## User Guide
User Guide - Analysis of storage and electricity price forecast for large consumers in neighboring countries.
Project aim
Approach
Contact Details
Alexandra Lüth |  | Project Manager |  | AXDL@ramboll.com |  | +45 60 36 19 08
Carlos Martin Nieto |  | Expert - Part 1 |  | CMNO@ramboll.com |  | +45 60 36 11 11
Frida Kloster |  | Expert - Part 2 |  | FRKL@ramboll.com |  | +45 60 36 19 18
Raúl Vera Martínez |  | Expert - Part 2 |  | raul.martinez@ramboll.com
Table of Contents
Part I
P1 - Assumptions
P1 - Dashboard
P1 - Consumption
P1 - Production
P1 - Price
P1 - Curtailment
P1 - Lineflows
Part II
P2 - Estonia
P2 - Sweden
P2 - Latvia
P2 - Lithuania
P2 - Finland
P2 - Poland
Cell formatting
Type of cell |  |  | Type |  | Allowed action | Explanation
Model input |  |  | Value |  | Do not change! | Ramboll's EU electricty market model direct result - Input can be changed
Calculations |  |  | Formula |  | Do not change! | Calculation employing modelling results or historical data - These cells should not be updated as they contain formulas
Nomenclature
Units
W | Watt
kW | Kilowatt
MW | Megawatt
GW | Gigawatt
kWh | Kilowatt-hours
MWh | Megawatt-hours
GWh | Gigawatt-hours
TWh | Terawatt-hours
Countries
EE | Estonia
LV | Latvia
LT | Lithuania
PL | Poland
FI | Finland
SE | Sweden
This report was prepared in May 2025 and delivered on May 23, 2025.
The Ministry of Climate in Estonia and Rambøll are collaborating in the analysis of storage and price forecasting for Estonia and neighboring countries. The overarching objective of this study is to evaluate the impact of various energy storage technologies and capacities on electricity prices, with the broader aim of supporting the accelerated integration of renewable energy sources. Energy storage plays a pivotal role in enabling higher shares of renewable energy in the power system, while large-scale consumers also significantly influence renewable energy utilization.
This study specifically examines the influence of a 500 MW pumped hydro storage plant (with an energy capacity of 6,000 MWh and a 12-hour discharge duration) on electricity prices in Estonia, in comparison to a battery energy storage system. To this end, three electricity market scenarios have been modeled within the context of the integrated European electricity market.
The second phase of the project involves forecasting electricity prices for major industrial consumers in Estonia and neighboring countries—Latvia, Lithuania, Poland, Finland, and Sweden—for the years 2025, 2030, and 2035. This includes a component-based modeling approach that accounts for elements such as renewable energy surcharges, network tariffs, taxes, and excise duties.
Part I: Analysis of the Role of Storage in the Electricity Market
Three main scenarios were developed for this study, exploring different combinations of battery energy storage systems (BESS) and pumped hydro storage capacity in Estonia. Each scenario was modeled for the years 2030, 2035, and 2040, giving a total of nine model runs. Development pathways for other European countries were defined in coordination with the Ministry of Climate, using the TYNDP National Trends and IEA Announced Pledges outlooks.
Wind and solar PV generation profiles were customized based on specific plant locations, while profiles for other generation types were determined through optimization within the energy market model. Projections for generation capacity and commodity prices were sourced from external databases and served as inputs to derive hourly electricity prices for Estonia and neighboring bidding zones. Specific inputs regarding capacity, demand, and interconnection in Estonia were based on assumptions provided by the Ministry.
Ramboll's European electricity market model—a dispatch model developed in Python and simulated on an hourly (8,760-hour) basis—was used to produce outputs including generation dispatch profiles, electricity prices, cross-border flows, and storage operation across all European market zones at hourly resolution.
All results were consolidated into this interactive ‘Results Dashboard’ spreadsheet, enabling the Ministry to explore insights through a series of graphs and tables.
Part II: Electricity Price Analysis for Large Consumers and Industry
Electricity price data and cost component breakdowns were collected from national regulatory sources, TSOs and DSOs and categorized into key elements such as renewable energy taxes, network charges, taxes, and other applicable fees. Country-specific policy frameworks were taken into account, and, where available, price differences between high- and low-voltage consumers were distinguished.
Ramboll leveraged its local expertise and in-country presence to ensure the analysis reflected accurate and context-specific conditions.

## P1 - Assumptions
Assumptions - Part 1
Estiona Scenarios
Scenario 1 | [8 empty] | Scenario 2 | [8 empty] | Scenario 3
| Year |  | 2030 | 2035 | 2040 |  |  |  |  | Year |  | 2030 | 2035 | 2040 |  |  |  |  | Year |  | 2030 | 2035 | 2040
| Area |  | EE | EE | EE |  |  |  |  | Area |  | EE | EE | EE |  |  |  |  | Area |  | EE | EE | EE
| Scenario | Units | SC1 | SC1 | SC1 | Source |  |  |  | Scenario | Units | SC2 | SC2 | SC2 | Source |  |  |  | Scenario | Units | SC3 | SC3 | SC3 | Source
GENERATION CAPACITIES | Fossil Fuels total Capacity | MW | 1294 | 1294 | 828 | Estonian Ministry of Climate |  |  | GENERATION CAPACITIES | Fossil Fuels total Capacity | MW | 1294 | 1294 | 828 | Estonian Ministry of Climate |  |  | GENERATION CAPACITIES | Fossil Fuels total Capacity | MW | 1294 | 1294 | 828 | Estonian Ministry of Climate
| Oil Shale | MW | 466 | 466 | 0 | Estonian Ministry of Climate |  |  |  | Oil Shale | MW | 466 | 466 | 0 | Estonian Ministry of Climate |  |  |  | Oil Shale | MW | 466 | 466 | 0 | Estonian Ministry of Climate
| Oil Gas Shale | MW | 78 | 78 | 78 | Estonian Ministry of Climate |  |  |  | Oil Gas Shale | MW | 78 | 78 | 78 | Estonian Ministry of Climate |  |  |  | Oil Gas Shale | MW | 78 | 78 | 78 | Estonian Ministry of Climate
| Natural Gas | MW | 750 | 750 | 750 | Estonian Ministry of Climate |  |  |  | Natural Gas | MW | 750 | 750 | 750 | Estonian Ministry of Climate |  |  |  | Natural Gas | MW | 750 | 750 | 750 | Estonian Ministry of Climate
| Renewables total Capacity | MW | 4480 | 5750 | 7900 | Estonian Ministry of Climate |  |  |  | Renewables total Capacity | MW | 4480 | 5750 | 7900 | Estonian Ministry of Climate |  |  |  | Renewables total Capacity | MW | 4480 | 5750 | 7900 | Estonian Ministry of Climate
| Solar | MW | 1480 | 1600 | 2000 | Estonian Ministry of Climate |  |  |  | Solar | MW | 1480 | 1600 | 2000 | Estonian Ministry of Climate |  |  |  | Solar | MW | 1480 | 1600 | 2000 | Estonian Ministry of Climate
| Wind Offshore | MW | 0 | 1000 | 2000 | Estonian Ministry of Climate |  |  |  | Wind Offshore | MW | 0 | 1000 | 2000 | Estonian Ministry of Climate |  |  |  | Wind Offshore | MW | 0 | 1000 | 2000 | Estonian Ministry of Climate
| Wind Onshore | MW | 2850 | 3000 | 3050 | Estonian Ministry of Climate |  |  |  | Wind Onshore | MW | 2850 | 3000 | 3050 | Estonian Ministry of Climate |  |  |  | Wind Onshore | MW | 2850 | 3000 | 3050 | Estonian Ministry of Climate
| Biomass | MW | 150 | 150 | 150 | Estonian Ministry of Climate |  |  |  | Biomass | MW | 150 | 150 | 150 | Estonian Ministry of Climate |  |  |  | Biomass | MW | 150 | 150 | 150 | Estonian Ministry of Climate
| Biogas | MW | 0 | 0 | 560 | Estonian Ministry of Climate |  |  |  | Biogas | MW | 0 | 0 | 560 | Estonian Ministry of Climate |  |  |  | Biogas | MW | 0 | 0 | 560 | Estonian Ministry of Climate
| Hydrogen | MW | 0 | 0 | 140 | Estonian Ministry of Climate |  |  |  | Hydrogen | MW | 0 | 0 | 140 | Estonian Ministry of Climate |  |  |  | Hydrogen | MW | 0 | 0 | 140 | Estonian Ministry of Climate
| TOTAL GENERATION CAPACITY | MW | 5774 | 7044 | 8728 | Estonian Ministry of Climate |  |  |  | TOTAL GENERATION CAPACITY | MW | 5774 | 7044 | 8728 | Estonian Ministry of Climate |  |  |  | TOTAL GENERATION CAPACITY | MW | 5774 | 7044 | 8728 | Estonian Ministry of Climate
STORAGE CAPACITIES | PHS CAPACITY | MW | 0 | 0 | 0 | Estonian Ministry of Climate |  |  | STORAGE CAPACITIES | PHS CAPACITY | MW | 500 | 500 | 500 | Estonian Ministry of Climate |  |  | STORAGE CAPACITIES | PHS CAPACITY | MW | 500 | 500 | 500 | Estonian Ministry of Climate
| BESS CAPACITY | MW | 1500 | 1500 | 1500 | Estonian Ministry of Climate |  |  |  | BESS CAPACITY | MW | 1000 | 1000 | 1000 | Estonian Ministry of Climate |  |  |  | BESS CAPACITY | MW | 233.1 | 233.1 | 233.1 | Estonian Ministry of Climate
TRANSMISSION CAPACITY | EE - LV | MW | 1000 | 2000 | 2000 | Estonian Ministry of Climate |  |  | TRANSMISSION CAPACITY | EE - LV | MW | 1000 | 2000 | 2000 | Estonian Ministry of Climate |  |  | TRANSMISSION CAPACITY | EE - LV | MW | 1000 | 2000 | 2000 | Estonian Ministry of Climate
| EE - FI | MW | 1016 | 1716 | 1716 | Estonian Ministry of Climate |  |  |  | EE - FI | MW | 1016 | 1716 | 1716 | Estonian Ministry of Climate |  |  |  | EE - FI | MW | 1016 | 1716 | 1716 | Estonian Ministry of Climate
DEMAND | TOTAL ELECTRICITY DEMAND | TWh | 10.4 | 12.2 | 13.8 | Estonian Ministry of Climate |  |  | DEMAND | TOTAL ELECTRICITY DEMAND | TWh | 10.4 | 12.2 | 13.8 | Estonian Ministry of Climate |  |  | DEMAND | TOTAL ELECTRICITY DEMAND | TWh | 10.4 | 12.2 | 13.8 | Estonian Ministry of Climate
FUEL PRICES AND CO2 QUOTAS | Oil Shale | EUR/MWh | 15 | 15 | 15 | Estonian Ministry of Climate |  |  | FUEL PRICES AND CO2 QUOTAS | Oil Shale | EUR/MWh | 15 | 15 | 15 | Estonian Ministry of Climate |  |  | FUEL PRICES AND CO2 QUOTAS | Oil Shale | EUR/MWh | 15 | 15 | 15 | Estonian Ministry of Climate
| Oil Shale Gas | EUR/MWh | 16 | 16 | 16 | Estonian Ministry of Climate |  |  |  | Oil Shale Gas | EUR/MWh | 16 | 16 | 16 | Estonian Ministry of Climate |  |  |  | Oil Shale Gas | EUR/MWh | 16 | 16 | 16 | Estonian Ministry of Climate
| Biomass | EUR/MWh | 30 | 30 | 30 | Estonian Ministry of Climate |  |  |  | Biomass | EUR/MWh | 30 | 30 | 30 | Estonian Ministry of Climate |  |  |  | Biomass | EUR/MWh | 30 | 30 | 30 | Estonian Ministry of Climate
| Natural Gas | EUR/MWh | 19.51 | 18.21 | 16.9106 | IEA - Announced Pledges |  |  |  | Natural Gas | EUR/MWh | 19.51 | 18.21 | 16.9106 | IEA - Announced Pledges |  |  |  | Natural Gas | EUR/MWh | 19.51 | 18.21 | 16.9106 | IEA - Announced Pledges
| CO2 | EUR/ton | 128.6655 | 152.4924 | 166.7886 | IEA - Announced Pledges |  |  |  | CO2 | EUR/ton | 128.6655 | 152.4924 | 166.7886 | IEA - Announced Pledges |  |  |  | CO2 | EUR/ton | 128.6655 | 152.4924 | 166.7886 | IEA - Announced Pledges
Other Assumptions include:
81% round trip efficiency for PHS
85% round trip efficency for BESS
European Energy System
The rest of the countries in the EU were modelled according to the projected generation capacities, demands and tranmission lines available in the TYNDP-NT 2024 scenario:
Reference: | Visualisation Platform ¦ ENTSOs TYNDP 2024 Scenarios
The Fuel prices and CO2 quotas prices used were the ones projected by IEA's Announced Pledges scenario:
Reference: | World Energy Outlook 2024 – Analysis - IEA
Some of the Estonia neighbour countries input assumptions are:
Latvia | [8 empty] | Lithuania | [8 empty] | Sweden | [8 empty] | Finland | [6 empty] | Poland
| Year |  | 2030 | 2035 | 2040 |  |  |  |  | Year |  | 2030 | 2035 | 2040 |  |  |  |  | Year |  | 2030 | 2035 | 2040 |  |  |  |  | Year |  | 2030 | 2035 | 2040 |  |  | Year |  | 2030 | 2035 | 2040
| Area | Units | LV | LV | LV |  |  |  |  | Area | Units | LT | LT | LT |  |  |  |  | Area | Units | SE | SE | SE |  |  |  |  | Area | Units | FI | FI | FI |  |  | Area | Units | PL | PL | PL
GENERATION CAPACITIES | Fossil Fuels total Capacity | MW | 1077.003 | 1077.003 | 1077.003 | TYNDP-NT 2024 |  |  | GENERATION CAPACITIES | Fossil Fuels total Capacity | MW | 1022.999 | 767.999 | 512.999 | TYNDP-NT 2024 |  |  | GENERATION CAPACITIES | Fossil Fuels total Capacity | MW | 151 | 124 | 97 | TYNDP-NT 2024 |  |  | GENERATION CAPACITIES | Fossil Fuels total Capacity | MW | 2239.998 | 1908.499 | 1577 | TYNDP-NT 2024 | GENERATION CAPACITIES | Fossil Fuels total Capacity | MW | 28447.917 | 22086.3165 | 15724.716 | TYNDP-NT 2024
| Oil | MW | 0 | 0 | 0 | TYNDP-NT 2024 |  |  |  | Oil | MW | 0 | 0 | 0 | TYNDP-NT 2024 |  |  |  | Oil | MW | 0 | 0 | 0 | TYNDP-NT 2024 |  |  |  | Oil | MW | 0 | 0 | 0 | TYNDP-NT 2024 |  | Oil | MW | 0 | 0 | 0 | TYNDP-NT 2024
| Coal | MW | 0 | 0 | 0 | TYNDP-NT 2024 |  |  |  | Coal | MW | 0 | 0 | 0 | TYNDP-NT 2024 |  |  |  | Coal | MW | 0 | 0 | 0 | TYNDP-NT 2024 |  |  |  | Coal | MW | 1195.998 | 966.999 | 738 | TYNDP-NT 2024 |  | Coal | MW | 18827.202 | 12385.101 | 5943 | TYNDP-NT 2024
| Natural Gas | MW | 1077.003 | 1077.003 | 1077.003 | TYNDP-NT 2024 |  |  |  | Natural Gas | MW | 1022.999 | 767.999 | 512.999 | TYNDP-NT 2024 |  |  |  | Natural Gas | MW | 151 | 124 | 97 | TYNDP-NT 2024 |  |  |  | Natural Gas | MW | 1044 | 941.5 | 839 | TYNDP-NT 2024 |  | Natural Gas | MW | 9620.715 | 9701.2155 | 9781.716 | TYNDP-NT 2024
| Other non-RES | MW | 0 | 0 | 0 | TYNDP-NT 2024 |  |  |  | Other non-RES | MW | 106.89 | 106.89 | 106.89 | TYNDP-NT 2024 |  |  |  | Other non-RES | MW | 0 | 0 | 0 | TYNDP-NT 2024 |  |  |  | Other non-RES | MW | 390.5 | 261.75 | 133 | TYNDP-NT 2024 |  | Other non-RES | MW | 5614.321 | 5008.187 | 4402.053 | TYNDP-NT 2024
| Nuclear | MW | 0 | 0 | 0 | TYNDP-NT 2024 |  |  |  | Nuclear | MW | 0 | 0 | 0 | TYNDP-NT 2024 |  |  |  | Nuclear | MW | 6883 | 6388 | 5893 | TYNDP-NT 2024 |  |  |  | Nuclear | MW | 4394 | 4394 | 4394 | TYNDP-NT 2024 |  | Nuclear | MW | 0 | 2220 | 4440 | TYNDP-NT 2024
| Renewables total Capacity | MW | 2704.048 | 3192.0025 | 3679.957 | TYNDP-NT 2024 |  |  |  | Renewables total Capacity | MW | 11736.41 | 13651.41 | 15566.41 | TYNDP-NT 2024 |  |  |  | Renewables total Capacity | MW | 45929.535 | 57783.8115 | 69638.088 | TYNDP-NT 2024 |  |  |  | Renewables total Capacity | MW | 43549.086 | 65245.471 | 86941.856 | TYNDP-NT 2024 |  | Renewables total Capacity | MW | 48485.094 | 51358.6915 | 54232.289 | TYNDP-NT 2024
| Solar | MW | 216.03 | 326.03 | 436.03 | TYNDP-NT 2024 |  |  |  | Solar | MW | 5000.3 | 5300.3 | 5600.3 | TYNDP-NT 2024 |  |  |  | Solar | MW | 7301.767 | 10952.6505 | 14603.534 | TYNDP-NT 2024 |  |  |  | Solar | MW | 10695.187 | 16042.7805 | 21390.374 | TYNDP-NT 2024 |  | Solar | MW | 21663.41 | 23831.85 | 26000.29 | TYNDP-NT 2024
| Wind Offshore | MW | 500 | 750 | 1000 | TYNDP-NT 2024 |  |  |  | Wind Offshore | MW | 1400 | 2800 | 4200 | TYNDP-NT 2024 |  |  |  | Wind Offshore | MW | 600 | 6600 | 12600 | TYNDP-NT 2024 |  |  |  | Wind Offshore | MW | 1000 | 2950 | 4900 | TYNDP-NT 2024 |  | Wind Offshore | MW | 10004 | 10452 | 10900 | TYNDP-NT 2024
| Wind Onshore | MW | 237 | 294.5 | 352 | TYNDP-NT 2024 |  |  |  | Wind Onshore | MW | 5000.02 | 5215.02 | 5430.02 | TYNDP-NT 2024 |  |  |  | Wind Onshore | MW | 17952.153 | 20287.546 | 22622.939 | TYNDP-NT 2024 |  |  |  | Wind Onshore | MW | 25992.471 | 40391.2625 | 54790.054 | TYNDP-NT 2024 |  | Wind Onshore | MW | 13767.84 | 13767.84 | 13767.84 | TYNDP-NT 2024
| Hydro | MW | 1592 | 1592 | 1592 | TYNDP-NT 2024 |  |  |  | Hydro | MW | 126.2 | 126.2 | 126.2 | TYNDP-NT 2024 |  |  |  | Hydro | MW | 15617.2 | 15617.2 | 15617.2 | TYNDP-NT 2024 |  |  |  | Hydro | MW | 3236.608 | 3236.608 | 3236.608 | TYNDP-NT 2024 |  | Hydro | MW | 794.79 | 794.79 | 794.79 | TYNDP-NT 2024
| Other RES | MW | 159.018 | 229.4725 | 299.927 | TYNDP-NT 2024 |  |  |  | Other RES | MW | 209.89 | 209.89 | 209.89 | TYNDP-NT 2024 |  |  |  | Other RES | MW | 4458.415 | 4326.415 | 4194.415 | TYNDP-NT 2024 |  |  |  | Other RES | MW | 2624.82 | 2624.82 | 2624.82 | TYNDP-NT 2024 |  | Other RES | MW | 2155.054 | 2062.2115 | 1969.369 | TYNDP-NT 2024
| Hydrogen | MW | 0 | 0 | 0 | TYNDP-NT 2024 |  |  |  | Hydrogen | MW | 0 | 0 | 0 | TYNDP-NT 2024 |  |  |  | Hydrogen | MW | 0 | 0 | 0 | TYNDP-NT 2024 |  |  |  | Hydrogen | MW | 0 | 0 | 0 | TYNDP-NT 2024 |  | Hydrogen | MW | 100 | 450 | 800 | TYNDP-NT 2024
| TOTAL GENERATION CAPACITY | MW | 3781.051 | 4269.0055 | 4756.96 | TYNDP-NT 2024 |  |  |  | TOTAL GENERATION CAPACITY | MW | 12866.299 | 14526.299 | 16186.299 | TYNDP-NT 2024 |  |  |  | TOTAL GENERATION CAPACITY | MW | 52963.535 | 64295.8115 | 75628.088 | TYNDP-NT 2024 |  |  |  | TOTAL GENERATION CAPACITY | MW | 50573.584 | 71809.72 | 93045.856 | TYNDP-NT 2024 |  | TOTAL GENERATION CAPACITY | MW | 82547.332 | 80673.195 | 78799.058 | TYNDP-NT 2024
DEMAND | TOTAL ELECTRICITY DEMAND | TWh | 8.6887 | 8.6887 | 8.6887 | TYNDP-NT 2024 |  |  | DEMAND | TOTAL ELECTRICITY DEMAND | TWh | 17.1991 | 18.3117 | 19.4242 | TYNDP-NT 2024 |  |  | DEMAND | TOTAL ELECTRICITY DEMAND | TWh | 152.5232 | 162.5232 | 172.5233 | TYNDP-NT 2024 |  |  | DEMAND | TOTAL ELECTRICITY DEMAND | TWh | 111.032 | 118.9901 | 126.9482 | TYNDP-NT 2024 | DEMAND | TOTAL ELECTRICITY DEMAND | TWh | 188.8983 | 206.1368 | 223.3752 | TYNDP-NT 2024
FUEL PRICES AND CO2 QUOTAS | Natural Gas | EUR/MWh | 19.51 | 18.21 | 16.9106 | IEA - Announced Pledges |  |  | FUEL PRICES AND CO2 QUOTAS | Natural Gas | EUR/MWh | 19.51 | 18.21 | 16.9106 | IEA - Announced Pledges |  |  | FUEL PRICES AND CO2 QUOTAS | Natural Gas | EUR/MWh | 19.51 | 18.21 | 16.9106 | IEA - Announced Pledges |  |  | FUEL PRICES AND CO2 QUOTAS | Natural Gas | EUR/MWh | 19.51 | 18.21 | 16.9106 | IEA - Announced Pledges | FUEL PRICES AND CO2 QUOTAS | Natural Gas | EUR/MWh | 19.51 | 18.21 | 16.9106 | IEA - Announced Pledges
| Coal | EUR/MWh | 8.8905 | 7.9875 | 7.0846 | IEA - Announced Pledges |  |  |  | Coal | EUR/MWh | 8.8905 | 7.9875 | 7.0846 | IEA - Announced Pledges |  |  |  | Coal | EUR/MWh | 8.8905 | 7.9875 | 7.0846 | IEA - Announced Pledges |  |  |  | Coal | EUR/MWh | 8.8905 | 7.9875 | 7.0846 | IEA - Announced Pledges |  | Coal | EUR/MWh | 8.8905 | 7.9875 | 7.0846 | IEA - Announced Pledges
| Oil | EUR/MWh | 103.6488 | 97.1708 | 90.6927 | IEA - Announced Pledges |  |  |  | Oil | EUR/MWh | 103.6488 | 97.1708 | 90.6927 | IEA - Announced Pledges |  |  |  | Oil | EUR/MWh | 103.6488 | 97.1708 | 90.6927 | IEA - Announced Pledges |  |  |  | Oil | EUR/MWh | 103.6488 | 97.1708 | 90.6927 | IEA - Announced Pledges |  | Oil | EUR/MWh | 103.6488 | 97.1708 | 90.6927 | IEA - Announced Pledges
| CO2 | EUR/ton | 128.6655 | 152.4924 | 166.7886 | IEA - Announced Pledges |  |  |  | CO2 | EUR/ton | 128.6655 | 152.4924 | 166.7886 | IEA - Announced Pledges |  |  |  | CO2 | EUR/ton | 128.6655 | 152.4924 | 166.7886 | IEA - Announced Pledges |  |  |  | CO2 | EUR/ton | 128.6655 | 152.4924 | 166.7886 | IEA - Announced Pledges |  | CO2 | EUR/ton | 128.6655 | 152.4924 | 166.7886 | IEA - Announced Pledges
Estonia - Historical
Production
Year |  | 2010 | 2011 | 2012 | 2013 | 2014 | 2015 | 2016 | 2017 | 2018 | 2019 | 2020 | 2021 | 2022 | 2023 | 2024 | 2025 | 2026 | 2027 | 2028 | 2029 | 2030 | 2031 | 2032 | 2033 | 2034 | 2035 | 2036 | 2037 | 2038 | 2039 | 2040
Estonia
Fossil fuels | GWh | 2010: 12660; 2011: 12495; 2012: 11491; 2013: 12720; 2014: 11815; 2015: 9406.83; 2016: 11531.247; 2017: 12396.968; 2018: 11682.369; 2019: 6836.085; 2020: 4959.324; 2021: 6094.789; 2022: 7649.849; 2023: 2570
Hydro Reservoir | GWh | 2010: 27; 2011: 30; 2012: 42; 2013: 26; 2014: 27; 2015: 27; 2016: 35; 2017: 26; 2018: 15; 2019: 19; 2020: 30; 2021: 23; 2022: 23; 2023: 23
Wind onshore | GWh | 2010: 277; 2011: 368; 2012: 434; 2013: 529; 2014: 604; 2015: 715; 2016: 594; 2017: 723; 2018: 636; 2019: 687; 2020: 844; 2021: 733; 2022: 668; 2023: 683
Wind offshore | GWh | 2010: 0; 2011: 0; 2012: 0; 2013: 0; 2014: 0; 2015: 0; 2016: 0; 2017: 0; 2018: 0; 2019: 0; 2020: 0; 2021: 0; 2022: 0; 2023: 0
Solar | GWh | 2010: 0; 2011: 0; 2012: 0; 2013: 0; 2014: 0; 2015: 0; 2016: 9.677; 2017: 14.492; 2018: 30.802; 2019: 73.5; 2020: 245.132; 2021: 353.67; 2022: 596; 2023: 629
Biomass /Waste | GWh | 2010: 740; 2011: 781; 2012: 1001; 2013: 725; 2014: 831; 2015: 888; 2016: 1013; 2017: 1177; 2018: 1403; 2019: 1426; 2020: 1925; 2021: 1860; 2022: 1663; 2023: 1768
Reference: | [nrg_ind_pehcf] Gross production of electricity and derived heat from combustible fuels by type of plant and operator
Reference: | Estonia - Countries & Regions - IEA

## P1 - Dashboard
Dashboard
Requested deliverables
PRICE | [9 empty] | CONSUMPTION | [9 empty] | PRODUCTION
Summary of electricty price results | [19 empty] | Summary pf electricty production
Scenario |  | Period | Average Electricity Market Price (€/MWh) | Weighted Average Electricity Price (€/MWh) | [15 empty] | Area | EE | EE | EE | EE | EE | EE | EE | EE | EE
[20 empty] | Scenario | SC1 - 2030 | SC2 - 2030 | SC3 - 2030 | SC1 - 2035 | SC2 - 2035 | SC3 - 2035 | SC1 - 2040 | SC2 - 2040 | SC3 - 2040
Scenario 1 | 1500MW BESS | 2030 | 50.3773 | 49.8838 | [15 empty] | Unit | GWh | GWh | GWh | GWh | GWh | GWh | GWh | GWh | GWh
|  | 2035 | 38.9037 | 38.2665 | [15 empty] | Onshore Wind | 7059.172 | 7130.4532 | 7111.6948 | 6697.4523 | 6847.9582 | 6772.2137 | 5021.999 | 5136.0813 | 5011.7605
|  | 2040 | 26.9984 | 26.4508 | [15 empty] | Offshore Wind | 0 | 0 | 0 | 4103.3573 | 4105.5237 | 4105.3446 | 8190.4259 | 8195.1174 | 8193.1592
Scenario 2 | 1000 MW BESS, 500 MW PHS | 2030 | 48.8687 | 48.8482 | [15 empty] | Solar | 1671.8253 | 1671.8253 | 1671.8253 | 1807.3787 | 1807.3787 | 1807.3787 | 2259.2234 | 2259.2234 | 2259.2234
|  | 2035 | 38.0648 | 37.6881 | [15 empty] | Biomass | 205.1756 | 185.5488 | 194.6271 | 178.9203 | 165.5705 | 170.1108 | 155.7998 | 215.5173 | 148.8469
|  | 2040 | 25.986 | 25.6624 | [15 empty] | Oil Shale | 5.3187 | 0 | 0.35407 | 0 | 0 | 0 | 0 | 0 | 0
Scenario 3 | 233.1 MW BESS, 500 MW PHS | 2030 | 49.5756 | 49.3507 | [15 empty] | Oil Shale Gas | 2.7093 | 0.4635 | 1.17 | 0 | 0 | 0 | 0 | 0 | 0
|  | 2035 | 38.3517 | 37.9018 | [15 empty] | Natural Gas | 883.9492 | 798.0468 | 828.9756 | 150.4599 | 130.7471 | 136.2707 | 66.4149 | 56.5905 | 59.2118
|  | 2040 | 26.3644 | 25.9746 | [15 empty] | Biogas | 0 | 0 | 0 | 0 | 0 | 0 | 0 | 0 | 0
[20 empty] | Hydrogen | 0 | 0 | 0 | 0 | 0 | 0 | 0 | 0 | 0
Hourly electricity market price in the Estonian price area | [9 empty] | Hourly electricity consumption in the Estonian price area. | [9 empty] | Hourly electricity generation volumes | [9 empty] | Hourly electricity generation volumes | [8 empty] | Hourly electricity generation volumes | [8 empty] | Hourly electricity generation volumes | [8 empty] | Hourly electricity generation volumes | [8 empty] | Hourly electricity generation volumes | [8 empty] | Hourly electricity generation volumes | [10 empty] | Hourly electricity generation volumes | [10 empty] | Hourly electricity generation volumes
Area | EE | EE | EE | EE | EE | EE | EE | EE | EE | Zone | EE | EE | EE | EE | EE | EE | EE | EE | EE | Zone | EE | EE | EE | EE | EE | EE | EE | EE |  | Zone | EE | EE | EE | EE | EE | EE | EE | EE | Zone | EE | EE | EE | EE | EE | EE | EE | EE | Zone | EE | EE | EE | EE | EE | EE | EE | EE | Zone | EE | EE | EE | EE | EE | EE | EE | EE | Zone | EE | EE | EE | EE | EE | EE | EE | EE | Zone | EE | EE | EE | EE | EE | EE | EE | EE | EE | EE | Zone | EE | EE | EE | EE | EE | EE | EE | EE | EE | EE | Zone | EE | EE | EE | EE | EE | EE | EE | EE | EE | EE
Scenario | SC1 - 2030 | SC2 - 2030 | SC3 - 2030 | SC1 - 2035 | SC2 - 2035 | SC3 - 2035 | SC1 - 2040 | SC2 - 2040 | SC3 - 2040 | Scenario | SC1 - 2030 | SC2 - 2030 | SC3 - 2030 | SC1 - 2035 | SC2 - 2035 | SC3 - 2035 | SC1 - 2040 | SC2 - 2040 | SC3 - 2040 | Scenario | SC1 - 2030 | SC1 - 2030 | SC1 - 2030 | SC1 - 2030 | SC1 - 2030 | SC1 - 2030 | SC1 - 2030 | SC1 - 2030 |  | Scenario | SC2 - 2030 | SC2 - 2030 | SC2 - 2030 | SC2 - 2030 | SC2 - 2030 | SC2 - 2030 | SC2 - 2030 | SC2 - 2030 | Scenario | SC3 - 2030 | SC3 - 2030 | SC3 - 2030 | SC3 - 2030 | SC3 - 2030 | SC3 - 2030 | SC3 - 2030 | SC3 - 2030 | Scenario | SC1 - 2035 | SC1 - 2035 | SC1 - 2035 | SC1 - 2035 | SC1 - 2035 | SC1 - 2035 | SC1 - 2035 | SC1 - 2035 | Scenario | SC2 - 2035 | SC2 - 2035 | SC2 - 2035 | SC2 - 2035 | SC2 - 2035 | SC2 - 2035 | SC2 - 2035 | SC2 - 2035 | Scenario | SC3 - 2035 | SC3 - 2035 | SC3 - 2035 | SC3 - 2035 | SC3 - 2035 | SC3 - 2035 | SC3 - 2035 | SC3 - 2035 | Scenario | SC1 - 2040 | SC1 - 2040 | SC1 - 2040 | SC1 - 2040 | SC1 - 2040 | SC1 - 2040 | SC1 - 2040 | SC1 - 2040 | SC1 - 2040 | SC1 - 2040 | Scenario | SC2 - 2040 | SC2 - 2040 | SC2 - 2040 | SC2 - 2040 | SC2 - 2040 | SC2 - 2040 | SC2 - 2040 | SC2 - 2040 | SC2 - 2040 | SC2 - 2040 | Scenario | SC3 - 2040 | SC3 - 2040 | SC3 - 2040 | SC3 - 2040 | SC3 - 2040 | SC3 - 2040 | SC3 - 2040 | SC3 - 2040 | SC3 - 2040 | SC3 - 2040
Unit | EUR/MWh | EUR/MWh | EUR/MWh | EUR/MWh | EUR/MWh | EUR/MWh | EUR/MWh | EUR/MWh | EUR/MWh | Unit | MWh | MWh | MWh | MWh | MWh | MWh | MWh | MWh | MWh | Generation technology | Onshore Wind | Offshore Wind | Solar | Biomass | Oil Shale | Oil Shale Gas | Natural Gas | TOTAL |  | Generation technology | Onshore Wind | Offshore Wind | Solar | Biomass | Oil Shale | Oil Shale Gas | Natural Gas | TOTAL | Generation technology | Onshore Wind | Offshore Wind | Solar | Biomass | Oil Shale | Oil Shale Gas | Natural Gas | TOTAL | Generation technology | Onshore Wind | Offshore Wind | Solar | Biomass | Oil Shale | Oil Shale Gas | Natural Gas | TOTAL | Generation technology | Onshore Wind | Offshore Wind | Solar | Biomass | Oil Shale | Oil Shale Gas | Natural Gas | TOTAL | Generation technology | Onshore Wind | Offshore Wind | Solar | Biomass | Oil Shale | Oil Shale Gas | Natural Gas | TOTAL | Generation technology | Onshore Wind | Offshore Wind | Solar | Biomass | Oil Shale | Oil Shale Gas | Natural Gas | Biogas | Hydrogen | TOTAL | Generation technology | Onshore Wind | Offshore Wind | Solar | Biomass | Oil Shale | Oil Shale Gas | Natural Gas | Biogas | Hydrogen | TOTAL | Generation technology | Onshore Wind | Offshore Wind | Solar | Biomass | Oil Shale | Oil Shale Gas | Natural Gas | Biogas | Hydrogen | TOTAL
1 | 92.2674 | 92.2674 | 92.2674 | 92.9395 | 92.9395 | 92.9395 | 99.7111 | 99.7111 | 99.7111 | 1 | 1295.216 | 1295.216 | 1295.216 | 1055.1566 | 1055.1566 | 1055.1566 | 1193.5378 | 1193.5378 | 1193.5378 | Total (GWh) | 7059.172 | 0 | 1671.8253 | 205.1756 | 5.3187 | 2.7093 | 883.9492 | 9828.1501 |  | Total (GWh) | 7130.4532 | 0 | 1671.8253 | 185.5488 | 0 | 0.4635 | 798.0468 | 9786.3375 | Total (GWh) | 7111.6948 | 0 | 1671.8253 | 194.6271 | 0.35407 | 1.17 | 828.9756 | 9808.6469 | Total (GWh) | 6697.4523 | 4103.3573 | 1807.3787 | 178.9203 | 0 | 0 | 150.4599 | 12937.5685 | Total (GWh) | 6847.9582 | 4105.5237 | 1807.3787 | 165.5705 | 0 | 0 | 130.7471 | 13057.1781 | Total (GWh) | 6772.2137 | 4105.3446 | 1807.3787 | 170.1108 | 0 | 0 | 136.2707 | 12991.3185 | Total (GWh) | 5021.999 | 8190.4259 | 2259.2234 | 155.7998 | 0 | 0 | 66.4149 | 0 | 0 | 15693.863 | Total (GWh) | 5136.0813 | 8195.1174 | 2259.2234 | 215.5173 | 0 | 0 | 56.5905 | 0 | 0 | 15862.5298 | Total (GWh) | 5011.7605 | 8193.1592 | 2259.2234 | 148.8469 | 0 | 0 | 59.2118 | 0 | 0 | 15672.2017
2 | 92.2674 | 92.2674 | 92.2674 | 92.7144 | 92.7144 | 92.7144 | 98.8111 | 98.8111 | 98.8111 | 2 | 1267.4543 | 1267.4543 | 1267.4543 | 1022.59 | 1022.59 | 1022.59 | 1156.7002 | 1156.7002 | 1156.7002 | Unit | MWh | MWh | MWh | MWh | MWh | MWh | MWh | MWh |  | Unit | MWh | MWh | MWh | MWh | MWh | MWh | MWh | MWh | Unit | MWh | MWh | MWh | MWh | MWh | MWh | MWh | MWh | Unit | MWh | MWh | MWh | MWh | MWh | MWh | MWh | MWh | Unit | MWh | MWh | MWh | MWh | MWh | MWh | MWh | MWh | Unit | MWh | MWh | MWh | MWh | MWh | MWh | MWh | MWh | Unit | MWh | MWh | MWh | MWh | MWh | MWh | MWh | MWh | MWh | MWh | Unit | MWh | MWh | MWh | MWh | MWh | MWh | MWh | MWh | MWh | MWh | Unit | MWh | MWh | MWh | MWh | MWh | MWh | MWh | MWh | MWh | MWh
3 | 92.2674 | 92.2674 | 92.2674 | 91.8213 | 91.8213 | 91.8213 | 96.8601 | 96.8601 | 96.8601 | 3 | 1245.245 | 849.5068 | 1245.245 | 996.5368 | 996.5368 | 996.5368 | 1127.2301 | 1127.2301 | 1127.2301 | 1 | 272.7723 | 0 | 0 | 150 | 0 | 0 | 150 | 572.7723 |  | 1 | 272.7723 | 0 | 0 | 150 | 0 | 0 | 150 | 572.7723 | 1 | 272.7723 | 0 | 0 | 150 | 0 | 0 | 150 | 572.7723 | 1 | 287.1287 | 396.5691 | 0 | 150 | 0 | 0 | 0 | 833.6978 | 1 | 287.1287 | 396.5691 | 0 | 150 | 0 | 0 | 0 | 833.6978 | 1 | 287.1287 | 396.5691 | 0 | 150 | 0 | 0 | 0 | 833.6978 | 1 | 291.9142 | 793.1382 | 0 | 150 | 0 | 0 | 0 | 0 | 0 | 1235.0524 | 1 | 291.9142 | 793.1382 | 0 | 66 | 0 | 0 | 0 | 0 | 0 | 1151.0524 | 1 | 291.9142 | 793.1382 | 0 | 150 | 0 | 0 | 0 | 0 | 0 | 1235.0524
4 | 92.2674 | 92.2674 | 92.2674 | 91.1656 | 91.1656 | 91.1656 | 95.5236 | 95.5236 | 95.5236 | 4 | 1245.245 | 1245.245 | 1245.245 | 1460.7681 | 1460.7681 | 1460.7681 | 1127.2301 | 1127.2301 | 1127.2301 | 2 | 235.1485 | 0 | 0 | 150 | 0 | 0 | 150 | 535.1485 |  | 2 | 235.1485 | 0 | 0 | 150 | 0 | 0 | 150 | 535.1485 | 2 | 235.1485 | 0 | 0 | 150 | 0 | 0 | 150 | 535.1485 | 2 | 247.5248 | 383.4511 | 0 | 150 | 0 | 0 | 0 | 780.9758 | 2 | 247.5248 | 383.4511 | 0 | 150 | 0 | 0 | 0 | 780.9758 | 2 | 247.5248 | 383.4511 | 0 | 150 | 0 | 0 | 0 | 780.9758 | 2 | 251.6502 | 766.9021 | 0 | 150 | 0 | 0 | 0 | 0 | 0 | 1168.5523 | 2 | 251.6502 | 766.9021 | 0 | 66 | 0 | 0 | 0 | 0 | 0 | 1084.5523 | 2 | 251.6502 | 766.9021 | 0 | 150 | 0 | 0 | 0 | 0 | 0 | 1168.5523
5 | 92.2674 | 92.2674 | 92.2674 | 90.7506 | 90.7506 | 90.7506 | 95.0069 | 95.0069 | 95.0069 | 5 | 1256.3496 | 860.6114 | 1256.3496 | 1473.7948 | 1473.7948 | 1473.7948 | 1141.9652 | 1141.9652 | 1141.9652 | 3 | 188.1188 | 0 | 0 | 150 | 0 | 0 | 150 | 488.1188 |  | 3 | 188.1188 | 0 | 0 | 150 | 0 | 0 | 150 | 488.1188 | 3 | 188.1188 | 0 | 0 | 150 | 0 | 0 | 150 | 488.1188 | 3 | 198.0198 | 370.333 | 0 | 150 | 0 | 0 | 0 | 718.3528 | 3 | 198.0198 | 370.333 | 0 | 150 | 0 | 0 | 0 | 718.3528 | 3 | 198.0198 | 370.333 | 0 | 150 | 0 | 0 | 0 | 718.3528 | 3 | 201.3201 | 740.666 | 0 | 150 | 0 | 0 | 0 | 0 | 0 | 1091.9861 | 3 | 201.3201 | 740.666 | 0 | 66 | 0 | 0 | 0 | 0 | 0 | 1007.9861 | 3 | 201.3201 | 740.666 | 0 | 150 | 0 | 0 | 0 | 0 | 0 | 1091.9861
6 | 92.2674 | 92.2674 | 92.2674 | 90.7506 | 90.7506 | 90.7506 | 94.6942 | 94.6942 | 94.6942 | 6 | 1278.559 | 882.8208 | 1278.559 | 1499.848 | 1499.848 | 1499.848 | 1171.4352 | 1171.4352 | 1171.4352 | 4 | 216.3366 | 0 | 0 | 150 | 0 | 0 | 150 | 516.3366 |  | 4 | 216.3366 | 0 | 0 | 150 | 0 | 0 | 150 | 516.3366 | 4 | 216.3366 | 0 | 0 | 150 | 0 | 0 | 150 | 516.3366 | 4 | 227.7228 | 353.1786 | 0 | 150 | 0 | 0 | 0 | 730.9014 | 4 | 227.7228 | 353.1786 | 0 | 150 | 0 | 0 | 0 | 730.9014 | 4 | 227.7228 | 353.1786 | 0 | 150 | 0 | 0 | 0 | 730.9014 | 4 | 231.5182 | 706.3572 | 0 | 150 | 0 | 0 | 0 | 0 | 0 | 1087.8754 | 4 | 231.5182 | 706.3572 | 0 | 66 | 0 | 0 | 0 | 0 | 0 | 1003.8754 | 4 | 231.5182 | 706.3572 | 0 | 150 | 0 | 0 | 0 | 0 | 0 | 1087.8754
7 | 92.2674 | 92.2674 | 92.2674 | 90.7506 | 90.7506 | 90.7506 | 95.0069 | 95.0069 | 95.0069 | 7 | 1306.3206 | 1306.3206 | 1306.3206 | 1532.4146 | 1532.4146 | 1532.4146 | 1208.2728 | 1208.2728 | 1208.2728 | 5 | 216.3366 | 0 | 0 | 150 | 0 | 0 | 150 | 516.3366 |  | 5 | 216.3366 | 0 | 0 | 150 | 0 | 0 | 150 | 516.3366 | 5 | 216.3366 | 0 | 0 | 150 | 0 | 0 | 150 | 516.3366 | 5 | 227.7228 | 326.9425 | 0 | 150 | 0 | 0 | 0 | 704.6653 | 5 | 227.7228 | 326.9425 | 0 | 150 | 0 | 0 | 0 | 704.6653 | 5 | 227.7228 | 326.9425 | 0 | 150 | 0 | 0 | 0 | 704.6653 | 5 | 231.5182 | 653.885 | 0 | 150 | 0 | 0 | 0 | 0 | 0 | 1035.4031 | 5 | 231.5182 | 653.885 | 0 | 66 | 0 | 0 | 0 | 0 | 0 | 951.4031 | 5 | 231.5182 | 653.885 | 0 | 150 | 0 | 0 | 0 | 0 | 0 | 1035.4031
8 | 92.2674 | 92.2674 | 92.2674 | 90.7506 | 90.7506 | 90.7506 | 94.8281 | 94.8281 | 94.8281 | 8 | 920.5766 | 1316.3148 | 1316.3148 | 1544.1385 | 1544.1385 | 1544.1385 | 1221.5344 | 1221.5344 | 1221.5344 | 6 | 188.1188 | 0 | 0 | 150 | 0 | 0 | 150 | 488.1188 |  | 6 | 188.1188 | 0 | 0 | 150 | 0 | 0 | 150 | 488.1188 | 6 | 188.1188 | 0 | 0 | 150 | 0 | 0 | 150 | 488.1188 | 6 | 198.0198 | 280.5247 | 0 | 150 | 0 | 0 | 0 | 628.5445 | 6 | 198.0198 | 280.5247 | 0 | 150 | 0 | 0 | 0 | 628.5445 | 6 | 198.0198 | 280.5247 | 0 | 150 | 0 | 0 | 0 | 628.5445 | 6 | 201.3201 | 561.0494 | 0 | 150 | 0 | 0 | 0 | 0 | 0 | 912.3696 | 6 | 201.3201 | 561.0494 | 0 | 66 | 0 | 0 | 0 | 0 | 0 | 828.3696 | 6 | 201.3201 | 561.0494 | 0 | 150 | 0 | 0 | 0 | 0 | 0 | 912.3696
9 | 92.2674 | 92.2674 | 92.2674 | 90.7506 | 90.7506 | 90.7506 | 93.7225 | 93.7225 | 93.7225 | 9 | 1351.8497 | 1351.8497 | 964.3014 | 1585.8237 | 1585.8237 | 1585.8237 | 1268.6865 | 1268.6865 | 1268.6865 | 7 | 112.8713 | 0 | 0 | 150 | 0 | 0 | 150 | 412.8713 |  | 7 | 112.8713 | 0 | 0 | 150 | 0 | 0 | 150 | 412.8713 | 7 | 112.8713 | 0 | 0 | 150 | 0 | 0 | 150 | 412.8713 | 7 | 118.8119 | 230.0706 | 0 | 150 | 0 | 0 | 0 | 498.8825 | 7 | 118.8119 | 230.0706 | 0 | 150 | 0 | 0 | 0 | 498.8825 | 7 | 118.8119 | 230.0706 | 0 | 150 | 0 | 0 | 0 | 498.8825 | 7 | 120.7921 | 460.1413 | 0 | 150 | 0 | 0 | 0 | 0 | 0 | 730.9334 | 7 | 120.7921 | 460.1413 | 0 | 66 | 0 | 0 | 0 | 0 | 0 | 646.9334 | 7 | 120.7921 | 460.1413 | 0 | 150 | 0 | 0 | 0 | 0 | 0 | 730.9334
10 | 92.2674 | 92.2674 | 92.2674 | 90.7506 | 90.7506 | 90.7506 | 93.8414 | 93.8414 | 93.8414 | 10 | 1391.8265 | 1391.8265 | 1391.8265 | 1632.7196 | 1632.7196 | 1632.7196 | 1321.7326 | 1321.7326 | 1321.7326 | 8 | 75.2475 | 0 | 5.0859 | 150 | 0 | 0 | 150 | 380.3334 |  | 8 | 75.2475 | 0 | 5.0859 | 150 | 0 | 0 | 150 | 380.3334 | 8 | 75.2475 | 0 | 5.0859 | 150 | 0 | 0 | 150 | 380.3334 | 8 | 79.2079 | 189.7074 | 5.4983 | 150 | 0 | 0 | 0 | 424.4136 | 8 | 79.2079 | 189.7074 | 5.4983 | 150 | 0 | 0 | 0 | 424.4136 | 8 | 79.2079 | 189.7074 | 5.4983 | 150 | 0 | 0 | 0 | 424.4136 | 8 | 80.5281 | 379.4147 | 6.8729 | 150 | 0 | 0 | 0 | 0 | 0 | 616.8156 | 8 | 80.5281 | 379.4147 | 6.8729 | 66 | 0 | 0 | 0 | 0 | 0 | 532.8156 | 8 | 80.5281 | 379.4147 | 6.8729 | 150 | 0 | 0 | 0 | 0 | 0 | 616.8156
11 | 92.2674 | 92.2674 | 92.2674 | 91.5976 | 91.5976 | 91.5976 | 91.0456 | 91.0456 | 91.0456 | 11 | 1260.4468 | 1260.4468 | 1260.4468 | 1201.0548 | 1201.0548 | 1201.0548 | 1777.9806 | 1770.0885 | 1777.9806 | 9 | 65.8416 | 0 | 10.1718 | 150 | 0 | 0 | 150 | 376.0134 |  | 9 | 65.8416 | 0 | 10.1718 | 150 | 0 | 0 | 150 | 376.0134 | 9 | 65.8416 | 0 | 10.1718 | 150 | 0 | 0 | 150 | 376.0134 | 9 | 69.3069 | 158.4258 | 10.9966 | 150 | 0 | 0 | 0 | 388.7293 | 9 | 69.3069 | 158.4258 | 10.9966 | 150 | 0 | 0 | 0 | 388.7293 | 9 | 69.3069 | 158.4258 | 10.9966 | 150 | 0 | 0 | 0 | 388.7293 | 9 | 70.462 | 316.8517 | 13.7457 | 150 | 0 | 0 | 0 | 0 | 0 | 551.0594 | 9 | 70.462 | 316.8517 | 13.7457 | 66 | 0 | 0 | 0 | 0 | 0 | 467.0594 | 9 | 70.462 | 316.8517 | 13.7457 | 150 | 0 | 0 | 0 | 0 | 0 | 551.0594
12 | 94.8028 | 94.8028 | 94.8028 | 93.0553 | 93.0553 | 93.0553 | 91.9248 | 91.9248 | 91.9248 | 12 | 1038.2861 | 1038.2861 | 1038.2861 | 1217.9894 | 1217.9894 | 1217.9894 | 1377.7257 | 1377.7257 | 1377.7257 | 10 | 65.8416 | 0 | 15.2577 | 150 | 0 | 0 | 150 | 381.0993 |  | 10 | 65.8416 | 0 | 15.2577 | 150 | 0 | 0 | 150 | 381.0993 | 10 | 65.8416 | 0 | 15.2577 | 150 | 0 | 0 | 150 | 381.0993 | 10 | 69.3069 | 136.226 | 16.4948 | 150 | 0 | 0 | 0 | 372.0278 | 10 | 69.3069 | 136.226 | 16.4948 | 150 | 0 | 0 | 0 | 372.0278 | 10 | 69.3069 | 136.226 | 16.4948 | 150 | 0 | 0 | 0 | 372.0278 | 10 | 70.462 | 272.4521 | 20.6186 | 150 | 0 | 0 | 0 | 0 | 0 | 513.5327 | 10 | 70.462 | 272.4521 | 20.6186 | 66 | 0 | 0 | 0 | 0 | 0 | 429.5327 | 10 | 70.462 | 272.4521 | 20.6186 | 150 | 0 | 0 | 0 | 0 | 0 | 513.5327
13 | 96.2822 | 96.2822 | 96.2822 | 100 | 100 | 100 | 93.8414 | 93.8414 | 93.8414 | 13 | 1048.2803 | 1048.2803 | 1048.2803 | 1229.7134 | 1229.7134 | 1229.7134 | 1390.9873 | 1390.9873 | 1390.9873 | 11 | 65.8416 | 0 | 20.3436 | 150 | 0 | 0 | 150 | 386.1852 |  | 11 | 65.8416 | 0 | 20.3436 | 150 | 0 | 0 | 150 | 386.1852 | 11 | 65.8416 | 0 | 20.3436 | 150 | 0 | 0 | 150 | 386.1852 | 11 | 69.3069 | 119.0716 | 21.9931 | 150 | 0 | 0 | 0 | 360.3717 | 11 | 69.3069 | 119.0716 | 21.9931 | 150 | 0 | 0 | 0 | 360.3717 | 11 | 69.3069 | 119.0716 | 21.9931 | 150 | 0 | 0 | 0 | 360.3717 | 11 | 70.462 | 238.1433 | 27.4914 | 150 | 0 | 0 | 0 | 0 | 0 | 486.0967 | 11 | 70.462 | 238.1433 | 27.4914 | 66 | 0 | 0 | 0 | 0 | 0 | 402.0967 | 11 | 70.462 | 238.1433 | 27.4914 | 150 | 0 | 0 | 0 | 0 | 0 | 486.0967
14 | 96.2822 | 96.2822 | 96.2822 | 100 | 100 | 100 | 96.0546 | 96.0546 | 96.0546 | 14 | 1080.4838 | 1080.4838 | 1080.4838 | 1267.4906 | 1267.4906 | 1267.4906 | 1433.7189 | 1433.7189 | 1433.7189 | 12 | 56.4356 | 0 | 15.2577 | 150 | 0 | 0 | 209.2095 | 430.9029 |  | 12 | 56.4356 | 0 | 15.2577 | 150 | 0 | 0 | 209.2095 | 430.9029 | 12 | 56.4356 | 0 | 15.2577 | 150 | 0 | 0 | 209.2095 | 430.9029 | 12 | 59.4059 | 96.8718 | 16.4948 | 150 | 0 | 0 | 0 | 322.7726 | 12 | 59.4059 | 96.8718 | 16.4948 | 150 | 0 | 0 | 0 | 322.7726 | 12 | 59.4059 | 96.8718 | 16.4948 | 150 | 0 | 0 | 0 | 322.7726 | 12 | 60.396 | 193.7437 | 20.6186 | 150 | 0 | 0 | 0 | 0 | 0 | 424.7583 | 12 | 60.396 | 193.7437 | 20.6186 | 66 | 0 | 0 | 0 | 0 | 0 | 340.7583 | 12 | 60.396 | 193.7437 | 20.6186 | 150 | 0 | 0 | 0 | 0 | 0 | 424.7583
15 | 99.4244 | 99.4244 | 99.4244 | 100 | 100 | 100 | 100 | 100 | 100 | 15 | 1137.1176 | 1137.1176 | 1137.1176 | 1333.9264 | 1333.9264 | 1333.9264 | 1508.8675 | 1508.8675 | 1508.8675 | 13 | 75.2475 | 0 | 10.1718 | 150 | 0 | 0 | 300 | 535.4193 |  | 13 | 75.2475 | 0 | 10.1718 | 150 | 0 | 0 | 300 | 535.4193 | 13 | 75.2475 | 0 | 10.1718 | 150 | 0 | 0 | 300 | 535.4193 | 13 | 79.2079 | 80.7265 | 10.9966 | 150 | 0 | 0 | 0 | 320.931 | 13 | 79.2079 | 80.7265 | 10.9966 | 150 | 0 | 0 | 0 | 320.931 | 13 | 79.2079 | 80.7265 | 10.9966 | 150 | 0 | 0 | 0 | 320.931 | 13 | 80.5281 | 161.4531 | 13.7457 | 150 | 0 | 0 | 0 | 0 | 0 | 405.7268 | 13 | 80.5281 | 161.4531 | 13.7457 | 66 | 0 | 0 | 0 | 0 | 0 | 321.7268 | 13 | 80.5281 | 161.4531 | 13.7457 | 150 | 0 | 0 | 0 | 0 | 0 | 405.7268
16 | 99.4244 | 99.4244 | 99.4244 | 100.8179 | 100.8179 | 100.8179 | 103.3673 | 103.3673 | 103.3673 | 16 | 1147.1118 | 1147.1118 | 1147.1118 | 1345.6503 | 1345.6503 | 1345.6503 | 1522.1291 | 1522.1291 | 1522.1291 | 14 | 84.6535 | 0 | 0 | 150 | 0 | 0 | 300 | 534.6535 |  | 14 | 84.6535 | 0 | 0 | 150 | 0 | 0 | 300 | 534.6535 | 14 | 84.6535 | 0 | 0 | 150 | 0 | 0 | 300 | 534.6535 | 14 | 89.1089 | 69.6266 | 0 | 150 | 0 | 0 | 0 | 308.7356 | 14 | 89.1089 | 69.6266 | 0 | 150 | 0 | 0 | 0 | 308.7356 | 14 | 89.1089 | 69.6266 | 0 | 150 | 0 | 0 | 0 | 308.7356 | 14 | 90.5941 | 139.2533 | 0 | 150 | 0 | 0 | 0 | 0 | 0 | 379.8473 | 14 | 90.5941 | 139.2533 | 0 | 66 | 0 | 0 | 0 | 0 | 0 | 295.8473 | 14 | 90.5941 | 139.2533 | 0 | 150 | 0 | 0 | 0 | 0 | 0 | 379.8473
17 | 98.7585 | 98.7585 | 98.7585 | 100.8179 | 100.8179 | 100.8179 | 105.7204 | 105.715 | 105.7204 | 17 | 1132.6757 | 1132.6757 | 1132.6757 | 1328.7157 | 1328.7157 | 1328.7157 | 1502.9735 | 1502.9735 | 1502.9735 | 15 | 103.4653 | 0 | 0 | 150 | 0 | 0 | 739.4049 | 992.8702 |  | 15 | 103.4653 | 0 | 0 | 150 | 0 | 0 | 739.4049 | 992.8702 | 15 | 103.4653 | 0 | 0 | 150 | 0 | 0 | 739.4049 | 992.8702 | 15 | 108.9109 | 62.5631 | 0 | 150 | 0 | 0 | 0 | 321.474 | 15 | 108.9109 | 62.5631 | 0 | 150 | 0 | 0 | 0 | 321.474 | 15 | 108.9109 | 62.5631 | 0 | 150 | 0 | 0 | 0 | 321.474 | 15 | 110.7261 | 125.1261 | 0 | 150 | 0 | 0 | 0 | 0 | 0 | 385.8522 | 15 | 110.7261 | 125.1261 | 0 | 66 | 0 | 0 | 0 | 0 | 0 | 301.8522 | 15 | 110.7261 | 125.1261 | 0 | 150 | 0 | 0 | 0 | 0 | 0 | 385.8522
18 | 99.3081 | 99.3081 | 99.3081 | 100.8179 | 100.8179 | 100.8179 | 105.7682 | 105.7682 | 105.7682 | 18 | 1117.1292 | 1117.1292 | 1117.1292 | 1310.4784 | 1310.4784 | 1310.4784 | 1482.3445 | 1482.3445 | 1482.3445 | 16 | 141.0891 | 0 | 0 | 150 | 0 | 0 | 616.2407 | 907.3298 |  | 16 | 141.0891 | 0 | 0 | 150 | 0 | 0 | 616.2407 | 907.3298 | 16 | 141.0891 | 0 | 0 | 150 | 0 | 0 | 616.2407 | 907.3298 | 16 | 148.5149 | 57.5177 | 0 | 150 | 0 | 0 | 0 | 356.0325 | 16 | 148.5149 | 57.5177 | 0 | 150 | 0 | 0 | 0 | 356.0325 | 16 | 148.5149 | 57.5177 | 0 | 150 | 0 | 0 | 0 | 356.0325 | 16 | 150.9901 | 115.0353 | 0 | 150 | 0 | 0 | 0 | 0 | 0 | 416.0254 | 16 | 150.9901 | 115.0353 | 0 | 66 | 0 | 0 | 0 | 0 | 0 | 332.0254 | 16 | 150.9901 | 115.0353 | 0 | 150 | 0 | 0 | 0 | 0 | 0 | 416.0254
19 | 98.7585 | 98.7585 | 98.7585 | 100.3385 | 100.3385 | 100.3385 | 105.7639 | 105.7639 | 105.7639 | 19 | 1100.4722 | 1100.4722 | 1100.4722 | 1290.9385 | 1290.9385 | 1290.9385 | 1460.2419 | 1460.2419 | 1460.2419 | 17 | 159.901 | 0 | 0 | 150 | 0 | 0 | 450 | 759.901 |  | 17 | 159.901 | 0 | 0 | 150 | 0 | 0 | 450 | 759.901 | 17 | 159.901 | 0 | 0 | 150 | 0 | 0 | 450 | 759.901 | 17 | 168.3168 | 53.4813 | 0 | 150 | 0 | 0 | 0 | 371.7982 | 17 | 168.3168 | 53.4813 | 0 | 150 | 0 | 0 | 0 | 371.7982 | 17 | 168.3168 | 53.4813 | 0 | 150 | 0 | 0 | 0 | 371.7982 | 17 | 171.1221 | 106.9627 | 0 | 150 | 0 | 0 | 0 | 0 | 0 | 428.0848 | 17 | 171.1221 | 106.9627 | 0 | 66 | 0 | 0 | 0 | 0 | 0 | 344.0848 | 17 | 171.1221 | 106.9627 | 0 | 150 | 0 | 0 | 0 | 0 | 0 | 428.0848
20 | 96.2822 | 96.2822 | 96.2822 | 100 | 100 | 100 | 104.3286 | 104.3286 | 104.3286 | 20 | 1062.7163 | 1062.7163 | 1062.7163 | 1246.648 | 1246.648 | 1246.648 | 1410.1428 | 1410.1428 | 1410.1428 | 18 | 216.3366 | 0 | 0 | 150 | 0 | 0 | 452.9889 | 819.3255 |  | 18 | 216.3366 | 0 | 0 | 150 | 0 | 0 | 452.9889 | 819.3255 | 18 | 216.3366 | 0 | 0 | 150 | 0 | 0 | 452.9889 | 819.3255 | 18 | 227.7228 | 51.4632 | 0 | 150 | 0 | 0 | 0 | 429.1859 | 18 | 227.7228 | 51.4632 | 0 | 150 | 0 | 0 | 0 | 429.1859 | 18 | 227.7228 | 51.4632 | 0 | 150 | 0 | 0 | 0 | 429.1859 | 18 | 231.5182 | 102.9263 | 0 | 150 | 0 | 0 | 0 | 0 | 0 | 484.4445 | 18 | 231.5182 | 102.9263 | 0 | 66 | 0 | 0 | 0 | 0 | 0 | 400.4445 | 18 | 231.5182 | 102.9263 | 0 | 150 | 0 | 0 | 0 | 0 | 0 | 484.4445
21 | 96.2822 | 96.2822 | 96.2822 | 100 | 100 | 100 | 103.1058 | 103.1058 | 103.1058 | 21 | 1014.9663 | 1014.9663 | 1014.9663 | 1190.6335 | 1190.6335 | 1190.6335 | 1346.7822 | 1346.7822 | 1346.7822 | 19 | 206.9307 | 0 | 0 | 150 | 0 | 0 | 450 | 806.9307 |  | 19 | 206.9307 | 0 | 0 | 150 | 0 | 0 | 450 | 806.9307 | 19 | 206.9307 | 0 | 0 | 150 | 0 | 0 | 450 | 806.9307 | 19 | 217.8218 | 51.4632 | 0 | 150 | 0 | 0 | 0 | 419.285 | 19 | 217.8218 | 51.4632 | 0 | 150 | 0 | 0 | 0 | 419.285 | 19 | 217.8218 | 51.4632 | 0 | 150 | 0 | 0 | 0 | 419.285 | 19 | 221.4521 | 102.9263 | 0 | 150 | 0 | 0 | 0 | 0 | 0 | 474.3785 | 19 | 221.4521 | 102.9263 | 0 | 66 | 0 | 0 | 0 | 0 | 0 | 390.3785 | 19 | 221.4521 | 102.9263 | 0 | 150 | 0 | 0 | 0 | 0 | 0 | 474.3785
22 | 96.2822 | 96.2822 | 96.2822 | 99.1253 | 99.1253 | 99.1253 | 103.7554 | 103.7554 | 103.7554 | 22 | 978.3209 | 978.3209 | 978.3209 | 1147.6456 | 1147.6456 | 1147.6456 | 1298.1565 | 1298.1565 | 1298.1565 | 20 | 253.9604 | 0 | 0 | 150 | 0 | 0 | 300 | 703.9604 |  | 20 | 253.9604 | 0 | 0 | 150 | 0 | 0 | 300 | 703.9604 | 20 | 253.9604 | 0 | 0 | 150 | 0 | 0 | 300 | 703.9604 | 20 | 267.3267 | 54.4904 | 0 | 150 | 0 | 0 | 0 | 471.8171 | 20 | 267.3267 | 54.4904 | 0 | 150 | 0 | 0 | 0 | 471.8171 | 20 | 267.3267 | 54.4904 | 0 | 150 | 0 | 0 | 0 | 471.8171 | 20 | 271.7822 | 108.9808 | 0 | 150 | 0 | 0 | 0 | 0 | 0 | 530.763 | 20 | 271.7822 | 108.9808 | 0 | 66 | 0 | 0 | 0 | 0 | 0 | 446.763 | 20 | 271.7822 | 108.9808 | 0 | 150 | 0 | 0 | 0 | 0 | 0 | 530.763
23 | 94.8028 | 94.8028 | 94.8028 | 94.1247 | 94.1247 | 94.1247 | 101.099 | 101.099 | 101.099 | 23 | 942.7859 | 942.7859 | 942.7859 | 1105.9604 | 1105.9604 | 1105.9604 | 1251.0044 | 1251.0044 | 1251.0044 | 21 | 329.2079 | 0 | 0 | 150 | 0 | 0 | 300 | 779.2079 |  | 21 | 329.2079 | 0 | 0 | 150 | 0 | 0 | 300 | 779.2079 | 21 | 329.2079 | 0 | 0 | 150 | 0 | 0 | 300 | 779.2079 | 21 | 346.5347 | 62.5631 | 0 | 150 | 0 | 0 | 0 | 559.0977 | 21 | 346.5347 | 62.5631 | 0 | 150 | 0 | 0 | 0 | 559.0977 | 21 | 346.5347 | 62.5631 | 0 | 150 | 0 | 0 | 0 | 559.0977 | 21 | 352.3102 | 125.1261 | 0 | 150 | 0 | 0 | 0 | 0 | 0 | 627.4364 | 21 | 352.3102 | 125.1261 | 0 | 66 | 0 | 0 | 0 | 0 | 0 | 543.4364 | 21 | 352.3102 | 125.1261 | 0 | 150 | 0 | 0 | 0 | 0 | 0 | 627.4364
24 | 92.2674 | 92.2674 | 92.2674 | 92.5701 | 92.5701 | 92.5701 | 97.3314 | 97.3314 | 97.3314 | 24 | 1094.3447 | 1094.3447 | 1094.3447 | 1056.4593 | 1056.4593 | 1056.4593 | 1195.0113 | 1195.0113 | 1195.0113 | 22 | 376.2376 | 0 | 0 | 150 | 0 | 0 | 300 | 826.2376 |  | 22 | 376.2376 | 0 | 0 | 150 | 0 | 0 | 300 | 826.2376 | 22 | 376.2376 | 0 | 0 | 150 | 0 | 0 | 300 | 826.2376 | 22 | 396.0396 | 73.663 | 0 | 150 | 0 | 0 | 0 | 619.7026 | 22 | 396.0396 | 73.663 | 0 | 150 | 0 | 0 | 0 | 619.7026 | 22 | 396.0396 | 73.663 | 0 | 150 | 0 | 0 | 0 | 619.7026 | 22 | 402.6403 | 147.3259 | 0 | 150 | 0 | 0 | 0 | 0 | 0 | 699.9662 | 22 | 402.6403 | 147.3259 | 0 | 66 | 0 | 0 | 0 | 0 | 0 | 615.9662 | 22 | 402.6403 | 147.3259 | 0 | 150 | 0 | 0 | 0 | 0 | 0 | 699.9662
25 | 92.2674 | 92.2674 | 92.2674 | 91.615 | 91.615 | 91.615 | 96.3955 | 96.3955 | 96.3955 | 25 | 1274.1171 | 1124.2909 | 1274.1171 | 1030.406 | 1030.406 | 1030.406 | 1165.5412 | 1165.5412 | 1165.5412 | 23 | 442.0792 | 0 | 0 | 150 | 0 | 0 | 216.2932 | 808.3724 |  | 23 | 442.0792 | 0 | 0 | 150 | 0 | 0 | 216.2932 | 808.3724 | 23 | 442.0792 | 0 | 0 | 150 | 0 | 0 | 216.2932 | 808.3724 | 23 | 465.3465 | 83.7538 | 0 | 150 | 0 | 0 | 0 | 699.1003 | 23 | 465.3465 | 83.7538 | 0 | 150 | 0 | 0 | 0 | 699.1003 | 23 | 465.3465 | 83.7538 | 0 | 150 | 0 | 0 | 0 | 699.1003 | 23 | 473.1023 | 167.5076 | 0 | 150 | 0 | 0 | 0 | 0 | 0 | 790.6099 | 23 | 473.1023 | 167.5076 | 0 | 66 | 0 | 0 | 0 | 0 | 0 | 706.6099 | 23 | 473.1023 | 167.5076 | 0 | 150 | 0 | 0 | 0 | 0 | 0 | 790.6099
26 | 92.2674 | 92.2674 | 92.2674 | 91.2531 | 91.2531 | 91.2531 | 95.5236 | 95.5236 | 95.5236 | 26 | 1256.3496 | 1256.3496 | 860.6114 | 1473.7948 | 1473.7948 | 1473.7948 | 1141.9652 | 1141.9652 | 1141.9652 | 24 | 526.7327 | 0 | 0 | 150 | 0 | 0 | 150 | 826.7327 |  | 24 | 526.7327 | 0 | 0 | 150 | 0 | 0 | 150 | 826.7327 | 24 | 526.7327 | 0 | 0 | 150 | 0 | 0 | 150 | 826.7327 | 24 | 554.4554 | 91.8264 | 0 | 150 | 0 | 0 | 0 | 796.2819 | 24 | 554.4554 | 91.8264 | 0 | 150 | 0 | 0 | 0 | 796.2819 | 24 | 554.4554 | 91.8264 | 0 | 150 | 0 | 0 | 0 | 796.2819 | 24 | 563.6964 | 183.6529 | 0 | 150 | 0 | 0 | 0 | 0 | 0 | 897.3492 | 24 | 563.6964 | 183.6529 | 0 | 66 | 0 | 0 | 0 | 0 | 0 | 813.3492 | 24 | 563.6964 | 183.6529 | 0 | 150 | 0 | 0 | 0 | 0 | 0 | 897.3492
27 | 92.2674 | 92.2674 | 92.2674 | 90.7506 | 90.7506 | 90.7506 | 94.764 | 94.764 | 94.764 | 27 | 1256.3496 | 1256.3496 | 1256.3496 | 1473.7948 | 1473.7948 | 1473.7948 | 1141.9652 | 1141.9652 | 1141.9652 | 25 | 592.5743 | 0 | 0 | 150 | 0 | 0 | 150 | 892.5743 |  | 25 | 592.5743 | 0 | 0 | 150 | 0 | 0 | 150 | 892.5743 | 25 | 592.5743 | 0 | 0 | 150 | 0 | 0 | 150 | 892.5743 | 25 | 623.7624 | 86.781 | 0 | 150 | 0 | 0 | 0 | 860.5434 | 25 | 623.7624 | 86.781 | 0 | 150 | 0 | 0 | 0 | 860.5434 | 25 | 623.7624 | 86.781 | 0 | 150 | 0 | 0 | 0 | 860.5434 | 25 | 634.1584 | 173.5621 | 0 | 150 | 0 | 0 | 0 | 0 | 0 | 957.7205 | 25 | 634.1584 | 173.5621 | 0 | 66 | 0 | 0 | 0 | 0 | 0 | 873.7205 | 25 | 634.1584 | 173.5621 | 0 | 150 | 0 | 0 | 0 | 0 | 0 | 957.7205
28 | 92.2674 | 92.2674 | 92.2674 | 90.7506 | 90.7506 | 90.7506 | 94.6386 | 94.6386 | 94.6386 | 28 | 873.937 | 1269.6752 | 1269.6752 | 1489.4267 | 1489.4267 | 1489.4267 | 1159.6472 | 1159.6472 | 1159.6472 | 26 | 649.0099 | 0 | 0 | 150 | 0 | 0 | 150 | 949.0099 |  | 26 | 649.0099 | 0 | 0 | 150 | 0 | 0 | 150 | 949.0099 | 26 | 649.0099 | 0 | 0 | 150 | 0 | 0 | 150 | 949.0099 | 26 | 683.1683 | 76.6902 | 0 | 150 | 0 | 0 | 0 | 909.8585 | 26 | 683.1683 | 76.6902 | 0 | 150 | 0 | 0 | 0 | 909.8585 | 26 | 683.1683 | 76.6902 | 0 | 150 | 0 | 0 | 0 | 909.8585 | 26 | 694.5545 | 153.3804 | 0 | 150 | 0 | 0 | 0 | 0 | 0 | 997.9349 | 26 | 694.5545 | 153.3804 | 0 | 66 | 0 | 0 | 0 | 0 | 0 | 913.9349 | 26 | 694.5545 | 153.3804 | 0 | 150 | 0 | 0 | 0 | 0 | 0 | 997.9349
29 | 92.2674 | 92.2674 | 92.2674 | 90.7506 | 90.7506 | 90.7506 | 95.0069 | 95.0069 | 95.0069 | 29 | 1297.4369 | 1297.4369 | 1297.4369 | 1521.9933 | 1521.9933 | 1521.9933 | 1196.4848 | 1196.4848 | 1196.4848 | 27 | 639.604 | 0 | 0 | 150 | 0 | 0 | 150 | 939.604 |  | 27 | 639.604 | 0 | 0 | 150 | 0 | 0 | 150 | 939.604 | 27 | 639.604 | 0 | 0 | 150 | 0 | 0 | 150 | 939.604 | 27 | 673.2673 | 69.6266 | 0 | 150 | 0 | 0 | 0 | 892.894 | 27 | 673.2673 | 69.6266 | 0 | 150 | 0 | 0 | 0 | 892.894 | 27 | 673.2673 | 69.6266 | 0 | 150 | 0 | 0 | 0 | 892.894 | 27 | 684.4884 | 139.2533 | 0 | 150 | 0 | 0 | 0 | 0 | 0 | 973.7417 | 27 | 684.4884 | 139.2533 | 0 | 66 | 0 | 0 | 0 | 0 | 0 | 889.7417 | 27 | 684.4884 | 139.2533 | 0 | 150 | 0 | 0 | 0 | 0 | 0 | 973.7417
30 | 92.2674 | 92.2674 | 92.2674 | 91.615 | 91.615 | 91.615 | 95.9438 | 95.9438 | 95.9438 | 30 | 1345.187 | 1345.187 | 1345.187 | 1113.7764 | 1113.7764 | 1113.7764 | 1259.8455 | 1259.8455 | 1259.8455 | 28 | 630.198 | 0 | 0 | 150 | 0 | 0 | 150 | 930.198 |  | 28 | 630.198 | 0 | 0 | 150 | 0 | 0 | 150 | 930.198 | 28 | 630.198 | 0 | 0 | 150 | 0 | 0 | 150 | 930.198 | 28 | 663.3663 | 75.6811 | 0 | 150 | 0 | 0 | 0 | 889.0475 | 28 | 663.3663 | 75.6811 | 0 | 150 | 0 | 0 | 0 | 889.0475 | 28 | 663.3663 | 75.6811 | 0 | 150 | 0 | 0 | 0 | 889.0475 | 28 | 674.4224 | 151.3623 | 0 | 150 | 0 | 0 | 0 | 0 | 0 | 975.7847 | 28 | 674.4224 | 151.3623 | 0 | 66 | 0 | 0 | 0 | 0 | 0 | 891.7847 | 28 | 674.4224 | 151.3623 | 0 | 150 | 0 | 0 | 0 | 0 | 0 | 975.7847
31 | 92.2674 | 92.2674 | 92.2674 | 92.0622 | 92.0622 | 92.0622 | 96.137 | 96.125 | 96.137 | 31 | 1352.4784 | 1352.4784 | 1352.4784 | 1154.159 | 1154.159 | 1154.159 | 1305.5241 | 1305.5241 | 1305.5241 | 29 | 611.3861 | 0 | 0 | 150 | 0 | 0 | 150 | 911.3861 |  | 29 | 611.3861 | 0 | 0 | 150 | 0 | 0 | 150 | 911.3861 | 29 | 611.3861 | 0 | 0 | 150 | 0 | 0 | 150 | 911.3861 | 29 | 643.5644 | 89.8083 | 0 | 150 | 0 | 0 | 0 | 883.3726 | 29 | 643.5644 | 89.8083 | 0 | 150 | 0 | 0 | 0 | 883.3726 | 29 | 643.5644 | 89.8083 | 0 | 150 | 0 | 0 | 0 | 883.3726 | 29 | 654.2904 | 179.6165 | 0 | 150 | 0 | 0 | 0 | 0 | 0 | 983.907 | 29 | 654.2904 | 179.6165 | 0 | 66 | 0 | 0 | 0 | 0 | 0 | 899.907 | 29 | 654.2904 | 179.6165 | 0 | 150 | 0 | 0 | 0 | 0 | 0 | 983.907
32 | 92.8754 | 92.8754 | 92.8754 | 95.9736 | 95.9736 | 95.9736 | 101.7462 | 101.7462 | 101.7462 | 32 | 1024.9605 | 1024.9605 | 1024.9605 | 1202.3575 | 1202.3575 | 1202.3575 | 1360.0437 | 1360.0437 | 1360.0437 | 30 | 583.1683 | 0 | 0 | 150 | 0 | 0 | 150 | 883.1683 |  | 30 | 583.1683 | 0 | 0 | 150 | 0 | 0 | 150 | 883.1683 | 30 | 583.1683 | 0 | 0 | 150 | 0 | 0 | 150 | 883.1683 | 30 | 613.8614 | 105.9536 | 0 | 150 | 0 | 0 | 0 | 869.815 | 30 | 613.8614 | 105.9536 | 0 | 150 | 0 | 0 | 0 | 869.815 | 30 | 613.8614 | 105.9536 | 0 | 150 | 0 | 0 | 0 | 869.815 | 30 | 624.0924 | 211.9072 | 0 | 150 | 0 | 0 | 0 | 0 | 0 | 985.9996 | 30 | 624.0924 | 211.9072 | 0 | 66 | 0 | 0 | 0 | 0 | 0 | 901.9996 | 30 | 624.0924 | 211.9072 | 0 | 150 | 0 | 0 | 0 | 0 | 0 | 985.9996
33 | 92.4181 | 92.4181 | 92.4181 | 93.5098 | 93.5098 | 93.5098 | 98.8561 | 98.8561 | 98.8561 | 33 | 1077.1524 | 1077.1524 | 1077.1524 | 1263.5826 | 1263.5826 | 1263.5826 | 1429.2984 | 1429.2984 | 1429.2984 | 31 | 545.5446 | 0 | 0 | 150 | 0 | 0 | 150 | 845.5446 |  | 31 | 545.5446 | 0 | 0 | 150 | 0 | 0 | 150 | 845.5446 | 31 | 545.5446 | 0 | 0 | 150 | 0 | 0 | 150 | 845.5446 | 31 | 574.2574 | 123.108 | 0 | 150 | 0 | 0 | 0 | 847.3654 | 31 | 574.2574 | 123.108 | 0 | 150 | 0 | 0 | 0 | 847.3654 | 31 | 574.2574 | 123.108 | 0 | 150 | 0 | 0 | 0 | 847.3654 | 31 | 583.8284 | 246.2159 | 0 | 150 | 0 | 0 | 0 | 0 | 0 | 980.0443 | 31 | 583.8284 | 246.2159 | 0 | 66 | 0 | 0 | 0 | 0 | 0 | 896.0443 | 31 | 583.8284 | 246.2159 | 0 | 150 | 0 | 0 | 0 | 0 | 0 | 980.0443
34 | 92.2674 | 92.2674 | 92.2674 | 91.5806 | 91.5806 | 91.5806 | 94.9922 | 94.9922 | 94.9922 | 34 | 1481.2644 | 1496.2104 | 1237.1145 | 1290.9385 | 1290.9385 | 1290.9385 | 1460.2419 | 1460.2419 | 1460.2419 | 32 | 460.8911 | 0 | 0 | 150 | 0 | 0 | 150 | 760.8911 |  | 32 | 460.8911 | 0 | 0 | 150 | 0 | 0 | 150 | 760.8911 | 32 | 460.8911 | 0 | 0 | 150 | 0 | 0 | 150 | 760.8911 | 32 | 485.1485 | 138.2442 | 0 | 150 | 0 | 0 | 0 | 773.3927 | 32 | 485.1485 | 138.2442 | 0 | 150 | 0 | 0 | 0 | 773.3927 | 32 | 485.1485 | 138.2442 | 0 | 150 | 0 | 0 | 0 | 773.3927 | 32 | 493.2343 | 276.4884 | 0 | 150 | 0 | 0 | 0 | 0 | 0 | 919.7227 | 32 | 493.2343 | 276.4884 | 0 | 66 | 0 | 0 | 0 | 0 | 0 | 835.7227 | 32 | 493.2343 | 276.4884 | 0 | 150 | 0 | 0 | 0 | 0 | 0 | 919.7227
35 | 92.2674 | 92.2674 | 92.2674 | 91.3268 | 91.3268 | 91.3268 | 91.4479 | 91.4479 | 91.4479 | 35 | 1503.9836 | 1503.9836 | 1503.9836 | 1401.0079 | 1401.0079 | 1401.0079 | 1470.5564 | 1470.5564 | 1470.5564 | 33 | 366.8317 | 0 | 5.0859 | 150 | 0 | 0 | 150 | 671.9176 |  | 33 | 366.8317 | 0 | 5.0859 | 150 | 0 | 0 | 150 | 671.9176 | 33 | 366.8317 | 0 | 5.0859 | 150 | 0 | 0 | 150 | 671.9176 | 33 | 386.1386 | 159.4349 | 5.4983 | 150 | 0 | 0 | 0 | 701.0718 | 33 | 386.1386 | 159.4349 | 5.4983 | 150 | 0 | 0 | 0 | 701.0718 | 33 | 386.1386 | 159.4349 | 5.4983 | 150 | 0 | 0 | 0 | 701.0718 | 33 | 392.5743 | 318.8698 | 6.8729 | 150 | 0 | 0 | 0 | 0 | 0 | 868.3169 | 33 | 392.5743 | 318.8698 | 6.8729 | 66 | 0 | 0 | 0 | 0 | 0 | 784.3169 | 33 | 392.5743 | 318.8698 | 6.8729 | 150 | 0 | 0 | 0 | 0 | 0 | 868.3169
36 | 92.2674 | 92.2674 | 92.2674 | 91.7331 | 91.7331 | 91.7331 | 91.4446 | 91.4446 | 91.4446 | 36 | 1510.6464 | 1510.6464 | 1510.6464 | 1307.8731 | 1307.8731 | 1307.8731 | 1479.3975 | 1479.3975 | 1479.3975 | 34 | 319.802 | 0 | 15.2577 | 150 | 0 | 0 | 150 | 635.0597 |  | 34 | 319.802 | 0 | 15.2577 | 150 | 0 | 0 | 150 | 635.0597 | 34 | 319.802 | 0 | 15.2577 | 150 | 0 | 0 | 150 | 635.0597 | 34 | 336.6337 | 177.5984 | 16.4948 | 150 | 0 | 0 | 0 | 680.7269 | 34 | 336.6337 | 177.5984 | 16.4948 | 150 | 0 | 0 | 0 | 680.7269 | 34 | 336.6337 | 177.5984 | 16.4948 | 150 | 0 | 0 | 0 | 680.7269 | 34 | 342.2442 | 355.1968 | 20.6186 | 150 | 0 | 0 | 0 | 0 | 0 | 868.0596 | 34 | 342.2442 | 355.1968 | 20.6186 | 66 | 0 | 0 | 0 | 0 | 0 | 784.0596 | 34 | 342.2442 | 355.1968 | 20.6186 | 150 | 0 | 0 | 0 | 0 | 0 | 868.0596
37 | 92.2674 | 92.2674 | 92.2674 | 93.4452 | 93.4452 | 93.4452 | 92.3854 | 92.3854 | 92.3854 | 37 | 1513.9778 | 1513.9778 | 1513.9778 | 1311.7811 | 1311.7811 | 1311.7811 | 1483.818 | 1483.818 | 1483.818 | 35 | 291.5842 | 0 | 20.3436 | 150 | 0 | 0 | 150 | 611.9278 |  | 35 | 291.5842 | 0 | 20.3436 | 150 | 0 | 0 | 150 | 611.9278 | 35 | 291.5842 | 0 | 20.3436 | 150 | 0 | 0 | 150 | 611.9278 | 35 | 306.9307 | 196.7709 | 21.9931 | 150 | 0 | 0 | 0 | 675.6948 | 35 | 306.9307 | 196.7709 | 21.9931 | 150 | 0 | 0 | 0 | 675.6948 | 35 | 306.9307 | 196.7709 | 21.9931 | 150 | 0 | 0 | 0 | 675.6948 | 35 | 312.0462 | 393.5419 | 27.4914 | 150 | 0 | 0 | 0 | 0 | 0 | 883.0795 | 35 | 312.0462 | 393.5419 | 27.4914 | 66 | 0 | 0 | 0 | 0 | 0 | 799.0795 | 35 | 312.0462 | 393.5419 | 27.4914 | 150 | 0 | 0 | 0 | 0 | 0 | 883.0795
38 | 92.2674 | 92.2674 | 92.2674 | 94.2431 | 94.2431 | 94.2431 | 95.9786 | 95.9786 | 95.9786 | 38 | 1144.8908 | 1431.5515 | 1431.5515 | 1343.045 | 1343.045 | 1343.045 | 1519.1821 | 1519.1821 | 1519.1821 | 36 | 263.3663 | 0 | 15.2577 | 150 | 0 | 0 | 150 | 578.6241 |  | 36 | 263.3663 | 0 | 15.2577 | 150 | 0 | 0 | 150 | 578.6241 | 36 | 263.3663 | 0 | 15.2577 | 150 | 0 | 0 | 150 | 578.6241 | 36 | 277.2277 | 221.998 | 16.4948 | 150 | 0 | 0 | 0 | 665.7205 | 36 | 277.2277 | 221.998 | 16.4948 | 150 | 0 | 0 | 0 | 665.7205 | 36 | 277.2277 | 221.998 | 16.4948 | 150 | 0 | 0 | 0 | 665.7205 | 36 | 281.8482 | 443.996 | 20.6186 | 150 | 0 | 0 | 0 | 0 | 0 | 896.4627 | 36 | 281.8482 | 443.996 | 20.6186 | 66 | 0 | 0 | 0 | 0 | 0 | 812.4627 | 36 | 281.8482 | 443.996 | 20.6186 | 150 | 0 | 0 | 0 | 0 | 0 | 896.4627
39 | 97.1386 | 97.1386 | 97.1386 | 98.7225 | 98.7225 | 98.7225 | 103.02 | 103.02 | 103.02 | 39 | 1208.1874 | 1208.1874 | 1208.1874 | 1417.2968 | 1417.2968 | 1417.2968 | 1603.1718 | 1603.1718 | 1603.1718 | 37 | 235.1485 | 0 | 5.0859 | 150 | 0 | 0 | 150 | 540.2344 |  | 37 | 235.1485 | 0 | 5.0859 | 150 | 0 | 0 | 150 | 540.2344 | 37 | 235.1485 | 0 | 5.0859 | 150 | 0 | 0 | 150 | 540.2344 | 37 | 247.5248 | 245.2069 | 5.4983 | 150 | 0 | 0 | 0 | 648.2299 | 37 | 247.5248 | 245.2069 | 5.4983 | 150 | 0 | 0 | 0 | 648.2299 | 37 | 247.5248 | 245.2069 | 5.4983 | 150 | 0 | 0 | 0 | 648.2299 | 37 | 251.6502 | 490.4137 | 6.8729 | 150 | 0 | 0 | 0 | 0 | 0 | 898.9367 | 37 | 251.6502 | 490.4137 | 6.8729 | 66 | 0 | 0 | 0 | 0 | 0 | 814.9367 | 37 | 251.6502 | 490.4137 | 6.8729 | 150 | 0 | 0 | 0 | 0 | 0 | 898.9367
40 | 98.7585 | 98.7585 | 98.7585 | 100.8179 | 100.8179 | 100.8179 | 105.7682 | 105.7682 | 105.7682 | 40 | 1217.0711 | 1217.0711 | 1217.0711 | 1427.7181 | 1427.7181 | 1427.7181 | 1614.9598 | 1614.9598 | 1614.9598 | 38 | 291.5842 | 0 | 0 | 150 | 0 | 0 | 150 | 591.5842 |  | 38 | 291.5842 | 0 | 0 | 150 | 0 | 0 | 150 | 591.5842 | 38 | 291.5842 | 0 | 0 | 150 | 0 | 0 | 150 | 591.5842 | 38 | 306.9307 | 258.3249 | 0 | 150 | 0 | 0 | 0 | 715.2556 | 38 | 306.9307 | 258.3249 | 0 | 150 | 0 | 0 | 0 | 715.2556 | 38 | 306.9307 | 258.3249 | 0 | 150 | 0 | 0 | 0 | 715.2556 | 38 | 312.0462 | 516.6498 | 0 | 150 | 0 | 0 | 0 | 0 | 0 | 978.6961 | 38 | 312.0462 | 516.6498 | 0 | 66 | 0 | 0 | 0 | 0 | 0 | 894.6961 | 38 | 312.0462 | 516.6498 | 0 | 150 | 0 | 0 | 0 | 0 | 0 | 978.6961
41 | 98.7585 | 98.7585 | 98.7585 | 100.8179 | 100.8179 | 100.8179 | 106.3683 | 106.3563 | 106.3683 | 41 | 1204.856 | 1204.856 | 1204.856 | 1413.3888 | 1413.3888 | 1413.3888 | 1598.7512 | 1598.7512 | 1598.7512 | 39 | 338.6139 | 0 | 0 | 150 | 0 | 0 | 300 | 788.6139 |  | 39 | 338.6139 | 0 | 0 | 150 | 0 | 0 | 300 | 788.6139 | 39 | 338.6139 | 0 | 0 | 150 | 0 | 0 | 300 | 788.6139 | 39 | 356.4356 | 262.3613 | 0 | 150 | 0 | 0 | 0 | 768.7969 | 39 | 356.4356 | 262.3613 | 0 | 150 | 0 | 0 | 0 | 768.7969 | 39 | 356.4356 | 262.3613 | 0 | 150 | 0 | 0 | 0 | 768.7969 | 39 | 362.3762 | 524.7225 | 0 | 150 | 0 | 0 | 0 | 0 | 0 | 1037.0987 | 39 | 362.3762 | 524.7225 | 0 | 66 | 0 | 0 | 0 | 0 | 0 | 953.0987 | 39 | 362.3762 | 524.7225 | 0 | 150 | 0 | 0 | 0 | 0 | 0 | 1037.0987
42 | 98.7585 | 98.7585 | 98.7585 | 100.8179 | 100.8179 | 100.8179 | 106.3683 | 106.3563 | 106.3683 | 42 | 1184.8676 | 1184.8676 | 1184.8676 | 1389.9409 | 1389.9409 | 1389.9409 | 1572.2282 | 1572.2282 | 1572.2282 | 40 | 338.6139 | 0 | 0 | 150 | 0 | 0 | 450 | 938.6139 |  | 40 | 338.6139 | 0 | 0 | 150 | 0 | 0 | 450 | 938.6139 | 40 | 338.6139 | 0 | 0 | 150 | 0 | 0 | 450 | 938.6139 | 40 | 356.4356 | 261.3522 | 0 | 150 | 0 | 0 | 0 | 767.7878 | 40 | 356.4356 | 261.3522 | 0 | 150 | 0 | 0 | 0 | 767.7878 | 40 | 356.4356 | 261.3522 | 0 | 150 | 0 | 0 | 0 | 767.7878 | 40 | 362.3762 | 522.7043 | 0 | 150 | 0 | 0 | 0 | 0 | 0 | 1035.0806 | 40 | 362.3762 | 522.7043 | 0 | 66 | 0 | 0 | 0 | 0 | 0 | 951.0806 | 40 | 362.3762 | 522.7043 | 0 | 150 | 0 | 0 | 0 | 0 | 0 | 1035.0806
43 | 98.7585 | 98.7585 | 98.7585 | 100.8179 | 100.8179 | 100.8179 | 106.3683 | 106.3563 | 106.3683 | 43 | 1142.6699 | 1142.6699 | 1142.6699 | 1340.4397 | 1340.4397 | 1340.4397 | 1516.2351 | 1516.2351 | 1516.2351 | 41 | 348.0198 | 0 | 0 | 150 | 0 | 0 | 450 | 948.0198 |  | 41 | 348.0198 | 0 | 0 | 150 | 0 | 0 | 450 | 948.0198 | 41 | 348.0198 | 0 | 0 | 150 | 0 | 0 | 450 | 948.0198 | 41 | 366.3366 | 255.2977 | 0 | 150 | 0 | 0 | 0 | 771.6343 | 41 | 366.3366 | 255.2977 | 0 | 150 | 0 | 0 | 0 | 771.6343 | 41 | 366.3366 | 255.2977 | 0 | 150 | 0 | 0 | 0 | 771.6343 | 41 | 372.4422 | 510.5954 | 0 | 150 | 0 | 0 | 150 | 0 | 0 | 1183.0376 | 41 | 372.4422 | 510.5954 | 0 | 66 | 0 | 0 | 150 | 0 | 0 | 1099.0376 | 41 | 372.4422 | 510.5954 | 0 | 150 | 0 | 0 | 150 | 0 | 0 | 1183.0376
44 | 98.7585 | 98.7585 | 98.7585 | 100 | 100 | 100 | 104.847 | 104.847 | 104.847 | 44 | 1099.3617 | 1099.3617 | 1099.3617 | 1289.6358 | 1289.6358 | 1289.6358 | 1458.7684 | 1458.7684 | 1458.7684 | 42 | 310.396 | 0 | 0 | 150 | 0 | 0 | 450 | 910.396 |  | 42 | 310.396 | 0 | 0 | 150 | 0 | 0 | 450 | 910.396 | 42 | 310.396 | 0 | 0 | 150 | 0 | 0 | 450 | 910.396 | 42 | 326.7327 | 253.2795 | 0 | 150 | 0 | 0 | 0 | 730.0122 | 42 | 326.7327 | 253.2795 | 0 | 150 | 0 | 0 | 0 | 730.0122 | 42 | 326.7327 | 253.2795 | 0 | 150 | 0 | 0 | 0 | 730.0122 | 42 | 332.1782 | 506.559 | 0 | 150 | 0 | 0 | 150 | 0 | 0 | 1138.7372 | 42 | 332.1782 | 506.559 | 0 | 66 | 0 | 0 | 150 | 0 | 0 | 1054.7372 | 42 | 332.1782 | 506.559 | 0 | 150 | 0 | 0 | 150 | 0 | 0 | 1138.7372
45 | 98.6288 | 98.6288 | 98.6288 | 100 | 100 | 100 | 102.0722 | 102.0722 | 102.0722 | 45 | 1040.507 | 1040.507 | 1040.507 | 1220.5947 | 1220.5947 | 1220.5947 | 1380.6727 | 1380.6727 | 1380.6727 | 43 | 338.6139 | 0 | 0 | 150 | 0 | 0 | 450 | 938.6139 |  | 43 | 338.6139 | 0 | 0 | 150 | 0 | 0 | 450 | 938.6139 | 43 | 338.6139 | 0 | 0 | 150 | 0 | 0 | 450 | 938.6139 | 43 | 356.4356 | 258.3249 | 0 | 150 | 0 | 0 | 0 | 764.7606 | 43 | 356.4356 | 258.3249 | 0 | 150 | 0 | 0 | 0 | 764.7606 | 43 | 356.4356 | 258.3249 | 0 | 150 | 0 | 0 | 0 | 764.7606 | 43 | 362.3762 | 516.6498 | 0 | 150 | 0 | 0 | 150 | 0 | 0 | 1179.0261 | 43 | 362.3762 | 516.6498 | 0 | 66 | 0 | 0 | 150 | 0 | 0 | 1095.0261 | 43 | 362.3762 | 516.6498 | 0 | 150 | 0 | 0 | 150 | 0 | 0 | 1179.0261
46 | 98.6288 | 98.6288 | 98.6288 | 100 | 100 | 100 | 100 | 100 | 100 | 46 | 998.3093 | 998.3093 | 998.3093 | 1171.0936 | 1171.0936 | 1171.0936 | 1324.6796 | 1324.6796 | 1324.6796 | 44 | 366.8317 | 0 | 0 | 150 | 0 | 0 | 450 | 966.8317 |  | 44 | 366.8317 | 0 | 0 | 150 | 0 | 0 | 450 | 966.8317 | 44 | 366.8317 | 0 | 0 | 150 | 0 | 0 | 450 | 966.8317 | 44 | 386.1386 | 272.4521 | 0 | 150 | 0 | 0 | 0 | 808.5907 | 44 | 386.1386 | 272.4521 | 0 | 150 | 0 | 0 | 0 | 808.5907 | 44 | 386.1386 | 272.4521 | 0 | 150 | 0 | 0 | 0 | 808.5907 | 44 | 392.5743 | 544.9041 | 0 | 150 | 0 | 0 | 0 | 0 | 0 | 1087.4784 | 44 | 392.5743 | 544.9041 | 0 | 66 | 0 | 0 | 0 | 0 | 0 | 1003.4784 | 44 | 392.5743 | 544.9041 | 0 | 150 | 0 | 0 | 0 | 0 | 0 | 1087.4784
47 | 92.2674 | 92.2674 | 92.2674 | 95.2617 | 95.2617 | 95.2617 | 95.3542 | 95.3542 | 95.3542 | 47 | 1093.5466 | 1093.5466 | 1093.5466 | 1125.5004 | 1125.5004 | 1125.5004 | 1273.107 | 1273.107 | 1273.107 | 45 | 442.0792 | 0 | 0 | 150 | 0 | 0 | 432.4278 | 1024.507 |  | 45 | 442.0792 | 0 | 0 | 150 | 0 | 0 | 432.4278 | 1024.507 | 45 | 442.0792 | 0 | 0 | 150 | 0 | 0 | 432.4278 | 1024.507 | 45 | 465.3465 | 290.6155 | 0 | 150 | 0 | 0 | 0 | 905.9621 | 45 | 465.3465 | 290.6155 | 0 | 150 | 0 | 0 | 0 | 905.9621 | 45 | 465.3465 | 290.6155 | 0 | 150 | 0 | 0 | 0 | 905.9621 | 45 | 473.1023 | 581.2311 | 0 | 150 | 0 | 0 | 0 | 0 | 0 | 1204.3334 | 45 | 473.1023 | 581.2311 | 0 | 66 | 0 | 0 | 0 | 0 | 0 | 1120.3334 | 45 | 473.1023 | 581.2311 | 0 | 150 | 0 | 0 | 0 | 0 | 0 | 1204.3334
48 | 92.2674 | 92.2674 | 92.2674 | 93.4452 | 93.4452 | 93.4452 | 92.3854 | 92.3854 | 92.3854 | 48 | 1322.9776 | 1322.9776 | 1322.9776 | 1087.7232 | 1087.7232 | 1087.7232 | 1230.3754 | 1230.3754 | 1230.3754 | 46 | 470.297 | 0 | 0 | 150 | 0 | 0 | 362.0122 | 982.3093 |  | 46 | 470.297 | 0 | 0 | 150 | 0 | 0 | 362.0122 | 982.3093 | 46 | 470.297 | 0 | 0 | 150 | 0 | 0 | 362.0122 | 982.3093 | 46 | 495.0495 | 309.7881 | 0 | 150 | 0 | 0 | 0 | 954.8376 | 46 | 495.0495 | 309.7881 | 0 | 150 | 0 | 0 | 0 | 954.8376 | 46 | 495.0495 | 309.7881 | 0 | 150 | 0 | 0 | 0 | 954.8376 | 46 | 503.3003 | 619.5762 | 0 | 150 | 0 | 0 | 0 | 0 | 0 | 1272.8765 | 46 | 503.3003 | 619.5762 | 0 | 66 | 0 | 0 | 0 | 0 | 0 | 1188.8765 | 46 | 503.3003 | 619.5762 | 0 | 150 | 0 | 0 | 0 | 0 | 0 | 1272.8765
49 | 87.4606 | 87.4606 | 87.4606 | 92.5701 | 92.5701 | 92.5701 | 92.0973 | 92.0973 | 92.0973 | 49 | 1300.7683 | 1300.7683 | 1300.7683 | 1061.6699 | 1061.6699 | 1061.6699 | 1200.9053 | 1200.9053 | 1200.9053 | 47 | 460.8911 | 0 | 0 | 150 | 0 | 0 | 150 | 760.8911 |  | 47 | 460.8911 | 0 | 0 | 150 | 0 | 0 | 150 | 760.8911 | 47 | 460.8911 | 0 | 0 | 150 | 0 | 0 | 150 | 760.8911 | 47 | 485.1485 | 321.8971 | 0 | 150 | 0 | 0 | 0 | 957.0456 | 47 | 485.1485 | 321.8971 | 0 | 150 | 0 | 0 | 0 | 957.0456 | 47 | 485.1485 | 321.8971 | 0 | 150 | 0 | 0 | 0 | 957.0456 | 47 | 493.2343 | 643.7941 | 0 | 150 | 0 | 0 | 0 | 0 | 0 | 1287.0285 | 47 | 493.2343 | 643.7941 | 0 | 66 | 0 | 0 | 0 | 0 | 0 | 1203.0285 | 47 | 493.2343 | 643.7941 | 0 | 150 | 0 | 0 | 0 | 0 | 0 | 1287.0285
50 | 87.1912 | 87.1912 | 87.1912 | 91.615 | 91.615 | 91.615 | 91.2408 | 91.2408 | 91.2408 | 50 | 1276.338 | 1276.338 | 1276.338 | 1033.0113 | 1033.0113 | 1033.0113 | 1168.4882 | 1168.4882 | 1168.4882 | 48 | 451.4851 | 0 | 0 | 150 | 0 | 0 | 150 | 751.4851 |  | 48 | 451.4851 | 0 | 0 | 150 | 0 | 0 | 150 | 751.4851 | 48 | 451.4851 | 0 | 0 | 150 | 0 | 0 | 150 | 751.4851 | 48 | 475.2475 | 335.0151 | 0 | 150 | 0 | 0 | 0 | 960.2627 | 48 | 475.2475 | 335.0151 | 0 | 150 | 0 | 0 | 0 | 960.2627 | 48 | 475.2475 | 335.0151 | 0 | 150 | 0 | 0 | 0 | 960.2627 | 48 | 483.1683 | 670.0303 | 0 | 150 | 0 | 0 | 0 | 0 | 0 | 1303.1986 | 48 | 483.1683 | 670.0303 | 0 | 66 | 0 | 0 | 0 | 0 | 0 | 1219.1986 | 48 | 483.1683 | 670.0303 | 0 | 150 | 0 | 0 | 0 | 0 | 0 | 1303.1986
51 | 85.9248 | 85.9248 | 85.9248 | 91.3268 | 91.3268 | 91.3268 | 89.7563 | 89.7563 | 89.7563 | 51 | 1270.7857 | 1270.7857 | 1270.7857 | 1484.3311 | 1484.3311 | 1484.3311 | 1686.2349 | 1686.2349 | 1686.2349 | 49 | 395.0495 | 0 | 0 | 0 | 0 | 0 | 150 | 545.0495 |  | 49 | 395.0495 | 0 | 0 | 0 | 0 | 0 | 150 | 545.0495 | 49 | 395.0495 | 0 | 0 | 0 | 0 | 0 | 150 | 545.0495 | 49 | 415.8416 | 346.115 | 0 | 150 | 0 | 0 | 0 | 911.9566 | 49 | 415.8416 | 346.115 | 0 | 150 | 0 | 0 | 0 | 911.9566 | 49 | 415.8416 | 346.115 | 0 | 150 | 0 | 0 | 0 | 911.9566 | 49 | 422.7723 | 692.2301 | 0 | 150 | 0 | 0 | 0 | 0 | 0 | 1265.0023 | 49 | 422.7723 | 692.2301 | 0 | 66 | 0 | 0 | 0 | 0 | 0 | 1181.0023 | 49 | 422.7723 | 692.2301 | 0 | 150 | 0 | 0 | 0 | 0 | 0 | 1265.0023
52 | 84.7706 | 84.7706 | 84.7706 | 89.6732 | 89.6732 | 89.6732 | 88.8384 | 88.8384 | 88.8384 | 52 | 1275.2276 | 1275.2276 | 1275.2276 | 1495.94 | 1495.94 | 1495.94 | 1692.1289 | 1692.1289 | 1692.1289 | 50 | 432.6733 | 0 | 0 | 0 | 0 | 0 | 150 | 582.6733 |  | 50 | 432.6733 | 0 | 0 | 0 | 0 | 0 | 150 | 582.6733 | 50 | 432.6733 | 0 | 0 | 0 | 0 | 0 | 150 | 582.6733 | 50 | 455.4455 | 361.2513 | 0 | 150 | 0 | 0 | 0 | 966.6968 | 50 | 455.4455 | 361.2513 | 0 | 150 | 0 | 0 | 0 | 966.6968 | 50 | 455.4455 | 361.2513 | 0 | 150 | 0 | 0 | 0 | 966.6968 | 50 | 463.0363 | 722.5025 | 0 | 150 | 0 | 0 | 0 | 0 | 0 | 1335.5388 | 50 | 463.0363 | 722.5025 | 0 | 66 | 0 | 0 | 0 | 0 | 0 | 1251.5388 | 50 | 463.0363 | 722.5025 | 0 | 150 | 0 | 0 | 0 | 0 | 0 | 1335.5388
53 | 84.5534 | 84.5534 | 84.5534 | 89.0737 | 89.0737 | 89.0737 | 62.2551 | 69.3425 | 69.3425 | 53 | 1315.2044 | 1315.2044 | 1315.2044 | 1542.8359 | 1542.8359 | 1542.8359 | 1745.175 | 1745.175 | 1745.175 | 51 | 526.7327 | 0 | 0 | 0 | 0 | 0 | 150 | 676.7327 |  | 51 | 526.7327 | 0 | 0 | 0 | 0 | 0 | 150 | 676.7327 | 51 | 526.7327 | 0 | 0 | 0 | 0 | 0 | 150 | 676.7327 | 51 | 554.4554 | 374.3693 | 0 | 150 | 0 | 0 | 0 | 1078.8248 | 51 | 554.4554 | 374.3693 | 0 | 150 | 0 | 0 | 0 | 1078.8248 | 51 | 554.4554 | 374.3693 | 0 | 150 | 0 | 0 | 0 | 1078.8248 | 51 | 563.6964 | 748.7386 | 0 | 0 | 0 | 0 | 0 | 0 | 0 | 1312.435 | 51 | 563.6964 | 748.7386 | 0 | 66 | 0 | 0 | 0 | 0 | 0 | 1378.435 | 51 | 563.6964 | 748.7386 | 0 | 0 | 0 | 0 | 0 | 0 | 0 | 1312.435
54 | 84.5534 | 84.5534 | 84.5534 | 88.2171 | 88.2171 | 88.2171 | 60.472 | 68.3183 | 63.3799 | 54 | 1349.6288 | 1349.6288 | 1349.6288 | 1583.2184 | 1583.2184 | 1583.2184 | 1790.8536 | 1790.8536 | 1790.8536 | 52 | 489.1089 | 0 | 0 | 0 | 0 | 0 | 150 | 639.1089 |  | 52 | 489.1089 | 0 | 0 | 0 | 0 | 0 | 150 | 639.1089 | 52 | 489.1089 | 0 | 0 | 0 | 0 | 0 | 150 | 639.1089 | 52 | 514.8515 | 389.5055 | 0 | 0 | 0 | 0 | 0 | 904.357 | 52 | 514.8515 | 389.5055 | 0 | 0 | 0 | 0 | 0 | 904.357 | 52 | 514.8515 | 389.5055 | 0 | 0 | 0 | 0 | 0 | 904.357 | 52 | 523.4323 | 779.0111 | 0 | 0 | 0 | 0 | 0 | 0 | 0 | 1302.4434 | 52 | 523.4323 | 779.0111 | 0 | 66 | 0 | 0 | 0 | 0 | 0 | 1368.4434 | 52 | 523.4323 | 779.0111 | 0 | 0 | 0 | 0 | 0 | 0 | 0 | 1302.4434
55 | 89.7493 | 89.7493 | 89.7493 | 85.9894 | 85.9894 | 85.9894 | 59.8282 | 74.4481 | 74.4579 | 55 | 1410.7045 | 1410.7045 | 1410.7045 | 1654.8649 | 1654.8649 | 1654.8649 | 1871.8963 | 1871.8963 | 1871.8963 | 53 | 442.0792 | 0 | 0 | 0 | 0 | 0 | 150 | 592.0792 |  | 53 | 442.0792 | 0 | 0 | 0 | 0 | 0 | 150 | 592.0792 | 53 | 442.0792 | 0 | 0 | 0 | 0 | 0 | 150 | 592.0792 | 53 | 465.3465 | 407.669 | 0 | 0 | 0 | 0 | 0 | 873.0156 | 53 | 465.3465 | 407.669 | 0 | 0 | 0 | 0 | 0 | 873.0156 | 53 | 465.3465 | 407.669 | 0 | 0 | 0 | 0 | 0 | 873.0156 | 53 | 473.1023 | 815.338 | 0 | 0 | 0 | 0 | 0 | 0 | 0 | 1288.4404 | 53 | 473.1023 | 815.338 | 0 | 17 | 0 | 0 | 0 | 0 | 0 | 1305.4404 | 53 | 473.1023 | 815.338 | 0 | 0 | 0 | 0 | 0 | 0 | 0 | 1288.4404
56 | 92.0052 | 92.0052 | 92.0052 | 85.8147 | 85.8147 | 85.8147 | 75.0234 | 75.0234 | 75.0234 | 56 | 1449.5708 | 1449.5708 | 1449.5708 | 1700.458 | 1700.458 | 1700.458 | 1923.4689 | 1923.4689 | 1923.4689 | 54 | 526.7327 | 0 | 0 | 0 | 0 | 0 | 150 | 676.7327 |  | 54 | 526.7327 | 0 | 0 | 0 | 0 | 0 | 150 | 676.7327 | 54 | 526.7327 | 0 | 0 | 0 | 0 | 0 | 150 | 676.7327 | 54 | 554.4554 | 431.887 | 0 | 0 | 0 | 0 | 0 | 986.3424 | 54 | 554.4554 | 431.887 | 0 | 0 | 0 | 0 | 0 | 986.3424 | 54 | 554.4554 | 431.887 | 0 | 0 | 0 | 0 | 0 | 986.3424 | 54 | 563.6964 | 863.774 | 0 | 0 | 0 | 0 | 0 | 0 | 0 | 1427.4703 | 54 | 563.6964 | 863.774 | 0 | 17 | 0 | 0 | 0 | 0 | 0 | 1444.4703 | 54 | 563.6964 | 863.774 | 0 | 0 | 0 | 0 | 0 | 0 | 0 | 1427.4703
57 | 92.2674 | 92.2674 | 92.2674 | 85.3627 | 85.3627 | 85.3627 | 75.2073 | 75.2073 | 75.2073 | 57 | 1508.4255 | 1503.0839 | 1508.4255 | 1769.4992 | 1769.4992 | 1769.4992 | 2001.5646 | 2001.5646 | 2001.5646 | 55 | 470.297 | 0 | 0 | 0 | 0 | 0 | 150 | 620.297 |  | 55 | 470.297 | 0 | 0 | 0 | 0 | 0 | 150 | 620.297 | 55 | 470.297 | 0 | 0 | 0 | 0 | 0 | 150 | 620.297 | 55 | 495.0495 | 442.9869 | 0 | 0 | 0 | 0 | 0 | 938.0364 | 55 | 495.0495 | 442.9869 | 0 | 0 | 0 | 0 | 0 | 938.0364 | 55 | 495.0495 | 442.9869 | 0 | 0 | 0 | 0 | 0 | 938.0364 | 55 | 503.3003 | 885.9738 | 0 | 0 | 0 | 0 | 0 | 0 | 0 | 1389.2741 | 55 | 503.3003 | 885.9738 | 0 | 42 | 0 | 0 | 0 | 0 | 0 | 1431.2741 | 55 | 503.3003 | 885.9738 | 0 | 0 | 0 | 0 | 0 | 0 | 0 | 1389.2741
58 | 92.2674 | 92.2674 | 92.2674 | 85.3627 | 85.3627 | 85.3627 | 74.4804 | 74.4804 | 74.4804 | 58 | 1396.146 | 1536.1872 | 1536.1872 | 1802.0657 | 1802.0657 | 1802.0657 | 2038.4022 | 2038.4022 | 2038.4022 | 56 | 470.297 | 0 | 0 | 150 | 0 | 0 | 150 | 770.297 |  | 56 | 470.297 | 0 | 0 | 150 | 0 | 0 | 150 | 770.297 | 56 | 470.297 | 0 | 0 | 150 | 0 | 0 | 150 | 770.297 | 56 | 495.0495 | 438.9506 | 0 | 0 | 0 | 0 | 0 | 934.0001 | 56 | 495.0495 | 438.9506 | 0 | 0 | 0 | 0 | 0 | 934.0001 | 56 | 495.0495 | 438.9506 | 0 | 0 | 0 | 0 | 0 | 934.0001 | 56 | 503.3003 | 877.9011 | 0 | 0 | 0 | 0 | 0 | 0 | 0 | 1381.2014 | 56 | 503.3003 | 877.9011 | 0 | 42 | 0 | 0 | 0 | 0 | 0 | 1423.2014 | 56 | 503.3003 | 877.9011 | 0 | 0 | 0 | 0 | 0 | 0 | 0 | 1381.2014
59 | 92.0293 | 92.0293 | 92.0293 | 80.3669 | 80.3669 | 80.3669 | 59.8282 | 68.3183 | 68.3183 | 59 | 1543.9604 | 1543.9604 | 1543.9604 | 1811.1844 | 1811.1844 | 1811.1844 | 2048.7167 | 2048.7167 | 2048.7167 | 57 | 442.0792 | 0 | 5.0859 | 150 | 0 | 0 | 150 | 747.1651 |  | 57 | 442.0792 | 0 | 5.0859 | 150 | 0 | 0 | 150 | 747.1651 | 57 | 442.0792 | 0 | 5.0859 | 150 | 0 | 0 | 150 | 747.1651 | 57 | 465.3465 | 410.6963 | 5.4983 | 0 | 0 | 0 | 0 | 881.5411 | 57 | 465.3465 | 410.6963 | 5.4983 | 0 | 0 | 0 | 0 | 881.5411 | 57 | 465.3465 | 410.6963 | 5.4983 | 0 | 0 | 0 | 0 | 881.5411 | 57 | 473.1023 | 821.3925 | 6.8729 | 0 | 0 | 0 | 0 | 0 | 0 | 1301.3677 | 57 | 473.1023 | 821.3925 | 6.8729 | 42 | 0 | 0 | 0 | 0 | 0 | 1343.3677 | 57 | 473.1023 | 821.3925 | 6.8729 | 0 | 0 | 0 | 0 | 0 | 0 | 1301.3677
60 | 91.4973 | 91.4973 | 91.4973 | 77.6525 | 77.6525 | 77.6525 | 59.8282 | 68.3183 | 59.8282 | 60 | 1538.4081 | 1538.4081 | 1538.4081 | 1804.671 | 1804.671 | 1804.671 | 2041.3492 | 2041.3492 | 2041.3492 | 58 | 338.6139 | 0 | 10.1718 | 150 | 0 | 0 | 150 | 648.7857 |  | 58 | 338.6139 | 0 | 10.1718 | 150 | 0 | 0 | 150 | 648.7857 | 58 | 338.6139 | 0 | 10.1718 | 150 | 0 | 0 | 150 | 648.7857 | 58 | 356.4356 | 388.4965 | 10.9966 | 0 | 0 | 0 | 0 | 755.9287 | 58 | 356.4356 | 388.4965 | 10.9966 | 0 | 0 | 0 | 0 | 755.9287 | 58 | 356.4356 | 388.4965 | 10.9966 | 0 | 0 | 0 | 0 | 755.9287 | 58 | 362.3762 | 776.9929 | 13.7457 | 0 | 0 | 0 | 0 | 0 | 0 | 1153.1149 | 58 | 362.3762 | 776.9929 | 13.7457 | 42 | 0 | 0 | 0 | 0 | 0 | 1195.1149 | 58 | 362.3762 | 776.9929 | 13.7457 | 0 | 0 | 0 | 0 | 0 | 0 | 1153.1149
61 | 91.207 | 91.207 | 91.207 | 76.2886 | 76.2886 | 76.2886 | 59.8282 | 68.3183 | 66.8626 | 61 | 1542.85 | 1542.85 | 1542.85 | 1809.8817 | 1809.8817 | 1809.8817 | 2047.2432 | 2047.2432 | 2047.2432 | 59 | 366.8317 | 0 | 10.1718 | 150 | 0 | 0 | 150 | 677.0035 |  | 59 | 366.8317 | 0 | 10.1718 | 150 | 0 | 0 | 150 | 677.0035 | 59 | 366.8317 | 0 | 10.1718 | 150 | 0 | 0 | 150 | 677.0035 | 59 | 386.1386 | 371.3421 | 10.9966 | 0 | 0 | 0 | 0 | 768.4773 | 59 | 386.1386 | 371.3421 | 10.9966 | 0 | 0 | 0 | 0 | 768.4773 | 59 | 386.1386 | 371.3421 | 10.9966 | 0 | 0 | 0 | 0 | 768.4773 | 59 | 392.5743 | 742.6842 | 13.7457 | 0 | 0 | 0 | 0 | 0 | 0 | 1149.0041 | 59 | 392.5743 | 742.6842 | 13.7457 | 17 | 0 | 0 | 0 | 0 | 0 | 1166.0041 | 59 | 392.5743 | 742.6842 | 13.7457 | 0 | 0 | 0 | 0 | 0 | 0 | 1149.0041
62 | 92.2674 | 92.2674 | 92.2674 | 77.6525 | 77.6525 | 77.6525 | 59.8282 | 68.3183 | 68.3183 | 62 | 1565.0593 | 1565.0593 | 1565.0593 | 1835.9349 | 1835.9349 | 1835.9349 | 2076.7133 | 2076.7133 | 2076.7133 | 60 | 413.8614 | 0 | 10.1718 | 150 | 0 | 0 | 150 | 724.0332 |  | 60 | 413.8614 | 0 | 10.1718 | 150 | 0 | 0 | 150 | 724.0332 | 60 | 413.8614 | 0 | 10.1718 | 150 | 0 | 0 | 150 | 724.0332 | 60 | 435.6436 | 364.2785 | 10.9966 | 0 | 0 | 0 | 0 | 810.9186 | 60 | 435.6436 | 364.2785 | 10.9966 | 0 | 0 | 0 | 0 | 810.9186 | 60 | 435.6436 | 364.2785 | 10.9966 | 0 | 0 | 0 | 0 | 810.9186 | 60 | 442.9043 | 728.557 | 13.7457 | 0 | 0 | 0 | 0 | 0 | 0 | 1185.207 | 60 | 442.9043 | 728.557 | 13.7457 | 17 | 0 | 0 | 0 | 0 | 0 | 1202.207 | 60 | 442.9043 | 728.557 | 13.7457 | 0 | 0 | 0 | 0 | 0 | 0 | 1185.207
63 | 92.2674 | 92.2674 | 92.2674 | 81.6235 | 81.6235 | 81.6235 | 74.2302 | 74.4481 | 74.4579 | 63 | 1643.9024 | 1643.9024 | 1643.9024 | 1928.424 | 1928.424 | 1928.424 | 2181.332 | 2181.332 | 2181.332 | 61 | 366.8317 | 0 | 5.0859 | 150 | 0 | 0 | 150 | 671.9176 |  | 61 | 366.8317 | 0 | 5.0859 | 150 | 0 | 0 | 150 | 671.9176 | 61 | 366.8317 | 0 | 5.0859 | 150 | 0 | 0 | 150 | 671.9176 | 61 | 386.1386 | 370.333 | 5.4983 | 0 | 0 | 0 | 0 | 761.9699 | 61 | 386.1386 | 370.333 | 5.4983 | 0 | 0 | 0 | 0 | 761.9699 | 61 | 386.1386 | 370.333 | 5.4983 | 0 | 0 | 0 | 0 | 761.9699 | 61 | 392.5743 | 740.666 | 6.8729 | 0 | 0 | 0 | 0 | 0 | 0 | 1140.1131 | 61 | 392.5743 | 740.666 | 6.8729 | 17 | 0 | 0 | 0 | 0 | 0 | 1157.1131 | 61 | 392.5743 | 740.666 | 6.8729 | 0 | 0 | 0 | 0 | 0 | 0 | 1140.1131
64 | 92.2674 | 92.2674 | 92.2674 | 89.1808 | 89.1808 | 89.1808 | 79.8382 | 79.8382 | 79.8382 | 64 | 1661.6699 | 1661.6699 | 1265.9317 | 1949.2666 | 1949.2666 | 1949.2666 | 2204.9081 | 2204.9081 | 2204.9081 | 62 | 319.802 | 0 | 0 | 150 | 0 | 0 | 150 | 619.802 |  | 62 | 319.802 | 0 | 0 | 150 | 0 | 0 | 150 | 619.802 | 62 | 319.802 | 0 | 0 | 150 | 0 | 0 | 150 | 619.802 | 62 | 336.6337 | 393.5419 | 0 | 0 | 0 | 0 | 0 | 730.1755 | 62 | 336.6337 | 393.5419 | 0 | 0 | 0 | 0 | 0 | 730.1755 | 62 | 336.6337 | 393.5419 | 0 | 0 | 0 | 0 | 0 | 730.1755 | 62 | 342.2442 | 787.0838 | 0 | 0 | 0 | 0 | 0 | 0 | 0 | 1129.328 | 62 | 342.2442 | 787.0838 | 0 | 17 | 0 | 0 | 0 | 0 | 0 | 1146.328 | 62 | 342.2442 | 787.0838 | 0 | 0 | 0 | 0 | 0 | 0 | 0 | 1129.328
65 | 92.2674 | 92.2674 | 92.2674 | 90.7143 | 90.7143 | 90.7143 | 81.1566 | 81.1566 | 81.1566 | 65 | 1649.4547 | 1649.4547 | 1649.4547 | 1934.9373 | 1934.9373 | 1934.9373 | 2188.6996 | 2188.6996 | 2188.6996 | 63 | 291.5842 | 0 | 0 | 150 | 0 | 0 | 150 | 591.5842 |  | 63 | 291.5842 | 0 | 0 | 150 | 0 | 0 | 150 | 591.5842 | 63 | 291.5842 | 0 | 0 | 150 | 0 | 0 | 150 | 591.5842 | 63 | 306.9307 | 407.669 | 0 | 0 | 0 | 0 | 0 | 714.5997 | 63 | 306.9307 | 407.669 | 0 | 0 | 0 | 0 | 0 | 714.5997 | 63 | 306.9307 | 407.669 | 0 | 0 | 0 | 0 | 0 | 714.5997 | 63 | 312.0462 | 815.338 | 0 | 0 | 0 | 0 | 0 | 0 | 0 | 1127.3842 | 63 | 312.0462 | 815.338 | 0 | 42 | 0 | 0 | 0 | 0 | 0 | 1169.3842 | 63 | 312.0462 | 815.338 | 0 | 0 | 0 | 0 | 0 | 0 | 0 | 1127.3842
66 | 92.2674 | 92.2674 | 92.2674 | 90.7506 | 90.7506 | 90.7506 | 81.2767 | 81.2767 | 81.2767 | 66 | 1627.2454 | 1627.2454 | 1627.2454 | 1908.884 | 1908.884 | 1908.884 | 2159.2295 | 2159.2295 | 2159.2295 | 64 | 206.9307 | 0 | 0 | 150 | 0 | 0 | 150 | 506.9307 |  | 64 | 206.9307 | 0 | 0 | 150 | 0 | 0 | 150 | 506.9307 | 64 | 206.9307 | 0 | 0 | 150 | 0 | 0 | 150 | 506.9307 | 64 | 217.8218 | 401.6145 | 0 | 0 | 0 | 0 | 0 | 619.4363 | 64 | 217.8218 | 401.6145 | 0 | 0 | 0 | 0 | 0 | 619.4363 | 64 | 217.8218 | 401.6145 | 0 | 0 | 0 | 0 | 0 | 619.4363 | 64 | 221.4521 | 803.2291 | 0 | 0 | 0 | 0 | 0 | 0 | 0 | 1024.6812 | 64 | 221.4521 | 803.2291 | 0 | 42 | 0 | 0 | 0 | 0 | 0 | 1066.6812 | 64 | 221.4521 | 803.2291 | 0 | 0 | 0 | 0 | 0 | 0 | 0 | 1024.6812
67 | 92.2674 | 92.2674 | 92.2674 | 90.2186 | 90.2186 | 90.2186 | 79.8382 | 79.8382 | 79.8382 | 67 | 1583.9372 | 1583.9372 | 1583.9372 | 1858.0802 | 1858.0802 | 1858.0802 | 2101.7629 | 2101.7629 | 2101.7629 | 65 | 169.3069 | 0 | 0 | 150 | 0 | 0 | 150 | 469.3069 |  | 65 | 169.3069 | 0 | 0 | 150 | 0 | 0 | 150 | 469.3069 | 65 | 169.3069 | 0 | 0 | 150 | 0 | 0 | 150 | 469.3069 | 65 | 178.2178 | 370.333 | 0 | 125.4313 | 0 | 0 | 0 | 673.9821 | 65 | 178.2178 | 370.333 | 0 | 125.4313 | 0 | 0 | 0 | 673.9821 | 65 | 178.2178 | 370.333 | 0 | 125.4313 | 0 | 0 | 0 | 673.9821 | 65 | 181.1881 | 740.666 | 0 | 0 | 0 | 0 | 0 | 0 | 0 | 921.8541 | 65 | 181.1881 | 740.666 | 0 | 42 | 0 | 0 | 0 | 0 | 0 | 963.8541 | 65 | 181.1881 | 740.666 | 0 | 0 | 0 | 0 | 0 | 0 | 0 | 921.8541
68 | 92.2674 | 92.2674 | 92.2674 | 80.7114 | 80.7114 | 80.7114 | 60.472 | 73.8479 | 73.8479 | 68 | 1536.1872 | 1536.1872 | 1536.1872 | 1802.0657 | 1802.0657 | 1802.0657 | 2038.4022 | 2038.4022 | 2038.4022 | 66 | 131.6832 | 0 | 0 | 150 | 0 | 0 | 150 | 431.6832 |  | 66 | 131.6832 | 0 | 0 | 150 | 0 | 0 | 150 | 431.6832 | 66 | 131.6832 | 0 | 0 | 150 | 0 | 0 | 150 | 431.6832 | 66 | 138.6139 | 327.9516 | 0 | 150 | 0 | 0 | 0 | 616.5654 | 66 | 138.6139 | 327.9516 | 0 | 150 | 0 | 0 | 0 | 616.5654 | 66 | 138.6139 | 327.9516 | 0 | 150 | 0 | 0 | 0 | 616.5654 | 66 | 140.9241 | 655.9031 | 0 | 0 | 0 | 0 | 0 | 0 | 0 | 796.8272 | 66 | 140.9241 | 655.9031 | 0 | 42 | 0 | 0 | 0 | 0 | 0 | 838.8272 | 66 | 140.9241 | 655.9031 | 0 | 0 | 0 | 0 | 0 | 0 | 0 | 796.8272
69 | 92.2674 | 92.2674 | 92.2674 | 75.8796 | 75.8796 | 75.8796 | 59.8282 | 68.3183 | 63.3799 | 69 | 1469.5592 | 1469.5592 | 1469.5592 | 1723.906 | 1723.906 | 1723.906 | 1949.992 | 1949.992 | 1949.992 | 67 | 75.2475 | 0 | 0 | 150 | 0 | 0 | 150 | 375.2475 |  | 67 | 75.2475 | 0 | 0 | 150 | 0 | 0 | 150 | 375.2475 | 67 | 75.2475 | 0 | 0 | 150 | 0 | 0 | 150 | 375.2475 | 67 | 79.2079 | 274.4702 | 0 | 0 | 0 | 0 | 0 | 353.6782 | 67 | 79.2079 | 274.4702 | 0 | 0 | 0 | 0 | 0 | 353.6782 | 67 | 79.2079 | 274.4702 | 0 | 0 | 0 | 0 | 0 | 353.6782 | 67 | 80.5281 | 548.9405 | 0 | 0 | 0 | 0 | 0 | 0 | 0 | 629.4685 | 67 | 80.5281 | 548.9405 | 0 | 42 | 0 | 0 | 0 | 0 | 0 | 671.4685 | 67 | 80.5281 | 548.9405 | 0 | 0 | 0 | 0 | 0 | 0 | 0 | 629.4685
70 | 92.2674 | 92.2674 | 92.2674 | 85.3627 | 85.3627 | 85.3627 | 76.3012 | 76.3012 | 76.3012 | 70 | 1407.3731 | 1407.3731 | 1407.3731 | 1650.9569 | 1650.9569 | 1650.9569 | 1867.4758 | 1867.4758 | 1867.4758 | 68 | 84.6535 | 0 | 0 | 150 | 0 | 0 | 150 | 384.6535 |  | 68 | 84.6535 | 0 | 0 | 150 | 0 | 0 | 150 | 384.6535 | 68 | 84.6535 | 0 | 0 | 150 | 0 | 0 | 150 | 384.6535 | 68 | 89.1089 | 233.0979 | 0 | 0 | 0 | 0 | 0 | 322.2068 | 68 | 89.1089 | 233.0979 | 0 | 0 | 0 | 0 | 0 | 322.2068 | 68 | 89.1089 | 233.0979 | 0 | 0 | 0 | 0 | 0 | 322.2068 | 68 | 90.5941 | 466.1958 | 0 | 0 | 0 | 0 | 0 | 0 | 0 | 556.7898 | 68 | 90.5941 | 466.1958 | 0 | 42 | 0 | 0 | 0 | 0 | 0 | 598.7898 | 68 | 90.5941 | 466.1958 | 0 | 0 | 0 | 0 | 0 | 0 | 0 | 556.7898
71 | 92.2674 | 92.2674 | 92.2674 | 90.7143 | 90.7143 | 90.7143 | 81.2767 | 81.2767 | 81.2767 | 71 | 1358.5125 | 1358.5125 | 1358.5125 | 1593.6397 | 1593.6397 | 1593.6397 | 1802.6416 | 1802.6416 | 1802.6416 | 69 | 56.4356 | 0 | 0 | 150 | 0 | 0 | 150 | 356.4356 |  | 69 | 56.4356 | 0 | 0 | 150 | 0 | 0 | 150 | 356.4356 | 69 | 56.4356 | 0 | 0 | 150 | 0 | 0 | 150 | 356.4356 | 69 | 59.4059 | 211.9072 | 0 | 0 | 0 | 0 | 0 | 271.3131 | 69 | 59.4059 | 211.9072 | 0 | 0 | 0 | 0 | 0 | 271.3131 | 69 | 59.4059 | 211.9072 | 0 | 0 | 0 | 0 | 0 | 271.3131 | 69 | 60.396 | 423.8143 | 0 | 0 | 0 | 0 | 0 | 0 | 0 | 484.2104 | 69 | 60.396 | 423.8143 | 0 | 17 | 0 | 0 | 0 | 0 | 0 | 501.2104 | 69 | 60.396 | 423.8143 | 0 | 0 | 0 | 0 | 0 | 0 | 0 | 484.2104
72 | 92.2674 | 92.2674 | 92.2674 | 90.7506 | 90.7506 | 90.7506 | 81.408 | 81.408 | 81.408 | 72 | 1320.7567 | 1320.7567 | 1320.7567 | 1549.3492 | 1549.3492 | 1549.3492 | 1752.5425 | 1752.5425 | 1752.5425 | 70 | 65.8416 | 0 | 0 | 150 | 0 | 0 | 150 | 365.8416 |  | 70 | 65.8416 | 0 | 0 | 150 | 0 | 0 | 150 | 365.8416 | 70 | 65.8416 | 0 | 0 | 150 | 0 | 0 | 150 | 365.8416 | 70 | 69.3069 | 206.8618 | 0 | 0 | 0 | 0 | 0 | 276.1687 | 70 | 69.3069 | 206.8618 | 0 | 0 | 0 | 0 | 0 | 276.1687 | 70 | 69.3069 | 206.8618 | 0 | 0 | 0 | 0 | 0 | 276.1687 | 70 | 70.462 | 413.7235 | 0 | 0 | 0 | 0 | 0 | 0 | 0 | 484.1856 | 70 | 70.462 | 413.7235 | 0 | 42 | 0 | 0 | 0 | 0 | 0 | 526.1856 | 70 | 70.462 | 413.7235 | 0 | 0 | 0 | 0 | 0 | 0 | 0 | 484.1856
73 | 92.2674 | 92.2674 | 92.2674 | 90.7506 | 90.7506 | 90.7506 | 81.408 | 81.408 | 81.408 | 73 | 1300.7683 | 1300.7683 | 1300.7683 | 1525.9013 | 1525.9013 | 1525.9013 | 1726.0195 | 1726.0195 | 1726.0195 | 71 | 65.8416 | 0 | 0 | 150 | 0 | 0 | 150 | 365.8416 |  | 71 | 65.8416 | 0 | 0 | 150 | 0 | 0 | 150 | 365.8416 | 71 | 65.8416 | 0 | 0 | 150 | 0 | 0 | 150 | 365.8416 | 71 | 69.3069 | 204.8436 | 0 | 81.4132 | 0 | 0 | 0 | 355.5637 | 71 | 69.3069 | 204.8436 | 0 | 81.4132 | 0 | 0 | 0 | 355.5637 | 71 | 69.3069 | 204.8436 | 0 | 81.4132 | 0 | 0 | 0 | 355.5637 | 71 | 70.462 | 409.6872 | 0 | 0 | 0 | 0 | 0 | 0 | 0 | 480.1492 | 71 | 70.462 | 409.6872 | 0 | 42 | 0 | 0 | 0 | 0 | 0 | 522.1492 | 71 | 70.462 | 409.6872 | 0 | 0 | 0 | 0 | 0 | 0 | 0 | 480.1492
74 | 92.2674 | 92.2674 | 92.2674 | 90.7506 | 90.7506 | 90.7506 | 81.408 | 81.408 | 81.408 | 74 | 1299.6578 | 1299.6578 | 1299.6578 | 1524.5986 | 1524.5986 | 1524.5986 | 1724.546 | 1724.546 | 1724.546 | 72 | 65.8416 | 0 | 0 | 150 | 0 | 0 | 150 | 365.8416 |  | 72 | 65.8416 | 0 | 0 | 150 | 0 | 0 | 150 | 365.8416 | 72 | 65.8416 | 0 | 0 | 150 | 0 | 0 | 150 | 365.8416 | 72 | 69.3069 | 196.7709 | 0 | 150 | 0 | 0 | 0 | 416.0779 | 72 | 69.3069 | 196.7709 | 0 | 150 | 0 | 0 | 0 | 416.0779 | 72 | 69.3069 | 196.7709 | 0 | 150 | 0 | 0 | 0 | 416.0779 | 72 | 70.462 | 393.5419 | 0 | 0 | 0 | 0 | 0 | 0 | 0 | 464.0039 | 72 | 70.462 | 393.5419 | 0 | 42 | 0 | 0 | 0 | 0 | 0 | 506.0039 | 72 | 70.462 | 393.5419 | 0 | 0 | 0 | 0 | 0 | 0 | 0 | 464.0039
75 | 92.2674 | 92.2674 | 92.2674 | 90.2186 | 90.2186 | 90.2186 | 81.1566 | 81.1566 | 81.1566 | 75 | 1300.7683 | 905.0301 | 1300.7683 | 1525.9013 | 1525.9013 | 1525.9013 | 1726.0195 | 1726.0195 | 1726.0195 | 73 | 56.4356 | 0 | 0 | 150 | 0 | 0 | 150 | 356.4356 |  | 73 | 56.4356 | 0 | 0 | 150 | 0 | 0 | 150 | 356.4356 | 73 | 56.4356 | 0 | 0 | 150 | 0 | 0 | 150 | 356.4356 | 73 | 59.4059 | 183.6529 | 0 | 150 | 0 | 0 | 0 | 393.0588 | 73 | 59.4059 | 183.6529 | 0 | 150 | 0 | 0 | 0 | 393.0588 | 73 | 59.4059 | 183.6529 | 0 | 150 | 0 | 0 | 0 | 393.0588 | 73 | 60.396 | 367.3058 | 0 | 0 | 0 | 0 | 0 | 0 | 0 | 427.7018 | 73 | 60.396 | 367.3058 | 0 | 42 | 0 | 0 | 0 | 0 | 0 | 469.7018 | 73 | 60.396 | 367.3058 | 0 | 0 | 0 | 0 | 0 | 0 | 0 | 427.7018
76 | 92.2674 | 92.2674 | 92.2674 | 90.7506 | 90.7506 | 90.7506 | 81.408 | 81.408 | 81.408 | 76 | 1331.8614 | 1331.8614 | 1331.8614 | 1562.3758 | 1562.3758 | 1562.3758 | 1767.2776 | 1767.2776 | 1767.2776 | 74 | 65.8416 | 0 | 0 | 150 | 0 | 0 | 150 | 365.8416 |  | 74 | 65.8416 | 0 | 0 | 150 | 0 | 0 | 150 | 365.8416 | 74 | 65.8416 | 0 | 0 | 150 | 0 | 0 | 150 | 365.8416 | 74 | 69.3069 | 171.5439 | 0 | 150 | 0 | 0 | 0 | 390.8508 | 74 | 69.3069 | 171.5439 | 0 | 150 | 0 | 0 | 0 | 390.8508 | 74 | 69.3069 | 171.5439 | 0 | 150 | 0 | 0 | 0 | 390.8508 | 74 | 70.462 | 343.0878 | 0 | 0 | 0 | 0 | 0 | 0 | 0 | 413.5498 | 74 | 70.462 | 343.0878 | 0 | 42 | 0 | 0 | 0 | 0 | 0 | 455.5498 | 74 | 70.462 | 343.0878 | 0 | 0 | 0 | 0 | 0 | 0 | 0 | 413.5498
77 | 92.2674 | 92.2674 | 92.2674 | 90.7506 | 90.7506 | 90.7506 | 81.408 | 81.408 | 81.408 | 77 | 1441.7975 | 1441.7975 | 1441.7975 | 1691.3394 | 1691.3394 | 1691.3394 | 1913.1544 | 1913.1544 | 1913.1544 | 75 | 75.2475 | 0 | 0 | 150 | 0 | 0 | 150 | 375.2475 |  | 75 | 75.2475 | 0 | 0 | 150 | 0 | 0 | 150 | 375.2475 | 75 | 75.2475 | 0 | 0 | 150 | 0 | 0 | 150 | 375.2475 | 75 | 79.2079 | 166.4985 | 0 | 0 | 0 | 0 | 0 | 245.7064 | 75 | 79.2079 | 166.4985 | 0 | 0 | 0 | 0 | 0 | 245.7064 | 75 | 79.2079 | 166.4985 | 0 | 0 | 0 | 0 | 0 | 245.7064 | 75 | 80.5281 | 332.997 | 0 | 0 | 0 | 0 | 0 | 0 | 0 | 413.525 | 75 | 80.5281 | 332.997 | 0 | 42 | 0 | 0 | 0 | 0 | 0 | 455.525 | 75 | 80.5281 | 332.997 | 0 | 0 | 0 | 0 | 0 | 0 | 0 | 413.525
78 | 92.2674 | 92.2674 | 92.2674 | 90.7506 | 90.7506 | 90.7506 | 84.0223 | 84.0223 | 84.0223 | 78 | 1194.4267 | 1194.4267 | 1194.4267 | 1856.7775 | 1856.7775 | 1856.7775 | 2100.2893 | 2100.2893 | 2100.2893 | 76 | 65.8416 | 0 | 0 | 150 | 0 | 0 | 150 | 365.8416 |  | 76 | 65.8416 | 0 | 0 | 150 | 0 | 0 | 150 | 365.8416 | 76 | 65.8416 | 0 | 0 | 150 | 0 | 0 | 150 | 365.8416 | 76 | 69.3069 | 161.4531 | 0 | 150 | 0 | 0 | 0 | 380.76 | 76 | 69.3069 | 161.4531 | 0 | 150 | 0 | 0 | 0 | 380.76 | 76 | 69.3069 | 161.4531 | 0 | 150 | 0 | 0 | 0 | 380.76 | 76 | 70.462 | 322.9062 | 0 | 0 | 0 | 0 | 0 | 0 | 0 | 393.3682 | 76 | 70.462 | 322.9062 | 0 | 42 | 0 | 0 | 0 | 0 | 0 | 435.3682 | 76 | 70.462 | 322.9062 | 0 | 0 | 0 | 0 | 0 | 0 | 0 | 393.3682
79 | 99.4244 | 99.4244 | 99.4244 | 90.7506 | 90.7506 | 90.7506 | 90.96 | 90.96 | 90.96 | 79 | 1330.3387 | 1330.3387 | 1330.3387 | 2024.821 | 2024.821 | 2024.821 | 2290.3713 | 2290.3713 | 2290.3713 | 77 | 56.4356 | 0 | 0 | 150 | 0 | 0 | 150 | 356.4356 |  | 77 | 56.4356 | 0 | 0 | 150 | 0 | 0 | 150 | 356.4356 | 77 | 56.4356 | 0 | 0 | 150 | 0 | 0 | 150 | 356.4356 | 77 | 59.4059 | 156.4077 | 0 | 150 | 0 | 0 | 0 | 365.8136 | 77 | 59.4059 | 156.4077 | 0 | 150 | 0 | 0 | 0 | 365.8136 | 77 | 59.4059 | 156.4077 | 0 | 150 | 0 | 0 | 0 | 365.8136 | 77 | 60.396 | 312.8153 | 0 | 0 | 0 | 0 | 0 | 0 | 0 | 373.2114 | 77 | 60.396 | 312.8153 | 0 | 42 | 0 | 0 | 0 | 0 | 0 | 415.2114 | 77 | 60.396 | 312.8153 | 0 | 0 | 0 | 0 | 0 | 0 | 0 | 373.2114
80 | 100 | 100 | 100 | 91.3268 | 91.3268 | 91.3268 | 91.1971 | 91.1971 | 91.1971 | 80 | 1380.3097 | 1380.3097 | 1380.3097 | 1669.0283 | 1669.0283 | 1669.0283 | 1831.5648 | 1831.5648 | 1831.5648 | 78 | 65.8416 | 0 | 0 | 150 | 0 | 0 | 150 | 365.8416 |  | 78 | 65.8416 | 0 | 0 | 150 | 0 | 0 | 150 | 365.8416 | 78 | 65.8416 | 0 | 0 | 150 | 0 | 0 | 150 | 365.8416 | 78 | 69.3069 | 160.444 | 0 | 150 | 0 | 0 | 0 | 379.7509 | 78 | 69.3069 | 160.444 | 0 | 150 | 0 | 0 | 0 | 379.7509 | 78 | 69.3069 | 160.444 | 0 | 150 | 0 | 0 | 0 | 379.7509 | 78 | 70.462 | 320.888 | 0 | 0 | 0 | 0 | 0 | 0 | 0 | 391.35 | 78 | 70.462 | 320.888 | 0 | 66 | 0 | 0 | 0 | 0 | 0 | 457.35 | 78 | 70.462 | 320.888 | 0 | 0 | 0 | 0 | 0 | 0 | 0 | 391.35
81 | 98.6288 | 98.6288 | 98.6288 | 91.3268 | 91.3268 | 91.3268 | 91.5043 | 91.5043 | 91.5043 | 81 | 1393.6353 | 1393.6353 | 1393.6353 | 1707.088 | 1707.088 | 1707.088 | 1849.2468 | 1849.2468 | 1849.2468 | 79 | 75.2475 | 0 | 0 | 150 | 0 | 0 | 700.2202 | 925.4678 |  | 79 | 75.2475 | 0 | 0 | 150 | 0 | 0 | 700.2202 | 925.4678 | 79 | 75.2475 | 0 | 0 | 150 | 0 | 0 | 700.2202 | 925.4678 | 79 | 79.2079 | 180.6256 | 0 | 150 | 0 | 0 | 0 | 409.8336 | 79 | 79.2079 | 180.6256 | 0 | 150 | 0 | 0 | 0 | 409.8336 | 79 | 79.2079 | 180.6256 | 0 | 150 | 0 | 0 | 0 | 409.8336 | 79 | 80.5281 | 361.2513 | 0 | 150 | 0 | 0 | 0 | 0 | 0 | 591.7793 | 79 | 80.5281 | 361.2513 | 0 | 66 | 0 | 0 | 0 | 0 | 0 | 507.7793 | 79 | 80.5281 | 361.2513 | 0 | 150 | 0 | 0 | 0 | 0 | 0 | 591.7793
82 | 92.2674 | 92.2674 | 92.2674 | 90.7506 | 90.7506 | 90.7506 | 91.0456 | 91.0456 | 91.0456 | 82 | 1432.0407 | 1732.0407 | 1432.0407 | 2110.7967 | 2110.7967 | 2110.7967 | 2033.4127 | 2033.4127 | 2033.4127 | 80 | 94.0594 | 0 | 0 | 150 | 0 | 0 | 750 | 994.0594 |  | 80 | 94.0594 | 0 | 0 | 150 | 0 | 0 | 750 | 994.0594 | 80 | 94.0594 | 0 | 0 | 150 | 0 | 0 | 750 | 994.0594 | 80 | 99.0099 | 207.8708 | 0 | 150 | 0 | 0 | 0 | 456.8807 | 80 | 99.0099 | 207.8708 | 0 | 150 | 0 | 0 | 0 | 456.8807 | 80 | 99.0099 | 207.8708 | 0 | 150 | 0 | 0 | 0 | 456.8807 | 80 | 100.6601 | 415.7417 | 0 | 150 | 0 | 0 | 0 | 0 | 0 | 666.4017 | 80 | 100.6601 | 415.7417 | 0 | 66 | 0 | 0 | 0 | 0 | 0 | 582.4017 | 80 | 100.6601 | 415.7417 | 0 | 150 | 0 | 0 | 0 | 0 | 0 | 666.4017
83 | 92.2674 | 92.2674 | 92.2674 | 91.2912 | 91.2912 | 91.2912 | 91.0456 | 91.0456 | 91.0456 | 83 | 1586.5981 | 1791.5944 | 1791.5944 | 2101.6781 | 2101.6781 | 2101.6781 | 2167.6882 | 2167.6882 | 2167.6882 | 81 | 94.0594 | 0 | 5.0859 | 150 | 0 | 0 | 343.172 | 592.3173 |  | 81 | 94.0594 | 0 | 5.0859 | 150 | 0 | 0 | 343.172 | 592.3173 | 81 | 94.0594 | 0 | 5.0859 | 150 | 0 | 0 | 343.172 | 592.3173 | 81 | 99.0099 | 226.0343 | 5.4983 | 150 | 0 | 0 | 0 | 480.5425 | 81 | 99.0099 | 226.0343 | 5.4983 | 150 | 0 | 0 | 0 | 480.5425 | 81 | 99.0099 | 226.0343 | 5.4983 | 150 | 0 | 0 | 0 | 480.5425 | 81 | 100.6601 | 452.0686 | 6.8729 | 150 | 0 | 0 | 0 | 0 | 0 | 709.6015 | 81 | 100.6601 | 452.0686 | 6.8729 | 66 | 0 | 0 | 0 | 0 | 0 | 625.6015 | 81 | 100.6601 | 452.0686 | 6.8729 | 150 | 0 | 0 | 0 | 0 | 0 | 709.6015
84 | 96.2822 | 96.2822 | 96.2822 | 92.2739 | 92.2739 | 92.2739 | 91.0456 | 91.0456 | 91.0456 | 84 | 1414.7342 | 1414.7342 | 1414.7342 | 1659.592 | 1659.592 | 1659.592 | 2249.4353 | 2249.4353 | 2249.4353 | 82 | 84.6535 | 0 | 5.0859 | 150 | 0 | 0 | 150 | 389.7394 |  | 82 | 84.6535 | 0 | 5.0859 | 150 | 0 | 0 | 150 | 389.7394 | 82 | 84.6535 | 0 | 5.0859 | 150 | 0 | 0 | 150 | 389.7394 | 82 | 89.1089 | 235.116 | 5.4983 | 150 | 0 | 0 | 0 | 479.7232 | 82 | 89.1089 | 235.116 | 5.4983 | 150 | 0 | 0 | 0 | 479.7232 | 82 | 89.1089 | 235.116 | 5.4983 | 150 | 0 | 0 | 0 | 479.7232 | 82 | 90.5941 | 470.2321 | 6.8729 | 150 | 0 | 0 | 0 | 0 | 0 | 717.699 | 82 | 90.5941 | 470.2321 | 6.8729 | 66 | 0 | 0 | 0 | 0 | 0 | 633.699 | 82 | 90.5941 | 470.2321 | 6.8729 | 150 | 0 | 0 | 0 | 0 | 0 | 717.699
85 | 99.4244 | 99.4244 | 99.4244 | 94.1634 | 94.1634 | 94.1634 | 94.3504 | 94.3504 | 94.3504 | 85 | 1408.0714 | 1408.0714 | 1408.0714 | 1651.776 | 1651.776 | 1651.776 | 1868.4024 | 1868.4024 | 1868.4024 | 83 | 131.6832 | 0 | 5.0859 | 150 | 0 | 0 | 150 | 436.7691 |  | 83 | 131.6832 | 0 | 5.0859 | 150 | 0 | 0 | 150 | 436.7691 | 83 | 131.6832 | 0 | 5.0859 | 150 | 0 | 0 | 150 | 436.7691 | 83 | 138.6139 | 235.116 | 5.4983 | 150 | 0 | 0 | 0 | 529.2282 | 83 | 138.6139 | 235.116 | 5.4983 | 150 | 0 | 0 | 0 | 529.2282 | 83 | 138.6139 | 235.116 | 5.4983 | 150 | 0 | 0 | 0 | 529.2282 | 83 | 140.9241 | 470.2321 | 6.8729 | 150 | 0 | 0 | 0 | 0 | 0 | 768.029 | 83 | 140.9241 | 470.2321 | 6.8729 | 66 | 0 | 0 | 0 | 0 | 0 | 684.029 | 83 | 140.9241 | 470.2321 | 6.8729 | 150 | 0 | 0 | 0 | 0 | 0 | 768.029
86 | 100 | 100 | 100 | 94.1634 | 94.1634 | 94.1634 | 94.3504 | 94.3504 | 94.3504 | 86 | 1415.8446 | 1415.8446 | 1415.8446 | 1660.8947 | 1660.8947 | 1660.8947 | 1878.7169 | 1878.7169 | 1878.7169 | 84 | 150.495 | 0 | 5.0859 | 150 | 0 | 0 | 300 | 605.581 |  | 84 | 150.495 | 0 | 5.0859 | 150 | 0 | 0 | 300 | 605.581 | 84 | 150.495 | 0 | 5.0859 | 150 | 0 | 0 | 300 | 605.581 | 84 | 158.4158 | 229.0616 | 5.4983 | 150 | 0 | 0 | 0 | 542.9757 | 84 | 158.4158 | 229.0616 | 5.4983 | 150 | 0 | 0 | 0 | 542.9757 | 84 | 158.4158 | 229.0616 | 5.4983 | 150 | 0 | 0 | 0 | 542.9757 | 84 | 161.0561 | 458.1231 | 6.8729 | 150 | 0 | 0 | 0 | 0 | 0 | 776.0521 | 84 | 161.0561 | 458.1231 | 6.8729 | 66 | 0 | 0 | 0 | 0 | 0 | 692.0521 | 84 | 161.0561 | 458.1231 | 6.8729 | 150 | 0 | 0 | 0 | 0 | 0 | 776.0521
87 | 100.089 | 100.089 | 100.089 | 94.2431 | 94.2431 | 94.2431 | 91.0456 | 91.0456 | 91.0456 | 87 | 1450.2691 | 1450.2691 | 1450.2691 | 1701.2772 | 1701.2772 | 1701.2772 | 2156.7499 | 2164.6421 | 2156.7499 | 85 | 178.7129 | 0 | 0 | 150 | 0 | 0 | 742.1351 | 1070.848 |  | 85 | 178.7129 | 0 | 0 | 150 | 0 | 0 | 742.1351 | 1070.848 | 85 | 178.7129 | 0 | 0 | 150 | 0 | 0 | 742.1351 | 1070.848 | 85 | 188.1188 | 230.0706 | 0 | 150 | 0 | 0 | 0 | 568.1894 | 85 | 188.1188 | 230.0706 | 0 | 150 | 0 | 0 | 0 | 568.1894 | 85 | 188.1188 | 230.0706 | 0 | 150 | 0 | 0 | 0 | 568.1894 | 85 | 191.2541 | 460.1413 | 0 | 150 | 0 | 0 | 0 | 0 | 0 | 801.3954 | 85 | 191.2541 | 460.1413 | 0 | 66 | 0 | 0 | 0 | 0 | 0 | 717.3954 | 85 | 191.2541 | 460.1413 | 0 | 150 | 0 | 0 | 0 | 0 | 0 | 801.3954
88 | 99.3081 | 99.3081 | 99.3081 | 94.2431 | 94.2431 | 94.2431 | 94.8281 | 94.8281 | 94.8281 | 88 | 1431.3912 | 1431.3912 | 1431.3912 | 1679.1319 | 1679.1319 | 1679.1319 | 1899.346 | 1899.346 | 1899.346 | 86 | 94.0594 | 0 | 0 | 150 | 0 | 0 | 750 | 994.0594 |  | 86 | 94.0594 | 0 | 0 | 150 | 0 | 0 | 750 | 994.0594 | 86 | 94.0594 | 0 | 0 | 150 | 0 | 0 | 750 | 994.0594 | 86 | 99.0099 | 251.2614 | 0 | 150 | 0 | 0 | 0 | 500.2713 | 86 | 99.0099 | 251.2614 | 0 | 150 | 0 | 0 | 0 | 500.2713 | 86 | 99.0099 | 251.2614 | 0 | 150 | 0 | 0 | 0 | 500.2713 | 86 | 100.6601 | 502.5227 | 0 | 150 | 0 | 0 | 0 | 0 | 0 | 753.1828 | 86 | 100.6601 | 502.5227 | 0 | 66 | 0 | 0 | 0 | 0 | 0 | 669.1828 | 86 | 100.6601 | 502.5227 | 0 | 150 | 0 | 0 | 0 | 0 | 0 | 753.1828
89 | 99.3081 | 99.3081 | 99.3081 | 94.2431 | 94.2431 | 94.2431 | 92.9658 | 92.9658 | 92.9658 | 89 | 1389.1934 | 1389.1934 | 1389.1934 | 1629.6308 | 1629.6308 | 1629.6308 | 1843.3528 | 1843.3528 | 1843.3528 | 87 | 131.6832 | 0 | 0 | 150 | 0 | 0 | 750 | 1031.6832 |  | 87 | 131.6832 | 0 | 0 | 150 | 0 | 0 | 750 | 1031.6832 | 87 | 131.6832 | 0 | 0 | 150 | 0 | 0 | 750 | 1031.6832 | 87 | 138.6139 | 280.5247 | 0 | 150 | 0 | 0 | 0 | 569.1386 | 87 | 138.6139 | 280.5247 | 0 | 150 | 0 | 0 | 0 | 569.1386 | 87 | 138.6139 | 280.5247 | 0 | 150 | 0 | 0 | 0 | 569.1386 | 87 | 140.9241 | 561.0494 | 0 | 150 | 0 | 0 | 0 | 0 | 0 | 851.9735 | 87 | 140.9241 | 561.0494 | 0 | 66 | 0 | 0 | 0 | 0 | 0 | 767.9735 | 87 | 140.9241 | 561.0494 | 0 | 150 | 0 | 0 | 0 | 0 | 0 | 851.9735
90 | 97.5924 | 97.5924 | 97.5924 | 94.2431 | 94.2431 | 94.2431 | 92.9501 | 92.9501 | 92.9501 | 90 | 1339.2224 | 1339.2224 | 1339.2224 | 1571.0109 | 1571.0109 | 1571.0109 | 1777.0452 | 1777.0452 | 1777.0452 | 88 | 112.8713 | 0 | 0 | 150 | 0 | 0 | 476.0777 | 738.949 |  | 88 | 112.8713 | 0 | 0 | 150 | 0 | 0 | 476.0777 | 738.949 | 88 | 112.8713 | 0 | 0 | 150 | 0 | 0 | 476.0777 | 738.949 | 88 | 118.8119 | 304.7427 | 0 | 150 | 0 | 0 | 0 | 573.5546 | 88 | 118.8119 | 304.7427 | 0 | 150 | 0 | 0 | 0 | 573.5546 | 88 | 118.8119 | 304.7427 | 0 | 150 | 0 | 0 | 0 | 573.5546 | 88 | 120.7921 | 609.4854 | 0 | 150 | 0 | 0 | 0 | 0 | 0 | 880.2774 | 88 | 120.7921 | 609.4854 | 0 | 66 | 0 | 0 | 0 | 0 | 0 | 796.2774 | 88 | 120.7921 | 609.4854 | 0 | 150 | 0 | 0 | 0 | 0 | 0 | 880.2774
91 | 98.6288 | 98.6288 | 98.6288 | 94.2431 | 94.2431 | 94.2431 | 92.6782 | 92.6782 | 92.6782 | 91 | 1295.9143 | 1295.9143 | 1295.9143 | 1520.2071 | 1520.2071 | 1520.2071 | 1719.5785 | 1719.5785 | 1719.5785 | 89 | 141.0891 | 0 | 0 | 150 | 0 | 0 | 470.8798 | 761.9689 |  | 89 | 141.0891 | 0 | 0 | 150 | 0 | 0 | 470.8798 | 761.9689 | 89 | 141.0891 | 0 | 0 | 150 | 0 | 0 | 470.8798 | 761.9689 | 89 | 148.5149 | 318.8698 | 0 | 150 | 0 | 0 | 0 | 617.3847 | 89 | 148.5149 | 318.8698 | 0 | 150 | 0 | 0 | 0 | 617.3847 | 89 | 148.5149 | 318.8698 | 0 | 150 | 0 | 0 | 0 | 617.3847 | 89 | 150.9901 | 637.7397 | 0 | 150 | 0 | 0 | 0 | 0 | 0 | 938.7298 | 89 | 150.9901 | 637.7397 | 0 | 66 | 0 | 0 | 0 | 0 | 0 | 854.7298 | 89 | 150.9901 | 637.7397 | 0 | 150 | 0 | 0 | 0 | 0 | 0 | 938.7298
92 | 99.3081 | 99.3081 | 99.3081 | 94.2431 | 94.2431 | 94.2431 | 94.5622 | 94.5622 | 94.5622 | 92 | 1240.3909 | 1240.3909 | 1240.3909 | 1455.074 | 1455.074 | 1455.074 | 1645.9034 | 1645.9034 | 1645.9034 | 90 | 244.5545 | 0 | 0 | 150 | 0 | 0 | 300 | 694.5545 |  | 90 | 244.5545 | 0 | 0 | 150 | 0 | 0 | 300 | 694.5545 | 90 | 244.5545 | 0 | 0 | 150 | 0 | 0 | 300 | 694.5545 | 90 | 257.4257 | 313.8244 | 0 | 150 | 0 | 0 | 0 | 721.2502 | 90 | 257.4257 | 313.8244 | 0 | 150 | 0 | 0 | 0 | 721.2502 | 90 | 257.4257 | 313.8244 | 0 | 150 | 0 | 0 | 0 | 721.2502 | 90 | 261.7162 | 627.6488 | 0 | 150 | 0 | 0 | 0 | 0 | 0 | 1039.365 | 90 | 261.7162 | 627.6488 | 0 | 66 | 0 | 0 | 0 | 0 | 0 | 955.365 | 90 | 261.7162 | 627.6488 | 0 | 150 | 0 | 0 | 0 | 0 | 0 | 1039.365
93 | 100 | 100 | 100 | 100 | 100 | 100 | 92.0973 | 92.0973 | 92.0973 | 93 | 1161.5478 | 1161.5478 | 1161.5478 | 1362.5849 | 1362.5849 | 1362.5849 | 1541.2846 | 1541.2846 | 1541.2846 | 91 | 206.9307 | 0 | 0 | 150 | 0 | 0 | 418.7828 | 775.7135 |  | 91 | 206.9307 | 0 | 0 | 150 | 0 | 0 | 418.7828 | 775.7135 | 91 | 206.9307 | 0 | 0 | 150 | 0 | 0 | 418.7828 | 775.7135 | 91 | 217.8218 | 293.6428 | 0 | 150 | 0 | 0 | 0 | 661.4646 | 91 | 217.8218 | 293.6428 | 0 | 150 | 0 | 0 | 0 | 661.4646 | 91 | 217.8218 | 293.6428 | 0 | 150 | 0 | 0 | 0 | 661.4646 | 91 | 221.4521 | 587.2856 | 0 | 150 | 0 | 0 | 0 | 0 | 0 | 958.7377 | 91 | 221.4521 | 587.2856 | 0 | 66 | 0 | 0 | 0 | 0 | 0 | 874.7377 | 91 | 221.4521 | 587.2856 | 0 | 150 | 0 | 0 | 0 | 0 | 0 | 958.7377
94 | 100 | 100 | 100 | 100 | 100 | 100 | 91.202 | 91.202 | 91.202 | 94 | 1077.1524 | 1077.1524 | 1077.1524 | 1263.5826 | 1263.5826 | 1263.5826 | 1429.2984 | 1429.2984 | 1429.2984 | 92 | 282.1782 | 0 | 0 | 150 | 0 | 0 | 545.7194 | 977.8976 |  | 92 | 282.1782 | 0 | 0 | 150 | 0 | 0 | 545.7194 | 977.8976 | 92 | 282.1782 | 0 | 0 | 150 | 0 | 0 | 545.7194 | 977.8976 | 92 | 297.0297 | 268.4157 | 0 | 150 | 0 | 0 | 0 | 715.4454 | 92 | 297.0297 | 268.4157 | 0 | 150 | 0 | 0 | 0 | 715.4454 | 92 | 297.0297 | 268.4157 | 0 | 150 | 0 | 0 | 0 | 715.4454 | 92 | 301.9802 | 536.8315 | 0 | 150 | 0 | 0 | 0 | 0 | 0 | 988.8117 | 92 | 301.9802 | 536.8315 | 0 | 66 | 0 | 0 | 0 | 0 | 0 | 904.8117 | 92 | 301.9802 | 536.8315 | 0 | 150 | 0 | 0 | 0 | 0 | 0 | 988.8117
95 | 100 | 100 | 100 | 100 | 100 | 100 | 91.0456 | 91.0456 | 91.0456 | 95 | 1019.4081 | 1019.4081 | 1019.4081 | 1195.8442 | 1195.8442 | 1195.8442 | 1752.3329 | 1752.3329 | 1752.3329 | 93 | 300.9901 | 0 | 0 | 150 | 0 | 0 | 750 | 1200.9901 |  | 93 | 300.9901 | 0 | 0 | 150 | 0 | 0 | 750 | 1200.9901 | 93 | 300.9901 | 0 | 0 | 150 | 0 | 0 | 750 | 1200.9901 | 93 | 316.8317 | 247.225 | 0 | 150 | 0 | 0 | 0 | 714.0567 | 93 | 316.8317 | 247.225 | 0 | 150 | 0 | 0 | 0 | 714.0567 | 93 | 316.8317 | 247.225 | 0 | 150 | 0 | 0 | 0 | 714.0567 | 93 | 322.1122 | 494.4501 | 0 | 150 | 0 | 0 | 0 | 0 | 0 | 966.5623 | 93 | 322.1122 | 494.4501 | 0 | 66 | 0 | 0 | 0 | 0 | 0 | 882.5623 | 93 | 322.1122 | 494.4501 | 0 | 150 | 0 | 0 | 0 | 0 | 0 | 966.5623
96 | 100 | 100 | 100 | 100 | 100 | 100 | 90.7143 | 90.7143 | 90.7143 | 96 | 978.3209 | 978.3209 | 978.3209 | 1147.6456 | 1147.6456 | 1147.6456 | 1823.2707 | 1823.2707 | 1823.2707 | 94 | 197.5248 | 0 | 0 | 150 | 0 | 0 | 750 | 1097.5248 |  | 94 | 197.5248 | 0 | 0 | 150 | 0 | 0 | 750 | 1097.5248 | 94 | 197.5248 | 0 | 0 | 150 | 0 | 0 | 750 | 1097.5248 | 94 | 207.9208 | 236.1251 | 0 | 150 | 0 | 0 | 0 | 594.0459 | 94 | 207.9208 | 236.1251 | 0 | 150 | 0 | 0 | 0 | 594.0459 | 94 | 207.9208 | 236.1251 | 0 | 150 | 0 | 0 | 0 | 594.0459 | 94 | 211.3861 | 472.2503 | 0 | 150 | 0 | 0 | 0 | 0 | 0 | 833.6364 | 94 | 211.3861 | 472.2503 | 0 | 66 | 0 | 0 | 0 | 0 | 0 | 749.6364 | 94 | 211.3861 | 472.2503 | 0 | 150 | 0 | 0 | 0 | 0 | 0 | 833.6364
97 | 99.4244 | 99.4244 | 99.4244 | 93.0553 | 93.0553 | 93.0553 | 88.9581 | 88.9581 | 88.9581 | 97 | 964.9953 | 964.9953 | 964.9953 | 1132.0137 | 1132.0137 | 1132.0137 | 1805.5887 | 1805.5887 | 1805.5887 | 95 | 197.5248 | 0 | 0 | 150 | 0 | 0 | 750 | 1097.5248 |  | 95 | 197.5248 | 0 | 0 | 150 | 0 | 0 | 750 | 1097.5248 | 95 | 197.5248 | 0 | 0 | 150 | 0 | 0 | 750 | 1097.5248 | 95 | 207.9208 | 245.2069 | 0 | 150 | 0 | 0 | 0 | 603.1277 | 95 | 207.9208 | 245.2069 | 0 | 150 | 0 | 0 | 0 | 603.1277 | 95 | 207.9208 | 245.2069 | 0 | 150 | 0 | 0 | 0 | 603.1277 | 95 | 211.3861 | 490.4137 | 0 | 150 | 0 | 0 | 0 | 0 | 0 | 851.7999 | 95 | 211.3861 | 490.4137 | 0 | 66 | 0 | 0 | 0 | 0 | 0 | 767.7999 | 95 | 211.3861 | 490.4137 | 0 | 150 | 0 | 0 | 0 | 0 | 0 | 851.7999
98 | 98.6288 | 98.6288 | 98.6288 | 91.3268 | 91.3268 | 91.3268 | 88.3863 | 88.3863 | 88.3863 | 98 | 953.8906 | 953.8906 | 953.8906 | 1289.3659 | 1289.3659 | 1289.3659 | 1790.8536 | 1790.8536 | 1790.8536 | 96 | 216.3366 | 0 | 0 | 150 | 0 | 0 | 750 | 1116.3366 |  | 96 | 216.3366 | 0 | 0 | 150 | 0 | 0 | 750 | 1116.3366 | 96 | 216.3366 | 0 | 0 | 150 | 0 | 0 | 750 | 1116.3366 | 96 | 227.7228 | 259.334 | 0 | 150 | 0 | 0 | 0 | 637.0568 | 96 | 227.7228 | 259.334 | 0 | 150 | 0 | 0 | 0 | 637.0568 | 96 | 227.7228 | 259.334 | 0 | 150 | 0 | 0 | 0 | 637.0568 | 96 | 231.5182 | 518.668 | 0 | 85.838 | 0 | 0 | 0 | 0 | 0 | 836.0242 | 96 | 231.5182 | 518.668 | 0 | 66 | 0 | 0 | 0 | 0 | 0 | 816.1862 | 96 | 231.5182 | 518.668 | 0 | 85.838 | 0 | 0 | 0 | 0 | 0 | 836.0242
99 | 98.6288 | 98.6288 | 98.6288 | 91.3268 | 91.3268 | 91.3268 | 88.3863 | 88.3863 | 88.3863 | 99 | 958.3325 | 958.3325 | 958.3325 | 1296.7549 | 1296.7549 | 1296.7549 | 1796.7476 | 1796.7476 | 1796.7476 | 97 | 253.9604 | 0 | 0 | 150 | 0 | 0 | 639.7978 | 1043.7582 |  | 97 | 253.9604 | 0 | 0 | 150 | 0 | 0 | 639.7978 | 1043.7582 | 97 | 253.9604 | 0 | 0 | 150 | 0 | 0 | 639.7978 | 1043.7582 | 97 | 267.3267 | 275.4793 | 0 | 150 | 0 | 0 | 0 | 692.806 | 97 | 267.3267 | 275.4793 | 0 | 150 | 0 | 0 | 0 | 692.806 | 97 | 267.3267 | 275.4793 | 0 | 150 | 0 | 0 | 0 | 692.806 | 97 | 271.7822 | 550.9586 | 0 | 0 | 0 | 0 | 0 | 0 | 0 | 822.7408 | 97 | 271.7822 | 550.9586 | 0 | 66 | 0 | 0 | 0 | 0 | 0 | 888.7408 | 97 | 271.7822 | 550.9586 | 0 | 0 | 0 | 0 | 0 | 0 | 0 | 822.7408
100 | 99.3081 | 99.3081 | 99.3081 | 91.3268 | 91.3268 | 91.3268 | 88.3863 | 88.3863 | 88.3863 | 100 | 982.7627 | 982.7627 | 982.7627 | 1210.5316 | 1210.5316 | 1210.5316 | 1829.1647 | 1829.1647 | 1829.1647 | 98 | 310.396 | 0 | 0 | 150 | 0 | 0 | 393.2823 | 853.6783 |  | 98 | 310.396 | 0 | 0 | 150 | 0 | 0 | 393.2823 | 853.6783 | 98 | 310.396 | 0 | 0 | 150 | 0 | 0 | 393.2823 | 853.6783 | 98 | 326.7327 | 281.5338 | 0 | 150 | 0 | 0 | 0 | 758.2665 | 98 | 326.7327 | 281.5338 | 0 | 150 | 0 | 0 | 0 | 758.2665 | 98 | 326.7327 | 281.5338 | 0 | 150 | 0 | 0 | 0 | 758.2665 | 98 | 332.1782 | 563.0676 | 0 | 0 | 0 | 0 | 0 | 0 | 0 | 895.2458 | 98 | 332.1782 | 563.0676 | 0 | 66 | 0 | 0 | 0 | 0 | 0 | 961.2458 | 98 | 332.1782 | 563.0676 | 0 | 0 | 0 | 0 | 0 | 0 | 0 | 895.2458
101 | 100 | 100 | 100 | 100 | 100 | 100 | 91.0456 | 91.0456 | 91.0456 | 101 | 1080.4838 | 1080.4838 | 1080.4838 | 1267.4906 | 1267.4906 | 1267.4906 | 1453.0922 | 1453.0922 | 1453.0922 | 99 | 338.6139 | 0 | 0 | 150 | 0 | 0 | 419.183 | 907.7969 |  | 99 | 338.6139 | 0 | 0 | 150 | 0 | 0 | 419.183 | 907.7969 | 99 | 338.6139 | 0 | 0 | 150 | 0 | 0 | 419.183 | 907.7969 | 99 | 356.4356 | 292.6337 | 0 | 150 | 0 | 0 | 0 | 799.0693 | 99 | 356.4356 | 292.6337 | 0 | 150 | 0 | 0 | 0 | 799.0693 | 99 | 356.4356 | 292.6337 | 0 | 150 | 0 | 0 | 0 | 799.0693 | 99 | 362.3762 | 585.2674 | 0 | 0 | 0 | 0 | 0 | 0 | 0 | 947.6436 | 99 | 362.3762 | 585.2674 | 0 | 66 | 0 | 0 | 0 | 0 | 0 | 1013.6436 | 99 | 362.3762 | 585.2674 | 0 | 0 | 0 | 0 | 0 | 0 | 0 | 947.6436
102 | 100 | 100 | 100 | 100 | 100 | 100 | 100 | 100 | 100 | 102 | 1222.6235 | 1222.6235 | 1222.6235 | 1434.2314 | 1434.2314 | 1434.2314 | 1622.3273 | 1622.3273 | 1622.3273 | 100 | 310.396 | 0 | 0 | 150 | 0 | 0 | 596.5163 | 1056.9124 |  | 100 | 310.396 | 0 | 0 | 150 | 0 | 0 | 596.5163 | 1056.9124 | 100 | 310.396 | 0 | 0 | 150 | 0 | 0 | 596.5163 | 1056.9124 | 100 | 326.7327 | 300.7064 | 0 | 150 | 0 | 0 | 0 | 777.439 | 100 | 326.7327 | 300.7064 | 0 | 150 | 0 | 0 | 0 | 777.439 | 100 | 326.7327 | 300.7064 | 0 | 150 | 0 | 0 | 0 | 777.439 | 100 | 332.1782 | 601.4127 | 0 | 0 | 0 | 0 | 0 | 0 | 0 | 933.5909 | 100 | 332.1782 | 601.4127 | 0 | 66 | 0 | 0 | 0 | 0 | 0 | 999.5909 | 100 | 332.1782 | 601.4127 | 0 | 0 | 0 | 0 | 0 | 0 | 0 | 933.5909
103 | 100.3507 | 100.3507 | 100.3507 | 100 | 100 | 100 | 100 | 100 | 100 | 103 | 1352.548 | 1352.548 | 1352.548 | 1586.6429 | 1586.6429 | 1586.6429 | 1794.7272 | 1794.7272 | 1794.7272 | 101 | 348.0198 | 0 | 0 | 150 | 0 | 0 | 750 | 1248.0198 |  | 101 | 348.0198 | 0 | 0 | 150 | 0 | 0 | 750 | 1248.0198 | 101 | 348.0198 | 0 | 0 | 150 | 0 | 0 | 750 | 1248.0198 | 101 | 366.3366 | 302.7245 | 0 | 150 | 0 | 0 | 0 | 819.0612 | 101 | 366.3366 | 302.7245 | 0 | 150 | 0 | 0 | 0 | 819.0612 | 101 | 366.3366 | 302.7245 | 0 | 150 | 0 | 0 | 0 | 819.0612 | 101 | 372.4422 | 605.449 | 0 | 150 | 0 | 0 | 0 | 0 | 0 | 1127.8913 | 101 | 372.4422 | 605.449 | 0 | 66 | 0 | 0 | 0 | 0 | 0 | 1043.8913 | 101 | 372.4422 | 605.449 | 0 | 150 | 0 | 0 | 0 | 0 | 0 | 1127.8913
104 | 104.4276 | 104.4276 | 104.4276 | 102.6038 | 102.6038 | 102.6038 | 100 | 100 | 100 | 104 | 1379.1992 | 1379.1992 | 1379.1992 | 1617.9068 | 1617.9068 | 1617.9068 | 1830.0913 | 1830.0913 | 1830.0913 | 102 | 366.8317 | 0 | 0 | 150 | 0 | 0 | 750 | 1266.8317 |  | 102 | 366.8317 | 0 | 0 | 150 | 0 | 0 | 750 | 1266.8317 | 102 | 366.8317 | 0 | 0 | 150 | 0 | 0 | 750 | 1266.8317 | 102 | 386.1386 | 304.7427 | 0 | 150 | 0 | 0 | 0 | 840.8813 | 102 | 386.1386 | 304.7427 | 0 | 150 | 0 | 0 | 0 | 840.8813 | 102 | 386.1386 | 304.7427 | 0 | 150 | 0 | 0 | 0 | 840.8813 | 102 | 392.5743 | 609.4854 | 0 | 150 | 0 | 0 | 0 | 0 | 0 | 1152.0596 | 102 | 392.5743 | 609.4854 | 0 | 66 | 0 | 0 | 0 | 0 | 0 | 1068.0596 | 102 | 392.5743 | 609.4854 | 0 | 150 | 0 | 0 | 0 | 0 | 0 | 1152.0596
105 | 100.3507 | 100.3507 | 100.3507 | 100 | 100 | 100 | 94.2224 | 94.2224 | 94.2224 | 105 | 1391.4144 | 1391.4144 | 1391.4144 | 1632.2361 | 1632.2361 | 1632.2361 | 1846.2998 | 1846.2998 | 1846.2998 | 103 | 376.2376 | 0 | 0 | 150 | 0 | 0 | 750 | 1276.2376 |  | 103 | 376.2376 | 0 | 0 | 150 | 0 | 0 | 750 | 1276.2376 | 103 | 376.2376 | 0 | 0 | 150 | 0 | 0 | 750 | 1276.2376 | 103 | 396.0396 | 316.8517 | 0 | 150 | 0 | 0 | 0 | 862.8913 | 103 | 396.0396 | 316.8517 | 0 | 150 | 0 | 0 | 0 | 862.8913 | 103 | 396.0396 | 316.8517 | 0 | 150 | 0 | 0 | 0 | 862.8913 | 103 | 402.6403 | 633.7033 | 0 | 150 | 0 | 0 | 0 | 0 | 0 | 1186.3436 | 103 | 402.6403 | 633.7033 | 0 | 66 | 0 | 0 | 0 | 0 | 0 | 1102.3436 | 103 | 402.6403 | 633.7033 | 0 | 150 | 0 | 0 | 0 | 0 | 0 | 1186.3436
106 | 99.3081 | 99.3081 | 99.3081 | 91.3268 | 91.3268 | 91.3268 | 90.5705 | 90.5705 | 90.5705 | 106 | 1390.3039 | 1390.3039 | 1390.3039 | 1634.0848 | 1634.0848 | 1634.0848 | 2369.9405 | 2369.9405 | 2369.9405 | 104 | 366.8317 | 0 | 0 | 150 | 0 | 0 | 750 | 1266.8317 |  | 104 | 366.8317 | 0 | 0 | 150 | 0 | 0 | 750 | 1266.8317 | 104 | 366.8317 | 0 | 0 | 150 | 0 | 0 | 750 | 1266.8317 | 104 | 386.1386 | 329.9697 | 0 | 150 | 0 | 0 | 84.0292 | 950.1375 | 104 | 386.1386 | 329.9697 | 0 | 150 | 0 | 0 | 84.0292 | 950.1375 | 104 | 386.1386 | 329.9697 | 0 | 150 | 0 | 0 | 84.0292 | 950.1375 | 104 | 392.5743 | 659.9395 | 0 | 150 | 0 | 0 | 0 | 0 | 0 | 1202.5137 | 104 | 392.5743 | 659.9395 | 0 | 66 | 0 | 0 | 0 | 0 | 0 | 1118.5137 | 104 | 392.5743 | 659.9395 | 0 | 150 | 0 | 0 | 0 | 0 | 0 | 1202.5137
107 | 96.2822 | 96.2822 | 96.2822 | 90.7506 | 90.7506 | 90.7506 | 82.2067 | 82.2067 | 82.2067 | 107 | 1378.0888 | 1378.0888 | 1378.0888 | 2080.8355 | 2080.8355 | 2080.8355 | 2353.7319 | 2353.7319 | 2353.7319 | 105 | 348.0198 | 0 | 5.0859 | 150 | 0 | 0 | 750 | 1253.1057 |  | 105 | 348.0198 | 0 | 5.0859 | 150 | 0 | 0 | 750 | 1253.1057 | 105 | 348.0198 | 0 | 5.0859 | 150 | 0 | 0 | 750 | 1253.1057 | 105 | 366.3366 | 342.0787 | 5.4983 | 150 | 0 | 0 | 0 | 863.9136 | 105 | 366.3366 | 342.0787 | 5.4983 | 150 | 0 | 0 | 0 | 863.9136 | 105 | 366.3366 | 342.0787 | 5.4983 | 150 | 0 | 0 | 0 | 863.9136 | 105 | 372.4422 | 684.1574 | 6.8729 | 150 | 0 | 0 | 0 | 0 | 0 | 1213.4725 | 105 | 372.4422 | 684.1574 | 6.8729 | 66 | 0 | 0 | 0 | 0 | 0 | 1129.4725 | 105 | 372.4422 | 684.1574 | 6.8729 | 150 | 0 | 0 | 0 | 0 | 0 | 1213.4725
108 | 98.6288 | 98.6288 | 98.6288 | 90.7506 | 90.7506 | 90.7506 | 83.3298 | 83.3298 | 83.3298 | 108 | 1399.1876 | 1399.1876 | 1399.1876 | 2105.5861 | 2105.5861 | 2105.5861 | 2381.7285 | 2381.7285 | 2381.7285 | 106 | 376.2376 | 0 | 5.0859 | 150 | 0 | 0 | 590.3998 | 1121.7233 |  | 106 | 376.2376 | 0 | 5.0859 | 150 | 0 | 0 | 590.3998 | 1121.7233 | 106 | 376.2376 | 0 | 5.0859 | 150 | 0 | 0 | 590.3998 | 1121.7233 | 106 | 396.0396 | 322.9062 | 5.4983 | 150 | 0 | 0 | 0 | 874.444 | 106 | 396.0396 | 322.9062 | 5.4983 | 150 | 0 | 0 | 0 | 874.444 | 106 | 396.0396 | 322.9062 | 5.4983 | 150 | 0 | 0 | 0 | 874.444 | 106 | 402.6403 | 645.8123 | 6.8729 | 0 | 0 | 0 | 0 | 0 | 0 | 1055.3254 | 106 | 402.6403 | 645.8123 | 6.8729 | 66 | 0 | 0 | 0 | 0 | 0 | 1121.3254 | 106 | 402.6403 | 645.8123 | 6.8729 | 0 | 0 | 0 | 0 | 0 | 0 | 1055.3254
109 | 108.0625 | 108.0625 | 108.0625 | 102.6038 | 102.6038 | 102.6038 | 91.0456 | 91.0456 | 91.0456 | 109 | 1391.4144 | 1391.4144 | 1391.4144 | 1632.2361 | 1632.2361 | 1632.2361 | 2069.8279 | 2069.8279 | 2069.8279 | 107 | 329.2079 | 0 | 5.0859 | 150 | 0 | 0 | 300 | 784.2938 |  | 107 | 329.2079 | 0 | 5.0859 | 150 | 0 | 0 | 300 | 784.2938 | 107 | 329.2079 | 0 | 5.0859 | 150 | 0 | 0 | 300 | 784.2938 | 107 | 346.5347 | 312.8153 | 5.4983 | 150 | 0 | 0 | 0 | 814.8483 | 107 | 346.5347 | 312.8153 | 5.4983 | 150 | 0 | 0 | 0 | 814.8483 | 107 | 346.5347 | 312.8153 | 5.4983 | 150 | 0 | 0 | 0 | 814.8483 | 107 | 352.3102 | 625.6307 | 6.8729 | 0 | 0 | 0 | 0 | 0 | 0 | 984.8138 | 107 | 352.3102 | 625.6307 | 6.8729 | 42 | 0 | 0 | 0 | 0 | 0 | 1026.8138 | 107 | 352.3102 | 625.6307 | 6.8729 | 0 | 0 | 0 | 0 | 0 | 0 | 984.8138
110 | 113.6095 | 113.6095 | 113.6095 | 104.4154 | 104.4154 | 104.4154 | 105.9511 | 105.9511 | 105.9511 | 110 | 1400.2981 | 1400.2981 | 1400.2981 | 1642.6574 | 1642.6574 | 1642.6574 | 1858.0879 | 1858.0879 | 1858.0879 | 108 | 282.1782 | 0 | 5.0859 | 150 | 0 | 0 | 410.3729 | 847.6371 |  | 108 | 282.1782 | 0 | 5.0859 | 150 | 0 | 0 | 410.3729 | 847.6371 | 108 | 282.1782 | 0 | 5.0859 | 150 | 0 | 0 | 410.3729 | 847.6371 | 108 | 297.0297 | 312.8153 | 5.4983 | 150 | 0 | 0 | 0 | 765.3433 | 108 | 297.0297 | 312.8153 | 5.4983 | 150 | 0 | 0 | 0 | 765.3433 | 108 | 297.0297 | 312.8153 | 5.4983 | 150 | 0 | 0 | 0 | 765.3433 | 108 | 301.9802 | 625.6307 | 6.8729 | 0 | 0 | 0 | 0 | 0 | 0 | 934.4837 | 108 | 301.9802 | 625.6307 | 6.8729 | 66 | 0 | 0 | 0 | 0 | 0 | 1000.4837 | 108 | 301.9802 | 625.6307 | 6.8729 | 0 | 0 | 0 | 0 | 0 | 0 | 934.4837
111 | 118.9545 | 117.4394 | 117.4394 | 107.1092 | 107.1092 | 107.1092 | 105.9511 | 105.9511 | 105.9511 | 111 | 1429.1702 | 1429.1702 | 1429.1702 | 1676.5266 | 1676.5266 | 1676.5266 | 1896.3989 | 1896.3989 | 1896.3989 | 109 | 338.6139 | 0 | 5.0859 | 150 | 0 | 0 | 750 | 1243.6998 |  | 109 | 338.6139 | 0 | 5.0859 | 150 | 0 | 0 | 750 | 1243.6998 | 109 | 338.6139 | 0 | 5.0859 | 150 | 0 | 0 | 750 | 1243.6998 | 109 | 356.4356 | 337.0333 | 5.4983 | 150 | 0 | 0 | 63.2964 | 912.2636 | 109 | 356.4356 | 337.0333 | 5.4983 | 150 | 0 | 0 | 63.2964 | 912.2636 | 109 | 356.4356 | 337.0333 | 5.4983 | 150 | 0 | 0 | 63.2964 | 912.2636 | 109 | 362.3762 | 674.0666 | 6.8729 | 150 | 0 | 0 | 0 | 0 | 0 | 1193.3157 | 109 | 362.3762 | 674.0666 | 6.8729 | 66 | 0 | 0 | 0 | 0 | 0 | 1109.3157 | 109 | 362.3762 | 674.0666 | 6.8729 | 150 | 0 | 0 | 0 | 0 | 0 | 1193.3157
112 | 118.9545 | 117.4394 | 117.4394 | 107.1092 | 107.1092 | 107.1092 | 94.9153 | 94.9153 | 94.9153 | 112 | 1414.7342 | 1414.7342 | 1414.7342 | 1659.592 | 1659.592 | 1659.592 | 1877.2434 | 1877.2434 | 1877.2434 | 110 | 423.2673 | 0 | 0 | 150 | 0 | 0 | 750 | 1323.2673 |  | 110 | 423.2673 | 0 | 0 | 150 | 0 | 0 | 750 | 1323.2673 | 110 | 423.2673 | 0 | 0 | 150 | 0 | 0 | 750 | 1323.2673 | 110 | 445.5446 | 383.4511 | 0 | 150 | 0 | 0 | 150 | 1128.9956 | 110 | 445.5446 | 383.4511 | 0 | 150 | 0 | 0 | 150 | 1128.9956 | 110 | 445.5446 | 383.4511 | 0 | 150 | 0 | 0 | 150 | 1128.9956 | 110 | 452.9703 | 766.9021 | 0 | 150 | 0 | 0 | 0 | 0 | 0 | 1369.8724 | 110 | 452.9703 | 766.9021 | 0 | 66 | 0 | 0 | 0 | 0 | 0 | 1285.8724 | 110 | 452.9703 | 766.9021 | 0 | 150 | 0 | 0 | 0 | 0 | 0 | 1369.8724
113 | 118.9545 | 117.4394 | 117.4394 | 106.4298 | 106.4298 | 106.4298 | 91.0456 | 91.0456 | 91.0456 | 113 | 1381.4202 | 1381.4202 | 1381.4202 | 1620.5121 | 1620.5121 | 1620.5121 | 1945.4069 | 1945.4069 | 1945.4069 | 111 | 413.8614 | 0 | 0 | 150 | 0 | 0 | 750 | 1313.8614 |  | 111 | 413.8614 | 0 | 0 | 150 | 0 | 0 | 750 | 1313.8614 | 111 | 413.8614 | 0 | 0 | 150 | 0 | 0 | 750 | 1313.8614 | 111 | 435.6436 | 441.9778 | 0 | 150 | 0 | 0 | 345.1961 | 1372.8175 | 111 | 435.6436 | 441.9778 | 0 | 150 | 0 | 0 | 345.1961 | 1372.8175 | 111 | 435.6436 | 441.9778 | 0 | 150 | 0 | 0 | 345.1961 | 1372.8175 | 111 | 442.9043 | 883.9556 | 0 | 150 | 0 | 0 | 0 | 0 | 0 | 1476.8599 | 111 | 442.9043 | 883.9556 | 0 | 66 | 0 | 0 | 0 | 0 | 0 | 1392.8599 | 111 | 442.9043 | 883.9556 | 0 | 150 | 0 | 0 | 0 | 0 | 0 | 1476.8599
114 | 105.4824 | 105.4824 | 105.4824 | 104.4154 | 104.4154 | 104.4154 | 91.0456 | 91.0456 | 91.0456 | 114 | 1343.6643 | 1343.6643 | 1343.6643 | 1576.2216 | 1576.2216 | 1576.2216 | 1843.9778 | 1843.9778 | 1843.9778 | 112 | 489.1089 | 0 | 0 | 150 | 0 | 0 | 750 | 1389.1089 |  | 112 | 489.1089 | 0 | 0 | 150 | 0 | 0 | 750 | 1389.1089 | 112 | 489.1089 | 0 | 0 | 150 | 0 | 0 | 750 | 1389.1089 | 112 | 514.8515 | 495.4591 | 0 | 150 | 0 | 0 | 406.8254 | 1567.136 | 112 | 514.8515 | 495.4591 | 0 | 150 | 0 | 0 | 406.8254 | 1567.136 | 112 | 514.8515 | 495.4591 | 0 | 150 | 0 | 0 | 406.8254 | 1567.136 | 112 | 523.4323 | 990.9183 | 0 | 150 | 0 | 0 | 0 | 0 | 0 | 1664.3506 | 112 | 523.4323 | 990.9183 | 0 | 66 | 0 | 0 | 0 | 0 | 0 | 1580.3506 | 112 | 523.4323 | 990.9183 | 0 | 150 | 0 | 0 | 0 | 0 | 0 | 1664.3506
115 | 105.4824 | 105.4824 | 105.4824 | 102.9275 | 102.9275 | 102.9275 | 91.0456 | 91.0456 | 91.0456 | 115 | 1297.0247 | 1297.0247 | 1297.0247 | 1521.5098 | 1521.5098 | 1521.5098 | 1980.3763 | 1980.3763 | 1980.3763 | 113 | 460.8911 | 0 | 0 | 150 | 0 | 0 | 750 | 1360.8911 |  | 113 | 460.8911 | 0 | 0 | 150 | 0 | 0 | 750 | 1360.8911 | 113 | 460.8911 | 0 | 0 | 150 | 0 | 0 | 750 | 1360.8911 | 113 | 485.1485 | 509.5863 | 0 | 150 | 0 | 0 | 276.0155 | 1420.7503 | 113 | 485.1485 | 509.5863 | 0 | 150 | 0 | 0 | 276.0155 | 1420.7503 | 113 | 485.1485 | 509.5863 | 0 | 150 | 0 | 0 | 276.0155 | 1420.7503 | 113 | 493.2343 | 1019.1726 | 0 | 150 | 0 | 0 | 0 | 0 | 0 | 1662.4069 | 113 | 493.2343 | 1019.1726 | 0 | 66 | 0 | 0 | 0 | 0 | 0 | 1578.4069 | 113 | 493.2343 | 1019.1726 | 0 | 150 | 0 | 0 | 0 | 0 | 0 | 1662.4069
116 | 99.4244 | 99.4244 | 99.4244 | 100 | 100 | 100 | 91.0456 | 91.0456 | 91.0456 | 116 | 1234.8386 | 1234.8386 | 1234.8386 | 1448.5607 | 1448.5607 | 1448.5607 | 2094.2741 | 2094.2741 | 2094.2741 | 114 | 526.7327 | 0 | 0 | 150 | 0 | 0 | 750 | 1426.7327 |  | 114 | 526.7327 | 0 | 0 | 150 | 0 | 0 | 750 | 1426.7327 | 114 | 526.7327 | 0 | 0 | 150 | 0 | 0 | 750 | 1426.7327 | 114 | 554.4554 | 515.6408 | 0 | 150 | 0 | 0 | 150 | 1370.0962 | 114 | 554.4554 | 515.6408 | 0 | 150 | 0 | 0 | 150 | 1370.0962 | 114 | 554.4554 | 515.6408 | 0 | 150 | 0 | 0 | 150 | 1370.0962 | 114 | 563.6964 | 1031.2815 | 0 | 150 | 0 | 0 | 0 | 0 | 0 | 1744.9779 | 114 | 563.6964 | 1031.2815 | 0 | 66 | 0 | 0 | 0 | 0 | 0 | 1660.9779 | 114 | 563.6964 | 1031.2815 | 0 | 150 | 0 | 0 | 0 | 0 | 0 | 1744.9779
117 | 100 | 100 | 100 | 100 | 100 | 100 | 91.9248 | 91.9248 | 91.9248 | 117 | 1152.6641 | 1152.6641 | 1152.6641 | 1352.1636 | 1352.1636 | 1352.1636 | 1529.4966 | 1529.4966 | 1529.4966 | 115 | 545.5446 | 0 | 0 | 150 | 0 | 0 | 750 | 1445.5446 |  | 115 | 545.5446 | 0 | 0 | 150 | 0 | 0 | 750 | 1445.5446 | 115 | 545.5446 | 0 | 0 | 150 | 0 | 0 | 750 | 1445.5446 | 115 | 574.2574 | 520.6862 | 0 | 150 | 0 | 0 | 150 | 1394.9436 | 115 | 574.2574 | 520.6862 | 0 | 150 | 0 | 0 | 150 | 1394.9436 | 115 | 574.2574 | 520.6862 | 0 | 150 | 0 | 0 | 150 | 1394.9436 | 115 | 583.8284 | 1041.3724 | 0 | 150 | 0 | 0 | 0 | 0 | 0 | 1775.2007 | 115 | 583.8284 | 1041.3724 | 0 | 66 | 0 | 0 | 0 | 0 | 0 | 1691.2007 | 115 | 583.8284 | 1041.3724 | 0 | 150 | 0 | 0 | 0 | 0 | 0 | 1775.2007
118 | 99.3081 | 99.3081 | 99.3081 | 100 | 100 | 100 | 91.0456 | 91.0456 | 91.0456 | 118 | 1064.9372 | 1064.9372 | 1064.9372 | 1249.2533 | 1249.2533 | 1249.2533 | 1546.9219 | 1546.9219 | 1546.9219 | 116 | 536.1386 | 0 | 0 | 150 | 0 | 0 | 706.9202 | 1393.0588 |  | 116 | 536.1386 | 0 | 0 | 150 | 0 | 0 | 706.9202 | 1393.0588 | 116 | 536.1386 | 0 | 0 | 150 | 0 | 0 | 706.9202 | 1393.0588 | 116 | 564.3564 | 526.7407 | 0 | 150 | 0 | 0 | 0 | 1241.0971 | 116 | 564.3564 | 526.7407 | 0 | 150 | 0 | 0 | 0 | 1241.0971 | 116 | 564.3564 | 526.7407 | 0 | 150 | 0 | 0 | 0 | 1241.0971 | 116 | 573.7624 | 1053.4813 | 0 | 150 | 0 | 0 | 0 | 0 | 0 | 1777.2437 | 116 | 573.7624 | 1053.4813 | 0 | 66 | 0 | 0 | 0 | 0 | 0 | 1693.2437 | 116 | 573.7624 | 1053.4813 | 0 | 150 | 0 | 0 | 0 | 0 | 0 | 1777.2437
119 | 99.3081 | 99.3081 | 99.3081 | 100 | 100 | 100 | 91.0456 | 91.0456 | 91.0456 | 119 | 1026.0709 | 1026.0709 | 1026.0709 | 1203.6601 | 1203.6601 | 1203.6601 | 1558.1544 | 1558.1544 | 1558.1544 | 117 | 489.1089 | 0 | 0 | 150 | 0 | 0 | 750 | 1389.1089 |  | 117 | 489.1089 | 0 | 0 | 150 | 0 | 0 | 750 | 1389.1089 | 117 | 489.1089 | 0 | 0 | 150 | 0 | 0 | 750 | 1389.1089 | 117 | 514.8515 | 528.7588 | 0 | 150 | 0 | 0 | 0 | 1193.6103 | 117 | 514.8515 | 528.7588 | 0 | 150 | 0 | 0 | 0 | 1193.6103 | 117 | 514.8515 | 528.7588 | 0 | 150 | 0 | 0 | 0 | 1193.6103 | 117 | 523.4323 | 1057.5177 | 0 | 150 | 0 | 0 | 0 | 0 | 0 | 1730.95 | 117 | 523.4323 | 1057.5177 | 0 | 66 | 0 | 0 | 0 | 0 | 0 | 1646.95 | 117 | 523.4323 | 1057.5177 | 0 | 150 | 0 | 0 | 0 | 0 | 0 | 1730.95
120 | 98.6288 | 98.6288 | 98.6288 | 91.3268 | 91.3268 | 91.3268 | 90.3105 | 90.3105 | 90.3105 | 120 | 988.3151 | 988.3151 | 988.3151 | 1212.3547 | 1212.3547 | 1212.3547 | 1836.5322 | 1836.5322 | 1836.5322 | 118 | 498.5149 | 0 | 0 | 150 | 0 | 0 | 594.3625 | 1242.8773 |  | 118 | 498.5149 | 0 | 0 | 150 | 0 | 0 | 594.3625 | 1242.8773 | 118 | 498.5149 | 0 | 0 | 150 | 0 | 0 | 594.3625 | 1242.8773 | 118 | 524.7525 | 526.7407 | 0 | 150 | 0 | 0 | 0 | 1201.4931 | 118 | 524.7525 | 526.7407 | 0 | 150 | 0 | 0 | 0 | 1201.4931 | 118 | 524.7525 | 526.7407 | 0 | 150 | 0 | 0 | 0 | 1201.4931 | 118 | 533.4983 | 1053.4813 | 0 | 150 | 0 | 0 | 0 | 0 | 0 | 1736.9797 | 118 | 533.4983 | 1053.4813 | 0 | 66 | 0 | 0 | 0 | 0 | 0 | 1652.9797 | 118 | 533.4983 | 1053.4813 | 0 | 150 | 0 | 0 | 0 | 0 | 0 | 1736.9797
121 | 94.8028 | 94.8028 | 94.8028 | 91.3268 | 91.3268 | 91.3268 | 88.3863 | 88.3863 | 88.3863 | 121 | 964.9953 | 964.9953 | 964.9953 | 1518.1285 | 1518.1285 | 1518.1285 | 1805.5887 | 1805.5887 | 1805.5887 | 119 | 526.7327 | 0 | 0 | 150 | 0 | 0 | 459.2178 | 1135.9505 |  | 119 | 526.7327 | 0 | 0 | 150 | 0 | 0 | 459.2178 | 1135.9505 | 119 | 526.7327 | 0 | 0 | 150 | 0 | 0 | 459.2178 | 1135.9505 | 119 | 554.4554 | 520.6862 | 0 | 150 | 0 | 0 | 0 | 1225.1416 | 119 | 554.4554 | 520.6862 | 0 | 150 | 0 | 0 | 0 | 1225.1416 | 119 | 554.4554 | 520.6862 | 0 | 150 | 0 | 0 | 0 | 1225.1416 | 119 | 563.6964 | 1041.3724 | 0 | 150 | 0 | 0 | 0 | 0 | 0 | 1755.0687 | 119 | 563.6964 | 1041.3724 | 0 | 66 | 0 | 0 | 0 | 0 | 0 | 1671.0687 | 119 | 563.6964 | 1041.3724 | 0 | 150 | 0 | 0 | 0 | 0 | 0 | 1755.0687
122 | 94.8028 | 94.8028 | 94.8028 | 90.7506 | 90.7506 | 90.7506 | 83.3298 | 83.3298 | 83.3298 | 122 | 966.1057 | 966.1057 | 966.1057 | 1597.5477 | 1597.5477 | 1597.5477 | 1807.0622 | 1807.0622 | 1807.0622 | 120 | 564.3564 | 0 | 0 | 150 | 0 | 0 | 345.3636 | 1059.7201 |  | 120 | 564.3564 | 0 | 0 | 150 | 0 | 0 | 345.3636 | 1059.7201 | 120 | 564.3564 | 0 | 0 | 150 | 0 | 0 | 345.3636 | 1059.7201 | 120 | 594.0594 | 520.6862 | 0 | 150 | 0 | 0 | 0 | 1264.7456 | 120 | 594.0594 | 520.6862 | 0 | 150 | 0 | 0 | 0 | 1264.7456 | 120 | 594.0594 | 520.6862 | 0 | 150 | 0 | 0 | 0 | 1264.7456 | 120 | 603.9604 | 1041.3724 | 0 | 0 | 0 | 0 | 0 | 0 | 0 | 1645.3327 | 120 | 603.9604 | 1041.3724 | 0 | 66 | 0 | 0 | 0 | 0 | 0 | 1711.3327 | 120 | 603.9604 | 1041.3724 | 0 | 0 | 0 | 0 | 0 | 0 | 0 | 1645.3327
123 | 94.8028 | 94.8028 | 94.8028 | 90.7506 | 90.7506 | 90.7506 | 82.2058 | 82.2058 | 82.2058 | 123 | 970.5476 | 970.5476 | 970.5476 | 1602.7584 | 1602.7584 | 1602.7584 | 1812.9562 | 1812.9562 | 1812.9562 | 121 | 686.6337 | 0 | 0 | 150 | 0 | 0 | 193.342 | 1029.9757 |  | 121 | 686.6337 | 0 | 0 | 150 | 0 | 0 | 193.342 | 1029.9757 | 121 | 686.6337 | 0 | 0 | 150 | 0 | 0 | 193.342 | 1029.9757 | 121 | 722.7723 | 543.8951 | 0 | 150 | 0 | 0 | 0 | 1416.6673 | 121 | 722.7723 | 543.8951 | 0 | 150 | 0 | 0 | 0 | 1416.6673 | 121 | 722.7723 | 543.8951 | 0 | 150 | 0 | 0 | 0 | 1416.6673 | 121 | 734.8185 | 1087.7901 | 0 | 0 | 0 | 0 | 0 | 0 | 0 | 1822.6086 | 121 | 734.8185 | 1087.7901 | 0 | 66 | 0 | 0 | 0 | 0 | 0 | 1888.6086 | 121 | 734.8185 | 1087.7901 | 0 | 0 | 0 | 0 | 0 | 0 | 0 | 1822.6086
124 | 94.8028 | 94.8028 | 94.8028 | 90.7506 | 90.7506 | 90.7506 | 83.3298 | 83.3298 | 83.3298 | 124 | 1008.3035 | 1008.3035 | 1008.3035 | 1647.0489 | 1647.0489 | 1647.0489 | 1863.0553 | 1863.0553 | 1863.0553 | 122 | 686.6337 | 0 | 0 | 150 | 0 | 0 | 176.7752 | 1013.4089 |  | 122 | 686.6337 | 0 | 0 | 150 | 0 | 0 | 176.7752 | 1013.4089 | 122 | 686.6337 | 0 | 0 | 150 | 0 | 0 | 176.7752 | 1013.4089 | 122 | 722.7723 | 564.0767 | 0 | 150 | 0 | 0 | 0 | 1436.849 | 122 | 722.7723 | 564.0767 | 0 | 150 | 0 | 0 | 0 | 1436.849 | 122 | 722.7723 | 564.0767 | 0 | 150 | 0 | 0 | 0 | 1436.849 | 122 | 734.8185 | 1128.1534 | 0 | 0 | 0 | 0 | 0 | 0 | 0 | 1862.9719 | 122 | 734.8185 | 1128.1534 | 0 | 66 | 0 | 0 | 0 | 0 | 0 | 1928.9719 | 122 | 734.8185 | 1128.1534 | 0 | 0 | 0 | 0 | 0 | 0 | 0 | 1862.9719
125 | 99.3081 | 99.3081 | 99.3081 | 90.7506 | 90.7506 | 90.7506 | 89.9209 | 89.9209 | 89.9209 | 125 | 1124.9024 | 1124.9024 | 1124.9024 | 1783.8284 | 1783.8284 | 1783.8284 | 2017.7732 | 2017.7732 | 2017.7732 | 123 | 677.2277 | 0 | 0 | 150 | 0 | 0 | 204.8818 | 1032.1095 |  | 123 | 677.2277 | 0 | 0 | 150 | 0 | 0 | 204.8818 | 1032.1095 | 123 | 677.2277 | 0 | 0 | 150 | 0 | 0 | 204.8818 | 1032.1095 | 123 | 712.8713 | 595.3582 | 0 | 150 | 0 | 0 | 0 | 1458.2295 | 123 | 712.8713 | 595.3582 | 0 | 150 | 0 | 0 | 0 | 1458.2295 | 123 | 712.8713 | 595.3582 | 0 | 150 | 0 | 0 | 0 | 1458.2295 | 123 | 724.7525 | 1190.7164 | 0 | 0 | 0 | 0 | 0 | 0 | 0 | 1915.4689 | 123 | 724.7525 | 1190.7164 | 0 | 42 | 0 | 0 | 0 | 0 | 0 | 1957.4689 | 123 | 724.7525 | 1190.7164 | 0 | 0 | 0 | 0 | 0 | 0 | 0 | 1915.4689
126 | 100 | 100 | 100 | 91.3268 | 91.3268 | 91.3268 | 92.3258 | 92.3258 | 92.3258 | 126 | 1250.3851 | 1250.3851 | 1250.3851 | 1585.7508 | 1585.7508 | 1585.7508 | 1659.1649 | 1659.1649 | 1659.1649 | 124 | 733.6634 | 0 | 0 | 150 | 0 | 0 | 258.2613 | 1141.9246 |  | 124 | 733.6634 | 0 | 0 | 150 | 0 | 0 | 258.2613 | 1141.9246 | 124 | 733.6634 | 0 | 0 | 150 | 0 | 0 | 258.2613 | 1141.9246 | 124 | 772.2772 | 585.2674 | 0 | 150 | 0 | 0 | 0 | 1507.5446 | 124 | 772.2772 | 585.2674 | 0 | 150 | 0 | 0 | 0 | 1507.5446 | 124 | 772.2772 | 585.2674 | 0 | 150 | 0 | 0 | 0 | 1507.5446 | 124 | 785.1485 | 1170.5348 | 0 | 0 | 0 | 0 | 0 | 0 | 0 | 1955.6833 | 124 | 785.1485 | 1170.5348 | 0 | 66 | 0 | 0 | 0 | 0 | 0 | 2021.6833 | 124 | 785.1485 | 1170.5348 | 0 | 0 | 0 | 0 | 0 | 0 | 0 | 1955.6833
127 | 100 | 100 | 100 | 100 | 100 | 100 | 96.6412 | 96.6412 | 96.6412 | 127 | 1384.7516 | 1384.7516 | 1384.7516 | 1624.4201 | 1624.4201 | 1624.4201 | 1837.4588 | 1837.4588 | 1837.4588 | 125 | 601.9802 | 0 | 0 | 150 | 0 | 0 | 522.5446 | 1274.5248 |  | 125 | 601.9802 | 0 | 0 | 150 | 0 | 0 | 522.5446 | 1274.5248 | 125 | 601.9802 | 0 | 0 | 150 | 0 | 0 | 522.5446 | 1274.5248 | 125 | 633.6634 | 566.0949 | 0 | 150 | 0 | 0 | 0 | 1349.7582 | 125 | 633.6634 | 566.0949 | 0 | 150 | 0 | 0 | 0 | 1349.7582 | 125 | 633.6634 | 566.0949 | 0 | 150 | 0 | 0 | 0 | 1349.7582 | 125 | 644.2244 | 1132.1897 | 0 | 0 | 0 | 0 | 0 | 0 | 0 | 1776.4141 | 125 | 644.2244 | 1132.1897 | 0 | 66 | 0 | 0 | 0 | 0 | 0 | 1842.4141 | 125 | 644.2244 | 1132.1897 | 0 | 0 | 0 | 0 | 0 | 0 | 0 | 1776.4141
128 | 100 | 100 | 100 | 100 | 100 | 100 | 101.2311 | 101.2311 | 101.2311 | 128 | 1418.0656 | 1418.0656 | 1418.0656 | 1663.5 | 1663.5 | 1663.5 | 1881.6639 | 1881.6639 | 1881.6639 | 126 | 601.9802 | 0 | 0 | 150 | 0 | 0 | 750 | 1501.9802 |  | 126 | 601.9802 | 0 | 0 | 150 | 0 | 0 | 750 | 1501.9802 | 126 | 601.9802 | 0 | 0 | 150 | 0 | 0 | 750 | 1501.9802 | 126 | 633.6634 | 559.0313 | 0 | 150 | 0 | 0 | 0 | 1342.6946 | 126 | 633.6634 | 559.0313 | 0 | 150 | 0 | 0 | 0 | 1342.6946 | 126 | 633.6634 | 559.0313 | 0 | 150 | 0 | 0 | 0 | 1342.6946 | 126 | 644.2244 | 1118.0626 | 0 | 150 | 0 | 0 | 0 | 0 | 0 | 1912.287 | 126 | 644.2244 | 1118.0626 | 0 | 66 | 0 | 0 | 0 | 0 | 0 | 1828.287 | 126 | 644.2244 | 1118.0626 | 0 | 150 | 0 | 0 | 0 | 0 | 0 | 1912.287
129 | 99.4244 | 99.4244 | 99.4244 | 99.9657 | 99.9657 | 99.9657 | 102.2876 | 102.2876 | 102.2876 | 129 | 1432.5016 | 1432.5016 | 1432.5016 | 1680.4346 | 1680.4346 | 1680.4346 | 1900.8195 | 1900.8195 | 1900.8195 | 127 | 705.4455 | 0 | 0 | 150 | 0 | 0 | 750 | 1605.4455 |  | 127 | 705.4455 | 0 | 0 | 150 | 0 | 0 | 750 | 1605.4455 | 127 | 705.4455 | 0 | 0 | 150 | 0 | 0 | 750 | 1605.4455 | 127 | 742.5743 | 568.113 | 0 | 150 | 0 | 0 | 0 | 1460.6873 | 127 | 742.5743 | 568.113 | 0 | 150 | 0 | 0 | 0 | 1460.6873 | 127 | 742.5743 | 568.113 | 0 | 150 | 0 | 0 | 0 | 1460.6873 | 127 | 754.9505 | 1136.226 | 0 | 150 | 0 | 0 | 0 | 0 | 0 | 2041.1765 | 127 | 754.9505 | 1136.226 | 0 | 66 | 0 | 0 | 0 | 0 | 0 | 1957.1765 | 127 | 754.9505 | 1136.226 | 0 | 150 | 0 | 0 | 0 | 0 | 0 | 2041.1765
130 | 96.7892 | 96.7892 | 96.7892 | 100 | 100 | 100 | 101.7333 | 101.7333 | 101.7333 | 130 | 1440.2749 | 1440.2749 | 1440.2749 | 1689.5532 | 1689.5532 | 1689.5532 | 1911.134 | 1911.134 | 1911.134 | 128 | 714.8515 | 0 | 0 | 150 | 0 | 0 | 750 | 1614.8515 |  | 128 | 714.8515 | 0 | 0 | 150 | 0 | 0 | 750 | 1614.8515 | 128 | 714.8515 | 0 | 0 | 150 | 0 | 0 | 750 | 1614.8515 | 128 | 752.4752 | 576.1857 | 0 | 150 | 0 | 0 | 0 | 1478.6609 | 128 | 752.4752 | 576.1857 | 0 | 150 | 0 | 0 | 0 | 1478.6609 | 128 | 752.4752 | 576.1857 | 0 | 150 | 0 | 0 | 0 | 1478.6609 | 128 | 765.0165 | 1152.3713 | 0 | 150 | 0 | 0 | 0 | 0 | 0 | 2067.3878 | 128 | 765.0165 | 1152.3713 | 0 | 66 | 0 | 0 | 0 | 0 | 0 | 1983.3878 | 128 | 765.0165 | 1152.3713 | 0 | 150 | 0 | 0 | 0 | 0 | 0 | 2067.3878
131 | 96.3165 | 96.3165 | 96.3165 | 99.9851 | 99.9851 | 99.9851 | 100.8454 | 100.8454 | 100.8454 | 131 | 1429.1702 | 1429.1702 | 1429.1702 | 1676.5266 | 1676.5266 | 1676.5266 | 1896.3989 | 1896.3989 | 1896.3989 | 129 | 696.0396 | 0 | 5.0859 | 150 | 0 | 0 | 745.3755 | 1596.501 |  | 129 | 696.0396 | 0 | 5.0859 | 150 | 0 | 0 | 745.3755 | 1596.501 | 129 | 696.0396 | 0 | 5.0859 | 150 | 0 | 0 | 745.3755 | 1596.501 | 129 | 732.6733 | 554.995 | 5.4983 | 150 | 0 | 0 | 0 | 1443.1665 | 129 | 732.6733 | 554.995 | 5.4983 | 150 | 0 | 0 | 0 | 1443.1665 | 129 | 732.6733 | 554.995 | 5.4983 | 150 | 0 | 0 | 0 | 1443.1665 | 129 | 744.8845 | 1109.9899 | 6.8729 | 150 | 0 | 0 | 0 | 0 | 0 | 2011.7472 | 129 | 744.8845 | 1109.9899 | 6.8729 | 66 | 0 | 0 | 0 | 0 | 0 | 1927.7472 | 129 | 744.8845 | 1109.9899 | 6.8729 | 150 | 0 | 0 | 0 | 0 | 0 | 2011.7472
132 | 96.2822 | 96.2822 | 96.2822 | 99.9124 | 99.9124 | 99.9124 | 100.7988 | 100.7988 | 100.7988 | 132 | 1444.7167 | 1444.7167 | 1444.7167 | 1694.7639 | 1694.7639 | 1694.7639 | 1917.028 | 1917.028 | 1917.028 | 130 | 667.8218 | 0 | 5.0859 | 150 | 0 | 0 | 300 | 1122.9077 |  | 130 | 667.8218 | 0 | 5.0859 | 150 | 0 | 0 | 300 | 1122.9077 | 130 | 667.8218 | 0 | 5.0859 | 150 | 0 | 0 | 300 | 1122.9077 | 130 | 702.9703 | 530.777 | 5.4983 | 150 | 0 | 0 | 0 | 1389.2456 | 130 | 702.9703 | 530.777 | 5.4983 | 150 | 0 | 0 | 0 | 1389.2456 | 130 | 702.9703 | 530.777 | 5.4983 | 150 | 0 | 0 | 0 | 1389.2456 | 130 | 714.6865 | 1061.554 | 6.8729 | 150 | 0 | 0 | 0 | 0 | 0 | 1933.1133 | 130 | 714.6865 | 1061.554 | 6.8729 | 66 | 0 | 0 | 0 | 0 | 0 | 1849.1133 | 130 | 714.6865 | 1061.554 | 6.8729 | 150 | 0 | 0 | 0 | 0 | 0 | 1933.1133
133 | 99.4244 | 99.4244 | 99.4244 | 99.9851 | 99.9851 | 99.9851 | 103.3673 | 103.3673 | 103.3673 | 133 | 1420.2865 | 1420.2865 | 1420.2865 | 1666.1053 | 1666.1053 | 1666.1053 | 1884.6109 | 1884.6109 | 1884.6109 | 131 | 667.8218 | 0 | 5.0859 | 150 | 0 | 0 | 300 | 1122.9077 |  | 131 | 667.8218 | 0 | 5.0859 | 150 | 0 | 0 | 300 | 1122.9077 | 131 | 667.8218 | 0 | 5.0859 | 150 | 0 | 0 | 300 | 1122.9077 | 131 | 702.9703 | 529.7679 | 5.4983 | 150 | 0 | 0 | 0 | 1388.2365 | 131 | 702.9703 | 529.7679 | 5.4983 | 150 | 0 | 0 | 0 | 1388.2365 | 131 | 702.9703 | 529.7679 | 5.4983 | 150 | 0 | 0 | 0 | 1388.2365 | 131 | 714.6865 | 1059.5358 | 6.8729 | 150 | 0 | 0 | 0 | 0 | 0 | 1931.0951 | 131 | 714.6865 | 1059.5358 | 6.8729 | 66 | 0 | 0 | 0 | 0 | 0 | 1847.0951 | 131 | 714.6865 | 1059.5358 | 6.8729 | 150 | 0 | 0 | 0 | 0 | 0 | 1931.0951
134 | 99.4244 | 99.4244 | 99.4244 | 100.7281 | 100.7281 | 100.7281 | 104.7714 | 104.7594 | 104.7714 | 134 | 1434.7226 | 1434.7226 | 1434.7226 | 1683.0399 | 1683.0399 | 1683.0399 | 1903.7665 | 1903.7665 | 1903.7665 | 132 | 649.0099 | 0 | 5.0859 | 150 | 0 | 0 | 300 | 1104.0958 |  | 132 | 649.0099 | 0 | 5.0859 | 150 | 0 | 0 | 300 | 1104.0958 | 132 | 649.0099 | 0 | 5.0859 | 150 | 0 | 0 | 300 | 1104.0958 | 132 | 683.1683 | 507.5681 | 5.4983 | 150 | 0 | 0 | 0 | 1346.2347 | 132 | 683.1683 | 507.5681 | 5.4983 | 150 | 0 | 0 | 0 | 1346.2347 | 132 | 683.1683 | 507.5681 | 5.4983 | 150 | 0 | 0 | 0 | 1346.2347 | 132 | 694.5545 | 1015.1362 | 6.8729 | 150 | 0 | 0 | 0 | 0 | 0 | 1866.5635 | 132 | 694.5545 | 1015.1362 | 6.8729 | 66 | 0 | 0 | 0 | 0 | 0 | 1782.5635 | 132 | 694.5545 | 1015.1362 | 6.8729 | 150 | 0 | 0 | 0 | 0 | 0 | 1866.5635
135 | 99.4244 | 99.4244 | 99.4244 | 102.7446 | 102.7446 | 102.7446 | 106.9683 | 106.9683 | 106.9683 | 135 | 1463.5947 | 1463.5947 | 1463.5947 | 1716.9091 | 1716.9091 | 1716.9091 | 1942.0776 | 1942.0776 | 1942.0776 | 133 | 818.3168 | 0 | 0 | 150 | 0 | 0 | 634.2459 | 1602.5627 |  | 133 | 818.3168 | 0 | 0 | 150 | 0 | 0 | 634.2459 | 1602.5627 | 133 | 818.3168 | 0 | 0 | 150 | 0 | 0 | 634.2459 | 1602.5627 | 133 | 861.3861 | 505.5499 | 0 | 150 | 0 | 0 | 0 | 1516.9361 | 133 | 861.3861 | 505.5499 | 0 | 150 | 0 | 0 | 0 | 1516.9361 | 133 | 861.3861 | 505.5499 | 0 | 150 | 0 | 0 | 0 | 1516.9361 | 133 | 875.7426 | 1011.0999 | 0 | 150 | 0 | 0 | 0 | 0 | 0 | 2036.8425 | 133 | 875.7426 | 1011.0999 | 0 | 66 | 0 | 0 | 0 | 0 | 0 | 1952.8425 | 133 | 875.7426 | 1011.0999 | 0 | 150 | 0 | 0 | 0 | 0 | 0 | 2036.8425
136 | 99.5571 | 99.5571 | 99.5571 | 104.1939 | 104.1939 | 104.1939 | 108.4275 | 108.4275 | 108.4275 | 136 | 1449.1586 | 1449.1586 | 1449.1586 | 1699.9745 | 1699.9745 | 1699.9745 | 1922.922 | 1922.922 | 1922.922 | 134 | 874.7525 | 0 | 0 | 150 | 0 | 0 | 601.9812 | 1626.7337 |  | 134 | 874.7525 | 0 | 0 | 150 | 0 | 0 | 601.9812 | 1626.7337 | 134 | 874.7525 | 0 | 0 | 150 | 0 | 0 | 601.9812 | 1626.7337 | 134 | 920.7921 | 520.6862 | 0 | 150 | 0 | 0 | 0 | 1591.4783 | 134 | 920.7921 | 520.6862 | 0 | 150 | 0 | 0 | 0 | 1591.4783 | 134 | 920.7921 | 520.6862 | 0 | 150 | 0 | 0 | 0 | 1591.4783 | 134 | 936.1386 | 1041.3724 | 0 | 150 | 0 | 0 | 0 | 0 | 0 | 2127.511 | 134 | 936.1386 | 1041.3724 | 0 | 66 | 0 | 0 | 0 | 0 | 0 | 2043.511 | 134 | 936.1386 | 1041.3724 | 0 | 150 | 0 | 0 | 0 | 0 | 0 | 2127.511
137 | 101.2852 | 101.2852 | 101.2852 | 105.9366 | 105.9366 | 105.9366 | 105.9511 | 105.9511 | 105.9511 | 137 | 1416.9551 | 1416.9551 | 1416.9551 | 1662.1973 | 1662.1973 | 1662.1973 | 1880.1904 | 1880.1904 | 1880.1904 | 135 | 874.7525 | 0 | 0 | 150 | 0 | 0 | 646.1249 | 1670.8773 |  | 135 | 874.7525 | 0 | 0 | 150 | 0 | 0 | 646.1249 | 1670.8773 | 135 | 874.7525 | 0 | 0 | 150 | 0 | 0 | 646.1249 | 1670.8773 | 135 | 920.7921 | 529.7679 | 0 | 150 | 0 | 0 | 150 | 1750.56 | 135 | 920.7921 | 529.7679 | 0 | 150 | 0 | 0 | 150 | 1750.56 | 135 | 920.7921 | 529.7679 | 0 | 150 | 0 | 0 | 150 | 1750.56 | 135 | 936.1386 | 1059.5358 | 0 | 150 | 0 | 0 | 150 | 0 | 0 | 2295.6744 | 135 | 936.1386 | 1059.5358 | 0 | 66 | 0 | 0 | 150 | 0 | 0 | 2211.6744 | 135 | 936.1386 | 1059.5358 | 0 | 150 | 0 | 0 | 150 | 0 | 0 | 2295.6744
138 | 101.2852 | 101.2852 | 101.2852 | 105.9366 | 105.9366 | 105.9366 | 102.3389 | 102.3389 | 102.3389 | 138 | 1378.0888 | 1378.0888 | 1378.0888 | 1616.6041 | 1616.6041 | 1616.6041 | 1828.6178 | 1828.6178 | 1828.6178 | 136 | 884.1584 | 0 | 0 | 150 | 0 | 0 | 750 | 1784.1584 |  | 136 | 884.1584 | 0 | 0 | 150 | 0 | 0 | 750 | 1784.1584 | 136 | 884.1584 | 0 | 0 | 150 | 0 | 0 | 750 | 1784.1584 | 136 | 930.6931 | 520.6862 | 0 | 150 | 0 | 0 | 150 | 1751.3792 | 136 | 930.6931 | 520.6862 | 0 | 150 | 0 | 0 | 150 | 1751.3792 | 136 | 930.6931 | 520.6862 | 0 | 150 | 0 | 0 | 150 | 1751.3792 | 136 | 946.2046 | 1041.3724 | 0 | 150 | 0 | 0 | 150 | 0 | 0 | 2287.577 | 136 | 946.2046 | 1041.3724 | 0 | 66 | 0 | 0 | 150 | 0 | 0 | 2203.577 | 136 | 946.2046 | 1041.3724 | 0 | 150 | 0 | 0 | 150 | 0 | 0 | 2287.577
139 | 101.2852 | 101.2852 | 101.2852 | 105.9366 | 105.9366 | 105.9366 | 101.1296 | 101.1296 | 101.1296 | 139 | 1328.1178 | 1328.1178 | 1328.1178 | 1557.9843 | 1557.9843 | 1557.9843 | 1762.3101 | 1762.3101 | 1762.3101 | 137 | 818.3168 | 0 | 0 | 150 | 0 | 0 | 750 | 1718.3168 |  | 137 | 818.3168 | 0 | 0 | 150 | 0 | 0 | 750 | 1718.3168 | 137 | 818.3168 | 0 | 0 | 150 | 0 | 0 | 750 | 1718.3168 | 137 | 861.3861 | 502.5227 | 0 | 150 | 0 | 0 | 150 | 1663.9088 | 137 | 861.3861 | 502.5227 | 0 | 150 | 0 | 0 | 150 | 1663.9088 | 137 | 861.3861 | 502.5227 | 0 | 150 | 0 | 0 | 150 | 1663.9088 | 137 | 875.7426 | 1005.0454 | 0 | 150 | 0 | 0 | 0 | 0 | 0 | 2030.788 | 137 | 875.7426 | 1005.0454 | 0 | 66 | 0 | 0 | 0 | 0 | 0 | 1946.788 | 137 | 875.7426 | 1005.0454 | 0 | 150 | 0 | 0 | 0 | 0 | 0 | 2030.788
140 | 99.5571 | 99.5571 | 99.5571 | 105.0103 | 105.0103 | 105.0103 | 100.6216 | 100.6216 | 100.6216 | 140 | 1269.2631 | 1269.2631 | 1269.2631 | 1488.9432 | 1488.9432 | 1488.9432 | 1684.2144 | 1684.2144 | 1684.2144 | 138 | 630.198 | 0 | 0 | 150 | 0 | 0 | 750 | 1530.198 |  | 138 | 630.198 | 0 | 0 | 150 | 0 | 0 | 750 | 1530.198 | 138 | 630.198 | 0 | 0 | 150 | 0 | 0 | 750 | 1530.198 | 138 | 663.3663 | 488.3956 | 0 | 150 | 0 | 0 | 150 | 1451.7619 | 138 | 663.3663 | 488.3956 | 0 | 150 | 0 | 0 | 150 | 1451.7619 | 138 | 663.3663 | 488.3956 | 0 | 150 | 0 | 0 | 150 | 1451.7619 | 138 | 674.4224 | 976.7911 | 0 | 150 | 0 | 0 | 0 | 0 | 0 | 1801.2136 | 138 | 674.4224 | 976.7911 | 0 | 66 | 0 | 0 | 0 | 0 | 0 | 1717.2136 | 138 | 674.4224 | 976.7911 | 0 | 150 | 0 | 0 | 0 | 0 | 0 | 1801.2136
141 | 99.3081 | 99.3081 | 99.3081 | 103.8811 | 103.8811 | 103.8811 | 100.4586 | 100.4586 | 100.4586 | 141 | 1182.6467 | 1182.6467 | 1182.6467 | 1387.3355 | 1387.3355 | 1387.3355 | 1569.2812 | 1569.2812 | 1569.2812 | 139 | 620.7921 | 0 | 0 | 150 | 0 | 0 | 750 | 1520.7921 |  | 139 | 620.7921 | 0 | 0 | 150 | 0 | 0 | 750 | 1520.7921 | 139 | 620.7921 | 0 | 0 | 150 | 0 | 0 | 750 | 1520.7921 | 139 | 653.4653 | 461.1504 | 0 | 150 | 0 | 0 | 150 | 1414.6157 | 139 | 653.4653 | 461.1504 | 0 | 150 | 0 | 0 | 150 | 1414.6157 | 139 | 653.4653 | 461.1504 | 0 | 150 | 0 | 0 | 150 | 1414.6157 | 139 | 664.3564 | 922.3007 | 0 | 150 | 0 | 0 | 0 | 0 | 0 | 1736.6571 | 139 | 664.3564 | 922.3007 | 0 | 66 | 0 | 0 | 0 | 0 | 0 | 1652.6571 | 139 | 664.3564 | 922.3007 | 0 | 150 | 0 | 0 | 0 | 0 | 0 | 1736.6571
142 | 99.4244 | 99.4244 | 99.4244 | 102.216 | 102.216 | 102.216 | 100.2107 | 100.2107 | 100.2107 | 142 | 1102.6931 | 1102.6931 | 1102.6931 | 1293.5438 | 1293.5438 | 1293.5438 | 1463.1889 | 1463.1889 | 1463.1889 | 140 | 714.8515 | 0 | 0 | 150 | 0 | 0 | 750 | 1614.8515 |  | 140 | 714.8515 | 0 | 0 | 150 | 0 | 0 | 750 | 1614.8515 | 140 | 714.8515 | 0 | 0 | 150 | 0 | 0 | 750 | 1614.8515 | 140 | 752.4752 | 435.9233 | 0 | 150 | 0 | 0 | 150 | 1488.3986 | 140 | 752.4752 | 435.9233 | 0 | 150 | 0 | 0 | 150 | 1488.3986 | 140 | 752.4752 | 435.9233 | 0 | 150 | 0 | 0 | 150 | 1488.3986 | 140 | 765.0165 | 871.8466 | 0 | 150 | 0 | 0 | 0 | 0 | 0 | 1786.8631 | 140 | 765.0165 | 871.8466 | 0 | 66 | 0 | 0 | 0 | 0 | 0 | 1702.8631 | 140 | 765.0165 | 871.8466 | 0 | 150 | 0 | 0 | 0 | 0 | 0 | 1786.8631
143 | 96.2822 | 96.2822 | 96.2822 | 100.2349 | 100.2349 | 100.2349 | 100 | 100 | 100 | 143 | 1043.8384 | 1043.8384 | 1043.8384 | 1224.5027 | 1224.5027 | 1224.5027 | 1385.0932 | 1385.0932 | 1385.0932 | 141 | 601.9802 | 0 | 0 | 150 | 0 | 0 | 470.0936 | 1222.0738 |  | 141 | 601.9802 | 0 | 0 | 150 | 0 | 0 | 470.0936 | 1222.0738 | 141 | 601.9802 | 0 | 0 | 150 | 0 | 0 | 470.0936 | 1222.0738 | 141 | 633.6634 | 419.778 | 0 | 150 | 0 | 0 | 150 | 1353.4414 | 141 | 633.6634 | 419.778 | 0 | 150 | 0 | 0 | 150 | 1353.4414 | 141 | 633.6634 | 419.778 | 0 | 150 | 0 | 0 | 150 | 1353.4414 | 141 | 644.2244 | 839.556 | 0 | 150 | 0 | 0 | 0 | 0 | 0 | 1633.7804 | 141 | 644.2244 | 839.556 | 0 | 66 | 0 | 0 | 0 | 0 | 0 | 1549.7804 | 141 | 644.2244 | 839.556 | 0 | 150 | 0 | 0 | 0 | 0 | 0 | 1633.7804
144 | 94.7764 | 94.7764 | 94.7764 | 99.264 | 99.264 | 99.264 | 100 | 100 | 100 | 144 | 1004.9721 | 1004.9721 | 1004.9721 | 1178.9095 | 1178.9095 | 1178.9095 | 1333.5206 | 1333.5206 | 1333.5206 | 142 | 507.9208 | 0 | 0 | 150 | 0 | 0 | 614.1261 | 1272.0469 |  | 142 | 507.9208 | 0 | 0 | 150 | 0 | 0 | 614.1261 | 1272.0469 | 142 | 507.9208 | 0 | 0 | 150 | 0 | 0 | 614.1261 | 1272.0469 | 142 | 534.6535 | 410.6963 | 0 | 150 | 0 | 0 | 0 | 1095.3497 | 142 | 534.6535 | 410.6963 | 0 | 150 | 0 | 0 | 0 | 1095.3497 | 142 | 534.6535 | 410.6963 | 0 | 150 | 0 | 0 | 0 | 1095.3497 | 142 | 543.5644 | 821.3925 | 0 | 150 | 0 | 0 | 0 | 0 | 0 | 1514.9569 | 142 | 543.5644 | 821.3925 | 0 | 66 | 0 | 0 | 0 | 0 | 0 | 1430.9569 | 142 | 543.5644 | 821.3925 | 0 | 150 | 0 | 0 | 0 | 0 | 0 | 1514.9569
145 | 93.8438 | 93.8438 | 93.8438 | 97.3183 | 97.3183 | 97.3183 | 91.0456 | 91.0456 | 91.0456 | 145 | 983.8732 | 983.8732 | 983.8732 | 1154.159 | 1154.159 | 1154.159 | 1325.761 | 1325.761 | 1325.761 | 143 | 451.4851 | 0 | 0 | 150 | 0 | 0 | 300 | 901.4851 |  | 143 | 451.4851 | 0 | 0 | 150 | 0 | 0 | 300 | 901.4851 | 143 | 451.4851 | 0 | 0 | 150 | 0 | 0 | 300 | 901.4851 | 143 | 475.2475 | 405.6509 | 0 | 150 | 0 | 0 | 0 | 1030.8984 | 143 | 475.2475 | 405.6509 | 0 | 150 | 0 | 0 | 0 | 1030.8984 | 143 | 475.2475 | 405.6509 | 0 | 150 | 0 | 0 | 0 | 1030.8984 | 143 | 483.1683 | 811.3017 | 0 | 150 | 0 | 0 | 0 | 0 | 0 | 1444.47 | 143 | 483.1683 | 811.3017 | 0 | 66 | 0 | 0 | 0 | 0 | 0 | 1360.47 | 143 | 483.1683 | 811.3017 | 0 | 150 | 0 | 0 | 0 | 0 | 0 | 1444.47
146 | 93.3726 | 93.3726 | 93.3726 | 96.275 | 96.275 | 96.275 | 91.0456 | 91.0456 | 91.0456 | 146 | 972.7685 | 972.7685 | 972.7685 | 1141.1323 | 1141.1323 | 1141.1323 | 1420.5402 | 1420.5402 | 1420.5402 | 144 | 460.8911 | 0 | 0 | 150 | 0 | 0 | 150 | 760.8911 |  | 144 | 460.8911 | 0 | 0 | 150 | 0 | 0 | 150 | 760.8911 | 144 | 460.8911 | 0 | 0 | 150 | 0 | 0 | 150 | 760.8911 | 144 | 485.1485 | 418.7689 | 0 | 150 | 0 | 0 | 0 | 1053.9174 | 144 | 485.1485 | 418.7689 | 0 | 150 | 0 | 0 | 0 | 1053.9174 | 144 | 485.1485 | 418.7689 | 0 | 150 | 0 | 0 | 0 | 1053.9174 | 144 | 493.2343 | 837.5378 | 0 | 150 | 0 | 0 | 0 | 0 | 0 | 1480.7722 | 144 | 493.2343 | 837.5378 | 0 | 66 | 0 | 0 | 0 | 0 | 0 | 1396.7722 | 144 | 493.2343 | 837.5378 | 0 | 150 | 0 | 0 | 0 | 0 | 0 | 1480.7722
147 | 92.8754 | 92.8754 | 92.8754 | 94.0109 | 94.0109 | 94.0109 | 91.0456 | 91.0456 | 91.0456 | 147 | 981.6523 | 981.6523 | 981.6523 | 1151.5536 | 1151.5536 | 1151.5536 | 1424.6758 | 1424.6758 | 1424.6758 | 145 | 526.7327 | 0 | 0 | 150 | 0 | 0 | 150 | 826.7327 |  | 145 | 526.7327 | 0 | 0 | 150 | 0 | 0 | 150 | 826.7327 | 145 | 526.7327 | 0 | 0 | 150 | 0 | 0 | 150 | 826.7327 | 145 | 554.4554 | 448.0323 | 0 | 150 | 0 | 0 | 0 | 1152.4877 | 145 | 554.4554 | 448.0323 | 0 | 150 | 0 | 0 | 0 | 1152.4877 | 145 | 554.4554 | 448.0323 | 0 | 150 | 0 | 0 | 0 | 1152.4877 | 145 | 563.6964 | 896.0646 | 0 | 150 | 0 | 0 | 0 | 0 | 0 | 1609.761 | 145 | 563.6964 | 896.0646 | 0 | 66 | 0 | 0 | 0 | 0 | 0 | 1525.761 | 145 | 563.6964 | 896.0646 | 0 | 150 | 0 | 0 | 0 | 0 | 0 | 1609.761
148 | 92.9394 | 92.9394 | 92.9394 | 94.5712 | 94.5712 | 94.5712 | 91.0456 | 91.0456 | 91.0456 | 148 | 1014.9663 | 1014.9663 | 1014.9663 | 1190.6335 | 1190.6335 | 1190.6335 | 1567.7173 | 1567.7173 | 1567.7173 | 146 | 554.9505 | 0 | 0 | 150 | 0 | 0 | 150 | 854.9505 |  | 146 | 554.9505 | 0 | 0 | 150 | 0 | 0 | 150 | 854.9505 | 146 | 554.9505 | 0 | 0 | 150 | 0 | 0 | 150 | 854.9505 | 146 | 584.1584 | 480.3229 | 0 | 150 | 0 | 0 | 0 | 1214.4813 | 146 | 584.1584 | 480.3229 | 0 | 150 | 0 | 0 | 0 | 1214.4813 | 146 | 584.1584 | 480.3229 | 0 | 150 | 0 | 0 | 0 | 1214.4813 | 146 | 593.8944 | 960.6458 | 0 | 150 | 0 | 0 | 0 | 0 | 0 | 1704.5402 | 146 | 593.8944 | 960.6458 | 0 | 66 | 0 | 0 | 0 | 0 | 0 | 1620.5402 | 146 | 593.8944 | 960.6458 | 0 | 150 | 0 | 0 | 0 | 0 | 0 | 1704.5402
149 | 96.2822 | 96.2822 | 96.2822 | 96.9398 | 96.9398 | 96.9398 | 91.0456 | 91.0456 | 91.0456 | 149 | 1138.228 | 1138.228 | 1138.228 | 1335.229 | 1335.229 | 1335.229 | 1604.0194 | 1604.0194 | 1604.0194 | 147 | 517.3267 | 0 | 0 | 150 | 0 | 0 | 150 | 817.3267 |  | 147 | 517.3267 | 0 | 0 | 150 | 0 | 0 | 150 | 817.3267 | 147 | 517.3267 | 0 | 0 | 150 | 0 | 0 | 150 | 817.3267 | 147 | 544.5545 | 502.5227 | 0 | 150 | 0 | 0 | 0 | 1197.0772 | 147 | 544.5545 | 502.5227 | 0 | 150 | 0 | 0 | 0 | 1197.0772 | 147 | 544.5545 | 502.5227 | 0 | 150 | 0 | 0 | 0 | 1197.0772 | 147 | 553.6304 | 1005.0454 | 0 | 150 | 0 | 0 | 0 | 0 | 0 | 1708.6758 | 147 | 553.6304 | 1005.0454 | 0 | 66 | 0 | 0 | 0 | 0 | 0 | 1624.6758 | 147 | 553.6304 | 1005.0454 | 0 | 150 | 0 | 0 | 0 | 0 | 0 | 1708.6758
150 | 100 | 100 | 100 | 100.2349 | 100.2349 | 100.2349 | 101.2238 | 101.2238 | 101.2238 | 150 | 1274.8154 | 1274.8154 | 1274.8154 | 1495.4565 | 1495.4565 | 1495.4565 | 1691.582 | 1691.582 | 1691.582 | 148 | 611.3861 | 0 | 0 | 150 | 0 | 0 | 150 | 911.3861 |  | 148 | 611.3861 | 0 | 0 | 150 | 0 | 0 | 150 | 911.3861 | 148 | 611.3861 | 0 | 0 | 150 | 0 | 0 | 150 | 911.3861 | 148 | 643.5644 | 523.7134 | 0 | 150 | 0 | 0 | 0 | 1317.2778 | 148 | 643.5644 | 523.7134 | 0 | 150 | 0 | 0 | 0 | 1317.2778 | 148 | 643.5644 | 523.7134 | 0 | 150 | 0 | 0 | 0 | 1317.2778 | 148 | 654.2904 | 1047.4268 | 0 | 150 | 0 | 0 | 0 | 0 | 0 | 1851.7173 | 148 | 654.2904 | 1047.4268 | 0 | 66 | 0 | 0 | 0 | 0 | 0 | 1767.7173 | 148 | 654.2904 | 1047.4268 | 0 | 150 | 0 | 0 | 0 | 0 | 0 | 1851.7173
151 | 100.3507 | 100.3507 | 100.3507 | 103.5541 | 103.5541 | 103.5541 | 108.6068 | 108.4891 | 108.4891 | 151 | 1400.2981 | 1400.2981 | 1400.2981 | 1642.6574 | 1642.6574 | 1642.6574 | 1858.0879 | 1858.0879 | 1858.0879 | 149 | 620.7921 | 0 | 0 | 150 | 0 | 0 | 300 | 1070.7921 |  | 149 | 620.7921 | 0 | 0 | 150 | 0 | 0 | 300 | 1070.7921 | 149 | 620.7921 | 0 | 0 | 150 | 0 | 0 | 300 | 1070.7921 | 149 | 653.4653 | 536.8315 | 0 | 150 | 0 | 0 | 0 | 1340.2968 | 149 | 653.4653 | 536.8315 | 0 | 150 | 0 | 0 | 0 | 1340.2968 | 149 | 653.4653 | 536.8315 | 0 | 150 | 0 | 0 | 0 | 1340.2968 | 149 | 664.3564 | 1073.663 | 0 | 150 | 0 | 0 | 0 | 0 | 0 | 1888.0194 | 149 | 664.3564 | 1073.663 | 0 | 66 | 0 | 0 | 0 | 0 | 0 | 1804.0194 | 149 | 664.3564 | 1073.663 | 0 | 150 | 0 | 0 | 0 | 0 | 0 | 1888.0194
152 | 99.4244 | 99.4244 | 99.4244 | 105.6623 | 105.6623 | 105.6623 | 108.4891 | 108.4891 | 108.4891 | 152 | 1425.8388 | 1425.8388 | 1425.8388 | 1672.6186 | 1672.6186 | 1672.6186 | 1891.9784 | 1891.9784 | 1891.9784 | 150 | 630.198 | 0 | 0 | 150 | 0 | 0 | 750 | 1530.198 |  | 150 | 630.198 | 0 | 0 | 150 | 0 | 0 | 750 | 1530.198 | 150 | 630.198 | 0 | 0 | 150 | 0 | 0 | 750 | 1530.198 | 150 | 663.3663 | 544.9041 | 0 | 150 | 0 | 0 | 0 | 1358.2705 | 150 | 663.3663 | 544.9041 | 0 | 150 | 0 | 0 | 0 | 1358.2705 | 150 | 663.3663 | 544.9041 | 0 | 150 | 0 | 0 | 0 | 1358.2705 | 150 | 674.4224 | 1089.8083 | 0 | 150 | 0 | 0 | 0 | 0 | 0 | 1914.2307 | 150 | 674.4224 | 1089.8083 | 0 | 66 | 0 | 0 | 0 | 0 | 0 | 1830.2307 | 150 | 674.4224 | 1089.8083 | 0 | 150 | 0 | 0 | 0 | 0 | 0 | 1914.2307
153 | 99.3081 | 99.3081 | 99.3081 | 105.9366 | 105.9366 | 105.9366 | 108.6068 | 108.4891 | 108.4891 | 153 | 1439.1644 | 1439.1644 | 1439.1644 | 1688.2506 | 1688.2506 | 1688.2506 | 1909.6605 | 1909.6605 | 1909.6605 | 151 | 667.8218 | 0 | 0 | 150 | 0 | 0 | 750 | 1567.8218 |  | 151 | 667.8218 | 0 | 0 | 150 | 0 | 0 | 750 | 1567.8218 | 151 | 667.8218 | 0 | 0 | 150 | 0 | 0 | 750 | 1567.8218 | 151 | 702.9703 | 551.9677 | 0 | 150 | 0 | 0 | 150 | 1554.938 | 151 | 702.9703 | 551.9677 | 0 | 150 | 0 | 0 | 150 | 1554.938 | 151 | 702.9703 | 551.9677 | 0 | 150 | 0 | 0 | 150 | 1554.938 | 151 | 714.6865 | 1103.9354 | 0 | 150 | 0 | 0 | 150 | 0 | 0 | 2118.6219 | 151 | 714.6865 | 1103.9354 | 0 | 66 | 0 | 0 | 150 | 0 | 0 | 2034.6219 | 151 | 714.6865 | 1103.9354 | 0 | 150 | 0 | 0 | 150 | 0 | 0 | 2118.6219
154 | 99.3081 | 99.3081 | 99.3081 | 104.6724 | 104.6724 | 104.6724 | 108.6068 | 108.4891 | 108.4891 | 154 | 1450.2691 | 1450.2691 | 1450.2691 | 1701.2772 | 1701.2772 | 1701.2772 | 1924.3955 | 1924.3955 | 1924.3955 | 152 | 705.4455 | 0 | 0 | 150 | 0 | 0 | 607.1738 | 1462.6194 |  | 152 | 705.4455 | 0 | 0 | 150 | 0 | 0 | 607.1738 | 1462.6194 | 152 | 705.4455 | 0 | 0 | 150 | 0 | 0 | 607.1738 | 1462.6194 | 152 | 742.5743 | 549.9495 | 0 | 150 | 0 | 0 | 150 | 1592.5238 | 152 | 742.5743 | 549.9495 | 0 | 150 | 0 | 0 | 150 | 1592.5238 | 152 | 742.5743 | 549.9495 | 0 | 150 | 0 | 0 | 150 | 1592.5238 | 152 | 754.9505 | 1099.8991 | 0 | 150 | 0 | 0 | 150 | 0 | 0 | 2154.8496 | 152 | 754.9505 | 1099.8991 | 0 | 66 | 0 | 0 | 150 | 0 | 0 | 2070.8496 | 152 | 754.9505 | 1099.8991 | 0 | 150 | 0 | 0 | 150 | 0 | 0 | 2154.8496
155 | 99.4244 | 99.4244 | 99.4244 | 104.9397 | 104.9397 | 104.9397 | 108.3249 | 108.3249 | 108.3249 | 155 | 1439.1644 | 1439.1644 | 1439.1644 | 1688.2506 | 1688.2506 | 1688.2506 | 1909.6605 | 1909.6605 | 1909.6605 | 153 | 714.8515 | 0 | 5.0859 | 150 | 0 | 0 | 553.227 | 1423.1644 |  | 153 | 714.8515 | 0 | 5.0859 | 150 | 0 | 0 | 553.227 | 1423.1644 | 153 | 714.8515 | 0 | 5.0859 | 150 | 0 | 0 | 553.227 | 1423.1644 | 153 | 752.4752 | 529.7679 | 5.4983 | 150 | 0 | 0 | 150 | 1587.7414 | 153 | 752.4752 | 529.7679 | 5.4983 | 150 | 0 | 0 | 150 | 1587.7414 | 153 | 752.4752 | 529.7679 | 5.4983 | 150 | 0 | 0 | 150 | 1587.7414 | 153 | 765.0165 | 1059.5358 | 6.8729 | 150 | 0 | 0 | 150 | 0 | 0 | 2131.4252 | 153 | 765.0165 | 1059.5358 | 6.8729 | 66 | 0 | 0 | 150 | 0 | 0 | 2047.4252 | 153 | 765.0165 | 1059.5358 | 6.8729 | 150 | 0 | 0 | 150 | 0 | 0 | 2131.4252
156 | 99.4244 | 99.4244 | 99.4244 | 105.4039 | 105.4039 | 105.4039 | 106.3683 | 106.3563 | 106.3683 | 156 | 1462.4842 | 1462.4842 | 1462.4842 | 1715.6065 | 1715.6065 | 1715.6065 | 1940.604 | 1940.604 | 1940.604 | 154 | 724.2574 | 0 | 5.0859 | 150 | 0 | 0 | 554.9257 | 1434.2691 |  | 154 | 724.2574 | 0 | 5.0859 | 150 | 0 | 0 | 554.9257 | 1434.2691 | 154 | 724.2574 | 0 | 5.0859 | 150 | 0 | 0 | 554.9257 | 1434.2691 | 154 | 762.3762 | 494.4501 | 5.4983 | 150 | 0 | 0 | 150 | 1562.3246 | 154 | 762.3762 | 494.4501 | 5.4983 | 150 | 0 | 0 | 150 | 1562.3246 | 154 | 762.3762 | 494.4501 | 5.4983 | 150 | 0 | 0 | 150 | 1562.3246 | 154 | 775.0825 | 988.9001 | 6.8729 | 150 | 0 | 0 | 150 | 0 | 0 | 2070.8555 | 154 | 775.0825 | 988.9001 | 6.8729 | 66 | 0 | 0 | 150 | 0 | 0 | 1986.8555 | 154 | 775.0825 | 988.9001 | 6.8729 | 150 | 0 | 0 | 150 | 0 | 0 | 2070.8555
157 | 99.4244 | 99.4244 | 99.4244 | 105.4039 | 105.4039 | 105.4039 | 108.4275 | 108.4275 | 108.4275 | 157 | 1444.7167 | 1444.7167 | 1444.7167 | 1694.7639 | 1694.7639 | 1694.7639 | 1917.028 | 1917.028 | 1917.028 | 155 | 611.3861 | 0 | 5.0859 | 150 | 0 | 0 | 656.6924 | 1423.1644 |  | 155 | 611.3861 | 0 | 5.0859 | 150 | 0 | 0 | 656.6924 | 1423.1644 | 155 | 611.3861 | 0 | 5.0859 | 150 | 0 | 0 | 656.6924 | 1423.1644 | 155 | 643.5644 | 459.1322 | 5.4983 | 150 | 0 | 0 | 150 | 1408.1948 | 155 | 643.5644 | 459.1322 | 5.4983 | 150 | 0 | 0 | 150 | 1408.1948 | 155 | 643.5644 | 459.1322 | 5.4983 | 150 | 0 | 0 | 150 | 1408.1948 | 155 | 654.2904 | 918.2644 | 6.8729 | 150 | 0 | 0 | 150 | 0 | 0 | 1879.4277 | 155 | 654.2904 | 918.2644 | 6.8729 | 66 | 0 | 0 | 150 | 0 | 0 | 1795.4277 | 155 | 654.2904 | 918.2644 | 6.8729 | 150 | 0 | 0 | 150 | 0 | 0 | 1879.4277
158 | 99.4244 | 99.4244 | 99.4244 | 105.4039 | 105.4039 | 105.4039 | 108.4275 | 108.4275 | 108.4275 | 158 | 1451.3795 | 1451.3795 | 1451.3795 | 1702.5799 | 1702.5799 | 1702.5799 | 1925.869 | 1925.869 | 1925.869 | 156 | 601.9802 | 0 | 5.0859 | 150 | 0 | 0 | 689.4181 | 1446.4842 |  | 156 | 601.9802 | 0 | 5.0859 | 150 | 0 | 0 | 689.4181 | 1446.4842 | 156 | 601.9802 | 0 | 5.0859 | 150 | 0 | 0 | 689.4181 | 1446.4842 | 156 | 633.6634 | 435.9233 | 5.4983 | 150 | 0 | 0 | 150 | 1375.085 | 156 | 633.6634 | 435.9233 | 5.4983 | 150 | 0 | 0 | 150 | 1375.085 | 156 | 633.6634 | 435.9233 | 5.4983 | 150 | 0 | 0 | 150 | 1375.085 | 156 | 644.2244 | 871.8466 | 6.8729 | 150 | 0 | 0 | 150 | 0 | 0 | 1822.9439 | 156 | 644.2244 | 871.8466 | 6.8729 | 66 | 0 | 0 | 150 | 0 | 0 | 1738.9439 | 156 | 644.2244 | 871.8466 | 6.8729 | 150 | 0 | 0 | 150 | 0 | 0 | 1822.9439
159 | 105.4824 | 105.4824 | 105.4824 | 105.6312 | 105.6312 | 105.6312 | 108.6068 | 108.4891 | 108.4891 | 159 | 1480.2517 | 1480.2517 | 1480.2517 | 1736.4491 | 1736.4491 | 1736.4491 | 1964.1801 | 1964.1801 | 1964.1801 | 157 | 601.9802 | 0 | 0 | 150 | 0 | 0 | 676.7366 | 1428.7167 |  | 157 | 601.9802 | 0 | 0 | 150 | 0 | 0 | 676.7366 | 1428.7167 | 157 | 601.9802 | 0 | 0 | 150 | 0 | 0 | 676.7366 | 1428.7167 | 157 | 633.6634 | 417.7598 | 0 | 150 | 0 | 0 | 150 | 1351.4232 | 157 | 633.6634 | 417.7598 | 0 | 150 | 0 | 0 | 150 | 1351.4232 | 157 | 633.6634 | 417.7598 | 0 | 150 | 0 | 0 | 150 | 1351.4232 | 157 | 644.2244 | 835.5197 | 0 | 150 | 0 | 0 | 150 | 0 | 0 | 1779.7441 | 157 | 644.2244 | 835.5197 | 0 | 66 | 0 | 0 | 150 | 0 | 0 | 1695.7441 | 157 | 644.2244 | 835.5197 | 0 | 150 | 0 | 0 | 150 | 0 | 0 | 1779.7441
160 | 105.4824 | 105.4824 | 105.4824 | 105.6312 | 105.6312 | 105.6312 | 108.6548 | 108.4891 | 108.4891 | 160 | 1464.7051 | 1464.7051 | 1464.7051 | 1718.2118 | 1718.2118 | 1718.2118 | 1943.5511 | 1943.5511 | 1943.5511 | 158 | 601.9802 | 0 | 0 | 150 | 0 | 0 | 683.3993 | 1435.3795 |  | 158 | 601.9802 | 0 | 0 | 150 | 0 | 0 | 683.3993 | 1435.3795 | 158 | 601.9802 | 0 | 0 | 150 | 0 | 0 | 683.3993 | 1435.3795 | 158 | 633.6634 | 414.7326 | 0 | 150 | 0 | 0 | 150 | 1348.396 | 158 | 633.6634 | 414.7326 | 0 | 150 | 0 | 0 | 150 | 1348.396 | 158 | 633.6634 | 414.7326 | 0 | 150 | 0 | 0 | 150 | 1348.396 | 158 | 644.2244 | 829.4652 | 0 | 150 | 0 | 0 | 150 | 0 | 0 | 1773.6896 | 158 | 644.2244 | 829.4652 | 0 | 66 | 0 | 0 | 150 | 0 | 0 | 1689.6896 | 158 | 644.2244 | 829.4652 | 0 | 150 | 0 | 0 | 150 | 0 | 0 | 1773.6896
161 | 105.3114 | 105.3114 | 105.3114 | 105.9366 | 105.9366 | 105.9366 | 108.6548 | 108.4891 | 108.4891 | 161 | 1426.9493 | 1426.9493 | 1426.9493 | 1673.9213 | 1673.9213 | 1673.9213 | 1893.4519 | 1893.4519 | 1893.4519 | 159 | 545.5446 | 0 | 0 | 150 | 0 | 0 | 750 | 1445.5446 |  | 159 | 545.5446 | 0 | 0 | 150 | 0 | 0 | 750 | 1445.5446 | 159 | 545.5446 | 0 | 0 | 150 | 0 | 0 | 750 | 1445.5446 | 159 | 574.2574 | 416.7508 | 0 | 150 | 0 | 0 | 150 | 1291.0082 | 159 | 574.2574 | 416.7508 | 0 | 150 | 0 | 0 | 150 | 1291.0082 | 159 | 574.2574 | 416.7508 | 0 | 150 | 0 | 0 | 150 | 1291.0082 | 159 | 583.8284 | 833.5015 | 0 | 150 | 0 | 0 | 150 | 0 | 0 | 1717.3299 | 159 | 583.8284 | 833.5015 | 0 | 66 | 0 | 0 | 150 | 0 | 0 | 1633.3299 | 159 | 583.8284 | 833.5015 | 0 | 150 | 0 | 0 | 150 | 0 | 0 | 1717.3299
162 | 105.4824 | 105.4824 | 105.4824 | 105.9366 | 105.9366 | 105.9366 | 108.6548 | 108.4891 | 108.4891 | 162 | 1386.9725 | 1386.9725 | 1386.9725 | 1627.0254 | 1627.0254 | 1627.0254 | 1840.4058 | 1840.4058 | 1840.4058 | 160 | 517.3267 | 0 | 0 | 150 | 0 | 0 | 750 | 1417.3267 |  | 160 | 517.3267 | 0 | 0 | 150 | 0 | 0 | 750 | 1417.3267 | 160 | 517.3267 | 0 | 0 | 150 | 0 | 0 | 750 | 1417.3267 | 160 | 544.5545 | 415.7417 | 0 | 150 | 0 | 0 | 150 | 1260.2961 | 160 | 544.5545 | 415.7417 | 0 | 150 | 0 | 0 | 150 | 1260.2961 | 160 | 544.5545 | 415.7417 | 0 | 150 | 0 | 0 | 150 | 1260.2961 | 160 | 553.6304 | 831.4834 | 0 | 150 | 0 | 0 | 150 | 0 | 0 | 1685.1137 | 160 | 553.6304 | 831.4834 | 0 | 66 | 0 | 0 | 150 | 0 | 0 | 1601.1137 | 160 | 553.6304 | 831.4834 | 0 | 150 | 0 | 0 | 150 | 0 | 0 | 1685.1137
163 | 106.8161 | 106.8161 | 106.8161 | 105.9366 | 105.9366 | 105.9366 | 108.6548 | 108.4891 | 108.4891 | 163 | 1340.3329 | 1340.3329 | 1340.3329 | 1572.3136 | 1572.3136 | 1572.3136 | 1778.5187 | 1778.5187 | 1778.5187 | 161 | 507.9208 | 0 | 0 | 150 | 0 | 0 | 750 | 1407.9208 |  | 161 | 507.9208 | 0 | 0 | 150 | 0 | 0 | 750 | 1407.9208 | 161 | 507.9208 | 0 | 0 | 150 | 0 | 0 | 750 | 1407.9208 | 161 | 534.6535 | 410.6963 | 0 | 150 | 0 | 0 | 150 | 1245.3497 | 161 | 534.6535 | 410.6963 | 0 | 150 | 0 | 0 | 150 | 1245.3497 | 161 | 534.6535 | 410.6963 | 0 | 150 | 0 | 0 | 150 | 1245.3497 | 161 | 543.5644 | 821.3925 | 0 | 150 | 0 | 0 | 150 | 0 | 0 | 1664.9569 | 161 | 543.5644 | 821.3925 | 0 | 66 | 0 | 0 | 150 | 0 | 0 | 1580.9569 | 161 | 543.5644 | 821.3925 | 0 | 150 | 0 | 0 | 150 | 0 | 0 | 1664.9569
164 | 99.4244 | 99.4244 | 99.4244 | 105.4039 | 105.4039 | 105.4039 | 108.6548 | 108.4891 | 108.4891 | 164 | 1280.3677 | 1280.3677 | 1280.3677 | 1501.9698 | 1501.9698 | 1501.9698 | 1698.9495 | 1698.9495 | 1698.9495 | 162 | 432.6733 | 0 | 0 | 150 | 0 | 0 | 750 | 1332.6733 |  | 162 | 432.6733 | 0 | 0 | 150 | 0 | 0 | 750 | 1332.6733 | 162 | 432.6733 | 0 | 0 | 150 | 0 | 0 | 750 | 1332.6733 | 162 | 455.4455 | 412.7144 | 0 | 150 | 0 | 0 | 150 | 1168.16 | 162 | 455.4455 | 412.7144 | 0 | 150 | 0 | 0 | 150 | 1168.16 | 162 | 455.4455 | 412.7144 | 0 | 150 | 0 | 0 | 150 | 1168.16 | 162 | 463.0363 | 825.4289 | 0 | 150 | 0 | 0 | 150 | 0 | 0 | 1588.4652 | 162 | 463.0363 | 825.4289 | 0 | 66 | 0 | 0 | 150 | 0 | 0 | 1504.4652 | 162 | 463.0363 | 825.4289 | 0 | 150 | 0 | 0 | 150 | 0 | 0 | 1588.4652
165 | 99.4244 | 99.4244 | 99.4244 | 105.4039 | 105.4039 | 105.4039 | 108.6068 | 108.4891 | 108.4891 | 165 | 1208.1874 | 1208.1874 | 1208.1874 | 1417.2968 | 1417.2968 | 1417.2968 | 1603.1718 | 1603.1718 | 1603.1718 | 163 | 404.4554 | 0 | 0 | 150 | 0 | 0 | 750 | 1304.4554 |  | 163 | 404.4554 | 0 | 0 | 150 | 0 | 0 | 750 | 1304.4554 | 163 | 404.4554 | 0 | 0 | 150 | 0 | 0 | 750 | 1304.4554 | 163 | 425.7426 | 416.7508 | 0 | 150 | 0 | 0 | 150 | 1142.4933 | 163 | 425.7426 | 416.7508 | 0 | 150 | 0 | 0 | 150 | 1142.4933 | 163 | 425.7426 | 416.7508 | 0 | 150 | 0 | 0 | 150 | 1142.4933 | 163 | 432.8383 | 833.5015 | 0 | 150 | 0 | 0 | 150 | 0 | 0 | 1566.3398 | 163 | 432.8383 | 833.5015 | 0 | 66 | 0 | 0 | 150 | 0 | 0 | 1482.3398 | 163 | 432.8383 | 833.5015 | 0 | 150 | 0 | 0 | 150 | 0 | 0 | 1566.3398
166 | 99.3081 | 99.3081 | 99.3081 | 102.6038 | 102.6038 | 102.6038 | 106.8659 | 106.8659 | 106.8659 | 166 | 1121.571 | 1121.571 | 1121.571 | 1315.6891 | 1315.6891 | 1315.6891 | 1488.2385 | 1488.2385 | 1488.2385 | 164 | 395.0495 | 0 | 0 | 150 | 0 | 0 | 719.3182 | 1264.3677 |  | 164 | 395.0495 | 0 | 0 | 150 | 0 | 0 | 719.3182 | 1264.3677 | 164 | 395.0495 | 0 | 0 | 150 | 0 | 0 | 719.3182 | 1264.3677 | 164 | 415.8416 | 413.7235 | 0 | 150 | 0 | 0 | 150 | 1129.5651 | 164 | 415.8416 | 413.7235 | 0 | 150 | 0 | 0 | 150 | 1129.5651 | 164 | 415.8416 | 413.7235 | 0 | 150 | 0 | 0 | 150 | 1129.5651 | 164 | 422.7723 | 827.447 | 0 | 150 | 0 | 0 | 150 | 0 | 0 | 1550.2193 | 164 | 422.7723 | 827.447 | 0 | 66 | 0 | 0 | 150 | 0 | 0 | 1466.2193 | 164 | 422.7723 | 827.447 | 0 | 150 | 0 | 0 | 150 | 0 | 0 | 1550.2193
167 | 99.3081 | 99.3081 | 99.3081 | 100.5694 | 100.5694 | 100.5694 | 105.7204 | 105.715 | 105.7204 | 167 | 1061.6059 | 1061.6059 | 1061.6059 | 1245.3453 | 1245.3453 | 1245.3453 | 1408.6693 | 1408.6693 | 1408.6693 | 165 | 376.2376 | 0 | 0 | 150 | 0 | 0 | 665.9498 | 1192.1874 |  | 165 | 376.2376 | 0 | 0 | 150 | 0 | 0 | 665.9498 | 1192.1874 | 165 | 376.2376 | 0 | 0 | 150 | 0 | 0 | 665.9498 | 1192.1874 | 165 | 396.0396 | 404.6418 | 0 | 150 | 0 | 0 | 150 | 1100.6814 | 165 | 396.0396 | 404.6418 | 0 | 150 | 0 | 0 | 150 | 1100.6814 | 165 | 396.0396 | 404.6418 | 0 | 150 | 0 | 0 | 150 | 1100.6814 | 165 | 402.6403 | 809.2836 | 0 | 150 | 0 | 0 | 150 | 0 | 0 | 1511.9238 | 165 | 402.6403 | 809.2836 | 0 | 66 | 0 | 0 | 150 | 0 | 0 | 1427.9238 | 165 | 402.6403 | 809.2836 | 0 | 150 | 0 | 0 | 150 | 0 | 0 | 1511.9238
168 | 99.3081 | 99.3081 | 99.3081 | 100 | 100 | 100 | 103.0415 | 103.0415 | 103.0415 | 168 | 1011.6349 | 1011.6349 | 1011.6349 | 1186.7255 | 1186.7255 | 1186.7255 | 1342.3616 | 1342.3616 | 1342.3616 | 166 | 376.2376 | 0 | 0 | 150 | 0 | 0 | 579.3334 | 1105.571 |  | 166 | 376.2376 | 0 | 0 | 150 | 0 | 0 | 579.3334 | 1105.571 | 166 | 376.2376 | 0 | 0 | 150 | 0 | 0 | 579.3334 | 1105.571 | 166 | 396.0396 | 391.5237 | 0 | 150 | 0 | 0 | 50.5897 | 988.153 | 166 | 396.0396 | 391.5237 | 0 | 150 | 0 | 0 | 50.5897 | 988.153 | 166 | 396.0396 | 391.5237 | 0 | 150 | 0 | 0 | 50.5897 | 988.153 | 166 | 402.6403 | 783.0474 | 0 | 150 | 0 | 0 | 150 | 0 | 0 | 1485.6877 | 166 | 402.6403 | 783.0474 | 0 | 66 | 0 | 0 | 150 | 0 | 0 | 1401.6877 | 166 | 402.6403 | 783.0474 | 0 | 150 | 0 | 0 | 150 | 0 | 0 | 1485.6877
169 | 98.7585 | 98.7585 | 98.7585 | 100 | 100 | 100 | 102.5443 | 102.5443 | 102.5443 | 169 | 1000.5302 | 1000.5302 | 1000.5302 | 1173.6989 | 1173.6989 | 1173.6989 | 1327.6266 | 1327.6266 | 1327.6266 | 167 | 413.8614 | 0 | 0 | 150 | 0 | 0 | 481.7445 | 1045.6059 |  | 167 | 413.8614 | 0 | 0 | 150 | 0 | 0 | 481.7445 | 1045.6059 | 167 | 413.8614 | 0 | 0 | 150 | 0 | 0 | 481.7445 | 1045.6059 | 167 | 435.6436 | 373.3602 | 0 | 150 | 0 | 0 | 0 | 959.0038 | 167 | 435.6436 | 373.3602 | 0 | 150 | 0 | 0 | 0 | 959.0038 | 167 | 435.6436 | 373.3602 | 0 | 150 | 0 | 0 | 0 | 959.0038 | 167 | 442.9043 | 746.7205 | 0 | 150 | 0 | 0 | 0 | 0 | 0 | 1339.6248 | 167 | 442.9043 | 746.7205 | 0 | 66 | 0 | 0 | 0 | 0 | 0 | 1255.6248 | 167 | 442.9043 | 746.7205 | 0 | 150 | 0 | 0 | 0 | 0 | 0 | 1339.6248
170 | 98.6288 | 98.6288 | 98.6288 | 100 | 100 | 100 | 102.5443 | 102.5443 | 102.5443 | 170 | 990.536 | 990.536 | 990.536 | 1161.9749 | 1161.9749 | 1161.9749 | 1314.3651 | 1314.3651 | 1314.3651 | 168 | 357.4257 | 0 | 0 | 150 | 0 | 0 | 488.2091 | 995.6349 |  | 168 | 357.4257 | 0 | 0 | 150 | 0 | 0 | 488.2091 | 995.6349 | 168 | 357.4257 | 0 | 0 | 150 | 0 | 0 | 488.2091 | 995.6349 | 168 | 376.2376 | 360.2422 | 0 | 150 | 0 | 0 | 0 | 886.4798 | 168 | 376.2376 | 360.2422 | 0 | 150 | 0 | 0 | 0 | 886.4798 | 168 | 376.2376 | 360.2422 | 0 | 150 | 0 | 0 | 0 | 886.4798 | 168 | 382.5083 | 720.4844 | 0 | 150 | 0 | 0 | 0 | 0 | 0 | 1252.9926 | 168 | 382.5083 | 720.4844 | 0 | 66 | 0 | 0 | 0 | 0 | 0 | 1168.9926 | 168 | 382.5083 | 720.4844 | 0 | 150 | 0 | 0 | 0 | 0 | 0 | 1252.9926
171 | 97.1386 | 97.1386 | 97.1386 | 100 | 100 | 100 | 102.5443 | 102.5443 | 102.5443 | 171 | 988.3151 | 988.3151 | 988.3151 | 1159.3696 | 1159.3696 | 1159.3696 | 1311.4181 | 1311.4181 | 1311.4181 | 169 | 329.2079 | 0 | 0 | 150 | 0 | 0 | 450 | 929.2079 |  | 169 | 329.2079 | 0 | 0 | 150 | 0 | 0 | 450 | 929.2079 | 169 | 329.2079 | 0 | 0 | 150 | 0 | 0 | 450 | 929.2079 | 169 | 346.5347 | 346.115 | 0 | 150 | 0 | 0 | 0 | 842.6497 | 169 | 346.5347 | 346.115 | 0 | 150 | 0 | 0 | 0 | 842.6497 | 169 | 346.5347 | 346.115 | 0 | 150 | 0 | 0 | 0 | 842.6497 | 169 | 352.3102 | 692.2301 | 0 | 150 | 0 | 0 | 0 | 0 | 0 | 1194.5403 | 169 | 352.3102 | 692.2301 | 0 | 66 | 0 | 0 | 0 | 0 | 0 | 1110.5403 | 169 | 352.3102 | 692.2301 | 0 | 150 | 0 | 0 | 0 | 0 | 0 | 1194.5403
172 | 98.7585 | 98.7585 | 98.7585 | 100 | 100 | 100 | 102.5443 | 102.5443 | 102.5443 | 172 | 1033.8442 | 1033.8442 | 1033.8442 | 1212.7788 | 1212.7788 | 1212.7788 | 1371.8317 | 1371.8317 | 1371.8317 | 170 | 329.2079 | 0 | 0 | 150 | 0 | 0 | 371.5984 | 850.8064 |  | 170 | 329.2079 | 0 | 0 | 150 | 0 | 0 | 371.5984 | 850.8064 | 170 | 329.2079 | 0 | 0 | 150 | 0 | 0 | 371.5984 | 850.8064 | 170 | 346.5347 | 328.9606 | 0 | 150 | 0 | 0 | 0 | 825.4953 | 170 | 346.5347 | 328.9606 | 0 | 150 | 0 | 0 | 0 | 825.4953 | 170 | 346.5347 | 328.9606 | 0 | 150 | 0 | 0 | 0 | 825.4953 | 170 | 352.3102 | 657.9213 | 0 | 150 | 0 | 0 | 0 | 0 | 0 | 1160.2315 | 170 | 352.3102 | 657.9213 | 0 | 66 | 0 | 0 | 0 | 0 | 0 | 1076.2315 | 170 | 352.3102 | 657.9213 | 0 | 150 | 0 | 0 | 0 | 0 | 0 | 1160.2315
173 | 99.3081 | 99.3081 | 99.3081 | 102.6038 | 102.6038 | 102.6038 | 103.5931 | 103.5931 | 103.5931 | 173 | 1138.228 | 1138.228 | 1138.228 | 1335.229 | 1335.229 | 1335.229 | 1510.341 | 1510.341 | 1510.341 | 171 | 366.8317 | 0 | 0 | 150 | 0 | 0 | 300 | 816.8317 |  | 171 | 366.8317 | 0 | 0 | 150 | 0 | 0 | 300 | 816.8317 | 171 | 366.8317 | 0 | 0 | 150 | 0 | 0 | 300 | 816.8317 | 171 | 386.1386 | 313.8244 | 0 | 150 | 0 | 0 | 0 | 849.963 | 171 | 386.1386 | 313.8244 | 0 | 150 | 0 | 0 | 0 | 849.963 | 171 | 386.1386 | 313.8244 | 0 | 150 | 0 | 0 | 0 | 849.963 | 171 | 392.5743 | 627.6488 | 0 | 150 | 0 | 0 | 0 | 0 | 0 | 1170.2231 | 171 | 392.5743 | 627.6488 | 0 | 66 | 0 | 0 | 0 | 0 | 0 | 1086.2231 | 171 | 392.5743 | 627.6488 | 0 | 150 | 0 | 0 | 0 | 0 | 0 | 1170.2231
174 | 100 | 100 | 100 | 106.4298 | 106.4298 | 106.4298 | 108.4275 | 108.4275 | 108.4275 | 174 | 1282.5887 | 1282.5887 | 1282.5887 | 1504.5752 | 1504.5752 | 1504.5752 | 1701.8965 | 1701.8965 | 1701.8965 | 172 | 357.4257 | 0 | 0 | 150 | 0 | 0 | 450 | 957.4257 |  | 172 | 357.4257 | 0 | 0 | 150 | 0 | 0 | 450 | 957.4257 | 172 | 357.4257 | 0 | 0 | 150 | 0 | 0 | 450 | 957.4257 | 172 | 376.2376 | 303.7336 | 0 | 150 | 0 | 0 | 0 | 829.9712 | 172 | 376.2376 | 303.7336 | 0 | 150 | 0 | 0 | 0 | 829.9712 | 172 | 376.2376 | 303.7336 | 0 | 150 | 0 | 0 | 0 | 829.9712 | 172 | 382.5083 | 607.4672 | 0 | 150 | 0 | 0 | 0 | 0 | 0 | 1139.9755 | 172 | 382.5083 | 607.4672 | 0 | 66 | 0 | 0 | 0 | 0 | 0 | 1055.9755 | 172 | 382.5083 | 607.4672 | 0 | 150 | 0 | 0 | 0 | 0 | 0 | 1139.9755
175 | 129.588 | 122.3878 | 123.3778 | 107.2254 | 107.2254 | 107.2254 | 111.3637 | 111.3637 | 111.3637 | 175 | 1408.0714 | 1408.0714 | 1408.0714 | 1651.776 | 1651.776 | 1651.776 | 1868.4024 | 1868.4024 | 1868.4024 | 173 | 376.2376 | 0 | 0 | 150 | 0 | 0 | 546.13 | 1072.3676 |  | 173 | 376.2376 | 0 | 0 | 150 | 0 | 0 | 546.13 | 1072.3676 | 173 | 376.2376 | 0 | 0 | 150 | 0 | 0 | 546.13 | 1072.3676 | 173 | 396.0396 | 302.7245 | 0 | 150 | 0 | 0 | 146.3139 | 995.078 | 173 | 396.0396 | 302.7245 | 0 | 150 | 0 | 0 | 150 | 998.7641 | 173 | 396.0396 | 302.7245 | 0 | 150 | 0 | 0 | 150 | 998.7641 | 173 | 402.6403 | 605.449 | 0 | 150 | 0 | 0 | 0 | 0 | 0 | 1158.0893 | 173 | 402.6403 | 605.449 | 0 | 66 | 0 | 0 | 0 | 0 | 0 | 1074.0893 | 173 | 402.6403 | 605.449 | 0 | 150 | 0 | 0 | 0 | 0 | 0 | 1158.0893
176 | 113.1065 | 113.1065 | 113.1065 | 107.1092 | 107.1092 | 107.1092 | 118.3411 | 118.3411 | 118.3411 | 176 | 1443.6063 | 1443.6063 | 1443.6063 | 1693.4612 | 1693.4612 | 1693.4612 | 1915.5545 | 1915.5545 | 1915.5545 | 174 | 376.2376 | 0 | 0 | 150 | 0 | 0 | 750 | 1276.2376 |  | 174 | 376.2376 | 0 | 0 | 150 | 0 | 0 | 750 | 1276.2376 | 174 | 376.2376 | 0 | 0 | 150 | 0 | 0 | 750 | 1276.2376 | 174 | 396.0396 | 314.8335 | 0 | 150 | 0 | 0 | 169.651 | 1030.5241 | 174 | 396.0396 | 314.8335 | 0 | 150 | 0 | 0 | 169.651 | 1030.5241 | 174 | 396.0396 | 314.8335 | 0 | 150 | 0 | 0 | 169.651 | 1030.5241 | 174 | 402.6403 | 629.667 | 0 | 150 | 0 | 0 | 150 | 0 | 0 | 1332.3073 | 174 | 402.6403 | 629.667 | 0 | 66 | 0 | 0 | 150 | 0 | 0 | 1248.3073 | 174 | 402.6403 | 629.667 | 0 | 150 | 0 | 0 | 150 | 0 | 0 | 1332.3073
177 | 111.4073 | 111.4073 | 111.4073 | 107.5426 | 107.5426 | 107.5426 | 123.2926 | 123.2926 | 123.2926 | 177 | 1445.8272 | 1445.8272 | 1445.8272 | 1696.0665 | 1696.0665 | 1696.0665 | 1918.5015 | 1918.5015 | 1918.5015 | 175 | 413.8614 | 0 | 0 | 150 | 0 | 0 | 750 | 1313.8614 |  | 175 | 413.8614 | 0 | 0 | 150 | 0 | 0 | 750 | 1313.8614 | 175 | 413.8614 | 0 | 0 | 150 | 0 | 0 | 750 | 1313.8614 | 175 | 435.6436 | 330.9788 | 0 | 150 | 0 | 0 | 476.6949 | 1393.3173 | 175 | 435.6436 | 330.9788 | 0 | 150 | 0 | 0 | 476.6949 | 1393.3173 | 175 | 435.6436 | 330.9788 | 0 | 150 | 0 | 0 | 476.6949 | 1393.3173 | 175 | 442.9043 | 661.9576 | 0 | 150 | 0 | 0 | 600 | 0 | 0 | 1854.8619 | 175 | 442.9043 | 661.9576 | 0 | 66 | 0 | 0 | 600 | 0 | 0 | 1770.8619 | 175 | 442.9043 | 661.9576 | 0 | 150 | 0 | 0 | 600 | 0 | 0 | 1854.8619
178 | 111.4073 | 111.4073 | 111.4073 | 106.4298 | 106.4298 | 106.4298 | 113.2095 | 113.2095 | 113.2095 | 178 | 1443.6063 | 1443.6063 | 1443.6063 | 1693.4612 | 1693.4612 | 1693.4612 | 1915.5545 | 1915.5545 | 1915.5545 | 176 | 385.6436 | 0 | 0 | 150 | 0 | 0 | 750 | 1285.6436 |  | 176 | 385.6436 | 0 | 0 | 150 | 0 | 0 | 750 | 1285.6436 | 176 | 385.6436 | 0 | 0 | 150 | 0 | 0 | 750 | 1285.6436 | 176 | 405.9406 | 340.0605 | 0 | 150 | 0 | 0 | 339.0069 | 1235.008 | 176 | 405.9406 | 340.0605 | 0 | 150 | 0 | 0 | 339.0069 | 1235.008 | 176 | 405.9406 | 340.0605 | 0 | 150 | 0 | 0 | 339.0069 | 1235.008 | 176 | 412.7063 | 680.1211 | 0 | 150 | 0 | 0 | 750 | 0 | 0 | 1992.8274 | 176 | 412.7063 | 680.1211 | 0 | 66 | 0 | 0 | 750 | 0 | 0 | 1908.8274 | 176 | 412.7063 | 680.1211 | 0 | 150 | 0 | 0 | 750 | 0 | 0 | 1992.8274
179 | 109.2897 | 109.2897 | 109.2897 | 107.1092 | 107.1092 | 107.1092 | 110.6586 | 110.6586 | 110.6586 | 179 | 1428.0598 | 1428.0598 | 1428.0598 | 1675.2239 | 1675.2239 | 1675.2239 | 1894.9254 | 1894.9254 | 1894.9254 | 177 | 413.8614 | 0 | 5.0859 | 150 | 0 | 0 | 750 | 1318.9473 |  | 177 | 413.8614 | 0 | 5.0859 | 150 | 0 | 0 | 750 | 1318.9473 | 177 | 413.8614 | 0 | 5.0859 | 150 | 0 | 0 | 750 | 1318.9473 | 177 | 435.6436 | 327.9516 | 5.4983 | 150 | 0 | 0 | 600 | 1519.0934 | 177 | 435.6436 | 327.9516 | 5.4983 | 150 | 0 | 0 | 600 | 1519.0934 | 177 | 435.6436 | 327.9516 | 5.4983 | 150 | 0 | 0 | 600 | 1519.0934 | 177 | 442.9043 | 655.9031 | 6.8729 | 150 | 0 | 0 | 750 | 0 | 0 | 2005.6803 | 177 | 442.9043 | 655.9031 | 6.8729 | 346.8212 | 0 | 0 | 750 | 0 | 0 | 2202.5015 | 177 | 442.9043 | 655.9031 | 6.8729 | 150 | 0 | 0 | 750 | 0 | 0 | 2005.6803
180 | 113.5244 | 113.5244 | 113.5244 | 107.89 | 107.89 | 107.89 | 110.6725 | 110.6725 | 110.6725 | 180 | 1439.1644 | 1439.1644 | 1439.1644 | 1688.2506 | 1688.2506 | 1688.2506 | 1909.6605 | 1909.6605 | 1909.6605 | 178 | 413.8614 | 0 | 5.0859 | 150 | 0 | 0 | 750 | 1318.9473 |  | 178 | 413.8614 | 0 | 5.0859 | 150 | 0 | 0 | 750 | 1318.9473 | 178 | 413.8614 | 0 | 5.0859 | 150 | 0 | 0 | 750 | 1318.9473 | 178 | 435.6436 | 298.6882 | 5.4983 | 150 | 0 | 0 | 300 | 1189.83 | 178 | 435.6436 | 298.6882 | 5.4983 | 150 | 0 | 0 | 273.5435 | 1163.3736 | 178 | 435.6436 | 298.6882 | 5.4983 | 150 | 0 | 0 | 273.5435 | 1163.3736 | 178 | 442.9043 | 597.3764 | 6.8729 | 150 | 0 | 0 | 600 | 0 | 0 | 1797.1535 | 178 | 442.9043 | 597.3764 | 6.8729 | 66 | 0 | 0 | 600 | 0 | 0 | 1713.1535 | 178 | 442.9043 | 597.3764 | 6.8729 | 150 | 0 | 0 | 600 | 0 | 0 | 1797.1535
181 | 127.7757 | 122.3878 | 123.3778 | 117.0907 | 116.4735 | 116.7327 | 111.4395 | 111.4395 | 111.4395 | 181 | 1426.9493 | 1426.9493 | 1426.9493 | 1673.9213 | 1673.9213 | 1673.9213 | 1893.4519 | 1893.4519 | 1893.4519 | 179 | 460.8911 | 0 | 5.0859 | 150 | 0 | 0 | 750 | 1365.977 |  | 179 | 460.8911 | 0 | 5.0859 | 150 | 0 | 0 | 750 | 1365.977 | 179 | 460.8911 | 0 | 5.0859 | 150 | 0 | 0 | 750 | 1365.977 | 179 | 485.1485 | 268.4157 | 5.4983 | 150 | 0 | 0 | 345.2852 | 1254.3477 | 179 | 485.1485 | 268.4157 | 5.4983 | 150 | 0 | 0 | 345.2852 | 1254.3477 | 179 | 485.1485 | 268.4157 | 5.4983 | 150 | 0 | 0 | 345.2852 | 1254.3477 | 179 | 493.2343 | 536.8315 | 6.8729 | 150 | 0 | 0 | 377.7196 | 0 | 0 | 1564.6582 | 179 | 493.2343 | 536.8315 | 6.8729 | 66 | 0 | 0 | 377.7196 | 0 | 0 | 1480.6582 | 179 | 493.2343 | 536.8315 | 6.8729 | 150 | 0 | 0 | 377.7196 | 0 | 0 | 1564.6582
182 | 130.89 | 122.3878 | 123.3778 | 119.2084 | 116.4735 | 116.7327 | 122.7578 | 122.7578 | 122.7578 | 182 | 1435.833 | 1435.833 | 1435.833 | 1684.3426 | 1684.3426 | 1684.3426 | 1905.24 | 1905.24 | 1905.24 | 180 | 460.8911 | 0 | 5.0859 | 150 | 0 | 0 | 750 | 1365.977 |  | 180 | 460.8911 | 0 | 5.0859 | 150 | 0 | 0 | 750 | 1365.977 | 180 | 460.8911 | 0 | 5.0859 | 150 | 0 | 0 | 750 | 1365.977 | 180 | 485.1485 | 255.2977 | 5.4983 | 150 | 0 | 0 | 600 | 1495.9445 | 180 | 485.1485 | 255.2977 | 5.4983 | 150 | 0 | 0 | 600 | 1495.9445 | 180 | 485.1485 | 255.2977 | 5.4983 | 150 | 0 | 0 | 600 | 1495.9445 | 180 | 493.2343 | 510.5954 | 6.8729 | 150 | 0 | 0 | 450 | 0 | 0 | 1610.7025 | 180 | 493.2343 | 510.5954 | 6.8729 | 66 | 0 | 0 | 450 | 0 | 0 | 1526.7025 | 180 | 493.2343 | 510.5954 | 6.8729 | 150 | 0 | 0 | 450 | 0 | 0 | 1610.7025
183 | 130.89 | 122.3878 | 123.3778 | 119.2084 | 116.4735 | 117.0907 | 129.3135 | 124.96 | 126.9238 | 183 | 1474.6993 | 1474.6993 | 1474.6993 | 1729.9358 | 1729.9358 | 1729.9358 | 1956.8126 | 1956.8126 | 1956.8126 | 181 | 460.8911 | 0 | 5.0859 | 150 | 0 | 0 | 750 | 1365.977 |  | 181 | 460.8911 | 0 | 5.0859 | 150 | 0 | 0 | 750 | 1365.977 | 181 | 460.8911 | 0 | 5.0859 | 150 | 0 | 0 | 750 | 1365.977 | 181 | 485.1485 | 267.4067 | 5.4983 | 150 | 0 | 0 | 750 | 1658.0535 | 181 | 485.1485 | 267.4067 | 5.4983 | 150 | 0 | 0 | 750 | 1658.0535 | 181 | 485.1485 | 267.4067 | 5.4983 | 150 | 0 | 0 | 750 | 1658.0535 | 181 | 493.2343 | 534.8133 | 6.8729 | 150 | 0 | 0 | 600 | 0 | 0 | 1784.9205 | 181 | 493.2343 | 534.8133 | 6.8729 | 66 | 0 | 0 | 600 | 0 | 0 | 1700.9205 | 181 | 493.2343 | 534.8133 | 6.8729 | 150 | 0 | 0 | 600 | 0 | 0 | 1784.9205
184 | 130.89 | 122.3878 | 123.3778 | 119.2084 | 116.4735 | 117.0907 | 135.8094 | 124.96 | 126.9238 | 184 | 1471.3679 | 1471.3679 | 1471.3679 | 1726.0278 | 1726.0278 | 1726.0278 | 1952.3921 | 1952.3921 | 1952.3921 | 182 | 442.0792 | 0 | 0 | 150 | 0 | 0 | 750 | 1342.0792 |  | 182 | 442.0792 | 0 | 0 | 150 | 0 | 0 | 750 | 1342.0792 | 182 | 442.0792 | 0 | 0 | 150 | 0 | 0 | 750 | 1342.0792 | 182 | 465.3465 | 307.7699 | 0 | 150 | 0 | 0 | 750 | 1673.1165 | 182 | 465.3465 | 307.7699 | 0 | 150 | 0 | 0 | 750 | 1673.1165 | 182 | 465.3465 | 307.7699 | 0 | 150 | 0 | 0 | 750 | 1673.1165 | 182 | 473.1023 | 615.5399 | 0 | 150 | 0 | 0 | 750 | 0 | 0 | 1988.6422 | 182 | 473.1023 | 615.5399 | 0 | 370.2 | 0 | 0 | 750 | 0 | 0 | 2208.8422 | 182 | 473.1023 | 615.5399 | 0 | 150 | 0 | 0 | 750 | 0 | 0 | 1988.6422
185 | 130.89 | 122.3878 | 123.3778 | 119.2084 | 116.4735 | 116.7327 | 135.8094 | 124.96 | 126.9238 | 185 | 1433.6121 | 1433.6121 | 1433.6121 | 1681.7373 | 1681.7373 | 1681.7373 | 1902.293 | 1902.293 | 1902.293 | 183 | 432.6733 | 0 | 0 | 150 | 0 | 0 | 750 | 1332.6733 |  | 183 | 432.6733 | 0 | 0 | 150 | 0 | 0 | 750 | 1332.6733 | 183 | 432.6733 | 0 | 0 | 150 | 0 | 0 | 750 | 1332.6733 | 183 | 455.4455 | 356.2059 | 0 | 150 | 0 | 0 | 750 | 1711.6514 | 183 | 455.4455 | 356.2059 | 0 | 150 | 0 | 0 | 750 | 1711.6514 | 183 | 455.4455 | 356.2059 | 0 | 150 | 0 | 0 | 750 | 1711.6514 | 183 | 463.0363 | 712.4117 | 0 | 150 | 0 | 0 | 750 | 0 | 0 | 2075.448 | 183 | 463.0363 | 712.4117 | 0 | 370.2 | 0 | 0 | 750 | 0 | 0 | 2295.648 | 183 | 463.0363 | 712.4117 | 0 | 150 | 0 | 0 | 750 | 0 | 0 | 2075.448
186 | 130.89 | 122.3878 | 123.3778 | 117.0907 | 116.4735 | 116.7327 | 135.8094 | 124.96 | 126.9238 | 186 | 1392.5248 | 1392.5248 | 1392.5248 | 1633.5387 | 1633.5387 | 1633.5387 | 1847.7733 | 1847.7733 | 1847.7733 | 184 | 611.3861 | 0 | 0 | 150 | 0 | 0 | 750 | 1511.3861 |  | 184 | 611.3861 | 0 | 0 | 150 | 0 | 0 | 750 | 1511.3861 | 184 | 611.3861 | 0 | 0 | 150 | 0 | 0 | 750 | 1511.3861 | 184 | 643.5644 | 391.5237 | 0 | 150 | 0 | 0 | 750 | 1935.0881 | 184 | 643.5644 | 391.5237 | 0 | 150 | 0 | 0 | 750 | 1935.0881 | 184 | 643.5644 | 391.5237 | 0 | 150 | 0 | 0 | 750 | 1935.0881 | 184 | 654.2904 | 783.0474 | 0 | 150 | 0 | 0 | 750 | 0 | 0 | 2337.3379 | 184 | 654.2904 | 783.0474 | 0 | 370.2 | 0 | 0 | 750 | 0 | 0 | 2557.5379 | 184 | 654.2904 | 783.0474 | 0 | 150 | 0 | 0 | 750 | 0 | 0 | 2337.3379
187 | 130.89 | 122.3878 | 123.3778 | 117.0907 | 116.4735 | 116.7327 | 135.8094 | 124.96 | 126.9238 | 187 | 1342.5538 | 1342.5538 | 1342.5538 | 1574.9189 | 1574.9189 | 1574.9189 | 1781.4657 | 1781.4657 | 1781.4657 | 185 | 686.6337 | 0 | 0 | 150 | 0 | 0 | 750 | 1586.6337 |  | 185 | 686.6337 | 0 | 0 | 150 | 0 | 0 | 750 | 1586.6337 | 185 | 686.6337 | 0 | 0 | 150 | 0 | 0 | 750 | 1586.6337 | 185 | 722.7723 | 416.7508 | 0 | 150 | 0 | 0 | 750 | 2039.523 | 185 | 722.7723 | 416.7508 | 0 | 150 | 0 | 0 | 750 | 2039.523 | 185 | 722.7723 | 416.7508 | 0 | 150 | 0 | 0 | 750 | 2039.523 | 185 | 734.8185 | 833.5015 | 0 | 150 | 0 | 0 | 750 | 0 | 0 | 2468.32 | 185 | 734.8185 | 833.5015 | 0 | 370.2 | 0 | 0 | 750 | 0 | 0 | 2688.52 | 185 | 734.8185 | 833.5015 | 0 | 150 | 0 | 0 | 750 | 0 | 0 | 2468.32
188 | 122.3878 | 122.3878 | 122.3878 | 116.951 | 116.4735 | 116.7327 | 133.7383 | 124.96 | 126.9238 | 188 | 1275.9259 | 1275.9259 | 1275.9259 | 1496.7592 | 1496.7592 | 1496.7592 | 1693.0555 | 1693.0555 | 1693.0555 | 186 | 780.6931 | 0 | 0 | 150 | 0 | 0 | 750 | 1680.6931 |  | 186 | 780.6931 | 0 | 0 | 150 | 0 | 0 | 750 | 1680.6931 | 186 | 780.6931 | 0 | 0 | 150 | 0 | 0 | 750 | 1680.6931 | 186 | 821.7822 | 441.9778 | 0 | 150 | 0 | 0 | 750 | 2163.76 | 186 | 821.7822 | 441.9778 | 0 | 150 | 0 | 0 | 750 | 2163.76 | 186 | 821.7822 | 441.9778 | 0 | 150 | 0 | 0 | 750 | 2163.76 | 186 | 835.4785 | 883.9556 | 0 | 150 | 0 | 0 | 750 | 0 | 0 | 2619.4341 | 186 | 835.4785 | 883.9556 | 0 | 370.2 | 0 | 0 | 750 | 0 | 0 | 2839.6341 | 186 | 835.4785 | 883.9556 | 0 | 150 | 0 | 0 | 750 | 0 | 0 | 2619.4341
189 | 113.6095 | 113.6095 | 113.6095 | 113.2835 | 113.2835 | 113.2835 | 129.3135 | 124.96 | 126.9238 | 189 | 1201.5246 | 1201.5246 | 1201.5246 | 1409.4808 | 1409.4808 | 1409.4808 | 1594.3307 | 1594.3307 | 1594.3307 | 187 | 808.9109 | 0 | 0 | 150 | 0 | 0 | 750 | 1708.9109 |  | 187 | 808.9109 | 0 | 0 | 150 | 0 | 0 | 750 | 1708.9109 | 187 | 808.9109 | 0 | 0 | 150 | 0 | 0 | 750 | 1708.9109 | 187 | 851.4851 | 454.0868 | 0 | 150 | 0 | 0 | 750 | 2205.5719 | 187 | 851.4851 | 454.0868 | 0 | 150 | 0 | 0 | 750 | 2205.5719 | 187 | 851.4851 | 454.0868 | 0 | 150 | 0 | 0 | 750 | 2205.5719 | 187 | 865.6766 | 908.1736 | 0 | 150 | 0 | 0 | 750 | 0 | 0 | 2673.8501 | 187 | 865.6766 | 908.1736 | 0 | 370.2 | 0 | 0 | 750 | 0 | 0 | 2894.0501 | 187 | 865.6766 | 908.1736 | 0 | 150 | 0 | 0 | 750 | 0 | 0 | 2673.8501
190 | 106.6185 | 106.6185 | 106.6185 | 106.4298 | 106.4298 | 106.4298 | 120.6266 | 120.6266 | 120.6266 | 190 | 1127.1234 | 1127.1234 | 1127.1234 | 1322.2024 | 1322.2024 | 1322.2024 | 1495.606 | 1495.606 | 1495.606 | 188 | 620.7921 | 0 | 0 | 150 | 0 | 0 | 750 | 1520.7921 |  | 188 | 620.7921 | 0 | 0 | 150 | 0 | 0 | 750 | 1520.7921 | 188 | 620.7921 | 0 | 0 | 150 | 0 | 0 | 750 | 1520.7921 | 188 | 653.4653 | 449.0414 | 0 | 150 | 0 | 0 | 750 | 2002.5067 | 188 | 653.4653 | 449.0414 | 0 | 150 | 0 | 0 | 750 | 2002.5067 | 188 | 653.4653 | 449.0414 | 0 | 150 | 0 | 0 | 750 | 2002.5067 | 188 | 664.3564 | 898.0827 | 0 | 150 | 0 | 0 | 750 | 0 | 0 | 2462.4392 | 188 | 664.3564 | 898.0827 | 0 | 370.2 | 0 | 0 | 750 | 0 | 0 | 2682.6392 | 188 | 664.3564 | 898.0827 | 0 | 150 | 0 | 0 | 750 | 0 | 0 | 2462.4392
191 | 100 | 100 | 100 | 105.0375 | 105.0103 | 105.0103 | 106.1533 | 106.1533 | 106.1533 | 191 | 1062.7163 | 1062.7163 | 1062.7163 | 1246.648 | 1246.648 | 1246.648 | 1410.1428 | 1410.1428 | 1410.1428 | 189 | 564.3564 | 0 | 0 | 150 | 0 | 0 | 750 | 1464.3564 |  | 189 | 564.3564 | 0 | 0 | 150 | 0 | 0 | 750 | 1464.3564 | 189 | 564.3564 | 0 | 0 | 150 | 0 | 0 | 750 | 1464.3564 | 189 | 594.0594 | 441.9778 | 0 | 150 | 0 | 0 | 750 | 1936.0372 | 189 | 594.0594 | 441.9778 | 0 | 150 | 0 | 0 | 750 | 1936.0372 | 189 | 594.0594 | 441.9778 | 0 | 150 | 0 | 0 | 750 | 1936.0372 | 189 | 603.9604 | 883.9556 | 0 | 150 | 0 | 0 | 750 | 0 | 0 | 2387.916 | 189 | 603.9604 | 883.9556 | 0 | 370.2 | 0 | 0 | 750 | 0 | 0 | 2608.116 | 189 | 603.9604 | 883.9556 | 0 | 150 | 0 | 0 | 750 | 0 | 0 | 2387.916
192 | 100 | 100 | 100 | 103.3447 | 103.3447 | 103.3447 | 105.9511 | 105.9511 | 105.9511 | 192 | 1022.7395 | 1022.7395 | 1022.7395 | 1199.7521 | 1199.7521 | 1199.7521 | 1357.0967 | 1357.0967 | 1357.0967 | 190 | 583.1683 | 0 | 0 | 150 | 0 | 0 | 750 | 1483.1683 |  | 190 | 583.1683 | 0 | 0 | 150 | 0 | 0 | 750 | 1483.1683 | 190 | 583.1683 | 0 | 0 | 150 | 0 | 0 | 750 | 1483.1683 | 190 | 613.8614 | 432.8961 | 0 | 150 | 0 | 0 | 217.1303 | 1413.8878 | 190 | 613.8614 | 432.8961 | 0 | 150 | 0 | 0 | 192.5933 | 1389.3508 | 190 | 613.8614 | 432.8961 | 0 | 150 | 0 | 0 | 192.5933 | 1389.3508 | 190 | 624.0924 | 865.7921 | 0 | 150 | 0 | 0 | 750 | 0 | 0 | 2389.8845 | 190 | 624.0924 | 865.7921 | 0 | 244.8404 | 0 | 0 | 750 | 0 | 0 | 2484.7249 | 190 | 624.0924 | 865.7921 | 0 | 150 | 0 | 0 | 750 | 0 | 0 | 2389.8845
193 | 100 | 100 | 100 | 102.4643 | 102.4643 | 102.4643 | 108.3249 | 108.3249 | 108.3249 | 193 | 1000.5302 | 1000.5302 | 1000.5302 | 1173.6989 | 1173.6989 | 1173.6989 | 1327.6266 | 1327.6266 | 1327.6266 | 191 | 649.0099 | 0 | 0 | 150 | 0 | 0 | 750 | 1549.0099 |  | 191 | 649.0099 | 0 | 0 | 150 | 0 | 0 | 750 | 1549.0099 | 191 | 649.0099 | 0 | 0 | 150 | 0 | 0 | 750 | 1549.0099 | 191 | 683.1683 | 416.7508 | 0 | 150 | 0 | 0 | 150 | 1399.9191 | 191 | 683.1683 | 416.7508 | 0 | 150 | 0 | 0 | 150 | 1399.9191 | 191 | 683.1683 | 416.7508 | 0 | 150 | 0 | 0 | 150 | 1399.9191 | 191 | 694.5545 | 833.5015 | 0 | 150 | 0 | 0 | 128.6237 | 0 | 0 | 1806.6796 | 191 | 694.5545 | 833.5015 | 0 | 66 | 0 | 0 | 128.6237 | 0 | 0 | 1722.6796 | 191 | 694.5545 | 833.5015 | 0 | 150 | 0 | 0 | 128.6237 | 0 | 0 | 1806.6796
194 | 99.3081 | 99.3081 | 99.3081 | 101.188 | 101.188 | 101.188 | 106.6826 | 106.6826 | 106.6826 | 194 | 990.536 | 990.536 | 990.536 | 1161.9749 | 1161.9749 | 1161.9749 | 1314.3651 | 1314.3651 | 1314.3651 | 192 | 677.2277 | 0 | 0 | 150 | 0 | 0 | 750 | 1577.2277 |  | 192 | 677.2277 | 0 | 0 | 150 | 0 | 0 | 750 | 1577.2277 | 192 | 677.2277 | 0 | 0 | 150 | 0 | 0 | 750 | 1577.2277 | 192 | 712.8713 | 399.5964 | 0 | 150 | 0 | 0 | 150 | 1412.4677 | 192 | 712.8713 | 399.5964 | 0 | 150 | 0 | 0 | 150 | 1412.4677 | 192 | 712.8713 | 399.5964 | 0 | 150 | 0 | 0 | 150 | 1412.4677 | 192 | 724.7525 | 799.1927 | 0 | 150 | 0 | 0 | 0 | 0 | 0 | 1673.9452 | 192 | 724.7525 | 799.1927 | 0 | 66 | 0 | 0 | 0 | 0 | 0 | 1589.9452 | 192 | 724.7525 | 799.1927 | 0 | 150 | 0 | 0 | 0 | 0 | 0 | 1673.9452
195 | 98.9859 | 98.9859 | 98.9859 | 100.3961 | 100.3961 | 100.3961 | 105.7221 | 105.7221 | 105.7221 | 195 | 991.6465 | 991.6465 | 991.6465 | 1163.2776 | 1163.2776 | 1163.2776 | 1315.8386 | 1315.8386 | 1315.8386 | 193 | 649.0099 | 0 | 0 | 150 | 0 | 0 | 750 | 1549.0099 |  | 193 | 649.0099 | 0 | 0 | 150 | 0 | 0 | 750 | 1549.0099 | 193 | 649.0099 | 0 | 0 | 150 | 0 | 0 | 750 | 1549.0099 | 193 | 683.1683 | 385.4692 | 0 | 150 | 0 | 0 | 0 | 1218.6375 | 193 | 683.1683 | 385.4692 | 0 | 150 | 0 | 0 | 0 | 1218.6375 | 193 | 683.1683 | 385.4692 | 0 | 150 | 0 | 0 | 0 | 1218.6375 | 193 | 694.5545 | 770.9384 | 0 | 150 | 0 | 0 | 150 | 0 | 0 | 1765.4929 | 193 | 694.5545 | 770.9384 | 0 | 66 | 0 | 0 | 150 | 0 | 0 | 1681.4929 | 193 | 694.5545 | 770.9384 | 0 | 150 | 0 | 0 | 150 | 0 | 0 | 1765.4929
196 | 98.9859 | 98.9859 | 98.9859 | 100 | 100 | 100 | 104.847 | 104.847 | 104.847 | 196 | 1006.0825 | 1006.0825 | 1006.0825 | 1180.2122 | 1180.2122 | 1180.2122 | 1334.9941 | 1334.9941 | 1334.9941 | 194 | 620.7921 | 0 | 0 | 150 | 0 | 0 | 583.1944 | 1353.9865 |  | 194 | 620.7921 | 0 | 0 | 150 | 0 | 0 | 583.1944 | 1353.9865 | 194 | 620.7921 | 0 | 0 | 150 | 0 | 0 | 583.1944 | 1353.9865 | 194 | 653.4653 | 377.3966 | 0 | 150 | 0 | 0 | 0 | 1180.8619 | 194 | 653.4653 | 377.3966 | 0 | 150 | 0 | 0 | 0 | 1180.8619 | 194 | 653.4653 | 377.3966 | 0 | 150 | 0 | 0 | 0 | 1180.8619 | 194 | 664.3564 | 754.7931 | 0 | 150 | 0 | 0 | 150 | 0 | 0 | 1719.1496 | 194 | 664.3564 | 754.7931 | 0 | 66 | 0 | 0 | 150 | 0 | 0 | 1635.1496 | 194 | 664.3564 | 754.7931 | 0 | 150 | 0 | 0 | 150 | 0 | 0 | 1719.1496
197 | 99.4244 | 99.4244 | 99.4244 | 100 | 100 | 100 | 104.39 | 104.39 | 104.39 | 197 | 1044.9489 | 1044.9489 | 1044.9489 | 1225.8054 | 1225.8054 | 1225.8054 | 1386.5667 | 1386.5667 | 1386.5667 | 195 | 573.7624 | 0 | 0 | 150 | 0 | 0 | 450 | 1173.7624 |  | 195 | 573.7624 | 0 | 0 | 150 | 0 | 0 | 450 | 1173.7624 | 195 | 573.7624 | 0 | 0 | 150 | 0 | 0 | 450 | 1173.7624 | 195 | 603.9604 | 375.3784 | 0 | 150 | 0 | 0 | 0 | 1129.3388 | 195 | 603.9604 | 375.3784 | 0 | 150 | 0 | 0 | 0 | 1129.3388 | 195 | 603.9604 | 375.3784 | 0 | 150 | 0 | 0 | 0 | 1129.3388 | 195 | 614.0264 | 750.7568 | 0 | 150 | 0 | 0 | 0 | 0 | 0 | 1514.7832 | 195 | 614.0264 | 750.7568 | 0 | 66 | 0 | 0 | 0 | 0 | 0 | 1430.7832 | 195 | 614.0264 | 750.7568 | 0 | 150 | 0 | 0 | 0 | 0 | 0 | 1514.7832
198 | 99.4244 | 99.4244 | 99.4244 | 102.6038 | 102.6038 | 102.6038 | 104.7397 | 104.7397 | 104.7397 | 198 | 1096.0303 | 1096.0303 | 1096.0303 | 1285.7279 | 1285.7279 | 1285.7279 | 1454.3479 | 1454.3479 | 1454.3479 | 196 | 545.5446 | 0 | 0 | 150 | 0 | 0 | 450 | 1145.5446 |  | 196 | 545.5446 | 0 | 0 | 150 | 0 | 0 | 450 | 1145.5446 | 196 | 545.5446 | 0 | 0 | 150 | 0 | 0 | 450 | 1145.5446 | 196 | 574.2574 | 380.4238 | 0 | 150 | 0 | 0 | 0 | 1104.6812 | 196 | 574.2574 | 380.4238 | 0 | 150 | 0 | 0 | 0 | 1104.6812 | 196 | 574.2574 | 380.4238 | 0 | 150 | 0 | 0 | 0 | 1104.6812 | 196 | 583.8284 | 760.8476 | 0 | 150 | 0 | 0 | 0 | 0 | 0 | 1494.676 | 196 | 583.8284 | 760.8476 | 0 | 66 | 0 | 0 | 0 | 0 | 0 | 1410.676 | 196 | 583.8284 | 760.8476 | 0 | 150 | 0 | 0 | 0 | 0 | 0 | 1494.676
199 | 100 | 100 | 100 | 102.9275 | 102.9275 | 102.9275 | 106.1533 | 106.1533 | 106.1533 | 199 | 1183.7572 | 1183.7572 | 1183.7572 | 1388.6382 | 1388.6382 | 1388.6382 | 1570.7547 | 1570.7547 | 1570.7547 | 197 | 507.9208 | 0 | 0 | 150 | 0 | 0 | 609.5259 | 1267.4467 |  | 197 | 507.9208 | 0 | 0 | 150 | 0 | 0 | 609.5259 | 1267.4467 | 197 | 507.9208 | 0 | 0 | 150 | 0 | 0 | 609.5259 | 1267.4467 | 197 | 534.6535 | 390.5146 | 0 | 150 | 0 | 0 | 0 | 1075.1681 | 197 | 534.6535 | 390.5146 | 0 | 150 | 0 | 0 | 0 | 1075.1681 | 197 | 534.6535 | 390.5146 | 0 | 150 | 0 | 0 | 0 | 1075.1681 | 197 | 543.5644 | 781.0293 | 0 | 150 | 0 | 0 | 0 | 0 | 0 | 1474.5936 | 197 | 543.5644 | 781.0293 | 0 | 66 | 0 | 0 | 0 | 0 | 0 | 1390.5936 | 197 | 543.5644 | 781.0293 | 0 | 150 | 0 | 0 | 0 | 0 | 0 | 1474.5936
200 | 99.4244 | 99.4244 | 99.4244 | 102.9275 | 102.9275 | 102.9275 | 107.0575 | 107.0575 | 107.0575 | 200 | 1224.8444 | 1224.8444 | 1224.8444 | 1436.8367 | 1436.8367 | 1436.8367 | 1625.2743 | 1625.2743 | 1625.2743 | 198 | 592.5743 | 0 | 0 | 150 | 0 | 0 | 636.34 | 1378.9142 |  | 198 | 592.5743 | 0 | 0 | 150 | 0 | 0 | 636.34 | 1378.9142 | 198 | 592.5743 | 0 | 0 | 150 | 0 | 0 | 636.34 | 1378.9142 | 198 | 623.7624 | 389.5055 | 0 | 150 | 0 | 0 | 131.5295 | 1294.7975 | 198 | 623.7624 | 389.5055 | 0 | 150 | 0 | 0 | 116.3516 | 1279.6195 | 198 | 623.7624 | 389.5055 | 0 | 150 | 0 | 0 | 112.9479 | 1276.2158 | 198 | 634.1584 | 779.0111 | 0 | 150 | 0 | 0 | 0 | 0 | 0 | 1563.1695 | 198 | 634.1584 | 779.0111 | 0 | 66 | 0 | 0 | 0 | 0 | 0 | 1479.1695 | 198 | 634.1584 | 779.0111 | 0 | 150 | 0 | 0 | 0 | 0 | 0 | 1563.1695
201 | 98.7585 | 98.7585 | 98.7585 | 102.6038 | 102.6038 | 102.6038 | 106.3975 | 106.3811 | 106.3811 | 201 | 1284.8096 | 1284.8096 | 1284.8096 | 1507.1805 | 1507.1805 | 1507.1805 | 1704.8435 | 1704.8435 | 1704.8435 | 199 | 592.5743 | 0 | 0 | 150 | 0 | 0 | 750 | 1492.5743 |  | 199 | 592.5743 | 0 | 0 | 150 | 0 | 0 | 750 | 1492.5743 | 199 | 592.5743 | 0 | 0 | 150 | 0 | 0 | 750 | 1492.5743 | 199 | 623.7624 | 377.3966 | 0 | 150 | 0 | 0 | 150 | 1301.1589 | 199 | 623.7624 | 377.3966 | 0 | 150 | 0 | 0 | 150 | 1301.1589 | 199 | 623.7624 | 377.3966 | 0 | 150 | 0 | 0 | 150 | 1301.1589 | 199 | 634.1584 | 754.7931 | 0 | 150 | 0 | 0 | 10.4391 | 0 | 0 | 1549.3906 | 199 | 634.1584 | 754.7931 | 0 | 66 | 0 | 0 | 10.4391 | 0 | 0 | 1465.3906 | 199 | 634.1584 | 754.7931 | 0 | 150 | 0 | 0 | 10.4391 | 0 | 0 | 1549.3906
202 | 97.3711 | 97.3711 | 97.3711 | 102.6038 | 102.6038 | 102.6038 | 102.9885 | 102.9885 | 102.9885 | 202 | 1303.6875 | 1303.6875 | 1303.6875 | 1529.3257 | 1529.3257 | 1529.3257 | 1729.8931 | 1729.8931 | 1729.8931 | 200 | 696.0396 | 0 | 0 | 150 | 0 | 0 | 730.9808 | 1577.0204 |  | 200 | 696.0396 | 0 | 0 | 150 | 0 | 0 | 730.9808 | 1577.0204 | 200 | 696.0396 | 0 | 0 | 150 | 0 | 0 | 730.9808 | 1577.0204 | 200 | 732.6733 | 355.1968 | 0 | 150 | 0 | 0 | 150 | 1387.87 | 200 | 732.6733 | 355.1968 | 0 | 150 | 0 | 0 | 150 | 1387.87 | 200 | 732.6733 | 355.1968 | 0 | 150 | 0 | 0 | 150 | 1387.87 | 200 | 744.8845 | 710.3935 | 0 | 150 | 0 | 0 | 150 | 0 | 0 | 1755.278 | 200 | 744.8845 | 710.3935 | 0 | 66 | 0 | 0 | 150 | 0 | 0 | 1671.278 | 200 | 744.8845 | 710.3935 | 0 | 150 | 0 | 0 | 150 | 0 | 0 | 1755.278
203 | 98.7585 | 98.7585 | 98.7585 | 104.4472 | 104.2289 | 104.2289 | 95.6985 | 95.6985 | 95.6985 | 203 | 1305.9085 | 1305.9085 | 1305.9085 | 1531.9311 | 1531.9311 | 1531.9311 | 1732.8401 | 1732.8401 | 1732.8401 | 201 | 536.1386 | 0 | 10.1718 | 150 | 0 | 0 | 450 | 1146.3104 |  | 201 | 536.1386 | 0 | 10.1718 | 150 | 0 | 0 | 450 | 1146.3104 | 201 | 536.1386 | 0 | 10.1718 | 150 | 0 | 0 | 450 | 1146.3104 | 201 | 564.3564 | 325.9334 | 10.9966 | 150 | 0 | 0 | 116.6256 | 1167.912 | 201 | 564.3564 | 325.9334 | 10.9966 | 150 | 0 | 0 | 90.1705 | 1141.4569 | 201 | 564.3564 | 325.9334 | 10.9966 | 150 | 0 | 0 | 104.1382 | 1155.4246 | 201 | 573.7624 | 651.8668 | 13.7457 | 150 | 0 | 0 | 150 | 0 | 0 | 1539.3749 | 201 | 573.7624 | 651.8668 | 13.7457 | 66 | 0 | 0 | 150 | 0 | 0 | 1455.3749 | 201 | 573.7624 | 651.8668 | 13.7457 | 150 | 0 | 0 | 150 | 0 | 0 | 1539.3749
204 | 99.4244 | 99.4244 | 99.4244 | 105.4039 | 105.4039 | 105.4039 | 96.4688 | 96.4688 | 96.4688 | 204 | 1308.1294 | 1308.1294 | 1308.1294 | 1534.5364 | 1534.5364 | 1534.5364 | 1735.7871 | 1735.7871 | 1735.7871 | 202 | 395.0495 | 0 | 20.3436 | 150 | 0 | 0 | 300 | 865.3931 |  | 202 | 395.0495 | 0 | 20.3436 | 150 | 0 | 0 | 300 | 865.3931 | 202 | 395.0495 | 0 | 20.3436 | 150 | 0 | 0 | 300 | 865.3931 | 202 | 415.8416 | 266.3976 | 21.9931 | 150 | 0 | 0 | 0 | 854.2323 | 202 | 415.8416 | 266.3976 | 21.9931 | 150 | 0 | 0 | 37.9469 | 892.1792 | 202 | 415.8416 | 266.3976 | 21.9931 | 150 | 0 | 0 | 27.3829 | 881.6152 | 202 | 422.7723 | 532.7952 | 27.4914 | 150 | 0 | 0 | 0 | 0 | 0 | 1133.0588 | 202 | 422.7723 | 532.7952 | 27.4914 | 66 | 0 | 0 | 0 | 0 | 0 | 1049.0588 | 202 | 422.7723 | 532.7952 | 27.4914 | 150 | 0 | 0 | 0 | 0 | 0 | 1133.0588
205 | 108.6725 | 108.6725 | 108.6725 | 106.4298 | 106.4298 | 106.4298 | 97.2667 | 97.2667 | 97.2667 | 205 | 1305.9085 | 1305.9085 | 1305.9085 | 1531.9311 | 1531.9311 | 1531.9311 | 1732.8401 | 1732.8401 | 1732.8401 | 203 | 357.4257 | 0 | 25.4296 | 150 | 0 | 0 | 450 | 982.8553 |  | 203 | 357.4257 | 0 | 25.4296 | 150 | 0 | 0 | 450 | 982.8553 | 203 | 357.4257 | 0 | 25.4296 | 150 | 0 | 0 | 450 | 982.8553 | 203 | 376.2376 | 219.9798 | 27.4914 | 150 | 0 | 0 | 150 | 923.7089 | 203 | 376.2376 | 219.9798 | 27.4914 | 150 | 0 | 0 | 150 | 923.7089 | 203 | 376.2376 | 219.9798 | 27.4914 | 150 | 0 | 0 | 150 | 923.7089 | 203 | 382.5083 | 439.9596 | 34.3643 | 150 | 0 | 0 | 0 | 0 | 0 | 1006.8321 | 203 | 382.5083 | 439.9596 | 34.3643 | 66 | 0 | 0 | 0 | 0 | 0 | 922.8321 | 203 | 382.5083 | 439.9596 | 34.3643 | 150 | 0 | 0 | 0 | 0 | 0 | 1006.8321
206 | 113.1065 | 113.1065 | 113.1065 | 113.2404 | 113.0221 | 113.0221 | 105.9511 | 105.9511 | 105.9511 | 206 | 1311.4608 | 1311.4608 | 1311.4608 | 1538.4444 | 1538.4444 | 1538.4444 | 1740.2076 | 1740.2076 | 1740.2076 | 204 | 300.9901 | 0 | 20.3436 | 150 | 0 | 0 | 749.1472 | 1220.481 |  | 204 | 300.9901 | 0 | 20.3436 | 150 | 0 | 0 | 749.1472 | 1220.481 | 204 | 300.9901 | 0 | 20.3436 | 150 | 0 | 0 | 749.1472 | 1220.481 | 204 | 316.8317 | 183.6529 | 21.9931 | 150 | 0 | 0 | 150 | 822.4777 | 204 | 316.8317 | 183.6529 | 21.9931 | 150 | 0 | 0 | 150 | 822.4777 | 204 | 316.8317 | 183.6529 | 21.9931 | 150 | 0 | 0 | 150 | 822.4777 | 204 | 322.1122 | 367.3058 | 27.4914 | 150 | 0 | 0 | 0 | 0 | 0 | 866.9094 | 204 | 322.1122 | 367.3058 | 27.4914 | 66 | 0 | 0 | 0 | 0 | 0 | 782.9094 | 204 | 322.1122 | 367.3058 | 27.4914 | 150 | 0 | 0 | 0 | 0 | 0 | 866.9094
207 | 115.5733 | 115.5733 | 115.5733 | 109.2348 | 109.0166 | 109.0166 | 106.903 | 106.903 | 106.903 | 207 | 1381.4202 | 1381.4202 | 1381.4202 | 1620.5121 | 1620.5121 | 1620.5121 | 1833.0383 | 1833.0383 | 1833.0383 | 205 | 357.4257 | 0 | 10.1718 | 150 | 0 | 0 | 750 | 1267.5976 |  | 205 | 357.4257 | 0 | 10.1718 | 150 | 0 | 0 | 750 | 1267.5976 | 205 | 357.4257 | 0 | 10.1718 | 150 | 0 | 0 | 750 | 1267.5976 | 205 | 376.2376 | 164.4803 | 10.9966 | 150 | 0 | 0 | 288.6832 | 990.3977 | 205 | 376.2376 | 164.4803 | 10.9966 | 150 | 0 | 0 | 264.6832 | 966.3977 | 205 | 376.2376 | 164.4803 | 10.9966 | 150 | 0 | 0 | 264.6832 | 966.3977 | 205 | 382.5083 | 328.9606 | 13.7457 | 150 | 0 | 0 | 0 | 0 | 0 | 875.2146 | 205 | 382.5083 | 328.9606 | 13.7457 | 66 | 0 | 0 | 0 | 0 | 0 | 791.2146 | 205 | 382.5083 | 328.9606 | 13.7457 | 150 | 0 | 0 | 0 | 0 | 0 | 875.2146
208 | 115.1064 | 115.1064 | 115.1064 | 107.6488 | 107.6488 | 107.6488 | 112.2205 | 112.2205 | 112.2205 | 208 | 1404.74 | 1404.74 | 1404.74 | 1647.868 | 1647.868 | 1647.868 | 1863.9819 | 1863.9819 | 1863.9819 | 206 | 291.5842 | 0 | 0 | 150 | 0 | 0 | 750 | 1191.5842 |  | 206 | 291.5842 | 0 | 0 | 150 | 0 | 0 | 750 | 1191.5842 | 206 | 291.5842 | 0 | 0 | 150 | 0 | 0 | 750 | 1191.5842 | 206 | 306.9307 | 156.4077 | 0 | 150 | 0 | 0 | 750 | 1363.3384 | 206 | 306.9307 | 156.4077 | 0 | 150 | 0 | 0 | 750 | 1363.3384 | 206 | 306.9307 | 156.4077 | 0 | 150 | 0 | 0 | 750 | 1363.3384 | 206 | 312.0462 | 312.8153 | 0 | 150 | 0 | 0 | 0 | 0 | 0 | 774.8615 | 206 | 312.0462 | 312.8153 | 0 | 66 | 0 | 0 | 0 | 0 | 0 | 690.8615 | 206 | 312.0462 | 312.8153 | 0 | 150 | 0 | 0 | 0 | 0 | 0 | 774.8615
209 | 113.1065 | 113.1065 | 113.1065 | 109.7585 | 109.7585 | 109.7585 | 123.0907 | 123.0907 | 123.0907 | 209 | 1383.6411 | 1383.6411 | 1383.6411 | 1623.1174 | 1623.1174 | 1623.1174 | 1835.9853 | 1835.9853 | 1835.9853 | 207 | 282.1782 | 0 | 0 | 150 | 0 | 0 | 750 | 1182.1782 |  | 207 | 282.1782 | 0 | 0 | 150 | 0 | 0 | 750 | 1182.1782 | 207 | 282.1782 | 0 | 0 | 150 | 0 | 0 | 750 | 1182.1782 | 207 | 297.0297 | 147.3259 | 0 | 150 | 0 | 0 | 600 | 1194.3556 | 207 | 297.0297 | 147.3259 | 0 | 150 | 0 | 0 | 600 | 1194.3556 | 207 | 297.0297 | 147.3259 | 0 | 150 | 0 | 0 | 600 | 1194.3556 | 207 | 301.9802 | 294.6519 | 0 | 150 | 0 | 0 | 150 | 0 | 0 | 896.6321 | 207 | 301.9802 | 294.6519 | 0 | 66 | 0 | 0 | 150 | 0 | 0 | 812.6321 | 207 | 301.9802 | 294.6519 | 0 | 150 | 0 | 0 | 150 | 0 | 0 | 896.6321
210 | 113.1065 | 113.1065 | 113.1065 | 109.2348 | 109.0166 | 109.0166 | 124.2126 | 124.2126 | 124.2126 | 210 | 1353.6585 | 1353.6585 | 1353.6585 | 1587.9456 | 1587.9456 | 1587.9456 | 1796.2007 | 1796.2007 | 1796.2007 | 208 | 197.5248 | 0 | 0 | 150 | 0 | 0 | 750 | 1097.5248 |  | 208 | 197.5248 | 0 | 0 | 150 | 0 | 0 | 750 | 1097.5248 | 208 | 197.5248 | 0 | 0 | 150 | 0 | 0 | 750 | 1097.5248 | 208 | 207.9208 | 129.1625 | 0 | 150 | 0 | 0 | 600 | 1087.0833 | 208 | 207.9208 | 129.1625 | 0 | 150 | 0 | 0 | 600 | 1087.0833 | 208 | 207.9208 | 129.1625 | 0 | 150 | 0 | 0 | 600 | 1087.0833 | 208 | 211.3861 | 258.3249 | 0 | 150 | 0 | 0 | 600 | 0 | 0 | 1219.7111 | 208 | 211.3861 | 258.3249 | 0 | 66 | 0 | 0 | 600 | 0 | 0 | 1135.7111 | 208 | 211.3861 | 258.3249 | 0 | 150 | 0 | 0 | 600 | 0 | 0 | 1219.7111
211 | 113.1065 | 113.1065 | 113.1065 | 107.1092 | 107.1092 | 107.1092 | 118.5364 | 118.5201 | 118.5201 | 211 | 1309.2399 | 1309.2399 | 1309.2399 | 1535.8391 | 1535.8391 | 1535.8391 | 1737.2606 | 1737.2606 | 1737.2606 | 209 | 150.495 | 0 | 0 | 150 | 0 | 0 | 750 | 1050.495 |  | 209 | 150.495 | 0 | 0 | 150 | 0 | 0 | 750 | 1050.495 | 209 | 150.495 | 0 | 0 | 150 | 0 | 0 | 750 | 1050.495 | 209 | 158.4158 | 105.9536 | 0 | 150 | 0 | 0 | 679.3694 | 1093.7388 | 209 | 158.4158 | 105.9536 | 0 | 150 | 0 | 0 | 679.3694 | 1093.7388 | 209 | 158.4158 | 105.9536 | 0 | 150 | 0 | 0 | 679.3694 | 1093.7388 | 209 | 161.0561 | 211.9072 | 0 | 150 | 0 | 0 | 750 | 0 | 0 | 1272.9633 | 209 | 161.0561 | 211.9072 | 0 | 370.2 | 0 | 0 | 750 | 0 | 0 | 1493.1633 | 209 | 161.0561 | 211.9072 | 0 | 150 | 0 | 0 | 750 | 0 | 0 | 1272.9633
212 | 124.3679 | 122.3878 | 123.3778 | 113.2835 | 113.2835 | 113.2835 | 112.2205 | 112.2205 | 112.2205 | 212 | 1257.0479 | 1257.0479 | 1257.0479 | 1474.6139 | 1474.6139 | 1474.6139 | 1668.0059 | 1668.0059 | 1668.0059 | 210 | 112.8713 | 0 | 0 | 150 | 0 | 0 | 750 | 1012.8713 |  | 210 | 112.8713 | 0 | 0 | 150 | 0 | 0 | 750 | 1012.8713 | 210 | 112.8713 | 0 | 0 | 150 | 0 | 0 | 750 | 1012.8713 | 210 | 118.8119 | 79.7175 | 0 | 150 | 0 | 0 | 600 | 948.5293 | 210 | 118.8119 | 79.7175 | 0 | 150 | 0 | 0 | 600 | 948.5293 | 210 | 118.8119 | 79.7175 | 0 | 150 | 0 | 0 | 600 | 948.5293 | 210 | 120.7921 | 159.4349 | 0 | 150 | 0 | 0 | 750 | 0 | 0 | 1180.227 | 210 | 120.7921 | 159.4349 | 0 | 370.2 | 0 | 0 | 750 | 0 | 0 | 1400.427 | 210 | 120.7921 | 159.4349 | 0 | 150 | 0 | 0 | 750 | 0 | 0 | 1180.227
213 | 121.1463 | 121.1463 | 121.1463 | 113.2835 | 113.2835 | 113.2835 | 108.4275 | 108.4275 | 108.4275 | 213 | 1191.5304 | 1191.5304 | 1191.5304 | 1397.7568 | 1397.7568 | 1397.7568 | 1581.0692 | 1581.0692 | 1581.0692 | 211 | 75.2475 | 0 | 0 | 150 | 0 | 0 | 750 | 975.2475 |  | 211 | 75.2475 | 0 | 0 | 150 | 0 | 0 | 750 | 975.2475 | 211 | 75.2475 | 0 | 0 | 150 | 0 | 0 | 750 | 975.2475 | 211 | 79.2079 | 53.4813 | 0 | 150 | 0 | 0 | 443.1603 | 725.8496 | 211 | 79.2079 | 53.4813 | 0 | 150 | 0 | 0 | 443.1603 | 725.8496 | 211 | 79.2079 | 53.4813 | 0 | 150 | 0 | 0 | 443.1603 | 725.8496 | 211 | 80.5281 | 106.9627 | 0 | 150 | 0 | 0 | 750 | 0 | 0 | 1087.4907 | 211 | 80.5281 | 106.9627 | 0 | 66 | 0 | 0 | 750 | 0 | 0 | 1003.4907 | 211 | 80.5281 | 106.9627 | 0 | 150 | 0 | 0 | 750 | 0 | 0 | 1087.4907
214 | 111.4073 | 111.4073 | 111.4073 | 107.2254 | 107.2254 | 107.2254 | 106.4577 | 106.4577 | 106.4577 | 214 | 1133.7862 | 1133.7862 | 1133.7862 | 1330.0184 | 1330.0184 | 1330.0184 | 1504.447 | 1504.447 | 1504.447 | 212 | 65.8416 | 0 | 0 | 150 | 0 | 0 | 750 | 965.8416 |  | 212 | 65.8416 | 0 | 0 | 150 | 0 | 0 | 750 | 965.8416 | 212 | 65.8416 | 0 | 0 | 150 | 0 | 0 | 750 | 965.8416 | 212 | 69.3069 | 29.2634 | 0 | 150 | 0 | 0 | 750 | 998.5703 | 212 | 69.3069 | 29.2634 | 0 | 150 | 0 | 0 | 750 | 998.5703 | 212 | 69.3069 | 29.2634 | 0 | 150 | 0 | 0 | 750 | 998.5703 | 212 | 70.462 | 58.5267 | 0 | 150 | 0 | 0 | 600 | 0 | 0 | 878.9888 | 212 | 70.462 | 58.5267 | 0 | 66 | 0 | 0 | 600 | 0 | 0 | 794.9888 | 212 | 70.462 | 58.5267 | 0 | 150 | 0 | 0 | 600 | 0 | 0 | 878.9888
215 | 99.4244 | 99.4244 | 99.4244 | 105.4039 | 105.4039 | 105.4039 | 103.8728 | 103.8728 | 103.8728 | 215 | 1080.4838 | 1080.4838 | 1080.4838 | 1267.4906 | 1267.4906 | 1267.4906 | 1433.7189 | 1433.7189 | 1433.7189 | 213 | 56.4356 | 0 | 0 | 150 | 0 | 0 | 750 | 956.4356 |  | 213 | 56.4356 | 0 | 0 | 150 | 0 | 0 | 750 | 956.4356 | 213 | 56.4356 | 0 | 0 | 150 | 0 | 0 | 750 | 956.4356 | 213 | 59.4059 | 12.109 | 0 | 150 | 0 | 0 | 750 | 971.5149 | 213 | 59.4059 | 12.109 | 0 | 150 | 0 | 0 | 750 | 971.5149 | 213 | 59.4059 | 12.109 | 0 | 150 | 0 | 0 | 750 | 971.5149 | 213 | 60.396 | 24.218 | 0 | 150 | 0 | 0 | 150 | 0 | 0 | 384.614 | 213 | 60.396 | 24.218 | 0 | 66 | 0 | 0 | 150 | 0 | 0 | 300.614 | 213 | 60.396 | 24.218 | 0 | 150 | 0 | 0 | 150 | 0 | 0 | 384.614
216 | 98.7585 | 98.7585 | 98.7585 | 100 | 100 | 100 | 100.9024 | 100.9024 | 100.9024 | 216 | 1043.8384 | 1043.8384 | 1043.8384 | 1224.5027 | 1224.5027 | 1224.5027 | 1385.0932 | 1385.0932 | 1385.0932 | 214 | 47.0297 | 0 | 0 | 150 | 0 | 0 | 750 | 947.0297 |  | 214 | 47.0297 | 0 | 0 | 150 | 0 | 0 | 750 | 947.0297 | 214 | 47.0297 | 0 | 0 | 150 | 0 | 0 | 750 | 947.0297 | 214 | 49.505 | 4.0363 | 0 | 150 | 0 | 0 | 574.5518 | 778.093 | 214 | 49.505 | 4.0363 | 0 | 150 | 0 | 0 | 574.5518 | 778.093 | 214 | 49.505 | 4.0363 | 0 | 150 | 0 | 0 | 574.5518 | 778.093 | 214 | 50.33 | 8.0727 | 0 | 150 | 0 | 0 | 150 | 0 | 0 | 358.4027 | 214 | 50.33 | 8.0727 | 0 | 66 | 0 | 0 | 150 | 0 | 0 | 274.4027 | 214 | 50.33 | 8.0727 | 0 | 150 | 0 | 0 | 150 | 0 | 0 | 358.4027
217 | 96.893 | 96.893 | 96.893 | 100 | 100 | 100 | 96.8644 | 96.8644 | 96.8644 | 217 | 1018.2977 | 1018.2977 | 1018.2977 | 1194.5415 | 1194.5415 | 1194.5415 | 1351.2027 | 1351.2027 | 1351.2027 | 215 | 47.0297 | 0 | 0 | 150 | 0 | 0 | 714.3628 | 911.3925 |  | 215 | 47.0297 | 0 | 0 | 150 | 0 | 0 | 714.3628 | 911.3925 | 215 | 47.0297 | 0 | 0 | 150 | 0 | 0 | 714.3628 | 911.3925 | 215 | 49.505 | 3.0272 | 0 | 150 | 0 | 0 | 150 | 352.5322 | 215 | 49.505 | 3.0272 | 0 | 150 | 0 | 0 | 150 | 352.5322 | 215 | 49.505 | 3.0272 | 0 | 150 | 0 | 0 | 150 | 352.5322 | 215 | 50.33 | 6.0545 | 0 | 150 | 0 | 0 | 0 | 0 | 0 | 206.3845 | 215 | 50.33 | 6.0545 | 0 | 66 | 0 | 0 | 0 | 0 | 0 | 122.3845 | 215 | 50.33 | 6.0545 | 0 | 150 | 0 | 0 | 0 | 0 | 0 | 206.3845
218 | 95.207 | 95.2065 | 95.2065 | 98.7225 | 98.7225 | 98.7225 | 94.7567 | 94.7567 | 94.7567 | 218 | 1002.7511 | 1002.7511 | 1002.7511 | 1176.3042 | 1176.3042 | 1176.3042 | 1330.5736 | 1330.5736 | 1330.5736 | 216 | 47.0297 | 0 | 0 | 150 | 0 | 0 | 450 | 647.0297 |  | 216 | 47.0297 | 0 | 0 | 150 | 0 | 0 | 450 | 647.0297 | 216 | 47.0297 | 0 | 0 | 150 | 0 | 0 | 450 | 647.0297 | 216 | 49.505 | 7.0636 | 0 | 150 | 0 | 0 | 0 | 206.5685 | 216 | 49.505 | 7.0636 | 0 | 150 | 0 | 0 | 0 | 206.5685 | 216 | 49.505 | 7.0636 | 0 | 150 | 0 | 0 | 0 | 206.5685 | 216 | 50.33 | 14.1271 | 0 | 150 | 0 | 0 | 0 | 0 | 0 | 214.4572 | 216 | 50.33 | 14.1271 | 0 | 66 | 0 | 0 | 0 | 0 | 0 | 130.4572 | 216 | 50.33 | 14.1271 | 0 | 150 | 0 | 0 | 0 | 0 | 0 | 214.4572
219 | 94.7662 | 94.7662 | 94.7662 | 97.5343 | 97.5343 | 97.5343 | 94.7567 | 94.7567 | 94.7567 | 219 | 999.4197 | 999.4197 | 999.4197 | 1172.3962 | 1172.3962 | 1172.3962 | 1326.1531 | 1326.1531 | 1326.1531 | 217 | 56.4356 | 0 | 0 | 150 | 0 | 0 | 300 | 506.4356 |  | 217 | 56.4356 | 0 | 0 | 150 | 0 | 0 | 300 | 506.4356 | 217 | 56.4356 | 0 | 0 | 150 | 0 | 0 | 300 | 506.4356 | 217 | 59.4059 | 17.1544 | 0 | 150 | 0 | 0 | 0 | 226.5603 | 217 | 59.4059 | 17.1544 | 0 | 150 | 0 | 0 | 0 | 226.5603 | 217 | 59.4059 | 17.1544 | 0 | 150 | 0 | 0 | 0 | 226.5603 | 217 | 60.396 | 34.3088 | 0 | 150 | 0 | 0 | 0 | 0 | 0 | 244.7048 | 217 | 60.396 | 34.3088 | 0 | 66 | 0 | 0 | 0 | 0 | 0 | 160.7048 | 217 | 60.396 | 34.3088 | 0 | 150 | 0 | 0 | 0 | 0 | 0 | 244.7048
220 | 94.8028 | 94.8028 | 94.8028 | 98.7225 | 98.7225 | 98.7225 | 94.7567 | 94.7567 | 94.7567 | 220 | 1010.5244 | 1010.5244 | 1010.5244 | 1185.4229 | 1185.4229 | 1185.4229 | 1340.8881 | 1340.8881 | 1340.8881 | 218 | 65.8416 | 0 | 0 | 150 | 0 | 0 | 300 | 515.8416 |  | 218 | 65.8416 | 0 | 0 | 150 | 0 | 0 | 300 | 515.8416 | 218 | 65.8416 | 0 | 0 | 150 | 0 | 0 | 300 | 515.8416 | 218 | 69.3069 | 33.2997 | 0 | 150 | 0 | 0 | 0 | 252.6066 | 218 | 69.3069 | 33.2997 | 0 | 150 | 0 | 0 | 0 | 252.6066 | 218 | 69.3069 | 33.2997 | 0 | 150 | 0 | 0 | 0 | 252.6066 | 218 | 70.462 | 66.5994 | 0 | 150 | 0 | 0 | 0 | 0 | 0 | 287.0614 | 218 | 70.462 | 66.5994 | 0 | 66 | 0 | 0 | 0 | 0 | 0 | 203.0614 | 218 | 70.462 | 66.5994 | 0 | 150 | 0 | 0 | 0 | 0 | 0 | 287.0614
221 | 94.8737 | 94.8737 | 94.8737 | 100 | 100 | 100 | 95.5937 | 95.5937 | 95.5937 | 221 | 1044.9489 | 1044.9489 | 1044.9489 | 1225.8054 | 1225.8054 | 1225.8054 | 1386.5667 | 1386.5667 | 1386.5667 | 219 | 94.0594 | 0 | 0 | 150 | 0 | 0 | 150 | 394.0594 |  | 219 | 94.0594 | 0 | 0 | 150 | 0 | 0 | 150 | 394.0594 | 219 | 94.0594 | 0 | 0 | 150 | 0 | 0 | 150 | 394.0594 | 219 | 99.0099 | 57.5177 | 0 | 150 | 0 | 0 | 0 | 306.5276 | 219 | 99.0099 | 57.5177 | 0 | 150 | 0 | 0 | 0 | 306.5276 | 219 | 99.0099 | 57.5177 | 0 | 150 | 0 | 0 | 0 | 306.5276 | 219 | 100.6601 | 115.0353 | 0 | 150 | 0 | 0 | 0 | 0 | 0 | 365.6954 | 219 | 100.6601 | 115.0353 | 0 | 66 | 0 | 0 | 0 | 0 | 0 | 281.6954 | 219 | 100.6601 | 115.0353 | 0 | 150 | 0 | 0 | 0 | 0 | 0 | 365.6954
222 | 98.9859 | 98.9859 | 98.9859 | 100 | 100 | 100 | 95.7551 | 95.7551 | 95.7551 | 222 | 1096.0303 | 1096.0303 | 1096.0303 | 1285.7279 | 1285.7279 | 1285.7279 | 1454.3479 | 1454.3479 | 1454.3479 | 220 | 150.495 | 0 | 0 | 150 | 0 | 0 | 237.5918 | 538.0868 |  | 220 | 150.495 | 0 | 0 | 150 | 0 | 0 | 237.5918 | 538.0868 | 220 | 150.495 | 0 | 0 | 150 | 0 | 0 | 237.5918 | 538.0868 | 220 | 158.4158 | 99.8991 | 0 | 150 | 0 | 0 | 0 | 408.3149 | 220 | 158.4158 | 99.8991 | 0 | 150 | 0 | 0 | 0 | 408.3149 | 220 | 158.4158 | 99.8991 | 0 | 150 | 0 | 0 | 0 | 408.3149 | 220 | 161.0561 | 199.7982 | 0 | 150 | 0 | 0 | 0 | 0 | 0 | 510.8543 | 220 | 161.0561 | 199.7982 | 0 | 66 | 0 | 0 | 0 | 0 | 0 | 426.8543 | 220 | 161.0561 | 199.7982 | 0 | 150 | 0 | 0 | 0 | 0 | 0 | 510.8543
223 | 99.3081 | 99.3081 | 99.3081 | 104.9397 | 104.9397 | 104.9397 | 96.0546 | 96.0546 | 96.0546 | 223 | 1153.7746 | 1153.7746 | 1153.7746 | 1353.4663 | 1353.4663 | 1353.4663 | 1530.9701 | 1530.9701 | 1530.9701 | 221 | 244.5545 | 0 | 0 | 150 | 0 | 0 | 300 | 694.5545 |  | 221 | 244.5545 | 0 | 0 | 150 | 0 | 0 | 300 | 694.5545 | 221 | 244.5545 | 0 | 0 | 150 | 0 | 0 | 300 | 694.5545 | 221 | 257.4257 | 180.6256 | 0 | 150 | 0 | 0 | 0 | 588.0514 | 221 | 257.4257 | 180.6256 | 0 | 150 | 0 | 0 | 0 | 588.0514 | 221 | 257.4257 | 180.6256 | 0 | 150 | 0 | 0 | 0 | 588.0514 | 221 | 261.7162 | 361.2513 | 0 | 150 | 0 | 0 | 0 | 0 | 0 | 772.9674 | 221 | 261.7162 | 361.2513 | 0 | 66 | 0 | 0 | 0 | 0 | 0 | 688.9674 | 221 | 261.7162 | 361.2513 | 0 | 150 | 0 | 0 | 0 | 0 | 0 | 772.9674
224 | 98.9859 | 98.9859 | 98.9859 | 100 | 100 | 100 | 95.6985 | 95.6985 | 95.6985 | 224 | 1202.6351 | 1202.6351 | 1202.6351 | 1410.7835 | 1410.7835 | 1410.7835 | 1595.8042 | 1595.8042 | 1595.8042 | 222 | 300.9901 | 0 | 0 | 150 | 0 | 0 | 450 | 900.9901 |  | 222 | 300.9901 | 0 | 0 | 150 | 0 | 0 | 450 | 900.9901 | 222 | 300.9901 | 0 | 0 | 150 | 0 | 0 | 450 | 900.9901 | 222 | 316.8317 | 304.7427 | 0 | 150 | 0 | 0 | 0 | 771.5744 | 222 | 316.8317 | 304.7427 | 0 | 150 | 0 | 0 | 0 | 771.5744 | 222 | 316.8317 | 304.7427 | 0 | 150 | 0 | 0 | 0 | 771.5744 | 222 | 322.1122 | 609.4854 | 0 | 150 | 0 | 0 | 0 | 0 | 0 | 1081.5976 | 222 | 322.1122 | 609.4854 | 0 | 66 | 0 | 0 | 0 | 0 | 0 | 997.5976 | 222 | 322.1122 | 609.4854 | 0 | 150 | 0 | 0 | 0 | 0 | 0 | 1081.5976
225 | 98.6288 | 98.6288 | 98.6288 | 98.7225 | 98.7225 | 98.7225 | 29.4762 | 29.4762 | 29.4762 | 225 | 1264.8212 | 1264.8212 | 1264.8212 | 1483.7326 | 1483.7326 | 1483.7326 | 1678.3204 | 1678.3204 | 1678.3204 | 223 | 442.0792 | 0 | 0 | 150 | 0 | 0 | 545.6954 | 1137.7746 |  | 223 | 442.0792 | 0 | 0 | 150 | 0 | 0 | 545.6954 | 1137.7746 | 223 | 442.0792 | 0 | 0 | 150 | 0 | 0 | 545.6954 | 1137.7746 | 223 | 465.3465 | 441.9778 | 0 | 150 | 0 | 0 | 150 | 1207.3243 | 223 | 465.3465 | 441.9778 | 0 | 150 | 0 | 0 | 150 | 1207.3243 | 223 | 465.3465 | 441.9778 | 0 | 150 | 0 | 0 | 150 | 1207.3243 | 223 | 473.1023 | 883.9556 | 0 | 150 | 0 | 0 | 0 | 0 | 0 | 1507.0579 | 223 | 473.1023 | 883.9556 | 0 | 66 | 0 | 0 | 0 | 0 | 0 | 1423.0579 | 223 | 473.1023 | 883.9556 | 0 | 150 | 0 | 0 | 0 | 0 | 0 | 1507.0579
226 | 98.409 | 98.409 | 98.409 | 94.6254 | 94.6254 | 94.6254 | 28.8088 | 28.8088 | 28.8088 | 226 | 1285.9201 | 1285.9201 | 1285.9201 | 1508.4831 | 1508.4831 | 1508.4831 | 1706.317 | 1706.317 | 1706.317 | 224 | 564.3564 | 0 | 0 | 150 | 0 | 0 | 450 | 1164.3564 |  | 224 | 564.3564 | 0 | 0 | 150 | 0 | 0 | 450 | 1164.3564 | 224 | 564.3564 | 0 | 0 | 150 | 0 | 0 | 450 | 1164.3564 | 224 | 594.0594 | 557.0131 | 0 | 150 | 0 | 0 | 0 | 1301.0725 | 224 | 594.0594 | 557.0131 | 0 | 150 | 0 | 0 | 0 | 1301.0725 | 224 | 594.0594 | 557.0131 | 0 | 150 | 0 | 0 | 0 | 1301.0725 | 224 | 603.9604 | 1114.0262 | 0 | 150 | 0 | 0 | 0 | 0 | 0 | 1867.9866 | 224 | 603.9604 | 1114.0262 | 0 | 66 | 0 | 0 | 0 | 0 | 0 | 1783.9866 | 224 | 603.9604 | 1114.0262 | 0 | 150 | 0 | 0 | 0 | 0 | 0 | 1867.9866
227 | 94.8028 | 94.8028 | 94.8028 | 94.5265 | 94.5265 | 94.5265 | 25.1317 | 23.2509 | 23.2509 | 227 | 1283.6991 | 1283.6991 | 1283.6991 | 1505.8778 | 1505.8778 | 1505.8778 | 1712.6756 | 1712.6756 | 1712.6756 | 225 | 752.4752 | 0 | 5.0859 | 150 | 0 | 0 | 301.2389 | 1208.8001 |  | 225 | 752.4752 | 0 | 5.0859 | 150 | 0 | 0 | 301.2389 | 1208.8001 | 225 | 752.4752 | 0 | 5.0859 | 150 | 0 | 0 | 301.2389 | 1208.8001 | 225 | 792.0792 | 628.6579 | 5.4983 | 150 | 0 | 0 | 0 | 1576.2354 | 225 | 792.0792 | 628.6579 | 5.4983 | 150 | 0 | 0 | 0 | 1576.2354 | 225 | 792.0792 | 628.6579 | 5.4983 | 150 | 0 | 0 | 0 | 1576.2354 | 225 | 805.2805 | 1257.3158 | 6.8729 | 0 | 0 | 0 | 0 | 0 | 0 | 2069.4692 | 225 | 805.2805 | 1257.3158 | 6.8729 | 17 | 0 | 0 | 0 | 0 | 0 | 2086.4692 | 225 | 805.2805 | 1257.3158 | 6.8729 | 0 | 0 | 0 | 0 | 0 | 0 | 2069.4692
228 | 96.3165 | 96.3165 | 96.3165 | 93.8365 | 93.8365 | 93.8365 | 28.8088 | 28.8088 | 28.8088 | 228 | 1283.6991 | 1283.6991 | 1283.6991 | 1505.8778 | 1505.8778 | 1505.8778 | 1703.37 | 1703.37 | 1703.37 | 226 | 761.8812 | 0 | 5.0859 | 150 | 0 | 0 | 300 | 1216.9671 |  | 226 | 761.8812 | 0 | 5.0859 | 150 | 0 | 0 | 300 | 1216.9671 | 226 | 761.8812 | 0 | 5.0859 | 150 | 0 | 0 | 300 | 1216.9671 | 226 | 801.9802 | 645.8123 | 5.4983 | 150 | 0 | 0 | 0 | 1603.2908 | 226 | 801.9802 | 645.8123 | 5.4983 | 150 | 0 | 0 | 0 | 1603.2908 | 226 | 801.9802 | 645.8123 | 5.4983 | 150 | 0 | 0 | 0 | 1603.2908 | 226 | 815.3465 | 1291.6246 | 6.8729 | 0 | 0 | 0 | 0 | 0 | 0 | 2113.844 | 226 | 815.3465 | 1291.6246 | 6.8729 | 17 | 0 | 0 | 0 | 0 | 0 | 2130.844 | 226 | 815.3465 | 1291.6246 | 6.8729 | 0 | 0 | 0 | 0 | 0 | 0 | 2113.844
229 | 96.1945 | 96.1945 | 96.1945 | 93.8365 | 93.8365 | 93.8365 | 25.1317 | 23.2509 | 23.2509 | 229 | 1281.4782 | 1281.4782 | 1281.4782 | 1503.2725 | 1503.2725 | 1503.2725 | 1704.0823 | 1704.0823 | 1704.0823 | 227 | 818.3168 | 0 | 10.1718 | 150 | 0 | 0 | 289.2105 | 1267.6991 |  | 227 | 818.3168 | 0 | 10.1718 | 150 | 0 | 0 | 289.2105 | 1267.6991 | 227 | 818.3168 | 0 | 10.1718 | 150 | 0 | 0 | 289.2105 | 1267.6991 | 227 | 861.3861 | 652.8759 | 10.9966 | 150 | 0 | 0 | 0 | 1675.2586 | 227 | 861.3861 | 652.8759 | 10.9966 | 150 | 0 | 0 | 0 | 1675.2586 | 227 | 861.3861 | 652.8759 | 10.9966 | 150 | 0 | 0 | 0 | 1675.2586 | 227 | 875.7426 | 1305.7518 | 13.7457 | 0 | 0 | 0 | 0 | 0 | 0 | 2195.24 | 227 | 875.7426 | 1305.7518 | 13.7457 | 17 | 0 | 0 | 0 | 0 | 0 | 2212.24 | 227 | 875.7426 | 1305.7518 | 13.7457 | 0 | 0 | 0 | 0 | 0 | 0 | 2195.24
230 | 90.7143 | 90.7143 | 90.7143 | 93.4452 | 93.4452 | 93.4452 | 25.1317 | 23.2509 | 23.2509 | 230 | 1300.3561 | 1300.3561 | 1300.3561 | 1525.4178 | 1525.4178 | 1525.4178 | 1846.3302 | 1846.3302 | 1846.3302 | 228 | 714.8515 | 0 | 5.0859 | 150 | 0 | 0 | 300 | 1169.9374 |  | 228 | 714.8515 | 0 | 5.0859 | 150 | 0 | 0 | 300 | 1169.9374 | 228 | 714.8515 | 0 | 5.0859 | 150 | 0 | 0 | 300 | 1169.9374 | 228 | 752.4752 | 680.1211 | 5.4983 | 150 | 0 | 0 | 0 | 1588.0946 | 228 | 752.4752 | 680.1211 | 5.4983 | 150 | 0 | 0 | 0 | 1588.0946 | 228 | 752.4752 | 680.1211 | 5.4983 | 150 | 0 | 0 | 0 | 1588.0946 | 228 | 765.0165 | 1360.2422 | 6.8729 | 0 | 0 | 0 | 0 | 0 | 0 | 2132.1315 | 228 | 765.0165 | 1360.2422 | 6.8729 | 17 | 0 | 0 | 0 | 0 | 0 | 2149.1315 | 228 | 765.0165 | 1360.2422 | 6.8729 | 0 | 0 | 0 | 0 | 0 | 0 | 2132.1315
231 | 87.1946 | 87.1946 | 87.1946 | 90.7143 | 90.7143 | 90.7143 | 25.1317 | 23.2509 | 23.2509 | 231 | 1363.6527 | 1363.6527 | 1363.6527 | 1599.6695 | 1599.6695 | 1599.6695 | 2073.9361 | 2073.9361 | 2073.9361 | 229 | 705.4455 | 0 | 5.0859 | 150 | 0 | 0 | 300 | 1160.5315 |  | 229 | 705.4455 | 0 | 5.0859 | 150 | 0 | 0 | 300 | 1160.5315 | 229 | 705.4455 | 0 | 5.0859 | 150 | 0 | 0 | 300 | 1160.5315 | 229 | 742.5743 | 712.4117 | 5.4983 | 150 | 0 | 0 | 0 | 1610.4842 | 229 | 742.5743 | 712.4117 | 5.4983 | 150 | 0 | 0 | 0 | 1610.4842 | 229 | 742.5743 | 712.4117 | 5.4983 | 150 | 0 | 0 | 0 | 1610.4842 | 229 | 754.9505 | 1424.8234 | 6.8729 | 0 | 0 | 0 | 0 | 0 | 0 | 2186.6468 | 229 | 754.9505 | 1424.8234 | 6.8729 | 17 | 0 | 0 | 0 | 0 | 0 | 2203.6468 | 229 | 754.9505 | 1424.8234 | 6.8729 | 0 | 0 | 0 | 0 | 0 | 0 | 2186.6468
232 | 90.7143 | 90.7143 | 90.7143 | 54.4735 | 52.2985 | 52.5988 | 0.10514 | 3.0198 | 3.0198 | 232 | 1384.7516 | 1384.7516 | 1384.7516 | 1773.6276 | 1773.6276 | 1773.6276 | 2362.573 | 2362.573 | 2362.573 | 230 | 790.099 | 0 | 0 | 131.3961 | 0 | 0 | 150 | 1071.4951 |  | 230 | 790.099 | 0 | 0 | 131.3961 | 0 | 0 | 150 | 1071.4951 | 230 | 790.099 | 0 | 0 | 131.3961 | 0 | 0 | 150 | 1071.4951 | 230 | 831.6832 | 741.6751 | 0 | 150 | 0 | 0 | 0 | 1723.3582 | 230 | 831.6832 | 741.6751 | 0 | 150 | 0 | 0 | 0 | 1723.3582 | 230 | 831.6832 | 741.6751 | 0 | 150 | 0 | 0 | 0 | 1723.3582 | 230 | 845.5446 | 1483.3502 | 0 | 0 | 0 | 0 | 0 | 0 | 0 | 2328.8947 | 230 | 845.5446 | 1483.3502 | 0 | 17 | 0 | 0 | 0 | 0 | 0 | 2345.8947 | 230 | 845.5446 | 1483.3502 | 0 | 0 | 0 | 0 | 0 | 0 | 0 | 2328.8947
233 | 84.704 | 84.5534 | 84.5534 | 54.4735 | 52.2985 | 52.5988 | 0.10514 | 3.0198 | 3.0198 | 233 | 1407.5842 | 1407.5842 | 1407.5842 | 1833.2233 | 1833.2233 | 1833.2233 | 2334.5764 | 2334.5764 | 2334.5764 | 231 | 959.4059 | 0 | 0 | 0 | 0 | 0 | 150 | 1109.4059 |  | 231 | 959.4059 | 0 | 0 | 0 | 0 | 0 | 150 | 1109.4059 | 231 | 959.4059 | 0 | 0 | 0 | 0 | 0 | 150 | 1109.4059 | 231 | 1009.901 | 764.884 | 0 | 108.8846 | 0 | 0 | 0 | 1883.6695 | 231 | 1009.901 | 764.884 | 0 | 108.8846 | 0 | 0 | 0 | 1883.6695 | 231 | 1009.901 | 764.884 | 0 | 108.8846 | 0 | 0 | 0 | 1883.6695 | 231 | 1026.7327 | 1529.7679 | 0 | 0 | 0 | 0 | 0 | 0 | 0 | 2556.5006 | 231 | 1026.7327 | 1529.7679 | 0 | 17 | 0 | 0 | 0 | 0 | 0 | 2573.5006 | 231 | 1026.7327 | 1529.7679 | 0 | 0 | 0 | 0 | 0 | 0 | 0 | 2556.5006
234 | 84.704 | 84.5534 | 84.5534 | 36.2554 | 36.2554 | 36.2554 | 0.10514 | 3.0198 | 3.0198 | 234 | 1614.5149 | 1614.5149 | 1614.5149 | 2023.5183 | 2023.5183 | 2023.5183 | 2288.8978 | 2288.8978 | 2288.8978 | 232 | 1194.5545 | 0 | 0 | 24.1971 | 0 | 0 | 150 | 1368.7516 |  | 232 | 1194.5545 | 0 | 0 | 24.1971 | 0 | 0 | 150 | 1368.7516 | 232 | 1194.5545 | 0 | 0 | 24.1971 | 0 | 0 | 150 | 1368.7516 | 232 | 1257.4257 | 800.2018 | 0 | 0 | 0 | 0 | 0 | 2057.6276 | 232 | 1257.4257 | 800.2018 | 0 | 0 | 0 | 0 | 0 | 2057.6276 | 232 | 1257.4257 | 800.2018 | 0 | 0 | 0 | 0 | 0 | 2057.6276 | 232 | 1278.3828 | 1600.4036 | 0 | 0 | 0 | 0 | 0 | 0 | 0 | 2878.7865 | 232 | 1278.3828 | 1600.4036 | 0 | 17 | 0 | 0 | 0 | 0 | 0 | 2895.7865 | 232 | 1278.3828 | 1600.4036 | 0 | 0 | 0 | 0 | 0 | 0 | 0 | 2878.7865
235 | 74.1528 | 74.1528 | 74.1528 | 18.6145 | 21.7964 | 21.7964 | 0.10514 | 0.29885 | 0.10514 | 235 | 1680.5478 | 1680.5478 | 1680.5478 | 1971.4118 | 1971.4118 | 1971.4118 | 2229.9577 | 2229.9577 | 2229.9577 | 233 | 1241.5842 | 0 | 0 | 0 | 0 | 0 | 150 | 1391.5842 |  | 233 | 1241.5842 | 0 | 0 | 0 | 0 | 0 | 150 | 1391.5842 | 233 | 1241.5842 | 0 | 0 | 0 | 0 | 0 | 150 | 1391.5842 | 233 | 1306.9307 | 810.2926 | 0 | 0 | 0 | 0 | 0 | 2117.2233 | 233 | 1306.9307 | 810.2926 | 0 | 0 | 0 | 0 | 0 | 2117.2233 | 233 | 1306.9307 | 810.2926 | 0 | 0 | 0 | 0 | 0 | 2117.2233 | 233 | 1328.7129 | 1620.5853 | 0 | 0 | 0 | 0 | 0 | 0 | 0 | 2949.2981 | 233 | 1328.7129 | 1620.5853 | 0 | 17 | 0 | 0 | 0 | 0 | 0 | 2966.2981 | 233 | 1328.7129 | 1620.5853 | 0 | 0 | 0 | 0 | 0 | 0 | 0 | 2949.2981
236 | 22.3899 | 57.9158 | 57.9158 | 18.6145 | 21.7964 | 21.7964 | 0.10514 | 0.29885 | 0.01 | 236 | 1617.2512 | 1617.2512 | 1617.2512 | 1897.1601 | 1897.1601 | 1897.1601 | 2145.968 | 2145.968 | 2145.968 | 234 | 1448.5149 | 0 | 0 | 0 | 0 | 0 | 150 | 1598.5149 |  | 234 | 1448.5149 | 0 | 0 | 0 | 0 | 0 | 150 | 1598.5149 | 234 | 1448.5149 | 0 | 0 | 0 | 0 | 0 | 150 | 1598.5149 | 234 | 1524.7525 | 813.3199 | 0 | 0 | 0 | 0 | 0 | 2338.0724 | 234 | 1524.7525 | 813.3199 | 0 | 0 | 0 | 0 | 0 | 2338.0724 | 234 | 1524.7525 | 813.3199 | 0 | 0 | 0 | 0 | 0 | 2338.0724 | 234 | 1550.165 | 1626.6398 | 0 | 0 | 0 | 0 | 0 | 0 | 0 | 3176.8048 | 234 | 1550.165 | 1626.6398 | 0 | 17 | 0 | 0 | 0 | 0 | 0 | 3193.8048 | 234 | 1550.165 | 1626.6398 | 0 | 0 | 0 | 0 | 0 | 0 | 0 | 3176.8048
237 | 22.3899 | 57.9158 | 57.9158 | 18.6145 | 21.7964 | 21.7964 | 0.10514 | 0.29885 | 0.10514 | 237 | 1539.5186 | 1539.5186 | 1539.5186 | 1805.9737 | 1805.9737 | 1805.9737 | 2042.8227 | 2042.8227 | 2042.8227 | 235 | 1599.0099 | 0 | 0 | 0 | 0 | 0 | 65.5379 | 1664.5478 |  | 235 | 1599.0099 | 0 | 0 | 0 | 0 | 0 | 65.5379 | 1664.5478 | 235 | 1599.0099 | 0 | 0 | 0 | 0 | 0 | 65.5379 | 1664.5478 | 235 | 1683.1683 | 817.3562 | 0 | 0 | 0 | 0 | 0 | 2500.5245 | 235 | 1683.1683 | 817.3562 | 0 | 0 | 0 | 0 | 0 | 2500.5245 | 235 | 1683.1683 | 817.3562 | 0 | 0 | 0 | 0 | 0 | 2500.5245 | 235 | 1711.2211 | 1634.7124 | 0 | 0 | 0 | 0 | 0 | 0 | 0 | 3345.9335 | 235 | 1711.2211 | 1634.7124 | 0 | 17 | 0 | 0 | 0 | 0 | 0 | 3362.9335 | 235 | 1711.2211 | 1634.7124 | 0 | 0 | 0 | 0 | 0 | 0 | 0 | 3345.9335
238 | 22.3899 | 57.9158 | 57.9158 | 18.6145 | 18.6145 | 18.6145 | 0.10514 | 1.1209 | 1.1209 | 238 | 1461.7859 | 1461.7859 | 1461.7859 | 1714.7873 | 1714.7873 | 1714.7873 | 1939.6775 | 1939.6775 | 1939.6775 | 236 | 1711.8812 | 0 | 0 | 0 | 0 | 0 | 0 | 1711.8812 |  | 236 | 1711.8812 | 0 | 0 | 0 | 0 | 0 | 0 | 1711.8812 | 236 | 1711.8812 | 0 | 0 | 0 | 0 | 0 | 0 | 1711.8812 | 236 | 1801.9802 | 821.3925 | 0 | 0 | 0 | 0 | 0 | 2623.3727 | 236 | 1801.9802 | 821.3925 | 0 | 0 | 0 | 0 | 0 | 2623.3727 | 236 | 1801.9802 | 821.3925 | 0 | 0 | 0 | 0 | 0 | 2623.3727 | 236 | 1832.0132 | 1642.7851 | 0 | 0 | 0 | 0 | 0 | 0 | 0 | 3474.7983 | 236 | 1832.0132 | 1642.7851 | 0 | 17 | 0 | 0 | 0 | 0 | 0 | 3491.7983 | 236 | 1832.0132 | 1642.7851 | 0 | 0 | 0 | 0 | 0 | 0 | 0 | 3474.7983
239 | 22.3899 | 57.9158 | 57.9158 | 18.6145 | 18.6145 | 18.6145 | 0.10514 | 1.4071 | 1.4071 | 239 | 1409.594 | 1409.594 | 1409.594 | 1653.5622 | 1653.5622 | 1653.5622 | 1870.4228 | 1870.4228 | 1870.4228 | 237 | 1768.3168 | 0 | 0 | 0 | 0 | 0 | 0 | 1768.3168 |  | 237 | 1768.3168 | 0 | 0 | 0 | 0 | 0 | 0 | 1768.3168 | 237 | 1768.3168 | 0 | 0 | 0 | 0 | 0 | 0 | 1768.3168 | 237 | 1861.3861 | 823.4107 | 0 | 0 | 0 | 0 | 0 | 2684.7968 | 237 | 1861.3861 | 823.4107 | 0 | 0 | 0 | 0 | 0 | 2684.7968 | 237 | 1861.3861 | 823.4107 | 0 | 0 | 0 | 0 | 0 | 2684.7968 | 237 | 1892.4092 | 1646.8214 | 0 | 0 | 0 | 0 | 0 | 0 | 0 | 3539.2306 | 237 | 1892.4092 | 1646.8214 | 0 | 17 | 0 | 0 | 0 | 0 | 0 | 3556.2306 | 237 | 1892.4092 | 1646.8214 | 0 | 0 | 0 | 0 | 0 | 0 | 0 | 3539.2306
240 | 22.3899 | 55.4405 | 55.4405 | 18.6145 | 18.6145 | 18.6145 | 0.10514 | 1.1209 | 1.1209 | 240 | 1375.1695 | 1375.1695 | 1375.1695 | 1613.1797 | 1613.1797 | 1613.1797 | 1824.7442 | 1824.7442 | 1824.7442 | 238 | 1843.5644 | 0 | 0 | 0 | 0 | 0 | 0 | 1843.5644 |  | 238 | 1843.5644 | 0 | 0 | 0 | 0 | 0 | 0 | 1843.5644 | 238 | 1843.5644 | 0 | 0 | 0 | 0 | 0 | 0 | 1843.5644 | 238 | 1940.5941 | 820.3835 | 0 | 0 | 0 | 0 | 0 | 2760.9775 | 238 | 1940.5941 | 820.3835 | 0 | 0 | 0 | 0 | 0 | 2760.9775 | 238 | 1940.5941 | 820.3835 | 0 | 0 | 0 | 0 | 0 | 2760.9775 | 238 | 1972.9373 | 1640.7669 | 0 | 0 | 0 | 0 | 0 | 0 | 0 | 3613.7042 | 238 | 1972.9373 | 1640.7669 | 0 | 17 | 0 | 0 | 0 | 0 | 0 | 3630.7042 | 238 | 1972.9373 | 1640.7669 | 0 | 0 | 0 | 0 | 0 | 0 | 0 | 3613.7042
241 | 22.3899 | 55.4405 | 55.4405 | 18.6145 | 18.6145 | 18.6145 | 0.10514 | 0.29885 | 0.29885 | 241 | 1354.0707 | 1354.0707 | 1354.0707 | 1588.4291 | 1588.4291 | 1588.4291 | 1796.7476 | 1796.7476 | 1796.7476 | 239 | 1881.1881 | 0 | 0 | 0 | 0 | 0 | 0 | 1881.1881 |  | 239 | 1881.1881 | 0 | 0 | 0 | 0 | 0 | 0 | 1881.1881 | 239 | 1881.1881 | 0 | 0 | 0 | 0 | 0 | 0 | 1881.1881 | 239 | 1980.198 | 819.3744 | 0 | 0 | 0 | 0 | 0 | 2799.5724 | 239 | 1980.198 | 819.3744 | 0 | 0 | 0 | 0 | 0 | 2799.5724 | 239 | 1980.198 | 819.3744 | 0 | 0 | 0 | 0 | 0 | 2799.5724 | 239 | 2013.2013 | 1638.7487 | 0 | 0 | 0 | 0 | 0 | 0 | 0 | 3651.9501 | 239 | 2013.2013 | 1638.7487 | 0 | 17 | 0 | 0 | 0 | 0 | 0 | 3668.9501 | 239 | 2013.2013 | 1638.7487 | 0 | 0 | 0 | 0 | 0 | 0 | 0 | 3651.9501
242 | 22.3899 | 57.9158 | 57.9158 | 18.6145 | 18.6145 | 18.6145 | 0.10514 | 1.4071 | 1.4071 | 242 | 1346.2974 | 1346.2974 | 1346.2974 | 1579.3104 | 1579.3104 | 1579.3104 | 1786.4331 | 1786.4331 | 1786.4331 | 240 | 1918.8119 | 0 | 0 | 0 | 0 | 0 | 0 | 1918.8119 |  | 240 | 1918.8119 | 0 | 0 | 0 | 0 | 0 | 0 | 1918.8119 | 240 | 1918.8119 | 0 | 0 | 0 | 0 | 0 | 0 | 1918.8119 | 240 | 2019.802 | 778.002 | 0 | 0 | 0 | 0 | 0 | 2797.804 | 240 | 2019.802 | 778.002 | 0 | 0 | 0 | 0 | 0 | 2797.804 | 240 | 2019.802 | 778.002 | 0 | 0 | 0 | 0 | 0 | 2797.804 | 240 | 2053.4653 | 1556.004 | 0 | 0 | 0 | 0 | 0 | 0 | 0 | 3609.4694 | 240 | 2053.4653 | 1556.004 | 0 | 17 | 0 | 0 | 0 | 0 | 0 | 3626.4694 | 240 | 2053.4653 | 1556.004 | 0 | 0 | 0 | 0 | 0 | 0 | 0 | 3609.4694
243 | 22.8974 | 56.9791 | 56.9791 | 18.6145 | 18.6145 | 18.6145 | 1.4071 | 2.3567 | 2.3567 | 243 | 1358.5125 | 1358.5125 | 1358.5125 | 1593.6397 | 1593.6397 | 1593.6397 | 1802.6416 | 1802.6416 | 1802.6416 | 241 | 1843.5644 | 0 | 0 | 0 | 0 | 0 | 0 | 1843.5644 |  | 241 | 1843.5644 | 0 | 0 | 0 | 0 | 0 | 0 | 1843.5644 | 241 | 1843.5644 | 0 | 0 | 0 | 0 | 0 | 0 | 1843.5644 | 241 | 1940.5941 | 724.5207 | 0 | 0 | 0 | 0 | 0 | 2665.1147 | 241 | 1940.5941 | 724.5207 | 0 | 0 | 0 | 0 | 0 | 2665.1147 | 241 | 1940.5941 | 724.5207 | 0 | 0 | 0 | 0 | 0 | 2665.1147 | 241 | 1972.9373 | 1449.0414 | 0 | 0 | 0 | 0 | 0 | 0 | 0 | 3421.9787 | 241 | 1972.9373 | 1449.0414 | 0 | 17 | 0 | 0 | 0 | 0 | 0 | 3438.9787 | 241 | 1972.9373 | 1449.0414 | 0 | 0 | 0 | 0 | 0 | 0 | 0 | 3421.9787
244 | 55.7021 | 56.9791 | 56.9791 | 18.6145 | 20.9838 | 20.9838 | 2.3567 | 3.0198 | 3.0198 | 244 | 1406.2626 | 1406.2626 | 1406.2626 | 1649.6542 | 1649.6542 | 1649.6542 | 1866.0023 | 1866.0023 | 1866.0023 | 242 | 1768.3168 | 0 | 0 | 0 | 0 | 0 | 0 | 1768.3168 |  | 242 | 1768.3168 | 0 | 0 | 0 | 0 | 0 | 0 | 1768.3168 | 242 | 1768.3168 | 0 | 0 | 0 | 0 | 0 | 0 | 1768.3168 | 242 | 1861.3861 | 651.8668 | 0 | 0 | 0 | 0 | 0 | 2513.2529 | 242 | 1861.3861 | 651.8668 | 0 | 0 | 0 | 0 | 0 | 2513.2529 | 242 | 1861.3861 | 651.8668 | 0 | 0 | 0 | 0 | 0 | 2513.2529 | 242 | 1892.4092 | 1303.7336 | 0 | 0 | 0 | 0 | 0 | 0 | 0 | 3196.1428 | 242 | 1892.4092 | 1303.7336 | 0 | 17 | 0 | 0 | 0 | 0 | 0 | 3213.1428 | 242 | 1892.4092 | 1303.7336 | 0 | 0 | 0 | 0 | 0 | 0 | 0 | 3196.1428
245 | 63.9401 | 63.9401 | 63.9401 | 21.7964 | 21.7964 | 21.7964 | 11.0553 | 11.0553 | 11.0553 | 245 | 1548.4023 | 1548.4023 | 1548.4023 | 1816.395 | 1816.395 | 1816.395 | 2054.6107 | 2054.6107 | 2054.6107 | 243 | 1514.3564 | 0 | 0 | 0 | 0 | 0 | 0 | 1514.3564 |  | 243 | 1514.3564 | 0 | 0 | 0 | 0 | 0 | 0 | 1514.3564 | 243 | 1514.3564 | 0 | 0 | 0 | 0 | 0 | 0 | 1514.3564 | 243 | 1594.0594 | 566.0949 | 0 | 0 | 0 | 0 | 0 | 2160.1543 | 243 | 1594.0594 | 566.0949 | 0 | 0 | 0 | 0 | 0 | 2160.1543 | 243 | 1594.0594 | 566.0949 | 0 | 0 | 0 | 0 | 0 | 2160.1543 | 243 | 1620.6271 | 1132.1897 | 0 | 0 | 0 | 0 | 0 | 0 | 0 | 2752.8168 | 243 | 1620.6271 | 1132.1897 | 0 | 17 | 0 | 0 | 0 | 0 | 0 | 2769.8168 | 243 | 1620.6271 | 1132.1897 | 0 | 0 | 0 | 0 | 0 | 0 | 0 | 2752.8168
246 | 83.6259 | 83.6259 | 83.6259 | 30.6411 | 30.6411 | 30.6411 | 14.9898 | 14.9898 | 14.9898 | 246 | 1719.4141 | 1719.4141 | 1719.4141 | 2017.005 | 2017.005 | 2017.005 | 2281.5303 | 2281.5303 | 2281.5303 | 244 | 1307.4257 | 0 | 0 | 0 | 0 | 0 | 0 | 1307.4257 |  | 244 | 1307.4257 | 0 | 0 | 0 | 0 | 0 | 0 | 1307.4257 | 244 | 1307.4257 | 0 | 0 | 0 | 0 | 0 | 0 | 1307.4257 | 244 | 1376.2376 | 469.223 | 0 | 0 | 0 | 0 | 0 | 1845.4606 | 244 | 1376.2376 | 469.223 | 0 | 0 | 0 | 0 | 0 | 1845.4606 | 244 | 1376.2376 | 469.223 | 0 | 0 | 0 | 0 | 0 | 1845.4606 | 244 | 1399.1749 | 938.446 | 0 | 0 | 0 | 0 | 0 | 0 | 0 | 2337.6209 | 244 | 1399.1749 | 938.446 | 0 | 17 | 0 | 0 | 0 | 0 | 0 | 2354.6209 | 244 | 1399.1749 | 938.446 | 0 | 0 | 0 | 0 | 0 | 0 | 0 | 2337.6209
247 | 84.1939 | 84.1939 | 84.1939 | 54.4735 | 40.9188 | 40.9188 | 17.012 | 17.012 | 17.012 | 247 | 1869.3271 | 1869.3271 | 1869.3271 | 2192.8645 | 2192.8645 | 2192.8645 | 2480.4532 | 2480.4532 | 2480.4532 | 245 | 1147.5248 | 0 | 0 | 0 | 0 | 0 | 0 | 1147.5248 |  | 245 | 1147.5248 | 0 | 0 | 0 | 0 | 0 | 0 | 1147.5248 | 245 | 1147.5248 | 0 | 0 | 0 | 0 | 0 | 0 | 1147.5248 | 245 | 1207.9208 | 399.5964 | 0 | 0 | 0 | 0 | 0 | 1607.5172 | 245 | 1207.9208 | 399.5964 | 0 | 0 | 0 | 0 | 0 | 1607.5172 | 245 | 1207.9208 | 399.5964 | 0 | 0 | 0 | 0 | 0 | 1607.5172 | 245 | 1228.0528 | 799.1927 | 0 | 0 | 0 | 0 | 0 | 0 | 0 | 2027.2455 | 245 | 1228.0528 | 799.1927 | 0 | 17 | 0 | 0 | 0 | 0 | 0 | 2044.2455 | 245 | 1228.0528 | 799.1927 | 0 | 0 | 0 | 0 | 0 | 0 | 0 | 2027.2455
248 | 84.704 | 84.5534 | 84.5534 | 54.4735 | 52.2985 | 52.5988 | 25.1317 | 18.1731 | 18.1731 | 248 | 1841.9704 | 1895.0987 | 1908.1934 | 2238.4576 | 2238.4576 | 2220.3192 | 2119.0478 | 2532.0259 | 2532.0259 | 246 | 978.2178 | 0 | 0 | 0 | 0 | 0 | 150 | 1128.2178 |  | 246 | 978.2178 | 0 | 0 | 0 | 0 | 0 | 150 | 1128.2178 | 246 | 978.2178 | 0 | 0 | 0 | 0 | 0 | 150 | 1128.2178 | 246 | 1029.703 | 352.1695 | 0 | 0 | 0 | 0 | 0 | 1381.8725 | 246 | 1029.703 | 352.1695 | 0 | 0 | 0 | 0 | 0 | 1381.8725 | 246 | 1029.703 | 352.1695 | 0 | 0 | 0 | 0 | 0 | 1381.8725 | 246 | 1046.8647 | 704.3391 | 0 | 0 | 0 | 0 | 0 | 0 | 0 | 1751.2037 | 246 | 1046.8647 | 704.3391 | 0 | 17 | 0 | 0 | 0 | 0 | 0 | 1768.2037 | 246 | 1046.8647 | 704.3391 | 0 | 0 | 0 | 0 | 0 | 0 | 0 | 1751.2037
249 | 84.704 | 84.704 | 84.704 | 54.4735 | 52.2985 | 52.5988 | 26.3302 | 23.2509 | 25.4934 | 249 | 1912.6353 | 1516.8971 | 1516.8971 | 2243.6683 | 1989.3653 | 1824.962 | 2012.8057 | 2012.8057 | 2012.8057 | 247 | 837.1287 | 0 | 0 | 0 | 0 | 0 | 150 | 987.1287 |  | 247 | 837.1287 | 0 | 0 | 0 | 0 | 0 | 150 | 987.1287 | 247 | 837.1287 | 0 | 0 | 0 | 0 | 0 | 150 | 987.1287 | 247 | 881.1881 | 309.7881 | 0 | 0 | 0 | 0 | 0 | 1190.9762 | 247 | 881.1881 | 309.7881 | 0 | 0 | 0 | 0 | 0 | 1190.9762 | 247 | 881.1881 | 309.7881 | 0 | 0 | 0 | 0 | 0 | 1190.9762 | 247 | 895.8746 | 619.5762 | 0 | 0 | 0 | 0 | 0 | 0 | 0 | 1515.4508 | 247 | 895.8746 | 619.5762 | 0 | 17 | 0 | 0 | 0 | 0 | 0 | 1532.4508 | 247 | 895.8746 | 619.5762 | 0 | 0 | 0 | 0 | 0 | 0 | 0 | 1515.4508
250 | 84.704 | 84.704 | 84.704 | 54.4735 | 40.9188 | 40.9188 | 26.3302 | 23.2509 | 26.0019 | 250 | 1508.0133 | 1508.0133 | 1508.0133 | 2076.916 | 2233.247 | 2233.247 | 2001.0177 | 2013.13 | 2001.0177 | 248 | 677.2277 | 0 | 0 | 0 | 0 | 0 | 150 | 827.2277 |  | 248 | 677.2277 | 0 | 0 | 0 | 0 | 0 | 150 | 827.2277 | 248 | 677.2277 | 0 | 0 | 0 | 0 | 0 | 150 | 827.2277 | 248 | 712.8713 | 287.5883 | 0 | 0 | 0 | 0 | 0 | 1000.4596 | 248 | 712.8713 | 287.5883 | 0 | 0 | 0 | 0 | 0 | 1000.4596 | 248 | 712.8713 | 287.5883 | 0 | 0 | 0 | 0 | 0 | 1000.4596 | 248 | 724.7525 | 575.1766 | 0 | 0 | 0 | 0 | 0 | 0 | 0 | 1299.9291 | 248 | 724.7525 | 575.1766 | 0 | 17 | 0 | 0 | 0 | 0 | 0 | 1316.9291 | 248 | 724.7525 | 575.1766 | 0 | 0 | 0 | 0 | 0 | 0 | 0 | 1299.9291
251 | 84.5534 | 84.5534 | 84.5534 | 54.4735 | 40.9188 | 40.9188 | 26.3302 | 23.2509 | 26.0019 | 251 | 1883.7631 | 1883.7631 | 1883.7631 | 2209.7991 | 2209.7991 | 2209.7991 | 1974.4946 | 1974.4946 | 1974.4946 | 249 | 601.9802 | 0 | 5.0859 | 0 | 0 | 0 | 150 | 757.0661 |  | 249 | 601.9802 | 0 | 5.0859 | 0 | 0 | 0 | 150 | 757.0661 | 249 | 601.9802 | 0 | 5.0859 | 0 | 0 | 0 | 150 | 757.0661 | 249 | 633.6634 | 267.4067 | 5.4983 | 0 | 0 | 0 | 0 | 906.5683 | 249 | 633.6634 | 267.4067 | 5.4983 | 0 | 0 | 0 | 0 | 906.5683 | 249 | 633.6634 | 267.4067 | 5.4983 | 0 | 0 | 0 | 0 | 906.5683 | 249 | 644.2244 | 534.8133 | 6.8729 | 0 | 0 | 0 | 0 | 0 | 0 | 1185.9106 | 249 | 644.2244 | 534.8133 | 6.8729 | 17 | 0 | 0 | 0 | 0 | 0 | 1202.9106 | 249 | 644.2244 | 534.8133 | 6.8729 | 0 | 0 | 0 | 0 | 0 | 0 | 1185.9106
252 | 84.1939 | 84.1939 | 84.1939 | 54.4735 | 40.9188 | 40.9188 | 25.1317 | 23.2509 | 24.4997 | 252 | 1893.7573 | 1893.7573 | 1893.7573 | 2073.4004 | 2221.523 | 2221.523 | 2251.102 | 1987.7562 | 1987.7562 | 250 | 526.7327 | 0 | 5.0859 | 0 | 0 | 0 | 150 | 681.8186 |  | 250 | 526.7327 | 0 | 5.0859 | 0 | 0 | 0 | 150 | 681.8186 | 250 | 526.7327 | 0 | 5.0859 | 0 | 0 | 0 | 150 | 681.8186 | 250 | 554.4554 | 257.3158 | 5.4983 | 0 | 0 | 0 | 0 | 817.2696 | 250 | 554.4554 | 257.3158 | 5.4983 | 0 | 0 | 0 | 0 | 817.2696 | 250 | 554.4554 | 257.3158 | 5.4983 | 0 | 0 | 0 | 0 | 817.2696 | 250 | 563.6964 | 514.6317 | 6.8729 | 0 | 0 | 0 | 0 | 0 | 0 | 1085.2009 | 250 | 563.6964 | 514.6317 | 6.8729 | 17 | 0 | 0 | 0 | 0 | 0 | 1102.2009 | 250 | 563.6964 | 514.6317 | 6.8729 | 0 | 0 | 0 | 0 | 0 | 0 | 1085.2009
253 | 84.2244 | 84.2244 | 84.2244 | 54.4735 | 40.9188 | 40.9188 | 25.1317 | 23.2509 | 23.2509 | 253 | 1873.7689 | 1873.7689 | 1873.7689 | 2198.0751 | 2198.0751 | 2198.0751 | 2486.3473 | 1961.2331 | 1973.3454 | 251 | 498.5149 | 0 | 5.0859 | 0 | 0 | 0 | 150 | 653.6008 |  | 251 | 498.5149 | 0 | 5.0859 | 0 | 0 | 0 | 150 | 653.6008 | 251 | 498.5149 | 0 | 5.0859 | 0 | 0 | 0 | 150 | 653.6008 | 251 | 524.7525 | 232.0888 | 5.4983 | 0 | 0 | 0 | 0 | 762.3396 | 251 | 524.7525 | 232.0888 | 5.4983 | 0 | 0 | 0 | 0 | 762.3396 | 251 | 524.7525 | 232.0888 | 5.4983 | 0 | 0 | 0 | 0 | 762.3396 | 251 | 533.4983 | 464.1776 | 6.8729 | 0 | 0 | 0 | 0 | 0 | 0 | 1004.5488 | 251 | 533.4983 | 464.1776 | 6.8729 | 17 | 0 | 0 | 0 | 0 | 0 | 1021.5488 | 251 | 533.4983 | 464.1776 | 6.8729 | 0 | 0 | 0 | 0 | 0 | 0 | 1004.5488
254 | 84.704 | 84.5534 | 84.5534 | 54.4735 | 40.9188 | 40.9188 | 26.0019 | 23.2509 | 25.6357 | 254 | 1480.2517 | 1875.9899 | 1875.9899 | 2098.3146 | 2200.6804 | 2200.6804 | 1964.1801 | 1964.1801 | 1964.1801 | 252 | 404.4554 | 0 | 10.1718 | 0 | 0 | 0 | 150 | 564.6273 |  | 252 | 404.4554 | 0 | 10.1718 | 0 | 0 | 0 | 150 | 564.6273 | 252 | 404.4554 | 0 | 10.1718 | 0 | 0 | 0 | 150 | 564.6273 | 252 | 425.7426 | 235.116 | 10.9966 | 0 | 0 | 0 | 0 | 671.8552 | 252 | 425.7426 | 235.116 | 10.9966 | 0 | 0 | 0 | 0 | 671.8552 | 252 | 425.7426 | 235.116 | 10.9966 | 0 | 0 | 0 | 0 | 671.8552 | 252 | 432.8383 | 470.2321 | 13.7457 | 0 | 0 | 0 | 0 | 0 | 0 | 916.8161 | 252 | 432.8383 | 470.2321 | 13.7457 | 17 | 0 | 0 | 0 | 0 | 0 | 933.8161 | 252 | 432.8383 | 470.2321 | 13.7457 | 0 | 0 | 0 | 0 | 0 | 0 | 916.8161
255 | 84.704 | 84.5534 | 84.5534 | 54.4735 | 40.9188 | 40.9188 | 26.3302 | 23.2509 | 25.5958 | 255 | 1501.3505 | 1685.7654 | 1648.0386 | 2225.431 | 2225.431 | 2225.431 | 1992.1767 | 1992.1767 | 1992.1767 | 253 | 376.2376 | 0 | 5.0859 | 0 | 0 | 0 | 150 | 531.3235 |  | 253 | 376.2376 | 0 | 5.0859 | 0 | 0 | 0 | 150 | 531.3235 | 253 | 376.2376 | 0 | 5.0859 | 0 | 0 | 0 | 150 | 531.3235 | 253 | 396.0396 | 261.3522 | 5.4983 | 0 | 0 | 0 | 0 | 662.8901 | 253 | 396.0396 | 261.3522 | 5.4983 | 0 | 0 | 0 | 0 | 662.8901 | 253 | 396.0396 | 261.3522 | 5.4983 | 0 | 0 | 0 | 0 | 662.8901 | 253 | 402.6403 | 522.7043 | 6.8729 | 0 | 0 | 0 | 0 | 0 | 0 | 932.2175 | 253 | 402.6403 | 522.7043 | 6.8729 | 17 | 0 | 0 | 0 | 0 | 0 | 949.2175 | 253 | 402.6403 | 522.7043 | 6.8729 | 0 | 0 | 0 | 0 | 0 | 0 | 932.2175
256 | 84.704 | 84.5534 | 84.5534 | 53.4863 | 52.2985 | 52.5988 | 25.1317 | 18.1731 | 18.1731 | 256 | 1493.5773 | 1790.6663 | 1790.6663 | 2216.3124 | 2216.3124 | 2216.3124 | 2029.0304 | 2506.9763 | 2506.9763 | 254 | 385.6436 | 0 | 0 | 0 | 0 | 0 | 150 | 535.6436 |  | 254 | 385.6436 | 0 | 0 | 0 | 0 | 0 | 150 | 535.6436 | 254 | 385.6436 | 0 | 0 | 0 | 0 | 0 | 150 | 535.6436 | 254 | 405.9406 | 313.8244 | 0 | 0 | 0 | 0 | 0 | 719.765 | 254 | 405.9406 | 313.8244 | 0 | 0 | 0 | 0 | 0 | 719.765 | 254 | 405.9406 | 313.8244 | 0 | 0 | 0 | 0 | 0 | 719.765 | 254 | 412.7063 | 627.6488 | 0 | 0 | 0 | 0 | 0 | 0 | 0 | 1040.3551 | 254 | 412.7063 | 627.6488 | 0 | 17 | 0 | 0 | 0 | 0 | 0 | 1057.3551 | 254 | 412.7063 | 627.6488 | 0 | 0 | 0 | 0 | 0 | 0 | 0 | 1040.3551
257 | 84.1939 | 84.1939 | 84.1939 | 54.4735 | 52.2985 | 52.5988 | 0.01 | 0.01 | 0.01 | 257 | 1848.2282 | 1848.2282 | 1848.2282 | 2127.4684 | 1976.3222 | 2158.8639 | 2452.4567 | 2452.4567 | 2452.4567 | 255 | 479.703 | 0 | 0 | 0 | 0 | 0 | 150 | 629.703 |  | 255 | 479.703 | 0 | 0 | 0 | 0 | 0 | 150 | 629.703 | 255 | 479.703 | 0 | 0 | 0 | 0 | 0 | 150 | 629.703 | 255 | 504.9505 | 381.4329 | 0 | 0 | 0 | 0 | 0 | 886.3834 | 255 | 504.9505 | 381.4329 | 0 | 0 | 0 | 0 | 0 | 886.3834 | 255 | 504.9505 | 381.4329 | 0 | 0 | 0 | 0 | 0 | 886.3834 | 255 | 513.3663 | 762.8658 | 0 | 0 | 0 | 0 | 0 | 0 | 0 | 1276.2321 | 255 | 513.3663 | 762.8658 | 0 | 17 | 0 | 0 | 0 | 0 | 0 | 1293.2321 | 255 | 513.3663 | 762.8658 | 0 | 0 | 0 | 0 | 0 | 0 | 0 | 1276.2321
258 | 81.7757 | 81.7757 | 81.7757 | 52.2748 | 40.9188 | 40.9188 | 0.01 | 0.01 | 0.01 | 258 | 1797.1468 | 1797.1468 | 1797.1468 | 2108.1914 | 2108.1914 | 2108.1914 | 2384.6755 | 2384.6755 | 2384.6755 | 256 | 545.5446 | 0 | 0 | 0 | 0 | 0 | 150 | 695.5446 |  | 256 | 545.5446 | 0 | 0 | 0 | 0 | 0 | 150 | 695.5446 | 256 | 545.5446 | 0 | 0 | 0 | 0 | 0 | 150 | 695.5446 | 256 | 574.2574 | 463.1685 | 0 | 0 | 0 | 0 | 0 | 1037.4259 | 256 | 574.2574 | 463.1685 | 0 | 0 | 0 | 0 | 0 | 1037.4259 | 256 | 574.2574 | 463.1685 | 0 | 0 | 0 | 0 | 0 | 1037.4259 | 256 | 583.8284 | 926.337 | 0 | 0 | 0 | 0 | 0 | 0 | 0 | 1510.1654 | 256 | 583.8284 | 926.337 | 0 | 17 | 0 | 0 | 0 | 0 | 0 | 1527.1654 | 256 | 583.8284 | 926.337 | 0 | 0 | 0 | 0 | 0 | 0 | 0 | 1510.1654
259 | 67.8052 | 67.8052 | 67.8052 | 6.4125 | 6.4125 | 6.4125 | 0.01 | 0.01 | 0.01 | 259 | 1736.0711 | 1736.0711 | 1736.0711 | 2036.545 | 2036.545 | 2036.545 | 2303.6328 | 2303.6328 | 2303.6328 | 257 | 733.6634 | 0 | 0 | 0 | 0 | 0 | 150 | 883.6634 |  | 257 | 733.6634 | 0 | 0 | 0 | 0 | 0 | 150 | 883.6634 | 257 | 733.6634 | 0 | 0 | 0 | 0 | 0 | 150 | 883.6634 | 257 | 772.2772 | 558.0222 | 0 | 0 | 0 | 0 | 0 | 1330.2994 | 257 | 772.2772 | 558.0222 | 0 | 0 | 0 | 0 | 0 | 1330.2994 | 257 | 772.2772 | 558.0222 | 0 | 0 | 0 | 0 | 0 | 1330.2994 | 257 | 785.1485 | 1116.0444 | 0 | 0 | 0 | 0 | 0 | 0 | 0 | 1901.1929 | 257 | 785.1485 | 1116.0444 | 0 | 17 | 0 | 0 | 0 | 0 | 0 | 1918.1929 | 257 | 785.1485 | 1116.0444 | 0 | 0 | 0 | 0 | 0 | 0 | 0 | 1901.1929
260 | 55.151 | 55.151 | 55.151 | 5.1105 | 5.1105 | 5.1105 | 0.01 | 0.01 | 0.01 | 260 | 1663.8908 | 1663.8908 | 1663.8908 | 1951.8719 | 1951.8719 | 1951.8719 | 2207.8551 | 2207.8551 | 2207.8551 | 258 | 940.5941 | 0 | 0 | 0 | 0 | 0 | 150 | 1090.5941 |  | 258 | 940.5941 | 0 | 0 | 0 | 0 | 0 | 150 | 1090.5941 | 258 | 940.5941 | 0 | 0 | 0 | 0 | 0 | 150 | 1090.5941 | 258 | 990.099 | 640.7669 | 0 | 0 | 0 | 0 | 0 | 1630.8659 | 258 | 990.099 | 640.7669 | 0 | 0 | 0 | 0 | 0 | 1630.8659 | 258 | 990.099 | 640.7669 | 0 | 0 | 0 | 0 | 0 | 1630.8659 | 258 | 362.3796 | 1281.5338 | 0 | 0 | 0 | 0 | 0 | 0 | 0 | 1643.9134 | 258 | 1006.6007 | 1281.5338 | 0 | 17 | 0 | 0 | 0 | 0 | 0 | 2305.1345 | 258 | 470.5129 | 1281.5338 | 0 | 0 | 0 | 0 | 0 | 0 | 0 | 1752.0467
261 | 16.2384 | 16.2384 | 16.2384 | 0.01 | 0.01 | 0.01 | 0.01 | 0.01 | 0.01 | 261 | 1567.2802 | 1567.2802 | 1567.2802 | 1838.5403 | 1838.5403 | 1838.5403 | 2079.6603 | 2079.6603 | 2079.6603 | 259 | 1100.495 | 0 | 0 | 0 | 0 | 0 | 0 | 1100.495 |  | 259 | 1100.495 | 0 | 0 | 0 | 0 | 0 | 0 | 1100.495 | 259 | 1100.495 | 0 | 0 | 0 | 0 | 0 | 0 | 1100.495 | 259 | 1158.4158 | 716.448 | 0 | 0 | 0 | 0 | 0 | 1874.8639 | 259 | 1158.4158 | 716.448 | 0 | 0 | 0 | 0 | 0 | 1874.8639 | 259 | 1158.4158 | 716.448 | 0 | 0 | 0 | 0 | 0 | 1874.8639 | 259 | 884.1229 | 1432.8961 | 0 | 0 | 0 | 0 | 0 | 0 | 0 | 2317.019 | 259 | 1177.7228 | 1432.8961 | 0 | 17 | 0 | 0 | 0 | 0 | 0 | 2627.6188 | 259 | 1177.7228 | 1432.8961 | 0 | 0 | 0 | 0 | 0 | 0 | 0 | 2610.6188
262 | 13.3772 | 13.3772 | 13.3772 | 0.01 | 0.01 | 0.01 | 0.01 | 0.01 | 0.01 | 262 | 1477.3324 | 1477.3324 | 1477.3324 | 1733.0246 | 1733.0246 | 1733.0246 | 1960.3065 | 1960.3065 | 1960.3065 | 260 | 1448.5149 | 0 | 0 | 0 | 0 | 0 | 0 | 1448.5149 |  | 260 | 1448.5149 | 0 | 0 | 0 | 0 | 0 | 0 | 1448.5149 | 260 | 1448.5149 | 0 | 0 | 0 | 0 | 0 | 0 | 1448.5149 | 260 | 1524.7525 | 795.1564 | 0 | 0 | 0 | 0 | 0 | 2319.9089 | 260 | 1524.7525 | 795.1564 | 0 | 0 | 0 | 0 | 0 | 2319.9089 | 260 | 1524.7525 | 795.1564 | 0 | 0 | 0 | 0 | 0 | 2319.9089 | 260 | 1550.165 | 1590.3128 | 0 | 0 | 0 | 0 | 0 | 0 | 0 | 3140.4778 | 260 | 1550.165 | 1590.3128 | 0 | 17 | 0 | 0 | 0 | 0 | 0 | 3157.4778 | 260 | 1550.165 | 1590.3128 | 0 | 0 | 0 | 0 | 0 | 0 | 0 | 3140.4778
263 | 13.0305 | 13.0305 | 13.0305 | 0.01 | 0.01 | 0.01 | 0.01 | 0.01 | 0.01 | 263 | 1411.8149 | 1411.8149 | 1411.8149 | 1656.1675 | 1656.1675 | 1656.1675 | 1873.3698 | 1873.3698 | 1873.3698 | 261 | 1777.7228 | 0 | 0 | 0 | 0 | 0 | 0 | 1777.7228 |  | 261 | 1777.7228 | 0 | 0 | 0 | 0 | 0 | 0 | 1777.7228 | 261 | 1777.7228 | 0 | 0 | 0 | 0 | 0 | 0 | 1777.7228 | 261 | 1871.2871 | 861.7558 | 0 | 0 | 0 | 0 | 0 | 2733.0429 | 261 | 1871.2871 | 861.7558 | 0 | 0 | 0 | 0 | 0 | 2733.0429 | 261 | 1871.2871 | 861.7558 | 0 | 0 | 0 | 0 | 0 | 2733.0429 | 261 | 0 | 1723.5116 | 0 | 0 | 0 | 0 | 0 | 0 | 0 | 1723.5116 | 261 | 1487.6531 | 1723.5116 | 0 | 17 | 0 | 0 | 0 | 0 | 0 | 3228.1647 | 261 | 0 | 1723.5116 | 0 | 0 | 0 | 0 | 0 | 0 | 0 | 1723.5116
264 | 12.3675 | 13.0305 | 13.0305 | 0.01 | 0.01 | 0.01 | 0.01 | 0.01 | 0.01 | 264 | 1379.6114 | 1379.6114 | 1379.6114 | 1618.3903 | 1618.3903 | 1618.3903 | 1830.6382 | 1830.6382 | 1830.6382 | 262 | 1862.3762 | 0 | 0 | 0 | 0 | 0 | 0 | 1862.3762 |  | 262 | 1862.3762 | 0 | 0 | 0 | 0 | 0 | 0 | 1862.3762 | 262 | 1862.3762 | 0 | 0 | 0 | 0 | 0 | 0 | 1862.3762 | 262 | 1960.396 | 907.1645 | 0 | 0 | 0 | 0 | 0 | 2867.5605 | 262 | 1960.396 | 907.1645 | 0 | 0 | 0 | 0 | 0 | 2867.5605 | 262 | 1960.396 | 907.1645 | 0 | 0 | 0 | 0 | 0 | 2867.5605 | 262 | 0 | 1814.329 | 0 | 0 | 0 | 0 | 0 | 0 | 0 | 1814.329 | 262 | 0 | 1814.329 | 0 | 17 | 0 | 0 | 0 | 0 | 0 | 1831.329 | 262 | 0 | 1814.329 | 0 | 0 | 0 | 0 | 0 | 0 | 0 | 1814.329
265 | 12.3675 | 12.3675 | 12.3675 | 0.01 | 0.01 | 0.01 | 0.01 | 0.01 | 0.01 | 265 | 1360.7335 | 1360.7335 | 1360.7335 | 1596.245 | 1596.245 | 1596.245 | 1805.5887 | 1805.5887 | 1805.5887 | 263 | 1871.7822 | 0 | 0 | 0 | 0 | 0 | 0 | 1871.7822 |  | 263 | 1871.7822 | 0 | 0 | 0 | 0 | 0 | 0 | 1871.7822 | 263 | 1871.7822 | 0 | 0 | 0 | 0 | 0 | 0 | 1871.7822 | 263 | 1970.297 | 933.4006 | 0 | 0 | 0 | 0 | 0 | 2903.6976 | 263 | 1970.297 | 933.4006 | 0 | 0 | 0 | 0 | 0 | 2903.6976 | 263 | 1970.297 | 933.4006 | 0 | 0 | 0 | 0 | 0 | 2903.6976 | 263 | 134.4952 | 1866.8012 | 0 | 0 | 0 | 0 | 0 | 0 | 0 | 2001.2964 | 263 | 785.3859 | 1866.8012 | 0 | 17 | 0 | 0 | 0 | 0 | 0 | 2669.1871 | 263 | 634.4952 | 1866.8012 | 0 | 0 | 0 | 0 | 0 | 0 | 0 | 2501.2964
266 | 12.3675 | 12.3675 | 12.3675 | 0.01 | 0.01 | 0.01 | 0.01 | 0.01 | 0.01 | 266 | 1357.4021 | 1357.4021 | 1357.4021 | 1592.3371 | 1592.3371 | 1592.3371 | 1801.1681 | 1801.1681 | 1801.1681 | 264 | 1834.1584 | 0 | 0 | 0 | 0 | 0 | 0 | 1834.1584 |  | 264 | 1834.1584 | 0 | 0 | 0 | 0 | 0 | 0 | 1834.1584 | 264 | 1834.1584 | 0 | 0 | 0 | 0 | 0 | 0 | 1834.1584 | 264 | 1842.2491 | 945.5096 | 0 | 0 | 0 | 0 | 0 | 2787.7587 | 264 | 1930.6931 | 945.5096 | 0 | 0 | 0 | 0 | 0 | 2876.2027 | 264 | 1930.6931 | 945.5096 | 0 | 0 | 0 | 0 | 0 | 2876.2027 | 264 | 0 | 1891.0192 | 0 | 0 | 0 | 0 | 0 | 0 | 0 | 1891.0192 | 264 | 0 | 1891.0192 | 0 | 17 | 0 | 0 | 0 | 0 | 0 | 1908.0192 | 264 | 479.2675 | 1891.0192 | 0 | 0 | 0 | 0 | 0 | 0 | 0 | 2370.2867
267 | 12.3675 | 12.3675 | 12.3675 | 0.01 | 0.01 | 0.01 | 0.01 | 0.01 | 0.01 | 267 | 1362.9544 | 1362.9544 | 1362.9544 | 1598.8504 | 1598.8504 | 1598.8504 | 1808.5357 | 1808.5357 | 1808.5357 | 265 | 1881.1881 | 0 | 0 | 0 | 0 | 0 | 0 | 1881.1881 |  | 265 | 1881.1881 | 0 | 0 | 0 | 0 | 0 | 0 | 1881.1881 | 265 | 1881.1881 | 0 | 0 | 0 | 0 | 0 | 0 | 1881.1881 | 265 | 1727.3907 | 951.5641 | 0 | 0 | 0 | 0 | 0 | 2678.9547 | 265 | 1980.198 | 951.5641 | 0 | 0 | 0 | 0 | 0 | 2931.7621 | 265 | 1980.198 | 951.5641 | 0 | 0 | 0 | 0 | 0 | 2931.7621 | 265 | 0 | 1903.1282 | 0 | 0 | 0 | 0 | 0 | 0 | 0 | 1903.1282 | 265 | 0 | 1903.1282 | 0 | 17 | 0 | 0 | 0 | 0 | 0 | 1920.1282 | 265 | 396.9674 | 1903.1282 | 0 | 0 | 0 | 0 | 0 | 0 | 0 | 2300.0956
268 | 12.3675 | 12.3675 | 12.3675 | 0.01 | 0.01 | 0.01 | 0.01 | 0.01 | 0.01 | 268 | 1418.4777 | 1418.4777 | 1418.4777 | 1663.9835 | 1663.9835 | 1663.9835 | 1882.2108 | 1882.2108 | 1882.2108 | 266 | 1852.9703 | 0 | 0 | 0 | 0 | 0 | 0 | 1852.9703 |  | 266 | 1852.9703 | 0 | 0 | 0 | 0 | 0 | 0 | 1852.9703 | 266 | 1852.9703 | 0 | 0 | 0 | 0 | 0 | 0 | 1852.9703 | 266 | 1417.4246 | 953.5822 | 0 | 0 | 0 | 0 | 0 | 2371.0069 | 266 | 1950.495 | 953.5822 | 0 | 0 | 0 | 0 | 0 | 2904.0773 | 266 | 1917.4246 | 953.5822 | 0 | 0 | 0 | 0 | 0 | 2871.0069 | 266 | 0 | 1907.1645 | 0 | 0 | 0 | 0 | 0 | 0 | 0 | 1907.1645 | 266 | 0 | 1907.1645 | 0 | 17 | 0 | 0 | 0 | 0 | 0 | 1924.1645 | 266 | 0 | 1907.1645 | 0 | 0 | 0 | 0 | 0 | 0 | 0 | 1907.1645
269 | 12.3675 | 13.0305 | 13.0305 | 0.01 | 0.01 | 0.01 | 0.01 | 0.01 | 0.01 | 269 | 1543.9604 | 1543.9604 | 1543.9604 | 1811.1844 | 1811.1844 | 1811.1844 | 2048.7167 | 2048.7167 | 2048.7167 | 267 | 1956.4356 | 0 | 0 | 0 | 0 | 0 | 0 | 1956.4356 |  | 267 | 1956.4356 | 0 | 0 | 0 | 0 | 0 | 0 | 1956.4356 | 267 | 1956.4356 | 0 | 0 | 0 | 0 | 0 | 0 | 1956.4356 | 267 | 2059.4059 | 955.6004 | 0 | 0 | 0 | 0 | 0 | 3015.0063 | 267 | 2059.4059 | 955.6004 | 0 | 0 | 0 | 0 | 0 | 3015.0063 | 267 | 1793.5534 | 955.6004 | 0 | 0 | 0 | 0 | 0 | 2749.1538 | 267 | 0 | 1911.2008 | 0 | 0 | 0 | 0 | 0 | 0 | 0 | 1911.2008 | 267 | 0 | 1911.2008 | 0 | 17 | 0 | 0 | 0 | 0 | 0 | 1928.2008 | 267 | 0 | 1911.2008 | 0 | 0 | 0 | 0 | 0 | 0 | 0 | 1911.2008
270 | 13.0305 | 13.0305 | 13.0305 | 0.01 | 0.01 | 0.01 | 0.01 | 0.01 | 0.01 | 270 | 1700.5362 | 1700.5362 | 1700.5362 | 1994.8598 | 1994.8598 | 1994.8598 | 2256.4807 | 2256.4807 | 2256.4807 | 268 | 2031.6832 | 0 | 0 | 0 | 0 | 0 | 0 | 2031.6832 |  | 268 | 2031.6832 | 0 | 0 | 0 | 0 | 0 | 0 | 2031.6832 | 268 | 2031.6832 | 0 | 0 | 0 | 0 | 0 | 0 | 2031.6832 | 268 | 1929.2183 | 952.5732 | 0 | 0 | 0 | 0 | 0 | 2881.7914 | 268 | 2138.6139 | 952.5732 | 0 | 0 | 0 | 0 | 0 | 3091.187 | 268 | 1984.6399 | 952.5732 | 0 | 0 | 0 | 0 | 0 | 2937.213 | 268 | 0 | 1905.1463 | 0 | 0 | 0 | 0 | 0 | 0 | 0 | 1905.1463 | 268 | 0 | 1905.1463 | 0 | 17 | 0 | 0 | 0 | 0 | 0 | 1922.1463 | 268 | 0 | 1905.1463 | 0 | 0 | 0 | 0 | 0 | 0 | 0 | 1905.1463
271 | 13.0305 | 13.0305 | 13.0305 | 0.01 | 0.01 | 0.01 | 0.01 | 0.01 | 0.01 | 271 | 1834.9026 | 1834.9026 | 1834.9026 | 2152.4819 | 2152.4819 | 2152.4819 | 2434.7746 | 2434.7746 | 2434.7746 | 269 | 2003.4653 | 0 | 0 | 0 | 0 | 0 | 0 | 2003.4653 |  | 269 | 2003.4653 | 0 | 0 | 0 | 0 | 0 | 0 | 2003.4653 | 269 | 2003.4653 | 0 | 0 | 0 | 0 | 0 | 0 | 2003.4653 | 269 | 2108.9109 | 949.5459 | 0 | 0 | 0 | 0 | 0 | 3058.4568 | 269 | 2108.9109 | 949.5459 | 0 | 0 | 0 | 0 | 0 | 3058.4568 | 269 | 1964.9869 | 949.5459 | 0 | 0 | 0 | 0 | 0 | 2914.5328 | 269 | 252.1027 | 1899.0918 | 0 | 0 | 0 | 0 | 0 | 0 | 0 | 2151.1945 | 269 | 752.1027 | 1899.0918 | 0 | 17 | 0 | 0 | 0 | 0 | 0 | 2668.1945 | 269 | 898.2513 | 1899.0918 | 0 | 0 | 0 | 0 | 0 | 0 | 0 | 2797.3432
272 | 13.0305 | 13.0305 | 13.0305 | 0.01 | 0.01 | 0.01 | 0.01 | 0.01 | 0.01 | 272 | 1851.5596 | 1851.5596 | 1851.5596 | 2172.0219 | 2172.0219 | 2172.0219 | 2456.8772 | 2456.8772 | 2456.8772 | 270 | 1947.0297 | 0 | 0 | 0 | 0 | 0 | 0 | 1947.0297 |  | 270 | 1947.0297 | 0 | 0 | 0 | 0 | 0 | 0 | 1947.0297 | 270 | 1947.0297 | 0 | 0 | 0 | 0 | 0 | 0 | 1947.0297 | 270 | 2049.505 | 947.5277 | 0 | 0 | 0 | 0 | 0 | 2997.0327 | 270 | 2049.505 | 947.5277 | 0 | 0 | 0 | 0 | 0 | 2997.0327 | 270 | 2049.505 | 947.5277 | 0 | 0 | 0 | 0 | 0 | 2997.0327 | 270 | 0 | 1895.0555 | 0 | 0 | 0 | 0 | 0 | 0 | 0 | 1895.0555 | 270 | 1018.8623 | 1895.0555 | 0 | 17 | 0 | 0 | 0 | 0 | 0 | 2930.9178 | 270 | 685.529 | 1895.0555 | 0 | 0 | 0 | 0 | 0 | 0 | 0 | 2580.5845
273 | 12.3675 | 13.0305 | 13.0305 | 0.01 | 0.01 | 0.01 | 0.01 | 0.01 | 0.01 | 273 | 1859.3329 | 1859.3329 | 1859.3329 | 2181.1405 | 2181.1405 | 2181.1405 | 2467.1917 | 2467.1917 | 2467.1917 | 271 | 1918.8119 | 0 | 0 | 0 | 0 | 0 | 0 | 1918.8119 |  | 271 | 1918.8119 | 0 | 0 | 0 | 0 | 0 | 0 | 1918.8119 | 271 | 1918.8119 | 0 | 0 | 0 | 0 | 0 | 0 | 1918.8119 | 271 | 2019.802 | 950.555 | 0 | 0 | 0 | 0 | 0 | 2970.357 | 271 | 2019.802 | 950.555 | 0 | 0 | 0 | 0 | 0 | 2970.357 | 271 | 1580.948 | 950.555 | 0 | 0 | 0 | 0 | 0 | 2531.503 | 271 | 619.6114 | 1901.11 | 0 | 0 | 0 | 0 | 0 | 0 | 0 | 2520.7214 | 271 | 0 | 1901.11 | 0 | 17 | 0 | 0 | 0 | 0 | 0 | 1918.11 | 271 | 0 | 1901.11 | 0 | 0 | 0 | 0 | 0 | 0 | 0 | 1901.11
274 | 12.9084 | 13.0305 | 13.0305 | 0.01 | 0.01 | 0.01 | 0.01 | 0.01 | 0.01 | 274 | 1851.5596 | 1851.5596 | 1851.5596 | 2172.0219 | 2172.0219 | 2172.0219 | 2456.8772 | 2456.8772 | 2456.8772 | 272 | 1965.8416 | 0 | 0 | 0 | 0 | 0 | 0 | 1965.8416 |  | 272 | 1965.8416 | 0 | 0 | 0 | 0 | 0 | 0 | 1965.8416 | 272 | 1965.8416 | 0 | 0 | 0 | 0 | 0 | 0 | 1965.8416 | 272 | 2069.3069 | 952.5732 | 0 | 0 | 0 | 0 | 0 | 3021.8801 | 272 | 2069.3069 | 952.5732 | 0 | 0 | 0 | 0 | 0 | 3021.8801 | 272 | 1747.633 | 952.5732 | 0 | 0 | 0 | 0 | 0 | 2700.2062 | 272 | 548.9365 | 1905.1463 | 0 | 0 | 0 | 0 | 0 | 0 | 0 | 2454.0828 | 272 | 1048.9365 | 1905.1463 | 0 | 17 | 0 | 0 | 0 | 0 | 0 | 2971.0828 | 272 | 548.9365 | 1905.1463 | 0 | 0 | 0 | 0 | 0 | 0 | 0 | 2454.0828
275 | 13.0305 | 13.0305 | 13.0305 | 0.01 | 0.01 | 0.01 | 0.01 | 0.01 | 0.01 | 275 | 1834.9026 | 1834.9026 | 1834.9026 | 2152.4819 | 2152.4819 | 2152.4819 | 2434.7746 | 2434.7746 | 2434.7746 | 273 | 2078.7129 | 0 | 5.0859 | 0 | 0 | 0 | 0 | 2083.7988 |  | 273 | 2078.7129 | 0 | 5.0859 | 0 | 0 | 0 | 0 | 2083.7988 | 273 | 2078.7129 | 0 | 5.0859 | 0 | 0 | 0 | 0 | 2083.7988 | 273 | 1984.4675 | 953.5822 | 5.4983 | 0 | 0 | 0 | 0 | 2943.548 | 273 | 2188.1188 | 953.5822 | 5.4983 | 0 | 0 | 0 | 0 | 3147.1993 | 273 | 2188.1188 | 953.5822 | 5.4983 | 0 | 0 | 0 | 0 | 3147.1993 | 273 | 0 | 1907.1645 | 6.8729 | 0 | 0 | 0 | 0 | 0 | 0 | 1914.0373 | 273 | 0 | 1907.1645 | 6.8729 | 17 | 0 | 0 | 0 | 0 | 0 | 1931.0373 | 273 | 0 | 1907.1645 | 6.8729 | 0 | 0 | 0 | 0 | 0 | 0 | 1914.0373
276 | 13.0305 | 13.0305 | 13.0305 | 0.01 | 0.01 | 0.01 | 0.01 | 0.01 | 0.01 | 276 | 1853.7805 | 1853.7805 | 1853.7805 | 2174.6272 | 2174.6272 | 2174.6272 | 2459.8242 | 2459.8242 | 2459.8242 | 274 | 2106.9307 | 0 | 5.0859 | 0 | 0 | 0 | 0 | 2112.0166 |  | 274 | 2106.9307 | 0 | 5.0859 | 0 | 0 | 0 | 0 | 2112.0166 | 274 | 2106.9307 | 0 | 5.0859 | 0 | 0 | 0 | 0 | 2112.0166 | 274 | 2217.8218 | 964.6821 | 5.4983 | 0 | 0 | 0 | 0 | 3188.0022 | 274 | 2217.8218 | 964.6821 | 5.4983 | 0 | 0 | 0 | 0 | 3188.0022 | 274 | 2217.8218 | 964.6821 | 5.4983 | 0 | 0 | 0 | 0 | 3188.0022 | 274 | 436.2045 | 1929.3643 | 6.8729 | 0 | 0 | 0 | 0 | 0 | 0 | 2372.4417 | 274 | 936.2045 | 1929.3643 | 6.8729 | 17 | 0 | 0 | 0 | 0 | 0 | 2889.4417 | 274 | 436.2045 | 1929.3643 | 6.8729 | 0 | 0 | 0 | 0 | 0 | 0 | 2372.4417
277 | 13.0305 | 13.0305 | 13.0305 | 0.01 | 0.01 | 0.01 | 0.01 | 0.01 | 0.01 | 277 | 1831.5712 | 1831.5712 | 1831.5712 | 2148.5739 | 2148.5739 | 2148.5739 | 2430.3541 | 2430.3541 | 2430.3541 | 275 | 2144.5545 | 0 | 5.0859 | 0 | 0 | 0 | 0 | 2149.6404 |  | 275 | 2144.5545 | 0 | 5.0859 | 0 | 0 | 0 | 0 | 2149.6404 | 275 | 2144.5545 | 0 | 5.0859 | 0 | 0 | 0 | 0 | 2149.6404 | 275 | 2257.4257 | 961.6549 | 5.4983 | 0 | 0 | 0 | 0 | 3224.5789 | 275 | 2257.4257 | 961.6549 | 5.4983 | 0 | 0 | 0 | 0 | 3224.5789 | 275 | 2257.4257 | 961.6549 | 5.4983 | 0 | 0 | 0 | 0 | 3224.5789 | 275 | 0 | 1923.3098 | 6.8729 | 0 | 0 | 0 | 0 | 0 | 0 | 1930.1826 | 275 | 981.1921 | 1923.3098 | 6.8729 | 17 | 0 | 0 | 0 | 0 | 0 | 2928.3748 | 275 | 481.1921 | 1923.3098 | 6.8729 | 0 | 0 | 0 | 0 | 0 | 0 | 2411.3748
278 | 13.0305 | 13.0305 | 13.0305 | 0.01 | 0.01 | 0.01 | 0.01 | 0.01 | 0.01 | 278 | 1829.3503 | 1829.3503 | 1829.3503 | 2145.9686 | 2145.9686 | 2145.9686 | 2427.4071 | 2427.4071 | 2427.4071 | 276 | 2257.4257 | 0 | 5.0859 | 0 | 0 | 0 | 0 | 2262.5117 |  | 276 | 2257.4257 | 0 | 5.0859 | 0 | 0 | 0 | 0 | 2262.5117 | 276 | 2257.4257 | 0 | 5.0859 | 0 | 0 | 0 | 0 | 2262.5117 | 276 | 2376.2376 | 954.5913 | 5.4983 | 0 | 0 | 0 | 0 | 3336.3272 | 276 | 2376.2376 | 954.5913 | 5.4983 | 0 | 0 | 0 | 0 | 3336.3272 | 276 | 2376.2376 | 954.5913 | 5.4983 | 0 | 0 | 0 | 0 | 3336.3272 | 276 | 0 | 1909.1826 | 6.8729 | 0 | 0 | 0 | 0 | 0 | 0 | 1916.0555 | 276 | 0 | 1909.1826 | 6.8729 | 17 | 0 | 0 | 0 | 0 | 0 | 1933.0555 | 276 | 0 | 1909.1826 | 6.8729 | 0 | 0 | 0 | 0 | 0 | 0 | 1916.0555
279 | 13.3772 | 13.3772 | 13.3772 | 0.01 | 0.01 | 0.01 | 0.01 | 0.01 | 0.01 | 279 | 1859.3329 | 1859.3329 | 1859.3329 | 2181.1405 | 2181.1405 | 2181.1405 | 2467.1917 | 2467.1917 | 2467.1917 | 277 | 2191.5842 | 0 | 5.0859 | 0 | 0 | 0 | 0 | 2196.6701 |  | 277 | 2191.5842 | 0 | 5.0859 | 0 | 0 | 0 | 0 | 2196.6701 | 277 | 2191.5842 | 0 | 5.0859 | 0 | 0 | 0 | 0 | 2196.6701 | 277 | 2306.9307 | 943.4914 | 5.4983 | 0 | 0 | 0 | 0 | 3255.9204 | 277 | 2306.9307 | 943.4914 | 5.4983 | 0 | 0 | 0 | 0 | 3255.9204 | 277 | 2306.9307 | 943.4914 | 5.4983 | 0 | 0 | 0 | 0 | 3255.9204 | 277 | 1294.5175 | 1886.9828 | 6.8729 | 0 | 0 | 0 | 0 | 0 | 0 | 3188.3732 | 277 | 0 | 1886.9828 | 6.8729 | 17 | 0 | 0 | 0 | 0 | 0 | 1910.8557 | 277 | 0 | 1886.9828 | 6.8729 | 0 | 0 | 0 | 0 | 0 | 0 | 1893.8557
280 | 13.3772 | 13.3772 | 13.3772 | 0.01 | 0.01 | 0.01 | 0.01 | 0.01 | 0.01 | 280 | 1844.8968 | 1844.8968 | 1844.8968 | 2164.2059 | 2164.2059 | 2164.2059 | 2448.0362 | 2448.0362 | 2448.0362 | 278 | 2078.7129 | 0 | 0 | 0 | 0 | 0 | 0 | 2078.7129 |  | 278 | 2078.7129 | 0 | 0 | 0 | 0 | 0 | 0 | 2078.7129 | 278 | 2078.7129 | 0 | 0 | 0 | 0 | 0 | 0 | 2078.7129 | 278 | 2188.1188 | 921.2916 | 0 | 0 | 0 | 0 | 0 | 3109.4104 | 278 | 2188.1188 | 921.2916 | 0 | 0 | 0 | 0 | 0 | 3109.4104 | 278 | 2188.1188 | 921.2916 | 0 | 0 | 0 | 0 | 0 | 3109.4104 | 278 | 0 | 1842.5832 | 0 | 0 | 0 | 0 | 0 | 0 | 0 | 1842.5832 | 278 | 1874.2993 | 1842.5832 | 0 | 17 | 0 | 0 | 0 | 0 | 0 | 3733.8826 | 278 | 0 | 1842.5832 | 0 | 0 | 0 | 0 | 0 | 0 | 0 | 1842.5832
281 | 74.1528 | 74.1528 | 74.1528 | 0.01 | 0.01 | 0.01 | 0.01 | 0.01 | 0.01 | 281 | 1817.1352 | 1817.1352 | 1817.1352 | 2131.6393 | 2131.6393 | 2131.6393 | 2411.1986 | 2411.1986 | 2411.1986 | 279 | 2003.4653 | 0 | 0 | 0 | 0 | 0 | 0 | 2003.4653 |  | 279 | 2003.4653 | 0 | 0 | 0 | 0 | 0 | 0 | 2003.4653 | 279 | 2003.4653 | 0 | 0 | 0 | 0 | 0 | 0 | 2003.4653 | 279 | 2108.9109 | 890.0101 | 0 | 0 | 0 | 0 | 0 | 2998.921 | 279 | 2108.9109 | 890.0101 | 0 | 0 | 0 | 0 | 0 | 2998.921 | 279 | 1773.6949 | 890.0101 | 0 | 0 | 0 | 0 | 0 | 2663.705 | 279 | 0 | 1780.0202 | 0 | 0 | 0 | 0 | 0 | 0 | 0 | 1780.0202 | 279 | 0 | 1780.0202 | 0 | 17 | 0 | 0 | 0 | 0 | 0 | 1797.0202 | 279 | 0 | 1780.0202 | 0 | 0 | 0 | 0 | 0 | 0 | 0 | 1780.0202
282 | 74.1528 | 74.1528 | 74.1528 | 35.66 | 35.66 | 35.66 | 0.01 | 0.01 | 0.01 | 282 | 1783.8212 | 1783.8212 | 1783.8212 | 2092.5594 | 2092.5594 | 2092.5594 | 2366.9935 | 2366.9935 | 2366.9935 | 280 | 1937.6238 | 0 | 0 | 0 | 0 | 0 | 0 | 1937.6238 |  | 280 | 1937.6238 | 0 | 0 | 0 | 0 | 0 | 0 | 1937.6238 | 280 | 1937.6238 | 0 | 0 | 0 | 0 | 0 | 0 | 1937.6238 | 280 | 1466.2292 | 844.6014 | 0 | 0 | 0 | 0 | 0 | 2310.8306 | 280 | 1802.1689 | 844.6014 | 0 | 0 | 0 | 0 | 0 | 2646.7704 | 280 | 1802.1689 | 844.6014 | 0 | 0 | 0 | 0 | 0 | 2646.7704 | 280 | 715.1313 | 1689.2028 | 0 | 0 | 0 | 0 | 0 | 0 | 0 | 2404.3341 | 280 | 322.4334 | 1689.2028 | 0 | 17 | 0 | 0 | 0 | 0 | 0 | 2028.6363 | 280 | 982.4334 | 1689.2028 | 0 | 0 | 0 | 0 | 0 | 0 | 0 | 2671.6363
283 | 84.704 | 84.5534 | 84.5534 | 54.4735 | 52.2985 | 52.5988 | 0.01 | 0.01 | 0.01 | 283 | 1680.3564 | 1680.3564 | 1680.3564 | 1951.8354 | 1951.8354 | 1951.8354 | 2308.0533 | 2308.0533 | 2308.0533 | 281 | 1787.1287 | 0 | 0 | 0 | 0 | 0 | 14.0064 | 1801.1352 |  | 281 | 1787.1287 | 0 | 0 | 0 | 0 | 0 | 14.0064 | 1801.1352 | 281 | 1787.1287 | 0 | 0 | 0 | 0 | 0 | 14.0064 | 1801.1352 | 281 | 1835.1927 | 779.0111 | 0 | 0 | 0 | 0 | 0 | 2614.2038 | 281 | 1835.1927 | 779.0111 | 0 | 0 | 0 | 0 | 0 | 2614.2038 | 281 | 1835.1927 | 779.0111 | 0 | 0 | 0 | 0 | 0 | 2614.2038 | 281 | 1335.7409 | 1558.0222 | 0 | 0 | 0 | 0 | 0 | 0 | 0 | 2893.7631 | 281 | 1912.5413 | 1558.0222 | 0 | 17 | 0 | 0 | 0 | 0 | 0 | 3487.5635 | 281 | 1912.5413 | 1558.0222 | 0 | 0 | 0 | 0 | 0 | 0 | 0 | 3470.5635
284 | 84.704 | 84.5534 | 84.5534 | 54.4735 | 52.2985 | 52.5988 | 25.1317 | 23.2509 | 23.2509 | 284 | 1473.4257 | 1473.4257 | 1473.4257 | 1668.4233 | 1668.4233 | 1668.4233 | 2068.9818 | 2068.9818 | 2068.9818 | 282 | 1646.0396 | 0 | 0 | 0 | 0 | 0 | 121.7816 | 1767.8212 |  | 282 | 1646.0396 | 0 | 0 | 0 | 0 | 0 | 121.7816 | 1767.8212 | 282 | 1646.0396 | 0 | 0 | 0 | 0 | 0 | 121.7816 | 1767.8212 | 282 | 1732.6733 | 712.4117 | 0 | 0 | 0 | 0 | 0 | 2445.085 | 282 | 1732.6733 | 712.4117 | 0 | 0 | 0 | 0 | 0 | 2445.085 | 282 | 1732.6733 | 712.4117 | 0 | 0 | 0 | 0 | 0 | 2445.085 | 282 | 1761.5512 | 1424.8234 | 0 | 0 | 0 | 0 | 0 | 0 | 0 | 3186.3746 | 282 | 1477.84 | 1424.8234 | 0 | 17 | 0 | 0 | 0 | 0 | 0 | 2919.6634 | 282 | 1424.7345 | 1424.8234 | 0 | 0 | 0 | 0 | 0 | 0 | 0 | 2849.5579
285 | 84.704 | 84.5534 | 84.5534 | 83.3898 | 78.5757 | 78.9464 | 25.1317 | 23.2509 | 23.2509 | 285 | 1275.901 | 1275.901 | 1275.901 | 1422.5074 | 1422.5074 | 1422.5074 | 1778.8873 | 1778.8873 | 1778.8873 | 283 | 1514.3564 | 0 | 0 | 0 | 0 | 0 | 150 | 1664.3564 |  | 283 | 1514.3564 | 0 | 0 | 0 | 0 | 0 | 150 | 1664.3564 | 283 | 1514.3564 | 0 | 0 | 0 | 0 | 0 | 150 | 1664.3564 | 283 | 1594.0594 | 641.776 | 0 | 0 | 0 | 0 | 0 | 2235.8354 | 283 | 1594.0594 | 641.776 | 0 | 0 | 0 | 0 | 0 | 2235.8354 | 283 | 1594.0594 | 641.776 | 0 | 0 | 0 | 0 | 0 | 2235.8354 | 283 | 1620.6271 | 1283.552 | 0 | 0 | 0 | 0 | 0 | 0 | 0 | 2904.179 | 283 | 1620.6271 | 1283.552 | 0 | 17 | 0 | 0 | 0 | 0 | 0 | 2921.179 | 283 | 1507.0658 | 1283.552 | 0 | 0 | 0 | 0 | 0 | 0 | 0 | 2790.6178
286 | 84.704 | 84.5534 | 84.5534 | 83.3898 | 78.5757 | 78.9464 | 25.1317 | 23.2509 | 23.2509 | 286 | 1181.8416 | 1181.8416 | 1181.8416 | 1313.0838 | 1313.0838 | 1313.0838 | 1615.6641 | 1615.6641 | 1615.6641 | 284 | 1307.4257 | 0 | 0 | 0 | 0 | 0 | 150 | 1457.4257 |  | 284 | 1307.4257 | 0 | 0 | 0 | 0 | 0 | 150 | 1457.4257 | 284 | 1307.4257 | 0 | 0 | 0 | 0 | 0 | 150 | 1457.4257 | 284 | 1376.2376 | 576.1857 | 0 | 0 | 0 | 0 | 0 | 1952.4233 | 284 | 1376.2376 | 576.1857 | 0 | 0 | 0 | 0 | 0 | 1952.4233 | 284 | 1376.2376 | 576.1857 | 0 | 0 | 0 | 0 | 0 | 1952.4233 | 284 | 1399.1749 | 1152.3713 | 0 | 0 | 0 | 0 | 0 | 0 | 0 | 2551.5463 | 284 | 1399.1749 | 1152.3713 | 0 | 17 | 0 | 0 | 0 | 0 | 0 | 2568.5463 | 284 | 1399.1749 | 1152.3713 | 0 | 0 | 0 | 0 | 0 | 0 | 0 | 2551.5463
287 | 84.704 | 84.5534 | 84.5534 | 54.4735 | 52.2985 | 52.5988 | 25.1317 | 23.2509 | 23.2509 | 287 | 1200.6535 | 1200.6535 | 1200.6535 | 1294.5136 | 1294.5136 | 1294.5136 | 1603.5055 | 1603.5055 | 1603.5055 | 285 | 1109.901 | 0 | 0 | 0 | 0 | 0 | 150 | 1259.901 |  | 285 | 1109.901 | 0 | 0 | 0 | 0 | 0 | 150 | 1259.901 | 285 | 1109.901 | 0 | 0 | 0 | 0 | 0 | 150 | 1259.901 | 285 | 1168.3168 | 536.8315 | 0 | 0 | 0 | 0 | 0 | 1705.1483 | 285 | 1168.3168 | 536.8315 | 0 | 0 | 0 | 0 | 0 | 1705.1483 | 285 | 1168.3168 | 536.8315 | 0 | 0 | 0 | 0 | 0 | 1705.1483 | 285 | 1187.7888 | 1073.663 | 0 | 0 | 0 | 0 | 0 | 0 | 0 | 2261.4517 | 285 | 1187.7888 | 1073.663 | 0 | 17 | 0 | 0 | 0 | 0 | 0 | 2278.4517 | 285 | 1187.7888 | 1073.663 | 0 | 0 | 0 | 0 | 0 | 0 | 0 | 2261.4517
288 | 84.704 | 84.5534 | 84.5534 | 54.4735 | 52.2985 | 52.5988 | 25.1317 | 23.2509 | 23.2509 | 288 | 1163.0297 | 1163.0297 | 1163.0297 | 1250.8733 | 1250.8733 | 1250.8733 | 1555.1689 | 1555.1689 | 1555.1689 | 286 | 1015.8416 | 0 | 0 | 0 | 0 | 0 | 150 | 1165.8416 |  | 286 | 1015.8416 | 0 | 0 | 0 | 0 | 0 | 150 | 1165.8416 | 286 | 1015.8416 | 0 | 0 | 0 | 0 | 0 | 150 | 1165.8416 | 286 | 1069.3069 | 505.5499 | 0 | 0 | 0 | 0 | 0 | 1574.8569 | 286 | 1069.3069 | 505.5499 | 0 | 0 | 0 | 0 | 0 | 1574.8569 | 286 | 1069.3069 | 505.5499 | 0 | 0 | 0 | 0 | 0 | 1574.8569 | 286 | 1087.1287 | 1011.0999 | 0 | 0 | 0 | 0 | 0 | 0 | 0 | 2098.2286 | 286 | 1087.1287 | 1011.0999 | 0 | 17 | 0 | 0 | 0 | 0 | 0 | 2115.2286 | 286 | 1087.1287 | 1011.0999 | 0 | 0 | 0 | 0 | 0 | 0 | 0 | 2098.2286
289 | 84.704 | 84.5534 | 84.5534 | 54.4735 | 52.2985 | 52.5988 | 25.1317 | 23.2509 | 23.2509 | 289 | 1134.8119 | 1134.8119 | 1134.8119 | 1228.2339 | 1228.2339 | 1228.2339 | 1539.098 | 1539.098 | 1539.098 | 287 | 1034.6535 | 0 | 0 | 0 | 0 | 0 | 150 | 1184.6535 |  | 287 | 1034.6535 | 0 | 0 | 0 | 0 | 0 | 150 | 1184.6535 | 287 | 1034.6535 | 0 | 0 | 0 | 0 | 0 | 150 | 1184.6535 | 287 | 1089.1089 | 489.4046 | 0 | 0 | 0 | 0 | 0 | 1578.5136 | 287 | 1089.1089 | 489.4046 | 0 | 0 | 0 | 0 | 0 | 1578.5136 | 287 | 1089.1089 | 489.4046 | 0 | 0 | 0 | 0 | 0 | 1578.5136 | 287 | 1107.2607 | 978.8093 | 0 | 0 | 0 | 0 | 0 | 0 | 0 | 2086.07 | 287 | 1107.2607 | 978.8093 | 0 | 17 | 0 | 0 | 0 | 0 | 0 | 2103.07 | 287 | 1107.2607 | 978.8093 | 0 | 0 | 0 | 0 | 0 | 0 | 0 | 2086.07
290 | 84.704 | 84.5534 | 84.5534 | 54.4735 | 52.2985 | 52.5988 | 25.1317 | 23.2509 | 23.2509 | 290 | 1357.2647 | 1187.2647 | 1187.2647 | 1222.559 | 1222.559 | 1193.4405 | 1547.2203 | 1547.2203 | 1547.2203 | 288 | 997.0297 | 0 | 0 | 0 | 0 | 0 | 150 | 1147.0297 |  | 288 | 997.0297 | 0 | 0 | 0 | 0 | 0 | 150 | 1147.0297 | 288 | 997.0297 | 0 | 0 | 0 | 0 | 0 | 150 | 1147.0297 | 288 | 1049.505 | 485.3683 | 0 | 0 | 0 | 0 | 0 | 1534.8733 | 288 | 1049.505 | 485.3683 | 0 | 0 | 0 | 0 | 0 | 1534.8733 | 288 | 1049.505 | 485.3683 | 0 | 0 | 0 | 0 | 0 | 1534.8733 | 288 | 1066.9967 | 970.7366 | 0 | 0 | 0 | 0 | 0 | 0 | 0 | 2037.7333 | 288 | 1066.9967 | 970.7366 | 0 | 17 | 0 | 0 | 0 | 0 | 0 | 2054.7333 | 288 | 1066.9967 | 970.7366 | 0 | 0 | 0 | 0 | 0 | 0 | 0 | 2037.7333
291 | 84.5534 | 84.5534 | 84.5534 | 54.4735 | 52.2985 | 52.5988 | 25.1317 | 23.2509 | 23.2509 | 291 | 1404.0417 | 1404.0417 | 1404.0417 | 1199.037 | 1197.6667 | 1226.7852 | 1565.4085 | 1565.4085 | 1565.4085 | 289 | 968.8119 | 0 | 0 | 0 | 0 | 0 | 150 | 1118.8119 |  | 289 | 968.8119 | 0 | 0 | 0 | 0 | 0 | 150 | 1118.8119 | 289 | 968.8119 | 0 | 0 | 0 | 0 | 0 | 150 | 1118.8119 | 289 | 1019.802 | 492.4319 | 0 | 0 | 0 | 0 | 0 | 1512.2339 | 289 | 1019.802 | 492.4319 | 0 | 0 | 0 | 0 | 0 | 1512.2339 | 289 | 1019.802 | 492.4319 | 0 | 0 | 0 | 0 | 0 | 1512.2339 | 289 | 1036.7987 | 984.8638 | 0 | 0 | 0 | 0 | 0 | 0 | 0 | 2021.6625 | 289 | 1036.7987 | 984.8638 | 0 | 17 | 0 | 0 | 0 | 0 | 0 | 2038.6625 | 289 | 1036.7987 | 984.8638 | 0 | 0 | 0 | 0 | 0 | 0 | 0 | 2021.6625
292 | 84.704 | 84.5534 | 84.5534 | 89.3618 | 89.3618 | 89.3618 | 25.1317 | 23.2509 | 23.2509 | 292 | 1244.7906 | 1050.1584 | 1074.7906 | 1221.8974 | 1221.8974 | 1221.8974 | 1525.1941 | 1525.1941 | 1525.1941 | 290 | 950 | 0 | 0 | 0 | 0 | 0 | 150 | 1100 |  | 290 | 950 | 0 | 0 | 0 | 0 | 0 | 150 | 1100 | 290 | 950 | 0 | 0 | 0 | 0 | 0 | 150 | 1100 | 290 | 1000 | 506.559 | 0 | 0 | 0 | 0 | 0 | 1506.559 | 290 | 1000 | 506.559 | 0 | 0 | 0 | 0 | 0 | 1506.559 | 290 | 1000 | 506.559 | 0 | 0 | 0 | 0 | 0 | 1506.559 | 290 | 1016.6667 | 1013.1181 | 0 | 0 | 0 | 0 | 0 | 0 | 0 | 2029.7847 | 290 | 1016.6667 | 1013.1181 | 0 | 17 | 0 | 0 | 0 | 0 | 0 | 2046.7847 | 290 | 1016.6667 | 1013.1181 | 0 | 0 | 0 | 0 | 0 | 0 | 0 | 2029.7847
293 | 85.9248 | 85.9248 | 85.9248 | 91.7331 | 91.7331 | 91.7331 | 25.1317 | 23.2509 | 23.2509 | 293 | 1172.6525 | 1172.6525 | 1172.6525 | 1375.6116 | 1375.6116 | 1375.6116 | 1571.5623 | 1571.5623 | 1571.5623 | 291 | 940.5941 | 0 | 0 | 0 | 0 | 0 | 150 | 1090.5941 |  | 291 | 940.5941 | 0 | 0 | 0 | 0 | 0 | 150 | 1090.5941 | 291 | 940.5941 | 0 | 0 | 0 | 0 | 0 | 150 | 1090.5941 | 291 | 990.099 | 520.6862 | 0 | 0 | 0 | 0 | 0 | 1510.7852 | 291 | 990.099 | 520.6862 | 0 | 0 | 0 | 0 | 0 | 1510.7852 | 291 | 990.099 | 520.6862 | 0 | 0 | 0 | 0 | 0 | 1510.7852 | 291 | 1006.6007 | 1041.3724 | 0 | 0 | 0 | 0 | 0 | 0 | 0 | 2047.973 | 291 | 1006.6007 | 1041.3724 | 0 | 17 | 0 | 0 | 0 | 0 | 0 | 2064.973 | 291 | 1006.6007 | 1041.3724 | 0 | 0 | 0 | 0 | 0 | 0 | 0 | 2047.973
294 | 94.8028 | 94.8028 | 94.8028 | 98.4122 | 98.4122 | 98.4122 | 29.4762 | 29.4762 | 29.4762 | 294 | 1325.8968 | 1325.8968 | 1325.8968 | 1555.379 | 1555.379 | 1555.379 | 1759.3631 | 1759.3631 | 1759.3631 | 292 | 884.1584 | 0 | 0 | 0 | 0 | 0 | 150 | 1034.1584 |  | 292 | 884.1584 | 0 | 0 | 0 | 0 | 0 | 150 | 1034.1584 | 292 | 884.1584 | 0 | 0 | 0 | 0 | 0 | 150 | 1034.1584 | 292 | 930.6931 | 530.777 | 0 | 0 | 0 | 0 | 0 | 1461.4701 | 292 | 930.6931 | 530.777 | 0 | 0 | 0 | 0 | 0 | 1461.4701 | 292 | 930.6931 | 530.777 | 0 | 0 | 0 | 0 | 0 | 1461.4701 | 292 | 946.2046 | 1061.554 | 0 | 0 | 0 | 0 | 0 | 0 | 0 | 2007.7586 | 292 | 946.2046 | 1061.554 | 0 | 17 | 0 | 0 | 0 | 0 | 0 | 2024.7586 | 292 | 946.2046 | 1061.554 | 0 | 0 | 0 | 0 | 0 | 0 | 0 | 2007.7586
295 | 98.6288 | 98.6288 | 98.6288 | 102.6038 | 102.6038 | 102.6038 | 31.25 | 31.25 | 31.25 | 295 | 1459.1528 | 1459.1528 | 1459.1528 | 1711.6985 | 1711.6985 | 1711.6985 | 1936.1835 | 1936.1835 | 1936.1835 | 293 | 902.9703 | 0 | 0 | 0 | 0 | 0 | 150 | 1052.9703 |  | 293 | 902.9703 | 0 | 0 | 0 | 0 | 0 | 150 | 1052.9703 | 293 | 902.9703 | 0 | 0 | 0 | 0 | 0 | 150 | 1052.9703 | 293 | 950.495 | 543.8951 | 0 | 150 | 0 | 0 | 0 | 1644.3901 | 293 | 950.495 | 543.8951 | 0 | 150 | 0 | 0 | 0 | 1644.3901 | 293 | 950.495 | 543.8951 | 0 | 150 | 0 | 0 | 0 | 1644.3901 | 293 | 966.3366 | 1087.7901 | 0 | 0 | 0 | 0 | 0 | 0 | 0 | 2054.1267 | 293 | 966.3366 | 1087.7901 | 0 | 17 | 0 | 0 | 0 | 0 | 0 | 2071.1267 | 293 | 966.3366 | 1087.7901 | 0 | 0 | 0 | 0 | 0 | 0 | 0 | 2054.1267
296 | 98.6288 | 98.6288 | 98.6288 | 102.6038 | 102.6038 | 102.6038 | 30.6546 | 30.6546 | 30.6546 | 296 | 1486.9145 | 1486.9145 | 1486.9145 | 1744.2651 | 1744.2651 | 1744.2651 | 1973.0211 | 1973.0211 | 1973.0211 | 294 | 931.1881 | 0 | 0 | 150 | 0 | 0 | 228.7087 | 1309.8968 |  | 294 | 931.1881 | 0 | 0 | 150 | 0 | 0 | 228.7087 | 1309.8968 | 294 | 931.1881 | 0 | 0 | 150 | 0 | 0 | 228.7087 | 1309.8968 | 294 | 980.198 | 578.2038 | 0 | 150 | 0 | 0 | 0 | 1708.4019 | 294 | 980.198 | 578.2038 | 0 | 150 | 0 | 0 | 0 | 1708.4019 | 294 | 980.198 | 578.2038 | 0 | 150 | 0 | 0 | 0 | 1708.4019 | 294 | 996.5347 | 1156.4077 | 0 | 0 | 0 | 0 | 0 | 0 | 0 | 2152.9423 | 294 | 996.5347 | 1156.4077 | 0 | 17 | 0 | 0 | 0 | 0 | 0 | 2169.9423 | 294 | 996.5347 | 1156.4077 | 0 | 0 | 0 | 0 | 0 | 0 | 0 | 2152.9423
297 | 98.6288 | 98.6288 | 98.6288 | 102.6038 | 102.6038 | 102.6038 | 28.8088 | 28.8088 | 28.8088 | 297 | 1485.804 | 1485.804 | 1485.804 | 1742.9624 | 1742.9624 | 1742.9624 | 1971.5476 | 1971.5476 | 1971.5476 | 295 | 921.7822 | 0 | 0 | 150 | 0 | 0 | 371.3706 | 1443.1528 |  | 295 | 921.7822 | 0 | 0 | 150 | 0 | 0 | 371.3706 | 1443.1528 | 295 | 921.7822 | 0 | 0 | 150 | 0 | 0 | 371.3706 | 1443.1528 | 295 | 970.297 | 628.6579 | 0 | 150 | 0 | 0 | 0 | 1748.955 | 295 | 970.297 | 628.6579 | 0 | 150 | 0 | 0 | 90.4798 | 1839.4347 | 295 | 970.297 | 628.6579 | 0 | 150 | 0 | 0 | 0 | 1748.955 | 295 | 986.4686 | 1257.3158 | 0 | 0 | 0 | 0 | 0 | 0 | 0 | 2243.7845 | 295 | 986.4686 | 1257.3158 | 0 | 17 | 0 | 0 | 0 | 0 | 0 | 2260.7845 | 295 | 986.4686 | 1257.3158 | 0 | 0 | 0 | 0 | 0 | 0 | 0 | 2243.7845
298 | 98.6288 | 98.6288 | 98.6288 | 102.6038 | 102.6038 | 102.6038 | 28.8088 | 28.8088 | 28.8088 | 298 | 1483.5831 | 1483.5831 | 1483.5831 | 1740.3571 | 1740.3571 | 1740.3571 | 1968.6006 | 1968.6006 | 1968.6006 | 296 | 921.7822 | 0 | 0 | 150 | 0 | 0 | 399.1323 | 1470.9145 |  | 296 | 921.7822 | 0 | 0 | 150 | 0 | 0 | 399.1323 | 1470.9145 | 296 | 921.7822 | 0 | 0 | 150 | 0 | 0 | 399.1323 | 1470.9145 | 296 | 970.297 | 668.0121 | 0 | 150 | 0 | 0 | 0 | 1788.3091 | 296 | 970.297 | 668.0121 | 0 | 150 | 0 | 0 | 0 | 1788.3091 | 296 | 970.297 | 668.0121 | 0 | 150 | 0 | 0 | 150 | 1938.3091 | 296 | 986.4686 | 1336.0242 | 0 | 0 | 0 | 0 | 0 | 0 | 0 | 2322.4929 | 296 | 986.4686 | 1336.0242 | 0 | 17 | 0 | 0 | 0 | 0 | 0 | 2339.4929 | 296 | 986.4686 | 1336.0242 | 0 | 0 | 0 | 0 | 0 | 0 | 0 | 2322.4929
299 | 99.3081 | 99.3081 | 99.3081 | 102.6038 | 102.6038 | 102.6038 | 28.8088 | 28.8088 | 28.8088 | 299 | 1482.4726 | 1482.4726 | 1482.4726 | 1739.0544 | 1739.0544 | 1739.0544 | 1967.1271 | 1967.1271 | 1967.1271 | 297 | 902.9703 | 0 | 5.0859 | 150 | 0 | 0 | 411.7478 | 1469.804 |  | 297 | 902.9703 | 0 | 5.0859 | 150 | 0 | 0 | 411.7478 | 1469.804 | 297 | 902.9703 | 0 | 5.0859 | 150 | 0 | 0 | 411.7478 | 1469.804 | 297 | 950.495 | 706.3572 | 5.4983 | 150 | 0 | 0 | 106.6925 | 1919.043 | 297 | 950.495 | 706.3572 | 5.4983 | 150 | 0 | 0 | 0 | 1812.3505 | 297 | 950.495 | 706.3572 | 5.4983 | 150 | 0 | 0 | 33.4896 | 1845.8402 | 297 | 966.3366 | 1412.7144 | 6.8729 | 0 | 0 | 0 | 0 | 0 | 0 | 2385.9239 | 297 | 966.3366 | 1412.7144 | 6.8729 | 17 | 0 | 0 | 0 | 0 | 0 | 2402.9239 | 297 | 966.3366 | 1412.7144 | 6.8729 | 0 | 0 | 0 | 0 | 0 | 0 | 2385.9239
300 | 99.3081 | 99.3081 | 99.3081 | 102.6038 | 102.6038 | 102.6038 | 29.4762 | 29.4762 | 29.4762 | 300 | 1505.7924 | 1505.7924 | 1505.7924 | 1766.4103 | 1766.4103 | 1766.4103 | 1998.0707 | 1998.0707 | 1998.0707 | 298 | 865.3465 | 0 | 5.0859 | 150 | 0 | 0 | 447.1506 | 1467.5831 |  | 298 | 865.3465 | 0 | 5.0859 | 150 | 0 | 0 | 447.1506 | 1467.5831 | 298 | 865.3465 | 0 | 5.0859 | 150 | 0 | 0 | 447.1506 | 1467.5831 | 298 | 910.8911 | 733.6024 | 5.4983 | 150 | 0 | 0 | 0 | 1799.9918 | 298 | 910.8911 | 733.6024 | 5.4983 | 150 | 0 | 0 | 0 | 1799.9918 | 298 | 910.8911 | 733.6024 | 5.4983 | 150 | 0 | 0 | 0 | 1799.9918 | 298 | 926.0726 | 1467.2048 | 6.8729 | 0 | 0 | 0 | 0 | 0 | 0 | 2400.1503 | 298 | 926.0726 | 1467.2048 | 6.8729 | 17 | 0 | 0 | 0 | 0 | 0 | 2417.1503 | 298 | 926.0726 | 1467.2048 | 6.8729 | 0 | 0 | 0 | 0 | 0 | 0 | 2400.1503
301 | 98.6288 | 98.6288 | 98.6288 | 102.6038 | 102.6038 | 102.6038 | 28.8088 | 28.8088 | 28.8088 | 301 | 1482.4726 | 1482.4726 | 1482.4726 | 1739.0544 | 1739.0544 | 1739.0544 | 1967.1271 | 1967.1271 | 1967.1271 | 299 | 837.1287 | 0 | 5.0859 | 150 | 0 | 0 | 474.258 | 1466.4726 |  | 299 | 837.1287 | 0 | 5.0859 | 150 | 0 | 0 | 474.258 | 1466.4726 | 299 | 837.1287 | 0 | 5.0859 | 150 | 0 | 0 | 474.258 | 1466.4726 | 299 | 881.1881 | 743.6932 | 5.4983 | 150 | 0 | 0 | 0 | 1780.3796 | 299 | 881.1881 | 743.6932 | 5.4983 | 150 | 0 | 0 | 0 | 1780.3796 | 299 | 881.1881 | 743.6932 | 5.4983 | 150 | 0 | 0 | 0 | 1780.3796 | 299 | 895.8746 | 1487.3865 | 6.8729 | 0 | 0 | 0 | 0 | 0 | 0 | 2390.1339 | 299 | 895.8746 | 1487.3865 | 6.8729 | 17 | 0 | 0 | 0 | 0 | 0 | 2407.1339 | 299 | 895.8746 | 1487.3865 | 6.8729 | 0 | 0 | 0 | 0 | 0 | 0 | 2390.1339
302 | 99.3081 | 99.3081 | 99.3081 | 102.6038 | 102.6038 | 102.6038 | 29.4762 | 29.4762 | 29.4762 | 302 | 1501.3505 | 1501.3505 | 1501.3505 | 1761.1997 | 1761.1997 | 1761.1997 | 1992.1767 | 1992.1767 | 1992.1767 | 300 | 846.5347 | 0 | 5.0859 | 150 | 0 | 0 | 488.1718 | 1489.7924 |  | 300 | 846.5347 | 0 | 5.0859 | 150 | 0 | 0 | 488.1718 | 1489.7924 | 300 | 846.5347 | 0 | 5.0859 | 150 | 0 | 0 | 488.1718 | 1489.7924 | 300 | 891.0891 | 732.5933 | 5.4983 | 150 | 0 | 0 | 0 | 1779.1807 | 300 | 891.0891 | 732.5933 | 5.4983 | 150 | 0 | 0 | 0 | 1779.1807 | 300 | 891.0891 | 732.5933 | 5.4983 | 150 | 0 | 0 | 150 | 1929.1807 | 300 | 905.9406 | 1465.1867 | 6.8729 | 0 | 0 | 0 | 0 | 0 | 0 | 2378.0001 | 300 | 905.9406 | 1465.1867 | 6.8729 | 17 | 0 | 0 | 0 | 0 | 0 | 2395.0001 | 300 | 905.9406 | 1465.1867 | 6.8729 | 0 | 0 | 0 | 0 | 0 | 0 | 2378.0001
303 | 99.3081 | 99.3081 | 99.3081 | 102.6038 | 102.6038 | 102.6038 | 31.25 | 31.25 | 31.25 | 303 | 1524.6703 | 1524.6703 | 1524.6703 | 1788.5556 | 1788.5556 | 1788.5556 | 2023.1202 | 2023.1202 | 2023.1202 | 301 | 874.7525 | 0 | 5.0859 | 150 | 0 | 0 | 436.6342 | 1466.4726 |  | 301 | 874.7525 | 0 | 5.0859 | 150 | 0 | 0 | 436.6342 | 1466.4726 | 301 | 874.7525 | 0 | 5.0859 | 150 | 0 | 0 | 436.6342 | 1466.4726 | 301 | 920.7921 | 718.4662 | 5.4983 | 150 | 0 | 0 | 0 | 1794.7566 | 301 | 920.7921 | 718.4662 | 5.4983 | 150 | 0 | 0 | 0 | 1794.7566 | 301 | 920.7921 | 718.4662 | 5.4983 | 150 | 0 | 0 | 0 | 1794.7566 | 301 | 936.1386 | 1436.9324 | 6.8729 | 0 | 0 | 0 | 0 | 0 | 0 | 2379.9439 | 301 | 936.1386 | 1436.9324 | 6.8729 | 17 | 0 | 0 | 0 | 0 | 0 | 2396.9439 | 301 | 936.1386 | 1436.9324 | 6.8729 | 0 | 0 | 0 | 0 | 0 | 0 | 2379.9439
304 | 99.3081 | 99.3081 | 99.3081 | 102.6038 | 102.6038 | 102.6038 | 28.8088 | 28.8088 | 28.8088 | 304 | 1515.7866 | 1515.7866 | 1515.7866 | 1778.1343 | 1778.1343 | 1778.1343 | 2011.3322 | 2011.3322 | 2011.3322 | 302 | 865.3465 | 0 | 0 | 150 | 0 | 0 | 470.004 | 1485.3505 |  | 302 | 865.3465 | 0 | 0 | 150 | 0 | 0 | 470.004 | 1485.3505 | 302 | 865.3465 | 0 | 0 | 150 | 0 | 0 | 470.004 | 1485.3505 | 302 | 910.8911 | 716.448 | 0 | 150 | 0 | 0 | 150 | 1927.3391 | 302 | 910.8911 | 716.448 | 0 | 150 | 0 | 0 | 0 | 1777.3391 | 302 | 910.8911 | 716.448 | 0 | 150 | 0 | 0 | 150 | 1927.3391 | 302 | 926.0726 | 1432.8961 | 0 | 0 | 0 | 0 | 0 | 0 | 0 | 2358.9687 | 302 | 926.0726 | 1432.8961 | 0 | 17 | 0 | 0 | 0 | 0 | 0 | 2375.9687 | 302 | 926.0726 | 1432.8961 | 0 | 0 | 0 | 0 | 0 | 0 | 0 | 2358.9687
305 | 98.6288 | 98.6288 | 98.6288 | 102.6038 | 102.6038 | 102.6038 | 25.1317 | 23.2509 | 23.2509 | 305 | 1468.0365 | 1468.0365 | 1468.0365 | 1722.1198 | 1722.1198 | 1722.1198 | 1979.2561 | 1979.2561 | 1979.2561 | 303 | 837.1287 | 0 | 0 | 150 | 0 | 0 | 521.5416 | 1508.6703 |  | 303 | 837.1287 | 0 | 0 | 150 | 0 | 0 | 521.5416 | 1508.6703 | 303 | 837.1287 | 0 | 0 | 150 | 0 | 0 | 521.5416 | 1508.6703 | 303 | 881.1881 | 722.5025 | 0 | 150 | 0 | 0 | 0 | 1753.6906 | 303 | 881.1881 | 722.5025 | 0 | 150 | 0 | 0 | 0 | 1753.6906 | 303 | 881.1881 | 722.5025 | 0 | 150 | 0 | 0 | 150 | 1903.6906 | 303 | 895.8746 | 1445.005 | 0 | 0 | 0 | 0 | 0 | 0 | 0 | 2340.8796 | 303 | 895.8746 | 1445.005 | 0 | 17 | 0 | 0 | 0 | 0 | 0 | 2357.8796 | 303 | 895.8746 | 1445.005 | 0 | 0 | 0 | 0 | 0 | 0 | 0 | 2340.8796
306 | 98.6288 | 98.6288 | 98.6288 | 100 | 100 | 100 | 25.1317 | 23.2509 | 23.2509 | 306 | 1425.8388 | 1425.8388 | 1425.8388 | 1672.6186 | 1672.6186 | 1672.6186 | 1957.1307 | 1957.1307 | 1957.1307 | 304 | 884.1584 | 0 | 0 | 150 | 0 | 0 | 465.6282 | 1499.7866 |  | 304 | 884.1584 | 0 | 0 | 150 | 0 | 0 | 465.6282 | 1499.7866 | 304 | 884.1584 | 0 | 0 | 150 | 0 | 0 | 465.6282 | 1499.7866 | 304 | 930.6931 | 749.7477 | 0 | 150 | 0 | 0 | 150 | 1980.4408 | 304 | 930.6931 | 749.7477 | 0 | 150 | 0 | 0 | 0 | 1830.4408 | 304 | 930.6931 | 749.7477 | 0 | 150 | 0 | 0 | 150 | 1980.4408 | 304 | 946.2046 | 1499.4955 | 0 | 0 | 0 | 0 | 0 | 0 | 0 | 2445.7001 | 304 | 946.2046 | 1499.4955 | 0 | 17 | 0 | 0 | 0 | 0 | 0 | 2462.7001 | 304 | 946.2046 | 1499.4955 | 0 | 0 | 0 | 0 | 0 | 0 | 0 | 2445.7001
307 | 98.6288 | 98.6288 | 98.6288 | 102.6038 | 102.6038 | 102.6038 | 25.1317 | 23.2509 | 23.2509 | 307 | 1393.6353 | 1393.6353 | 1393.6353 | 1634.8414 | 1634.8414 | 1634.8414 | 1936.8747 | 1936.8747 | 1936.8747 | 305 | 893.5644 | 0 | 0 | 150 | 0 | 0 | 408.4722 | 1452.0365 |  | 305 | 893.5644 | 0 | 0 | 150 | 0 | 0 | 408.4722 | 1452.0365 | 305 | 893.5644 | 0 | 0 | 150 | 0 | 0 | 408.4722 | 1452.0365 | 305 | 940.5941 | 752.775 | 0 | 150 | 0 | 0 | 0 | 1843.369 | 305 | 940.5941 | 752.775 | 0 | 150 | 0 | 0 | 0 | 1843.369 | 305 | 940.5941 | 752.775 | 0 | 150 | 0 | 0 | 113.3935 | 1956.7626 | 305 | 956.2706 | 1505.55 | 0 | 0 | 0 | 0 | 0 | 0 | 0 | 2461.8206 | 305 | 956.2706 | 1505.55 | 0 | 17 | 0 | 0 | 0 | 0 | 0 | 2478.8206 | 305 | 956.2706 | 1505.55 | 0 | 0 | 0 | 0 | 0 | 0 | 0 | 2461.8206
308 | 94.8028 | 94.8028 | 94.8028 | 100 | 100 | 100 | 25.1317 | 23.2509 | 23.2509 | 308 | 1344.7748 | 1344.7748 | 1344.7748 | 1577.5243 | 1577.5243 | 1577.5243 | 1912.6815 | 1912.6815 | 1912.6815 | 306 | 865.3465 | 0 | 0 | 150 | 0 | 0 | 394.4923 | 1409.8388 |  | 306 | 865.3465 | 0 | 0 | 150 | 0 | 0 | 394.4923 | 1409.8388 | 306 | 865.3465 | 0 | 0 | 150 | 0 | 0 | 394.4923 | 1409.8388 | 306 | 910.8911 | 756.8113 | 0 | 150 | 0 | 0 | 0 | 1817.7024 | 306 | 910.8911 | 756.8113 | 0 | 150 | 0 | 0 | 0 | 1817.7024 | 306 | 910.8911 | 756.8113 | 0 | 150 | 0 | 0 | 0 | 1817.7024 | 306 | 926.0726 | 1513.6226 | 0 | 0 | 0 | 0 | 0 | 0 | 0 | 2439.6952 | 306 | 926.0726 | 1513.6226 | 0 | 17 | 0 | 0 | 0 | 0 | 0 | 2456.6952 | 306 | 926.0726 | 1513.6226 | 0 | 0 | 0 | 0 | 0 | 0 | 0 | 2439.6952
309 | 94.8028 | 94.8028 | 94.8028 | 100 | 100 | 100 | 25.1317 | 23.2509 | 23.2509 | 309 | 1270.3735 | 1270.3735 | 1270.3735 | 1490.2459 | 1490.2459 | 1490.2459 | 1848.1003 | 1848.1003 | 1848.1003 | 307 | 893.5644 | 0 | 0 | 150 | 0 | 0 | 334.0709 | 1377.6353 |  | 307 | 893.5644 | 0 | 0 | 150 | 0 | 0 | 334.0709 | 1377.6353 | 307 | 893.5644 | 0 | 0 | 150 | 0 | 0 | 334.0709 | 1377.6353 | 307 | 940.5941 | 731.5843 | 0 | 150 | 0 | 0 | 0 | 1822.1783 | 307 | 940.5941 | 731.5843 | 0 | 150 | 0 | 0 | 0 | 1822.1783 | 307 | 940.5941 | 731.5843 | 0 | 150 | 0 | 0 | 96.6631 | 1918.8414 | 307 | 956.2706 | 1463.1685 | 0 | 0 | 0 | 0 | 0 | 0 | 0 | 2419.4391 | 307 | 956.2706 | 1463.1685 | 0 | 17 | 0 | 0 | 0 | 0 | 0 | 2436.4391 | 307 | 956.2706 | 1463.1685 | 0 | 0 | 0 | 0 | 0 | 0 | 0 | 2419.4391
310 | 94.8028 | 94.8028 | 94.8028 | 98.7225 | 98.7225 | 98.7225 | 25.1317 | 23.2509 | 23.2509 | 310 | 1170.4316 | 1170.4316 | 1170.4316 | 1373.0062 | 1373.0062 | 1373.0062 | 1676.8293 | 1676.8293 | 1676.8293 | 308 | 884.1584 | 0 | 0 | 150 | 0 | 0 | 294.6164 | 1328.7748 |  | 308 | 884.1584 | 0 | 0 | 150 | 0 | 0 | 294.6164 | 1328.7748 | 308 | 884.1584 | 0 | 0 | 150 | 0 | 0 | 294.6164 | 1328.7748 | 308 | 930.6931 | 724.5207 | 0 | 150 | 0 | 0 | 0 | 1805.2138 | 308 | 930.6931 | 724.5207 | 0 | 150 | 0 | 0 | 0 | 1805.2138 | 308 | 930.6931 | 724.5207 | 0 | 150 | 0 | 0 | 0 | 1805.2138 | 308 | 946.2046 | 1449.0414 | 0 | 0 | 0 | 0 | 0 | 0 | 0 | 2395.246 | 308 | 946.2046 | 1449.0414 | 0 | 17 | 0 | 0 | 0 | 0 | 0 | 2412.246 | 308 | 946.2046 | 1449.0414 | 0 | 0 | 0 | 0 | 0 | 0 | 0 | 2395.246
311 | 94.8028 | 94.8028 | 94.8028 | 90.7143 | 90.7143 | 90.7143 | 25.1317 | 23.4961 | 23.4961 | 311 | 1110.4664 | 1110.4664 | 1110.4664 | 1302.6625 | 1302.6625 | 1302.6625 | 1588.0797 | 1473.5035 | 1473.5035 | 309 | 884.1584 | 0 | 0 | 150 | 0 | 0 | 220.2151 | 1254.3735 |  | 309 | 884.1584 | 0 | 0 | 150 | 0 | 0 | 220.2151 | 1254.3735 | 309 | 884.1584 | 0 | 0 | 150 | 0 | 0 | 220.2151 | 1254.3735 | 309 | 930.6931 | 692.2301 | 0 | 150 | 0 | 0 | 0 | 1772.9231 | 309 | 930.6931 | 692.2301 | 0 | 150 | 0 | 0 | 0 | 1772.9231 | 309 | 930.6931 | 692.2301 | 0 | 150 | 0 | 0 | 0 | 1772.9231 | 309 | 946.2046 | 1384.4601 | 0 | 0 | 0 | 0 | 0 | 0 | 0 | 2330.6648 | 309 | 946.2046 | 1384.4601 | 0 | 17 | 0 | 0 | 0 | 0 | 0 | 2347.6648 | 309 | 946.2046 | 1384.4601 | 0 | 0 | 0 | 0 | 0 | 0 | 0 | 2330.6648
312 | 94.8028 | 94.8028 | 94.8028 | 61.0107 | 71.7613 | 71.7613 | 27.5288 | 27.5288 | 27.5288 | 312 | 1077.1524 | 1077.1524 | 1077.1524 | 1263.5826 | 1263.5826 | 1263.5826 | 1429.2984 | 1429.2984 | 1429.2984 | 310 | 780.6931 | 0 | 0 | 150 | 0 | 0 | 223.7385 | 1154.4316 |  | 310 | 780.6931 | 0 | 0 | 150 | 0 | 0 | 223.7385 | 1154.4316 | 310 | 780.6931 | 0 | 0 | 150 | 0 | 0 | 223.7385 | 1154.4316 | 310 | 821.7822 | 661.9576 | 0 | 150 | 0 | 0 | 0 | 1633.7398 | 310 | 821.7822 | 661.9576 | 0 | 150 | 0 | 0 | 0 | 1633.7398 | 310 | 821.7822 | 661.9576 | 0 | 150 | 0 | 0 | 0 | 1633.7398 | 310 | 835.4785 | 1323.9152 | 0 | 0 | 0 | 0 | 0 | 0 | 0 | 2159.3938 | 310 | 835.4785 | 1323.9152 | 0 | 17 | 0 | 0 | 0 | 0 | 0 | 2176.3938 | 310 | 835.4785 | 1323.9152 | 0 | 0 | 0 | 0 | 0 | 0 | 0 | 2159.3938
313 | 87.4606 | 87.4606 | 87.4606 | 61.0107 | 70.8054 | 58.8452 | 27.5288 | 27.5288 | 27.5288 | 313 | 1062.7163 | 1062.7163 | 1062.7163 | 1246.648 | 1246.648 | 1246.648 | 1410.1428 | 1410.1428 | 1410.1428 | 311 | 761.8812 | 0 | 0 | 150 | 0 | 0 | 182.5852 | 1094.4664 |  | 311 | 761.8812 | 0 | 0 | 150 | 0 | 0 | 182.5852 | 1094.4664 | 311 | 761.8812 | 0 | 0 | 150 | 0 | 0 | 182.5852 | 1094.4664 | 311 | 801.9802 | 627.6488 | 0 | 84.1624 | 0 | 0 | 0 | 1513.7914 | 311 | 801.9802 | 627.6488 | 0 | 84.1624 | 0 | 0 | 0 | 1513.7914 | 311 | 801.9802 | 627.6488 | 0 | 84.1624 | 0 | 0 | 0 | 1513.7914 | 311 | 815.3465 | 1255.2977 | 0 | 0 | 0 | 0 | 0 | 0 | 0 | 2070.6442 | 311 | 815.3465 | 1255.2977 | 0 | 17 | 0 | 0 | 0 | 0 | 0 | 2087.6442 | 311 | 815.3465 | 1255.2977 | 0 | 0 | 0 | 0 | 0 | 0 | 0 | 2070.6442
314 | 84.704 | 84.5534 | 84.5534 | 61.0107 | 67.9604 | 58.8452 | 29.4202 | 29.4202 | 29.4202 | 314 | 1339.1418 | 1169.1418 | 1169.1418 | 1236.2267 | 1236.2267 | 1236.2267 | 1398.3548 | 1398.3548 | 1398.3548 | 312 | 714.8515 | 0 | 0 | 150 | 0 | 0 | 184.0887 | 1048.9402 |  | 312 | 714.8515 | 0 | 0 | 150 | 0 | 0 | 184.0887 | 1048.9402 | 312 | 714.8515 | 0 | 0 | 150 | 0 | 0 | 184.0887 | 1048.9402 | 312 | 752.4752 | 595.3582 | 0 | 0 | 0 | 0 | 0 | 1347.8335 | 312 | 752.4752 | 595.3582 | 0 | 0 | 0 | 0 | 0 | 1347.8335 | 312 | 752.4752 | 595.3582 | 0 | 0 | 0 | 0 | 0 | 1347.8335 | 312 | 765.0165 | 1190.7164 | 0 | 0 | 0 | 0 | 0 | 0 | 0 | 1955.7329 | 312 | 765.0165 | 1190.7164 | 0 | 17 | 0 | 0 | 0 | 0 | 0 | 1972.7329 | 312 | 765.0165 | 1190.7164 | 0 | 0 | 0 | 0 | 0 | 0 | 0 | 1955.7329
315 | 87.1912 | 87.1912 | 87.1912 | 72.0828 | 72.0828 | 72.0828 | 31.3461 | 31.3461 | 31.3461 | 315 | 1062.7163 | 1062.7163 | 1062.7163 | 1246.648 | 1246.648 | 1246.648 | 1410.1428 | 1410.1428 | 1410.1428 | 313 | 667.8218 | 0 | 0 | 0 | 0 | 0 | 150 | 817.8218 |  | 313 | 667.8218 | 0 | 0 | 0 | 0 | 0 | 150 | 817.8218 | 313 | 667.8218 | 0 | 0 | 0 | 0 | 0 | 150 | 817.8218 | 313 | 702.9703 | 575.1766 | 0 | 0 | 0 | 0 | 0 | 1278.1469 | 313 | 702.9703 | 575.1766 | 0 | 0 | 0 | 0 | 0 | 1278.1469 | 313 | 702.9703 | 575.1766 | 0 | 0 | 0 | 0 | 0 | 1278.1469 | 313 | 714.6865 | 1150.3532 | 0 | 0 | 0 | 0 | 0 | 0 | 0 | 1865.0396 | 313 | 714.6865 | 1150.3532 | 0 | 17 | 0 | 0 | 0 | 0 | 0 | 1882.0396 | 313 | 714.6865 | 1150.3532 | 0 | 0 | 0 | 0 | 0 | 0 | 0 | 1865.0396
316 | 90.7143 | 90.7143 | 90.7143 | 74.0546 | 74.0546 | 74.0546 | 31.3461 | 31.3461 | 31.3461 | 316 | 1099.3617 | 1099.3617 | 1099.3617 | 1289.6358 | 1289.6358 | 1289.6358 | 1458.7684 | 1458.7684 | 1458.7684 | 314 | 592.5743 | 0 | 0 | 0 | 0 | 0 | 150 | 742.5743 |  | 314 | 592.5743 | 0 | 0 | 0 | 0 | 0 | 150 | 742.5743 | 314 | 592.5743 | 0 | 0 | 0 | 0 | 0 | 150 | 742.5743 | 314 | 623.7624 | 576.1857 | 0 | 0 | 0 | 0 | 0 | 1199.948 | 314 | 623.7624 | 576.1857 | 0 | 0 | 0 | 0 | 0 | 1199.948 | 314 | 623.7624 | 576.1857 | 0 | 0 | 0 | 0 | 0 | 1199.948 | 314 | 634.1584 | 1152.3713 | 0 | 0 | 0 | 0 | 0 | 0 | 0 | 1786.5298 | 314 | 634.1584 | 1152.3713 | 0 | 17 | 0 | 0 | 0 | 0 | 0 | 1803.5298 | 314 | 634.1584 | 1152.3713 | 0 | 0 | 0 | 0 | 0 | 0 | 0 | 1786.5298
317 | 96.2822 | 96.2822 | 96.2822 | 78.8739 | 78.8739 | 78.8739 | 31.8905 | 31.8905 | 31.8905 | 317 | 1217.0711 | 1217.0711 | 1217.0711 | 1427.7181 | 1427.7181 | 1427.7181 | 1614.9598 | 1614.9598 | 1614.9598 | 315 | 573.7624 | 0 | 0 | 0 | 0 | 0 | 150 | 723.7624 |  | 315 | 573.7624 | 0 | 0 | 0 | 0 | 0 | 150 | 723.7624 | 315 | 573.7624 | 0 | 0 | 0 | 0 | 0 | 150 | 723.7624 | 315 | 603.9604 | 590.3128 | 0 | 0 | 0 | 0 | 0 | 1194.2732 | 315 | 603.9604 | 590.3128 | 0 | 0 | 0 | 0 | 0 | 1194.2732 | 315 | 603.9604 | 590.3128 | 0 | 0 | 0 | 0 | 0 | 1194.2732 | 315 | 614.0264 | 1180.6256 | 0 | 0 | 0 | 0 | 0 | 0 | 0 | 1794.652 | 315 | 614.0264 | 1180.6256 | 0 | 17 | 0 | 0 | 0 | 0 | 0 | 1811.652 | 315 | 614.0264 | 1180.6256 | 0 | 0 | 0 | 0 | 0 | 0 | 0 | 1794.652
318 | 96.2822 | 96.2822 | 96.2822 | 81.6235 | 81.6235 | 81.6235 | 55.9344 | 55.7748 | 55.7748 | 318 | 1396.9667 | 1396.9667 | 1396.9667 | 1638.7494 | 1638.7494 | 1638.7494 | 1853.6673 | 1853.6673 | 1853.6673 | 316 | 677.2277 | 0 | 0 | 36.6707 | 0 | 0 | 150 | 863.8985 |  | 316 | 677.2277 | 0 | 0 | 36.6707 | 0 | 0 | 150 | 863.8985 | 316 | 677.2277 | 0 | 0 | 36.6707 | 0 | 0 | 150 | 863.8985 | 316 | 712.8713 | 624.6216 | 0 | 0 | 0 | 0 | 0 | 1337.4929 | 316 | 712.8713 | 624.6216 | 0 | 0 | 0 | 0 | 0 | 1337.4929 | 316 | 712.8713 | 624.6216 | 0 | 0 | 0 | 0 | 0 | 1337.4929 | 316 | 724.7525 | 1249.2432 | 0 | 0 | 0 | 0 | 0 | 0 | 0 | 1973.9957 | 316 | 724.7525 | 1249.2432 | 0 | 17 | 0 | 0 | 0 | 0 | 0 | 1990.9957 | 316 | 724.7525 | 1249.2432 | 0 | 0 | 0 | 0 | 0 | 0 | 0 | 1973.9957
319 | 99.8303 | 99.8303 | 99.8303 | 90.2186 | 90.2186 | 90.2186 | 74.4804 | 74.4804 | 74.4804 | 319 | 1540.2169 | 1540.2169 | 1540.2169 | 1806.7929 | 1806.7929 | 1806.7929 | 2043.7493 | 2043.7493 | 2043.7493 | 317 | 630.198 | 0 | 0 | 150 | 0 | 0 | 300 | 1080.198 |  | 317 | 630.198 | 0 | 0 | 150 | 0 | 0 | 300 | 1080.198 | 317 | 630.198 | 0 | 0 | 150 | 0 | 0 | 300 | 1080.198 | 317 | 663.3663 | 653.885 | 0 | 0 | 0 | 0 | 0 | 1317.2513 | 317 | 663.3663 | 653.885 | 0 | 0 | 0 | 0 | 0 | 1317.2513 | 317 | 663.3663 | 653.885 | 0 | 0 | 0 | 0 | 0 | 1317.2513 | 317 | 674.4224 | 1307.7699 | 0 | 0 | 0 | 0 | 0 | 0 | 0 | 1982.1924 | 317 | 674.4224 | 1307.7699 | 0 | 17 | 0 | 0 | 0 | 0 | 0 | 1999.1924 | 317 | 674.4224 | 1307.7699 | 0 | 0 | 0 | 0 | 0 | 0 | 0 | 1982.1924
320 | 99.9461 | 99.9389 | 99.939 | 98.4122 | 98.4122 | 98.4122 | 88.3863 | 88.3863 | 88.3863 | 320 | 1569.089 | 1569.089 | 1569.089 | 1840.6621 | 1840.6621 | 1840.6621 | 2082.0604 | 2082.0604 | 2082.0604 | 318 | 912.3762 | 0 | 0 | 150 | 0 | 0 | 300 | 1362.3762 |  | 318 | 912.3762 | 0 | 0 | 150 | 0 | 0 | 300 | 1362.3762 | 318 | 912.3762 | 0 | 0 | 150 | 0 | 0 | 300 | 1362.3762 | 318 | 960.396 | 657.9213 | 0 | 0 | 0 | 0 | 0 | 1618.3173 | 318 | 960.396 | 657.9213 | 0 | 0 | 0 | 0 | 0 | 1618.3173 | 318 | 960.396 | 657.9213 | 0 | 0 | 0 | 0 | 0 | 1618.3173 | 318 | 976.4026 | 1315.8426 | 0 | 0 | 0 | 0 | 0 | 0 | 0 | 2292.2452 | 318 | 976.4026 | 1315.8426 | 0 | 17 | 0 | 0 | 0 | 0 | 0 | 2309.2452 | 318 | 976.4026 | 1315.8426 | 0 | 0 | 0 | 0 | 0 | 0 | 0 | 2292.2452
321 | 104.7486 | 100.8973 | 100.8973 | 95.6657 | 95.6657 | 95.6657 | 91.9248 | 91.9248 | 91.9248 | 321 | 1574.6413 | 1574.6413 | 1574.6413 | 1847.1754 | 1847.1754 | 1847.1754 | 2089.4279 | 2089.4279 | 2089.4279 | 319 | 1100.495 | 0 | 0 | 150 | 0 | 0 | 750 | 2000.495 |  | 319 | 1100.495 | 0 | 0 | 150 | 0 | 0 | 750 | 2000.495 | 319 | 1100.495 | 0 | 0 | 150 | 0 | 0 | 750 | 2000.495 | 319 | 1158.4158 | 641.776 | 0 | 0 | 0 | 0 | 0 | 1800.1918 | 319 | 1158.4158 | 641.776 | 0 | 0 | 0 | 0 | 0 | 1800.1918 | 319 | 1158.4158 | 641.776 | 0 | 0 | 0 | 0 | 0 | 1800.1918 | 319 | 1177.7228 | 1283.552 | 0 | 0 | 0 | 0 | 0 | 0 | 0 | 2461.2747 | 319 | 1177.7228 | 1283.552 | 0 | 42 | 0 | 0 | 0 | 0 | 0 | 2503.2747 | 319 | 1177.7228 | 1283.552 | 0 | 0 | 0 | 0 | 0 | 0 | 0 | 2461.2747
322 | 98.6288 | 98.6288 | 98.6288 | 93.8873 | 93.8873 | 93.8873 | 94.6016 | 94.6016 | 94.6016 | 322 | 1566.868 | 1566.868 | 1566.868 | 1838.0567 | 1838.0567 | 1838.0567 | 2079.1134 | 2079.1134 | 2079.1134 | 320 | 874.7525 | 0 | 0 | 150 | 0 | 0 | 750 | 1774.7525 |  | 320 | 874.7525 | 0 | 0 | 150 | 0 | 0 | 750 | 1774.7525 | 320 | 874.7525 | 0 | 0 | 150 | 0 | 0 | 750 | 1774.7525 | 320 | 920.7921 | 603.4309 | 0 | 150 | 0 | 0 | 0 | 1674.223 | 320 | 920.7921 | 603.4309 | 0 | 150 | 0 | 0 | 0 | 1674.223 | 320 | 920.7921 | 603.4309 | 0 | 150 | 0 | 0 | 0 | 1674.223 | 320 | 936.1386 | 1206.8618 | 0 | 0 | 0 | 0 | 0 | 0 | 0 | 2143.0004 | 320 | 936.1386 | 1206.8618 | 0 | 66 | 0 | 0 | 0 | 0 | 0 | 2209.0004 | 320 | 936.1386 | 1206.8618 | 0 | 0 | 0 | 0 | 0 | 0 | 0 | 2143.0004
323 | 99.3081 | 99.3081 | 99.3081 | 93.8873 | 93.8873 | 93.8873 | 94.6016 | 94.6016 | 94.6016 | 323 | 1561.3157 | 1561.3157 | 1561.3157 | 1831.5434 | 1831.5434 | 1831.5434 | 2071.7459 | 2071.7459 | 2071.7459 | 321 | 808.9109 | 0 | 5.0859 | 150 | 0 | 0 | 750 | 1713.9968 |  | 321 | 808.9109 | 0 | 5.0859 | 150 | 0 | 0 | 750 | 1713.9968 | 321 | 808.9109 | 0 | 5.0859 | 150 | 0 | 0 | 750 | 1713.9968 | 321 | 851.4851 | 542.886 | 5.4983 | 150 | 0 | 0 | 0 | 1549.8694 | 321 | 851.4851 | 542.886 | 5.4983 | 150 | 0 | 0 | 0 | 1549.8694 | 321 | 851.4851 | 542.886 | 5.4983 | 150 | 0 | 0 | 0 | 1549.8694 | 321 | 865.6766 | 1085.7719 | 6.8729 | 150 | 0 | 0 | 0 | 0 | 0 | 2108.3214 | 321 | 865.6766 | 1085.7719 | 6.8729 | 66 | 0 | 0 | 0 | 0 | 0 | 2024.3214 | 321 | 865.6766 | 1085.7719 | 6.8729 | 150 | 0 | 0 | 0 | 0 | 0 | 2108.3214
324 | 99.4244 | 99.4244 | 99.4244 | 93.8399 | 93.8399 | 93.8399 | 94.6042 | 94.6042 | 94.6042 | 324 | 1580.1936 | 1580.1936 | 1580.1936 | 1853.6887 | 1853.6887 | 1853.6887 | 2096.7954 | 2096.7954 | 2096.7954 | 322 | 1053.4653 | 0 | 10.1718 | 150 | 0 | 0 | 435.5576 | 1649.1948 |  | 322 | 1053.4653 | 0 | 10.1718 | 150 | 0 | 0 | 435.5576 | 1649.1948 | 322 | 1053.4653 | 0 | 10.1718 | 150 | 0 | 0 | 435.5576 | 1649.1948 | 322 | 1108.9109 | 468.2139 | 10.9966 | 150 | 0 | 0 | 0 | 1738.1214 | 322 | 1108.9109 | 468.2139 | 10.9966 | 150 | 0 | 0 | 0 | 1738.1214 | 322 | 1108.9109 | 468.2139 | 10.9966 | 150 | 0 | 0 | 0 | 1738.1214 | 322 | 1127.3927 | 936.4279 | 13.7457 | 150 | 0 | 0 | 0 | 0 | 0 | 2227.5663 | 322 | 1127.3927 | 936.4279 | 13.7457 | 66 | 0 | 0 | 0 | 0 | 0 | 2143.5663 | 322 | 1127.3927 | 936.4279 | 13.7457 | 150 | 0 | 0 | 0 | 0 | 0 | 2227.5663
325 | 104.7486 | 100.8973 | 100.8973 | 102.9275 | 102.9275 | 102.9275 | 97.2667 | 97.2667 | 97.2667 | 325 | 1562.4262 | 1562.4262 | 1562.4262 | 1832.8461 | 1832.8461 | 1832.8461 | 2073.2194 | 2073.2194 | 2073.2194 | 323 | 968.8119 | 0 | 10.1718 | 150 | 0 | 0 | 491.0494 | 1620.0331 |  | 323 | 968.8119 | 0 | 10.1718 | 150 | 0 | 0 | 491.0494 | 1620.0331 | 323 | 968.8119 | 0 | 10.1718 | 150 | 0 | 0 | 491.0494 | 1620.0331 | 323 | 1019.802 | 404.6418 | 10.9966 | 150 | 0 | 0 | 0 | 1585.4403 | 323 | 1019.802 | 404.6418 | 10.9966 | 150 | 0 | 0 | 0 | 1585.4403 | 323 | 1019.802 | 404.6418 | 10.9966 | 150 | 0 | 0 | 0 | 1585.4403 | 323 | 1036.7987 | 809.2836 | 13.7457 | 150 | 0 | 0 | 0 | 0 | 0 | 2009.8279 | 323 | 1036.7987 | 809.2836 | 13.7457 | 66 | 0 | 0 | 0 | 0 | 0 | 1925.8279 | 323 | 1036.7987 | 809.2836 | 13.7457 | 150 | 0 | 0 | 0 | 0 | 0 | 2009.8279
326 | 99.4244 | 99.4244 | 99.4244 | 104.9397 | 104.106 | 104.106 | 102.144 | 101.4026 | 101.4026 | 326 | 1570.1994 | 1570.1994 | 1570.1994 | 1841.9647 | 1841.9647 | 1841.9647 | 2083.5339 | 2083.5339 | 2083.5339 | 324 | 752.4752 | 0 | 10.1718 | 150 | 0 | 0 | 688.7629 | 1601.41 |  | 324 | 752.4752 | 0 | 10.1718 | 150 | 0 | 0 | 688.7629 | 1601.41 | 324 | 752.4752 | 0 | 10.1718 | 150 | 0 | 0 | 688.7629 | 1601.41 | 324 | 792.0792 | 374.3693 | 10.9966 | 150 | 0 | 0 | 0 | 1327.4451 | 324 | 792.0792 | 374.3693 | 10.9966 | 150 | 0 | 0 | 0 | 1327.4451 | 324 | 792.0792 | 374.3693 | 10.9966 | 150 | 0 | 0 | 0 | 1327.4451 | 324 | 805.2805 | 748.7386 | 13.7457 | 150 | 0 | 0 | 0 | 0 | 0 | 1717.7649 | 324 | 805.2805 | 748.7386 | 13.7457 | 66 | 0 | 0 | 0 | 0 | 0 | 1633.7649 | 324 | 805.2805 | 748.7386 | 13.7457 | 150 | 0 | 0 | 0 | 0 | 0 | 1717.7649
327 | 104.7486 | 103.4443 | 103.5625 | 103.3575 | 103.3575 | 103.3575 | 101.5996 | 101.4026 | 101.4026 | 327 | 1587.9669 | 1587.9669 | 1587.9669 | 1862.8073 | 1862.8073 | 1862.8073 | 2107.1099 | 2107.1099 | 2107.1099 | 325 | 667.8218 | 0 | 5.0859 | 150 | 0 | 0 | 750 | 1572.9077 |  | 325 | 667.8218 | 0 | 5.0859 | 150 | 0 | 0 | 750 | 1572.9077 | 325 | 667.8218 | 0 | 5.0859 | 150 | 0 | 0 | 750 | 1572.9077 | 325 | 702.9703 | 388.4965 | 5.4983 | 150 | 0 | 0 | 150 | 1396.965 | 325 | 702.9703 | 388.4965 | 5.4983 | 150 | 0 | 0 | 150 | 1396.965 | 325 | 702.9703 | 388.4965 | 5.4983 | 150 | 0 | 0 | 150 | 1396.965 | 325 | 714.6865 | 776.9929 | 6.8729 | 150 | 0 | 0 | 0 | 0 | 0 | 1648.5523 | 325 | 714.6865 | 776.9929 | 6.8729 | 66 | 0 | 0 | 0 | 0 | 0 | 1564.5523 | 325 | 714.6865 | 776.9929 | 6.8729 | 150 | 0 | 0 | 0 | 0 | 0 | 1648.5523
328 | 104.7486 | 103.4443 | 103.5625 | 104.1732 | 104.106 | 104.106 | 94.8204 | 94.8204 | 94.8204 | 328 | 1602.403 | 1602.403 | 1602.403 | 1879.7419 | 1879.7419 | 1879.7419 | 2126.2655 | 2126.2655 | 2126.2655 | 326 | 705.4455 | 0 | 0 | 150 | 0 | 0 | 737.4006 | 1592.8461 |  | 326 | 705.4455 | 0 | 0 | 150 | 0 | 0 | 737.4006 | 1592.8461 | 326 | 705.4455 | 0 | 0 | 150 | 0 | 0 | 737.4006 | 1592.8461 | 326 | 742.5743 | 434.9142 | 0 | 150 | 0 | 0 | 150 | 1477.4885 | 326 | 742.5743 | 434.9142 | 0 | 150 | 0 | 0 | 150 | 1477.4885 | 326 | 742.5743 | 434.9142 | 0 | 150 | 0 | 0 | 150 | 1477.4885 | 326 | 754.9505 | 869.8285 | 0 | 150 | 0 | 0 | 0 | 0 | 0 | 1774.779 | 326 | 754.9505 | 869.8285 | 0 | 66 | 0 | 0 | 0 | 0 | 0 | 1690.779 | 326 | 754.9505 | 869.8285 | 0 | 150 | 0 | 0 | 0 | 0 | 0 | 1774.779
329 | 104.7486 | 103.4443 | 103.5625 | 104.1732 | 104.106 | 104.106 | 90.7143 | 90.7143 | 90.7143 | 329 | 1575.7518 | 1575.7518 | 1575.7518 | 1848.478 | 1848.478 | 1848.478 | 2090.9014 | 2090.9014 | 2090.9014 | 327 | 724.2574 | 0 | 0 | 150 | 0 | 0 | 750 | 1624.2574 |  | 327 | 724.2574 | 0 | 0 | 150 | 0 | 0 | 750 | 1624.2574 | 327 | 724.2574 | 0 | 0 | 150 | 0 | 0 | 750 | 1624.2574 | 327 | 762.3762 | 489.4046 | 0 | 150 | 0 | 0 | 150 | 1551.7809 | 327 | 762.3762 | 489.4046 | 0 | 150 | 0 | 0 | 150 | 1551.7809 | 327 | 762.3762 | 489.4046 | 0 | 150 | 0 | 0 | 150 | 1551.7809 | 327 | 775.0825 | 978.8093 | 0 | 150 | 0 | 0 | 0 | 0 | 0 | 1903.8918 | 327 | 775.0825 | 978.8093 | 0 | 66 | 0 | 0 | 0 | 0 | 0 | 1819.8918 | 327 | 775.0825 | 978.8093 | 0 | 150 | 0 | 0 | 0 | 0 | 0 | 1903.8918
330 | 104.7486 | 103.4443 | 103.5625 | 104.1732 | 104.106 | 104.106 | 90.7143 | 90.7143 | 90.7143 | 330 | 1543.5483 | 1543.5483 | 1543.5483 | 1810.7008 | 1810.7008 | 1810.7008 | 2048.1698 | 2048.1698 | 2048.1698 | 328 | 790.099 | 0 | 0 | 150 | 0 | 0 | 750 | 1690.099 |  | 328 | 790.099 | 0 | 0 | 150 | 0 | 0 | 750 | 1690.099 | 328 | 790.099 | 0 | 0 | 150 | 0 | 0 | 750 | 1690.099 | 328 | 831.6832 | 539.8587 | 0 | 150 | 0 | 0 | 150 | 1671.5419 | 328 | 831.6832 | 539.8587 | 0 | 150 | 0 | 0 | 150 | 1671.5419 | 328 | 831.6832 | 539.8587 | 0 | 150 | 0 | 0 | 150 | 1671.5419 | 328 | 845.5446 | 1079.7175 | 0 | 150 | 0 | 0 | 0 | 0 | 0 | 2075.262 | 328 | 845.5446 | 1079.7175 | 0 | 66 | 0 | 0 | 0 | 0 | 0 | 1991.262 | 328 | 845.5446 | 1079.7175 | 0 | 150 | 0 | 0 | 0 | 0 | 0 | 2075.262
331 | 104.7486 | 103.4443 | 103.5625 | 104.1732 | 104.106 | 104.106 | 91.9248 | 91.9248 | 91.9248 | 331 | 1493.5773 | 1493.5773 | 1493.5773 | 1752.081 | 1752.081 | 1752.081 | 1981.8621 | 1981.8621 | 1981.8621 | 329 | 846.5347 | 0 | 0 | 150 | 0 | 0 | 750 | 1746.5347 |  | 329 | 846.5347 | 0 | 0 | 150 | 0 | 0 | 750 | 1746.5347 | 329 | 846.5347 | 0 | 0 | 150 | 0 | 0 | 750 | 1746.5347 | 329 | 891.0891 | 563.0676 | 0 | 150 | 0 | 0 | 150 | 1754.1567 | 329 | 891.0891 | 563.0676 | 0 | 150 | 0 | 0 | 150 | 1754.1567 | 329 | 891.0891 | 563.0676 | 0 | 150 | 0 | 0 | 150 | 1754.1567 | 329 | 905.9406 | 1126.1352 | 0 | 76.4297 | 0 | 0 | 0 | 0 | 0 | 2108.5055 | 329 | 905.9406 | 1126.1352 | 0 | 66 | 0 | 0 | 0 | 0 | 0 | 2098.0758 | 329 | 905.9406 | 1126.1352 | 0 | 76.4297 | 0 | 0 | 0 | 0 | 0 | 2108.5055
332 | 100.8973 | 100.8973 | 100.8973 | 104.9397 | 104.106 | 104.106 | 96.0546 | 96.0546 | 96.0546 | 332 | 1420.2865 | 1420.2865 | 1420.2865 | 1666.1053 | 1666.1053 | 1666.1053 | 1884.6109 | 1884.6109 | 1884.6109 | 330 | 827.7228 | 0 | 0 | 150 | 0 | 0 | 750 | 1727.7228 |  | 330 | 827.7228 | 0 | 0 | 150 | 0 | 0 | 750 | 1727.7228 | 330 | 827.7228 | 0 | 0 | 150 | 0 | 0 | 750 | 1727.7228 | 330 | 871.2871 | 564.0767 | 0 | 150 | 0 | 0 | 150 | 1735.3638 | 330 | 871.2871 | 564.0767 | 0 | 150 | 0 | 0 | 150 | 1735.3638 | 330 | 871.2871 | 564.0767 | 0 | 150 | 0 | 0 | 150 | 1735.3638 | 330 | 885.8086 | 1128.1534 | 0 | 11.2425 | 0 | 0 | 0 | 0 | 0 | 2025.2045 | 330 | 885.8086 | 1128.1534 | 0 | 66 | 0 | 0 | 0 | 0 | 0 | 2079.962 | 330 | 885.8086 | 1128.1534 | 0 | 11.2425 | 0 | 0 | 0 | 0 | 0 | 2025.2045
333 | 104.7486 | 100.8973 | 100.8973 | 104.9397 | 104.106 | 104.1409 | 105.7221 | 103.7118 | 105.7221 | 333 | 1344.7748 | 1344.7748 | 1344.7748 | 1577.5243 | 1577.5243 | 1577.5243 | 1784.4127 | 1784.4127 | 1784.4127 | 331 | 987.6238 | 0 | 0 | 150 | 0 | 0 | 750 | 1887.6238 |  | 331 | 987.6238 | 0 | 0 | 150 | 0 | 0 | 750 | 1887.6238 | 331 | 987.6238 | 0 | 0 | 150 | 0 | 0 | 750 | 1887.6238 | 331 | 1039.604 | 557.0131 | 0 | 150 | 0 | 0 | 150 | 1896.6171 | 331 | 1039.604 | 557.0131 | 0 | 150 | 0 | 0 | 150 | 1896.6171 | 331 | 1039.604 | 557.0131 | 0 | 150 | 0 | 0 | 150 | 1896.6171 | 331 | 1056.9307 | 1114.0262 | 0 | 150 | 0 | 0 | 0 | 0 | 0 | 2320.9569 | 331 | 1056.9307 | 1114.0262 | 0 | 66 | 0 | 0 | 0 | 0 | 0 | 2236.9569 | 331 | 1056.9307 | 1114.0262 | 0 | 150 | 0 | 0 | 0 | 0 | 0 | 2320.9569
334 | 99.4244 | 99.4244 | 99.4244 | 104.9397 | 104.106 | 104.1409 | 105.7221 | 103.7118 | 105.7221 | 334 | 1259.2689 | 1259.2689 | 1259.2689 | 1477.2192 | 1477.2192 | 1477.2192 | 1670.9529 | 1670.9529 | 1670.9529 | 332 | 959.4059 | 0 | 0 | 150 | 0 | 0 | 750 | 1859.4059 |  | 332 | 959.4059 | 0 | 0 | 150 | 0 | 0 | 750 | 1859.4059 | 332 | 959.4059 | 0 | 0 | 150 | 0 | 0 | 750 | 1859.4059 | 332 | 1009.901 | 556.004 | 0 | 150 | 0 | 0 | 150 | 1865.905 | 332 | 1009.901 | 556.004 | 0 | 150 | 0 | 0 | 150 | 1865.905 | 332 | 1009.901 | 556.004 | 0 | 150 | 0 | 0 | 150 | 1865.905 | 332 | 1026.7327 | 1112.0081 | 0 | 150 | 0 | 0 | 0 | 0 | 0 | 2288.7407 | 332 | 1026.7327 | 1112.0081 | 0 | 66 | 0 | 0 | 0 | 0 | 0 | 2204.7407 | 332 | 1026.7327 | 1112.0081 | 0 | 150 | 0 | 0 | 0 | 0 | 0 | 2288.7407
335 | 98.7585 | 98.7585 | 98.7585 | 102.9275 | 102.9275 | 102.9275 | 103.8627 | 103.7118 | 103.7554 | 335 | 1187.0886 | 1187.0886 | 1187.0886 | 1392.5462 | 1392.5462 | 1392.5462 | 1575.1752 | 1575.1752 | 1575.1752 | 333 | 771.2871 | 0 | 0 | 150 | 0 | 0 | 750 | 1671.2871 |  | 333 | 771.2871 | 0 | 0 | 150 | 0 | 0 | 750 | 1671.2871 | 333 | 771.2871 | 0 | 0 | 150 | 0 | 0 | 750 | 1671.2871 | 333 | 811.8812 | 561.0494 | 0 | 150 | 0 | 0 | 150 | 1672.9306 | 333 | 811.8812 | 561.0494 | 0 | 150 | 0 | 0 | 150 | 1672.9306 | 333 | 811.8812 | 561.0494 | 0 | 150 | 0 | 0 | 150 | 1672.9306 | 333 | 825.4125 | 1122.0989 | 0 | 150 | 0 | 0 | 0 | 0 | 0 | 2097.5114 | 333 | 825.4125 | 1122.0989 | 0 | 66 | 0 | 0 | 0 | 0 | 0 | 2013.5114 | 333 | 825.4125 | 1122.0989 | 0 | 150 | 0 | 0 | 0 | 0 | 0 | 2097.5114
336 | 98.7585 | 98.7585 | 98.7585 | 102.9275 | 102.9275 | 102.9275 | 101.5996 | 101.4026 | 101.4026 | 336 | 1157.106 | 1157.106 | 1157.106 | 1357.3743 | 1357.3743 | 1357.3743 | 1535.3906 | 1535.3906 | 1535.3906 | 334 | 752.4752 | 0 | 0 | 150 | 0 | 0 | 631.1182 | 1533.5934 |  | 334 | 752.4752 | 0 | 0 | 150 | 0 | 0 | 631.1182 | 1533.5934 | 334 | 752.4752 | 0 | 0 | 150 | 0 | 0 | 631.1182 | 1533.5934 | 334 | 792.0792 | 558.0222 | 0 | 150 | 0 | 0 | 150 | 1650.1014 | 334 | 792.0792 | 558.0222 | 0 | 150 | 0 | 0 | 150 | 1650.1014 | 334 | 792.0792 | 558.0222 | 0 | 150 | 0 | 0 | 150 | 1650.1014 | 334 | 805.2805 | 1116.0444 | 0 | 150 | 0 | 0 | 0 | 0 | 0 | 2071.3249 | 334 | 805.2805 | 1116.0444 | 0 | 66 | 0 | 0 | 0 | 0 | 0 | 1987.3249 | 334 | 805.2805 | 1116.0444 | 0 | 150 | 0 | 0 | 0 | 0 | 0 | 2071.3249
337 | 98.6288 | 98.6288 | 98.6288 | 100 | 100 | 100 | 99.9467 | 99.9467 | 99.9467 | 337 | 1134.8966 | 1134.8966 | 1134.8966 | 1331.321 | 1331.321 | 1331.321 | 1505.9205 | 1505.9205 | 1505.9205 | 335 | 865.3465 | 0 | 0 | 150 | 0 | 0 | 450 | 1465.3465 |  | 335 | 865.3465 | 0 | 0 | 150 | 0 | 0 | 450 | 1465.3465 | 335 | 865.3465 | 0 | 0 | 150 | 0 | 0 | 450 | 1465.3465 | 335 | 910.8911 | 554.995 | 0 | 150 | 0 | 0 | 150 | 1765.886 | 335 | 910.8911 | 554.995 | 0 | 150 | 0 | 0 | 150 | 1765.886 | 335 | 910.8911 | 554.995 | 0 | 150 | 0 | 0 | 150 | 1765.886 | 335 | 926.0726 | 1109.9899 | 0 | 150 | 0 | 0 | 0 | 0 | 0 | 2186.0625 | 335 | 926.0726 | 1109.9899 | 0 | 66 | 0 | 0 | 0 | 0 | 0 | 2102.0625 | 335 | 926.0726 | 1109.9899 | 0 | 150 | 0 | 0 | 0 | 0 | 0 | 2186.0625
338 | 94.8028 | 94.8028 | 94.8028 | 95.2617 | 95.2617 | 95.2617 | 96.8601 | 96.8601 | 96.8601 | 338 | 1134.8966 | 1134.8966 | 1134.8966 | 1331.321 | 1331.321 | 1331.321 | 1505.9205 | 1505.9205 | 1505.9205 | 336 | 987.6238 | 0 | 0 | 150 | 0 | 0 | 450 | 1587.6238 |  | 336 | 987.6238 | 0 | 0 | 150 | 0 | 0 | 450 | 1587.6238 | 336 | 987.6238 | 0 | 0 | 150 | 0 | 0 | 450 | 1587.6238 | 336 | 1039.604 | 548.9405 | 0 | 150 | 0 | 0 | 150 | 1888.5444 | 336 | 1039.604 | 548.9405 | 0 | 150 | 0 | 0 | 150 | 1888.5444 | 336 | 1039.604 | 548.9405 | 0 | 150 | 0 | 0 | 150 | 1888.5444 | 336 | 1056.9307 | 1097.8809 | 0 | 150 | 0 | 0 | 0 | 0 | 0 | 2304.8116 | 336 | 1056.9307 | 1097.8809 | 0 | 66 | 0 | 0 | 0 | 0 | 0 | 2220.8116 | 336 | 1056.9307 | 1097.8809 | 0 | 150 | 0 | 0 | 0 | 0 | 0 | 2304.8116
339 | 94.8028 | 94.8028 | 94.8028 | 92.6749 | 92.6749 | 92.6749 | 88.3863 | 88.3863 | 88.3863 | 339 | 1152.6641 | 1152.6641 | 1152.6641 | 1352.1636 | 1352.1636 | 1352.1636 | 1529.4966 | 1529.4966 | 1529.4966 | 337 | 1025.2475 | 0 | 0 | 150 | 0 | 0 | 374.7454 | 1549.993 |  | 337 | 1025.2475 | 0 | 0 | 150 | 0 | 0 | 374.7454 | 1549.993 | 337 | 1025.2475 | 0 | 0 | 150 | 0 | 0 | 374.7454 | 1549.993 | 337 | 1079.2079 | 533.8042 | 0 | 150 | 0 | 0 | 0 | 1763.0122 | 337 | 1079.2079 | 533.8042 | 0 | 150 | 0 | 0 | 0 | 1763.0122 | 337 | 1079.2079 | 533.8042 | 0 | 150 | 0 | 0 | 0 | 1763.0122 | 337 | 1097.1947 | 1067.6085 | 0 | 150 | 0 | 0 | 0 | 0 | 0 | 2314.8032 | 337 | 1097.1947 | 1067.6085 | 0 | 66 | 0 | 0 | 0 | 0 | 0 | 2230.8032 | 337 | 1097.1947 | 1067.6085 | 0 | 150 | 0 | 0 | 0 | 0 | 0 | 2314.8032
340 | 98.6288 | 98.6288 | 98.6288 | 92.9395 | 92.9395 | 92.9395 | 82.2058 | 83.6926 | 83.6926 | 340 | 1194.8618 | 1194.8618 | 1194.8618 | 1401.6648 | 1401.6648 | 1401.6648 | 1585.4897 | 1585.4897 | 1585.4897 | 338 | 1034.6535 | 0 | 0 | 150 | 0 | 0 | 286.6218 | 1471.2753 |  | 338 | 1034.6535 | 0 | 0 | 150 | 0 | 0 | 286.6218 | 1471.2753 | 338 | 1034.6535 | 0 | 0 | 150 | 0 | 0 | 286.6218 | 1471.2753 | 338 | 1089.1089 | 517.6589 | 0 | 150 | 0 | 0 | 0 | 1756.7678 | 338 | 1089.1089 | 517.6589 | 0 | 150 | 0 | 0 | 0 | 1756.7678 | 338 | 1089.1089 | 517.6589 | 0 | 150 | 0 | 0 | 0 | 1756.7678 | 338 | 1107.2607 | 1035.3179 | 0 | 150 | 0 | 0 | 0 | 0 | 0 | 2292.5786 | 338 | 1107.2607 | 1035.3179 | 0 | 66 | 0 | 0 | 0 | 0 | 0 | 2208.5786 | 338 | 1107.2607 | 1035.3179 | 0 | 150 | 0 | 0 | 0 | 0 | 0 | 2292.5786
341 | 98.6288 | 98.6288 | 98.6288 | 93.8773 | 93.8773 | 93.8773 | 83.3298 | 86.0071 | 86.0071 | 341 | 1335.891 | 1335.891 | 1335.891 | 1567.103 | 1567.103 | 1567.103 | 1772.6247 | 1772.6247 | 1772.6247 | 339 | 912.3762 | 0 | 0 | 150 | 0 | 0 | 299.0229 | 1361.3991 |  | 339 | 912.3762 | 0 | 0 | 150 | 0 | 0 | 299.0229 | 1361.3991 | 339 | 912.3762 | 0 | 0 | 150 | 0 | 0 | 299.0229 | 1361.3991 | 339 | 960.396 | 504.5409 | 0 | 150 | 0 | 0 | 0 | 1614.9369 | 339 | 960.396 | 504.5409 | 0 | 150 | 0 | 0 | 0 | 1614.9369 | 339 | 960.396 | 504.5409 | 0 | 150 | 0 | 0 | 0 | 1614.9369 | 339 | 976.4026 | 1009.0817 | 0 | 0 | 0 | 0 | 0 | 0 | 0 | 1985.4844 | 339 | 976.4026 | 1009.0817 | 0 | 66 | 0 | 0 | 0 | 0 | 0 | 2051.4844 | 339 | 976.4026 | 1009.0817 | 0 | 0 | 0 | 0 | 0 | 0 | 0 | 1985.4844
342 | 98.6288 | 98.6288 | 98.6288 | 102.6038 | 102.6038 | 102.6038 | 91.9248 | 91.9248 | 91.9248 | 342 | 1502.461 | 1502.461 | 1502.461 | 1762.5023 | 1762.5023 | 1762.5023 | 1993.6502 | 1993.6502 | 1993.6502 | 340 | 950 | 0 | 0 | 150 | 0 | 0 | 378.3903 | 1478.3903 |  | 340 | 950 | 0 | 0 | 150 | 0 | 0 | 378.3903 | 1478.3903 | 340 | 950 | 0 | 0 | 150 | 0 | 0 | 378.3903 | 1478.3903 | 340 | 1000 | 498.4864 | 0 | 150 | 0 | 0 | 0 | 1648.4864 | 340 | 1000 | 498.4864 | 0 | 150 | 0 | 0 | 0 | 1648.4864 | 340 | 1000 | 498.4864 | 0 | 150 | 0 | 0 | 0 | 1648.4864 | 340 | 1016.6667 | 996.9728 | 0 | 0 | 0 | 0 | 0 | 0 | 0 | 2013.6394 | 340 | 1016.6667 | 996.9728 | 0 | 66 | 0 | 0 | 0 | 0 | 0 | 2079.6394 | 340 | 1016.6667 | 996.9728 | 0 | 0 | 0 | 0 | 0 | 0 | 0 | 2013.6394
343 | 99.4244 | 99.4244 | 99.4244 | 107.1092 | 107.1092 | 107.1092 | 106.812 | 106.812 | 106.812 | 343 | 1633.496 | 1633.496 | 1633.496 | 1916.2165 | 1916.2165 | 1916.2165 | 2167.5236 | 2167.5236 | 2167.5236 | 341 | 940.5941 | 0 | 0 | 150 | 0 | 0 | 387.4184 | 1478.0124 |  | 341 | 940.5941 | 0 | 0 | 150 | 0 | 0 | 387.4184 | 1478.0124 | 341 | 940.5941 | 0 | 0 | 150 | 0 | 0 | 387.4184 | 1478.0124 | 341 | 990.099 | 504.5409 | 0 | 150 | 0 | 0 | 0 | 1644.6399 | 341 | 990.099 | 504.5409 | 0 | 150 | 0 | 0 | 0 | 1644.6399 | 341 | 990.099 | 504.5409 | 0 | 150 | 0 | 0 | 0 | 1644.6399 | 341 | 1006.6007 | 1009.0817 | 0 | 0 | 0 | 0 | 0 | 0 | 0 | 2015.6824 | 341 | 1006.6007 | 1009.0817 | 0 | 66 | 0 | 0 | 0 | 0 | 0 | 2081.6824 | 341 | 1006.6007 | 1009.0817 | 0 | 0 | 0 | 0 | 0 | 0 | 0 | 2015.6824
344 | 102.5305 | 102.5305 | 102.5305 | 107.1092 | 107.1092 | 107.1092 | 108.1707 | 108.1707 | 108.1707 | 344 | 1660.1472 | 1660.1472 | 1660.1472 | 1947.4804 | 1947.4804 | 1947.4804 | 2202.8877 | 2202.8877 | 2202.8877 | 342 | 997.0297 | 0 | 0 | 150 | 0 | 0 | 444.0127 | 1591.0424 |  | 342 | 997.0297 | 0 | 0 | 150 | 0 | 0 | 444.0127 | 1591.0424 | 342 | 997.0297 | 0 | 0 | 150 | 0 | 0 | 444.0127 | 1591.0424 | 342 | 1049.505 | 520.6862 | 0 | 150 | 0 | 0 | 115.1708 | 1835.3619 | 342 | 1049.505 | 520.6862 | 0 | 150 | 0 | 0 | 115.1708 | 1835.3619 | 342 | 1049.505 | 520.6862 | 0 | 150 | 0 | 0 | 115.1708 | 1835.3619 | 342 | 1066.9967 | 1041.3724 | 0 | 150 | 0 | 0 | 0 | 0 | 0 | 2258.3691 | 342 | 1066.9967 | 1041.3724 | 0 | 66 | 0 | 0 | 0 | 0 | 0 | 2174.3691 | 342 | 1066.9967 | 1041.3724 | 0 | 150 | 0 | 0 | 0 | 0 | 0 | 2258.3691
345 | 99.8314 | 99.8314 | 99.8314 | 103.9915 | 103.9915 | 103.9915 | 81.717 | 86.0071 | 86.0071 | 345 | 1664.5891 | 1664.5891 | 1664.5891 | 1952.691 | 1952.691 | 1952.691 | 2208.7817 | 2208.7817 | 2208.7817 | 343 | 1053.4653 | 0 | 0 | 150 | 0 | 0 | 712.984 | 1916.4494 |  | 343 | 1053.4653 | 0 | 0 | 150 | 0 | 0 | 712.984 | 1916.4494 | 343 | 1053.4653 | 0 | 0 | 150 | 0 | 0 | 712.984 | 1916.4494 | 343 | 1108.9109 | 542.886 | 0 | 150 | 0 | 0 | 421.8464 | 2223.6433 | 343 | 1108.9109 | 542.886 | 0 | 150 | 0 | 0 | 421.8464 | 2223.6433 | 343 | 1108.9109 | 542.886 | 0 | 150 | 0 | 0 | 421.8464 | 2223.6433 | 343 | 1127.3927 | 1085.7719 | 0 | 150 | 0 | 0 | 150 | 0 | 0 | 2513.1647 | 343 | 1127.3927 | 1085.7719 | 0 | 66 | 0 | 0 | 150 | 0 | 0 | 2429.1647 | 343 | 1127.3927 | 1085.7719 | 0 | 150 | 0 | 0 | 150 | 0 | 0 | 2513.1647
346 | 97.9268 | 97.9268 | 97.9268 | 102.733 | 102.733 | 102.733 | 96.0546 | 96.0546 | 96.0546 | 346 | 1649.0426 | 1649.0426 | 1649.0426 | 1934.4538 | 1934.4538 | 1934.4538 | 2188.1526 | 2188.1526 | 2188.1526 | 344 | 987.6238 | 0 | 5.0859 | 150 | 0 | 0 | 750 | 1892.7097 |  | 344 | 987.6238 | 0 | 5.0859 | 150 | 0 | 0 | 750 | 1892.7097 | 344 | 987.6238 | 0 | 5.0859 | 150 | 0 | 0 | 750 | 1892.7097 | 344 | 1039.604 | 571.1403 | 5.4983 | 150 | 0 | 0 | 393.654 | 2159.8965 | 344 | 1039.604 | 571.1403 | 5.4983 | 150 | 0 | 0 | 393.654 | 2159.8965 | 344 | 1039.604 | 571.1403 | 5.4983 | 150 | 0 | 0 | 393.654 | 2159.8965 | 344 | 1056.9307 | 1142.2805 | 6.8729 | 150 | 0 | 0 | 150 | 0 | 0 | 2506.0841 | 344 | 1056.9307 | 1142.2805 | 6.8729 | 66 | 0 | 0 | 150 | 0 | 0 | 2422.0841 | 344 | 1056.9307 | 1142.2805 | 6.8729 | 150 | 0 | 0 | 150 | 0 | 0 | 2506.0841
347 | 96.9088 | 96.9088 | 96.9088 | 99.1253 | 99.1253 | 99.1253 | 101.7462 | 101.7462 | 101.7462 | 347 | 1626.8332 | 1626.8332 | 1626.8332 | 1908.4005 | 1908.4005 | 1908.4005 | 2158.6826 | 2158.6826 | 2158.6826 | 345 | 1006.4356 | 0 | 15.2577 | 150 | 0 | 0 | 750 | 1921.6934 |  | 345 | 1006.4356 | 0 | 15.2577 | 150 | 0 | 0 | 750 | 1921.6934 | 345 | 1006.4356 | 0 | 15.2577 | 150 | 0 | 0 | 750 | 1921.6934 | 345 | 1059.4059 | 589.3037 | 16.4948 | 150 | 0 | 0 | 150 | 1965.2045 | 345 | 1059.4059 | 589.3037 | 16.4948 | 150 | 0 | 0 | 150 | 1965.2045 | 345 | 1059.4059 | 589.3037 | 16.4948 | 150 | 0 | 0 | 150 | 1965.2045 | 345 | 1077.0627 | 1178.6075 | 20.6186 | 0 | 0 | 0 | 0 | 0 | 0 | 2276.2887 | 345 | 1077.0627 | 1178.6075 | 20.6186 | 66 | 0 | 0 | 0 | 0 | 0 | 2342.2887 | 345 | 1077.0627 | 1178.6075 | 20.6186 | 0 | 0 | 0 | 0 | 0 | 0 | 2276.2887
348 | 96.1472 | 96.1472 | 96.1472 | 96.6784 | 96.6784 | 96.6784 | 97.7168 | 97.7168 | 97.7168 | 348 | 1632.3856 | 1632.3856 | 1632.3856 | 1914.9138 | 1914.9138 | 1914.9138 | 2166.0501 | 2166.0501 | 2166.0501 | 346 | 950 | 0 | 25.4296 | 150 | 0 | 0 | 300 | 1425.4296 |  | 346 | 950 | 0 | 25.4296 | 150 | 0 | 0 | 300 | 1425.4296 | 346 | 950 | 0 | 25.4296 | 150 | 0 | 0 | 300 | 1425.4296 | 346 | 1000 | 592.331 | 27.4914 | 150 | 0 | 0 | 150 | 1919.8224 | 346 | 1000 | 592.331 | 27.4914 | 150 | 0 | 0 | 150 | 1919.8224 | 346 | 1000 | 592.331 | 27.4914 | 150 | 0 | 0 | 150 | 1919.8224 | 346 | 1016.6667 | 1184.662 | 34.3643 | 150 | 0 | 0 | 0 | 0 | 0 | 2385.6929 | 346 | 1016.6667 | 1184.662 | 34.3643 | 66 | 0 | 0 | 0 | 0 | 0 | 2301.6929 | 346 | 1016.6667 | 1184.662 | 34.3643 | 150 | 0 | 0 | 0 | 0 | 0 | 2385.6929
349 | 108.6725 | 108.6725 | 108.6725 | 102.9275 | 102.9275 | 102.9275 | 98.7976 | 98.7976 | 98.7976 | 349 | 1609.0658 | 1609.0658 | 1609.0658 | 1887.5579 | 1887.5579 | 1887.5579 | 2135.1065 | 2135.1065 | 2135.1065 | 347 | 827.7228 | 0 | 30.5155 | 150 | 0 | 0 | 300 | 1308.2382 |  | 347 | 827.7228 | 0 | 30.5155 | 150 | 0 | 0 | 300 | 1308.2382 | 347 | 827.7228 | 0 | 30.5155 | 150 | 0 | 0 | 300 | 1308.2382 | 347 | 871.2871 | 579.2129 | 32.9897 | 150 | 0 | 0 | 0 | 1633.4897 | 347 | 871.2871 | 579.2129 | 32.9897 | 150 | 0 | 0 | 0 | 1633.4897 | 347 | 871.2871 | 579.2129 | 32.9897 | 150 | 0 | 0 | 0 | 1633.4897 | 347 | 885.8086 | 1158.4258 | 41.2371 | 150 | 0 | 0 | 0 | 0 | 0 | 2235.4715 | 347 | 885.8086 | 1158.4258 | 41.2371 | 66 | 0 | 0 | 0 | 0 | 0 | 2151.4715 | 347 | 885.8086 | 1158.4258 | 41.2371 | 150 | 0 | 0 | 0 | 0 | 0 | 2235.4715
350 | 108.6725 | 108.6725 | 108.6725 | 116.2417 | 116.2417 | 116.2417 | 105.6793 | 105.6793 | 105.6793 | 350 | 1611.2867 | 1611.2867 | 1611.2867 | 1890.1632 | 1890.1632 | 1890.1632 | 2138.0535 | 2138.0535 | 2138.0535 | 348 | 780.6931 | 0 | 25.4296 | 150 | 0 | 0 | 300 | 1256.1226 |  | 348 | 780.6931 | 0 | 25.4296 | 150 | 0 | 0 | 300 | 1256.1226 | 348 | 780.6931 | 0 | 25.4296 | 150 | 0 | 0 | 300 | 1256.1226 | 348 | 821.7822 | 558.0222 | 27.4914 | 150 | 0 | 0 | 0 | 1557.2958 | 348 | 821.7822 | 558.0222 | 27.4914 | 150 | 0 | 0 | 0 | 1557.2958 | 348 | 821.7822 | 558.0222 | 27.4914 | 150 | 0 | 0 | 0 | 1557.2958 | 348 | 835.4785 | 1116.0444 | 34.3643 | 150 | 0 | 0 | 0 | 0 | 0 | 2135.8872 | 348 | 835.4785 | 1116.0444 | 34.3643 | 66 | 0 | 0 | 0 | 0 | 0 | 2051.8872 | 348 | 835.4785 | 1116.0444 | 34.3643 | 150 | 0 | 0 | 0 | 0 | 0 | 2135.8872
351 | 127.4018 | 127.2 | 127.3965 | 116.4735 | 116.4735 | 116.4735 | 109.4575 | 109.9186 | 109.9186 | 351 | 1644.6007 | 1644.6007 | 1644.6007 | 1929.2431 | 1929.2431 | 1929.2431 | 2182.2586 | 2182.2586 | 2182.2586 | 349 | 790.099 | 0 | 15.2577 | 150 | 0 | 0 | 750 | 1705.3567 |  | 349 | 790.099 | 0 | 15.2577 | 150 | 0 | 0 | 750 | 1705.3567 | 349 | 790.099 | 0 | 15.2577 | 150 | 0 | 0 | 750 | 1705.3567 | 349 | 831.6832 | 545.9132 | 16.4948 | 150 | 0 | 0 | 150 | 1694.0912 | 349 | 831.6832 | 545.9132 | 16.4948 | 150 | 0 | 0 | 150 | 1694.0912 | 349 | 831.6832 | 545.9132 | 16.4948 | 150 | 0 | 0 | 150 | 1694.0912 | 349 | 845.5446 | 1091.8264 | 20.6186 | 150 | 0 | 0 | 0 | 0 | 0 | 2107.9895 | 349 | 845.5446 | 1091.8264 | 20.6186 | 66 | 0 | 0 | 0 | 0 | 0 | 2023.9895 | 349 | 845.5446 | 1091.8264 | 20.6186 | 150 | 0 | 0 | 0 | 0 | 0 | 2107.9895
352 | 127.4018 | 127.2 | 127.3965 | 116.4735 | 116.4735 | 116.4735 | 108.6548 | 108.6548 | 108.6548 | 352 | 1661.2577 | 1661.2577 | 1661.2577 | 1948.7831 | 1948.7831 | 1948.7831 | 2204.3612 | 2204.3612 | 2204.3612 | 350 | 752.4752 | 0 | 5.0859 | 150 | 0 | 0 | 750 | 1657.5612 |  | 350 | 752.4752 | 0 | 5.0859 | 150 | 0 | 0 | 750 | 1657.5612 | 350 | 752.4752 | 0 | 5.0859 | 150 | 0 | 0 | 750 | 1657.5612 | 350 | 792.0792 | 548.9405 | 5.4983 | 150 | 0 | 0 | 750 | 2246.518 | 350 | 792.0792 | 548.9405 | 5.4983 | 150 | 0 | 0 | 750 | 2246.518 | 350 | 792.0792 | 548.9405 | 5.4983 | 150 | 0 | 0 | 750 | 2246.518 | 350 | 805.2805 | 1097.8809 | 6.8729 | 150 | 0 | 0 | 0 | 0 | 0 | 2060.0343 | 350 | 805.2805 | 1097.8809 | 6.8729 | 66 | 0 | 0 | 0 | 0 | 0 | 1976.0343 | 350 | 805.2805 | 1097.8809 | 6.8729 | 150 | 0 | 0 | 0 | 0 | 0 | 2060.0343
353 | 127.4018 | 127.2 | 127.3965 | 113.2835 | 113.2835 | 113.2835 | 108.4275 | 108.4275 | 108.4275 | 353 | 1630.1646 | 1630.1646 | 1630.1646 | 1912.3085 | 1912.3085 | 1912.3085 | 2163.1031 | 2163.1031 | 2163.1031 | 351 | 752.4752 | 0 | 0 | 150 | 0 | 0 | 750 | 1652.4752 |  | 351 | 752.4752 | 0 | 0 | 150 | 0 | 0 | 750 | 1652.4752 | 351 | 752.4752 | 0 | 0 | 150 | 0 | 0 | 750 | 1652.4752 | 351 | 792.0792 | 545.9132 | 0 | 150 | 0 | 0 | 750 | 2237.9924 | 351 | 792.0792 | 545.9132 | 0 | 150 | 0 | 0 | 750 | 2237.9924 | 351 | 792.0792 | 545.9132 | 0 | 150 | 0 | 0 | 750 | 2237.9924 | 351 | 805.2805 | 1091.8264 | 0 | 150 | 0 | 0 | 150 | 0 | 0 | 2197.107 | 351 | 805.2805 | 1091.8264 | 0 | 66 | 0 | 0 | 150 | 0 | 0 | 2113.107 | 351 | 805.2805 | 1091.8264 | 0 | 150 | 0 | 0 | 150 | 0 | 0 | 2197.107
354 | 127.4018 | 127.2 | 127.3965 | 109.2818 | 109.2818 | 109.2818 | 93.3627 | 93.3627 | 93.3627 | 354 | 1589.0774 | 1589.0774 | 1589.0774 | 1864.11 | 1864.11 | 1864.11 | 2108.5834 | 2108.5834 | 2108.5834 | 352 | 724.2574 | 0 | 0 | 150 | 0 | 0 | 750 | 1624.2574 |  | 352 | 724.2574 | 0 | 0 | 150 | 0 | 0 | 750 | 1624.2574 | 352 | 724.2574 | 0 | 0 | 150 | 0 | 0 | 750 | 1624.2574 | 352 | 762.3762 | 525.7316 | 0 | 150 | 0 | 0 | 750 | 2188.1078 | 352 | 762.3762 | 525.7316 | 0 | 150 | 0 | 0 | 750 | 2188.1078 | 352 | 762.3762 | 525.7316 | 0 | 150 | 0 | 0 | 750 | 2188.1078 | 352 | 775.0825 | 1051.4632 | 0 | 150 | 0 | 0 | 150 | 0 | 0 | 2126.5457 | 352 | 775.0825 | 1051.4632 | 0 | 66 | 0 | 0 | 150 | 0 | 0 | 2042.5457 | 352 | 775.0825 | 1051.4632 | 0 | 150 | 0 | 0 | 150 | 0 | 0 | 2126.5457
355 | 111.4073 | 111.4073 | 111.4073 | 104.9397 | 104.9397 | 104.9397 | 76.781 | 86.0071 | 86.0071 | 355 | 1533.5541 | 1533.5541 | 1533.5541 | 1798.9769 | 1798.9769 | 1798.9769 | 2034.9083 | 2034.9083 | 2034.9083 | 353 | 611.3861 | 0 | 0 | 150 | 0 | 0 | 750 | 1511.3861 |  | 353 | 611.3861 | 0 | 0 | 150 | 0 | 0 | 750 | 1511.3861 | 353 | 611.3861 | 0 | 0 | 150 | 0 | 0 | 750 | 1511.3861 | 353 | 643.5644 | 493.441 | 0 | 150 | 0 | 0 | 750 | 2037.0053 | 353 | 643.5644 | 493.441 | 0 | 150 | 0 | 0 | 750 | 2037.0053 | 353 | 643.5644 | 493.441 | 0 | 150 | 0 | 0 | 750 | 2037.0053 | 353 | 654.2904 | 986.8819 | 0 | 150 | 0 | 0 | 150 | 0 | 0 | 1941.1724 | 353 | 654.2904 | 986.8819 | 0 | 66 | 0 | 0 | 150 | 0 | 0 | 1857.1724 | 353 | 654.2904 | 986.8819 | 0 | 150 | 0 | 0 | 150 | 0 | 0 | 1941.1724
356 | 99.4244 | 99.4244 | 99.4244 | 105.4039 | 105.4039 | 105.4039 | 96.0546 | 96.0546 | 96.0546 | 356 | 1468.0365 | 1468.0365 | 1468.0365 | 1722.1198 | 1722.1198 | 1722.1198 | 1947.9716 | 1947.9716 | 1947.9716 | 354 | 573.7624 | 0 | 0 | 150 | 0 | 0 | 750 | 1473.7624 |  | 354 | 573.7624 | 0 | 0 | 150 | 0 | 0 | 750 | 1473.7624 | 354 | 573.7624 | 0 | 0 | 150 | 0 | 0 | 750 | 1473.7624 | 354 | 603.9604 | 451.0595 | 0 | 150 | 0 | 0 | 600 | 1805.0199 | 354 | 603.9604 | 451.0595 | 0 | 150 | 0 | 0 | 600 | 1805.0199 | 354 | 603.9604 | 451.0595 | 0 | 150 | 0 | 0 | 600 | 1805.0199 | 354 | 614.0264 | 902.1191 | 0 | 150 | 0 | 0 | 0 | 0 | 0 | 1666.1455 | 354 | 614.0264 | 902.1191 | 0 | 66 | 0 | 0 | 0 | 0 | 0 | 1582.1455 | 354 | 614.0264 | 902.1191 | 0 | 150 | 0 | 0 | 0 | 0 | 0 | 1666.1455
357 | 99.4244 | 99.4244 | 99.4244 | 102.4636 | 102.4636 | 102.4636 | 101.7462 | 101.7462 | 101.7462 | 357 | 1379.1992 | 1379.1992 | 1379.1992 | 1617.9068 | 1617.9068 | 1617.9068 | 1830.0913 | 1830.0913 | 1830.0913 | 355 | 583.1683 | 0 | 0 | 150 | 0 | 0 | 750 | 1483.1683 |  | 355 | 583.1683 | 0 | 0 | 150 | 0 | 0 | 750 | 1483.1683 | 355 | 583.1683 | 0 | 0 | 150 | 0 | 0 | 750 | 1483.1683 | 355 | 613.8614 | 386.4783 | 0 | 150 | 0 | 0 | 150 | 1300.3397 | 355 | 613.8614 | 386.4783 | 0 | 150 | 0 | 0 | 150 | 1300.3397 | 355 | 613.8614 | 386.4783 | 0 | 150 | 0 | 0 | 150 | 1300.3397 | 355 | 624.0924 | 772.9566 | 0 | 0 | 0 | 0 | 0 | 0 | 0 | 1397.049 | 355 | 624.0924 | 772.9566 | 0 | 66 | 0 | 0 | 0 | 0 | 0 | 1463.049 | 355 | 624.0924 | 772.9566 | 0 | 0 | 0 | 0 | 0 | 0 | 0 | 1397.049
358 | 98.5018 | 98.5018 | 98.5018 | 99.9991 | 99.9991 | 99.9991 | 98.8111 | 98.8111 | 98.8111 | 358 | 1288.141 | 1288.141 | 1288.141 | 1511.0885 | 1511.0885 | 1511.0885 | 1709.264 | 1709.264 | 1709.264 | 356 | 611.3861 | 0 | 0 | 150 | 0 | 0 | 690.6504 | 1452.0365 |  | 356 | 611.3861 | 0 | 0 | 150 | 0 | 0 | 690.6504 | 1452.0365 | 356 | 611.3861 | 0 | 0 | 150 | 0 | 0 | 690.6504 | 1452.0365 | 356 | 643.5644 | 311.8063 | 0 | 150 | 0 | 0 | 150 | 1255.3706 | 356 | 643.5644 | 311.8063 | 0 | 150 | 0 | 0 | 150 | 1255.3706 | 356 | 643.5644 | 311.8063 | 0 | 150 | 0 | 0 | 150 | 1255.3706 | 356 | 654.2904 | 623.6125 | 0 | 150 | 0 | 0 | 0 | 0 | 0 | 1427.9029 | 356 | 654.2904 | 623.6125 | 0 | 66 | 0 | 0 | 0 | 0 | 0 | 1343.9029 | 356 | 654.2904 | 623.6125 | 0 | 150 | 0 | 0 | 0 | 0 | 0 | 1427.9029
359 | 96.3644 | 96.3644 | 96.3644 | 98.3789 | 98.3789 | 98.3789 | 96.0546 | 96.0546 | 96.0546 | 359 | 1233.7281 | 1233.7281 | 1233.7281 | 1447.258 | 1447.258 | 1447.258 | 1637.0623 | 1637.0623 | 1637.0623 | 357 | 479.703 | 0 | 0 | 150 | 0 | 0 | 733.4963 | 1363.1992 |  | 357 | 479.703 | 0 | 0 | 150 | 0 | 0 | 733.4963 | 1363.1992 | 357 | 479.703 | 0 | 0 | 150 | 0 | 0 | 733.4963 | 1363.1992 | 357 | 504.9505 | 245.2069 | 0 | 150 | 0 | 0 | 0 | 900.1574 | 357 | 504.9505 | 245.2069 | 0 | 150 | 0 | 0 | 0 | 900.1574 | 357 | 504.9505 | 245.2069 | 0 | 150 | 0 | 0 | 0 | 900.1574 | 357 | 513.3663 | 490.4137 | 0 | 150 | 0 | 0 | 0 | 0 | 0 | 1153.7801 | 357 | 513.3663 | 490.4137 | 0 | 66 | 0 | 0 | 0 | 0 | 0 | 1069.7801 | 357 | 513.3663 | 490.4137 | 0 | 150 | 0 | 0 | 0 | 0 | 0 | 1153.7801
360 | 94.4949 | 94.4949 | 94.4949 | 94.5488 | 94.5488 | 94.5488 | 100 | 100 | 100 | 360 | 1191.5304 | 1191.5304 | 1191.5304 | 1397.7568 | 1397.7568 | 1397.7568 | 1581.0692 | 1581.0692 | 1581.0692 | 358 | 507.9208 | 0 | 0 | 150 | 0 | 0 | 300 | 957.9208 |  | 358 | 507.9208 | 0 | 0 | 150 | 0 | 0 | 300 | 957.9208 | 358 | 507.9208 | 0 | 0 | 150 | 0 | 0 | 300 | 957.9208 | 358 | 534.6535 | 207.8708 | 0 | 150 | 0 | 0 | 0 | 892.5243 | 358 | 534.6535 | 207.8708 | 0 | 150 | 0 | 0 | 0 | 892.5243 | 358 | 534.6535 | 207.8708 | 0 | 150 | 0 | 0 | 0 | 892.5243 | 358 | 543.5644 | 415.7417 | 0 | 150 | 0 | 0 | 0 | 0 | 0 | 1109.306 | 358 | 543.5644 | 415.7417 | 0 | 66 | 0 | 0 | 0 | 0 | 0 | 1025.306 | 358 | 543.5644 | 415.7417 | 0 | 150 | 0 | 0 | 0 | 0 | 0 | 1109.306
361 | 92.6187 | 92.6187 | 92.6187 | 92.955 | 92.955 | 92.955 | 96.9143 | 96.9143 | 96.9143 | 361 | 1159.3269 | 1159.3269 | 1159.3269 | 1359.9796 | 1359.9796 | 1359.9796 | 1538.3376 | 1538.3376 | 1538.3376 | 359 | 470.297 | 0 | 0 | 150 | 0 | 0 | 300 | 920.297 |  | 359 | 470.297 | 0 | 0 | 150 | 0 | 0 | 300 | 920.297 | 359 | 470.297 | 0 | 0 | 150 | 0 | 0 | 300 | 920.297 | 359 | 495.0495 | 190.7164 | 0 | 150 | 0 | 0 | 0 | 835.766 | 359 | 495.0495 | 190.7164 | 0 | 150 | 0 | 0 | 0 | 835.766 | 359 | 495.0495 | 190.7164 | 0 | 150 | 0 | 0 | 0 | 835.766 | 359 | 503.3003 | 381.4329 | 0 | 150 | 0 | 0 | 0 | 0 | 0 | 1034.7332 | 359 | 503.3003 | 381.4329 | 0 | 66 | 0 | 0 | 0 | 0 | 0 | 950.7332 | 359 | 503.3003 | 381.4329 | 0 | 150 | 0 | 0 | 0 | 0 | 0 | 1034.7332
362 | 91.9307 | 92.0328 | 92.0328 | 92.3306 | 92.3306 | 92.3306 | 96.4688 | 96.4688 | 96.4688 | 362 | 1143.7804 | 1143.7804 | 1143.7804 | 1341.7423 | 1341.7423 | 1341.7423 | 1517.7086 | 1517.7086 | 1517.7086 | 360 | 404.4554 | 0 | 0 | 150 | 0 | 0 | 150 | 704.4554 |  | 360 | 404.4554 | 0 | 0 | 150 | 0 | 0 | 150 | 704.4554 | 360 | 404.4554 | 0 | 0 | 150 | 0 | 0 | 150 | 704.4554 | 360 | 425.7426 | 191.7255 | 0 | 150 | 0 | 0 | 0 | 767.4681 | 360 | 425.7426 | 191.7255 | 0 | 150 | 0 | 0 | 0 | 767.4681 | 360 | 425.7426 | 191.7255 | 0 | 150 | 0 | 0 | 0 | 767.4681 | 360 | 432.8383 | 383.4511 | 0 | 150 | 0 | 0 | 0 | 0 | 0 | 966.2893 | 360 | 432.8383 | 383.4511 | 0 | 66 | 0 | 0 | 0 | 0 | 0 | 882.2893 | 360 | 432.8383 | 383.4511 | 0 | 150 | 0 | 0 | 0 | 0 | 0 | 966.2893
363 | 91.7336 | 91.5621 | 91.5621 | 91.7404 | 91.7404 | 91.7404 | 95.2701 | 95.2701 | 95.2701 | 363 | 1136.0071 | 1136.0071 | 1136.0071 | 1332.6237 | 1332.6237 | 1332.6237 | 1507.394 | 1507.394 | 1507.394 | 361 | 545.5446 | 0 | 0 | 150 | 0 | 0 | 150 | 845.5446 |  | 361 | 545.5446 | 0 | 0 | 150 | 0 | 0 | 150 | 845.5446 | 361 | 545.5446 | 0 | 0 | 150 | 0 | 0 | 150 | 845.5446 | 361 | 574.2574 | 224.0161 | 0 | 150 | 0 | 0 | 0 | 948.2736 | 361 | 574.2574 | 224.0161 | 0 | 150 | 0 | 0 | 0 | 948.2736 | 361 | 574.2574 | 224.0161 | 0 | 150 | 0 | 0 | 0 | 948.2736 | 361 | 583.8284 | 448.0323 | 0 | 150 | 0 | 0 | 0 | 0 | 0 | 1181.8607 | 361 | 583.8284 | 448.0323 | 0 | 66 | 0 | 0 | 0 | 0 | 0 | 1097.8607 | 361 | 583.8284 | 448.0323 | 0 | 150 | 0 | 0 | 0 | 0 | 0 | 1181.8607
364 | 91.7336 | 92.4595 | 92.6187 | 90.9571 | 90.9571 | 90.9571 | 94.1403 | 94.1403 | 94.1403 | 364 | 1157.106 | 1157.106 | 1157.106 | 1357.3743 | 1357.3743 | 1357.3743 | 1535.3906 | 1535.3906 | 1535.3906 | 362 | 649.0099 | 0 | 0 | 150 | 0 | 0 | 150 | 949.0099 |  | 362 | 649.0099 | 0 | 0 | 150 | 0 | 0 | 150 | 949.0099 | 362 | 649.0099 | 0 | 0 | 150 | 0 | 0 | 150 | 949.0099 | 362 | 683.1683 | 288.5974 | 0 | 150 | 0 | 0 | 0 | 1121.7657 | 362 | 683.1683 | 288.5974 | 0 | 150 | 0 | 0 | 0 | 1121.7657 | 362 | 683.1683 | 288.5974 | 0 | 150 | 0 | 0 | 0 | 1121.7657 | 362 | 694.5545 | 577.1948 | 0 | 150 | 0 | 0 | 0 | 0 | 0 | 1421.7492 | 362 | 694.5545 | 577.1948 | 0 | 66 | 0 | 0 | 0 | 0 | 0 | 1337.7492 | 362 | 694.5545 | 577.1948 | 0 | 150 | 0 | 0 | 0 | 0 | 0 | 1421.7492
365 | 96.2822 | 96.2822 | 96.2822 | 90.3961 | 90.3961 | 90.3961 | 93.0408 | 93.0408 | 93.0408 | 365 | 1187.0886 | 1187.0886 | 1187.0886 | 1392.5462 | 1392.5462 | 1392.5462 | 1575.1752 | 1575.1752 | 1575.1752 | 363 | 733.6634 | 0 | 0 | 150 | 0 | 0 | 150 | 1033.6634 |  | 363 | 733.6634 | 0 | 0 | 150 | 0 | 0 | 150 | 1033.6634 | 363 | 733.6634 | 0 | 0 | 150 | 0 | 0 | 150 | 1033.6634 | 363 | 772.2772 | 372.3512 | 0 | 150 | 0 | 0 | 0 | 1294.6284 | 363 | 772.2772 | 372.3512 | 0 | 150 | 0 | 0 | 0 | 1294.6284 | 363 | 772.2772 | 372.3512 | 0 | 150 | 0 | 0 | 0 | 1294.6284 | 363 | 785.1485 | 744.7023 | 0 | 150 | 0 | 0 | 0 | 0 | 0 | 1679.8508 | 363 | 785.1485 | 744.7023 | 0 | 66 | 0 | 0 | 0 | 0 | 0 | 1595.8508 | 363 | 785.1485 | 744.7023 | 0 | 150 | 0 | 0 | 0 | 0 | 0 | 1679.8508
366 | 100 | 100 | 100 | 90.8178 | 90.8178 | 90.8178 | 93.5482 | 93.5482 | 93.5482 | 366 | 1254.827 | 1254.827 | 1254.827 | 1472.0086 | 1472.0086 | 1472.0086 | 1665.0589 | 1665.0589 | 1665.0589 | 364 | 724.2574 | 0 | 0 | 150 | 0 | 0 | 150 | 1024.2574 |  | 364 | 724.2574 | 0 | 0 | 150 | 0 | 0 | 150 | 1024.2574 | 364 | 724.2574 | 0 | 0 | 150 | 0 | 0 | 150 | 1024.2574 | 364 | 762.3762 | 442.9869 | 0 | 150 | 0 | 0 | 0 | 1355.3631 | 364 | 762.3762 | 442.9869 | 0 | 150 | 0 | 0 | 0 | 1355.3631 | 364 | 762.3762 | 442.9869 | 0 | 150 | 0 | 0 | 0 | 1355.3631 | 364 | 775.0825 | 885.9738 | 0 | 150 | 0 | 0 | 0 | 0 | 0 | 1811.0563 | 364 | 775.0825 | 885.9738 | 0 | 66 | 0 | 0 | 0 | 0 | 0 | 1727.0563 | 364 | 775.0825 | 885.9738 | 0 | 150 | 0 | 0 | 0 | 0 | 0 | 1811.0563
367 | 105.4824 | 105.4824 | 105.4824 | 100 | 100 | 100 | 94.764 | 94.764 | 94.764 | 367 | 1325.8968 | 1325.8968 | 1325.8968 | 1555.379 | 1555.379 | 1555.379 | 1759.3631 | 1759.3631 | 1759.3631 | 365 | 639.604 | 0 | 0 | 150 | 0 | 0 | 300 | 1089.604 |  | 365 | 639.604 | 0 | 0 | 150 | 0 | 0 | 300 | 1089.604 | 365 | 639.604 | 0 | 0 | 150 | 0 | 0 | 300 | 1089.604 | 365 | 673.2673 | 492.4319 | 0 | 0 | 0 | 0 | 0 | 1165.6992 | 365 | 673.2673 | 492.4319 | 0 | 0 | 0 | 0 | 0 | 1165.6992 | 365 | 673.2673 | 492.4319 | 0 | 0 | 0 | 0 | 0 | 1165.6992 | 365 | 684.4884 | 984.8638 | 0 | 150 | 0 | 0 | 0 | 0 | 0 | 1819.3522 | 365 | 684.4884 | 984.8638 | 0 | 66 | 0 | 0 | 0 | 0 | 0 | 1735.3522 | 365 | 684.4884 | 984.8638 | 0 | 150 | 0 | 0 | 0 | 0 | 0 | 1819.3522
368 | 108.9729 | 108.9729 | 108.9729 | 100 | 100 | 100 | 95.2822 | 95.2822 | 95.2712 | 368 | 1389.1934 | 1389.1934 | 1389.1934 | 1629.6308 | 1629.6308 | 1629.6308 | 1843.3528 | 1843.3528 | 1843.3528 | 366 | 451.4851 | 0 | 0 | 150 | 0 | 0 | 750 | 1351.4851 |  | 366 | 451.4851 | 0 | 0 | 150 | 0 | 0 | 750 | 1351.4851 | 366 | 451.4851 | 0 | 0 | 150 | 0 | 0 | 750 | 1351.4851 | 366 | 475.2475 | 511.6044 | 0 | 150 | 0 | 0 | 0 | 1136.852 | 366 | 475.2475 | 511.6044 | 0 | 150 | 0 | 0 | 0 | 1136.852 | 366 | 475.2475 | 511.6044 | 0 | 150 | 0 | 0 | 0 | 1136.852 | 366 | 483.1683 | 1023.2089 | 0 | 150 | 0 | 0 | 0 | 0 | 0 | 1656.3772 | 366 | 483.1683 | 1023.2089 | 0 | 66 | 0 | 0 | 0 | 0 | 0 | 1572.3772 | 366 | 483.1683 | 1023.2089 | 0 | 150 | 0 | 0 | 0 | 0 | 0 | 1656.3772
369 | 100.089 | 100.089 | 100.089 | 91.7404 | 91.7404 | 91.7404 | 94.0148 | 94.0148 | 94.0148 | 369 | 1429.1702 | 1429.1702 | 1429.1702 | 1676.5266 | 1676.5266 | 1676.5266 | 1896.3989 | 1896.3989 | 1896.3989 | 367 | 432.6733 | 0 | 0 | 150 | 0 | 0 | 750 | 1332.6733 |  | 367 | 432.6733 | 0 | 0 | 150 | 0 | 0 | 750 | 1332.6733 | 367 | 432.6733 | 0 | 0 | 150 | 0 | 0 | 750 | 1332.6733 | 367 | 455.4455 | 498.4864 | 0 | 150 | 0 | 0 | 0 | 1103.9319 | 367 | 455.4455 | 498.4864 | 0 | 150 | 0 | 0 | 0 | 1103.9319 | 367 | 455.4455 | 498.4864 | 0 | 150 | 0 | 0 | 0 | 1103.9319 | 367 | 463.0363 | 996.9728 | 0 | 150 | 0 | 0 | 0 | 0 | 0 | 1610.0091 | 367 | 463.0363 | 996.9728 | 0 | 66 | 0 | 0 | 0 | 0 | 0 | 1526.0091 | 367 | 463.0363 | 996.9728 | 0 | 150 | 0 | 0 | 0 | 0 | 0 | 1610.0091
370 | 96.2822 | 96.2822 | 96.2822 | 89.7914 | 89.7914 | 89.7914 | 80.4217 | 83.3298 | 83.3298 | 370 | 1434.7226 | 1434.7226 | 1434.7226 | 1683.0399 | 1683.0399 | 1683.0399 | 1903.7665 | 1903.7665 | 1903.7665 | 368 | 310.396 | 0 | 5.0859 | 150 | 0 | 0 | 750 | 1215.482 |  | 368 | 310.396 | 0 | 5.0859 | 150 | 0 | 0 | 750 | 1215.482 | 368 | 310.396 | 0 | 5.0859 | 150 | 0 | 0 | 750 | 1215.482 | 368 | 326.7327 | 463.1685 | 5.4983 | 150 | 0 | 0 | 0 | 945.3995 | 368 | 326.7327 | 463.1685 | 5.4983 | 150 | 0 | 0 | 0 | 945.3995 | 368 | 326.7327 | 463.1685 | 5.4983 | 150 | 0 | 0 | 0 | 945.3995 | 368 | 332.1782 | 926.337 | 6.8729 | 150 | 0 | 0 | 0 | 0 | 0 | 1415.3881 | 368 | 332.1782 | 926.337 | 6.8729 | 66 | 0 | 0 | 0 | 0 | 0 | 1331.3881 | 368 | 332.1782 | 926.337 | 6.8729 | 150 | 0 | 0 | 0 | 0 | 0 | 1415.3881
371 | 96.2822 | 96.2822 | 96.2822 | 87.3304 | 87.2676 | 87.2676 | 76.781 | 77.1729 | 77.1729 | 371 | 1435.833 | 1435.833 | 1435.833 | 1684.3426 | 1684.3426 | 1684.3426 | 1905.24 | 1905.24 | 1905.24 | 369 | 197.5248 | 0 | 10.1718 | 150 | 0 | 0 | 750 | 1107.6966 |  | 369 | 197.5248 | 0 | 10.1718 | 150 | 0 | 0 | 750 | 1107.6966 | 369 | 197.5248 | 0 | 10.1718 | 150 | 0 | 0 | 750 | 1107.6966 | 369 | 207.9208 | 404.6418 | 10.9966 | 150 | 0 | 0 | 0 | 773.5591 | 369 | 207.9208 | 404.6418 | 10.9966 | 150 | 0 | 0 | 0 | 773.5591 | 369 | 207.9208 | 404.6418 | 10.9966 | 150 | 0 | 0 | 0 | 773.5591 | 369 | 211.3861 | 809.2836 | 13.7457 | 150 | 0 | 0 | 0 | 0 | 0 | 1184.4154 | 369 | 211.3861 | 809.2836 | 13.7457 | 66 | 0 | 0 | 0 | 0 | 0 | 1100.4154 | 369 | 211.3861 | 809.2836 | 13.7457 | 150 | 0 | 0 | 0 | 0 | 0 | 1184.4154
372 | 96.2822 | 96.2822 | 96.2822 | 87.3304 | 85.9279 | 86.0631 | 76.781 | 77.1729 | 75.0234 | 372 | 1431.3912 | 1431.3912 | 1431.3912 | 1679.1319 | 1679.1319 | 1679.1319 | 1899.346 | 1899.346 | 1899.346 | 370 | 169.3069 | 0 | 10.1718 | 150 | 0 | 0 | 300 | 629.4788 |  | 370 | 169.3069 | 0 | 10.1718 | 150 | 0 | 0 | 300 | 629.4788 | 370 | 169.3069 | 0 | 10.1718 | 150 | 0 | 0 | 300 | 629.4788 | 370 | 178.2178 | 337.0333 | 10.9966 | 0 | 0 | 0 | 0 | 526.2477 | 370 | 178.2178 | 337.0333 | 10.9966 | 0 | 0 | 0 | 0 | 526.2477 | 370 | 178.2178 | 337.0333 | 10.9966 | 0 | 0 | 0 | 0 | 526.2477 | 370 | 181.1881 | 674.0666 | 13.7457 | 0 | 0 | 0 | 0 | 0 | 0 | 869.0004 | 370 | 181.1881 | 674.0666 | 13.7457 | 66 | 0 | 0 | 0 | 0 | 0 | 935.0004 | 370 | 181.1881 | 674.0666 | 13.7457 | 0 | 0 | 0 | 0 | 0 | 0 | 869.0004
373 | 113.5244 | 113.5244 | 113.5244 | 102.9275 | 102.9275 | 102.9275 | 88.3863 | 88.3863 | 88.3863 | 373 | 1428.0598 | 1428.0598 | 1428.0598 | 1675.2239 | 1675.2239 | 1675.2239 | 1894.9254 | 1894.9254 | 1894.9254 | 371 | 150.495 | 0 | 15.2577 | 150 | 0 | 0 | 300 | 615.7528 |  | 371 | 150.495 | 0 | 15.2577 | 150 | 0 | 0 | 300 | 615.7528 | 371 | 150.495 | 0 | 15.2577 | 150 | 0 | 0 | 300 | 615.7528 | 371 | 158.4158 | 280.5247 | 16.4948 | 0 | 0 | 0 | 0 | 455.4354 | 371 | 158.4158 | 280.5247 | 16.4948 | 0 | 0 | 0 | 0 | 455.4354 | 371 | 158.4158 | 280.5247 | 16.4948 | 0 | 0 | 0 | 0 | 455.4354 | 371 | 161.0561 | 561.0494 | 20.6186 | 0 | 0 | 0 | 0 | 0 | 0 | 742.7241 | 371 | 161.0561 | 561.0494 | 20.6186 | 42 | 0 | 0 | 0 | 0 | 0 | 784.7241 | 371 | 161.0561 | 561.0494 | 20.6186 | 0 | 0 | 0 | 0 | 0 | 0 | 742.7241
374 | 150.3 | 127.2 | 127.3965 | 123.3743 | 120.0935 | 120.9075 | 124.457 | 120.6266 | 120.6266 | 374 | 1445.8272 | 1445.8272 | 1445.8272 | 1696.0665 | 1696.0665 | 1696.0665 | 1918.5015 | 1918.5015 | 1918.5015 | 372 | 141.0891 | 0 | 10.1718 | 150 | 0 | 0 | 300 | 601.2609 |  | 372 | 141.0891 | 0 | 10.1718 | 150 | 0 | 0 | 300 | 601.2609 | 372 | 141.0891 | 0 | 10.1718 | 150 | 0 | 0 | 300 | 601.2609 | 372 | 148.5149 | 240.1615 | 10.9966 | 0 | 0 | 0 | 0 | 399.6729 | 372 | 148.5149 | 240.1615 | 10.9966 | 0 | 0 | 0 | 0 | 399.6729 | 372 | 148.5149 | 240.1615 | 10.9966 | 0 | 0 | 0 | 0 | 399.6729 | 372 | 150.9901 | 480.3229 | 13.7457 | 0 | 0 | 0 | 0 | 0 | 0 | 645.0587 | 372 | 150.9901 | 480.3229 | 13.7457 | 42 | 0 | 0 | 0 | 0 | 0 | 687.0587 | 372 | 150.9901 | 480.3229 | 13.7457 | 0 | 0 | 0 | 0 | 0 | 0 | 645.0587
375 | 150.3 | 127.2 | 127.3965 | 130.1889 | 120.0935 | 120.9075 | 133.7383 | 122.7578 | 122.7578 | 375 | 1508.0133 | 1508.0133 | 1508.0133 | 1769.0156 | 1769.0156 | 1769.0156 | 2001.0177 | 2001.0177 | 2001.0177 | 373 | 141.0891 | 0 | 5.0859 | 150 | 0 | 0 | 750 | 1046.175 |  | 373 | 141.0891 | 0 | 5.0859 | 150 | 0 | 0 | 750 | 1046.175 | 373 | 141.0891 | 0 | 5.0859 | 150 | 0 | 0 | 750 | 1046.175 | 373 | 148.5149 | 213.9253 | 5.4983 | 150 | 0 | 0 | 150 | 667.9385 | 373 | 148.5149 | 213.9253 | 5.4983 | 150 | 0 | 0 | 150 | 667.9385 | 373 | 148.5149 | 213.9253 | 5.4983 | 150 | 0 | 0 | 150 | 667.9385 | 373 | 150.9901 | 427.8507 | 6.8729 | 0 | 0 | 0 | 0 | 0 | 0 | 585.7136 | 373 | 150.9901 | 427.8507 | 6.8729 | 66 | 0 | 0 | 0 | 0 | 0 | 651.7136 | 373 | 150.9901 | 427.8507 | 6.8729 | 0 | 0 | 0 | 0 | 0 | 0 | 585.7136
376 | 150.3 | 127.2 | 127.3965 | 130.1889 | 120.0935 | 120.9075 | 133.7383 | 122.7578 | 122.7578 | 376 | 1561.3157 | 1561.3157 | 1561.3157 | 1831.5434 | 1831.5434 | 1831.5434 | 2071.7459 | 2071.7459 | 2071.7459 | 374 | 159.901 | 0 | 0 | 150 | 0 | 78 | 750 | 1137.901 |  | 374 | 159.901 | 0 | 0 | 150 | 0 | 0 | 750 | 1059.901 | 374 | 159.901 | 0 | 0 | 150 | 0 | 0 | 750 | 1059.901 | 374 | 168.3168 | 204.8436 | 0 | 150 | 0 | 0 | 750 | 1273.1604 | 374 | 168.3168 | 204.8436 | 0 | 150 | 0 | 0 | 750 | 1273.1604 | 374 | 168.3168 | 204.8436 | 0 | 150 | 0 | 0 | 750 | 1273.1604 | 374 | 171.1221 | 409.6872 | 0 | 150 | 0 | 0 | 750 | 0 | 0 | 1480.8093 | 374 | 171.1221 | 409.6872 | 0 | 370.2 | 0 | 0 | 750 | 0 | 0 | 1701.0093 | 374 | 171.1221 | 409.6872 | 0 | 150 | 0 | 0 | 750 | 0 | 0 | 1480.8093
377 | 150.3 | 127.2 | 127.3965 | 130.1889 | 120.0935 | 120.9075 | 133.7383 | 122.7578 | 122.7578 | 377 | 1550.2111 | 1550.2111 | 1550.2111 | 1818.5168 | 1818.5168 | 1818.5168 | 2057.0108 | 2057.0108 | 2057.0108 | 375 | 169.3069 | 0 | 0 | 150 | 377.7064 | 78 | 750 | 1525.0133 |  | 375 | 169.3069 | 0 | 0 | 150 | 0 | 0 | 750 | 1069.3069 | 375 | 169.3069 | 0 | 0 | 150 | 0 | 0 | 750 | 1069.3069 | 375 | 178.2178 | 188.6983 | 0 | 150 | 0 | 0 | 750 | 1266.9161 | 375 | 178.2178 | 188.6983 | 0 | 150 | 0 | 0 | 750 | 1266.9161 | 375 | 178.2178 | 188.6983 | 0 | 150 | 0 | 0 | 750 | 1266.9161 | 375 | 181.1881 | 377.3966 | 0 | 150 | 0 | 0 | 750 | 0 | 0 | 1458.5847 | 375 | 181.1881 | 377.3966 | 0 | 370.2 | 0 | 0 | 750 | 0 | 0 | 1678.7847 | 375 | 181.1881 | 377.3966 | 0 | 150 | 0 | 0 | 750 | 0 | 0 | 1458.5847
378 | 150.3 | 127.2 | 127.3965 | 130.1889 | 120.0935 | 120.9075 | 133.7383 | 122.7578 | 124.457 | 378 | 1514.6761 | 1514.6761 | 1514.6761 | 1776.8316 | 1776.8316 | 1776.8316 | 2009.8587 | 2009.8587 | 2009.8587 | 376 | 159.901 | 0 | 0 | 150 | 139.5829 | 78 | 750 | 1277.4839 |  | 376 | 159.901 | 0 | 0 | 150 | 0 | 0 | 750 | 1059.901 | 376 | 159.901 | 0 | 0 | 150 | 0 | 0 | 750 | 1059.901 | 376 | 168.3168 | 155.3986 | 0 | 150 | 0 | 0 | 750 | 1223.7154 | 376 | 168.3168 | 155.3986 | 0 | 150 | 0 | 0 | 750 | 1223.7154 | 376 | 168.3168 | 155.3986 | 0 | 150 | 0 | 0 | 750 | 1223.7154 | 376 | 171.1221 | 310.7972 | 0 | 150 | 0 | 0 | 750 | 0 | 0 | 1381.9193 | 376 | 171.1221 | 310.7972 | 0 | 370.2 | 0 | 0 | 750 | 0 | 0 | 1602.1193 | 376 | 171.1221 | 310.7972 | 0 | 150 | 0 | 0 | 750 | 0 | 0 | 1381.9193
379 | 150.3 | 127.2 | 127.3965 | 130.1889 | 120.0935 | 120.9075 | 133.7383 | 122.7578 | 124.457 | 379 | 1481.3621 | 1481.3621 | 1481.3621 | 1737.7517 | 1737.7517 | 1737.7517 | 1965.6536 | 1965.6536 | 1965.6536 | 377 | 225.7426 | 0 | 0 | 150 | 0 | 78 | 750 | 1203.7426 |  | 377 | 225.7426 | 0 | 0 | 150 | 0 | 0 | 750 | 1125.7426 | 377 | 225.7426 | 0 | 0 | 150 | 0 | 0 | 750 | 1125.7426 | 377 | 237.6238 | 116.0444 | 0 | 150 | 0 | 0 | 750 | 1253.6682 | 377 | 237.6238 | 116.0444 | 0 | 150 | 0 | 0 | 750 | 1253.6682 | 377 | 237.6238 | 116.0444 | 0 | 150 | 0 | 0 | 750 | 1253.6682 | 377 | 241.5842 | 232.0888 | 0 | 150 | 0 | 0 | 750 | 0 | 0 | 1373.673 | 377 | 241.5842 | 232.0888 | 0 | 370.2 | 0 | 0 | 750 | 0 | 0 | 1593.873 | 377 | 241.5842 | 232.0888 | 0 | 150 | 0 | 0 | 750 | 0 | 0 | 1373.673
380 | 150.3 | 127.2 | 127.3965 | 130.1889 | 120.0935 | 120.9075 | 133.7383 | 122.7578 | 122.7578 | 380 | 1423.6179 | 1423.6179 | 1423.6179 | 1670.0133 | 1670.0133 | 1670.0133 | 1889.0314 | 1889.0314 | 1889.0314 | 378 | 216.3366 | 0 | 0 | 150 | 0 | 78 | 750 | 1194.3366 |  | 378 | 216.3366 | 0 | 0 | 150 | 0 | 0 | 750 | 1116.3366 | 378 | 216.3366 | 0 | 0 | 150 | 0 | 0 | 750 | 1116.3366 | 378 | 227.7228 | 83.7538 | 0 | 150 | 0 | 0 | 750 | 1211.4766 | 378 | 227.7228 | 83.7538 | 0 | 150 | 0 | 0 | 750 | 1211.4766 | 378 | 227.7228 | 83.7538 | 0 | 150 | 0 | 0 | 750 | 1211.4766 | 378 | 231.5182 | 167.5076 | 0 | 150 | 0 | 0 | 750 | 0 | 0 | 1299.0257 | 378 | 231.5182 | 167.5076 | 0 | 370.2 | 0 | 0 | 750 | 0 | 0 | 1519.2257 | 378 | 231.5182 | 167.5076 | 0 | 150 | 0 | 0 | 750 | 0 | 0 | 1299.0257
381 | 150.3 | 127.2 | 127.3965 | 120.9075 | 120.0935 | 120.9075 | 124.457 | 120.6402 | 120.6402 | 381 | 1348.1062 | 1348.1062 | 1348.1062 | 1581.4322 | 1581.4322 | 1581.4322 | 1788.8332 | 1788.8332 | 1788.8332 | 379 | 122.2772 | 0 | 0 | 150 | 0 | 78 | 750 | 1100.2772 |  | 379 | 122.2772 | 0 | 0 | 150 | 0 | 0 | 750 | 1022.2772 | 379 | 122.2772 | 0 | 0 | 150 | 0 | 0 | 750 | 1022.2772 | 379 | 128.7129 | 51.4632 | 0 | 150 | 0 | 0 | 750 | 1080.176 | 379 | 128.7129 | 51.4632 | 0 | 150 | 0 | 0 | 750 | 1080.176 | 379 | 128.7129 | 51.4632 | 0 | 150 | 0 | 0 | 750 | 1080.176 | 379 | 130.8581 | 102.9263 | 0 | 150 | 0 | 0 | 750 | 0 | 0 | 1133.7844 | 379 | 130.8581 | 102.9263 | 0 | 370.2 | 0 | 0 | 750 | 0 | 0 | 1353.9844 | 379 | 130.8581 | 102.9263 | 0 | 150 | 0 | 0 | 750 | 0 | 0 | 1133.7844
382 | 142.6429 | 127.2 | 127.3965 | 117.0907 | 117.0907 | 117.0907 | 120.6266 | 120.6266 | 120.6266 | 382 | 1294.8038 | 1294.8038 | 1294.8038 | 1518.9044 | 1518.9044 | 1518.9044 | 1718.105 | 1718.105 | 1718.105 | 380 | 112.8713 | 0 | 0 | 150 | 0 | 78 | 750 | 1090.8713 |  | 380 | 112.8713 | 0 | 0 | 150 | 0 | 0 | 750 | 1012.8713 | 380 | 112.8713 | 0 | 0 | 150 | 0 | 0 | 750 | 1012.8713 | 380 | 118.8119 | 24.218 | 0 | 150 | 0 | 0 | 750 | 1043.0298 | 380 | 118.8119 | 24.218 | 0 | 150 | 0 | 0 | 750 | 1043.0298 | 380 | 118.8119 | 24.218 | 0 | 150 | 0 | 0 | 750 | 1043.0298 | 380 | 120.7921 | 48.4359 | 0 | 150 | 0 | 0 | 750 | 0 | 0 | 1069.228 | 380 | 120.7921 | 48.4359 | 0 | 370.2 | 0 | 0 | 750 | 0 | 0 | 1289.428 | 380 | 120.7921 | 48.4359 | 0 | 150 | 0 | 0 | 750 | 0 | 0 | 1069.228
383 | 113.5244 | 113.5244 | 113.5244 | 107.7909 | 107.7909 | 107.7909 | 110.6725 | 110.6725 | 110.6725 | 383 | 1241.5014 | 1241.5014 | 1241.5014 | 1456.3766 | 1456.3766 | 1456.3766 | 1647.3769 | 1647.3769 | 1647.3769 | 381 | 94.0594 | 0 | 0 | 150 | 293.0468 | 78 | 750 | 1365.1062 |  | 381 | 94.0594 | 0 | 0 | 150 | 0 | 0 | 750 | 994.0594 | 381 | 94.0594 | 0 | 0 | 150 | 0 | 0 | 750 | 994.0594 | 381 | 99.0099 | 6.0545 | 0 | 150 | 0 | 0 | 750 | 1005.0644 | 381 | 99.0099 | 6.0545 | 0 | 150 | 0 | 0 | 750 | 1005.0644 | 381 | 99.0099 | 6.0545 | 0 | 150 | 0 | 0 | 750 | 1005.0644 | 381 | 100.6601 | 12.109 | 0 | 150 | 0 | 0 | 750 | 0 | 0 | 1012.769 | 381 | 100.6601 | 12.109 | 0 | 370.2 | 0 | 0 | 750 | 0 | 0 | 1232.969 | 381 | 100.6601 | 12.109 | 0 | 150 | 0 | 0 | 750 | 0 | 0 | 1012.769
384 | 108.6725 | 108.6725 | 108.6725 | 106.5083 | 106.5083 | 106.5083 | 106.1533 | 106.1533 | 106.1533 | 384 | 1200.4141 | 1200.4141 | 1200.4141 | 1408.1781 | 1408.1781 | 1408.1781 | 1592.8572 | 1592.8572 | 1592.8572 | 382 | 75.2475 | 0 | 0 | 150 | 0 | 57.2959 | 750 | 1032.5434 |  | 382 | 75.2475 | 0 | 0 | 150 | 0 | 0 | 750 | 975.2475 | 382 | 75.2475 | 0 | 0 | 150 | 0 | 0 | 750 | 975.2475 | 382 | 79.2079 | 3.0272 | 0 | 150 | 0 | 0 | 750 | 982.2352 | 382 | 79.2079 | 3.0272 | 0 | 150 | 0 | 0 | 750 | 982.2352 | 382 | 79.2079 | 3.0272 | 0 | 150 | 0 | 0 | 750 | 982.2352 | 382 | 80.5281 | 6.0545 | 0 | 150 | 0 | 0 | 750 | 0 | 0 | 986.5825 | 382 | 80.5281 | 6.0545 | 0 | 370.2 | 0 | 0 | 750 | 0 | 0 | 1206.7825 | 382 | 80.5281 | 6.0545 | 0 | 150 | 0 | 0 | 750 | 0 | 0 | 986.5825
385 | 101.0035 | 101.0035 | 101.0035 | 100.7369 | 100.7369 | 100.7369 | 94.8204 | 94.8204 | 94.8204 | 385 | 1164.8792 | 1164.8792 | 1164.8792 | 1366.4929 | 1366.4929 | 1366.4929 | 1545.7051 | 1545.7051 | 1545.7051 | 383 | 65.8416 | 0 | 0 | 150 | 0 | 0 | 750 | 965.8416 |  | 383 | 65.8416 | 0 | 0 | 150 | 0 | 0 | 750 | 965.8416 | 383 | 65.8416 | 0 | 0 | 150 | 0 | 0 | 750 | 965.8416 | 383 | 69.3069 | 6.0545 | 0 | 150 | 0 | 0 | 600 | 825.3614 | 383 | 69.3069 | 6.0545 | 0 | 150 | 0 | 0 | 600 | 825.3614 | 383 | 69.3069 | 6.0545 | 0 | 150 | 0 | 0 | 600 | 825.3614 | 383 | 70.462 | 12.109 | 0 | 150 | 0 | 0 | 450 | 0 | 0 | 682.571 | 383 | 70.462 | 12.109 | 0 | 66 | 0 | 0 | 450 | 0 | 0 | 598.571 | 383 | 70.462 | 12.109 | 0 | 150 | 0 | 0 | 450 | 0 | 0 | 682.571
386 | 100 | 100 | 100 | 100 | 100 | 100 | 91.0456 | 91.0456 | 91.0456 | 386 | 1152.6641 | 1152.6641 | 1152.6641 | 1352.1636 | 1352.1636 | 1352.1636 | 1529.4966 | 1529.4966 | 1529.4966 | 384 | 56.4356 | 0 | 0 | 150 | 0 | 0 | 750 | 956.4356 |  | 384 | 56.4356 | 0 | 0 | 150 | 0 | 0 | 750 | 956.4356 | 384 | 56.4356 | 0 | 0 | 150 | 0 | 0 | 750 | 956.4356 | 384 | 59.4059 | 9.0817 | 0 | 150 | 0 | 0 | 300 | 518.4877 | 384 | 59.4059 | 9.0817 | 0 | 150 | 0 | 0 | 300 | 518.4877 | 384 | 59.4059 | 9.0817 | 0 | 150 | 0 | 0 | 300 | 518.4877 | 384 | 60.396 | 18.1635 | 0 | 150 | 0 | 0 | 142.2614 | 0 | 0 | 370.8209 | 384 | 60.396 | 18.1635 | 0 | 66 | 0 | 0 | 142.2614 | 0 | 0 | 286.8209 | 384 | 60.396 | 18.1635 | 0 | 150 | 0 | 0 | 142.2614 | 0 | 0 | 370.8209
387 | 100 | 100 | 100 | 100 | 100 | 100 | 91.4446 | 91.4446 | 91.4446 | 387 | 1148.2222 | 1148.2222 | 1148.2222 | 1346.953 | 1346.953 | 1346.953 | 1523.6026 | 1523.6026 | 1523.6026 | 385 | 47.0297 | 0 | 0 | 150 | 0 | 0 | 750 | 947.0297 |  | 385 | 47.0297 | 0 | 0 | 150 | 0 | 0 | 750 | 947.0297 | 385 | 47.0297 | 0 | 0 | 150 | 0 | 0 | 750 | 947.0297 | 385 | 49.505 | 12.109 | 0 | 150 | 0 | 0 | 0 | 211.6139 | 385 | 49.505 | 12.109 | 0 | 150 | 0 | 0 | 0 | 211.6139 | 385 | 49.505 | 12.109 | 0 | 150 | 0 | 0 | 0 | 211.6139 | 385 | 50.33 | 24.218 | 0 | 150 | 0 | 0 | 0 | 0 | 0 | 224.548 | 385 | 50.33 | 24.218 | 0 | 66 | 0 | 0 | 0 | 0 | 0 | 140.548 | 385 | 50.33 | 24.218 | 0 | 150 | 0 | 0 | 0 | 0 | 0 | 224.548
388 | 100 | 100 | 100 | 100 | 100 | 100 | 91.9248 | 91.9248 | 91.9248 | 388 | 1163.7688 | 1163.7688 | 1163.7688 | 1365.1903 | 1365.1903 | 1365.1903 | 1544.2316 | 1544.2316 | 1544.2316 | 386 | 56.4356 | 0 | 0 | 150 | 0 | 0 | 750 | 956.4356 |  | 386 | 56.4356 | 0 | 0 | 150 | 0 | 0 | 750 | 956.4356 | 386 | 56.4356 | 0 | 0 | 150 | 0 | 0 | 750 | 956.4356 | 386 | 59.4059 | 18.1635 | 0 | 150 | 0 | 0 | 0 | 227.5694 | 386 | 59.4059 | 18.1635 | 0 | 150 | 0 | 0 | 0 | 227.5694 | 386 | 59.4059 | 18.1635 | 0 | 150 | 0 | 0 | 0 | 227.5694 | 386 | 60.396 | 36.3269 | 0 | 150 | 0 | 0 | 0 | 0 | 0 | 246.723 | 386 | 60.396 | 36.3269 | 0 | 66 | 0 | 0 | 0 | 0 | 0 | 162.723 | 386 | 60.396 | 36.3269 | 0 | 150 | 0 | 0 | 0 | 0 | 0 | 246.723
389 | 100.089 | 100.089 | 100.089 | 100 | 100 | 100 | 93.3627 | 93.3627 | 93.3627 | 389 | 1199.3037 | 1199.3037 | 1199.3037 | 1406.8755 | 1406.8755 | 1406.8755 | 1591.3837 | 1591.3837 | 1591.3837 | 387 | 65.8416 | 0 | 0 | 150 | 0 | 0 | 750 | 965.8416 |  | 387 | 65.8416 | 0 | 0 | 150 | 0 | 0 | 750 | 965.8416 | 387 | 65.8416 | 0 | 0 | 150 | 0 | 0 | 750 | 965.8416 | 387 | 69.3069 | 27.2452 | 0 | 150 | 0 | 0 | 0 | 246.5521 | 387 | 69.3069 | 27.2452 | 0 | 150 | 0 | 0 | 0 | 246.5521 | 387 | 69.3069 | 27.2452 | 0 | 150 | 0 | 0 | 0 | 246.5521 | 387 | 70.462 | 54.4904 | 0 | 150 | 0 | 0 | 0 | 0 | 0 | 274.9525 | 387 | 70.462 | 54.4904 | 0 | 66 | 0 | 0 | 0 | 0 | 0 | 190.9525 | 387 | 70.462 | 54.4904 | 0 | 150 | 0 | 0 | 0 | 0 | 0 | 274.9525
390 | 101.0035 | 101.0035 | 101.0035 | 102.6038 | 102.6038 | 102.6038 | 100 | 100 | 100 | 390 | 1249.2747 | 1249.2747 | 1249.2747 | 1465.4953 | 1465.4953 | 1465.4953 | 1657.6914 | 1657.6914 | 1657.6914 | 388 | 75.2475 | 0 | 0 | 150 | 0 | 0 | 750 | 975.2475 |  | 388 | 75.2475 | 0 | 0 | 150 | 0 | 0 | 750 | 975.2475 | 388 | 75.2475 | 0 | 0 | 150 | 0 | 0 | 750 | 975.2475 | 388 | 79.2079 | 41.3724 | 0 | 150 | 0 | 0 | 0 | 270.5803 | 388 | 79.2079 | 41.3724 | 0 | 150 | 0 | 0 | 0 | 270.5803 | 388 | 79.2079 | 41.3724 | 0 | 150 | 0 | 0 | 0 | 270.5803 | 388 | 80.5281 | 82.7447 | 0 | 150 | 0 | 0 | 0 | 0 | 0 | 313.2728 | 388 | 80.5281 | 82.7447 | 0 | 66 | 0 | 0 | 0 | 0 | 0 | 229.2728 | 388 | 80.5281 | 82.7447 | 0 | 150 | 0 | 0 | 0 | 0 | 0 | 313.2728
391 | 105.4824 | 105.4824 | 105.4824 | 107.0801 | 107.0801 | 107.0801 | 105.9511 | 105.9511 | 105.9511 | 391 | 1309.2399 | 1309.2399 | 1309.2399 | 1535.8391 | 1535.8391 | 1535.8391 | 1737.2606 | 1737.2606 | 1737.2606 | 389 | 141.0891 | 0 | 0 | 150 | 0 | 0 | 750 | 1041.0891 |  | 389 | 141.0891 | 0 | 0 | 150 | 0 | 0 | 750 | 1041.0891 | 389 | 141.0891 | 0 | 0 | 150 | 0 | 0 | 750 | 1041.0891 | 389 | 148.5149 | 56.5086 | 0 | 150 | 0 | 0 | 0 | 355.0234 | 389 | 148.5149 | 56.5086 | 0 | 150 | 0 | 0 | 0 | 355.0234 | 389 | 148.5149 | 56.5086 | 0 | 150 | 0 | 0 | 0 | 355.0234 | 389 | 150.9901 | 113.0172 | 0 | 150 | 0 | 0 | 0 | 0 | 0 | 414.0073 | 389 | 150.9901 | 113.0172 | 0 | 66 | 0 | 0 | 0 | 0 | 0 | 330.0073 | 389 | 150.9901 | 113.0172 | 0 | 150 | 0 | 0 | 0 | 0 | 0 | 414.0073
392 | 109.2897 | 109.2897 | 109.2897 | 109.7585 | 109.7585 | 109.7585 | 107.0601 | 107.0601 | 107.0601 | 392 | 1371.426 | 1371.426 | 1371.426 | 1608.7882 | 1608.7882 | 1608.7882 | 1819.7768 | 1819.7768 | 1819.7768 | 390 | 197.5248 | 0 | 0 | 150 | 0 | 0 | 750 | 1097.5248 |  | 390 | 197.5248 | 0 | 0 | 150 | 0 | 0 | 750 | 1097.5248 | 390 | 197.5248 | 0 | 0 | 150 | 0 | 0 | 750 | 1097.5248 | 390 | 207.9208 | 71.6448 | 0 | 150 | 0 | 0 | 57.697 | 487.2626 | 390 | 207.9208 | 71.6448 | 0 | 150 | 0 | 0 | 57.697 | 487.2626 | 390 | 207.9208 | 71.6448 | 0 | 150 | 0 | 0 | 57.697 | 487.2626 | 390 | 211.3861 | 143.2896 | 0 | 150 | 0 | 0 | 0 | 0 | 0 | 504.6757 | 390 | 211.3861 | 143.2896 | 0 | 66 | 0 | 0 | 0 | 0 | 0 | 420.6757 | 390 | 211.3861 | 143.2896 | 0 | 150 | 0 | 0 | 0 | 0 | 0 | 504.6757
393 | 113.1065 | 113.1065 | 113.1065 | 115.1744 | 115.1744 | 115.1744 | 108.4891 | 108.4891 | 108.4891 | 393 | 1412.5132 | 1412.5132 | 1412.5132 | 1656.9867 | 1656.9867 | 1656.9867 | 1874.2964 | 1874.2964 | 1874.2964 | 391 | 206.9307 | 0 | 0 | 150 | 0 | 0 | 750 | 1106.9307 |  | 391 | 206.9307 | 0 | 0 | 150 | 0 | 0 | 750 | 1106.9307 | 391 | 206.9307 | 0 | 0 | 150 | 0 | 0 | 750 | 1106.9307 | 391 | 217.8218 | 89.8083 | 0 | 150 | 0 | 0 | 300 | 757.6301 | 391 | 217.8218 | 89.8083 | 0 | 150 | 0 | 0 | 300 | 757.6301 | 391 | 217.8218 | 89.8083 | 0 | 150 | 0 | 0 | 300 | 757.6301 | 391 | 221.4521 | 179.6165 | 0 | 150 | 0 | 0 | 0 | 0 | 0 | 551.0687 | 391 | 221.4521 | 179.6165 | 0 | 66 | 0 | 0 | 0 | 0 | 0 | 467.0687 | 391 | 221.4521 | 179.6165 | 0 | 150 | 0 | 0 | 0 | 0 | 0 | 551.0687
394 | 111.4073 | 111.4073 | 111.4073 | 113.1165 | 113.1165 | 113.1165 | 106.903 | 106.903 | 106.903 | 394 | 1410.2923 | 1410.2923 | 1410.2923 | 1654.3813 | 1654.3813 | 1654.3813 | 1871.3494 | 1871.3494 | 1871.3494 | 392 | 244.5545 | 0 | 0 | 150 | 0 | 0 | 750 | 1144.5545 |  | 392 | 244.5545 | 0 | 0 | 150 | 0 | 0 | 750 | 1144.5545 | 392 | 244.5545 | 0 | 0 | 150 | 0 | 0 | 750 | 1144.5545 | 392 | 257.4257 | 115.0353 | 0 | 150 | 0 | 0 | 723.9044 | 1246.3655 | 392 | 257.4257 | 115.0353 | 0 | 150 | 0 | 0 | 723.9044 | 1246.3655 | 392 | 257.4257 | 115.0353 | 0 | 150 | 0 | 0 | 723.9044 | 1246.3655 | 392 | 261.7162 | 230.0706 | 0 | 150 | 0 | 0 | 150 | 0 | 0 | 791.7868 | 392 | 261.7162 | 230.0706 | 0 | 66 | 0 | 0 | 150 | 0 | 0 | 707.7868 | 392 | 261.7162 | 230.0706 | 0 | 150 | 0 | 0 | 150 | 0 | 0 | 791.7868
395 | 113.1065 | 113.1065 | 113.1065 | 116.4735 | 116.4735 | 116.4735 | 108.6548 | 108.6548 | 108.6548 | 395 | 1401.4086 | 1401.4086 | 1401.4086 | 1643.96 | 1643.96 | 1643.96 | 1859.5614 | 1859.5614 | 1859.5614 | 393 | 253.9604 | 0 | 5.0859 | 150 | 0 | 0 | 750 | 1159.0463 |  | 393 | 253.9604 | 0 | 5.0859 | 150 | 0 | 0 | 750 | 1159.0463 | 393 | 253.9604 | 0 | 5.0859 | 150 | 0 | 0 | 750 | 1159.0463 | 393 | 267.3267 | 142.2805 | 5.4983 | 150 | 0 | 0 | 750 | 1315.1055 | 393 | 267.3267 | 142.2805 | 5.4983 | 150 | 0 | 0 | 750 | 1315.1055 | 393 | 267.3267 | 142.2805 | 5.4983 | 150 | 0 | 0 | 750 | 1315.1055 | 393 | 271.7822 | 284.561 | 6.8729 | 150 | 0 | 0 | 150 | 0 | 0 | 863.2161 | 393 | 271.7822 | 284.561 | 6.8729 | 66 | 0 | 0 | 150 | 0 | 0 | 779.2161 | 393 | 271.7822 | 284.561 | 6.8729 | 150 | 0 | 0 | 150 | 0 | 0 | 863.2161
396 | 119.7449 | 119.7449 | 119.7449 | 116.4735 | 116.4735 | 116.4735 | 110.6586 | 110.6586 | 110.6586 | 396 | 1386.9725 | 1386.9725 | 1386.9725 | 1627.0254 | 1627.0254 | 1627.0254 | 1840.4058 | 1840.4058 | 1840.4058 | 394 | 244.5545 | 0 | 10.1718 | 150 | 0 | 0 | 750 | 1154.7263 |  | 394 | 244.5545 | 0 | 10.1718 | 150 | 0 | 0 | 750 | 1154.7263 | 394 | 244.5545 | 0 | 10.1718 | 150 | 0 | 0 | 750 | 1154.7263 | 394 | 257.4257 | 163.4712 | 10.9966 | 150 | 0 | 0 | 750 | 1331.8935 | 394 | 257.4257 | 163.4712 | 10.9966 | 150 | 0 | 0 | 750 | 1331.8935 | 394 | 257.4257 | 163.4712 | 10.9966 | 150 | 0 | 0 | 750 | 1331.8935 | 394 | 261.7162 | 326.9425 | 13.7457 | 150 | 0 | 0 | 150 | 0 | 0 | 902.4044 | 394 | 261.7162 | 326.9425 | 13.7457 | 66 | 0 | 0 | 150 | 0 | 0 | 818.4044 | 394 | 261.7162 | 326.9425 | 13.7457 | 150 | 0 | 0 | 150 | 0 | 0 | 902.4044
397 | 124.3679 | 124.3679 | 124.3679 | 116.4735 | 116.4735 | 116.4735 | 113.8577 | 113.8577 | 113.8577 | 397 | 1379.1992 | 1379.1992 | 1379.1992 | 1617.9068 | 1617.9068 | 1617.9068 | 1830.0913 | 1830.0913 | 1830.0913 | 395 | 225.7426 | 0 | 10.1718 | 150 | 0 | 0 | 750 | 1135.9144 |  | 395 | 225.7426 | 0 | 10.1718 | 150 | 0 | 0 | 750 | 1135.9144 | 395 | 225.7426 | 0 | 10.1718 | 150 | 0 | 0 | 750 | 1135.9144 | 395 | 237.6238 | 171.5439 | 10.9966 | 150 | 0 | 0 | 750 | 1320.1642 | 395 | 237.6238 | 171.5439 | 10.9966 | 150 | 0 | 0 | 750 | 1320.1642 | 395 | 237.6238 | 171.5439 | 10.9966 | 150 | 0 | 0 | 750 | 1320.1642 | 395 | 241.5842 | 343.0878 | 13.7457 | 150 | 0 | 0 | 150 | 0 | 0 | 898.4177 | 395 | 241.5842 | 343.0878 | 13.7457 | 66 | 0 | 0 | 150 | 0 | 0 | 814.4177 | 395 | 241.5842 | 343.0878 | 13.7457 | 150 | 0 | 0 | 150 | 0 | 0 | 898.4177
398 | 124.8245 | 124.8245 | 124.8245 | 116.4735 | 116.4735 | 116.4735 | 113.9321 | 113.9321 | 113.9321 | 398 | 1381.4202 | 1381.4202 | 1381.4202 | 1620.5121 | 1620.5121 | 1620.5121 | 1833.0383 | 1833.0383 | 1833.0383 | 396 | 216.3366 | 0 | 10.1718 | 150 | 0 | 0 | 750 | 1126.5085 |  | 396 | 216.3366 | 0 | 10.1718 | 150 | 0 | 0 | 750 | 1126.5085 | 396 | 216.3366 | 0 | 10.1718 | 150 | 0 | 0 | 750 | 1126.5085 | 396 | 227.7228 | 176.5893 | 10.9966 | 150 | 0 | 0 | 750 | 1315.3086 | 396 | 227.7228 | 176.5893 | 10.9966 | 150 | 0 | 0 | 750 | 1315.3086 | 396 | 227.7228 | 176.5893 | 10.9966 | 150 | 0 | 0 | 750 | 1315.3086 | 396 | 231.5182 | 353.1786 | 13.7457 | 150 | 0 | 0 | 403.9221 | 0 | 0 | 1152.3645 | 396 | 231.5182 | 353.1786 | 13.7457 | 66 | 0 | 0 | 403.9221 | 0 | 0 | 1068.3645 | 396 | 231.5182 | 353.1786 | 13.7457 | 150 | 0 | 0 | 403.9221 | 0 | 0 | 1152.3645
399 | 124.8245 | 124.8245 | 124.8245 | 116.4735 | 116.4735 | 116.4735 | 120.3995 | 120.3995 | 120.3995 | 399 | 1446.9377 | 1446.9377 | 1446.9377 | 1697.3692 | 1697.3692 | 1697.3692 | 1919.975 | 1919.975 | 1919.975 | 397 | 206.9307 | 0 | 5.0859 | 150 | 0 | 0 | 750 | 1112.0166 |  | 397 | 206.9307 | 0 | 5.0859 | 150 | 0 | 0 | 750 | 1112.0166 | 397 | 206.9307 | 0 | 5.0859 | 150 | 0 | 0 | 750 | 1112.0166 | 397 | 217.8218 | 177.5984 | 5.4983 | 150 | 0 | 0 | 750 | 1300.9184 | 397 | 217.8218 | 177.5984 | 5.4983 | 150 | 0 | 0 | 750 | 1300.9184 | 397 | 217.8218 | 177.5984 | 5.4983 | 150 | 0 | 0 | 750 | 1300.9184 | 397 | 221.4521 | 355.1968 | 6.8729 | 150 | 0 | 0 | 750 | 0 | 0 | 1483.5218 | 397 | 221.4521 | 355.1968 | 6.8729 | 66 | 0 | 0 | 750 | 0 | 0 | 1399.5218 | 397 | 221.4521 | 355.1968 | 6.8729 | 150 | 0 | 0 | 750 | 0 | 0 | 1483.5218
400 | 128.0201 | 127.2 | 127.3965 | 119.2084 | 119.2084 | 119.2084 | 124.0861 | 120.6266 | 120.6266 | 400 | 1504.6819 | 1504.6819 | 1504.6819 | 1765.1077 | 1765.1077 | 1765.1077 | 1996.5972 | 1996.5972 | 1996.5972 | 398 | 206.9307 | 0 | 0 | 150 | 0 | 0 | 750 | 1106.9307 |  | 398 | 206.9307 | 0 | 0 | 150 | 0 | 0 | 750 | 1106.9307 | 398 | 206.9307 | 0 | 0 | 150 | 0 | 0 | 750 | 1106.9307 | 398 | 217.8218 | 169.5257 | 0 | 150 | 0 | 0 | 750 | 1287.3475 | 398 | 217.8218 | 169.5257 | 0 | 150 | 0 | 0 | 750 | 1287.3475 | 398 | 217.8218 | 169.5257 | 0 | 150 | 0 | 0 | 750 | 1287.3475 | 398 | 221.4521 | 339.0515 | 0 | 150 | 0 | 0 | 750 | 0 | 0 | 1460.5036 | 398 | 221.4521 | 339.0515 | 0 | 66 | 0 | 0 | 750 | 0 | 0 | 1376.5036 | 398 | 221.4521 | 339.0515 | 0 | 150 | 0 | 0 | 750 | 0 | 0 | 1460.5036
401 | 130.89 | 127.2 | 127.3965 | 119.2084 | 119.2084 | 119.2084 | 124.0861 | 120.6266 | 120.6266 | 401 | 1500.2401 | 1500.2401 | 1500.2401 | 1759.897 | 1759.897 | 1759.897 | 1990.7032 | 1990.7032 | 1990.7032 | 399 | 197.5248 | 0 | 0 | 150 | 0 | 0 | 750 | 1097.5248 |  | 399 | 197.5248 | 0 | 0 | 150 | 0 | 0 | 750 | 1097.5248 | 399 | 197.5248 | 0 | 0 | 150 | 0 | 0 | 750 | 1097.5248 | 399 | 207.9208 | 158.4258 | 0 | 150 | 0 | 0 | 750 | 1266.3466 | 399 | 207.9208 | 158.4258 | 0 | 150 | 0 | 0 | 750 | 1266.3466 | 399 | 207.9208 | 158.4258 | 0 | 150 | 0 | 0 | 750 | 1266.3466 | 399 | 211.3861 | 316.8517 | 0 | 150 | 0 | 0 | 750 | 0 | 0 | 1428.2378 | 399 | 211.3861 | 316.8517 | 0 | 370.2 | 0 | 0 | 750 | 0 | 0 | 1648.4378 | 399 | 211.3861 | 316.8517 | 0 | 150 | 0 | 0 | 750 | 0 | 0 | 1428.2378
402 | 130.89 | 127.2 | 127.3965 | 116.4735 | 116.4735 | 116.4735 | 120.023 | 120.023 | 120.023 | 402 | 1470.2575 | 1470.2575 | 1470.2575 | 1724.7251 | 1724.7251 | 1724.7251 | 1950.9186 | 1950.9186 | 1950.9186 | 400 | 225.7426 | 0 | 0 | 150 | 0 | 0 | 750 | 1125.7426 |  | 400 | 225.7426 | 0 | 0 | 150 | 0 | 0 | 750 | 1125.7426 | 400 | 225.7426 | 0 | 0 | 150 | 0 | 0 | 750 | 1125.7426 | 400 | 237.6238 | 148.335 | 0 | 150 | 0 | 0 | 750 | 1285.9588 | 400 | 237.6238 | 148.335 | 0 | 150 | 0 | 0 | 750 | 1285.9588 | 400 | 237.6238 | 148.335 | 0 | 150 | 0 | 0 | 750 | 1285.9588 | 400 | 241.5842 | 296.67 | 0 | 150 | 0 | 0 | 750 | 0 | 0 | 1438.2542 | 400 | 241.5842 | 296.67 | 0 | 370.2 | 0 | 0 | 750 | 0 | 0 | 1658.4542 | 400 | 241.5842 | 296.67 | 0 | 150 | 0 | 0 | 750 | 0 | 0 | 1438.2542
403 | 124.8245 | 124.8245 | 124.8245 | 116.4735 | 116.4735 | 116.4735 | 113.8577 | 113.8577 | 113.8577 | 403 | 1420.2865 | 1420.2865 | 1420.2865 | 1666.1053 | 1666.1053 | 1666.1053 | 1884.6109 | 1884.6109 | 1884.6109 | 401 | 216.3366 | 0 | 0 | 150 | 0 | 0 | 750 | 1116.3366 |  | 401 | 216.3366 | 0 | 0 | 150 | 0 | 0 | 750 | 1116.3366 | 401 | 216.3366 | 0 | 0 | 150 | 0 | 0 | 750 | 1116.3366 | 401 | 227.7228 | 141.2714 | 0 | 150 | 0 | 0 | 750 | 1268.9942 | 401 | 227.7228 | 141.2714 | 0 | 150 | 0 | 0 | 750 | 1268.9942 | 401 | 227.7228 | 141.2714 | 0 | 150 | 0 | 0 | 750 | 1268.9942 | 401 | 231.5182 | 282.5429 | 0 | 150 | 0 | 0 | 750 | 0 | 0 | 1414.061 | 401 | 231.5182 | 282.5429 | 0 | 370.2 | 0 | 0 | 750 | 0 | 0 | 1634.261 | 401 | 231.5182 | 282.5429 | 0 | 150 | 0 | 0 | 750 | 0 | 0 | 1414.061
404 | 124.8245 | 124.8245 | 124.8245 | 116.4735 | 116.4735 | 116.4735 | 113.8577 | 113.8577 | 113.8577 | 404 | 1354.769 | 1354.769 | 1354.769 | 1589.2482 | 1589.2482 | 1589.2482 | 1797.6742 | 1797.6742 | 1797.6742 | 402 | 244.5545 | 0 | 0 | 150 | 0 | 0 | 750 | 1144.5545 |  | 402 | 244.5545 | 0 | 0 | 150 | 0 | 0 | 750 | 1144.5545 | 402 | 244.5545 | 0 | 0 | 150 | 0 | 0 | 750 | 1144.5545 | 402 | 257.4257 | 142.2805 | 0 | 150 | 0 | 0 | 750 | 1299.7063 | 402 | 257.4257 | 142.2805 | 0 | 150 | 0 | 0 | 750 | 1299.7063 | 402 | 257.4257 | 142.2805 | 0 | 150 | 0 | 0 | 750 | 1299.7063 | 402 | 261.7162 | 284.561 | 0 | 150 | 0 | 0 | 750 | 0 | 0 | 1446.2772 | 402 | 261.7162 | 284.561 | 0 | 335.2442 | 0 | 0 | 750 | 0 | 0 | 1631.5214 | 402 | 261.7162 | 284.561 | 0 | 150 | 0 | 0 | 750 | 0 | 0 | 1446.2772
405 | 99.4244 | 99.4244 | 99.4244 | 107.2254 | 107.2254 | 107.2254 | 108.4891 | 108.4891 | 108.4891 | 405 | 1262.6003 | 1262.6003 | 1262.6003 | 1481.1272 | 1481.1272 | 1481.1272 | 1675.3734 | 1675.3734 | 1675.3734 | 403 | 319.802 | 0 | 0 | 150 | 0 | 0 | 750 | 1219.802 |  | 403 | 319.802 | 0 | 0 | 150 | 0 | 0 | 750 | 1219.802 | 403 | 319.802 | 0 | 0 | 150 | 0 | 0 | 750 | 1219.802 | 403 | 336.6337 | 153.3804 | 0 | 150 | 0 | 0 | 750 | 1390.0141 | 403 | 336.6337 | 153.3804 | 0 | 150 | 0 | 0 | 750 | 1390.0141 | 403 | 336.6337 | 153.3804 | 0 | 150 | 0 | 0 | 750 | 1390.0141 | 403 | 342.2442 | 306.7608 | 0 | 150 | 0 | 0 | 750 | 0 | 0 | 1549.0051 | 403 | 342.2442 | 306.7608 | 0 | 66 | 0 | 0 | 750 | 0 | 0 | 1465.0051 | 403 | 342.2442 | 306.7608 | 0 | 150 | 0 | 0 | 750 | 0 | 0 | 1549.0051
406 | 99.3081 | 99.3081 | 99.3081 | 105.6312 | 105.6312 | 105.6312 | 106.2691 | 106.2691 | 106.2691 | 406 | 1185.9781 | 1185.9781 | 1185.9781 | 1391.2435 | 1391.2435 | 1391.2435 | 1573.7017 | 1573.7017 | 1573.7017 | 404 | 357.4257 | 0 | 0 | 150 | 0 | 0 | 750 | 1257.4257 |  | 404 | 357.4257 | 0 | 0 | 150 | 0 | 0 | 750 | 1257.4257 | 404 | 357.4257 | 0 | 0 | 150 | 0 | 0 | 750 | 1257.4257 | 404 | 376.2376 | 169.5257 | 0 | 150 | 0 | 0 | 750 | 1445.7634 | 404 | 376.2376 | 169.5257 | 0 | 150 | 0 | 0 | 750 | 1445.7634 | 404 | 376.2376 | 169.5257 | 0 | 150 | 0 | 0 | 750 | 1445.7634 | 404 | 382.5083 | 339.0515 | 0 | 150 | 0 | 0 | 750 | 0 | 0 | 1621.5597 | 404 | 382.5083 | 339.0515 | 0 | 66 | 0 | 0 | 750 | 0 | 0 | 1537.5597 | 404 | 382.5083 | 339.0515 | 0 | 150 | 0 | 0 | 750 | 0 | 0 | 1621.5597
407 | 98.9859 | 98.9859 | 98.9859 | 104.2377 | 104.2377 | 104.2377 | 96.4688 | 96.4688 | 96.4688 | 407 | 1126.0129 | 1126.0129 | 1126.0129 | 1320.8997 | 1320.8997 | 1320.8997 | 1494.1325 | 1494.1325 | 1494.1325 | 405 | 479.703 | 0 | 0 | 150 | 0 | 0 | 616.8973 | 1246.6003 |  | 405 | 479.703 | 0 | 0 | 150 | 0 | 0 | 616.8973 | 1246.6003 | 405 | 479.703 | 0 | 0 | 150 | 0 | 0 | 616.8973 | 1246.6003 | 405 | 504.9505 | 190.7164 | 0 | 150 | 0 | 0 | 468.8023 | 1314.4692 | 405 | 504.9505 | 190.7164 | 0 | 150 | 0 | 0 | 468.8023 | 1314.4692 | 405 | 504.9505 | 190.7164 | 0 | 150 | 0 | 0 | 468.8023 | 1314.4692 | 405 | 513.3663 | 381.4329 | 0 | 150 | 0 | 0 | 150 | 0 | 0 | 1194.7992 | 405 | 513.3663 | 381.4329 | 0 | 66 | 0 | 0 | 150 | 0 | 0 | 1110.7992 | 405 | 513.3663 | 381.4329 | 0 | 150 | 0 | 0 | 150 | 0 | 0 | 1194.7992
408 | 96.2225 | 96.2225 | 96.2225 | 100 | 100 | 100 | 94.9422 | 94.9422 | 94.9422 | 408 | 1092.6989 | 1092.6989 | 1092.6989 | 1281.8199 | 1281.8199 | 1281.8199 | 1449.9274 | 1449.9274 | 1449.9274 | 406 | 460.8911 | 0 | 0 | 150 | 0 | 0 | 559.087 | 1169.9781 |  | 406 | 460.8911 | 0 | 0 | 150 | 0 | 0 | 559.087 | 1169.9781 | 406 | 460.8911 | 0 | 0 | 150 | 0 | 0 | 559.087 | 1169.9781 | 406 | 485.1485 | 210.8981 | 0 | 150 | 0 | 0 | 150 | 996.0466 | 406 | 485.1485 | 210.8981 | 0 | 150 | 0 | 0 | 150 | 996.0466 | 406 | 485.1485 | 210.8981 | 0 | 150 | 0 | 0 | 150 | 996.0466 | 406 | 493.2343 | 421.7962 | 0 | 150 | 0 | 0 | 150 | 0 | 0 | 1215.0305 | 406 | 493.2343 | 421.7962 | 0 | 66 | 0 | 0 | 150 | 0 | 0 | 1131.0305 | 406 | 493.2343 | 421.7962 | 0 | 150 | 0 | 0 | 150 | 0 | 0 | 1215.0305
409 | 92.0772 | 92.0772 | 92.0772 | 94.2431 | 94.2431 | 94.2431 | 94.0148 | 94.0148 | 94.0148 | 409 | 1076.0419 | 1076.0419 | 1076.0419 | 1262.2799 | 1262.2799 | 1262.2799 | 1427.8248 | 1427.8248 | 1427.8248 | 407 | 385.6436 | 0 | 0 | 150 | 0 | 0 | 450 | 985.6436 |  | 407 | 385.6436 | 0 | 0 | 150 | 0 | 0 | 450 | 985.6436 | 407 | 385.6436 | 0 | 0 | 150 | 0 | 0 | 450 | 985.6436 | 407 | 405.9406 | 226.0343 | 0 | 150 | 0 | 0 | 150 | 931.9749 | 407 | 405.9406 | 226.0343 | 0 | 150 | 0 | 0 | 150 | 931.9749 | 407 | 405.9406 | 226.0343 | 0 | 150 | 0 | 0 | 150 | 931.9749 | 407 | 412.7063 | 452.0686 | 0 | 150 | 0 | 0 | 0 | 0 | 0 | 1014.7749 | 407 | 412.7063 | 452.0686 | 0 | 66 | 0 | 0 | 0 | 0 | 0 | 930.7749 | 407 | 412.7063 | 452.0686 | 0 | 150 | 0 | 0 | 0 | 0 | 0 | 1014.7749
410 | 89.0192 | 89.7086 | 89.7086 | 93.8399 | 93.8399 | 93.8399 | 91.8882 | 91.8882 | 91.8882 | 410 | 1073.821 | 1073.821 | 1073.821 | 1259.6746 | 1259.6746 | 1259.6746 | 1424.8778 | 1424.8778 | 1424.8778 | 408 | 329.2079 | 0 | 0 | 150 | 0 | 0 | 300 | 779.2079 |  | 408 | 329.2079 | 0 | 0 | 150 | 0 | 0 | 300 | 779.2079 | 408 | 329.2079 | 0 | 0 | 150 | 0 | 0 | 300 | 779.2079 | 408 | 346.5347 | 237.1342 | 0 | 150 | 0 | 0 | 0 | 733.6689 | 408 | 346.5347 | 237.1342 | 0 | 150 | 0 | 0 | 0 | 733.6689 | 408 | 346.5347 | 237.1342 | 0 | 150 | 0 | 0 | 0 | 733.6689 | 408 | 352.3102 | 474.2684 | 0 | 150 | 0 | 0 | 0 | 0 | 0 | 976.5786 | 408 | 352.3102 | 474.2684 | 0 | 66 | 0 | 0 | 0 | 0 | 0 | 892.5786 | 408 | 352.3102 | 474.2684 | 0 | 150 | 0 | 0 | 0 | 0 | 0 | 976.5786
411 | 90.7143 | 90.7143 | 90.7143 | 92.2739 | 92.2739 | 92.2739 | 91.4446 | 91.4446 | 91.4446 | 411 | 1081.5942 | 1081.5942 | 1081.5942 | 1268.7932 | 1268.7932 | 1268.7932 | 1435.1924 | 1435.1924 | 1435.1924 | 409 | 329.2079 | 0 | 0 | 150 | 0 | 0 | 150 | 629.2079 |  | 409 | 329.2079 | 0 | 0 | 150 | 0 | 0 | 150 | 629.2079 | 409 | 329.2079 | 0 | 0 | 150 | 0 | 0 | 150 | 629.2079 | 409 | 346.5347 | 260.3431 | 0 | 150 | 0 | 0 | 0 | 756.8777 | 409 | 346.5347 | 260.3431 | 0 | 150 | 0 | 0 | 0 | 756.8777 | 409 | 346.5347 | 260.3431 | 0 | 150 | 0 | 0 | 0 | 756.8777 | 409 | 352.3102 | 520.6862 | 0 | 150 | 0 | 0 | 0 | 0 | 0 | 1022.9964 | 409 | 352.3102 | 520.6862 | 0 | 66 | 0 | 0 | 0 | 0 | 0 | 938.9964 | 409 | 352.3102 | 520.6862 | 0 | 150 | 0 | 0 | 0 | 0 | 0 | 1022.9964
412 | 96.1945 | 96.1945 | 96.1945 | 92.6749 | 92.6749 | 92.6749 | 92.2298 | 92.2298 | 92.2298 | 412 | 1126.0129 | 1126.0129 | 1126.0129 | 1320.8997 | 1320.8997 | 1320.8997 | 1494.1325 | 1494.1325 | 1494.1325 | 410 | 216.3366 | 0 | 0 | 0 | 0 | 0 | 150 | 366.3366 |  | 410 | 216.3366 | 0 | 0 | 0 | 0 | 0 | 150 | 366.3366 | 410 | 216.3366 | 0 | 0 | 0 | 0 | 0 | 150 | 366.3366 | 410 | 227.7228 | 291.6246 | 0 | 150 | 0 | 0 | 0 | 669.3474 | 410 | 227.7228 | 291.6246 | 0 | 150 | 0 | 0 | 0 | 669.3474 | 410 | 227.7228 | 291.6246 | 0 | 150 | 0 | 0 | 0 | 669.3474 | 410 | 231.5182 | 583.2492 | 0 | 150 | 0 | 0 | 0 | 0 | 0 | 964.7674 | 410 | 231.5182 | 583.2492 | 0 | 66 | 0 | 0 | 0 | 0 | 0 | 880.7674 | 410 | 231.5182 | 583.2492 | 0 | 150 | 0 | 0 | 0 | 0 | 0 | 964.7674
413 | 98.2342 | 98.2342 | 98.2342 | 97.5343 | 97.5343 | 97.5343 | 94.9422 | 94.9422 | 94.9422 | 413 | 1255.9375 | 1255.9375 | 1255.9375 | 1473.3113 | 1473.3113 | 1473.3113 | 1666.5324 | 1666.5324 | 1666.5324 | 411 | 197.5248 | 0 | 0 | 78.0753 | 0 | 0 | 150 | 425.6 |  | 411 | 197.5248 | 0 | 0 | 78.0753 | 0 | 0 | 150 | 425.6 | 411 | 197.5248 | 0 | 0 | 78.0753 | 0 | 0 | 150 | 425.6 | 411 | 207.9208 | 316.8517 | 0 | 150 | 0 | 0 | 0 | 674.7725 | 411 | 207.9208 | 316.8517 | 0 | 150 | 0 | 0 | 0 | 674.7725 | 411 | 207.9208 | 316.8517 | 0 | 150 | 0 | 0 | 0 | 674.7725 | 411 | 211.3861 | 633.7033 | 0 | 150 | 0 | 0 | 0 | 0 | 0 | 995.0895 | 411 | 211.3861 | 633.7033 | 0 | 66 | 0 | 0 | 0 | 0 | 0 | 911.0895 | 411 | 211.3861 | 633.7033 | 0 | 150 | 0 | 0 | 0 | 0 | 0 | 995.0895
414 | 108.6725 | 108.6725 | 108.6725 | 105.4039 | 105.4039 | 105.4039 | 105.7442 | 105.7442 | 105.7442 | 414 | 1431.3912 | 1431.3912 | 1431.3912 | 1679.1319 | 1679.1319 | 1679.1319 | 1899.346 | 1899.346 | 1899.346 | 412 | 150.495 | 0 | 0 | 150 | 0 | 0 | 300 | 600.495 |  | 412 | 150.495 | 0 | 0 | 150 | 0 | 0 | 300 | 600.495 | 412 | 150.495 | 0 | 0 | 150 | 0 | 0 | 300 | 600.495 | 412 | 158.4158 | 327.9516 | 0 | 150 | 0 | 0 | 0 | 636.3674 | 412 | 158.4158 | 327.9516 | 0 | 150 | 0 | 0 | 0 | 636.3674 | 412 | 158.4158 | 327.9516 | 0 | 150 | 0 | 0 | 0 | 636.3674 | 412 | 161.0561 | 655.9031 | 0 | 150 | 0 | 0 | 0 | 0 | 0 | 966.9592 | 412 | 161.0561 | 655.9031 | 0 | 66 | 0 | 0 | 0 | 0 | 0 | 882.9592 | 412 | 161.0561 | 655.9031 | 0 | 150 | 0 | 0 | 0 | 0 | 0 | 966.9592
415 | 108.6725 | 108.6725 | 108.6725 | 107.1092 | 107.1092 | 107.1092 | 108.6548 | 108.6548 | 108.6548 | 415 | 1552.432 | 1552.432 | 1552.432 | 1821.1221 | 1821.1221 | 1821.1221 | 2059.9578 | 2059.9578 | 2059.9578 | 413 | 169.3069 | 0 | 0 | 150 | 0 | 0 | 300 | 619.3069 |  | 413 | 169.3069 | 0 | 0 | 150 | 0 | 0 | 300 | 619.3069 | 413 | 169.3069 | 0 | 0 | 150 | 0 | 0 | 300 | 619.3069 | 413 | 178.2178 | 323.9152 | 0 | 150 | 0 | 0 | 0 | 652.1331 | 413 | 178.2178 | 323.9152 | 0 | 150 | 0 | 0 | 0 | 652.1331 | 413 | 178.2178 | 323.9152 | 0 | 150 | 0 | 0 | 0 | 652.1331 | 413 | 181.1881 | 647.8305 | 0 | 150 | 0 | 0 | 0 | 0 | 0 | 979.0186 | 413 | 181.1881 | 647.8305 | 0 | 66 | 0 | 0 | 0 | 0 | 0 | 895.0186 | 413 | 181.1881 | 647.8305 | 0 | 150 | 0 | 0 | 0 | 0 | 0 | 979.0186
416 | 108.6725 | 108.6725 | 108.6725 | 109.7585 | 109.7585 | 109.7585 | 110.6586 | 110.6586 | 110.6586 | 416 | 1594.6297 | 1594.6297 | 1594.6297 | 1870.6233 | 1870.6233 | 1870.6233 | 2115.951 | 2115.951 | 2115.951 | 414 | 244.5545 | 0 | 0 | 150 | 0 | 0 | 750 | 1144.5545 |  | 414 | 244.5545 | 0 | 0 | 150 | 0 | 0 | 750 | 1144.5545 | 414 | 244.5545 | 0 | 0 | 150 | 0 | 0 | 750 | 1144.5545 | 414 | 257.4257 | 307.7699 | 0 | 150 | 0 | 0 | 150 | 865.1957 | 414 | 257.4257 | 307.7699 | 0 | 150 | 0 | 0 | 150 | 865.1957 | 414 | 257.4257 | 307.7699 | 0 | 150 | 0 | 0 | 150 | 865.1957 | 414 | 261.7162 | 615.5399 | 0 | 150 | 0 | 0 | 0 | 0 | 0 | 1027.256 | 414 | 261.7162 | 615.5399 | 0 | 66 | 0 | 0 | 0 | 0 | 0 | 943.256 | 414 | 261.7162 | 615.5399 | 0 | 150 | 0 | 0 | 0 | 0 | 0 | 1027.256
417 | 109.2897 | 109.2897 | 109.2897 | 111.8678 | 111.8678 | 111.8678 | 110.7749 | 110.7749 | 110.7749 | 417 | 1596.8506 | 1596.8506 | 1596.8506 | 1873.2286 | 1873.2286 | 1873.2286 | 2118.898 | 2118.898 | 2118.898 | 415 | 206.9307 | 0 | 0 | 150 | 0 | 0 | 750 | 1106.9307 |  | 415 | 206.9307 | 0 | 0 | 150 | 0 | 0 | 750 | 1106.9307 | 415 | 206.9307 | 0 | 0 | 150 | 0 | 0 | 750 | 1106.9307 | 415 | 217.8218 | 290.6155 | 0 | 150 | 0 | 0 | 445.7479 | 1104.1852 | 415 | 217.8218 | 290.6155 | 0 | 150 | 0 | 0 | 445.7479 | 1104.1852 | 415 | 217.8218 | 290.6155 | 0 | 150 | 0 | 0 | 445.7479 | 1104.1852 | 415 | 221.4521 | 581.2311 | 0 | 150 | 0 | 0 | 150 | 0 | 0 | 1102.6832 | 415 | 221.4521 | 581.2311 | 0 | 66 | 0 | 0 | 150 | 0 | 0 | 1018.6832 | 415 | 221.4521 | 581.2311 | 0 | 150 | 0 | 0 | 150 | 0 | 0 | 1102.6832
418 | 111.4073 | 111.4073 | 111.4073 | 115.8733 | 115.8733 | 115.8733 | 110.7749 | 110.7749 | 110.7749 | 418 | 1594.6297 | 1594.6297 | 1594.6297 | 1870.6233 | 1870.6233 | 1870.6233 | 2115.951 | 2115.951 | 2115.951 | 416 | 150.495 | 0 | 0 | 150 | 0 | 0 | 750 | 1050.495 |  | 416 | 150.495 | 0 | 0 | 150 | 0 | 0 | 750 | 1050.495 | 416 | 150.495 | 0 | 0 | 150 | 0 | 0 | 750 | 1050.495 | 416 | 158.4158 | 276.4884 | 0 | 150 | 0 | 0 | 637.8074 | 1222.7117 | 416 | 158.4158 | 276.4884 | 0 | 150 | 0 | 0 | 637.8074 | 1222.7117 | 416 | 158.4158 | 276.4884 | 0 | 150 | 0 | 0 | 637.8074 | 1222.7117 | 416 | 161.0561 | 552.9768 | 0 | 150 | 0 | 0 | 334.5945 | 0 | 0 | 1198.6274 | 416 | 161.0561 | 552.9768 | 0 | 66 | 0 | 0 | 334.5945 | 0 | 0 | 1114.6274 | 416 | 161.0561 | 552.9768 | 0 | 150 | 0 | 0 | 334.5945 | 0 | 0 | 1198.6274
419 | 111.4073 | 111.4073 | 111.4073 | 116.4735 | 116.4735 | 116.4735 | 112.8313 | 112.8313 | 112.8313 | 419 | 1573.5308 | 1573.5308 | 1573.5308 | 1845.8727 | 1845.8727 | 1845.8727 | 2087.9544 | 2087.9544 | 2087.9544 | 417 | 150.495 | 0 | 5.0859 | 150 | 0 | 0 | 750 | 1055.581 |  | 417 | 150.495 | 0 | 5.0859 | 150 | 0 | 0 | 750 | 1055.581 | 417 | 150.495 | 0 | 5.0859 | 150 | 0 | 0 | 750 | 1055.581 | 417 | 158.4158 | 267.4067 | 5.4983 | 150 | 0 | 0 | 750 | 1331.3208 | 417 | 158.4158 | 267.4067 | 5.4983 | 150 | 0 | 0 | 750 | 1331.3208 | 417 | 158.4158 | 267.4067 | 5.4983 | 150 | 0 | 0 | 750 | 1331.3208 | 417 | 161.0561 | 534.8133 | 6.8729 | 150 | 0 | 0 | 505.3509 | 0 | 0 | 1358.0932 | 417 | 161.0561 | 534.8133 | 6.8729 | 66 | 0 | 0 | 505.3509 | 0 | 0 | 1274.0932 | 417 | 161.0561 | 534.8133 | 6.8729 | 150 | 0 | 0 | 505.3509 | 0 | 0 | 1358.0932
420 | 111.4073 | 111.4073 | 111.4073 | 116.4735 | 116.4735 | 116.4735 | 110.7749 | 110.7749 | 110.7749 | 420 | 1589.0774 | 1589.0774 | 1589.0774 | 1864.11 | 1864.11 | 1864.11 | 2108.5834 | 2108.5834 | 2108.5834 | 418 | 178.7129 | 0 | 5.0859 | 150 | 0 | 0 | 750 | 1083.7988 |  | 418 | 178.7129 | 0 | 5.0859 | 150 | 0 | 0 | 750 | 1083.7988 | 418 | 178.7129 | 0 | 5.0859 | 150 | 0 | 0 | 750 | 1083.7988 | 418 | 188.1188 | 261.3522 | 5.4983 | 150 | 0 | 0 | 750 | 1354.9693 | 418 | 188.1188 | 261.3522 | 5.4983 | 150 | 0 | 0 | 750 | 1354.9693 | 418 | 188.1188 | 261.3522 | 5.4983 | 150 | 0 | 0 | 750 | 1354.9693 | 418 | 191.2541 | 522.7043 | 6.8729 | 150 | 0 | 0 | 582.4066 | 0 | 0 | 1453.238 | 418 | 191.2541 | 522.7043 | 6.8729 | 66 | 0 | 0 | 582.4066 | 0 | 0 | 1369.238 | 418 | 191.2541 | 522.7043 | 6.8729 | 150 | 0 | 0 | 582.4066 | 0 | 0 | 1453.238
421 | 111.4073 | 111.4073 | 111.4073 | 113.2835 | 113.2835 | 113.2835 | 110.7749 | 110.7749 | 110.7749 | 421 | 1567.9785 | 1567.9785 | 1567.9785 | 1839.3594 | 1839.3594 | 1839.3594 | 2080.5869 | 2080.5869 | 2080.5869 | 419 | 197.5248 | 0 | 5.0859 | 150 | 0 | 0 | 750 | 1102.6107 |  | 419 | 197.5248 | 0 | 5.0859 | 150 | 0 | 0 | 750 | 1102.6107 | 419 | 197.5248 | 0 | 5.0859 | 150 | 0 | 0 | 750 | 1102.6107 | 419 | 207.9208 | 261.3522 | 5.4983 | 150 | 0 | 0 | 750 | 1374.7712 | 419 | 207.9208 | 261.3522 | 5.4983 | 150 | 0 | 0 | 750 | 1374.7712 | 419 | 207.9208 | 261.3522 | 5.4983 | 150 | 0 | 0 | 750 | 1374.7712 | 419 | 211.3861 | 522.7043 | 6.8729 | 150 | 0 | 0 | 600 | 0 | 0 | 1490.9633 | 419 | 211.3861 | 522.7043 | 6.8729 | 66 | 0 | 0 | 600 | 0 | 0 | 1406.9633 | 419 | 211.3861 | 522.7043 | 6.8729 | 150 | 0 | 0 | 600 | 0 | 0 | 1490.9633
422 | 109.2897 | 109.2897 | 109.2897 | 109.7585 | 109.7585 | 109.7585 | 109.9793 | 109.9793 | 109.9793 | 422 | 1562.4262 | 1562.4262 | 1562.4262 | 1832.8461 | 1832.8461 | 1832.8461 | 2073.2194 | 2073.2194 | 2073.2194 | 420 | 235.1485 | 0 | 5.0859 | 150 | 0 | 0 | 750 | 1140.2344 |  | 420 | 235.1485 | 0 | 5.0859 | 150 | 0 | 0 | 750 | 1140.2344 | 420 | 235.1485 | 0 | 5.0859 | 150 | 0 | 0 | 750 | 1140.2344 | 420 | 247.5248 | 270.4339 | 5.4983 | 150 | 0 | 0 | 750 | 1423.4569 | 420 | 247.5248 | 270.4339 | 5.4983 | 150 | 0 | 0 | 750 | 1423.4569 | 420 | 247.5248 | 270.4339 | 5.4983 | 150 | 0 | 0 | 750 | 1423.4569 | 420 | 251.6502 | 540.8678 | 6.8729 | 150 | 0 | 0 | 586.2045 | 0 | 0 | 1535.5953 | 420 | 251.6502 | 540.8678 | 6.8729 | 66 | 0 | 0 | 586.2045 | 0 | 0 | 1451.5953 | 420 | 251.6502 | 540.8678 | 6.8729 | 150 | 0 | 0 | 586.2045 | 0 | 0 | 1535.5953
423 | 108.6725 | 108.6725 | 108.6725 | 107.2254 | 107.2254 | 107.2254 | 108.6548 | 108.6548 | 108.6548 | 423 | 1554.6529 | 1554.6529 | 1554.6529 | 1823.7275 | 1823.7275 | 1823.7275 | 2062.9048 | 2062.9048 | 2062.9048 | 421 | 272.7723 | 0 | 0 | 150 | 0 | 0 | 750 | 1172.7723 |  | 421 | 272.7723 | 0 | 0 | 150 | 0 | 0 | 750 | 1172.7723 | 421 | 272.7723 | 0 | 0 | 150 | 0 | 0 | 750 | 1172.7723 | 421 | 287.1287 | 299.6973 | 0 | 150 | 0 | 0 | 750 | 1486.826 | 421 | 287.1287 | 299.6973 | 0 | 150 | 0 | 0 | 750 | 1486.826 | 421 | 287.1287 | 299.6973 | 0 | 150 | 0 | 0 | 750 | 1486.826 | 421 | 291.9142 | 599.3946 | 0 | 150 | 0 | 0 | 463.2994 | 0 | 0 | 1504.6082 | 421 | 291.9142 | 599.3946 | 0 | 66 | 0 | 0 | 463.2994 | 0 | 0 | 1420.6082 | 421 | 291.9142 | 599.3946 | 0 | 150 | 0 | 0 | 463.2994 | 0 | 0 | 1504.6082
424 | 108.6725 | 108.6725 | 108.6725 | 106.4298 | 106.4298 | 106.4298 | 108.4275 | 108.4275 | 108.4275 | 424 | 1573.5308 | 1573.5308 | 1573.5308 | 1845.8727 | 1845.8727 | 1845.8727 | 2087.9544 | 2087.9544 | 2087.9544 | 422 | 348.0198 | 0 | 0 | 150 | 0 | 0 | 750 | 1248.0198 |  | 422 | 348.0198 | 0 | 0 | 150 | 0 | 0 | 750 | 1248.0198 | 422 | 348.0198 | 0 | 0 | 150 | 0 | 0 | 750 | 1248.0198 | 422 | 366.3366 | 337.0333 | 0 | 150 | 0 | 0 | 704.9975 | 1558.3674 | 422 | 366.3366 | 337.0333 | 0 | 150 | 0 | 0 | 704.9975 | 1558.3674 | 422 | 366.3366 | 337.0333 | 0 | 150 | 0 | 0 | 704.9975 | 1558.3674 | 422 | 372.4422 | 674.0666 | 0 | 150 | 0 | 0 | 280.5652 | 0 | 0 | 1477.074 | 422 | 372.4422 | 674.0666 | 0 | 66 | 0 | 0 | 280.5652 | 0 | 0 | 1393.074 | 422 | 372.4422 | 674.0666 | 0 | 150 | 0 | 0 | 280.5652 | 0 | 0 | 1477.074
425 | 111.4073 | 111.4073 | 111.4073 | 105.6312 | 105.6312 | 105.6312 | 108.4275 | 108.4275 | 108.4275 | 425 | 1546.8797 | 1546.8797 | 1546.8797 | 1814.6088 | 1814.6088 | 1814.6088 | 2052.5903 | 2052.5903 | 2052.5903 | 423 | 385.6436 | 0 | 0 | 150 | 0 | 0 | 750 | 1285.6436 |  | 423 | 385.6436 | 0 | 0 | 150 | 0 | 0 | 750 | 1285.6436 | 423 | 385.6436 | 0 | 0 | 150 | 0 | 0 | 750 | 1285.6436 | 423 | 405.9406 | 370.333 | 0 | 150 | 0 | 0 | 476.1887 | 1402.4623 | 423 | 405.9406 | 370.333 | 0 | 150 | 0 | 0 | 476.1887 | 1402.4623 | 423 | 405.9406 | 370.333 | 0 | 150 | 0 | 0 | 476.1887 | 1402.4623 | 423 | 412.7063 | 740.666 | 0 | 150 | 0 | 0 | 150 | 0 | 0 | 1453.3723 | 423 | 412.7063 | 740.666 | 0 | 66 | 0 | 0 | 150 | 0 | 0 | 1369.3723 | 423 | 412.7063 | 740.666 | 0 | 150 | 0 | 0 | 150 | 0 | 0 | 1453.3723
426 | 113.6095 | 113.6095 | 113.6095 | 107.89 | 107.89 | 107.89 | 106.1533 | 106.1533 | 106.1533 | 426 | 1494.6877 | 1494.6877 | 1494.6877 | 1753.3837 | 1753.3837 | 1753.3837 | 1983.3356 | 1983.3356 | 1983.3356 | 424 | 395.0495 | 0 | 0 | 150 | 0 | 0 | 750 | 1295.0495 |  | 424 | 395.0495 | 0 | 0 | 150 | 0 | 0 | 750 | 1295.0495 | 424 | 395.0495 | 0 | 0 | 150 | 0 | 0 | 750 | 1295.0495 | 424 | 415.8416 | 388.4965 | 0 | 150 | 0 | 0 | 223.9952 | 1178.3333 | 424 | 415.8416 | 388.4965 | 0 | 150 | 0 | 0 | 223.9952 | 1178.3333 | 424 | 415.8416 | 388.4965 | 0 | 150 | 0 | 0 | 223.9952 | 1178.3333 | 424 | 422.7723 | 776.9929 | 0 | 150 | 0 | 0 | 150 | 0 | 0 | 1499.7652 | 424 | 422.7723 | 776.9929 | 0 | 66 | 0 | 0 | 150 | 0 | 0 | 1415.7652 | 424 | 422.7723 | 776.9929 | 0 | 150 | 0 | 0 | 150 | 0 | 0 | 1499.7652
427 | 115.5733 | 115.5733 | 115.5733 | 115.5026 | 115.5026 | 115.5026 | 105.9511 | 105.9511 | 105.9511 | 427 | 1448.0481 | 1448.0481 | 1448.0481 | 1698.6719 | 1698.6719 | 1698.6719 | 1921.4485 | 1921.4485 | 1921.4485 | 425 | 442.0792 | 0 | 0 | 150 | 0 | 0 | 750 | 1342.0792 |  | 425 | 442.0792 | 0 | 0 | 150 | 0 | 0 | 750 | 1342.0792 | 425 | 442.0792 | 0 | 0 | 150 | 0 | 0 | 750 | 1342.0792 | 425 | 465.3465 | 404.6418 | 0 | 150 | 0 | 0 | 150 | 1169.9883 | 425 | 465.3465 | 404.6418 | 0 | 150 | 0 | 0 | 150 | 1169.9883 | 425 | 465.3465 | 404.6418 | 0 | 150 | 0 | 0 | 150 | 1169.9883 | 425 | 473.1023 | 809.2836 | 0 | 150 | 0 | 0 | 150 | 0 | 0 | 1582.3859 | 425 | 473.1023 | 809.2836 | 0 | 66 | 0 | 0 | 150 | 0 | 0 | 1498.3859 | 425 | 473.1023 | 809.2836 | 0 | 150 | 0 | 0 | 150 | 0 | 0 | 1582.3859
428 | 111.4073 | 111.4073 | 111.4073 | 107.7909 | 107.7909 | 107.7909 | 102.9885 | 102.9885 | 102.9885 | 428 | 1374.7574 | 1374.7574 | 1374.7574 | 1612.6961 | 1612.6961 | 1612.6961 | 1824.1973 | 1824.1973 | 1824.1973 | 426 | 498.5149 | 0 | 0 | 150 | 0 | 0 | 750 | 1398.5149 |  | 426 | 498.5149 | 0 | 0 | 150 | 0 | 0 | 750 | 1398.5149 | 426 | 498.5149 | 0 | 0 | 150 | 0 | 0 | 750 | 1398.5149 | 426 | 524.7525 | 416.7508 | 0 | 150 | 0 | 0 | 600 | 1691.5032 | 426 | 524.7525 | 416.7508 | 0 | 150 | 0 | 0 | 600 | 1691.5032 | 426 | 524.7525 | 416.7508 | 0 | 150 | 0 | 0 | 600 | 1691.5032 | 426 | 533.4983 | 833.5015 | 0 | 150 | 0 | 0 | 20.5163 | 0 | 0 | 1537.5162 | 426 | 533.4983 | 833.5015 | 0 | 66 | 0 | 0 | 20.5163 | 0 | 0 | 1453.5162 | 426 | 533.4983 | 833.5015 | 0 | 150 | 0 | 0 | 20.5163 | 0 | 0 | 1537.5162
429 | 108.6725 | 108.6725 | 108.6725 | 107.1092 | 107.1092 | 107.1092 | 95.6985 | 95.6985 | 95.6985 | 429 | 1281.4782 | 1281.4782 | 1281.4782 | 1503.2725 | 1503.2725 | 1503.2725 | 1700.423 | 1700.423 | 1700.423 | 427 | 479.703 | 0 | 0 | 150 | 0 | 0 | 750 | 1379.703 |  | 427 | 479.703 | 0 | 0 | 150 | 0 | 0 | 750 | 1379.703 | 427 | 479.703 | 0 | 0 | 150 | 0 | 0 | 750 | 1379.703 | 427 | 504.9505 | 412.7144 | 0 | 150 | 0 | 0 | 750 | 1817.6649 | 427 | 504.9505 | 412.7144 | 0 | 150 | 0 | 0 | 750 | 1817.6649 | 427 | 504.9505 | 412.7144 | 0 | 150 | 0 | 0 | 750 | 1817.6649 | 427 | 513.3663 | 825.4289 | 0 | 150 | 0 | 0 | 0 | 0 | 0 | 1488.7952 | 427 | 513.3663 | 825.4289 | 0 | 66 | 0 | 0 | 0 | 0 | 0 | 1404.7952 | 427 | 513.3663 | 825.4289 | 0 | 150 | 0 | 0 | 0 | 0 | 0 | 1488.7952
430 | 101.0035 | 101.0035 | 101.0035 | 100 | 100 | 100 | 93.2948 | 93.2948 | 93.2948 | 430 | 1180.4258 | 1180.4258 | 1180.4258 | 1384.7302 | 1384.7302 | 1384.7302 | 1566.3342 | 1566.3342 | 1566.3342 | 428 | 526.7327 | 0 | 0 | 150 | 0 | 0 | 750 | 1426.7327 |  | 428 | 526.7327 | 0 | 0 | 150 | 0 | 0 | 750 | 1426.7327 | 428 | 526.7327 | 0 | 0 | 150 | 0 | 0 | 750 | 1426.7327 | 428 | 554.4554 | 410.6963 | 0 | 150 | 0 | 0 | 600 | 1715.1517 | 428 | 554.4554 | 410.6963 | 0 | 150 | 0 | 0 | 600 | 1715.1517 | 428 | 554.4554 | 410.6963 | 0 | 150 | 0 | 0 | 600 | 1715.1517 | 428 | 563.6964 | 821.3925 | 0 | 150 | 0 | 0 | 0 | 0 | 0 | 1535.0889 | 428 | 563.6964 | 821.3925 | 0 | 66 | 0 | 0 | 0 | 0 | 0 | 1451.0889 | 428 | 563.6964 | 821.3925 | 0 | 150 | 0 | 0 | 0 | 0 | 0 | 1535.0889
431 | 99.3081 | 99.3081 | 99.3081 | 92.7315 | 92.7315 | 92.7315 | 91.8882 | 91.8882 | 91.8882 | 431 | 1116.0187 | 1116.0187 | 1116.0187 | 1309.1758 | 1309.1758 | 1309.1758 | 1480.871 | 1480.871 | 1480.871 | 429 | 611.3861 | 0 | 0 | 150 | 0 | 0 | 750 | 1511.3861 |  | 429 | 611.3861 | 0 | 0 | 150 | 0 | 0 | 750 | 1511.3861 | 429 | 611.3861 | 0 | 0 | 150 | 0 | 0 | 750 | 1511.3861 | 429 | 643.5644 | 406.6599 | 0 | 150 | 0 | 0 | 322.0679 | 1522.2922 | 429 | 643.5644 | 406.6599 | 0 | 150 | 0 | 0 | 322.0679 | 1522.2922 | 429 | 643.5644 | 406.6599 | 0 | 150 | 0 | 0 | 322.0679 | 1522.2922 | 429 | 654.2904 | 813.3199 | 0 | 150 | 0 | 0 | 0 | 0 | 0 | 1617.6103 | 429 | 654.2904 | 813.3199 | 0 | 66 | 0 | 0 | 0 | 0 | 0 | 1533.6103 | 429 | 654.2904 | 813.3199 | 0 | 150 | 0 | 0 | 0 | 0 | 0 | 1617.6103
432 | 96.2822 | 96.2822 | 96.2822 | 91.578 | 91.578 | 91.578 | 90.3105 | 90.3105 | 90.3105 | 432 | 1076.0419 | 1076.0419 | 1076.0419 | 1262.2799 | 1262.2799 | 1262.2799 | 1427.8248 | 1427.8248 | 1427.8248 | 430 | 667.8218 | 0 | 0 | 150 | 0 | 0 | 750 | 1567.8218 |  | 430 | 667.8218 | 0 | 0 | 150 | 0 | 0 | 750 | 1567.8218 | 430 | 667.8218 | 0 | 0 | 150 | 0 | 0 | 750 | 1567.8218 | 430 | 702.9703 | 410.6963 | 0 | 150 | 0 | 0 | 0 | 1263.6666 | 430 | 702.9703 | 410.6963 | 0 | 150 | 0 | 0 | 0 | 1263.6666 | 430 | 702.9703 | 410.6963 | 0 | 150 | 0 | 0 | 0 | 1263.6666 | 430 | 714.6865 | 821.3925 | 0 | 150 | 0 | 0 | 0 | 0 | 0 | 1686.079 | 430 | 714.6865 | 821.3925 | 0 | 66 | 0 | 0 | 0 | 0 | 0 | 1602.079 | 430 | 714.6865 | 821.3925 | 0 | 150 | 0 | 0 | 0 | 0 | 0 | 1686.079
433 | 96.2822 | 96.2822 | 96.2822 | 91.1988 | 91.1988 | 91.1988 | 89.7563 | 89.7563 | 89.7563 | 433 | 1061.6059 | 1061.6059 | 1061.6059 | 1245.3453 | 1245.3453 | 1245.3453 | 1408.6693 | 1408.6693 | 1408.6693 | 431 | 743.0693 | 0 | 0 | 150 | 0 | 0 | 497.7748 | 1390.8441 |  | 431 | 743.0693 | 0 | 0 | 150 | 0 | 0 | 497.7748 | 1390.8441 | 431 | 743.0693 | 0 | 0 | 150 | 0 | 0 | 497.7748 | 1390.8441 | 431 | 782.1782 | 418.7689 | 0 | 150 | 0 | 0 | 0 | 1350.9471 | 431 | 782.1782 | 418.7689 | 0 | 150 | 0 | 0 | 0 | 1350.9471 | 431 | 782.1782 | 418.7689 | 0 | 150 | 0 | 0 | 0 | 1350.9471 | 431 | 795.2145 | 837.5378 | 0 | 150 | 0 | 0 | 0 | 0 | 0 | 1782.7524 | 431 | 795.2145 | 837.5378 | 0 | 66 | 0 | 0 | 0 | 0 | 0 | 1698.7524 | 431 | 795.2145 | 837.5378 | 0 | 150 | 0 | 0 | 0 | 0 | 0 | 1782.7524
434 | 96.2822 | 96.2822 | 96.2822 | 90.2186 | 90.2186 | 90.2186 | 88.9515 | 88.9515 | 88.9515 | 434 | 1062.7163 | 1062.7163 | 1062.7163 | 1246.648 | 1246.648 | 1246.648 | 1410.1428 | 1410.1428 | 1410.1428 | 432 | 714.8515 | 0 | 0 | 150 | 0 | 0 | 300 | 1164.8515 |  | 432 | 714.8515 | 0 | 0 | 150 | 0 | 0 | 300 | 1164.8515 | 432 | 714.8515 | 0 | 0 | 150 | 0 | 0 | 300 | 1164.8515 | 432 | 752.4752 | 419.778 | 0 | 150 | 0 | 0 | 0 | 1322.2532 | 432 | 752.4752 | 419.778 | 0 | 150 | 0 | 0 | 0 | 1322.2532 | 432 | 752.4752 | 419.778 | 0 | 150 | 0 | 0 | 0 | 1322.2532 | 432 | 765.0165 | 839.556 | 0 | 0 | 0 | 0 | 0 | 0 | 0 | 1604.5725 | 432 | 765.0165 | 839.556 | 0 | 66 | 0 | 0 | 0 | 0 | 0 | 1670.5725 | 432 | 765.0165 | 839.556 | 0 | 0 | 0 | 0 | 0 | 0 | 0 | 1604.5725
435 | 98.6288 | 98.6288 | 98.6288 | 90.2186 | 90.2186 | 90.2186 | 88.9581 | 88.9581 | 88.9581 | 435 | 1069.3791 | 1069.3791 | 1069.3791 | 1254.464 | 1254.464 | 1254.464 | 1418.9838 | 1418.9838 | 1418.9838 | 433 | 714.8515 | 0 | 0 | 150 | 0 | 0 | 300 | 1164.8515 |  | 433 | 714.8515 | 0 | 0 | 150 | 0 | 0 | 300 | 1164.8515 | 433 | 714.8515 | 0 | 0 | 150 | 0 | 0 | 300 | 1164.8515 | 433 | 752.4752 | 420.7871 | 0 | 150 | 0 | 0 | 0 | 1323.2623 | 433 | 752.4752 | 420.7871 | 0 | 150 | 0 | 0 | 0 | 1323.2623 | 433 | 752.4752 | 420.7871 | 0 | 150 | 0 | 0 | 0 | 1323.2623 | 433 | 765.0165 | 841.5742 | 0 | 0 | 0 | 0 | 0 | 0 | 0 | 1606.5907 | 433 | 765.0165 | 841.5742 | 0 | 66 | 0 | 0 | 0 | 0 | 0 | 1672.5907 | 433 | 765.0165 | 841.5742 | 0 | 0 | 0 | 0 | 0 | 0 | 0 | 1606.5907
436 | 99.4244 | 99.4244 | 99.4244 | 100 | 100 | 100 | 89.5713 | 89.5713 | 89.5713 | 436 | 1114.9082 | 1114.9082 | 1114.9082 | 1307.8731 | 1307.8731 | 1307.8731 | 1479.3975 | 1479.3975 | 1479.3975 | 434 | 799.505 | 0 | 0 | 150 | 0 | 0 | 300 | 1249.505 |  | 434 | 799.505 | 0 | 0 | 150 | 0 | 0 | 300 | 1249.505 | 434 | 799.505 | 0 | 0 | 150 | 0 | 0 | 300 | 1249.505 | 434 | 841.5842 | 425.8325 | 0 | 0 | 0 | 0 | 0 | 1267.4167 | 434 | 841.5842 | 425.8325 | 0 | 0 | 0 | 0 | 0 | 1267.4167 | 434 | 841.5842 | 425.8325 | 0 | 0 | 0 | 0 | 0 | 1267.4167 | 434 | 855.6106 | 851.665 | 0 | 0 | 0 | 0 | 0 | 0 | 0 | 1707.2755 | 434 | 855.6106 | 851.665 | 0 | 66 | 0 | 0 | 0 | 0 | 0 | 1773.2755 | 434 | 855.6106 | 851.665 | 0 | 0 | 0 | 0 | 0 | 0 | 0 | 1707.2755
437 | 101.0035 | 101.0035 | 101.0035 | 100 | 100 | 100 | 94.8204 | 94.8204 | 94.8204 | 437 | 1243.7223 | 1243.7223 | 1243.7223 | 1458.982 | 1458.982 | 1458.982 | 1650.3239 | 1650.3239 | 1650.3239 | 435 | 790.099 | 0 | 0 | 150 | 0 | 0 | 440.2074 | 1380.3064 |  | 435 | 790.099 | 0 | 0 | 150 | 0 | 0 | 440.2074 | 1380.3064 | 435 | 790.099 | 0 | 0 | 150 | 0 | 0 | 440.2074 | 1380.3064 | 435 | 831.6832 | 439.9596 | 0 | 0 | 0 | 0 | 0 | 1271.6428 | 435 | 831.6832 | 439.9596 | 0 | 0 | 0 | 0 | 0 | 1271.6428 | 435 | 831.6832 | 439.9596 | 0 | 0 | 0 | 0 | 0 | 1271.6428 | 435 | 845.5446 | 879.9193 | 0 | 0 | 0 | 0 | 0 | 0 | 0 | 1725.4638 | 435 | 845.5446 | 879.9193 | 0 | 66 | 0 | 0 | 0 | 0 | 0 | 1791.4638 | 435 | 845.5446 | 879.9193 | 0 | 0 | 0 | 0 | 0 | 0 | 0 | 1725.4638
438 | 105.4824 | 105.4824 | 105.4824 | 107.1092 | 107.1092 | 107.1092 | 105.9511 | 105.9511 | 105.9511 | 438 | 1408.0714 | 1408.0714 | 1408.0714 | 1651.776 | 1651.776 | 1651.776 | 1868.4024 | 1868.4024 | 1868.4024 | 436 | 705.4455 | 0 | 0 | 150 | 0 | 0 | 663.5884 | 1519.0339 |  | 436 | 705.4455 | 0 | 0 | 150 | 0 | 0 | 663.5884 | 1519.0339 | 436 | 705.4455 | 0 | 0 | 150 | 0 | 0 | 663.5884 | 1519.0339 | 436 | 742.5743 | 451.0595 | 0 | 150 | 0 | 0 | 0 | 1343.6338 | 436 | 742.5743 | 451.0595 | 0 | 150 | 0 | 0 | 0 | 1343.6338 | 436 | 742.5743 | 451.0595 | 0 | 150 | 0 | 0 | 0 | 1343.6338 | 436 | 754.9505 | 902.1191 | 0 | 0 | 0 | 0 | 0 | 0 | 0 | 1657.0696 | 436 | 754.9505 | 902.1191 | 0 | 66 | 0 | 0 | 0 | 0 | 0 | 1723.0696 | 436 | 754.9505 | 902.1191 | 0 | 0 | 0 | 0 | 0 | 0 | 0 | 1657.0696
439 | 108.6725 | 108.6725 | 108.6725 | 109.7585 | 109.7585 | 109.7585 | 105.9511 | 105.9511 | 105.9511 | 439 | 1536.8855 | 1536.8855 | 1536.8855 | 1802.8849 | 1802.8849 | 1802.8849 | 2039.3288 | 2039.3288 | 2039.3288 | 437 | 724.2574 | 0 | 0 | 150 | 0 | 0 | 750 | 1624.2574 |  | 437 | 724.2574 | 0 | 0 | 150 | 0 | 0 | 750 | 1624.2574 | 437 | 724.2574 | 0 | 0 | 150 | 0 | 0 | 750 | 1624.2574 | 437 | 762.3762 | 471.2412 | 0 | 150 | 0 | 0 | 0 | 1383.6174 | 437 | 762.3762 | 471.2412 | 0 | 150 | 0 | 0 | 0 | 1383.6174 | 437 | 762.3762 | 471.2412 | 0 | 150 | 0 | 0 | 0 | 1383.6174 | 437 | 775.0825 | 942.4823 | 0 | 150 | 0 | 0 | 0 | 0 | 0 | 1867.5648 | 437 | 775.0825 | 942.4823 | 0 | 66 | 0 | 0 | 0 | 0 | 0 | 1783.5648 | 437 | 775.0825 | 942.4823 | 0 | 150 | 0 | 0 | 0 | 0 | 0 | 1867.5648
440 | 108.6725 | 108.6725 | 108.6725 | 107.89 | 107.89 | 107.89 | 105.9511 | 105.9511 | 105.9511 | 440 | 1565.7576 | 1565.7576 | 1565.7576 | 1836.7541 | 1836.7541 | 1836.7541 | 2077.6399 | 2077.6399 | 2077.6399 | 438 | 743.0693 | 0 | 0 | 150 | 0 | 0 | 750 | 1643.0693 |  | 438 | 743.0693 | 0 | 0 | 150 | 0 | 0 | 750 | 1643.0693 | 438 | 743.0693 | 0 | 0 | 150 | 0 | 0 | 750 | 1643.0693 | 438 | 782.1782 | 504.5409 | 0 | 150 | 0 | 0 | 339.0165 | 1775.7356 | 438 | 782.1782 | 504.5409 | 0 | 150 | 0 | 0 | 339.0165 | 1775.7356 | 438 | 782.1782 | 504.5409 | 0 | 150 | 0 | 0 | 339.0165 | 1775.7356 | 438 | 795.2145 | 1009.0817 | 0 | 150 | 0 | 0 | 0 | 0 | 0 | 1954.2963 | 438 | 795.2145 | 1009.0817 | 0 | 66 | 0 | 0 | 0 | 0 | 0 | 1870.2963 | 438 | 795.2145 | 1009.0817 | 0 | 150 | 0 | 0 | 0 | 0 | 0 | 1954.2963
441 | 108.6725 | 108.6725 | 108.6725 | 102.9275 | 102.9275 | 102.9275 | 91.9248 | 91.9248 | 91.9248 | 441 | 1573.5308 | 1573.5308 | 1573.5308 | 1845.8727 | 1845.8727 | 1845.8727 | 2087.9544 | 2087.9544 | 2087.9544 | 439 | 724.2574 | 0 | 0 | 150 | 0 | 0 | 750 | 1624.2574 |  | 439 | 724.2574 | 0 | 0 | 150 | 0 | 0 | 750 | 1624.2574 | 439 | 724.2574 | 0 | 0 | 150 | 0 | 0 | 750 | 1624.2574 | 439 | 762.3762 | 524.7225 | 0 | 150 | 0 | 0 | 702.6697 | 2139.7684 | 439 | 762.3762 | 524.7225 | 0 | 150 | 0 | 0 | 702.6697 | 2139.7684 | 439 | 762.3762 | 524.7225 | 0 | 150 | 0 | 0 | 702.6697 | 2139.7684 | 439 | 775.0825 | 1049.445 | 0 | 150 | 0 | 0 | 0 | 0 | 0 | 1974.5275 | 439 | 775.0825 | 1049.445 | 0 | 66 | 0 | 0 | 0 | 0 | 0 | 1890.5275 | 439 | 775.0825 | 1049.445 | 0 | 150 | 0 | 0 | 0 | 0 | 0 | 1974.5275
442 | 108.6725 | 108.6725 | 108.6725 | 102.9275 | 102.9275 | 102.9275 | 90.7143 | 90.7143 | 90.7143 | 442 | 1561.3157 | 1561.3157 | 1561.3157 | 1831.5434 | 1831.5434 | 1831.5434 | 2071.7459 | 2071.7459 | 2071.7459 | 440 | 771.2871 | 0 | 0 | 150 | 0 | 0 | 750 | 1671.2871 |  | 440 | 771.2871 | 0 | 0 | 150 | 0 | 0 | 750 | 1671.2871 | 440 | 771.2871 | 0 | 0 | 150 | 0 | 0 | 750 | 1671.2871 | 440 | 811.8812 | 560.0404 | 0 | 150 | 0 | 0 | 600 | 2121.9216 | 440 | 811.8812 | 560.0404 | 0 | 150 | 0 | 0 | 600 | 2121.9216 | 440 | 811.8812 | 560.0404 | 0 | 150 | 0 | 0 | 600 | 2121.9216 | 440 | 825.4125 | 1120.0807 | 0 | 150 | 0 | 0 | 0 | 0 | 0 | 2095.4933 | 440 | 825.4125 | 1120.0807 | 0 | 66 | 0 | 0 | 0 | 0 | 0 | 2011.4933 | 440 | 825.4125 | 1120.0807 | 0 | 150 | 0 | 0 | 0 | 0 | 0 | 2095.4933
443 | 105.4824 | 105.4824 | 105.4824 | 94.2431 | 94.2431 | 94.2431 | 88.3863 | 88.3863 | 88.3863 | 443 | 1544.6587 | 1544.6587 | 1544.6587 | 1812.0035 | 1812.0035 | 1812.0035 | 2049.6433 | 2049.6433 | 2049.6433 | 441 | 780.6931 | 0 | 0 | 150 | 0 | 0 | 750 | 1680.6931 |  | 441 | 780.6931 | 0 | 0 | 150 | 0 | 0 | 750 | 1680.6931 | 441 | 780.6931 | 0 | 0 | 150 | 0 | 0 | 750 | 1680.6931 | 441 | 821.7822 | 585.2674 | 0 | 150 | 0 | 0 | 150 | 1707.0496 | 441 | 821.7822 | 585.2674 | 0 | 150 | 0 | 0 | 150 | 1707.0496 | 441 | 821.7822 | 585.2674 | 0 | 150 | 0 | 0 | 150 | 1707.0496 | 441 | 835.4785 | 1170.5348 | 0 | 150 | 0 | 0 | 0 | 0 | 0 | 2156.0134 | 441 | 835.4785 | 1170.5348 | 0 | 66 | 0 | 0 | 0 | 0 | 0 | 2072.0134 | 441 | 835.4785 | 1170.5348 | 0 | 150 | 0 | 0 | 0 | 0 | 0 | 2156.0134
444 | 108.6725 | 108.6725 | 108.6725 | 102.6038 | 102.6038 | 102.6038 | 83.3298 | 83.3298 | 83.3298 | 444 | 1557.9843 | 1557.9843 | 1557.9843 | 1827.6354 | 1827.6354 | 1827.6354 | 2067.3253 | 2067.3253 | 2067.3253 | 442 | 780.6931 | 0 | 5.0859 | 150 | 0 | 0 | 750 | 1685.779 |  | 442 | 780.6931 | 0 | 5.0859 | 150 | 0 | 0 | 750 | 1685.779 | 442 | 780.6931 | 0 | 5.0859 | 150 | 0 | 0 | 750 | 1685.779 | 442 | 821.7822 | 595.3582 | 5.4983 | 150 | 0 | 0 | 150 | 1722.6387 | 442 | 821.7822 | 595.3582 | 5.4983 | 150 | 0 | 0 | 150 | 1722.6387 | 442 | 821.7822 | 595.3582 | 5.4983 | 150 | 0 | 0 | 150 | 1722.6387 | 442 | 835.4785 | 1190.7164 | 6.8729 | 133.4325 | 0 | 0 | 0 | 0 | 0 | 2166.5004 | 442 | 835.4785 | 1190.7164 | 6.8729 | 66 | 0 | 0 | 0 | 0 | 0 | 2099.0678 | 442 | 835.4785 | 1190.7164 | 6.8729 | 133.4325 | 0 | 0 | 0 | 0 | 0 | 2166.5004
445 | 108.6725 | 108.6725 | 108.6725 | 102.9275 | 102.9275 | 102.9275 | 90.5705 | 90.5705 | 90.5705 | 445 | 1533.5541 | 1533.5541 | 1533.5541 | 1798.9769 | 1798.9769 | 1798.9769 | 2034.9083 | 2034.9083 | 2034.9083 | 443 | 705.4455 | 0 | 5.0859 | 150 | 0 | 0 | 750 | 1610.5315 |  | 443 | 705.4455 | 0 | 5.0859 | 150 | 0 | 0 | 750 | 1610.5315 | 443 | 705.4455 | 0 | 5.0859 | 150 | 0 | 0 | 750 | 1610.5315 | 443 | 742.5743 | 610.4945 | 5.4983 | 150 | 0 | 0 | 0 | 1508.567 | 443 | 742.5743 | 610.4945 | 5.4983 | 150 | 0 | 0 | 0 | 1508.567 | 443 | 742.5743 | 610.4945 | 5.4983 | 150 | 0 | 0 | 0 | 1508.567 | 443 | 754.9505 | 1220.9889 | 6.8729 | 0 | 0 | 0 | 0 | 0 | 0 | 1982.8122 | 443 | 754.9505 | 1220.9889 | 6.8729 | 66 | 0 | 0 | 0 | 0 | 0 | 2048.8122 | 443 | 754.9505 | 1220.9889 | 6.8729 | 0 | 0 | 0 | 0 | 0 | 0 | 1982.8122
446 | 108.6725 | 108.6725 | 108.6725 | 107.2254 | 107.2254 | 107.2254 | 105.9511 | 105.9511 | 105.9511 | 446 | 1529.1122 | 1529.1122 | 1529.1122 | 1793.7662 | 1793.7662 | 1793.7662 | 2029.0143 | 2029.0143 | 2029.0143 | 444 | 743.0693 | 0 | 5.0859 | 150 | 0 | 0 | 750 | 1648.1552 |  | 444 | 743.0693 | 0 | 5.0859 | 150 | 0 | 0 | 750 | 1648.1552 | 444 | 743.0693 | 0 | 5.0859 | 150 | 0 | 0 | 750 | 1648.1552 | 444 | 782.1782 | 640.7669 | 5.4983 | 150 | 0 | 0 | 42.597 | 1621.0404 | 444 | 782.1782 | 640.7669 | 5.4983 | 150 | 0 | 0 | 42.597 | 1621.0404 | 444 | 782.1782 | 640.7669 | 5.4983 | 150 | 0 | 0 | 42.597 | 1621.0404 | 444 | 795.2145 | 1281.5338 | 6.8729 | 0 | 0 | 0 | 0 | 0 | 0 | 2083.6212 | 444 | 795.2145 | 1281.5338 | 6.8729 | 66 | 0 | 0 | 0 | 0 | 0 | 2149.6212 | 444 | 795.2145 | 1281.5338 | 6.8729 | 0 | 0 | 0 | 0 | 0 | 0 | 2083.6212
447 | 124.2084 | 123.8039 | 123.8039 | 107.2254 | 107.2254 | 107.2254 | 90.7143 | 90.7143 | 90.7143 | 447 | 1551.3215 | 1551.3215 | 1551.3215 | 1819.8195 | 1819.8195 | 1819.8195 | 2058.4843 | 2058.4843 | 2058.4843 | 445 | 686.6337 | 0 | 0 | 150 | 0 | 0 | 750 | 1586.6337 |  | 445 | 686.6337 | 0 | 0 | 150 | 0 | 0 | 750 | 1586.6337 | 445 | 686.6337 | 0 | 0 | 150 | 0 | 0 | 750 | 1586.6337 | 445 | 722.7723 | 647.8305 | 0 | 150 | 0 | 0 | 150 | 1670.6028 | 445 | 722.7723 | 647.8305 | 0 | 150 | 0 | 0 | 150 | 1670.6028 | 445 | 722.7723 | 647.8305 | 0 | 150 | 0 | 0 | 150 | 1670.6028 | 445 | 734.8185 | 1295.6609 | 0 | 0 | 0 | 0 | 0 | 0 | 0 | 2030.4794 | 445 | 734.8185 | 1295.6609 | 0 | 66 | 0 | 0 | 0 | 0 | 0 | 2096.4794 | 445 | 734.8185 | 1295.6609 | 0 | 0 | 0 | 0 | 0 | 0 | 0 | 2030.4794
448 | 108.6725 | 108.6725 | 108.6725 | 102.9275 | 102.9275 | 102.9275 | 45.2323 | 46.8961 | 46.8961 | 448 | 1572.4204 | 1572.4204 | 1572.4204 | 1844.5701 | 1844.5701 | 1844.5701 | 2086.4809 | 2086.4809 | 2086.4809 | 446 | 658.4158 | 0 | 0 | 150 | 0 | 0 | 750 | 1558.4158 |  | 446 | 658.4158 | 0 | 0 | 150 | 0 | 0 | 750 | 1558.4158 | 446 | 658.4158 | 0 | 0 | 150 | 0 | 0 | 750 | 1558.4158 | 446 | 693.0693 | 649.8486 | 0 | 150 | 0 | 0 | 581.1643 | 2074.0823 | 446 | 693.0693 | 649.8486 | 0 | 150 | 0 | 0 | 581.1643 | 2074.0823 | 446 | 693.0693 | 649.8486 | 0 | 150 | 0 | 0 | 581.1643 | 2074.0823 | 446 | 704.6205 | 1299.6973 | 0 | 150 | 0 | 0 | 0 | 0 | 0 | 2154.3177 | 446 | 704.6205 | 1299.6973 | 0 | 66 | 0 | 0 | 0 | 0 | 0 | 2070.3177 | 446 | 704.6205 | 1299.6973 | 0 | 150 | 0 | 0 | 0 | 0 | 0 | 2154.3177
449 | 108.6725 | 108.6725 | 108.6725 | 102.9275 | 102.9275 | 102.9275 | 72.3414 | 72.3414 | 72.3414 | 449 | 1544.6587 | 1544.6587 | 1544.6587 | 1812.0035 | 1812.0035 | 1812.0035 | 2049.6433 | 2049.6433 | 2049.6433 | 447 | 639.604 | 0 | 0 | 150 | 0 | 0 | 750 | 1539.604 |  | 447 | 639.604 | 0 | 0 | 150 | 0 | 0 | 750 | 1539.604 | 447 | 639.604 | 0 | 0 | 150 | 0 | 0 | 750 | 1539.604 | 447 | 673.2673 | 669.0212 | 0 | 150 | 0 | 0 | 493.6788 | 1985.9674 | 447 | 673.2673 | 669.0212 | 0 | 150 | 0 | 0 | 493.6788 | 1985.9674 | 447 | 673.2673 | 669.0212 | 0 | 150 | 0 | 0 | 493.6788 | 1985.9674 | 447 | 684.4884 | 1338.0424 | 0 | 28.2407 | 0 | 0 | 0 | 0 | 0 | 2050.7715 | 447 | 684.4884 | 1338.0424 | 0 | 42 | 0 | 0 | 0 | 0 | 0 | 2064.5308 | 447 | 684.4884 | 1338.0424 | 0 | 28.2407 | 0 | 0 | 0 | 0 | 0 | 2050.7715
450 | 100.089 | 100.089 | 100.089 | 90.2186 | 90.2186 | 90.2186 | 30.6546 | 30.6546 | 30.6546 | 450 | 1484.6935 | 1484.6935 | 1484.6935 | 1741.6597 | 1741.6597 | 1741.6597 | 1970.0741 | 1970.0741 | 1970.0741 | 448 | 705.4455 | 0 | 0 | 150 | 0 | 0 | 750 | 1605.4455 |  | 448 | 705.4455 | 0 | 0 | 150 | 0 | 0 | 750 | 1605.4455 | 448 | 705.4455 | 0 | 0 | 150 | 0 | 0 | 750 | 1605.4455 | 448 | 742.5743 | 693.2392 | 0 | 150 | 0 | 0 | 150 | 1735.8134 | 448 | 742.5743 | 693.2392 | 0 | 150 | 0 | 0 | 150 | 1735.8134 | 448 | 742.5743 | 693.2392 | 0 | 150 | 0 | 0 | 150 | 1735.8134 | 448 | 754.9505 | 1386.4783 | 0 | 0 | 0 | 0 | 0 | 0 | 0 | 2141.4288 | 448 | 754.9505 | 1386.4783 | 0 | 17 | 0 | 0 | 0 | 0 | 0 | 2158.4288 | 448 | 754.9505 | 1386.4783 | 0 | 0 | 0 | 0 | 0 | 0 | 0 | 2141.4288
451 | 99.3081 | 99.3081 | 99.3081 | 85.3627 | 85.3627 | 85.3627 | 30.8575 | 30.8575 | 30.8575 | 451 | 1446.9377 | 1446.9377 | 1446.9377 | 1697.3692 | 1697.3692 | 1697.3692 | 1919.975 | 1919.975 | 1919.975 | 449 | 705.4455 | 0 | 0 | 150 | 0 | 0 | 750 | 1605.4455 |  | 449 | 705.4455 | 0 | 0 | 150 | 0 | 0 | 750 | 1605.4455 | 449 | 705.4455 | 0 | 0 | 150 | 0 | 0 | 750 | 1605.4455 | 449 | 742.5743 | 720.4844 | 0 | 150 | 0 | 0 | 150 | 1763.0586 | 449 | 742.5743 | 720.4844 | 0 | 150 | 0 | 0 | 150 | 1763.0586 | 449 | 742.5743 | 720.4844 | 0 | 150 | 0 | 0 | 150 | 1763.0586 | 449 | 754.9505 | 1440.9687 | 0 | 0 | 0 | 0 | 0 | 0 | 0 | 2195.9192 | 449 | 754.9505 | 1440.9687 | 0 | 17.7218 | 0 | 0 | 0 | 0 | 0 | 2213.641 | 449 | 754.9505 | 1440.9687 | 0 | 0 | 0 | 0 | 0 | 0 | 0 | 2195.9192
452 | 90.7143 | 90.7143 | 90.7143 | 75.0159 | 75.0159 | 75.0159 | 30.8575 | 30.8575 | 30.8575 | 452 | 1382.5306 | 1382.5306 | 1382.5306 | 1621.8148 | 1621.8148 | 1621.8148 | 1834.5118 | 1834.5118 | 1834.5118 | 450 | 761.8812 | 0 | 0 | 150 | 0 | 0 | 750 | 1661.8812 |  | 450 | 761.8812 | 0 | 0 | 150 | 0 | 0 | 750 | 1661.8812 | 450 | 761.8812 | 0 | 0 | 150 | 0 | 0 | 750 | 1661.8812 | 450 | 801.9802 | 734.6115 | 0 | 0 | 0 | 0 | 0 | 1536.5917 | 450 | 801.9802 | 734.6115 | 0 | 0 | 0 | 0 | 0 | 1536.5917 | 450 | 801.9802 | 734.6115 | 0 | 0 | 0 | 0 | 0 | 1536.5917 | 450 | 815.3465 | 1469.223 | 0 | 0 | 0 | 0 | 0 | 0 | 0 | 2284.5695 | 450 | 815.3465 | 1469.223 | 0 | 17 | 0 | 0 | 0 | 0 | 0 | 2301.5695 | 450 | 815.3465 | 1469.223 | 0 | 0 | 0 | 0 | 0 | 0 | 0 | 2284.5695
453 | 88.4318 | 88.4318 | 88.4318 | 73.2583 | 73.2583 | 73.2583 | 29.902 | 29.902 | 29.902 | 453 | 1294.8038 | 1294.8038 | 1294.8038 | 1518.9044 | 1518.9044 | 1518.9044 | 1718.105 | 1718.105 | 1718.105 | 451 | 884.1584 | 0 | 0 | 150 | 0 | 0 | 468.3159 | 1502.4743 |  | 451 | 884.1584 | 0 | 0 | 150 | 0 | 0 | 468.3159 | 1502.4743 | 451 | 884.1584 | 0 | 0 | 150 | 0 | 0 | 468.3159 | 1502.4743 | 451 | 930.6931 | 736.6297 | 0 | 0 | 0 | 0 | 0 | 1667.3227 | 451 | 930.6931 | 736.6297 | 0 | 0 | 0 | 0 | 0 | 1667.3227 | 451 | 930.6931 | 736.6297 | 0 | 0 | 0 | 0 | 0 | 1667.3227 | 451 | 946.2046 | 1473.2593 | 0 | 0 | 0 | 0 | 0 | 0 | 0 | 2419.464 | 451 | 946.2046 | 1473.2593 | 0 | 17 | 0 | 0 | 0 | 0 | 0 | 2436.464 | 451 | 946.2046 | 1473.2593 | 0 | 0 | 0 | 0 | 0 | 0 | 0 | 2419.464
454 | 86.9571 | 86.9571 | 86.9571 | 66.612 | 66.612 | 66.612 | 27.7761 | 27.7761 | 27.7761 | 454 | 1414.6144 | 1414.6144 | 1414.6144 | 1659.4515 | 1659.4515 | 1659.4515 | 1890.7103 | 1890.7103 | 2052.3944 | 452 | 874.7525 | 0 | 0 | 92.3622 | 0 | 0 | 150 | 1117.1147 |  | 452 | 874.7525 | 0 | 0 | 92.3622 | 0 | 0 | 150 | 1117.1147 | 452 | 874.7525 | 0 | 0 | 92.3622 | 0 | 0 | 150 | 1117.1147 | 452 | 920.7921 | 735.6206 | 0 | 0 | 0 | 0 | 0 | 1656.4127 | 452 | 920.7921 | 735.6206 | 0 | 0 | 0 | 0 | 0 | 1656.4127 | 452 | 920.7921 | 735.6206 | 0 | 0 | 0 | 0 | 0 | 1656.4127 | 452 | 936.1386 | 1471.2412 | 0 | 0 | 0 | 0 | 0 | 0 | 0 | 2407.3798 | 452 | 936.1386 | 1471.2412 | 0 | 17 | 0 | 0 | 0 | 0 | 0 | 2424.3798 | 452 | 936.1386 | 1471.2412 | 0 | 0 | 0 | 0 | 0 | 0 | 0 | 2407.3798
455 | 83.1086 | 83.1086 | 83.1086 | 42.0564 | 42.0564 | 42.0564 | 27.7761 | 27.7761 | 27.7761 | 455 | 1533.9662 | 1533.9662 | 1533.9662 | 1799.4604 | 1799.4604 | 1799.4604 | 2027.3109 | 2027.3109 | 1865.6267 | 453 | 950 | 0 | 0 | 0 | 0 | 0 | 150 | 1100 |  | 453 | 950 | 0 | 0 | 0 | 0 | 0 | 150 | 1100 | 453 | 950 | 0 | 0 | 0 | 0 | 0 | 150 | 1100 | 453 | 1000 | 732.5933 | 0 | 0 | 0 | 0 | 0 | 1732.5933 | 453 | 1000 | 732.5933 | 0 | 0 | 0 | 0 | 0 | 1732.5933 | 453 | 1000 | 732.5933 | 0 | 0 | 0 | 0 | 0 | 1732.5933 | 453 | 1016.6667 | 1465.1867 | 0 | 0 | 0 | 0 | 0 | 0 | 0 | 2481.8533 | 453 | 1016.6667 | 1465.1867 | 0 | 17 | 0 | 0 | 0 | 0 | 0 | 2498.8533 | 453 | 1016.6667 | 1465.1867 | 0 | 0 | 0 | 0 | 0 | 0 | 0 | 2481.8533
456 | 83.1086 | 83.1086 | 83.1086 | 42.0564 | 42.0564 | 42.0564 | 27.7761 | 27.7761 | 27.7761 | 456 | 1509.536 | 1509.536 | 1509.536 | 1770.8018 | 1770.8018 | 1770.8018 | 1997.5567 | 1997.5567 | 1997.5567 | 454 | 959.4059 | 0 | 0 | 0 | 0 | 0 | 150 | 1109.4059 |  | 454 | 959.4059 | 0 | 0 | 0 | 0 | 0 | 150 | 1109.4059 | 454 | 959.4059 | 0 | 0 | 0 | 0 | 0 | 150 | 1109.4059 | 454 | 1009.901 | 717.4571 | 0 | 0 | 0 | 0 | 0 | 1727.3581 | 454 | 1009.901 | 717.4571 | 0 | 0 | 0 | 0 | 0 | 1727.3581 | 454 | 1009.901 | 717.4571 | 0 | 0 | 0 | 0 | 0 | 1727.3581 | 454 | 1026.7327 | 1434.9142 | 0 | 0 | 0 | 0 | 0 | 0 | 0 | 2461.6469 | 454 | 1026.7327 | 1434.9142 | 0 | 17 | 0 | 0 | 0 | 0 | 0 | 2478.6469 | 454 | 1026.7327 | 1434.9142 | 0 | 0 | 0 | 0 | 0 | 0 | 0 | 2461.6469
457 | 83.1086 | 83.1086 | 83.1086 | 42.0564 | 42.0564 | 42.0564 | 26.0019 | 26.0019 | 26.0019 | 457 | 1503.9836 | 1503.9836 | 1503.9836 | 1764.2885 | 1764.2885 | 1764.2885 | 1995.6706 | 1995.6706 | 1995.6706 | 455 | 902.9703 | 0 | 0 | 0 | 0 | 0 | 150 | 1052.9703 |  | 455 | 902.9703 | 0 | 0 | 0 | 0 | 0 | 150 | 1052.9703 | 455 | 902.9703 | 0 | 0 | 0 | 0 | 0 | 150 | 1052.9703 | 455 | 950.495 | 703.33 | 0 | 0 | 0 | 0 | 0 | 1653.825 | 455 | 950.495 | 703.33 | 0 | 0 | 0 | 0 | 0 | 1653.825 | 455 | 950.495 | 703.33 | 0 | 0 | 0 | 0 | 0 | 1653.825 | 455 | 966.3366 | 1406.6599 | 0 | 0 | 0 | 0 | 0 | 0 | 0 | 2372.9966 | 455 | 966.3366 | 1406.6599 | 0 | 17 | 0 | 0 | 0 | 0 | 0 | 2389.9966 | 455 | 966.3366 | 1406.6599 | 0 | 0 | 0 | 0 | 0 | 0 | 0 | 2372.9966
458 | 83.1086 | 83.1086 | 83.1086 | 42.0564 | 42.0564 | 42.0564 | 26.0019 | 26.0019 | 26.0019 | 458 | 1512.8674 | 1512.8674 | 1512.8674 | 1774.7098 | 1774.7098 | 1774.7098 | 2007.4586 | 2007.4586 | 2007.4586 | 456 | 790.099 | 0 | 0 | 0 | 0 | 0 | 150 | 940.099 |  | 456 | 790.099 | 0 | 0 | 0 | 0 | 0 | 150 | 940.099 | 456 | 790.099 | 0 | 0 | 0 | 0 | 0 | 150 | 940.099 | 456 | 831.6832 | 703.33 | 0 | 0 | 0 | 0 | 0 | 1535.0131 | 456 | 831.6832 | 703.33 | 0 | 0 | 0 | 0 | 0 | 1535.0131 | 456 | 831.6832 | 703.33 | 0 | 0 | 0 | 0 | 0 | 1535.0131 | 456 | 845.5446 | 1406.6599 | 0 | 0 | 0 | 0 | 0 | 0 | 0 | 2252.2045 | 456 | 845.5446 | 1406.6599 | 0 | 17 | 0 | 0 | 0 | 0 | 0 | 2269.2045 | 456 | 845.5446 | 1406.6599 | 0 | 0 | 0 | 0 | 0 | 0 | 0 | 2252.2045
459 | 79.8368 | 79.8368 | 79.8368 | 37.6734 | 37.6734 | 37.6734 | 23.4961 | 23.4961 | 23.4961 | 459 | 1539.5186 | 1539.5186 | 1539.5186 | 1805.9737 | 1805.9737 | 1805.9737 | 2042.8227 | 2042.8227 | 2042.8227 | 457 | 827.7228 | 0 | 0 | 0 | 0 | 0 | 150 | 977.7228 |  | 457 | 827.7228 | 0 | 0 | 0 | 0 | 0 | 150 | 977.7228 | 457 | 827.7228 | 0 | 0 | 0 | 0 | 0 | 150 | 977.7228 | 457 | 871.2871 | 717.4571 | 0 | 0 | 0 | 0 | 0 | 1588.7442 | 457 | 871.2871 | 717.4571 | 0 | 0 | 0 | 0 | 0 | 1588.7442 | 457 | 871.2871 | 717.4571 | 0 | 0 | 0 | 0 | 0 | 1588.7442 | 457 | 885.8086 | 1434.9142 | 0 | 0 | 0 | 0 | 0 | 0 | 0 | 2320.7228 | 457 | 885.8086 | 1434.9142 | 0 | 17 | 0 | 0 | 0 | 0 | 0 | 2337.7228 | 457 | 885.8086 | 1434.9142 | 0 | 0 | 0 | 0 | 0 | 0 | 0 | 2320.7228
460 | 78.7174 | 78.7174 | 78.7174 | 33.2109 | 33.2109 | 33.2109 | 20.9838 | 20.9838 | 20.9838 | 460 | 1585.0477 | 1585.0477 | 1585.0477 | 1859.3829 | 1859.3829 | 1859.3829 | 2103.2364 | 2103.2364 | 2103.2364 | 458 | 837.1287 | 0 | 0 | 0 | 0 | 0 | 150 | 987.1287 |  | 458 | 837.1287 | 0 | 0 | 0 | 0 | 0 | 150 | 987.1287 | 458 | 837.1287 | 0 | 0 | 0 | 0 | 0 | 150 | 987.1287 | 458 | 881.1881 | 720.4844 | 0 | 0 | 0 | 0 | 0 | 1601.6725 | 458 | 881.1881 | 720.4844 | 0 | 0 | 0 | 0 | 0 | 1601.6725 | 458 | 881.1881 | 720.4844 | 0 | 0 | 0 | 0 | 0 | 1601.6725 | 458 | 895.8746 | 1440.9687 | 0 | 0 | 0 | 0 | 0 | 0 | 0 | 2336.8433 | 458 | 895.8746 | 1440.9687 | 0 | 17 | 0 | 0 | 0 | 0 | 0 | 2353.8433 | 458 | 895.8746 | 1440.9687 | 0 | 0 | 0 | 0 | 0 | 0 | 0 | 2336.8433
461 | 79.5287 | 79.5287 | 79.5287 | 35.66 | 35.66 | 35.66 | 20.9838 | 20.9838 | 20.9838 | 461 | 1713.8618 | 1713.8618 | 1713.8618 | 2010.4917 | 2010.4917 | 2010.4917 | 2274.1628 | 2274.1628 | 2274.1628 | 459 | 837.1287 | 0 | 0 | 0 | 0 | 0 | 150 | 987.1287 |  | 459 | 837.1287 | 0 | 0 | 0 | 0 | 0 | 150 | 987.1287 | 459 | 837.1287 | 0 | 0 | 0 | 0 | 0 | 150 | 987.1287 | 459 | 881.1881 | 722.5025 | 0 | 0 | 0 | 0 | 0 | 1603.6906 | 459 | 881.1881 | 722.5025 | 0 | 0 | 0 | 0 | 0 | 1603.6906 | 459 | 881.1881 | 722.5025 | 0 | 0 | 0 | 0 | 0 | 1603.6906 | 459 | 895.8746 | 1445.005 | 0 | 0 | 0 | 0 | 0 | 0 | 0 | 2340.8796 | 459 | 895.8746 | 1445.005 | 0 | 17 | 0 | 0 | 0 | 0 | 0 | 2357.8796 | 459 | 895.8746 | 1445.005 | 0 | 0 | 0 | 0 | 0 | 0 | 0 | 2340.8796
462 | 83.1086 | 83.1086 | 83.1086 | 37.6734 | 37.6734 | 37.6734 | 22.3899 | 22.3899 | 22.3899 | 462 | 1882.6527 | 1882.6527 | 1882.6527 | 2208.4964 | 2208.4964 | 2208.4964 | 2498.1353 | 2498.1353 | 2498.1353 | 460 | 1034.6535 | 0 | 0 | 0 | 0 | 0 | 150 | 1184.6535 |  | 460 | 1034.6535 | 0 | 0 | 0 | 0 | 0 | 150 | 1184.6535 | 460 | 1034.6535 | 0 | 0 | 0 | 0 | 0 | 150 | 1184.6535 | 460 | 1089.1089 | 716.448 | 0 | 0 | 0 | 0 | 0 | 1805.5569 | 460 | 1089.1089 | 716.448 | 0 | 0 | 0 | 0 | 0 | 1805.5569 | 460 | 1089.1089 | 716.448 | 0 | 0 | 0 | 0 | 0 | 1805.5569 | 460 | 1107.2607 | 1432.8961 | 0 | 0 | 0 | 0 | 0 | 0 | 0 | 2540.1568 | 460 | 1107.2607 | 1432.8961 | 0 | 17 | 0 | 0 | 0 | 0 | 0 | 2557.1568 | 460 | 1107.2607 | 1432.8961 | 0 | 0 | 0 | 0 | 0 | 0 | 0 | 2540.1568
463 | 83.1086 | 83.1086 | 83.1086 | 37.6734 | 37.6734 | 37.6734 | 22.3899 | 22.3899 | 22.3899 | 463 | 1990.3679 | 1990.3679 | 1990.3679 | 2334.8547 | 2334.8547 | 2334.8547 | 2641.0651 | 2641.0651 | 2641.0651 | 461 | 1298.0198 | 0 | 0 | 0 | 0 | 0 | 150 | 1448.0198 |  | 461 | 1298.0198 | 0 | 0 | 0 | 0 | 0 | 150 | 1448.0198 | 461 | 1298.0198 | 0 | 0 | 0 | 0 | 0 | 150 | 1448.0198 | 461 | 1366.3366 | 706.3572 | 0 | 0 | 0 | 0 | 0 | 2072.6938 | 461 | 1366.3366 | 706.3572 | 0 | 0 | 0 | 0 | 0 | 2072.6938 | 461 | 1366.3366 | 706.3572 | 0 | 0 | 0 | 0 | 0 | 2072.6938 | 461 | 1389.1089 | 1412.7144 | 0 | 0 | 0 | 0 | 0 | 0 | 0 | 2801.8233 | 461 | 1389.1089 | 1412.7144 | 0 | 17 | 0 | 0 | 0 | 0 | 0 | 2818.8233 | 461 | 1389.1089 | 1412.7144 | 0 | 0 | 0 | 0 | 0 | 0 | 0 | 2801.8233
464 | 83.1086 | 83.1086 | 83.1086 | 35.66 | 35.66 | 35.66 | 20.9838 | 20.9838 | 20.9838 | 464 | 2013.6877 | 2013.6877 | 2013.6877 | 2362.2106 | 2362.2106 | 2362.2106 | 2672.0087 | 2672.0087 | 2672.0087 | 462 | 1363.8614 | 0 | 0 | 0 | 0 | 0 | 150 | 1513.8614 |  | 462 | 1363.8614 | 0 | 0 | 0 | 0 | 0 | 150 | 1513.8614 | 462 | 1363.8614 | 0 | 0 | 0 | 0 | 0 | 150 | 1513.8614 | 462 | 1435.6436 | 698.2846 | 0 | 0 | 0 | 0 | 0 | 2133.9281 | 462 | 1435.6436 | 698.2846 | 0 | 0 | 0 | 0 | 0 | 2133.9281 | 462 | 1435.6436 | 698.2846 | 0 | 0 | 0 | 0 | 0 | 2133.9281 | 462 | 1459.571 | 1396.5691 | 0 | 0 | 0 | 0 | 0 | 0 | 0 | 2856.1401 | 462 | 1459.571 | 1396.5691 | 0 | 17 | 0 | 0 | 0 | 0 | 0 | 2873.1401 | 462 | 1459.571 | 1396.5691 | 0 | 0 | 0 | 0 | 0 | 0 | 0 | 2856.1401
465 | 83.1086 | 83.1086 | 83.1086 | 29.4202 | 29.4202 | 29.4202 | 17.8837 | 17.8837 | 17.8837 | 465 | 2014.7982 | 2014.7982 | 2014.7982 | 2363.5132 | 2363.5132 | 2363.5132 | 2673.4822 | 2673.4822 | 2673.4822 | 463 | 1495.5446 | 0 | 0 | 0 | 0 | 0 | 150 | 1645.5446 |  | 463 | 1495.5446 | 0 | 0 | 0 | 0 | 0 | 150 | 1645.5446 | 463 | 1495.5446 | 0 | 0 | 0 | 0 | 0 | 150 | 1645.5446 | 463 | 1574.2574 | 684.1574 | 0 | 0 | 0 | 0 | 0 | 2258.4148 | 463 | 1574.2574 | 684.1574 | 0 | 0 | 0 | 0 | 0 | 2258.4148 | 463 | 1574.2574 | 684.1574 | 0 | 0 | 0 | 0 | 0 | 2258.4148 | 463 | 1600.495 | 1368.3148 | 0 | 0 | 0 | 0 | 0 | 0 | 0 | 2968.8099 | 463 | 1600.495 | 1368.3148 | 0 | 17 | 0 | 0 | 0 | 0 | 0 | 2985.8099 | 463 | 1600.495 | 1368.3148 | 0 | 0 | 0 | 0 | 0 | 0 | 0 | 2968.8099
466 | 83.1086 | 83.1086 | 83.1086 | 22.3899 | 22.3899 | 22.3899 | 11.0239 | 11.0239 | 11.0239 | 466 | 1995.9202 | 1995.9202 | 1995.9202 | 2341.368 | 2341.368 | 2341.368 | 2648.4326 | 2648.4326 | 2648.4326 | 464 | 1599.0099 | 0 | 5.0859 | 0 | 0 | 0 | 150 | 1754.0958 |  | 464 | 1599.0099 | 0 | 5.0859 | 0 | 0 | 0 | 150 | 1754.0958 | 464 | 1599.0099 | 0 | 5.0859 | 0 | 0 | 0 | 150 | 1754.0958 | 464 | 1683.1683 | 681.1302 | 5.4983 | 0 | 0 | 0 | 0 | 2369.7968 | 464 | 1683.1683 | 681.1302 | 5.4983 | 0 | 0 | 0 | 0 | 2369.7968 | 464 | 1683.1683 | 681.1302 | 5.4983 | 0 | 0 | 0 | 0 | 2369.7968 | 464 | 1711.2211 | 1362.2603 | 6.8729 | 0 | 0 | 0 | 0 | 0 | 0 | 3080.3543 | 464 | 1711.2211 | 1362.2603 | 6.8729 | 17 | 0 | 0 | 0 | 0 | 0 | 3097.3543 | 464 | 1711.2211 | 1362.2603 | 6.8729 | 0 | 0 | 0 | 0 | 0 | 0 | 3080.3543
467 | 83.1086 | 83.1086 | 83.1086 | 20.9838 | 20.9838 | 20.9838 | 3.0198 | 3.3664 | 3.3664 | 467 | 1977.0423 | 1977.0423 | 1977.0423 | 2319.2227 | 2319.2227 | 2319.2227 | 2623.3831 | 2623.3831 | 2623.3831 | 465 | 1542.5743 | 0 | 5.0859 | 0 | 0 | 0 | 150 | 1697.6602 |  | 465 | 1542.5743 | 0 | 5.0859 | 0 | 0 | 0 | 150 | 1697.6602 | 465 | 1542.5743 | 0 | 5.0859 | 0 | 0 | 0 | 150 | 1697.6602 | 465 | 1623.7624 | 665.9939 | 5.4983 | 0 | 0 | 0 | 0 | 2295.2546 | 465 | 1623.7624 | 665.9939 | 5.4983 | 0 | 0 | 0 | 0 | 2295.2546 | 465 | 1623.7624 | 665.9939 | 5.4983 | 0 | 0 | 0 | 0 | 2295.2546 | 465 | 1650.8251 | 1331.9879 | 6.8729 | 0 | 0 | 0 | 0 | 0 | 0 | 2989.6858 | 465 | 1650.8251 | 1331.9879 | 6.8729 | 17 | 0 | 0 | 0 | 0 | 0 | 3006.6858 | 465 | 1650.8251 | 1331.9879 | 6.8729 | 0 | 0 | 0 | 0 | 0 | 0 | 2989.6858
468 | 83.1086 | 83.1086 | 83.1086 | 22.3899 | 22.3899 | 22.3899 | 11.8881 | 11.8881 | 11.8881 | 468 | 1993.6993 | 1993.6993 | 1993.6993 | 2338.7627 | 2338.7627 | 2338.7627 | 2645.4856 | 2645.4856 | 2645.4856 | 466 | 1401.4851 | 0 | 10.1718 | 0 | 0 | 0 | 150 | 1561.657 |  | 466 | 1401.4851 | 0 | 10.1718 | 0 | 0 | 0 | 150 | 1561.657 | 466 | 1401.4851 | 0 | 10.1718 | 0 | 0 | 0 | 150 | 1561.657 | 466 | 1475.2475 | 671.0394 | 10.9966 | 0 | 0 | 0 | 0 | 2157.2834 | 466 | 1475.2475 | 671.0394 | 10.9966 | 0 | 0 | 0 | 0 | 2157.2834 | 466 | 1475.2475 | 671.0394 | 10.9966 | 0 | 0 | 0 | 0 | 2157.2834 | 466 | 1499.835 | 1342.0787 | 13.7457 | 0 | 0 | 0 | 0 | 0 | 0 | 2855.6594 | 466 | 1499.835 | 1342.0787 | 13.7457 | 17 | 0 | 0 | 0 | 0 | 0 | 2872.6594 | 466 | 1499.835 | 1342.0787 | 13.7457 | 0 | 0 | 0 | 0 | 0 | 0 | 2855.6594
469 | 82.7165 | 82.7165 | 82.7165 | 30.85 | 30.85 | 30.85 | 18.6145 | 18.6145 | 18.6145 | 469 | 1977.0423 | 1977.0423 | 1977.0423 | 2319.2227 | 2319.2227 | 2319.2227 | 2623.3831 | 2623.3831 | 2623.3831 | 467 | 1232.1782 | 0 | 10.1718 | 0 | 0 | 0 | 150 | 1392.35 |  | 467 | 1232.1782 | 0 | 10.1718 | 0 | 0 | 0 | 150 | 1392.35 | 467 | 1232.1782 | 0 | 10.1718 | 0 | 0 | 0 | 150 | 1392.35 | 467 | 1297.0297 | 680.1211 | 10.9966 | 0 | 0 | 0 | 0 | 1988.1474 | 467 | 1297.0297 | 680.1211 | 10.9966 | 0 | 0 | 0 | 0 | 1988.1474 | 467 | 1297.0297 | 680.1211 | 10.9966 | 0 | 0 | 0 | 0 | 1988.1474 | 467 | 1318.6469 | 1360.2422 | 13.7457 | 0 | 0 | 0 | 0 | 0 | 0 | 2692.6347 | 467 | 1318.6469 | 1360.2422 | 13.7457 | 17 | 0 | 0 | 0 | 0 | 0 | 2709.6347 | 467 | 1318.6469 | 1360.2422 | 13.7457 | 0 | 0 | 0 | 0 | 0 | 0 | 2692.6347
470 | 83.1086 | 83.1086 | 83.1086 | 37.3944 | 37.3944 | 37.3944 | 22.3899 | 22.3899 | 22.3899 | 470 | 1972.6005 | 1972.6005 | 1972.6005 | 2314.0121 | 2314.0121 | 2314.0121 | 2617.4891 | 2617.4891 | 2617.4891 | 468 | 1203.9604 | 0 | 5.0859 | 0 | 0 | 0 | 150 | 1359.0463 |  | 468 | 1203.9604 | 0 | 5.0859 | 0 | 0 | 0 | 150 | 1359.0463 | 468 | 1203.9604 | 0 | 5.0859 | 0 | 0 | 0 | 150 | 1359.0463 | 468 | 1267.3267 | 685.1665 | 5.4983 | 0 | 0 | 0 | 0 | 1957.9915 | 468 | 1267.3267 | 685.1665 | 5.4983 | 0 | 0 | 0 | 0 | 1957.9915 | 468 | 1267.3267 | 685.1665 | 5.4983 | 0 | 0 | 0 | 0 | 1957.9915 | 468 | 1288.4488 | 1370.333 | 6.8729 | 0 | 0 | 0 | 0 | 0 | 0 | 2665.6547 | 468 | 1288.4488 | 1370.333 | 6.8729 | 17 | 0 | 0 | 0 | 0 | 0 | 2682.6547 | 468 | 1288.4488 | 1370.333 | 6.8729 | 0 | 0 | 0 | 0 | 0 | 0 | 2665.6547
471 | 82.7165 | 82.7165 | 82.7165 | 36.8959 | 36.8959 | 36.8959 | 22.3899 | 22.3899 | 22.3899 | 471 | 1981.4842 | 1981.4842 | 1981.4842 | 2324.4334 | 2324.4334 | 2324.4334 | 2629.2771 | 2629.2771 | 2629.2771 | 469 | 1354.4554 | 0 | 5.0859 | 0 | 0 | 0 | 150 | 1509.5414 |  | 469 | 1354.4554 | 0 | 5.0859 | 0 | 0 | 0 | 150 | 1509.5414 | 469 | 1354.4554 | 0 | 5.0859 | 0 | 0 | 0 | 150 | 1509.5414 | 469 | 1425.7426 | 704.3391 | 5.4983 | 0 | 0 | 0 | 0 | 2135.5799 | 469 | 1425.7426 | 704.3391 | 5.4983 | 0 | 0 | 0 | 0 | 2135.5799 | 469 | 1425.7426 | 704.3391 | 5.4983 | 0 | 0 | 0 | 0 | 2135.5799 | 469 | 1449.505 | 1408.6781 | 6.8729 | 0 | 0 | 0 | 0 | 0 | 0 | 2865.0559 | 469 | 1449.505 | 1408.6781 | 6.8729 | 17 | 0 | 0 | 0 | 0 | 0 | 2882.0559 | 469 | 1449.505 | 1408.6781 | 6.8729 | 0 | 0 | 0 | 0 | 0 | 0 | 2865.0559
472 | 82.7165 | 82.7165 | 82.7165 | 36.8959 | 36.8959 | 36.8959 | 22.3899 | 22.3899 | 22.3899 | 472 | 1998.1412 | 1998.1412 | 1998.1412 | 2343.9733 | 2343.9733 | 2343.9733 | 2651.3796 | 2651.3796 | 2651.3796 | 470 | 1401.4851 | 0 | 0 | 0 | 0 | 0 | 150 | 1551.4851 |  | 470 | 1401.4851 | 0 | 0 | 0 | 0 | 0 | 150 | 1551.4851 | 470 | 1401.4851 | 0 | 0 | 0 | 0 | 0 | 150 | 1551.4851 | 470 | 1475.2475 | 729.5661 | 0 | 0 | 0 | 0 | 0 | 2204.8136 | 470 | 1475.2475 | 729.5661 | 0 | 0 | 0 | 0 | 0 | 2204.8136 | 470 | 1475.2475 | 729.5661 | 0 | 0 | 0 | 0 | 0 | 2204.8136 | 470 | 1499.835 | 1459.1322 | 0 | 0 | 0 | 0 | 0 | 0 | 0 | 2958.9672 | 470 | 1499.835 | 1459.1322 | 0 | 17 | 0 | 0 | 0 | 0 | 0 | 2975.9672 | 470 | 1499.835 | 1459.1322 | 0 | 0 | 0 | 0 | 0 | 0 | 0 | 2958.9672
473 | 82.4284 | 82.4284 | 82.4284 | 33.2109 | 33.2109 | 33.2109 | 20.9838 | 20.9838 | 20.9838 | 473 | 1971.49 | 1971.49 | 1971.49 | 2312.7094 | 2312.7094 | 2312.7094 | 2616.0156 | 2616.0156 | 2616.0156 | 471 | 1476.7327 | 0 | 0 | 0 | 0 | 0 | 150 | 1626.7327 |  | 471 | 1476.7327 | 0 | 0 | 0 | 0 | 0 | 150 | 1626.7327 | 471 | 1476.7327 | 0 | 0 | 0 | 0 | 0 | 150 | 1626.7327 | 471 | 1554.4554 | 733.6024 | 0 | 0 | 0 | 0 | 0 | 2288.0579 | 471 | 1554.4554 | 733.6024 | 0 | 0 | 0 | 0 | 0 | 2288.0579 | 471 | 1554.4554 | 733.6024 | 0 | 0 | 0 | 0 | 0 | 2288.0579 | 471 | 1580.363 | 1467.2048 | 0 | 0 | 0 | 0 | 0 | 0 | 0 | 3047.5679 | 471 | 1580.363 | 1467.2048 | 0 | 17 | 0 | 0 | 0 | 0 | 0 | 3064.5679 | 471 | 1580.363 | 1467.2048 | 0 | 0 | 0 | 0 | 0 | 0 | 0 | 3047.5679
474 | 82.5741 | 82.5741 | 82.5741 | 37.3944 | 37.3944 | 37.3944 | 22.3899 | 22.3899 | 22.3899 | 474 | 1921.519 | 1921.519 | 1921.519 | 2254.0896 | 2254.0896 | 2254.0896 | 2549.7079 | 2549.7079 | 2549.7079 | 472 | 1476.7327 | 0 | 0 | 0 | 0 | 0 | 150 | 1626.7327 |  | 472 | 1476.7327 | 0 | 0 | 0 | 0 | 0 | 150 | 1626.7327 | 472 | 1476.7327 | 0 | 0 | 0 | 0 | 0 | 150 | 1626.7327 | 472 | 1554.4554 | 736.6297 | 0 | 0 | 0 | 0 | 0 | 2291.0851 | 472 | 1554.4554 | 736.6297 | 0 | 0 | 0 | 0 | 0 | 2291.0851 | 472 | 1554.4554 | 736.6297 | 0 | 0 | 0 | 0 | 0 | 2291.0851 | 472 | 1580.363 | 1473.2593 | 0 | 0 | 0 | 0 | 0 | 0 | 0 | 3053.6224 | 472 | 1580.363 | 1473.2593 | 0 | 17 | 0 | 0 | 0 | 0 | 0 | 3070.6224 | 472 | 1580.363 | 1473.2593 | 0 | 0 | 0 | 0 | 0 | 0 | 0 | 3053.6224
475 | 81.5718 | 81.5718 | 81.5718 | 33.8141 | 33.8141 | 33.8141 | 20.9838 | 20.9838 | 20.9838 | 475 | 1879.3213 | 1879.3213 | 1879.3213 | 2204.5884 | 2204.5884 | 2204.5884 | 2493.7148 | 2493.7148 | 2493.7148 | 473 | 1504.9505 | 0 | 0 | 0 | 0 | 0 | 150 | 1654.9505 |  | 473 | 1504.9505 | 0 | 0 | 0 | 0 | 0 | 150 | 1654.9505 | 473 | 1504.9505 | 0 | 0 | 0 | 0 | 0 | 150 | 1654.9505 | 473 | 1584.1584 | 756.8113 | 0 | 0 | 0 | 0 | 0 | 2340.9697 | 473 | 1584.1584 | 756.8113 | 0 | 0 | 0 | 0 | 0 | 2340.9697 | 473 | 1584.1584 | 756.8113 | 0 | 0 | 0 | 0 | 0 | 2340.9697 | 473 | 1610.5611 | 1513.6226 | 0 | 0 | 0 | 0 | 0 | 0 | 0 | 3124.1837 | 473 | 1610.5611 | 1513.6226 | 0 | 17 | 0 | 0 | 0 | 0 | 0 | 3141.1837 | 473 | 1610.5611 | 1513.6226 | 0 | 0 | 0 | 0 | 0 | 0 | 0 | 3124.1837
476 | 79.9023 | 79.9023 | 79.9023 | 31.3356 | 31.3356 | 31.3356 | 18.6145 | 18.6145 | 18.6145 | 476 | 1811.5828 | 1811.5828 | 1811.5828 | 2125.126 | 2125.126 | 2125.126 | 2403.8311 | 2403.8311 | 2403.8311 | 474 | 1354.4554 | 0 | 0 | 0 | 0 | 0 | 150 | 1504.4554 |  | 474 | 1354.4554 | 0 | 0 | 0 | 0 | 0 | 150 | 1504.4554 | 474 | 1354.4554 | 0 | 0 | 0 | 0 | 0 | 150 | 1504.4554 | 474 | 1425.7426 | 776.9929 | 0 | 0 | 0 | 0 | 0 | 2202.7355 | 474 | 1425.7426 | 776.9929 | 0 | 0 | 0 | 0 | 0 | 2202.7355 | 474 | 1425.7426 | 776.9929 | 0 | 0 | 0 | 0 | 0 | 2202.7355 | 474 | 1449.505 | 1553.9859 | 0 | 0 | 0 | 0 | 0 | 0 | 0 | 3003.4908 | 474 | 1449.505 | 1553.9859 | 0 | 17 | 0 | 0 | 0 | 0 | 0 | 3020.4908 | 474 | 1449.505 | 1553.9859 | 0 | 0 | 0 | 0 | 0 | 0 | 0 | 3003.4908
477 | 72.1219 | 72.1219 | 72.1219 | 28.5703 | 28.5703 | 28.5703 | 14.9898 | 14.9898 | 14.9898 | 477 | 1707.199 | 1707.199 | 1707.199 | 2002.6757 | 2002.6757 | 2002.6757 | 2265.3217 | 2265.3217 | 2265.3217 | 475 | 1401.4851 | 0 | 0 | 0 | 0 | 0 | 150 | 1551.4851 |  | 475 | 1401.4851 | 0 | 0 | 0 | 0 | 0 | 150 | 1551.4851 | 475 | 1401.4851 | 0 | 0 | 0 | 0 | 0 | 150 | 1551.4851 | 475 | 1475.2475 | 785.0656 | 0 | 0 | 0 | 0 | 0 | 2260.3131 | 475 | 1475.2475 | 785.0656 | 0 | 0 | 0 | 0 | 0 | 2260.3131 | 475 | 1475.2475 | 785.0656 | 0 | 0 | 0 | 0 | 0 | 2260.3131 | 475 | 1499.835 | 1570.1312 | 0 | 0 | 0 | 0 | 0 | 0 | 0 | 3069.9662 | 475 | 1499.835 | 1570.1312 | 0 | 17 | 0 | 0 | 0 | 0 | 0 | 3086.9662 | 475 | 1499.835 | 1570.1312 | 0 | 0 | 0 | 0 | 0 | 0 | 0 | 3069.9662
478 | 57.3044 | 57.3044 | 57.3044 | 22.3899 | 22.3899 | 22.3899 | 3.3664 | 3.3664 | 3.3664 | 478 | 1609.4779 | 1609.4779 | 1609.4779 | 1888.0414 | 1888.0414 | 1888.0414 | 2135.6534 | 2135.6534 | 2135.6534 | 476 | 1486.1386 | 0 | 0 | 0 | 0 | 0 | 150 | 1636.1386 |  | 476 | 1486.1386 | 0 | 0 | 0 | 0 | 0 | 150 | 1636.1386 | 476 | 1486.1386 | 0 | 0 | 0 | 0 | 0 | 150 | 1636.1386 | 476 | 1564.3564 | 786.0747 | 0 | 0 | 0 | 0 | 0 | 2350.4311 | 476 | 1564.3564 | 786.0747 | 0 | 0 | 0 | 0 | 0 | 2350.4311 | 476 | 1564.3564 | 786.0747 | 0 | 0 | 0 | 0 | 0 | 2350.4311 | 476 | 1590.429 | 1572.1493 | 0 | 0 | 0 | 0 | 0 | 0 | 0 | 3162.5784 | 476 | 1590.429 | 1572.1493 | 0 | 17 | 0 | 0 | 0 | 0 | 0 | 3179.5784 | 476 | 1590.429 | 1572.1493 | 0 | 0 | 0 | 0 | 0 | 0 | 0 | 3162.5784
479 | 34.6322 | 34.6322 | 34.6322 | 20.9838 | 20.9838 | 20.9838 | 0.01 | 0.01 | 0.01 | 479 | 1555.0651 | 1555.0651 | 1555.0651 | 1824.211 | 1824.211 | 1824.211 | 2063.4518 | 2063.4518 | 2063.4518 | 477 | 1467.3267 | 0 | 0 | 0 | 0 | 0 | 0 | 1467.3267 |  | 477 | 1467.3267 | 0 | 0 | 0 | 0 | 0 | 0 | 1467.3267 | 477 | 1467.3267 | 0 | 0 | 0 | 0 | 0 | 0 | 1467.3267 | 477 | 1544.5545 | 787.0838 | 0 | 0 | 0 | 0 | 0 | 2331.6382 | 477 | 1544.5545 | 787.0838 | 0 | 0 | 0 | 0 | 0 | 2331.6382 | 477 | 1544.5545 | 787.0838 | 0 | 0 | 0 | 0 | 0 | 2331.6382 | 477 | 1570.297 | 1574.1675 | 0 | 0 | 0 | 0 | 0 | 0 | 0 | 3144.4645 | 477 | 1570.297 | 1574.1675 | 0 | 17 | 0 | 0 | 0 | 0 | 0 | 3161.4645 | 477 | 1570.297 | 1574.1675 | 0 | 0 | 0 | 0 | 0 | 0 | 0 | 3144.4645
480 | 34.6322 | 34.6322 | 34.6322 | 18.6145 | 18.6145 | 18.6145 | 0.01 | 0.01 | 0.01 | 480 | 1527.3034 | 1527.3034 | 1527.3034 | 1791.6444 | 1791.6444 | 1791.6444 | 2026.6142 | 2026.6142 | 2026.6142 | 478 | 1373.2673 | 0 | 0 | 0 | 0 | 0 | 0 | 1373.2673 |  | 478 | 1373.2673 | 0 | 0 | 0 | 0 | 0 | 0 | 1373.2673 | 478 | 1373.2673 | 0 | 0 | 0 | 0 | 0 | 0 | 1373.2673 | 478 | 1445.5446 | 756.8113 | 0 | 0 | 0 | 0 | 0 | 2202.3559 | 478 | 1445.5446 | 756.8113 | 0 | 0 | 0 | 0 | 0 | 2202.3559 | 478 | 1445.5446 | 756.8113 | 0 | 0 | 0 | 0 | 0 | 2202.3559 | 478 | 1469.637 | 1513.6226 | 0 | 0 | 0 | 0 | 0 | 0 | 0 | 2983.2596 | 478 | 1469.637 | 1513.6226 | 0 | 17 | 0 | 0 | 0 | 0 | 0 | 3000.2596 | 478 | 1469.637 | 1513.6226 | 0 | 0 | 0 | 0 | 0 | 0 | 0 | 2983.2596
481 | 34.6322 | 34.6322 | 34.6322 | 14.9898 | 14.9898 | 14.9898 | 0.01 | 0.01 | 0.01 | 481 | 1518.4197 | 1518.4197 | 1518.4197 | 1781.2231 | 1781.2231 | 1781.2231 | 2014.8261 | 2014.8261 | 2014.8261 | 479 | 1269.802 | 0 | 0 | 0 | 0 | 0 | 0 | 1269.802 |  | 479 | 1269.802 | 0 | 0 | 0 | 0 | 0 | 0 | 1269.802 | 479 | 1269.802 | 0 | 0 | 0 | 0 | 0 | 0 | 1269.802 | 479 | 1336.6337 | 716.448 | 0 | 0 | 0 | 0 | 0 | 2053.0817 | 479 | 1336.6337 | 716.448 | 0 | 0 | 0 | 0 | 0 | 2053.0817 | 479 | 1336.6337 | 716.448 | 0 | 0 | 0 | 0 | 0 | 2053.0817 | 479 | 1358.9109 | 1432.8961 | 0 | 0 | 0 | 0 | 0 | 0 | 0 | 2791.807 | 479 | 1358.9109 | 1432.8961 | 0 | 17 | 0 | 0 | 0 | 0 | 0 | 2808.807 | 479 | 1358.9109 | 1432.8961 | 0 | 0 | 0 | 0 | 0 | 0 | 0 | 2791.807
482 | 34.6322 | 34.6322 | 34.6322 | 13.9031 | 15.9225 | 15.9225 | 0.01 | 0.01 | 0.01 | 482 | 1508.4255 | 1508.4255 | 1508.4255 | 1769.4992 | 1769.4992 | 1769.4992 | 2001.5646 | 2001.5646 | 2001.5646 | 480 | 1138.1188 | 0 | 0 | 0 | 0 | 0 | 0 | 1138.1188 |  | 480 | 1138.1188 | 0 | 0 | 0 | 0 | 0 | 0 | 1138.1188 | 480 | 1138.1188 | 0 | 0 | 0 | 0 | 0 | 0 | 1138.1188 | 480 | 1198.0198 | 657.9213 | 0 | 0 | 0 | 0 | 0 | 1855.9411 | 480 | 1198.0198 | 657.9213 | 0 | 0 | 0 | 0 | 0 | 1855.9411 | 480 | 1198.0198 | 657.9213 | 0 | 0 | 0 | 0 | 0 | 1855.9411 | 480 | 1217.9868 | 1315.8426 | 0 | 0 | 0 | 0 | 0 | 0 | 0 | 2533.8294 | 480 | 1217.9868 | 1315.8426 | 0 | 17 | 0 | 0 | 0 | 0 | 0 | 2550.8294 | 480 | 844.1405 | 1315.8426 | 0 | 0 | 0 | 0 | 0 | 0 | 0 | 2159.9831
483 | 34.6322 | 34.6322 | 34.6322 | 13.9031 | 15.9225 | 15.9225 | 0.01 | 0.01 | 0.01 | 483 | 1520.6406 | 1520.6406 | 1520.6406 | 1783.8284 | 1783.8284 | 1783.8284 | 2017.7732 | 2017.7732 | 2017.7732 | 481 | 1147.5248 | 0 | 0 | 0 | 0 | 0 | 0 | 1147.5248 |  | 481 | 1147.5248 | 0 | 0 | 0 | 0 | 0 | 0 | 1147.5248 | 481 | 1147.5248 | 0 | 0 | 0 | 0 | 0 | 0 | 1147.5248 | 481 | 1207.9208 | 595.3582 | 0 | 0 | 0 | 0 | 0 | 1803.279 | 481 | 1207.9208 | 595.3582 | 0 | 0 | 0 | 0 | 0 | 1803.279 | 481 | 1207.9208 | 595.3582 | 0 | 0 | 0 | 0 | 0 | 1803.279 | 481 | 1228.0528 | 1190.7164 | 0 | 0 | 0 | 0 | 0 | 0 | 0 | 2418.7693 | 481 | 1228.0528 | 1190.7164 | 0 | 17 | 0 | 0 | 0 | 0 | 0 | 2435.7693 | 481 | 1228.0528 | 1190.7164 | 0 | 0 | 0 | 0 | 0 | 0 | 0 | 2418.7693
484 | 34.6322 | 34.6322 | 34.6322 | 30.6012 | 30.6012 | 30.6012 | 0.01 | 0.01 | 0.01 | 484 | 1563.9488 | 1563.9488 | 1563.9488 | 1834.6323 | 1834.6323 | 1834.6323 | 2075.2398 | 2075.2398 | 2075.2398 | 482 | 1091.0891 | 0 | 0 | 0 | 0 | 0 | 0 | 1091.0891 |  | 482 | 1091.0891 | 0 | 0 | 0 | 0 | 0 | 0 | 1091.0891 | 482 | 1091.0891 | 0 | 0 | 0 | 0 | 0 | 0 | 1091.0891 | 482 | 1148.5149 | 551.9677 | 0 | 0 | 0 | 0 | 0 | 1700.4826 | 482 | 1148.5149 | 551.9677 | 0 | 0 | 0 | 0 | 0 | 1700.4826 | 482 | 1148.5149 | 551.9677 | 0 | 0 | 0 | 0 | 0 | 1700.4826 | 482 | 1167.6568 | 1103.9354 | 0 | 0 | 0 | 0 | 0 | 0 | 0 | 2271.5922 | 482 | 1167.6568 | 1103.9354 | 0 | 17 | 0 | 0 | 0 | 0 | 0 | 2288.5922 | 482 | 1167.6568 | 1103.9354 | 0 | 0 | 0 | 0 | 0 | 0 | 0 | 2271.5922
485 | 34.6322 | 34.6322 | 34.6322 | 31.0073 | 31.0073 | 31.0073 | 0.01 | 0.01 | 0.01 | 485 | 1698.3153 | 1698.3153 | 1698.3153 | 1992.2544 | 1992.2544 | 1992.2544 | 2253.5337 | 2253.5337 | 2253.5337 | 483 | 978.2178 | 0 | 0 | 0 | 0 | 0 | 0 | 978.2178 |  | 483 | 978.2178 | 0 | 0 | 0 | 0 | 0 | 0 | 978.2178 | 483 | 978.2178 | 0 | 0 | 0 | 0 | 0 | 0 | 978.2178 | 483 | 1029.703 | 498.4864 | 0 | 0 | 0 | 0 | 0 | 1528.1893 | 483 | 1029.703 | 498.4864 | 0 | 0 | 0 | 0 | 0 | 1528.1893 | 483 | 1029.703 | 498.4864 | 0 | 0 | 0 | 0 | 0 | 1528.1893 | 483 | 1046.8647 | 996.9728 | 0 | 0 | 0 | 0 | 0 | 0 | 0 | 2043.8374 | 483 | 1046.8647 | 996.9728 | 0 | 17 | 0 | 0 | 0 | 0 | 0 | 2060.8374 | 483 | 1046.8647 | 996.9728 | 0 | 0 | 0 | 0 | 0 | 0 | 0 | 2043.8374
486 | 54.7624 | 54.7624 | 54.7624 | 31.3356 | 31.3356 | 31.3356 | 0.01 | 0.01 | 0.01 | 486 | 1858.2224 | 1858.2224 | 1858.2224 | 2179.8378 | 2179.8378 | 2179.8378 | 2465.7182 | 2465.7182 | 2465.7182 | 484 | 921.7822 | 0 | 0 | 0 | 0 | 0 | 0 | 921.7822 |  | 484 | 921.7822 | 0 | 0 | 0 | 0 | 0 | 0 | 921.7822 | 484 | 921.7822 | 0 | 0 | 0 | 0 | 0 | 0 | 921.7822 | 484 | 970.297 | 476.2866 | 0 | 0 | 0 | 0 | 0 | 1446.5836 | 484 | 970.297 | 476.2866 | 0 | 0 | 0 | 0 | 0 | 1446.5836 | 484 | 970.297 | 476.2866 | 0 | 0 | 0 | 0 | 0 | 1446.5836 | 484 | 986.4686 | 952.5732 | 0 | 0 | 0 | 0 | 0 | 0 | 0 | 1939.0418 | 484 | 986.4686 | 952.5732 | 0 | 17 | 0 | 0 | 0 | 0 | 0 | 1956.0418 | 484 | 986.4686 | 952.5732 | 0 | 0 | 0 | 0 | 0 | 0 | 0 | 1939.0418
487 | 60.2236 | 59.8869 | 59.8869 | 35.66 | 33.6671 | 33.6671 | 0.01 | 0.01 | 0.01 | 487 | 1973.7109 | 1973.7109 | 1973.7109 | 2315.3147 | 2315.3147 | 2315.3147 | 2618.9626 | 2618.9626 | 2618.9626 | 485 | 837.1287 | 0 | 0 | 0 | 0 | 0 | 0 | 837.1287 |  | 485 | 837.1287 | 0 | 0 | 0 | 0 | 0 | 0 | 837.1287 | 485 | 837.1287 | 0 | 0 | 0 | 0 | 0 | 0 | 837.1287 | 485 | 881.1881 | 489.4046 | 0 | 0 | 0 | 0 | 0 | 1370.5928 | 485 | 881.1881 | 489.4046 | 0 | 0 | 0 | 0 | 0 | 1370.5928 | 485 | 881.1881 | 489.4046 | 0 | 0 | 0 | 0 | 0 | 1370.5928 | 485 | 895.8746 | 978.8093 | 0 | 0 | 0 | 0 | 0 | 0 | 0 | 1874.6839 | 485 | 895.8746 | 978.8093 | 0 | 17 | 0 | 0 | 0 | 0 | 0 | 1891.6839 | 485 | 895.8746 | 978.8093 | 0 | 0 | 0 | 0 | 0 | 0 | 0 | 1874.6839
488 | 60.2236 | 59.6248 | 59.6248 | 35.66 | 35.652 | 35.652 | 0.01 | 0.01 | 0.01 | 488 | 2004.804 | 2004.804 | 2004.804 | 2351.7893 | 2351.7893 | 2351.7893 | 2660.2207 | 2660.2207 | 2660.2207 | 486 | 818.3168 | 0 | 0 | 0 | 0 | 0 | 0 | 818.3168 |  | 486 | 818.3168 | 0 | 0 | 0 | 0 | 0 | 0 | 818.3168 | 486 | 818.3168 | 0 | 0 | 0 | 0 | 0 | 0 | 818.3168 | 486 | 861.3861 | 531.7861 | 0 | 0 | 0 | 0 | 0 | 1393.1722 | 486 | 861.3861 | 531.7861 | 0 | 0 | 0 | 0 | 0 | 1393.1722 | 486 | 861.3861 | 531.7861 | 0 | 0 | 0 | 0 | 0 | 1393.1722 | 486 | 875.7426 | 1063.5721 | 0 | 0 | 0 | 0 | 0 | 0 | 0 | 1939.3147 | 486 | 875.7426 | 1063.5721 | 0 | 17 | 0 | 0 | 0 | 0 | 0 | 1956.3147 | 486 | 875.7426 | 1063.5721 | 0 | 0 | 0 | 0 | 0 | 0 | 0 | 1939.3147
489 | 54.7624 | 54.7624 | 54.7624 | 34.4823 | 33.6671 | 33.6671 | 0.01 | 0.01 | 0.01 | 489 | 2012.5772 | 2012.5772 | 2012.5772 | 2360.9079 | 2360.9079 | 2360.9079 | 2670.5352 | 2670.5352 | 2670.5352 | 487 | 827.7228 | 0 | 0 | 0 | 0 | 0 | 0 | 827.7228 |  | 487 | 827.7228 | 0 | 0 | 0 | 0 | 0 | 0 | 827.7228 | 487 | 827.7228 | 0 | 0 | 0 | 0 | 0 | 0 | 827.7228 | 487 | 871.2871 | 571.1403 | 0 | 0 | 0 | 0 | 0 | 1442.4274 | 487 | 871.2871 | 571.1403 | 0 | 0 | 0 | 0 | 0 | 1442.4274 | 487 | 871.2871 | 571.1403 | 0 | 0 | 0 | 0 | 0 | 1442.4274 | 487 | 785.4048 | 1142.2805 | 0 | 0 | 0 | 0 | 0 | 0 | 0 | 1927.6853 | 487 | 885.8086 | 1142.2805 | 0 | 17 | 0 | 0 | 0 | 0 | 0 | 2045.0891 | 487 | 885.8086 | 1142.2805 | 0 | 0 | 0 | 0 | 0 | 0 | 0 | 2028.0891
490 | 34.6322 | 34.6322 | 34.6322 | 31.0073 | 31.0073 | 31.0073 | 0.01 | 0.01 | 0.01 | 490 | 2001.4726 | 2001.4726 | 2001.4726 | 2347.8813 | 2347.8813 | 2347.8813 | 2655.8001 | 2655.8001 | 2655.8001 | 488 | 724.2574 | 0 | 0 | 0 | 0 | 0 | 0 | 724.2574 |  | 488 | 724.2574 | 0 | 0 | 0 | 0 | 0 | 0 | 724.2574 | 488 | 724.2574 | 0 | 0 | 0 | 0 | 0 | 0 | 724.2574 | 488 | 762.3762 | 596.3673 | 0 | 0 | 0 | 0 | 0 | 1358.7435 | 488 | 762.3762 | 596.3673 | 0 | 0 | 0 | 0 | 0 | 1358.7435 | 488 | 762.3762 | 596.3673 | 0 | 0 | 0 | 0 | 0 | 1358.7435 | 488 | 562.707 | 1192.7346 | 0 | 0 | 0 | 0 | 0 | 0 | 0 | 1755.4417 | 488 | 775.0825 | 1192.7346 | 0 | 17 | 0 | 0 | 0 | 0 | 0 | 1984.8171 | 488 | 775.0825 | 1192.7346 | 0 | 0 | 0 | 0 | 0 | 0 | 0 | 1967.8171
491 | 34.6322 | 34.6322 | 34.6322 | 22.3877 | 22.3877 | 22.3877 | 0.01 | 0.01 | 0.01 | 491 | 1989.2574 | 1989.2574 | 1989.2574 | 2333.552 | 2333.552 | 2333.552 | 2639.5916 | 2639.5916 | 2639.5916 | 489 | 724.2574 | 0 | 5.0859 | 0 | 0 | 0 | 0 | 729.3433 |  | 489 | 724.2574 | 0 | 5.0859 | 0 | 0 | 0 | 0 | 729.3433 | 489 | 724.2574 | 0 | 5.0859 | 0 | 0 | 0 | 0 | 729.3433 | 489 | 762.3762 | 615.5399 | 5.4983 | 0 | 0 | 0 | 0 | 1383.4144 | 489 | 762.3762 | 615.5399 | 5.4983 | 0 | 0 | 0 | 0 | 1383.4144 | 489 | 762.3762 | 615.5399 | 5.4983 | 0 | 0 | 0 | 0 | 1383.4144 | 489 | 417.5155 | 1231.0797 | 6.8729 | 0 | 0 | 0 | 0 | 0 | 0 | 1655.4681 | 489 | 775.0825 | 1231.0797 | 6.8729 | 17 | 0 | 0 | 0 | 0 | 0 | 2030.0351 | 489 | 775.0825 | 1231.0797 | 6.8729 | 0 | 0 | 0 | 0 | 0 | 0 | 2013.0351
492 | 34.6322 | 34.6322 | 34.6322 | 22.3877 | 22.3877 | 22.3877 | 0.01 | 0.01 | 0.01 | 492 | 1991.4784 | 1991.4784 | 1991.4784 | 2336.1573 | 2336.1573 | 2336.1573 | 2642.5386 | 2642.5386 | 2642.5386 | 490 | 658.4158 | 0 | 5.0859 | 0 | 0 | 0 | 0 | 663.5018 |  | 490 | 658.4158 | 0 | 5.0859 | 0 | 0 | 0 | 0 | 663.5018 | 490 | 658.4158 | 0 | 5.0859 | 0 | 0 | 0 | 0 | 663.5018 | 490 | 693.0693 | 606.4581 | 5.4983 | 0 | 0 | 0 | 0 | 1305.0257 | 490 | 693.0693 | 606.4581 | 5.4983 | 0 | 0 | 0 | 0 | 1305.0257 | 490 | 693.0693 | 606.4581 | 5.4983 | 0 | 0 | 0 | 0 | 1305.0257 | 490 | 481.8017 | 1212.9162 | 6.8729 | 0 | 0 | 0 | 0 | 0 | 0 | 1701.5908 | 490 | 704.6205 | 1212.9162 | 6.8729 | 17 | 0 | 0 | 0 | 0 | 0 | 1941.4096 | 490 | 704.6205 | 1212.9162 | 6.8729 | 0 | 0 | 0 | 0 | 0 | 0 | 1924.4096
493 | 36.7448 | 36.7448 | 36.7448 | 23.2645 | 23.2645 | 23.2645 | 0.01 | 0.01 | 0.01 | 493 | 1975.9318 | 1975.9318 | 1975.9318 | 2317.9201 | 2317.9201 | 2317.9201 | 2621.9096 | 2621.9096 | 2621.9096 | 491 | 639.604 | 0 | 5.0859 | 0 | 0 | 0 | 0 | 644.6899 |  | 491 | 639.604 | 0 | 5.0859 | 0 | 0 | 0 | 0 | 644.6899 | 491 | 639.604 | 0 | 5.0859 | 0 | 0 | 0 | 0 | 644.6899 | 491 | 673.2673 | 610.4945 | 5.4983 | 0 | 0 | 0 | 0 | 1289.2601 | 491 | 673.2673 | 610.4945 | 5.4983 | 0 | 0 | 0 | 0 | 1289.2601 | 491 | 673.2673 | 610.4945 | 5.4983 | 0 | 0 | 0 | 0 | 1289.2601 | 491 | 251.7285 | 1220.9889 | 6.8729 | 0 | 0 | 0 | 0 | 0 | 0 | 1479.5903 | 491 | 684.4884 | 1220.9889 | 6.8729 | 17 | 0 | 0 | 0 | 0 | 0 | 1929.3502 | 491 | 684.4884 | 1220.9889 | 6.8729 | 0 | 0 | 0 | 0 | 0 | 0 | 1912.3502
494 | 34.6322 | 34.6322 | 34.6322 | 0.01 | 0.01 | 0.01 | 0.01 | 0.01 | 0.01 | 494 | 1953.7225 | 1953.7225 | 1953.7225 | 2291.8668 | 2291.8668 | 2291.8668 | 2592.4395 | 2592.4395 | 2592.4395 | 492 | 620.7921 | 0 | 5.0859 | 0 | 0 | 0 | 0 | 625.878 |  | 492 | 620.7921 | 0 | 5.0859 | 0 | 0 | 0 | 0 | 625.878 | 492 | 620.7921 | 0 | 5.0859 | 0 | 0 | 0 | 0 | 625.878 | 492 | 653.4653 | 629.667 | 5.4983 | 0 | 0 | 0 | 0 | 1288.6306 | 492 | 653.4653 | 629.667 | 5.4983 | 0 | 0 | 0 | 0 | 1288.6306 | 492 | 653.4653 | 629.667 | 5.4983 | 0 | 0 | 0 | 0 | 1288.6306 | 492 | 0 | 1259.334 | 6.8729 | 0 | 0 | 0 | 0 | 0 | 0 | 1266.2069 | 492 | 375.4062 | 1259.334 | 6.8729 | 17 | 0 | 0 | 0 | 0 | 0 | 1658.6131 | 492 | 0 | 1259.334 | 6.8729 | 0 | 0 | 0 | 0 | 0 | 0 | 1266.2069
495 | 34.6322 | 34.6322 | 34.6322 | 0.01 | 0.01 | 0.01 | 0.01 | 0.01 | 0.01 | 495 | 1947.0597 | 1947.0597 | 1947.0597 | 2284.0508 | 2284.0508 | 2284.0508 | 2583.5985 | 2583.5985 | 2583.5985 | 493 | 705.4455 | 0 | 5.0859 | 0 | 0 | 0 | 0 | 710.5315 |  | 493 | 705.4455 | 0 | 5.0859 | 0 | 0 | 0 | 0 | 710.5315 | 493 | 705.4455 | 0 | 5.0859 | 0 | 0 | 0 | 0 | 710.5315 | 493 | 742.5743 | 663.9758 | 5.4983 | 0 | 0 | 0 | 0 | 1412.0483 | 493 | 742.5743 | 663.9758 | 5.4983 | 0 | 0 | 0 | 0 | 1412.0483 | 493 | 742.5743 | 663.9758 | 5.4983 | 0 | 0 | 0 | 0 | 1412.0483 | 493 | 0 | 1327.9516 | 6.8729 | 0 | 0 | 0 | 0 | 0 | 0 | 1334.8244 | 493 | 0 | 1327.9516 | 6.8729 | 17 | 0 | 0 | 0 | 0 | 0 | 1351.8244 | 493 | 0 | 1327.9516 | 6.8729 | 0 | 0 | 0 | 0 | 0 | 0 | 1334.8244
496 | 34.6322 | 34.6322 | 34.6322 | 0.01 | 0.01 | 0.01 | 0.01 | 0.01 | 0.01 | 496 | 1958.1644 | 1958.1644 | 1958.1644 | 2297.0775 | 2297.0775 | 2297.0775 | 2598.3335 | 2598.3335 | 2598.3335 | 494 | 855.9406 | 0 | 0 | 0 | 0 | 0 | 0 | 855.9406 |  | 494 | 855.9406 | 0 | 0 | 0 | 0 | 0 | 0 | 855.9406 | 494 | 855.9406 | 0 | 0 | 0 | 0 | 0 | 0 | 855.9406 | 494 | 900.9901 | 688.1937 | 0 | 0 | 0 | 0 | 0 | 1589.1838 | 494 | 900.9901 | 688.1937 | 0 | 0 | 0 | 0 | 0 | 1589.1838 | 494 | 900.9901 | 688.1937 | 0 | 0 | 0 | 0 | 0 | 1589.1838 | 494 | 0 | 1376.3875 | 0 | 0 | 0 | 0 | 0 | 0 | 0 | 1376.3875 | 494 | 0 | 1376.3875 | 0 | 17 | 0 | 0 | 0 | 0 | 0 | 1393.3875 | 494 | 0 | 1376.3875 | 0 | 0 | 0 | 0 | 0 | 0 | 0 | 1376.3875
497 | 37.7309 | 37.7309 | 37.7309 | 0.01 | 0.01 | 0.01 | 0.01 | 0.01 | 0.01 | 497 | 1912.6353 | 1912.6353 | 1912.6353 | 2243.6683 | 2243.6683 | 2243.6683 | 2537.9199 | 2537.9199 | 2537.9199 | 495 | 1025.2475 | 0 | 0 | 0 | 0 | 0 | 0 | 1025.2475 |  | 495 | 1025.2475 | 0 | 0 | 0 | 0 | 0 | 0 | 1025.2475 | 495 | 1025.2475 | 0 | 0 | 0 | 0 | 0 | 0 | 1025.2475 | 495 | 1079.2079 | 736.6297 | 0 | 0 | 0 | 0 | 0 | 1815.8376 | 495 | 1079.2079 | 736.6297 | 0 | 0 | 0 | 0 | 0 | 1815.8376 | 495 | 1079.2079 | 736.6297 | 0 | 0 | 0 | 0 | 0 | 1815.8376 | 495 | 0 | 1473.2593 | 0 | 0 | 0 | 0 | 0 | 0 | 0 | 1473.2593 | 495 | 0 | 1473.2593 | 0 | 17 | 0 | 0 | 0 | 0 | 0 | 1490.2593 | 495 | 0 | 1473.2593 | 0 | 0 | 0 | 0 | 0 | 0 | 0 | 1473.2593
498 | 38.4351 | 38.4351 | 38.4351 | 0.01 | 0.01 | 0.01 | 0.01 | 0.01 | 0.01 | 498 | 1867.1061 | 1867.1061 | 1867.1061 | 2190.2591 | 2190.2591 | 2190.2591 | 2477.5062 | 2477.5062 | 2477.5062 | 496 | 1100.495 | 0 | 0 | 0 | 0 | 0 | 0 | 1100.495 |  | 496 | 1100.495 | 0 | 0 | 0 | 0 | 0 | 0 | 1100.495 | 496 | 1100.495 | 0 | 0 | 0 | 0 | 0 | 0 | 1100.495 | 496 | 1158.4158 | 762.8658 | 0 | 0 | 0 | 0 | 0 | 1921.2816 | 496 | 1158.4158 | 762.8658 | 0 | 0 | 0 | 0 | 0 | 1921.2816 | 496 | 960.1301 | 762.8658 | 0 | 0 | 0 | 0 | 0 | 1722.9959 | 496 | 0 | 1525.7316 | 0 | 0 | 0 | 0 | 0 | 0 | 0 | 1525.7316 | 496 | 0 | 1525.7316 | 0 | 17 | 0 | 0 | 0 | 0 | 0 | 1542.7316 | 496 | 0 | 1525.7316 | 0 | 0 | 0 | 0 | 0 | 0 | 0 | 1525.7316
499 | 38.4351 | 38.4351 | 38.4351 | 0.01 | 0.01 | 0.01 | 0.01 | 0.01 | 0.01 | 499 | 1818.2456 | 1818.2456 | 1818.2456 | 2132.942 | 2132.942 | 2132.942 | 2412.6721 | 2412.6721 | 2412.6721 | 497 | 1250.9901 | 0 | 0 | 0 | 0 | 0 | 0 | 1250.9901 |  | 497 | 1250.9901 | 0 | 0 | 0 | 0 | 0 | 0 | 1250.9901 | 497 | 1250.9901 | 0 | 0 | 0 | 0 | 0 | 0 | 1250.9901 | 497 | 1316.8317 | 774.9748 | 0 | 0 | 0 | 0 | 0 | 2091.8065 | 497 | 1316.8317 | 774.9748 | 0 | 0 | 0 | 0 | 0 | 2091.8065 | 497 | 1316.8317 | 774.9748 | 0 | 0 | 0 | 0 | 0 | 2091.8065 | 497 | 0 | 1549.9495 | 0 | 0 | 0 | 0 | 0 | 0 | 0 | 1549.9495 | 497 | 0 | 1549.9495 | 0 | 17 | 0 | 0 | 0 | 0 | 0 | 1566.9495 | 497 | 0 | 1549.9495 | 0 | 0 | 0 | 0 | 0 | 0 | 0 | 1549.9495
500 | 37.6485 | 37.6485 | 37.6485 | 0.01 | 0.01 | 0.01 | 0.01 | 0.01 | 0.01 | 500 | 1748.2862 | 1748.2862 | 1748.2862 | 2050.8742 | 2050.8742 | 2050.8742 | 2319.8414 | 2319.8414 | 2319.8414 | 498 | 1335.6436 | 0 | 0 | 0 | 0 | 0 | 0 | 1335.6436 |  | 498 | 1335.6436 | 0 | 0 | 0 | 0 | 0 | 0 | 1335.6436 | 498 | 1335.6436 | 0 | 0 | 0 | 0 | 0 | 0 | 1335.6436 | 498 | 1405.9406 | 781.0293 | 0 | 0 | 0 | 0 | 0 | 2186.9699 | 498 | 1405.9406 | 781.0293 | 0 | 0 | 0 | 0 | 0 | 2186.9699 | 498 | 1405.9406 | 781.0293 | 0 | 0 | 0 | 0 | 0 | 2186.9699 | 498 | 0 | 1562.0585 | 0 | 0 | 0 | 0 | 0 | 0 | 0 | 1562.0585 | 498 | 0 | 1562.0585 | 0 | 17 | 0 | 0 | 0 | 0 | 0 | 1579.0585 | 498 | 0 | 1562.0585 | 0 | 0 | 0 | 0 | 0 | 0 | 0 | 1562.0585
501 | 34.6322 | 34.6322 | 34.6322 | 0.01 | 0.01 | 0.01 | 0.01 | 0.01 | 0.01 | 501 | 1649.4547 | 1649.4547 | 1649.4547 | 1934.9373 | 1934.9373 | 1934.9373 | 2188.6996 | 2188.6996 | 2188.6996 | 499 | 1298.0198 | 0 | 0 | 0 | 0 | 0 | 0 | 1298.0198 |  | 499 | 1298.0198 | 0 | 0 | 0 | 0 | 0 | 0 | 1298.0198 | 499 | 1298.0198 | 0 | 0 | 0 | 0 | 0 | 0 | 1298.0198 | 499 | 666.3378 | 776.9929 | 0 | 0 | 0 | 0 | 0 | 1443.3307 | 499 | 1366.3366 | 776.9929 | 0 | 0 | 0 | 0 | 0 | 2143.3296 | 499 | 1223.0542 | 776.9929 | 0 | 0 | 0 | 0 | 0 | 2000.0472 | 499 | 0 | 1553.9859 | 0 | 0 | 0 | 0 | 0 | 0 | 0 | 1553.9859 | 499 | 0 | 1553.9859 | 0 | 17 | 0 | 0 | 0 | 0 | 0 | 1570.9859 | 499 | 0 | 1553.9859 | 0 | 0 | 0 | 0 | 0 | 0 | 0 | 1553.9859
502 | 20.9838 | 34.6322 | 34.6322 | 0.01 | 0.01 | 0.01 | 0.01 | 0.01 | 0.01 | 502 | 1543.9604 | 1543.9604 | 1543.9604 | 1811.1844 | 1811.1844 | 1811.1844 | 2048.7167 | 2048.7167 | 2048.7167 | 500 | 1232.1782 | 0 | 0 | 0 | 0 | 0 | 0 | 1232.1782 |  | 500 | 1232.1782 | 0 | 0 | 0 | 0 | 0 | 0 | 1232.1782 | 500 | 1232.1782 | 0 | 0 | 0 | 0 | 0 | 0 | 1232.1782 | 500 | 1297.0297 | 750.7568 | 0 | 0 | 0 | 0 | 0 | 2047.7865 | 500 | 1297.0297 | 750.7568 | 0 | 0 | 0 | 0 | 0 | 2047.7865 | 500 | 930.0794 | 750.7568 | 0 | 0 | 0 | 0 | 0 | 1680.8363 | 500 | 0 | 1501.5136 | 0 | 0 | 0 | 0 | 0 | 0 | 0 | 1501.5136 | 500 | 0 | 1501.5136 | 0 | 17 | 0 | 0 | 0 | 0 | 0 | 1518.5136 | 500 | 0 | 1501.5136 | 0 | 0 | 0 | 0 | 0 | 0 | 0 | 1501.5136
503 | 33.8152 | 34.1514 | 34.1514 | 0.01 | 0.01 | 0.01 | 0.01 | 0.01 | 0.01 | 503 | 1479.5534 | 1479.5534 | 1479.5534 | 1735.6299 | 1735.6299 | 1735.6299 | 1963.2535 | 1963.2535 | 1963.2535 | 501 | 1288.6139 | 0 | 0 | 0 | 0 | 0 | 0 | 1288.6139 |  | 501 | 1288.6139 | 0 | 0 | 0 | 0 | 0 | 0 | 1288.6139 | 501 | 1288.6139 | 0 | 0 | 0 | 0 | 0 | 0 | 1288.6139 | 501 | 1356.4356 | 701.3118 | 0 | 0 | 0 | 0 | 0 | 2057.7475 | 501 | 1356.4356 | 701.3118 | 0 | 0 | 0 | 0 | 0 | 2057.7475 | 501 | 1356.4356 | 701.3118 | 0 | 0 | 0 | 0 | 0 | 2057.7475 | 501 | 0 | 1402.6236 | 0 | 0 | 0 | 0 | 0 | 0 | 0 | 1402.6236 | 501 | 0 | 1402.6236 | 0 | 17 | 0 | 0 | 0 | 0 | 0 | 1419.6236 | 501 | 0 | 1402.6236 | 0 | 0 | 0 | 0 | 0 | 0 | 0 | 1402.6236
504 | 20.9838 | 32.986 | 20.9838 | 0.01 | 0.01 | 0.01 | 0.01 | 0.01 | 0.01 | 504 | 1432.9138 | 1432.9138 | 1432.9138 | 1680.9181 | 1680.9181 | 1680.9181 | 1901.3664 | 1901.3664 | 1901.3664 | 502 | 1533.1683 | 0 | 0 | 0 | 0 | 0 | 0 | 1533.1683 |  | 502 | 1533.1683 | 0 | 0 | 0 | 0 | 0 | 0 | 1533.1683 | 502 | 1533.1683 | 0 | 0 | 0 | 0 | 0 | 0 | 1533.1683 | 502 | 1613.8614 | 654.894 | 0 | 0 | 0 | 0 | 0 | 2268.7554 | 502 | 1613.8614 | 654.894 | 0 | 0 | 0 | 0 | 0 | 2268.7554 | 502 | 1613.8614 | 654.894 | 0 | 0 | 0 | 0 | 0 | 2268.7554 | 502 | 0 | 1309.7881 | 0 | 0 | 0 | 0 | 0 | 0 | 0 | 1309.7881 | 502 | 0 | 1309.7881 | 0 | 17 | 0 | 0 | 0 | 0 | 0 | 1326.7881 | 502 | 0 | 1309.7881 | 0 | 0 | 0 | 0 | 0 | 0 | 0 | 1309.7881
505 | 16.0798 | 13.3772 | 15.4471 | 0.01 | 0.01 | 0.01 | 0.01 | 0.01 | 0.01 | 505 | 1411.8149 | 1411.8149 | 1411.8149 | 1656.1675 | 1656.1675 | 1656.1675 | 1873.3698 | 1873.3698 | 1873.3698 | 503 | 1448.5149 | 0 | 0 | 0 | 0 | 0 | 0 | 1448.5149 |  | 503 | 1448.5149 | 0 | 0 | 0 | 0 | 0 | 0 | 1448.5149 | 503 | 1448.5149 | 0 | 0 | 0 | 0 | 0 | 0 | 1448.5149 | 503 | 1132.4775 | 622.6034 | 0 | 0 | 0 | 0 | 0 | 1755.081 | 503 | 1524.7525 | 622.6034 | 0 | 0 | 0 | 0 | 0 | 2147.3559 | 503 | 1524.7525 | 622.6034 | 0 | 0 | 0 | 0 | 0 | 2147.3559 | 503 | 0 | 1245.2069 | 0 | 0 | 0 | 0 | 0 | 0 | 0 | 1245.2069 | 503 | 1537.5616 | 1245.2069 | 0 | 17 | 0 | 0 | 0 | 0 | 0 | 2799.7685 | 503 | 1537.5616 | 1245.2069 | 0 | 0 | 0 | 0 | 0 | 0 | 0 | 2782.7685
506 | 16.0798 | 16.0798 | 16.0798 | 0.01 | 0.01 | 0.01 | 0.01 | 0.01 | 0.01 | 506 | 1410.7045 | 1410.7045 | 1410.7045 | 1654.8649 | 1654.8649 | 1654.8649 | 1871.8963 | 1871.8963 | 1871.8963 | 504 | 1439.1089 | 0 | 0 | 0 | 0 | 0 | 0 | 1439.1089 |  | 504 | 1439.1089 | 0 | 0 | 0 | 0 | 0 | 0 | 1439.1089 | 504 | 1439.1089 | 0 | 0 | 0 | 0 | 0 | 0 | 1439.1089 | 504 | 1514.8515 | 589.3037 | 0 | 0 | 0 | 0 | 0 | 2104.1552 | 504 | 1514.8515 | 589.3037 | 0 | 0 | 0 | 0 | 0 | 2104.1552 | 504 | 1514.8515 | 589.3037 | 0 | 0 | 0 | 0 | 0 | 2104.1552 | 504 | 1088.3988 | 1178.6075 | 0 | 0 | 0 | 0 | 0 | 0 | 0 | 2267.0062 | 504 | 0 | 1178.6075 | 0 | 17 | 0 | 0 | 0 | 0 | 0 | 1195.6075 | 504 | 0 | 1178.6075 | 0 | 0 | 0 | 0 | 0 | 0 | 0 | 1178.6075
507 | 16.0798 | 16.0798 | 16.0798 | 0.01 | 0.01 | 0.01 | 0.01 | 0.01 | 0.01 | 507 | 1429.5824 | 1429.5824 | 1429.5824 | 1677.0101 | 1677.0101 | 1677.0101 | 1896.9459 | 1896.9459 | 1896.9459 | 505 | 1410.8911 | 0 | 0 | 0 | 0 | 0 | 0 | 1410.8911 |  | 505 | 1410.8911 | 0 | 0 | 0 | 0 | 0 | 0 | 1410.8911 | 505 | 1410.8911 | 0 | 0 | 0 | 0 | 0 | 0 | 1410.8911 | 505 | 1485.1485 | 560.0404 | 0 | 0 | 0 | 0 | 0 | 2045.1889 | 505 | 625.3028 | 560.0404 | 0 | 0 | 0 | 0 | 0 | 1185.3432 | 505 | 1485.1485 | 560.0404 | 0 | 0 | 0 | 0 | 0 | 2045.1889 | 505 | 0 | 1120.0807 | 0 | 0 | 0 | 0 | 0 | 0 | 0 | 1120.0807 | 505 | 1132.6708 | 1120.0807 | 0 | 17 | 0 | 0 | 0 | 0 | 0 | 2269.7515 | 505 | 1132.6708 | 1120.0807 | 0 | 0 | 0 | 0 | 0 | 0 | 0 | 2252.7515
508 | 16.0798 | 16.0798 | 16.0798 | 0.01 | 0.01 | 0.01 | 0.01 | 0.01 | 0.01 | 508 | 1467.3383 | 1467.3383 | 1467.3383 | 1721.3006 | 1721.3006 | 1721.3006 | 1947.045 | 1947.045 | 1947.045 | 506 | 1241.5842 | 0 | 0 | 0 | 0 | 0 | 0 | 1241.5842 |  | 506 | 1241.5842 | 0 | 0 | 0 | 0 | 0 | 0 | 1241.5842 | 506 | 1241.5842 | 0 | 0 | 0 | 0 | 0 | 0 | 1241.5842 | 506 | 1306.9307 | 523.7134 | 0 | 0 | 0 | 0 | 0 | 1830.6441 | 506 | 749.9752 | 523.7134 | 0 | 0 | 0 | 0 | 0 | 1273.6886 | 506 | 1306.9307 | 523.7134 | 0 | 0 | 0 | 0 | 0 | 1830.6441 | 506 | 0 | 1047.4268 | 0 | 0 | 0 | 0 | 0 | 0 | 0 | 1047.4268 | 506 | 0 | 1047.4268 | 0 | 17 | 0 | 0 | 0 | 0 | 0 | 1064.4268 | 506 | 0 | 1047.4268 | 0 | 0 | 0 | 0 | 0 | 0 | 0 | 1047.4268
509 | 16.3899 | 16.3899 | 16.3899 | 5.1105 | 5.1105 | 5.1105 | 0.01 | 0.01 | 0.01 | 509 | 1590.6 | 1590.6 | 1590.6 | 1865.8962 | 1865.8962 | 1865.8962 | 2110.6039 | 2110.6039 | 2110.6039 | 507 | 1241.5842 | 0 | 0 | 0 | 0 | 0 | 0 | 1241.5842 |  | 507 | 1241.5842 | 0 | 0 | 0 | 0 | 0 | 0 | 1241.5842 | 507 | 1241.5842 | 0 | 0 | 0 | 0 | 0 | 0 | 1241.5842 | 507 | 383.7273 | 513.6226 | 0 | 0 | 0 | 0 | 0 | 897.3499 | 507 | 1306.9307 | 513.6226 | 0 | 0 | 0 | 0 | 0 | 1820.5533 | 507 | 1306.9307 | 513.6226 | 0 | 0 | 0 | 0 | 0 | 1820.5533 | 507 | 0 | 1027.2452 | 0 | 0 | 0 | 0 | 0 | 0 | 0 | 1027.2452 | 507 | 1274.1961 | 1027.2452 | 0 | 17 | 0 | 0 | 0 | 0 | 0 | 2318.4413 | 507 | 1274.1961 | 1027.2452 | 0 | 0 | 0 | 0 | 0 | 0 | 0 | 2301.4413
510 | 37.7269 | 34.8099 | 37.6529 | 6.4125 | 6.4125 | 6.4125 | 0.01 | 0.01 | 0.01 | 510 | 1738.292 | 1738.292 | 1738.292 | 2039.1503 | 2039.1503 | 2039.1503 | 2306.5798 | 2306.5798 | 2306.5798 | 508 | 1279.2079 | 0 | 0 | 0 | 0 | 0 | 0 | 1279.2079 |  | 508 | 1279.2079 | 0 | 0 | 0 | 0 | 0 | 0 | 1279.2079 | 508 | 1279.2079 | 0 | 0 | 0 | 0 | 0 | 0 | 1279.2079 | 508 | 1346.5347 | 509.5863 | 0 | 0 | 0 | 0 | 0 | 1856.1209 | 508 | 1346.5347 | 509.5863 | 0 | 0 | 0 | 0 | 0 | 1856.1209 | 508 | 1346.5347 | 509.5863 | 0 | 0 | 0 | 0 | 0 | 1856.1209 | 508 | 1344.7013 | 1019.1726 | 0 | 0 | 0 | 0 | 0 | 0 | 0 | 2363.8738 | 508 | 0 | 1019.1726 | 0 | 17 | 0 | 0 | 0 | 0 | 0 | 1036.1726 | 508 | 0 | 1019.1726 | 0 | 0 | 0 | 0 | 0 | 0 | 0 | 1019.1726
511 | 38.3972 | 34.8099 | 37.6529 | 7.3621 | 7.3621 | 7.3621 | 0.01 | 0.01 | 0.01 | 511 | 1861.5538 | 1861.5538 | 1861.5538 | 2183.7458 | 2183.7458 | 2183.7458 | 2470.1387 | 2470.1387 | 2470.1387 | 509 | 1194.5545 | 0 | 0 | 0 | 0 | 0 | 0 | 1194.5545 |  | 509 | 1194.5545 | 0 | 0 | 0 | 0 | 0 | 0 | 1194.5545 | 509 | 1194.5545 | 0 | 0 | 0 | 0 | 0 | 0 | 1194.5545 | 509 | 1257.4257 | 517.6589 | 0 | 0 | 0 | 0 | 0 | 1775.0847 | 509 | 1257.4257 | 517.6589 | 0 | 0 | 0 | 0 | 0 | 1775.0847 | 509 | 1257.4257 | 517.6589 | 0 | 0 | 0 | 0 | 0 | 1775.0847 | 509 | 0 | 1035.3179 | 0 | 0 | 0 | 0 | 0 | 0 | 0 | 1035.3179 | 509 | 0 | 1035.3179 | 0 | 17 | 0 | 0 | 0 | 0 | 0 | 1052.3179 | 509 | 0 | 1035.3179 | 0 | 0 | 0 | 0 | 0 | 0 | 0 | 1035.3179
512 | 38.3972 | 29.1395 | 29.1395 | 6.7866 | 6.7866 | 6.7866 | 0.01 | 0.01 | 0.01 | 512 | 1871.548 | 1871.548 | 1871.548 | 2195.4698 | 2195.4698 | 2195.4698 | 2483.4002 | 2483.4002 | 2483.4002 | 510 | 1175.7426 | 0 | 0 | 0 | 0 | 0 | 0 | 1175.7426 |  | 510 | 1175.7426 | 0 | 0 | 0 | 0 | 0 | 0 | 1175.7426 | 510 | 1175.7426 | 0 | 0 | 0 | 0 | 0 | 0 | 1175.7426 | 510 | 1237.6238 | 542.886 | 0 | 0 | 0 | 0 | 0 | 1780.5097 | 510 | 1237.6238 | 542.886 | 0 | 0 | 0 | 0 | 0 | 1780.5097 | 510 | 1237.6238 | 542.886 | 0 | 0 | 0 | 0 | 0 | 1780.5097 | 510 | 1258.2508 | 1085.7719 | 0 | 0 | 0 | 0 | 0 | 0 | 0 | 2344.0228 | 510 | 1258.2508 | 1085.7719 | 0 | 17 | 0 | 0 | 0 | 0 | 0 | 2361.0228 | 510 | 1258.2508 | 1085.7719 | 0 | 0 | 0 | 0 | 0 | 0 | 0 | 2344.0228
513 | 38.3972 | 29.1395 | 29.1395 | 7.1721 | 7.1721 | 7.1721 | 0.01 | 0.01 | 0.01 | 513 | 1870.4375 | 1870.4375 | 1870.4375 | 2194.1671 | 2194.1671 | 2194.1671 | 2481.9267 | 2481.9267 | 2481.9267 | 511 | 1194.5545 | 0 | 0 | 0 | 0 | 0 | 0 | 1194.5545 |  | 511 | 1194.5545 | 0 | 0 | 0 | 0 | 0 | 0 | 1194.5545 | 511 | 1194.5545 | 0 | 0 | 0 | 0 | 0 | 0 | 1194.5545 | 511 | 1257.4257 | 595.3582 | 0 | 0 | 0 | 0 | 0 | 1852.784 | 511 | 1257.4257 | 595.3582 | 0 | 0 | 0 | 0 | 0 | 1852.784 | 511 | 1257.4257 | 595.3582 | 0 | 0 | 0 | 0 | 0 | 1852.784 | 511 | 1278.3828 | 1190.7164 | 0 | 0 | 0 | 0 | 0 | 0 | 0 | 2469.0993 | 511 | 1278.3828 | 1190.7164 | 0 | 17 | 0 | 0 | 0 | 0 | 0 | 2486.0993 | 511 | 1278.3828 | 1190.7164 | 0 | 0 | 0 | 0 | 0 | 0 | 0 | 2469.0993
514 | 18.6145 | 18.6145 | 18.6145 | 5.5977 | 5.5977 | 5.5977 | 0.01 | 0.01 | 0.01 | 514 | 1870.4375 | 1870.4375 | 1870.4375 | 2194.1671 | 2194.1671 | 2194.1671 | 2481.9267 | 2481.9267 | 2481.9267 | 512 | 1147.5248 | 0 | 5.0859 | 0 | 0 | 0 | 0 | 1152.6107 |  | 512 | 1147.5248 | 0 | 5.0859 | 0 | 0 | 0 | 0 | 1152.6107 | 512 | 1147.5248 | 0 | 5.0859 | 0 | 0 | 0 | 0 | 1152.6107 | 512 | 1207.9208 | 639.7578 | 5.4983 | 0 | 0 | 0 | 0 | 1853.1769 | 512 | 1207.9208 | 639.7578 | 5.4983 | 0 | 0 | 0 | 0 | 1853.1769 | 512 | 1207.9208 | 639.7578 | 5.4983 | 0 | 0 | 0 | 0 | 1853.1769 | 512 | 1228.0528 | 1279.5156 | 6.8729 | 0 | 0 | 0 | 0 | 0 | 0 | 2514.4413 | 512 | 1228.0528 | 1279.5156 | 6.8729 | 17 | 0 | 0 | 0 | 0 | 0 | 2531.4413 | 512 | 1228.0528 | 1279.5156 | 6.8729 | 0 | 0 | 0 | 0 | 0 | 0 | 2514.4413
515 | 18.6145 | 18.6145 | 18.6145 | 5.1105 | 5.1105 | 5.1105 | 0.01 | 0.01 | 0.01 | 515 | 1837.1236 | 1837.1236 | 1837.1236 | 2155.0872 | 2155.0872 | 2155.0872 | 2437.7216 | 2437.7216 | 2437.7216 | 513 | 1128.7129 | 0 | 15.2577 | 0 | 0 | 0 | 0 | 1143.9706 |  | 513 | 1128.7129 | 0 | 15.2577 | 0 | 0 | 0 | 0 | 1143.9706 | 513 | 1128.7129 | 0 | 15.2577 | 0 | 0 | 0 | 0 | 1143.9706 | 513 | 1188.1188 | 650.8577 | 16.4948 | 0 | 0 | 0 | 0 | 1855.4714 | 513 | 1188.1188 | 650.8577 | 16.4948 | 0 | 0 | 0 | 0 | 1855.4714 | 513 | 1188.1188 | 650.8577 | 16.4948 | 0 | 0 | 0 | 0 | 1855.4714 | 513 | 1207.9208 | 1301.7154 | 20.6186 | 0 | 0 | 0 | 0 | 0 | 0 | 2530.2548 | 513 | 1207.9208 | 1301.7154 | 20.6186 | 17 | 0 | 0 | 0 | 0 | 0 | 2547.2548 | 513 | 1207.9208 | 1301.7154 | 20.6186 | 0 | 0 | 0 | 0 | 0 | 0 | 2530.2548
516 | 18.6145 | 18.6145 | 18.6145 | 3.3937 | 3.3937 | 3.3937 | 0.01 | 0.01 | 0.01 | 516 | 1834.9026 | 1834.9026 | 1834.9026 | 2152.4819 | 2152.4819 | 2152.4819 | 2434.7746 | 2434.7746 | 2434.7746 | 514 | 1288.6139 | 0 | 30.5155 | 0 | 0 | 0 | 0 | 1319.1293 |  | 514 | 1288.6139 | 0 | 30.5155 | 0 | 0 | 0 | 0 | 1319.1293 | 514 | 1288.6139 | 0 | 30.5155 | 0 | 0 | 0 | 0 | 1319.1293 | 514 | 1356.4356 | 680.1211 | 32.9897 | 0 | 0 | 0 | 0 | 2069.5464 | 514 | 1356.4356 | 680.1211 | 32.9897 | 0 | 0 | 0 | 0 | 2069.5464 | 514 | 1356.4356 | 680.1211 | 32.9897 | 0 | 0 | 0 | 0 | 2069.5464 | 514 | 1379.0429 | 1360.2422 | 41.2371 | 0 | 0 | 0 | 0 | 0 | 0 | 2780.5222 | 514 | 1379.0429 | 1360.2422 | 41.2371 | 17 | 0 | 0 | 0 | 0 | 0 | 2797.5222 | 514 | 1379.0429 | 1360.2422 | 41.2371 | 0 | 0 | 0 | 0 | 0 | 0 | 2780.5222
517 | 18.6145 | 18.6145 | 18.6145 | 0.01 | 0.01 | 0.01 | 0.01 | 0.01 | 0.01 | 517 | 1813.8038 | 1813.8038 | 1813.8038 | 2127.7313 | 2127.7313 | 2127.7313 | 2406.7781 | 2406.7781 | 2406.7781 | 515 | 1467.3267 | 0 | 35.6014 | 0 | 0 | 0 | 0 | 1502.9281 |  | 515 | 1467.3267 | 0 | 35.6014 | 0 | 0 | 0 | 0 | 1502.9281 | 515 | 1467.3267 | 0 | 35.6014 | 0 | 0 | 0 | 0 | 1502.9281 | 515 | 1544.5545 | 728.557 | 38.488 | 0 | 0 | 0 | 0 | 2311.5994 | 515 | 1544.5545 | 728.557 | 38.488 | 0 | 0 | 0 | 0 | 2311.5994 | 515 | 1544.5545 | 728.557 | 38.488 | 0 | 0 | 0 | 0 | 2311.5994 | 515 | 1570.297 | 1457.114 | 48.11 | 0 | 0 | 0 | 0 | 0 | 0 | 3075.521 | 515 | 1514.1544 | 1457.114 | 48.11 | 17 | 0 | 0 | 0 | 0 | 0 | 3036.3784 | 515 | 1570.297 | 1457.114 | 48.11 | 0 | 0 | 0 | 0 | 0 | 0 | 3075.521
518 | 16.7944 | 16.7944 | 16.7944 | 0.01 | 0.01 | 0.01 | 0.01 | 0.01 | 0.01 | 518 | 1799.3677 | 1799.3677 | 1799.3677 | 2110.7967 | 2110.7967 | 2110.7967 | 2387.6225 | 2387.6225 | 2387.6225 | 516 | 1599.0099 | 0 | 30.5155 | 0 | 0 | 0 | 0 | 1629.5254 |  | 516 | 1599.0099 | 0 | 30.5155 | 0 | 0 | 0 | 0 | 1629.5254 | 516 | 1599.0099 | 0 | 30.5155 | 0 | 0 | 0 | 0 | 1629.5254 | 516 | 1683.1683 | 776.9929 | 32.9897 | 0 | 0 | 0 | 0 | 2493.1509 | 516 | 1683.1683 | 776.9929 | 32.9897 | 0 | 0 | 0 | 0 | 2493.1509 | 516 | 1683.1683 | 776.9929 | 32.9897 | 0 | 0 | 0 | 0 | 2493.1509 | 516 | 1344.9278 | 1553.9859 | 41.2371 | 0 | 0 | 0 | 0 | 0 | 0 | 2940.1508 | 516 | 1344.9278 | 1553.9859 | 41.2371 | 17 | 0 | 0 | 0 | 0 | 0 | 2957.1508 | 516 | 1678.2612 | 1553.9859 | 41.2371 | 0 | 0 | 0 | 0 | 0 | 0 | 3273.4842
519 | 14.9898 | 14.9898 | 14.9898 | 0.01 | 0.01 | 0.01 | 0.01 | 0.01 | 0.01 | 519 | 1813.8038 | 1813.8038 | 1813.8038 | 2127.7313 | 2127.7313 | 2127.7313 | 2406.7781 | 2406.7781 | 2406.7781 | 517 | 1852.9703 | 0 | 20.3436 | 0 | 0 | 0 | 0 | 1873.3139 |  | 517 | 1852.9703 | 0 | 20.3436 | 0 | 0 | 0 | 0 | 1873.3139 | 517 | 1852.9703 | 0 | 20.3436 | 0 | 0 | 0 | 0 | 1873.3139 | 517 | 1811.4688 | 827.447 | 21.9931 | 0 | 0 | 0 | 0 | 2660.9089 | 517 | 1950.495 | 827.447 | 21.9931 | 0 | 0 | 0 | 0 | 2799.9352 | 517 | 1950.495 | 827.447 | 21.9931 | 0 | 0 | 0 | 0 | 2799.9352 | 517 | 1386.6861 | 1654.894 | 27.4914 | 0 | 0 | 0 | 0 | 0 | 0 | 3069.0715 | 517 | 1128.5527 | 1654.894 | 27.4914 | 17 | 0 | 0 | 0 | 0 | 0 | 2827.9382 | 517 | 1128.5527 | 1654.894 | 27.4914 | 0 | 0 | 0 | 0 | 0 | 0 | 2810.9382
520 | 13.6917 | 13.6917 | 13.6917 | 0.01 | 0.01 | 0.01 | 0.01 | 0.01 | 0.01 | 520 | 1829.3503 | 1829.3503 | 1829.3503 | 2145.9686 | 2145.9686 | 2145.9686 | 2427.4071 | 2427.4071 | 2427.4071 | 518 | 1947.0297 | 0 | 10.1718 | 0 | 0 | 0 | 0 | 1957.2015 |  | 518 | 1947.0297 | 0 | 10.1718 | 0 | 0 | 0 | 0 | 1957.2015 | 518 | 1947.0297 | 0 | 10.1718 | 0 | 0 | 0 | 0 | 1957.2015 | 518 | 2049.505 | 873.8648 | 10.9966 | 0 | 0 | 0 | 0 | 2934.3663 | 518 | 2049.505 | 873.8648 | 10.9966 | 0 | 0 | 0 | 0 | 2934.3663 | 518 | 2049.505 | 873.8648 | 10.9966 | 0 | 0 | 0 | 0 | 2934.3663 | 518 | 0 | 1747.7296 | 13.7457 | 0 | 0 | 0 | 0 | 0 | 0 | 1761.4753 | 518 | 1169.7346 | 1747.7296 | 13.7457 | 17 | 0 | 0 | 0 | 0 | 0 | 2948.2099 | 518 | 1669.7346 | 1747.7296 | 13.7457 | 0 | 0 | 0 | 0 | 0 | 0 | 3431.2099
521 | 13.0305 | 13.0305 | 13.0305 | 0.01 | 0.01 | 0.01 | 0.01 | 0.01 | 0.01 | 521 | 1799.3677 | 1799.3677 | 1799.3677 | 2110.7967 | 2110.7967 | 2110.7967 | 2387.6225 | 2387.6225 | 2387.6225 | 519 | 1975.2475 | 0 | 0 | 0 | 0 | 0 | 0 | 1975.2475 |  | 519 | 1975.2475 | 0 | 0 | 0 | 0 | 0 | 0 | 1975.2475 | 519 | 1975.2475 | 0 | 0 | 0 | 0 | 0 | 0 | 1975.2475 | 519 | 2079.2079 | 908.1736 | 0 | 0 | 0 | 0 | 0 | 2987.3815 | 519 | 2079.2079 | 908.1736 | 0 | 0 | 0 | 0 | 0 | 2987.3815 | 519 | 2079.2079 | 908.1736 | 0 | 0 | 0 | 0 | 0 | 2987.3815 | 519 | 0 | 1816.3471 | 0 | 0 | 0 | 0 | 0 | 0 | 0 | 1816.3471 | 519 | 1947.7655 | 1816.3471 | 0 | 17 | 0 | 0 | 0 | 0 | 0 | 3781.1127 | 519 | 1420.6492 | 1816.3471 | 0 | 0 | 0 | 0 | 0 | 0 | 0 | 3236.9963
522 | 13.0305 | 13.0305 | 13.0305 | 0.01 | 0.01 | 0.01 | 0.01 | 0.01 | 0.01 | 522 | 1746.0653 | 1746.0653 | 1746.0653 | 2048.2689 | 2048.2689 | 2048.2689 | 2316.8944 | 2316.8944 | 2316.8944 | 520 | 2144.5545 | 0 | 0 | 0 | 0 | 0 | 0 | 2144.5545 |  | 520 | 2144.5545 | 0 | 0 | 0 | 0 | 0 | 0 | 2144.5545 | 520 | 2144.5545 | 0 | 0 | 0 | 0 | 0 | 0 | 2144.5545 | 520 | 2257.4257 | 919.2735 | 0 | 0 | 0 | 0 | 0 | 3176.6992 | 520 | 1192.2416 | 919.2735 | 0 | 0 | 0 | 0 | 0 | 2111.5151 | 520 | 2257.4257 | 919.2735 | 0 | 0 | 0 | 0 | 0 | 3176.6992 | 520 | 0 | 1838.5469 | 0 | 0 | 0 | 0 | 0 | 0 | 0 | 1838.5469 | 520 | 0 | 1838.5469 | 0 | 17 | 0 | 0 | 0 | 0 | 0 | 1855.5469 | 520 | 0 | 1838.5469 | 0 | 0 | 0 | 0 | 0 | 0 | 0 | 1838.5469
523 | 12.9084 | 13.0305 | 13.0305 | 0.01 | 0.01 | 0.01 | 0.01 | 0.01 | 0.01 | 523 | 1698.3153 | 1698.3153 | 1698.3153 | 1992.2544 | 1992.2544 | 1992.2544 | 2253.5337 | 2253.5337 | 2253.5337 | 521 | 2191.5842 | 0 | 0 | 0 | 0 | 0 | 0 | 2191.5842 |  | 521 | 2191.5842 | 0 | 0 | 0 | 0 | 0 | 0 | 2191.5842 | 521 | 2191.5842 | 0 | 0 | 0 | 0 | 0 | 0 | 2191.5842 | 521 | 2306.9307 | 904.1372 | 0 | 0 | 0 | 0 | 0 | 3211.0679 | 521 | 2306.9307 | 904.1372 | 0 | 0 | 0 | 0 | 0 | 3211.0679 | 521 | 2306.9307 | 904.1372 | 0 | 0 | 0 | 0 | 0 | 3211.0679 | 521 | 0 | 1808.2745 | 0 | 0 | 0 | 0 | 0 | 0 | 0 | 1808.2745 | 521 | 0 | 1808.2745 | 0 | 17 | 0 | 0 | 0 | 0 | 0 | 1825.2745 | 521 | 0 | 1808.2745 | 0 | 0 | 0 | 0 | 0 | 0 | 0 | 1808.2745
524 | 12.3675 | 13.0305 | 13.0305 | 0.01 | 0.01 | 0.01 | 0.01 | 0.01 | 0.01 | 524 | 1635.0187 | 1635.0187 | 1635.0187 | 1918.0027 | 1918.0027 | 1918.0027 | 2169.544 | 2169.544 | 2169.544 | 522 | 2229.2079 | 0 | 0 | 0 | 0 | 0 | 0 | 2229.2079 |  | 522 | 2229.2079 | 0 | 0 | 0 | 0 | 0 | 0 | 2229.2079 | 522 | 2229.2079 | 0 | 0 | 0 | 0 | 0 | 0 | 2229.2079 | 522 | 2346.5347 | 874.8739 | 0 | 0 | 0 | 0 | 0 | 3221.4085 | 522 | 2346.5347 | 874.8739 | 0 | 0 | 0 | 0 | 0 | 3221.4085 | 522 | 1655.9595 | 874.8739 | 0 | 0 | 0 | 0 | 0 | 2530.8334 | 522 | 0 | 1749.7477 | 0 | 0 | 0 | 0 | 0 | 0 | 0 | 1749.7477 | 522 | 0 | 1749.7477 | 0 | 17 | 0 | 0 | 0 | 0 | 0 | 1766.7477 | 522 | 0 | 1749.7477 | 0 | 0 | 0 | 0 | 0 | 0 | 0 | 1749.7477
525 | 12.3675 | 13.0305 | 13.0305 | 0.01 | 0.01 | 0.01 | 0.01 | 0.01 | 0.01 | 525 | 1539.5186 | 1539.5186 | 1539.5186 | 1805.9737 | 1805.9737 | 1805.9737 | 2042.8227 | 2042.8227 | 2042.8227 | 523 | 2248.0198 | 0 | 0 | 0 | 0 | 0 | 0 | 2248.0198 |  | 523 | 2248.0198 | 0 | 0 | 0 | 0 | 0 | 0 | 2248.0198 | 523 | 2248.0198 | 0 | 0 | 0 | 0 | 0 | 0 | 2248.0198 | 523 | 2366.3366 | 828.4561 | 0 | 0 | 0 | 0 | 0 | 3194.7927 | 523 | 1646.3628 | 828.4561 | 0 | 0 | 0 | 0 | 0 | 2474.8189 | 523 | 1646.3628 | 828.4561 | 0 | 0 | 0 | 0 | 0 | 2474.8189 | 523 | 0 | 1656.9122 | 0 | 0 | 0 | 0 | 0 | 0 | 0 | 1656.9122 | 523 | 2405.7756 | 1656.9122 | 0 | 17 | 0 | 0 | 0 | 0 | 0 | 4079.6878 | 523 | 0 | 1656.9122 | 0 | 0 | 0 | 0 | 0 | 0 | 0 | 1656.9122
526 | 12.3675 | 13.0305 | 13.0305 | 0.01 | 0.01 | 0.01 | 0.01 | 0.01 | 0.01 | 526 | 1457.3441 | 1457.3441 | 1457.3441 | 1709.5767 | 1709.5767 | 1709.5767 | 1933.7835 | 1933.7835 | 1933.7835 | 524 | 2200.9901 | 0 | 0 | 0 | 0 | 0 | 0 | 2200.9901 |  | 524 | 2200.9901 | 0 | 0 | 0 | 0 | 0 | 0 | 2200.9901 | 524 | 2200.9901 | 0 | 0 | 0 | 0 | 0 | 0 | 2200.9901 | 524 | 1619.5379 | 781.0293 | 0 | 0 | 0 | 0 | 0 | 2400.5672 | 524 | 2119.5379 | 781.0293 | 0 | 0 | 0 | 0 | 0 | 2900.5672 | 524 | 2119.5379 | 781.0293 | 0 | 0 | 0 | 0 | 0 | 2900.5672 | 524 | 300.8791 | 1562.0585 | 0 | 0 | 0 | 0 | 0 | 0 | 0 | 1862.9377 | 524 | 2355.4455 | 1562.0585 | 0 | 17 | 0 | 0 | 0 | 0 | 0 | 3934.5041 | 524 | 2355.4455 | 1562.0585 | 0 | 0 | 0 | 0 | 0 | 0 | 0 | 3917.5041
527 | 12.3675 | 13.0305 | 13.0305 | 0.01 | 0.01 | 0.01 | 0.01 | 0.01 | 0.01 | 527 | 1398.4893 | 1398.4893 | 1398.4893 | 1640.5356 | 1640.5356 | 1640.5356 | 1855.6878 | 1855.6878 | 1855.6878 | 525 | 2106.9307 | 0 | 0 | 0 | 0 | 0 | 0 | 2106.9307 |  | 525 | 2106.9307 | 0 | 0 | 0 | 0 | 0 | 0 | 2106.9307 | 525 | 2106.9307 | 0 | 0 | 0 | 0 | 0 | 0 | 2106.9307 | 525 | 1539.7995 | 748.7386 | 0 | 0 | 0 | 0 | 0 | 2288.5382 | 525 | 1539.7995 | 748.7386 | 0 | 0 | 0 | 0 | 0 | 2288.5382 | 525 | 1539.7995 | 748.7386 | 0 | 0 | 0 | 0 | 0 | 2288.5382 | 525 | 772.1969 | 1497.4773 | 0 | 0 | 0 | 0 | 0 | 0 | 0 | 2269.6742 | 525 | 732.1969 | 1497.4773 | 0 | 17 | 0 | 0 | 0 | 0 | 0 | 2246.6742 | 525 | 1527.9099 | 1497.4773 | 0 | 0 | 0 | 0 | 0 | 0 | 0 | 3025.3872
528 | 12.3675 | 13.0305 | 13.0305 | 0.01 | 0.01 | 0.01 | 0.01 | 0.01 | 0.01 | 528 | 1362.9544 | 1362.9544 | 1362.9544 | 1598.8504 | 1598.8504 | 1598.8504 | 1808.5357 | 1808.5357 | 1808.5357 | 526 | 1768.3168 | 0 | 0 | 0 | 0 | 0 | 0 | 1768.3168 |  | 526 | 1768.3168 | 0 | 0 | 0 | 0 | 0 | 0 | 1768.3168 | 526 | 1768.3168 | 0 | 0 | 0 | 0 | 0 | 0 | 1768.3168 | 526 | 1475.6931 | 716.448 | 0 | 0 | 0 | 0 | 0 | 2192.1412 | 526 | 1475.6931 | 716.448 | 0 | 0 | 0 | 0 | 0 | 2192.1412 | 526 | 1861.3861 | 716.448 | 0 | 0 | 0 | 0 | 0 | 2577.8342 | 526 | 457.8566 | 1432.8961 | 0 | 0 | 0 | 0 | 0 | 0 | 0 | 1890.7526 | 526 | 1357.8566 | 1432.8961 | 0 | 17 | 0 | 0 | 0 | 0 | 0 | 2807.7526 | 526 | 983.4519 | 1432.8961 | 0 | 0 | 0 | 0 | 0 | 0 | 0 | 2416.3479
529 | 12.3675 | 13.0305 | 13.0305 | 0.01 | 0.01 | 0.01 | 0.01 | 0.01 | 0.01 | 529 | 1341.8556 | 1341.8556 | 1341.8556 | 1574.0998 | 1574.0998 | 1574.0998 | 1780.5391 | 1780.5391 | 1780.5391 | 527 | 1467.3267 | 0 | 0 | 0 | 0 | 0 | 0 | 1467.3267 |  | 527 | 1467.3267 | 0 | 0 | 0 | 0 | 0 | 0 | 1467.3267 | 527 | 1467.3267 | 0 | 0 | 0 | 0 | 0 | 0 | 1467.3267 | 527 | 1423.8064 | 699.2936 | 0 | 0 | 0 | 0 | 0 | 2123.1 | 527 | 1423.8064 | 699.2936 | 0 | 0 | 0 | 0 | 0 | 2123.1 | 527 | 1423.8064 | 699.2936 | 0 | 0 | 0 | 0 | 0 | 2123.1 | 527 | 409.4704 | 1398.5873 | 0 | 0 | 0 | 0 | 0 | 0 | 0 | 1808.0577 | 527 | 1570.297 | 1398.5873 | 0 | 17 | 0 | 0 | 0 | 0 | 0 | 2985.8843 | 527 | 1570.297 | 1398.5873 | 0 | 0 | 0 | 0 | 0 | 0 | 0 | 2968.8843
530 | 12.3675 | 13.0305 | 13.0305 | 0.01 | 0.01 | 0.01 | 0.01 | 0.01 | 0.01 | 530 | 1330.7509 | 1330.7509 | 1330.7509 | 1561.0732 | 1561.0732 | 1561.0732 | 1765.8041 | 1765.8041 | 1765.8041 | 528 | 1514.3564 | 0 | 0 | 0 | 0 | 0 | 0 | 1514.3564 |  | 528 | 1514.3564 | 0 | 0 | 0 | 0 | 0 | 0 | 1514.3564 | 528 | 1514.3564 | 0 | 0 | 0 | 0 | 0 | 0 | 1514.3564 | 528 | 1359.9214 | 721.4934 | 0 | 0 | 0 | 0 | 0 | 2081.4148 | 528 | 1594.0594 | 721.4934 | 0 | 0 | 0 | 0 | 0 | 2315.5528 | 528 | 1594.0594 | 721.4934 | 0 | 0 | 0 | 0 | 0 | 2315.5528 | 528 | 1620.6271 | 1442.9869 | 0 | 0 | 0 | 0 | 0 | 0 | 0 | 3063.6139 | 528 | 624.6692 | 1442.9869 | 0 | 17 | 0 | 0 | 0 | 0 | 0 | 2084.6561 | 528 | 848.1133 | 1442.9869 | 0 | 0 | 0 | 0 | 0 | 0 | 0 | 2291.1001
531 | 12.3675 | 13.0305 | 13.0305 | 0.01 | 0.01 | 0.01 | 0.01 | 0.01 | 0.01 | 531 | 1329.6404 | 1329.6404 | 1329.6404 | 1559.7705 | 1559.7705 | 1559.7705 | 1764.3306 | 1764.3306 | 1764.3306 | 529 | 1636.6337 | 0 | 0 | 0 | 0 | 0 | 0 | 1636.6337 |  | 529 | 1636.6337 | 0 | 0 | 0 | 0 | 0 | 0 | 1636.6337 | 529 | 1636.6337 | 0 | 0 | 0 | 0 | 0 | 0 | 1636.6337 | 529 | 1296.8257 | 759.8385 | 0 | 0 | 0 | 0 | 0 | 2056.6643 | 529 | 1296.8257 | 759.8385 | 0 | 0 | 0 | 0 | 0 | 2056.6643 | 529 | 1722.7723 | 759.8385 | 0 | 0 | 0 | 0 | 0 | 2482.6108 | 529 | 1751.4851 | 1519.6771 | 0 | 0 | 0 | 0 | 0 | 0 | 0 | 3271.1622 | 529 | 743.4265 | 1519.6771 | 0 | 17 | 0 | 0 | 0 | 0 | 0 | 2280.1036 | 529 | 743.4265 | 1519.6771 | 0 | 0 | 0 | 0 | 0 | 0 | 0 | 2263.1036
532 | 12.3675 | 13.0305 | 13.0305 | 0.01 | 0.01 | 0.01 | 0.01 | 0.01 | 0.01 | 532 | 1344.0765 | 1344.0765 | 1344.0765 | 1576.7051 | 1576.7051 | 1576.7051 | 1783.4861 | 1783.4861 | 1783.4861 | 530 | 1683.6634 | 0 | 0 | 0 | 0 | 0 | 0 | 1683.6634 |  | 530 | 1683.6634 | 0 | 0 | 0 | 0 | 0 | 0 | 1683.6634 | 530 | 1683.6634 | 0 | 0 | 0 | 0 | 0 | 0 | 1683.6634 | 530 | 1249.4903 | 794.1473 | 0 | 0 | 0 | 0 | 0 | 2043.6376 | 530 | 1249.4903 | 794.1473 | 0 | 0 | 0 | 0 | 0 | 2043.6376 | 530 | 1772.2772 | 794.1473 | 0 | 0 | 0 | 0 | 0 | 2566.4246 | 530 | 1801.8152 | 1588.2947 | 0 | 0 | 0 | 0 | 0 | 0 | 0 | 3390.1098 | 530 | 184.5906 | 1588.2947 | 0 | 17 | 0 | 0 | 0 | 0 | 0 | 1789.8853 | 530 | 660.0739 | 1588.2947 | 0 | 0 | 0 | 0 | 0 | 0 | 0 | 2248.3685
533 | 12.3675 | 13.0305 | 13.0305 | 0.01 | 0.01 | 0.01 | 0.01 | 0.01 | 0.01 | 533 | 1399.5998 | 1399.5998 | 1399.5998 | 1641.8382 | 1641.8382 | 1641.8382 | 1857.1613 | 1857.1613 | 1857.1613 | 531 | 1843.5644 | 0 | 0 | 0 | 0 | 0 | 0 | 1843.5644 |  | 531 | 1843.5644 | 0 | 0 | 0 | 0 | 0 | 0 | 1843.5644 | 531 | 1843.5644 | 0 | 0 | 0 | 0 | 0 | 0 | 1843.5644 | 531 | 1199.7517 | 842.5832 | 0 | 0 | 0 | 0 | 0 | 2042.335 | 531 | 1199.7517 | 842.5832 | 0 | 0 | 0 | 0 | 0 | 2042.335 | 531 | 1199.7517 | 842.5832 | 0 | 0 | 0 | 0 | 0 | 2042.335 | 531 | 79.7167 | 1685.1665 | 0 | 0 | 0 | 0 | 0 | 0 | 0 | 1764.8832 | 531 | 1061.7285 | 1685.1665 | 0 | 17 | 0 | 0 | 0 | 0 | 0 | 2763.895 | 531 | 1061.7285 | 1685.1665 | 0 | 0 | 0 | 0 | 0 | 0 | 0 | 2746.895
534 | 12.3675 | 13.0305 | 13.0305 | 0.01 | 0.01 | 0.01 | 0.01 | 0.01 | 0.01 | 534 | 1466.2278 | 1466.2278 | 1466.2278 | 1719.998 | 1719.998 | 1719.998 | 1945.5715 | 1945.5715 | 1945.5715 | 532 | 1890.5941 | 0 | 0 | 0 | 0 | 0 | 0 | 1890.5941 |  | 532 | 1890.5941 | 0 | 0 | 0 | 0 | 0 | 0 | 1890.5941 | 532 | 1890.5941 | 0 | 0 | 0 | 0 | 0 | 0 | 1890.5941 | 532 | 1185.4048 | 873.8648 | 0 | 0 | 0 | 0 | 0 | 2059.2696 | 532 | 1185.4048 | 873.8648 | 0 | 0 | 0 | 0 | 0 | 2059.2696 | 532 | 1472.9606 | 873.8648 | 0 | 0 | 0 | 0 | 0 | 2346.8253 | 532 | 2023.2673 | 1747.7296 | 0 | 0 | 0 | 0 | 0 | 0 | 0 | 3770.9969 | 532 | 2023.2673 | 1747.7296 | 0 | 17 | 0 | 0 | 0 | 0 | 0 | 3787.9969 | 532 | 2023.2673 | 1747.7296 | 0 | 0 | 0 | 0 | 0 | 0 | 0 | 3770.9969
535 | 12.3675 | 13.0305 | 13.0305 | 0.01 | 0.01 | 0.01 | 0.01 | 0.01 | 0.01 | 535 | 1525.0825 | 1525.0825 | 1525.0825 | 1789.0391 | 1789.0391 | 1789.0391 | 2023.6672 | 2023.6672 | 2023.6672 | 533 | 1965.8416 | 0 | 0 | 0 | 0 | 0 | 0 | 1965.8416 |  | 533 | 1965.8416 | 0 | 0 | 0 | 0 | 0 | 0 | 1965.8416 | 533 | 1965.8416 | 0 | 0 | 0 | 0 | 0 | 0 | 1965.8416 | 533 | 1244.4834 | 879.9193 | 0 | 0 | 0 | 0 | 0 | 2124.4027 | 533 | 1244.4834 | 879.9193 | 0 | 0 | 0 | 0 | 0 | 2124.4027 | 533 | 1244.4834 | 879.9193 | 0 | 0 | 0 | 0 | 0 | 2124.4027 | 533 | 2103.7954 | 1759.8385 | 0 | 0 | 0 | 0 | 0 | 0 | 0 | 3863.6339 | 533 | 579.8872 | 1759.8385 | 0 | 17 | 0 | 0 | 0 | 0 | 0 | 2356.7258 | 533 | 579.8872 | 1759.8385 | 0 | 0 | 0 | 0 | 0 | 0 | 0 | 2339.7258
536 | 12.3675 | 13.0305 | 13.0305 | 0.01 | 0.01 | 0.01 | 0.01 | 0.01 | 0.01 | 536 | 1582.8268 | 1582.8268 | 1582.8268 | 1856.7775 | 1856.7775 | 1856.7775 | 2100.2893 | 2100.2893 | 2100.2893 | 534 | 1843.5644 | 0 | 0 | 0 | 0 | 0 | 0 | 1843.5644 |  | 534 | 1843.5644 | 0 | 0 | 0 | 0 | 0 | 0 | 1843.5644 | 534 | 1843.5644 | 0 | 0 | 0 | 0 | 0 | 0 | 1843.5644 | 534 | 1306.4979 | 896.0646 | 0 | 0 | 0 | 0 | 0 | 2202.5625 | 534 | 1306.4979 | 896.0646 | 0 | 0 | 0 | 0 | 0 | 2202.5625 | 534 | 1940.5941 | 896.0646 | 0 | 0 | 0 | 0 | 0 | 2836.6586 | 534 | 1972.9373 | 1792.1292 | 0 | 0 | 0 | 0 | 0 | 0 | 0 | 3765.0665 | 534 | 636.0068 | 1792.1292 | 0 | 17 | 0 | 0 | 0 | 0 | 0 | 2445.136 | 534 | 636.0068 | 1792.1292 | 0 | 0 | 0 | 0 | 0 | 0 | 0 | 2428.136
537 | 12.3675 | 13.0305 | 13.0305 | 0.01 | 0.01 | 0.01 | 0.01 | 0.01 | 0.01 | 537 | 1626.1349 | 1626.1349 | 1626.1349 | 1907.5814 | 1907.5814 | 1907.5814 | 2157.756 | 2157.756 | 2157.756 | 535 | 1796.5347 | 0 | 0 | 0 | 0 | 0 | 0 | 1796.5347 |  | 535 | 1796.5347 | 0 | 0 | 0 | 0 | 0 | 0 | 1796.5347 | 535 | 1796.5347 | 0 | 0 | 0 | 0 | 0 | 0 | 1796.5347 | 535 | 1380.5844 | 891.0192 | 0 | 0 | 0 | 0 | 0 | 2271.6036 | 535 | 1880.5844 | 891.0192 | 0 | 0 | 0 | 0 | 0 | 2771.6036 | 535 | 1380.5844 | 891.0192 | 0 | 0 | 0 | 0 | 0 | 2271.6036 | 535 | 724.1933 | 1782.0383 | 0 | 0 | 0 | 0 | 0 | 0 | 0 | 2506.2316 | 535 | 724.1933 | 1782.0383 | 0 | 17 | 0 | 0 | 0 | 0 | 0 | 2523.2316 | 535 | 724.1933 | 1782.0383 | 0 | 0 | 0 | 0 | 0 | 0 | 0 | 2506.2316
538 | 12.3675 | 13.0305 | 13.0305 | 0.01 | 0.01 | 0.01 | 0.01 | 0.01 | 0.01 | 538 | 1622.8035 | 1622.8035 | 1622.8035 | 1903.6734 | 1903.6734 | 1903.6734 | 2153.3355 | 2153.3355 | 2153.3355 | 536 | 1852.9703 | 0 | 15.2577 | 0 | 0 | 0 | 0 | 1868.228 |  | 536 | 1852.9703 | 0 | 15.2577 | 0 | 0 | 0 | 0 | 1868.228 | 536 | 1852.9703 | 0 | 15.2577 | 0 | 0 | 0 | 0 | 1868.228 | 536 | 1439.9007 | 882.9465 | 16.4948 | 0 | 0 | 0 | 0 | 2339.342 | 536 | 1939.9007 | 882.9465 | 16.4948 | 0 | 0 | 0 | 0 | 2839.342 | 536 | 1439.9007 | 882.9465 | 16.4948 | 0 | 0 | 0 | 0 | 2339.342 | 536 | 1983.0033 | 1765.893 | 20.6186 | 0 | 0 | 0 | 0 | 0 | 0 | 3769.5149 | 536 | 796.3422 | 1765.893 | 20.6186 | 17 | 0 | 0 | 0 | 0 | 0 | 2599.8538 | 536 | 985.9666 | 1765.893 | 20.6186 | 0 | 0 | 0 | 0 | 0 | 0 | 2772.4782
539 | 12.3675 | 13.0305 | 13.0305 | 0.01 | 0.01 | 0.01 | 0.01 | 0.01 | 0.01 | 539 | 1619.4721 | 1619.4721 | 1619.4721 | 1899.7654 | 1899.7654 | 1899.7654 | 2148.915 | 2148.915 | 2148.915 | 537 | 1796.5347 | 0 | 55.945 | 0 | 0 | 0 | 0 | 1852.4797 |  | 537 | 1796.5347 | 0 | 55.945 | 0 | 0 | 0 | 0 | 1852.4797 | 537 | 1796.5347 | 0 | 55.945 | 0 | 0 | 0 | 0 | 1852.4797 | 537 | 1455.8 | 873.8648 | 60.4811 | 0 | 0 | 0 | 0 | 2390.1459 | 537 | 1554.9953 | 873.8648 | 60.4811 | 0 | 0 | 0 | 0 | 2489.3412 | 537 | 1891.0891 | 873.8648 | 60.4811 | 0 | 0 | 0 | 0 | 2825.435 | 537 | 816.9895 | 1747.7296 | 75.6014 | 0 | 0 | 0 | 0 | 0 | 0 | 2640.3205 | 537 | 1922.6073 | 1747.7296 | 75.6014 | 17 | 0 | 0 | 0 | 0 | 0 | 3762.9382 | 537 | 1922.6073 | 1747.7296 | 75.6014 | 0 | 0 | 0 | 0 | 0 | 0 | 3745.9382
540 | 74.1528 | 74.1528 | 74.1528 | 30.4988 | 30.4988 | 30.4988 | 0.01 | 0.01 | 0.01 | 540 | 1617.2512 | 1617.2512 | 1617.2512 | 1897.1601 | 1897.1601 | 1897.1601 | 2145.968 | 2145.968 | 2145.968 | 538 | 1721.2871 | 0 | 91.5464 | 0 | 0 | 0 | 0 | 1812.8335 |  | 538 | 1721.2871 | 0 | 91.5464 | 0 | 0 | 0 | 0 | 1812.8335 | 538 | 1721.2871 | 0 | 91.5464 | 0 | 0 | 0 | 0 | 1812.8335 | 538 | 1439.6401 | 847.6287 | 98.9691 | 0 | 0 | 0 | 0 | 2386.2379 | 538 | 1439.6401 | 847.6287 | 98.9691 | 0 | 0 | 0 | 0 | 2386.2379 | 538 | 1811.8812 | 847.6287 | 98.9691 | 0 | 0 | 0 | 0 | 2758.4789 | 538 | 816.9313 | 1695.2573 | 123.7113 | 0 | 0 | 0 | 0 | 0 | 0 | 2635.8999 | 538 | 816.9313 | 1695.2573 | 123.7113 | 17 | 0 | 0 | 0 | 0 | 0 | 2652.8999 | 538 | 816.9313 | 1695.2573 | 123.7113 | 0 | 0 | 0 | 0 | 0 | 0 | 2635.8999
541 | 74.1528 | 74.1528 | 74.1528 | 36.2554 | 36.2554 | 36.2554 | 0.01 | 0.01 | 0.01 | 541 | 1606.1465 | 1601.2949 | 1606.1465 | 1884.1335 | 1884.1335 | 1884.1335 | 2131.2329 | 2131.2329 | 2131.2329 | 539 | 1523.7624 | 0 | 101.7182 | 0 | 0 | 0 | 0 | 1625.4806 |  | 539 | 1523.7624 | 0 | 101.7182 | 0 | 0 | 0 | 0 | 1625.4806 | 539 | 1523.7624 | 0 | 101.7182 | 0 | 0 | 0 | 0 | 1625.4806 | 539 | 1603.9604 | 798.1837 | 109.9656 | 0 | 0 | 0 | 0 | 2512.1097 | 539 | 1474.1806 | 798.1837 | 109.9656 | 0 | 0 | 0 | 0 | 2382.3299 | 539 | 1474.1806 | 798.1837 | 109.9656 | 0 | 0 | 0 | 0 | 2382.3299 | 539 | 897.6551 | 1596.3673 | 137.457 | 0 | 0 | 0 | 0 | 0 | 0 | 2631.4794 | 539 | 1630.6931 | 1596.3673 | 137.457 | 17 | 0 | 0 | 0 | 0 | 0 | 3381.5174 | 539 | 1630.6931 | 1596.3673 | 137.457 | 0 | 0 | 0 | 0 | 0 | 0 | 3364.5174
542 | 74.1528 | 74.1528 | 74.1528 | 37.6537 | 37.827 | 37.827 | 0.01 | 0.01 | 0.01 | 542 | 1387.2424 | 1245.3899 | 1262.5349 | 1686.9029 | 1686.9029 | 1686.9029 | 2140.0739 | 2140.0739 | 2140.0739 | 540 | 1467.3267 | 0 | 91.5464 | 0 | 0 | 0 | 42.3781 | 1601.2512 |  | 540 | 1467.3267 | 0 | 91.5464 | 0 | 0 | 0 | 42.3781 | 1601.2512 | 540 | 1467.3267 | 0 | 91.5464 | 0 | 0 | 0 | 42.3781 | 1601.2512 | 540 | 1544.5545 | 733.6024 | 98.9691 | 0 | 0 | 0 | 0 | 2377.1259 | 540 | 1544.5545 | 733.6024 | 98.9691 | 0 | 0 | 0 | 0 | 2377.1259 | 540 | 1544.5545 | 733.6024 | 98.9691 | 0 | 0 | 0 | 0 | 2377.1259 | 540 | 1037.6162 | 1467.2048 | 123.7113 | 0 | 0 | 0 | 0 | 0 | 0 | 2628.5324 | 540 | 1037.6162 | 1467.2048 | 123.7113 | 17 | 0 | 0 | 0 | 0 | 0 | 2645.5324 | 540 | 1037.6162 | 1467.2048 | 123.7113 | 0 | 0 | 0 | 0 | 0 | 0 | 2628.5324
543 | 74.1528 | 74.1528 | 74.1528 | 37.6019 | 37.6019 | 37.6019 | 0.01 | 0.01 | 0.01 | 543 | 1270.3735 | 1270.3735 | 1270.3735 | 1954.4772 | 1954.4772 | 1954.4772 | 2210.8021 | 2210.8021 | 2210.8021 | 541 | 1392.0792 | 0 | 55.945 | 0 | 0 | 0 | 142.1223 | 1590.1465 |  | 541 | 1392.0792 | 0 | 55.945 | 0 | 0 | 0 | 137.2706 | 1585.2949 | 541 | 1392.0792 | 0 | 55.945 | 0 | 0 | 0 | 142.1223 | 1590.1465 | 541 | 1465.3465 | 680.1211 | 60.4811 | 0 | 0 | 0 | 0 | 2205.9487 | 541 | 1465.3465 | 680.1211 | 60.4811 | 0 | 0 | 0 | 0 | 2205.9487 | 541 | 1465.3465 | 680.1211 | 60.4811 | 0 | 0 | 0 | 0 | 2205.9487 | 541 | 1489.769 | 1360.2422 | 75.6014 | 0 | 0 | 0 | 0 | 0 | 0 | 2925.6125 | 541 | 1177.9538 | 1360.2422 | 75.6014 | 17 | 0 | 0 | 0 | 0 | 0 | 2630.7974 | 541 | 1177.9538 | 1360.2422 | 75.6014 | 0 | 0 | 0 | 0 | 0 | 0 | 2613.7974
544 | 84.704 | 84.704 | 84.704 | 36.0229 | 36.0229 | 36.0229 | 0.01 | 0.01 | 0.01 | 544 | 1327.0073 | 1327.0073 | 1327.0073 | 2020.913 | 2020.913 | 2020.913 | 2285.9508 | 2285.9508 | 2285.9508 | 542 | 1203.9604 | 0 | 25.4296 | 0 | 0 | 0 | 141.8525 | 1371.2424 |  | 542 | 1203.9604 | 0 | 25.4296 | 0 | 0 | 0 | 0 | 1229.3899 | 542 | 1203.9604 | 0 | 25.4296 | 0 | 0 | 0 | 17.1449 | 1246.5349 | 542 | 1267.3267 | 676.0848 | 27.4914 | 0 | 0 | 0 | 0 | 1970.9029 | 542 | 1267.3267 | 676.0848 | 27.4914 | 0 | 0 | 0 | 0 | 1970.9029 | 542 | 1267.3267 | 676.0848 | 27.4914 | 0 | 0 | 0 | 0 | 1970.9029 | 542 | 1236.1046 | 1352.1695 | 34.3643 | 0 | 0 | 0 | 0 | 0 | 0 | 2622.6384 | 542 | 1288.4488 | 1352.1695 | 34.3643 | 17 | 0 | 0 | 0 | 0 | 0 | 2691.9826 | 542 | 1288.4488 | 1352.1695 | 34.3643 | 0 | 0 | 0 | 0 | 0 | 0 | 2674.9826
545 | 87.4606 | 85.2509 | 85.2509 | 36.0229 | 36.0229 | 36.0229 | 0.01 | 0.01 | 0.01 | 545 | 1321.455 | 1321.455 | 1321.455 | 2014.3997 | 2014.3997 | 2014.3997 | 2278.5833 | 2278.5833 | 2278.5833 | 543 | 1109.901 | 0 | 0 | 0 | 0 | 0 | 144.4725 | 1254.3735 |  | 543 | 1109.901 | 0 | 0 | 0 | 0 | 0 | 144.4725 | 1254.3735 | 543 | 1109.901 | 0 | 0 | 0 | 0 | 0 | 144.4725 | 1254.3735 | 543 | 1168.3168 | 620.5853 | 0 | 0 | 0 | 0 | 0 | 1788.9021 | 543 | 1168.3168 | 620.5853 | 0 | 0 | 0 | 0 | 0 | 1788.9021 | 543 | 1168.3168 | 620.5853 | 0 | 0 | 0 | 0 | 0 | 1788.9021 | 543 | 1187.7888 | 1241.1705 | 0 | 0 | 0 | 0 | 0 | 0 | 0 | 2428.9593 | 543 | 903.298 | 1241.1705 | 0 | 17 | 0 | 0 | 0 | 0 | 0 | 2161.4686 | 543 | 899.0654 | 1241.1705 | 0 | 0 | 0 | 0 | 0 | 0 | 0 | 2140.236
546 | 84.704 | 84.704 | 84.704 | 36.0229 | 36.0229 | 36.0229 | 0.01 | 0.01 | 0.01 | 546 | 1293.6933 | 1293.6933 | 1293.6933 | 1981.8331 | 1981.8331 | 1981.8331 | 2241.7457 | 2241.7457 | 2241.7457 | 544 | 912.3762 | 0 | 0 | 0 | 0 | 0 | 150 | 1062.3762 |  | 544 | 912.3762 | 0 | 0 | 0 | 0 | 0 | 150 | 1062.3762 | 544 | 912.3762 | 0 | 0 | 0 | 0 | 0 | 150 | 1062.3762 | 544 | 960.396 | 523.7134 | 0 | 0 | 0 | 0 | 0 | 1484.1095 | 544 | 960.396 | 523.7134 | 0 | 0 | 0 | 0 | 0 | 1484.1095 | 544 | 960.396 | 523.7134 | 0 | 0 | 0 | 0 | 0 | 1484.1095 | 544 | 976.4026 | 1047.4268 | 0 | 0 | 0 | 0 | 0 | 0 | 0 | 2023.8295 | 544 | 976.4026 | 1047.4268 | 0 | 17 | 0 | 0 | 0 | 0 | 0 | 2040.8295 | 544 | 976.4026 | 1047.4268 | 0 | 0 | 0 | 0 | 0 | 0 | 0 | 2023.8295
547 | 74.1528 | 74.1528 | 74.1528 | 34.4815 | 34.4815 | 34.4815 | 0.01 | 0.01 | 0.01 | 547 | 1524.9844 | 1374.9844 | 1374.9844 | 1934.9373 | 1934.9373 | 1934.9373 | 2188.6996 | 2188.6996 | 2188.6996 | 545 | 799.505 | 0 | 0 | 0 | 0 | 0 | 150 | 949.505 |  | 545 | 799.505 | 0 | 0 | 0 | 0 | 0 | 150 | 949.505 | 545 | 799.505 | 0 | 0 | 0 | 0 | 0 | 150 | 949.505 | 545 | 841.5842 | 423.8143 | 0 | 0 | 0 | 0 | 0 | 1265.3985 | 545 | 841.5842 | 423.8143 | 0 | 0 | 0 | 0 | 0 | 1265.3985 | 545 | 841.5842 | 423.8143 | 0 | 0 | 0 | 0 | 0 | 1265.3985 | 545 | 855.6106 | 847.6287 | 0 | 0 | 0 | 0 | 0 | 0 | 0 | 1703.2392 | 545 | 855.6106 | 847.6287 | 0 | 17 | 0 | 0 | 0 | 0 | 0 | 1720.2392 | 545 | 855.6106 | 847.6287 | 0 | 0 | 0 | 0 | 0 | 0 | 0 | 1703.2392
548 | 84.704 | 84.704 | 84.704 | 36.0229 | 36.0229 | 36.0229 | 1.1209 | 1.1209 | 1.1209 | 548 | 1204.856 | 1204.856 | 1204.856 | 1877.6201 | 1877.6201 | 1877.6201 | 2123.8654 | 2123.8654 | 2123.8654 | 546 | 733.6634 | 0 | 0 | 0 | 0 | 0 | 150 | 883.6634 |  | 546 | 733.6634 | 0 | 0 | 0 | 0 | 0 | 150 | 883.6634 | 546 | 733.6634 | 0 | 0 | 0 | 0 | 0 | 150 | 883.6634 | 546 | 772.2772 | 350.1514 | 0 | 0 | 0 | 0 | 0 | 1122.4286 | 546 | 772.2772 | 350.1514 | 0 | 0 | 0 | 0 | 0 | 1122.4286 | 546 | 772.2772 | 350.1514 | 0 | 0 | 0 | 0 | 0 | 1122.4286 | 546 | 785.1485 | 700.3027 | 0 | 0 | 0 | 0 | 0 | 0 | 0 | 1485.4512 | 546 | 785.1485 | 700.3027 | 0 | 17 | 0 | 0 | 0 | 0 | 0 | 1502.4512 | 546 | 785.1485 | 700.3027 | 0 | 0 | 0 | 0 | 0 | 0 | 0 | 1485.4512
549 | 74.1528 | 74.1528 | 74.1528 | 36.0229 | 36.0229 | 36.0229 | 15.641 | 15.641 | 15.641 | 549 | 1140.449 | 1140.449 | 1140.449 | 1802.0657 | 1802.0657 | 1802.0657 | 2038.4022 | 2038.4022 | 2038.4022 | 547 | 573.7624 | 0 | 0 | 0 | 0 | 0 | 150 | 723.7624 |  | 547 | 573.7624 | 0 | 0 | 0 | 0 | 0 | 0 | 573.7624 | 547 | 573.7624 | 0 | 0 | 0 | 0 | 0 | 0 | 573.7624 | 547 | 603.9604 | 337.0333 | 0 | 0 | 0 | 0 | 0 | 940.9937 | 547 | 603.9604 | 337.0333 | 0 | 0 | 0 | 0 | 0 | 940.9937 | 547 | 603.9604 | 337.0333 | 0 | 0 | 0 | 0 | 0 | 940.9937 | 547 | 614.0264 | 674.0666 | 0 | 0 | 0 | 0 | 0 | 0 | 0 | 1288.093 | 547 | 614.0264 | 674.0666 | 0 | 17 | 0 | 0 | 0 | 0 | 0 | 1305.093 | 547 | 614.0264 | 674.0666 | 0 | 0 | 0 | 0 | 0 | 0 | 0 | 1288.093
550 | 60.7777 | 60.7777 | 60.7777 | 30.85 | 30.85 | 30.85 | 18.6145 | 18.6145 | 18.6145 | 550 | 1470.6697 | 1470.6697 | 1470.6697 | 1725.2086 | 1725.2086 | 1725.2086 | 1951.4655 | 1951.4655 | 1951.4655 | 548 | 517.3267 | 0 | 0 | 0 | 0 | 0 | 150 | 667.3267 |  | 548 | 517.3267 | 0 | 0 | 0 | 0 | 0 | 150 | 667.3267 | 548 | 517.3267 | 0 | 0 | 0 | 0 | 0 | 150 | 667.3267 | 548 | 544.5545 | 331.9879 | 0 | 0 | 0 | 0 | 0 | 876.5423 | 548 | 544.5545 | 331.9879 | 0 | 0 | 0 | 0 | 0 | 876.5423 | 548 | 544.5545 | 331.9879 | 0 | 0 | 0 | 0 | 0 | 876.5423 | 548 | 553.6304 | 663.9758 | 0 | 0 | 0 | 0 | 0 | 0 | 0 | 1217.6061 | 548 | 553.6304 | 663.9758 | 0 | 17 | 0 | 0 | 0 | 0 | 0 | 1234.6061 | 548 | 553.6304 | 663.9758 | 0 | 0 | 0 | 0 | 0 | 0 | 0 | 1217.6061
551 | 58.4808 | 58.4808 | 58.4808 | 31.7472 | 31.7472 | 31.7472 | 20.9838 | 20.9838 | 20.9838 | 551 | 1409.594 | 1409.594 | 1409.594 | 1653.5622 | 1653.5622 | 1653.5622 | 1870.4228 | 1870.4228 | 1870.4228 | 549 | 432.6733 | 0 | 0 | 0 | 0 | 0 | 146.3692 | 579.0425 |  | 549 | 432.6733 | 0 | 0 | 0 | 0 | 0 | 146.3692 | 579.0425 | 549 | 432.6733 | 0 | 0 | 0 | 0 | 0 | 146.3692 | 579.0425 | 549 | 455.4455 | 298.6882 | 0 | 0 | 0 | 0 | 0 | 754.1337 | 549 | 455.4455 | 298.6882 | 0 | 0 | 0 | 0 | 0 | 754.1337 | 549 | 455.4455 | 298.6882 | 0 | 0 | 0 | 0 | 0 | 754.1337 | 549 | 463.0363 | 597.3764 | 0 | 0 | 0 | 0 | 0 | 0 | 0 | 1060.4127 | 549 | 463.0363 | 597.3764 | 0 | 17 | 0 | 0 | 0 | 0 | 0 | 1077.4127 | 549 | 463.0363 | 597.3764 | 0 | 0 | 0 | 0 | 0 | 0 | 0 | 1060.4127
552 | 58.4808 | 58.4808 | 58.4808 | 32.8489 | 32.8489 | 32.8489 | 20.9838 | 20.9838 | 20.9838 | 552 | 1375.1695 | 1375.1695 | 1375.1695 | 1613.1797 | 1613.1797 | 1613.1797 | 1332.3413 | 1824.7442 | 1824.7442 | 550 | 573.7624 | 0 | 0 | 0 | 0 | 0 | 0 | 573.7624 |  | 550 | 573.7624 | 0 | 0 | 0 | 0 | 0 | 0 | 573.7624 | 550 | 573.7624 | 0 | 0 | 0 | 0 | 0 | 0 | 573.7624 | 550 | 603.9604 | 313.8244 | 0 | 0 | 0 | 0 | 0 | 917.7848 | 550 | 603.9604 | 313.8244 | 0 | 0 | 0 | 0 | 0 | 917.7848 | 550 | 603.9604 | 313.8244 | 0 | 0 | 0 | 0 | 0 | 917.7848 | 550 | 614.0264 | 627.6488 | 0 | 0 | 0 | 0 | 0 | 0 | 0 | 1241.6752 | 550 | 614.0264 | 627.6488 | 0 | 17 | 0 | 0 | 0 | 0 | 0 | 1258.6752 | 550 | 614.0264 | 627.6488 | 0 | 0 | 0 | 0 | 0 | 0 | 0 | 1241.6752
553 | 58.4808 | 58.4808 | 58.4808 | 37.6537 | 37.827 | 37.827 | 20.9838 | 25.6357 | 20.9838 | 553 | 1347.4079 | 1347.4079 | 1347.4079 | 1116.3817 | 1580.6131 | 1308.8349 | 1338.0775 | 1419.8356 | 1338.0775 | 551 | 696.0396 | 0 | 0 | 0 | 0 | 0 | 0 | 696.0396 |  | 551 | 696.0396 | 0 | 0 | 0 | 0 | 0 | 0 | 696.0396 | 551 | 696.0396 | 0 | 0 | 0 | 0 | 0 | 0 | 696.0396 | 551 | 732.6733 | 397.5782 | 0 | 0 | 0 | 0 | 0 | 1130.2515 | 551 | 732.6733 | 397.5782 | 0 | 0 | 0 | 0 | 0 | 1130.2515 | 551 | 732.6733 | 397.5782 | 0 | 0 | 0 | 0 | 0 | 1130.2515 | 551 | 744.8845 | 795.1564 | 0 | 0 | 0 | 0 | 0 | 0 | 0 | 1540.0409 | 551 | 744.8845 | 795.1564 | 0 | 17 | 0 | 0 | 0 | 0 | 0 | 1557.0409 | 551 | 744.8845 | 795.1564 | 0 | 0 | 0 | 0 | 0 | 0 | 0 | 1540.0409
554 | 58.4808 | 58.4808 | 58.4808 | 37.6537 | 37.827 | 37.827 | 20.9838 | 25.6357 | 20.9838 | 554 | 1312.9834 | 1312.9834 | 1312.9834 | 1075.9992 | 1540.2306 | 1540.2306 | 1630.8615 | 1707.3117 | 1630.8615 | 552 | 649.0099 | 0 | 0 | 0 | 0 | 0 | 0 | 649.0099 |  | 552 | 649.0099 | 0 | 0 | 0 | 0 | 0 | 0 | 649.0099 | 552 | 649.0099 | 0 | 0 | 0 | 0 | 0 | 0 | 649.0099 | 552 | 683.1683 | 452.0686 | 0 | 0 | 0 | 0 | 0 | 1135.2369 | 552 | 683.1683 | 452.0686 | 0 | 0 | 0 | 0 | 0 | 1135.2369 | 552 | 683.1683 | 452.0686 | 0 | 0 | 0 | 0 | 0 | 1135.2369 | 552 | 694.5545 | 904.1372 | 0 | 0 | 0 | 0 | 0 | 0 | 0 | 1598.6917 | 552 | 694.5545 | 904.1372 | 0 | 17 | 0 | 0 | 0 | 0 | 0 | 1615.6917 | 552 | 694.5545 | 904.1372 | 0 | 0 | 0 | 0 | 0 | 0 | 0 | 1598.6917
555 | 58.4808 | 58.4808 | 58.4808 | 37.6537 | 37.827 | 37.827 | 20.9838 | 25.4934 | 20.9838 | 555 | 1294.1055 | 1294.1055 | 1294.1055 | 1053.8539 | 1508.8712 | 1518.0853 | 1707.6046 | 1717.1784 | 1707.6046 | 553 | 733.6634 | 0 | 0 | 0 | 0 | 0 | 0 | 733.6634 |  | 553 | 733.6634 | 0 | 0 | 0 | 0 | 0 | 0 | 733.6634 | 553 | 733.6634 | 0 | 0 | 0 | 0 | 0 | 0 | 733.6634 | 553 | 772.2772 | 435.9233 | 0 | 0 | 0 | 0 | 0 | 1208.2005 | 553 | 772.2772 | 435.9233 | 0 | 0 | 0 | 0 | 0 | 1208.2005 | 553 | 772.2772 | 435.9233 | 0 | 0 | 0 | 0 | 0 | 1208.2005 | 553 | 785.1485 | 871.8466 | 0 | 0 | 0 | 0 | 0 | 0 | 0 | 1656.9951 | 553 | 785.1485 | 871.8466 | 0 | 17 | 0 | 0 | 0 | 0 | 0 | 1673.9951 | 553 | 785.1485 | 871.8466 | 0 | 0 | 0 | 0 | 0 | 0 | 0 | 1656.9951
556 | 71.41 | 71.41 | 71.41 | 37.6537 | 37.827 | 37.827 | 28.7783 | 28.8778 | 28.8778 | 556 | 1302.9892 | 1302.9892 | 1302.9892 | 1064.2752 | 1064.2752 | 1064.2752 | 1203.8523 | 1203.8523 | 1203.8523 | 554 | 1034.6535 | 0 | 0 | 0 | 0 | 0 | 0 | 1034.6535 |  | 554 | 1034.6535 | 0 | 0 | 0 | 0 | 0 | 0 | 1034.6535 | 554 | 1034.6535 | 0 | 0 | 0 | 0 | 0 | 0 | 1034.6535 | 554 | 1089.1089 | 401.6145 | 0 | 0 | 0 | 0 | 0 | 1490.7234 | 554 | 1089.1089 | 401.6145 | 0 | 0 | 0 | 0 | 0 | 1490.7234 | 554 | 1089.1089 | 401.6145 | 0 | 0 | 0 | 0 | 0 | 1490.7234 | 554 | 1107.2607 | 803.2291 | 0 | 0 | 0 | 0 | 0 | 0 | 0 | 1910.4898 | 554 | 1107.2607 | 803.2291 | 0 | 17 | 0 | 0 | 0 | 0 | 0 | 1927.4898 | 554 | 1107.2607 | 803.2291 | 0 | 0 | 0 | 0 | 0 | 0 | 0 | 1910.4898
557 | 74.1528 | 74.1528 | 74.1528 | 38.3047 | 38.4765 | 38.4765 | 29.7201 | 29.8077 | 29.8077 | 557 | 1165.5456 | 1315.5456 | 1165.5456 | 1103.3551 | 1103.3551 | 1103.3551 | 1248.0574 | 1248.0574 | 1248.0574 | 555 | 1316.8317 | 0 | 0 | 0 | 0 | 0 | 0 | 1316.8317 |  | 555 | 1316.8317 | 0 | 0 | 0 | 0 | 0 | 0 | 1316.8317 | 555 | 1316.8317 | 0 | 0 | 0 | 0 | 0 | 0 | 1316.8317 | 555 | 1386.1386 | 427.8507 | 0 | 0 | 0 | 0 | 0 | 1813.9893 | 555 | 1386.1386 | 427.8507 | 0 | 0 | 0 | 0 | 0 | 1813.9893 | 555 | 1386.1386 | 427.8507 | 0 | 0 | 0 | 0 | 0 | 1813.9893 | 555 | 1409.2409 | 855.7013 | 0 | 0 | 0 | 0 | 0 | 0 | 0 | 2264.9422 | 555 | 1409.2409 | 855.7013 | 0 | 17 | 0 | 0 | 0 | 0 | 0 | 2281.9422 | 555 | 1409.2409 | 855.7013 | 0 | 0 | 0 | 0 | 0 | 0 | 0 | 2264.9422
558 | 77.0256 | 77.0256 | 77.0256 | 66.612 | 66.612 | 66.612 | 32.3567 | 32.3567 | 32.3567 | 558 | 981.6523 | 981.6523 | 981.6523 | 1151.5536 | 1151.5536 | 1151.5536 | 1302.5771 | 1302.5771 | 1302.5771 | 556 | 1335.6436 | 0 | 0 | 0 | 0 | 0 | 0 | 1335.6436 |  | 556 | 1335.6436 | 0 | 0 | 0 | 0 | 0 | 0 | 1335.6436 | 556 | 1335.6436 | 0 | 0 | 0 | 0 | 0 | 0 | 1335.6436 | 556 | 1405.9406 | 483.3502 | 0 | 0 | 0 | 0 | 0 | 1889.2907 | 556 | 1405.9406 | 483.3502 | 0 | 0 | 0 | 0 | 0 | 1889.2907 | 556 | 1405.9406 | 483.3502 | 0 | 0 | 0 | 0 | 0 | 1889.2907 | 556 | 1429.3729 | 966.7003 | 0 | 0 | 0 | 0 | 0 | 0 | 0 | 2396.0732 | 556 | 1429.3729 | 966.7003 | 0 | 17 | 0 | 0 | 0 | 0 | 0 | 2413.0732 | 556 | 1429.3729 | 966.7003 | 0 | 0 | 0 | 0 | 0 | 0 | 0 | 2396.0732
559 | 79.7436 | 79.7436 | 79.7436 | 76.2886 | 76.2886 | 76.2886 | 35.9195 | 36.019 | 36.019 | 559 | 1053.8326 | 1053.8326 | 1053.8326 | 1236.2267 | 1236.2267 | 1236.2267 | 1398.3548 | 1398.3548 | 1398.3548 | 557 | 1279.2079 | 0 | 0 | 0 | 0 | 0 | 0 | 1279.2079 |  | 557 | 1279.2079 | 0 | 0 | 0 | 0 | 0 | 150 | 1429.2079 | 557 | 1279.2079 | 0 | 0 | 0 | 0 | 0 | 0 | 1279.2079 | 557 | 1346.5347 | 532.7952 | 0 | 0 | 0 | 0 | 0 | 1879.3298 | 557 | 1346.5347 | 532.7952 | 0 | 0 | 0 | 0 | 0 | 1879.3298 | 557 | 1346.5347 | 532.7952 | 0 | 0 | 0 | 0 | 0 | 1879.3298 | 557 | 1368.9769 | 1065.5903 | 0 | 0 | 0 | 0 | 0 | 0 | 0 | 2434.5672 | 557 | 1368.9769 | 1065.5903 | 0 | 17 | 0 | 0 | 0 | 0 | 0 | 2451.5672 | 557 | 1368.9769 | 1065.5903 | 0 | 0 | 0 | 0 | 0 | 0 | 0 | 2434.5672
560 | 89.3455 | 89.3455 | 89.3455 | 90.7143 | 90.7143 | 90.7143 | 74.6875 | 74.6875 | 74.6875 | 560 | 1122.6815 | 1122.6815 | 1122.6815 | 1316.9918 | 1316.9918 | 1316.9918 | 1489.712 | 1489.712 | 1489.712 | 558 | 1345.0495 | 0 | 0 | 0 | 0 | 0 | 150 | 1495.0495 |  | 558 | 1345.0495 | 0 | 0 | 0 | 0 | 0 | 150 | 1495.0495 | 558 | 1345.0495 | 0 | 0 | 0 | 0 | 0 | 150 | 1495.0495 | 558 | 1415.8416 | 511.6044 | 0 | 0 | 0 | 0 | 0 | 1927.446 | 558 | 1415.8416 | 511.6044 | 0 | 0 | 0 | 0 | 0 | 1927.446 | 558 | 1415.8416 | 511.6044 | 0 | 0 | 0 | 0 | 0 | 1927.446 | 558 | 1439.4389 | 1023.2089 | 0 | 0 | 0 | 0 | 0 | 0 | 0 | 2462.6478 | 558 | 1439.4389 | 1023.2089 | 0 | 17 | 0 | 0 | 0 | 0 | 0 | 2479.6478 | 558 | 1439.4389 | 1023.2089 | 0 | 0 | 0 | 0 | 0 | 0 | 0 | 2462.6478
561 | 89.3455 | 89.3455 | 89.3455 | 91.7404 | 91.7404 | 91.7404 | 90.7143 | 90.7143 | 90.7143 | 561 | 1171.542 | 1171.542 | 1171.542 | 1374.3089 | 1374.3089 | 1374.3089 | 1554.5461 | 1554.5461 | 1554.5461 | 559 | 1109.901 | 0 | 0 | 0 | 0 | 0 | 150 | 1259.901 |  | 559 | 1109.901 | 0 | 0 | 0 | 0 | 0 | 150 | 1259.901 | 559 | 1109.901 | 0 | 0 | 0 | 0 | 0 | 150 | 1259.901 | 559 | 1168.3168 | 456.1049 | 0 | 0 | 0 | 0 | 0 | 1624.4218 | 559 | 1168.3168 | 456.1049 | 0 | 0 | 0 | 0 | 0 | 1624.4218 | 559 | 1168.3168 | 456.1049 | 0 | 0 | 0 | 0 | 0 | 1624.4218 | 559 | 1187.7888 | 912.2099 | 0 | 0 | 0 | 0 | 0 | 0 | 0 | 2099.9987 | 559 | 1187.7888 | 912.2099 | 0 | 17 | 0 | 0 | 0 | 0 | 0 | 2116.9987 | 559 | 1187.7888 | 912.2099 | 0 | 0 | 0 | 0 | 0 | 0 | 0 | 2099.9987
562 | 86.2391 | 86.2391 | 86.2391 | 90.7143 | 90.7143 | 90.7143 | 92.4166 | 92.4166 | 92.4166 | 562 | 1188.199 | 1188.199 | 1188.199 | 1393.8488 | 1393.8488 | 1393.8488 | 1576.6487 | 1576.6487 | 1576.6487 | 560 | 1006.4356 | 0 | 10.1718 | 0 | 0 | 0 | 150 | 1166.6075 |  | 560 | 1006.4356 | 0 | 10.1718 | 0 | 0 | 0 | 150 | 1166.6075 | 560 | 1006.4356 | 0 | 10.1718 | 0 | 0 | 0 | 150 | 1166.6075 | 560 | 1059.4059 | 412.7144 | 10.9966 | 117.8748 | 0 | 0 | 0 | 1600.9918 | 560 | 1059.4059 | 412.7144 | 10.9966 | 117.8748 | 0 | 0 | 0 | 1600.9918 | 560 | 1059.4059 | 412.7144 | 10.9966 | 117.8748 | 0 | 0 | 0 | 1600.9918 | 560 | 1077.0627 | 825.4289 | 13.7457 | 0 | 0 | 0 | 0 | 0 | 0 | 1916.2373 | 560 | 1077.0627 | 825.4289 | 13.7457 | 42 | 0 | 0 | 0 | 0 | 0 | 1958.2373 | 560 | 1077.0627 | 825.4289 | 13.7457 | 0 | 0 | 0 | 0 | 0 | 0 | 1916.2373
563 | 88.4318 | 88.4318 | 88.4318 | 92.6749 | 92.6749 | 92.6749 | 91.9228 | 91.9228 | 91.9228 | 563 | 1197.0827 | 1197.0827 | 1197.0827 | 1404.2701 | 1404.2701 | 1404.2701 | 1588.4367 | 1588.4367 | 1588.4367 | 561 | 902.9703 | 0 | 25.4296 | 0 | 0 | 0 | 150 | 1078.3999 |  | 561 | 902.9703 | 0 | 25.4296 | 0 | 0 | 0 | 150 | 1078.3999 | 561 | 902.9703 | 0 | 25.4296 | 0 | 0 | 0 | 150 | 1078.3999 | 561 | 950.495 | 386.4783 | 27.4914 | 150 | 0 | 0 | 0 | 1514.4648 | 561 | 950.495 | 386.4783 | 27.4914 | 150 | 0 | 0 | 0 | 1514.4648 | 561 | 950.495 | 386.4783 | 27.4914 | 150 | 0 | 0 | 0 | 1514.4648 | 561 | 966.3366 | 772.9566 | 34.3643 | 64.8886 | 0 | 0 | 0 | 0 | 0 | 1838.5461 | 561 | 966.3366 | 772.9566 | 34.3643 | 64.8886 | 0 | 0 | 0 | 0 | 0 | 1838.5461 | 561 | 966.3366 | 772.9566 | 34.3643 | 64.8886 | 0 | 0 | 0 | 0 | 0 | 1838.5461
564 | 92.0772 | 92.0772 | 92.0772 | 98.7225 | 93.8399 | 93.8399 | 93.2948 | 93.2948 | 93.2948 | 564 | 1208.1874 | 1208.1874 | 1208.1874 | 1417.2968 | 1417.2968 | 1417.2968 | 1603.1718 | 1603.1718 | 1603.1718 | 562 | 827.7228 | 0 | 35.6014 | 0 | 0 | 0 | 150 | 1013.3241 |  | 562 | 827.7228 | 0 | 35.6014 | 0 | 0 | 0 | 150 | 1013.3241 | 562 | 827.7228 | 0 | 35.6014 | 0 | 0 | 0 | 150 | 1013.3241 | 562 | 871.2871 | 371.3421 | 38.488 | 134.1374 | 0 | 0 | 0 | 1415.2546 | 562 | 871.2871 | 371.3421 | 38.488 | 134.1374 | 0 | 0 | 0 | 1415.2546 | 562 | 871.2871 | 371.3421 | 38.488 | 134.1374 | 0 | 0 | 0 | 1415.2546 | 562 | 885.8086 | 742.6842 | 48.11 | 150 | 0 | 0 | 0 | 0 | 0 | 1826.6027 | 562 | 885.8086 | 742.6842 | 48.11 | 66 | 0 | 0 | 0 | 0 | 0 | 1742.6027 | 562 | 885.8086 | 742.6842 | 48.11 | 150 | 0 | 0 | 0 | 0 | 0 | 1826.6027
565 | 96.2822 | 96.2822 | 96.2822 | 100 | 99.9657 | 99.9352 | 96.0546 | 95.2701 | 95.2701 | 565 | 1203.7455 | 1203.7455 | 1203.7455 | 1412.0861 | 1412.0861 | 1412.0861 | 1597.2777 | 1597.2777 | 1597.2777 | 563 | 677.2277 | 0 | 35.6014 | 0 | 0 | 0 | 150 | 862.8291 |  | 563 | 677.2277 | 0 | 35.6014 | 0 | 0 | 0 | 150 | 862.8291 | 563 | 677.2277 | 0 | 35.6014 | 0 | 0 | 0 | 150 | 862.8291 | 563 | 712.8713 | 335.0151 | 38.488 | 150 | 0 | 0 | 0 | 1236.3744 | 563 | 712.8713 | 335.0151 | 38.488 | 150 | 0 | 0 | 0 | 1236.3744 | 563 | 712.8713 | 335.0151 | 38.488 | 150 | 0 | 0 | 0 | 1236.3744 | 563 | 724.7525 | 670.0303 | 48.11 | 150 | 0 | 0 | 0 | 0 | 0 | 1592.8927 | 563 | 724.7525 | 670.0303 | 48.11 | 66 | 0 | 0 | 0 | 0 | 0 | 1508.8927 | 563 | 724.7525 | 670.0303 | 48.11 | 150 | 0 | 0 | 0 | 0 | 0 | 1592.8927
566 | 98.6288 | 98.6288 | 98.6288 | 102.9275 | 100 | 100 | 101.7462 | 100.7476 | 100.7476 | 566 | 1224.8444 | 1224.8444 | 1224.8444 | 1436.8367 | 1436.8367 | 1436.8367 | 1625.2743 | 1625.2743 | 1625.2743 | 564 | 470.297 | 0 | 30.5155 | 150 | 0 | 0 | 150 | 800.8125 |  | 564 | 470.297 | 0 | 30.5155 | 150 | 0 | 0 | 150 | 800.8125 | 564 | 470.297 | 0 | 30.5155 | 150 | 0 | 0 | 150 | 800.8125 | 564 | 495.0495 | 257.3158 | 32.9897 | 150 | 0 | 0 | 0 | 935.355 | 564 | 495.0495 | 257.3158 | 32.9897 | 150 | 0 | 0 | 0 | 935.355 | 564 | 495.0495 | 257.3158 | 32.9897 | 150 | 0 | 0 | 0 | 935.355 | 564 | 503.3003 | 514.6317 | 41.2371 | 150 | 0 | 0 | 0 | 0 | 0 | 1209.1691 | 564 | 503.3003 | 514.6317 | 41.2371 | 66 | 0 | 0 | 0 | 0 | 0 | 1125.1691 | 564 | 503.3003 | 514.6317 | 41.2371 | 150 | 0 | 0 | 0 | 0 | 0 | 1209.1691
567 | 100.089 | 100.089 | 100.089 | 105.5385 | 105.4039 | 105.4039 | 106.1533 | 105.9511 | 105.9511 | 567 | 1273.7049 | 1273.7049 | 1273.7049 | 1494.1539 | 1494.1539 | 1494.1539 | 1690.1085 | 1690.1085 | 1690.1085 | 565 | 413.8614 | 0 | 20.3436 | 150 | 0 | 0 | 300 | 884.205 |  | 565 | 413.8614 | 0 | 20.3436 | 150 | 0 | 0 | 300 | 884.205 | 565 | 413.8614 | 0 | 20.3436 | 150 | 0 | 0 | 300 | 884.205 | 565 | 435.6436 | 185.671 | 21.9931 | 150 | 0 | 0 | 0 | 793.3077 | 565 | 435.6436 | 185.671 | 21.9931 | 150 | 0 | 0 | 0 | 793.3077 | 565 | 435.6436 | 185.671 | 21.9931 | 150 | 0 | 0 | 0 | 793.3077 | 565 | 442.9043 | 371.3421 | 27.4914 | 150 | 0 | 0 | 0 | 0 | 0 | 991.7378 | 565 | 442.9043 | 371.3421 | 27.4914 | 66 | 0 | 0 | 0 | 0 | 0 | 907.7378 | 565 | 442.9043 | 371.3421 | 27.4914 | 150 | 0 | 0 | 0 | 0 | 0 | 991.7378
568 | 107.24 | 105.3751 | 105.3751 | 110.8642 | 109.2818 | 109.2818 | 108.4275 | 106.1533 | 106.4577 | 568 | 1328.1178 | 1328.1178 | 1328.1178 | 1557.9843 | 1557.9843 | 1557.9843 | 1762.3101 | 1762.3101 | 1762.3101 | 566 | 413.8614 | 0 | 5.0859 | 150 | 0 | 0 | 345.4657 | 914.413 |  | 566 | 413.8614 | 0 | 5.0859 | 150 | 0 | 0 | 345.4657 | 914.413 | 566 | 413.8614 | 0 | 5.0859 | 150 | 0 | 0 | 345.4657 | 914.413 | 566 | 435.6436 | 134.2079 | 5.4983 | 150 | 0 | 0 | 150 | 875.3497 | 566 | 435.6436 | 134.2079 | 5.4983 | 150 | 0 | 0 | 0 | 725.3497 | 566 | 435.6436 | 134.2079 | 5.4983 | 150 | 0 | 0 | 0 | 725.3497 | 566 | 442.9043 | 268.4157 | 6.8729 | 150 | 0 | 0 | 0 | 0 | 0 | 868.1929 | 566 | 442.9043 | 268.4157 | 6.8729 | 66 | 0 | 0 | 0 | 0 | 0 | 784.1929 | 566 | 442.9043 | 268.4157 | 6.8729 | 150 | 0 | 0 | 0 | 0 | 0 | 868.1929
569 | 107.24 | 106.7184 | 107.4153 | 116.4735 | 116.3072 | 116.4735 | 108.4275 | 106.1533 | 106.4577 | 569 | 1302.5771 | 1302.5771 | 1302.5771 | 1528.0231 | 1528.0231 | 1528.0231 | 1728.4196 | 1728.4196 | 1728.4196 | 567 | 385.6436 | 0 | 0 | 150 | 0 | 0 | 750 | 1285.6436 |  | 567 | 385.6436 | 0 | 0 | 150 | 0 | 0 | 750 | 1285.6436 | 567 | 385.6436 | 0 | 0 | 150 | 0 | 0 | 750 | 1285.6436 | 567 | 405.9406 | 94.8537 | 0 | 150 | 0 | 0 | 150 | 800.7943 | 567 | 405.9406 | 94.8537 | 0 | 150 | 0 | 0 | 150 | 800.7943 | 567 | 405.9406 | 94.8537 | 0 | 150 | 0 | 0 | 150 | 800.7943 | 567 | 412.7063 | 189.7074 | 0 | 150 | 0 | 0 | 53.5478 | 0 | 0 | 805.9614 | 567 | 412.7063 | 189.7074 | 0 | 66 | 0 | 0 | 0 | 0 | 0 | 668.4136 | 567 | 412.7063 | 189.7074 | 0 | 150 | 0 | 0 | 0 | 0 | 0 | 752.4136
570 | 107.24 | 106.7184 | 107.4153 | 116.4735 | 116.3072 | 117.0772 | 108.4275 | 106.1533 | 108.4275 | 570 | 1274.8154 | 1274.8154 | 1274.8154 | 1495.4565 | 1495.4565 | 1495.4565 | 1691.582 | 1691.582 | 1691.582 | 568 | 357.4257 | 0 | 0 | 150 | 0 | 0 | 750 | 1257.4257 |  | 568 | 357.4257 | 0 | 0 | 150 | 0 | 0 | 750 | 1257.4257 | 568 | 357.4257 | 0 | 0 | 150 | 0 | 0 | 750 | 1257.4257 | 568 | 376.2376 | 84.7629 | 0 | 150 | 0 | 0 | 750 | 1361.0005 | 568 | 376.2376 | 84.7629 | 0 | 150 | 0 | 0 | 600 | 1211.0005 | 568 | 376.2376 | 84.7629 | 0 | 150 | 0 | 0 | 600 | 1211.0005 | 568 | 382.5083 | 169.5257 | 0 | 150 | 0 | 0 | 150 | 0 | 0 | 852.034 | 568 | 382.5083 | 169.5257 | 0 | 66 | 0 | 0 | 0 | 0 | 0 | 618.034 | 568 | 382.5083 | 169.5257 | 0 | 150 | 0 | 0 | 150 | 0 | 0 | 852.034
571 | 107.24 | 106.7184 | 107.4153 | 116.4735 | 116.3072 | 116.4735 | 108.4275 | 106.1533 | 106.4577 | 571 | 1238.17 | 1238.17 | 1238.17 | 1452.4687 | 1452.4687 | 1452.4687 | 1642.9564 | 1642.9564 | 1642.9564 | 569 | 272.7723 | 0 | 0 | 150 | 0 | 0 | 750 | 1172.7723 |  | 569 | 272.7723 | 0 | 0 | 150 | 0 | 0 | 750 | 1172.7723 | 569 | 272.7723 | 0 | 0 | 150 | 0 | 0 | 750 | 1172.7723 | 569 | 287.1287 | 96.8718 | 0 | 150 | 0 | 0 | 750 | 1284.0006 | 569 | 287.1287 | 96.8718 | 0 | 150 | 0 | 0 | 750 | 1284.0006 | 569 | 287.1287 | 96.8718 | 0 | 150 | 0 | 0 | 750 | 1284.0006 | 569 | 291.9142 | 193.7437 | 0 | 150 | 0 | 0 | 150 | 0 | 0 | 785.6579 | 569 | 291.9142 | 193.7437 | 0 | 66 | 0 | 0 | 13.8795 | 0 | 0 | 565.5373 | 569 | 291.9142 | 193.7437 | 0 | 150 | 0 | 0 | 150 | 0 | 0 | 785.6579
572 | 105.4824 | 105.3751 | 105.3751 | 108.0644 | 107.2254 | 107.2254 | 103.0087 | 103.0087 | 103.0087 | 572 | 1197.0827 | 1197.0827 | 1197.0827 | 1404.2701 | 1404.2701 | 1404.2701 | 1588.4367 | 1588.4367 | 1588.4367 | 570 | 216.3366 | 0 | 0 | 150 | 0 | 0 | 750 | 1116.3366 |  | 570 | 216.3366 | 0 | 0 | 150 | 0 | 0 | 750 | 1116.3366 | 570 | 216.3366 | 0 | 0 | 150 | 0 | 0 | 750 | 1116.3366 | 570 | 227.7228 | 90.8174 | 0 | 150 | 0 | 0 | 750 | 1218.5401 | 570 | 227.7228 | 90.8174 | 0 | 150 | 0 | 0 | 750 | 1218.5401 | 570 | 227.7228 | 90.8174 | 0 | 150 | 0 | 0 | 750 | 1218.5401 | 570 | 231.5182 | 181.6347 | 0 | 150 | 0 | 0 | 150 | 0 | 0 | 713.1529 | 570 | 231.5182 | 181.6347 | 0 | 66 | 0 | 0 | 0 | 0 | 0 | 479.1529 | 570 | 231.5182 | 181.6347 | 0 | 150 | 0 | 0 | 150 | 0 | 0 | 713.1529
573 | 100.089 | 100.089 | 100.089 | 105.4039 | 102.9275 | 102.9275 | 99.1472 | 99.0266 | 99.0306 | 573 | 1128.2338 | 1128.2338 | 1128.2338 | 1323.5051 | 1323.5051 | 1323.5051 | 1497.0795 | 1497.0795 | 1497.0795 | 571 | 225.7426 | 0 | 0 | 150 | 0 | 0 | 750 | 1125.7426 |  | 571 | 225.7426 | 0 | 0 | 150 | 0 | 0 | 750 | 1125.7426 | 571 | 225.7426 | 0 | 0 | 150 | 0 | 0 | 750 | 1125.7426 | 571 | 237.6238 | 70.6357 | 0 | 150 | 0 | 0 | 750 | 1208.2595 | 571 | 237.6238 | 70.6357 | 0 | 150 | 0 | 0 | 750 | 1208.2595 | 571 | 237.6238 | 70.6357 | 0 | 150 | 0 | 0 | 750 | 1208.2595 | 571 | 241.5842 | 141.2714 | 0 | 150 | 0 | 0 | 150 | 0 | 0 | 682.8556 | 571 | 241.5842 | 141.2714 | 0 | 66 | 0 | 0 | 25.8748 | 0 | 0 | 474.7304 | 571 | 241.5842 | 141.2714 | 0 | 150 | 0 | 0 | 150 | 0 | 0 | 682.8556
574 | 97.1386 | 97.1386 | 97.1386 | 98.7225 | 99.9657 | 99.9352 | 96.9443 | 96.9123 | 96.9123 | 574 | 1059.3849 | 1059.3849 | 1059.3849 | 1242.74 | 1242.74 | 1242.74 | 1405.7223 | 1405.7223 | 1405.7223 | 572 | 244.5545 | 0 | 0 | 150 | 0 | 0 | 750 | 1144.5545 |  | 572 | 244.5545 | 0 | 0 | 150 | 0 | 0 | 750 | 1144.5545 | 572 | 244.5545 | 0 | 0 | 150 | 0 | 0 | 750 | 1144.5545 | 572 | 257.4257 | 71.6448 | 0 | 150 | 0 | 0 | 600 | 1079.0705 | 572 | 257.4257 | 71.6448 | 0 | 150 | 0 | 0 | 573.0355 | 1052.1061 | 572 | 257.4257 | 71.6448 | 0 | 150 | 0 | 0 | 573.0355 | 1052.1061 | 572 | 261.7162 | 143.2896 | 0 | 150 | 0 | 0 | 0 | 0 | 0 | 555.0058 | 572 | 261.7162 | 143.2896 | 0 | 66 | 0 | 0 | 0 | 0 | 0 | 471.0058 | 572 | 261.7162 | 143.2896 | 0 | 150 | 0 | 0 | 0 | 0 | 0 | 555.0058
575 | 91.4301 | 91.4301 | 91.4301 | 93.0553 | 93.0553 | 93.0553 | 95.3542 | 95.2701 | 95.2701 | 575 | 1008.3035 | 1008.3035 | 1008.3035 | 1182.8175 | 1182.8175 | 1182.8175 | 1337.9411 | 1337.9411 | 1337.9411 | 573 | 272.7723 | 0 | 0 | 150 | 0 | 0 | 750 | 1172.7723 |  | 573 | 272.7723 | 0 | 0 | 150 | 0 | 0 | 750 | 1172.7723 | 573 | 272.7723 | 0 | 0 | 150 | 0 | 0 | 750 | 1172.7723 | 573 | 287.1287 | 106.9627 | 0 | 150 | 0 | 0 | 150 | 694.0914 | 573 | 287.1287 | 106.9627 | 0 | 150 | 0 | 0 | 150 | 694.0914 | 573 | 287.1287 | 106.9627 | 0 | 150 | 0 | 0 | 150 | 694.0914 | 573 | 291.9142 | 213.9253 | 0 | 150 | 0 | 0 | 0 | 0 | 0 | 655.8395 | 573 | 291.9142 | 213.9253 | 0 | 66 | 0 | 0 | 0 | 0 | 0 | 571.8395 | 573 | 291.9142 | 213.9253 | 0 | 150 | 0 | 0 | 0 | 0 | 0 | 655.8395
576 | 89.2379 | 89.2379 | 89.2379 | 91.578 | 91.578 | 91.578 | 94.2224 | 94.2224 | 94.2224 | 576 | 972.7685 | 972.7685 | 972.7685 | 1141.1323 | 1141.1323 | 1141.1323 | 1290.789 | 1290.789 | 1290.789 | 574 | 235.1485 | 0 | 0 | 150 | 0 | 0 | 300 | 685.1485 |  | 574 | 235.1485 | 0 | 0 | 150 | 0 | 0 | 300 | 685.1485 | 574 | 235.1485 | 0 | 0 | 150 | 0 | 0 | 300 | 685.1485 | 574 | 247.5248 | 145.3078 | 0 | 150 | 0 | 0 | 0 | 542.8325 | 574 | 247.5248 | 145.3078 | 0 | 150 | 0 | 0 | 0 | 542.8325 | 574 | 247.5248 | 145.3078 | 0 | 150 | 0 | 0 | 0 | 542.8325 | 574 | 251.6502 | 290.6155 | 0 | 150 | 0 | 0 | 0 | 0 | 0 | 692.2657 | 574 | 251.6502 | 290.6155 | 0 | 66 | 0 | 0 | 0 | 0 | 0 | 608.2657 | 574 | 251.6502 | 290.6155 | 0 | 150 | 0 | 0 | 0 | 0 | 0 | 692.2657
577 | 88.121 | 88.121 | 88.121 | 90.2712 | 90.2712 | 90.2712 | 93.5482 | 93.5482 | 93.5482 | 577 | 957.222 | 957.222 | 957.222 | 1122.8951 | 1122.8951 | 1122.8951 | 1270.16 | 1270.16 | 1270.16 | 575 | 225.7426 | 0 | 0 | 150 | 0 | 0 | 150 | 525.7426 |  | 575 | 225.7426 | 0 | 0 | 150 | 0 | 0 | 150 | 525.7426 | 575 | 225.7426 | 0 | 0 | 150 | 0 | 0 | 150 | 525.7426 | 575 | 237.6238 | 157.4168 | 0 | 150 | 0 | 0 | 0 | 545.0405 | 575 | 237.6238 | 157.4168 | 0 | 150 | 0 | 0 | 0 | 545.0405 | 575 | 237.6238 | 157.4168 | 0 | 150 | 0 | 0 | 0 | 545.0405 | 575 | 241.5842 | 314.8335 | 0 | 150 | 0 | 0 | 0 | 0 | 0 | 706.4177 | 575 | 241.5842 | 314.8335 | 0 | 66 | 0 | 0 | 0 | 0 | 0 | 622.4177 | 575 | 241.5842 | 314.8335 | 0 | 150 | 0 | 0 | 0 | 0 | 0 | 706.4177
578 | 87.1912 | 87.1912 | 87.1912 | 89.3618 | 89.3618 | 89.3618 | 49.428 | 49.428 | 49.428 | 578 | 943.8964 | 943.8964 | 943.8964 | 1107.2631 | 1107.2631 | 1107.2631 | 1252.4779 | 1252.4779 | 1252.4779 | 576 | 216.3366 | 0 | 0 | 0 | 0 | 0 | 150 | 366.3366 |  | 576 | 216.3366 | 0 | 0 | 0 | 0 | 0 | 150 | 366.3366 | 576 | 216.3366 | 0 | 0 | 0 | 0 | 0 | 150 | 366.3366 | 576 | 227.7228 | 145.3078 | 0 | 150 | 0 | 0 | 0 | 523.0305 | 576 | 227.7228 | 145.3078 | 0 | 150 | 0 | 0 | 0 | 523.0305 | 576 | 227.7228 | 145.3078 | 0 | 150 | 0 | 0 | 0 | 523.0305 | 576 | 231.5182 | 290.6155 | 0 | 150 | 0 | 0 | 0 | 0 | 0 | 672.1337 | 576 | 231.5182 | 290.6155 | 0 | 66 | 0 | 0 | 0 | 0 | 0 | 588.1337 | 576 | 231.5182 | 290.6155 | 0 | 150 | 0 | 0 | 0 | 0 | 0 | 672.1337
579 | 86.3097 | 86.3097 | 86.3097 | 54.4563 | 55.4633 | 55.4385 | 30.8575 | 30.8575 | 30.8575 | 579 | 949.4487 | 949.4487 | 949.4487 | 1113.7764 | 1113.7764 | 1113.7764 | 1259.8455 | 1259.8455 | 1259.8455 | 577 | 291.5842 | 0 | 0 | 0 | 0 | 0 | 150 | 441.5842 |  | 577 | 291.5842 | 0 | 0 | 0 | 0 | 0 | 150 | 441.5842 | 577 | 291.5842 | 0 | 0 | 0 | 0 | 0 | 150 | 441.5842 | 577 | 306.9307 | 131.1806 | 0 | 0 | 0 | 0 | 0 | 438.1113 | 577 | 306.9307 | 131.1806 | 0 | 0 | 0 | 0 | 0 | 438.1113 | 577 | 306.9307 | 131.1806 | 0 | 0 | 0 | 0 | 0 | 438.1113 | 577 | 312.0462 | 262.3613 | 0 | 150 | 0 | 0 | 0 | 0 | 0 | 724.4075 | 577 | 312.0462 | 262.3613 | 0 | 66 | 0 | 0 | 0 | 0 | 0 | 640.4075 | 577 | 312.0462 | 262.3613 | 0 | 150 | 0 | 0 | 0 | 0 | 0 | 724.4075
580 | 84.704 | 84.704 | 84.704 | 37.6537 | 55.3126 | 55.2841 | 28.5703 | 28.5703 | 28.5703 | 580 | 977.2104 | 977.2104 | 977.2104 | 1146.343 | 1146.343 | 1146.343 | 1296.683 | 1296.683 | 1296.683 | 578 | 348.0198 | 0 | 0 | 0 | 0 | 0 | 150 | 498.0198 |  | 578 | 348.0198 | 0 | 0 | 0 | 0 | 0 | 150 | 498.0198 | 578 | 348.0198 | 0 | 0 | 0 | 0 | 0 | 150 | 498.0198 | 578 | 366.3366 | 124.1171 | 0 | 0 | 0 | 0 | 0 | 490.4537 | 578 | 366.3366 | 124.1171 | 0 | 0 | 0 | 0 | 0 | 490.4537 | 578 | 366.3366 | 124.1171 | 0 | 0 | 0 | 0 | 0 | 490.4537 | 578 | 372.4422 | 248.2341 | 0 | 0 | 0 | 0 | 0 | 0 | 0 | 620.6764 | 578 | 372.4422 | 248.2341 | 0 | 17 | 0 | 0 | 0 | 0 | 0 | 637.6764 | 578 | 372.4422 | 248.2341 | 0 | 0 | 0 | 0 | 0 | 0 | 0 | 620.6764
581 | 84.704 | 84.704 | 84.704 | 37.6537 | 55.3126 | 55.2841 | 28.2056 | 28.3051 | 28.3051 | 581 | 1112.6873 | 1112.6873 | 1112.6873 | 1305.2678 | 1305.2678 | 1305.2678 | 1476.4505 | 1476.4505 | 1476.4505 | 579 | 348.0198 | 0 | 0 | 0 | 0 | 0 | 150 | 498.0198 |  | 579 | 348.0198 | 0 | 0 | 0 | 0 | 0 | 150 | 498.0198 | 579 | 348.0198 | 0 | 0 | 0 | 0 | 0 | 150 | 498.0198 | 579 | 366.3366 | 133.1988 | 0 | 0 | 0 | 0 | 0 | 499.5354 | 579 | 366.3366 | 133.1988 | 0 | 0 | 0 | 0 | 0 | 499.5354 | 579 | 366.3366 | 133.1988 | 0 | 0 | 0 | 0 | 0 | 499.5354 | 579 | 372.4422 | 266.3976 | 0 | 0 | 0 | 0 | 0 | 0 | 0 | 638.8398 | 579 | 372.4422 | 266.3976 | 0 | 17 | 0 | 0 | 0 | 0 | 0 | 655.8398 | 579 | 372.4422 | 266.3976 | 0 | 0 | 0 | 0 | 0 | 0 | 0 | 638.8398
582 | 87.4606 | 87.4606 | 87.4606 | 37.6537 | 55.3126 | 55.2841 | 28.2056 | 28.3051 | 28.3051 | 582 | 1277.0363 | 1277.0363 | 1277.0363 | 1537.5423 | 1498.0618 | 1498.0618 | 1694.529 | 1694.529 | 1694.529 | 580 | 385.6436 | 0 | 0 | 0 | 0 | 0 | 150 | 535.6436 |  | 580 | 385.6436 | 0 | 0 | 0 | 0 | 0 | 150 | 535.6436 | 580 | 385.6436 | 0 | 0 | 0 | 0 | 0 | 150 | 535.6436 | 580 | 405.9406 | 201.8163 | 0 | 0 | 0 | 0 | 0 | 607.7569 | 580 | 405.9406 | 201.8163 | 0 | 0 | 0 | 0 | 0 | 607.7569 | 580 | 405.9406 | 201.8163 | 0 | 0 | 0 | 0 | 0 | 607.7569 | 580 | 412.7063 | 403.6327 | 0 | 0 | 0 | 0 | 0 | 0 | 0 | 816.339 | 580 | 412.7063 | 403.6327 | 0 | 17 | 0 | 0 | 0 | 0 | 0 | 833.339 | 580 | 412.7063 | 403.6327 | 0 | 0 | 0 | 0 | 0 | 0 | 0 | 816.339
583 | 92.0772 | 92.0772 | 92.0772 | 54.2778 | 55.3126 | 55.2841 | 28.2056 | 28.3051 | 28.3051 | 583 | 1391.4144 | 1391.4144 | 1391.4144 | 1632.2361 | 1632.2361 | 1632.2361 | 1846.2998 | 1846.2998 | 1846.2998 | 581 | 460.8911 | 0 | 0 | 0 | 0 | 0 | 150 | 610.8911 |  | 581 | 460.8911 | 0 | 0 | 0 | 0 | 0 | 150 | 610.8911 | 581 | 460.8911 | 0 | 0 | 0 | 0 | 0 | 150 | 610.8911 | 581 | 485.1485 | 304.7427 | 0 | 0 | 0 | 0 | 0 | 789.8912 | 581 | 485.1485 | 304.7427 | 0 | 0 | 0 | 0 | 0 | 789.8912 | 581 | 485.1485 | 304.7427 | 0 | 0 | 0 | 0 | 0 | 789.8912 | 581 | 493.2343 | 609.4854 | 0 | 0 | 0 | 0 | 0 | 0 | 0 | 1102.7197 | 581 | 493.2343 | 609.4854 | 0 | 17 | 0 | 0 | 0 | 0 | 0 | 1119.7197 | 581 | 493.2343 | 609.4854 | 0 | 0 | 0 | 0 | 0 | 0 | 0 | 1102.7197
584 | 90.7143 | 90.7143 | 90.7143 | 37.6537 | 55.3126 | 55.2841 | 28.2056 | 28.3051 | 28.3051 | 584 | 1419.176 | 1419.176 | 1419.176 | 1664.8026 | 1664.8026 | 1664.8026 | 1883.1374 | 1883.1374 | 1883.1374 | 582 | 601.9802 | 0 | 0 | 0 | 0 | 0 | 150 | 751.9802 |  | 582 | 601.9802 | 0 | 0 | 0 | 0 | 0 | 150 | 751.9802 | 582 | 601.9802 | 0 | 0 | 0 | 0 | 0 | 150 | 751.9802 | 582 | 633.6634 | 389.5055 | 0 | 0 | 0 | 0 | 0 | 1023.1689 | 582 | 633.6634 | 389.5055 | 0 | 0 | 0 | 0 | 0 | 1023.1689 | 582 | 633.6634 | 389.5055 | 0 | 0 | 0 | 0 | 0 | 1023.1689 | 582 | 644.2244 | 779.0111 | 0 | 0 | 0 | 0 | 0 | 0 | 0 | 1423.2355 | 582 | 644.2244 | 779.0111 | 0 | 17 | 0 | 0 | 0 | 0 | 0 | 1440.2355 | 582 | 644.2244 | 779.0111 | 0 | 0 | 0 | 0 | 0 | 0 | 0 | 1423.2355
585 | 74.1528 | 74.1528 | 74.1528 | 37.6537 | 55.3126 | 55.2841 | 23.4961 | 26.7419 | 26.7419 | 585 | 1406.9609 | 1406.9609 | 1406.9609 | 1650.4734 | 1650.4734 | 1650.4734 | 1866.9289 | 1866.9289 | 1866.9289 | 583 | 808.9109 | 0 | 0 | 150 | 0 | 0 | 150 | 1108.9109 |  | 583 | 808.9109 | 0 | 0 | 150 | 0 | 0 | 150 | 1108.9109 | 583 | 808.9109 | 0 | 0 | 150 | 0 | 0 | 150 | 1108.9109 | 583 | 851.4851 | 463.1685 | 0 | 0 | 0 | 0 | 0 | 1314.6537 | 583 | 851.4851 | 463.1685 | 0 | 0 | 0 | 0 | 0 | 1314.6537 | 583 | 851.4851 | 463.1685 | 0 | 0 | 0 | 0 | 0 | 1314.6537 | 583 | 865.6766 | 926.337 | 0 | 0 | 0 | 0 | 0 | 0 | 0 | 1792.0136 | 583 | 865.6766 | 926.337 | 0 | 17 | 0 | 0 | 0 | 0 | 0 | 1809.0136 | 583 | 865.6766 | 926.337 | 0 | 0 | 0 | 0 | 0 | 0 | 0 | 1792.0136
586 | 74.1528 | 74.1528 | 74.1528 | 37.6537 | 55.3126 | 55.2841 | 22.3899 | 25.6357 | 22.3899 | 586 | 1392.5248 | 1452.3206 | 1392.5248 | 1862.3433 | 1633.5387 | 1633.5387 | 1847.7733 | 2008.4003 | 1847.7733 | 584 | 1053.4653 | 0 | 5.0859 | 28.7134 | 0 | 0 | 150 | 1237.2646 |  | 584 | 1053.4653 | 0 | 5.0859 | 28.7134 | 0 | 0 | 150 | 1237.2646 | 584 | 1053.4653 | 0 | 5.0859 | 28.7134 | 0 | 0 | 150 | 1237.2646 | 584 | 1108.9109 | 517.6589 | 5.4983 | 0 | 0 | 0 | 0 | 1632.0681 | 584 | 1108.9109 | 517.6589 | 5.4983 | 0 | 0 | 0 | 0 | 1632.0681 | 584 | 1108.9109 | 517.6589 | 5.4983 | 0 | 0 | 0 | 0 | 1632.0681 | 584 | 1127.3927 | 1035.3179 | 6.8729 | 0 | 0 | 0 | 0 | 0 | 0 | 2169.5835 | 584 | 1127.3927 | 1035.3179 | 6.8729 | 17 | 0 | 0 | 0 | 0 | 0 | 2186.5835 | 584 | 1127.3927 | 1035.3179 | 6.8729 | 0 | 0 | 0 | 0 | 0 | 0 | 2169.5835
587 | 74.1528 | 74.1528 | 74.1528 | 37.6537 | 55.3126 | 55.2841 | 20.9838 | 25.6357 | 20.9838 | 587 | 1451.0349 | 1770.4956 | 1683.915 | 2076.9275 | 1612.6961 | 1612.6961 | 2349.3114 | 1824.1973 | 1824.1973 | 585 | 1354.4554 | 0 | 10.1718 | 0 | 0 | 0 | 26.3336 | 1390.9609 |  | 585 | 1354.4554 | 0 | 10.1718 | 0 | 0 | 0 | 26.3336 | 1390.9609 | 585 | 1354.4554 | 0 | 10.1718 | 0 | 0 | 0 | 150 | 1514.6273 | 585 | 1425.7426 | 583.2492 | 10.9966 | 0 | 0 | 0 | 0 | 2019.9884 | 585 | 1425.7426 | 583.2492 | 10.9966 | 0 | 0 | 0 | 0 | 2019.9884 | 585 | 1425.7426 | 583.2492 | 10.9966 | 0 | 0 | 0 | 0 | 2019.9884 | 585 | 1449.505 | 1166.4985 | 13.7457 | 0 | 0 | 0 | 0 | 0 | 0 | 2629.7491 | 585 | 1449.505 | 1166.4985 | 13.7457 | 17 | 0 | 0 | 0 | 0 | 0 | 2646.7491 | 585 | 1449.505 | 1166.4985 | 13.7457 | 0 | 0 | 0 | 0 | 0 | 0 | 2629.7491
588 | 74.1528 | 74.1528 | 74.1528 | 37.6537 | 55.3126 | 55.2841 | 20.9838 | 25.6357 | 20.9838 | 588 | 1394.7458 | 1394.7458 | 1670.189 | 1636.1441 | 1636.1441 | 1636.1441 | 1850.7203 | 1850.7203 | 2028.821 | 586 | 1410.8911 | 0 | 25.4296 | 0 | 0 | 0 | 150 | 1586.3206 |  | 586 | 1410.8911 | 0 | 25.4296 | 0 | 0 | 0 | 0 | 1436.3206 | 586 | 1410.8911 | 0 | 25.4296 | 0 | 0 | 0 | 9.0024 | 1445.3231 | 586 | 1485.1485 | 633.7033 | 27.4914 | 0 | 0 | 0 | 0 | 2146.3433 | 586 | 1485.1485 | 633.7033 | 27.4914 | 0 | 0 | 0 | 0 | 2146.3433 | 586 | 1485.1485 | 633.7033 | 27.4914 | 0 | 0 | 0 | 0 | 2146.3433 | 586 | 1509.901 | 1267.4067 | 34.3643 | 0 | 0 | 0 | 0 | 0 | 0 | 2811.6719 | 586 | 1509.901 | 1267.4067 | 34.3643 | 17 | 0 | 0 | 0 | 0 | 0 | 2828.6719 | 586 | 1509.901 | 1267.4067 | 34.3643 | 0 | 0 | 0 | 0 | 0 | 0 | 2811.6719
589 | 74.1528 | 74.1528 | 74.1528 | 37.6537 | 55.3126 | 55.2841 | 20.9838 | 25.6357 | 20.9838 | 589 | 1380.3097 | 1767.3075 | 1617.3075 | 1619.2095 | 1619.2095 | 1619.2095 | 2127.2627 | 1831.5648 | 1981.8732 | 587 | 1627.2277 | 0 | 40.6873 | 0 | 0 | 0 | 150 | 1817.915 |  | 587 | 1627.2277 | 0 | 40.6873 | 0 | 0 | 0 | 86.5806 | 1754.4956 | 587 | 1627.2277 | 0 | 40.6873 | 0 | 0 | 0 | 0 | 1667.915 | 587 | 1712.8713 | 663.9758 | 43.9863 | 0 | 0 | 0 | 0 | 2420.8333 | 587 | 1712.8713 | 663.9758 | 43.9863 | 0 | 0 | 0 | 0 | 2420.8333 | 587 | 1712.8713 | 663.9758 | 43.9863 | 0 | 0 | 0 | 0 | 2420.8333 | 587 | 1741.4191 | 1327.9516 | 54.9828 | 0 | 0 | 0 | 0 | 0 | 0 | 3124.3535 | 587 | 1741.4191 | 1327.9516 | 54.9828 | 17 | 0 | 0 | 0 | 0 | 0 | 3141.3535 | 587 | 1741.4191 | 1327.9516 | 54.9828 | 0 | 0 | 0 | 0 | 0 | 0 | 3124.3535
590 | 74.1528 | 74.1528 | 74.1528 | 37.6537 | 55.3126 | 55.2841 | 20.9838 | 25.6357 | 20.9838 | 590 | 1709.3401 | 1379.1992 | 1559.3401 | 1639.0845 | 1617.9068 | 1617.9068 | 1830.0913 | 1830.0913 | 1830.0913 | 588 | 1608.4158 | 0 | 45.7732 | 0 | 0 | 0 | 150 | 1804.189 |  | 588 | 1608.4158 | 0 | 45.7732 | 0 | 0 | 0 | 150 | 1804.189 | 588 | 1608.4158 | 0 | 45.7732 | 0 | 0 | 0 | 0 | 1654.189 | 588 | 1693.0693 | 733.6024 | 49.4845 | 0 | 0 | 0 | 0 | 2476.1563 | 588 | 1693.0693 | 733.6024 | 49.4845 | 0 | 0 | 0 | 0 | 2476.1563 | 588 | 1693.0693 | 733.6024 | 49.4845 | 0 | 0 | 0 | 0 | 2476.1563 | 588 | 1721.2871 | 1467.2048 | 61.8557 | 0 | 0 | 0 | 0 | 0 | 0 | 3250.3476 | 588 | 1721.2871 | 1467.2048 | 61.8557 | 17 | 0 | 0 | 0 | 0 | 0 | 3267.3476 | 588 | 1721.2871 | 1467.2048 | 61.8557 | 0 | 0 | 0 | 0 | 0 | 0 | 3250.3476
591 | 74.1528 | 74.1528 | 74.1528 | 37.6537 | 55.3126 | 55.2841 | 22.8974 | 25.8446 | 25.8446 | 591 | 1520.9505 | 1407.406 | 1670.9505 | 1623.1174 | 1623.1174 | 1623.1174 | 1835.9853 | 1835.9853 | 1835.9853 | 589 | 1570.7921 | 0 | 30.5155 | 0 | 0 | 0 | 150 | 1751.3075 |  | 589 | 1570.7921 | 0 | 30.5155 | 0 | 0 | 0 | 150 | 1751.3075 | 589 | 1570.7921 | 0 | 30.5155 | 0 | 0 | 0 | 0 | 1601.3075 | 589 | 1653.4653 | 737.6387 | 32.9897 | 0 | 0 | 0 | 0 | 2424.0938 | 589 | 1653.4653 | 737.6387 | 32.9897 | 0 | 0 | 0 | 0 | 2424.0938 | 589 | 1653.4653 | 737.6387 | 32.9897 | 0 | 0 | 0 | 0 | 2424.0938 | 589 | 1681.0231 | 1475.2775 | 41.2371 | 0 | 0 | 0 | 0 | 0 | 0 | 3197.5377 | 589 | 1681.0231 | 1475.2775 | 41.2371 | 17 | 0 | 0 | 0 | 0 | 0 | 3214.5377 | 589 | 1681.0231 | 1475.2775 | 41.2371 | 0 | 0 | 0 | 0 | 0 | 0 | 3197.5377
592 | 74.1528 | 74.1528 | 74.1528 | 37.6537 | 55.3126 | 55.2841 | 27.8436 | 28.3051 | 28.3051 | 592 | 1793.2277 | 1793.2277 | 1643.2277 | 1654.3813 | 1654.3813 | 1654.3813 | 1871.3494 | 1871.3494 | 1871.3494 | 590 | 1533.1683 | 0 | 10.1718 | 0 | 0 | 0 | 150 | 1693.3401 |  | 590 | 1533.1683 | 0 | 10.1718 | 0 | 0 | 0 | 150 | 1693.3401 | 590 | 1533.1683 | 0 | 10.1718 | 0 | 0 | 0 | 0 | 1543.3401 | 590 | 1613.8614 | 752.775 | 10.9966 | 0 | 0 | 0 | 0 | 2377.6329 | 590 | 1613.8614 | 752.775 | 10.9966 | 0 | 0 | 0 | 0 | 2377.6329 | 590 | 1613.8614 | 752.775 | 10.9966 | 0 | 0 | 0 | 0 | 2377.6329 | 590 | 1640.7591 | 1505.55 | 13.7457 | 0 | 0 | 0 | 0 | 0 | 0 | 3160.0547 | 590 | 1640.7591 | 1505.55 | 13.7457 | 17 | 0 | 0 | 0 | 0 | 0 | 3177.0547 | 590 | 1640.7591 | 1505.55 | 13.7457 | 0 | 0 | 0 | 0 | 0 | 0 | 3160.0547
593 | 74.1528 | 74.1528 | 74.1528 | 37.6537 | 55.3126 | 55.2841 | 28.2056 | 28.3051 | 28.3051 | 593 | 1662.0396 | 1767.1642 | 1622.4153 | 1608.7882 | 1608.7882 | 1608.7882 | 1819.7768 | 1819.7768 | 1819.7768 | 591 | 1504.9505 | 0 | 0 | 0 | 0 | 0 | 0 | 1504.9505 |  | 591 | 1504.9505 | 0 | 0 | 0 | 0 | 0 | 0 | 1504.9505 | 591 | 1504.9505 | 0 | 0 | 0 | 0 | 0 | 150 | 1654.9505 | 591 | 1584.1584 | 761.8567 | 0 | 0 | 0 | 0 | 0 | 2346.0151 | 591 | 1584.1584 | 761.8567 | 0 | 0 | 0 | 0 | 0 | 2346.0151 | 591 | 1584.1584 | 761.8567 | 0 | 0 | 0 | 0 | 0 | 2346.0151 | 591 | 1610.5611 | 1523.7134 | 0 | 0 | 0 | 0 | 0 | 0 | 0 | 3134.2745 | 591 | 1610.5611 | 1523.7134 | 0 | 17 | 0 | 0 | 0 | 0 | 0 | 3151.2745 | 591 | 1610.5611 | 1523.7134 | 0 | 0 | 0 | 0 | 0 | 0 | 0 | 3134.2745
594 | 74.1528 | 74.1528 | 74.1528 | 37.6537 | 55.3126 | 55.2841 | 28.2056 | 28.3051 | 28.3051 | 594 | 1727.1874 | 1596.198 | 1596.198 | 1561.8923 | 1561.8923 | 1561.8923 | 1766.7306 | 1766.7306 | 1766.7306 | 592 | 1627.2277 | 0 | 0 | 0 | 0 | 0 | 150 | 1777.2277 |  | 592 | 1627.2277 | 0 | 0 | 0 | 0 | 0 | 150 | 1777.2277 | 592 | 1627.2277 | 0 | 0 | 0 | 0 | 0 | 0 | 1627.2277 | 592 | 1712.8713 | 735.6206 | 0 | 0 | 0 | 0 | 0 | 2448.4919 | 592 | 1712.8713 | 735.6206 | 0 | 0 | 0 | 0 | 0 | 2448.4919 | 592 | 1712.8713 | 735.6206 | 0 | 0 | 0 | 0 | 0 | 2448.4919 | 592 | 1741.4191 | 1471.2412 | 0 | 0 | 0 | 0 | 0 | 0 | 0 | 3212.6603 | 592 | 1741.4191 | 1471.2412 | 0 | 17 | 0 | 0 | 0 | 0 | 0 | 3229.6603 | 592 | 1741.4191 | 1471.2412 | 0 | 0 | 0 | 0 | 0 | 0 | 0 | 3212.6603
595 | 74.1528 | 74.1528 | 74.1528 | 37.6537 | 55.3126 | 55.2841 | 28.2056 | 28.3051 | 28.3051 | 595 | 1605.1089 | 1455.1089 | 1455.1089 | 1521.5098 | 1521.5098 | 1521.5098 | 1721.052 | 1721.052 | 1721.052 | 593 | 1646.0396 | 0 | 0 | 0 | 0 | 0 | 0 | 1646.0396 |  | 593 | 1646.0396 | 0 | 0 | 0 | 0 | 0 | 105.1246 | 1751.1642 | 593 | 1646.0396 | 0 | 0 | 0 | 0 | 0 | 150 | 1796.0396 | 593 | 1732.6733 | 673.0575 | 0 | 0 | 0 | 0 | 0 | 2405.7308 | 593 | 1732.6733 | 673.0575 | 0 | 0 | 0 | 0 | 0 | 2405.7308 | 593 | 1732.6733 | 673.0575 | 0 | 0 | 0 | 0 | 0 | 2405.7308 | 593 | 1761.5512 | 1346.115 | 0 | 0 | 0 | 0 | 0 | 0 | 0 | 3107.6662 | 593 | 1761.5512 | 1346.115 | 0 | 17 | 0 | 0 | 0 | 0 | 0 | 3124.6662 | 593 | 1761.5512 | 1346.115 | 0 | 0 | 0 | 0 | 0 | 0 | 0 | 3107.6662
596 | 74.1528 | 74.1528 | 74.1528 | 90.7143 | 90.7143 | 90.7143 | 28.2056 | 28.3051 | 28.3051 | 596 | 1243.7223 | 1243.7223 | 1243.7223 | 1458.982 | 1458.982 | 1458.982 | 1650.3239 | 1650.3239 | 1650.3239 | 594 | 1580.198 | 0 | 0 | 0 | 0 | 0 | 130.9894 | 1711.1874 |  | 594 | 1580.198 | 0 | 0 | 0 | 0 | 0 | 0 | 1580.198 | 594 | 1580.198 | 0 | 0 | 0 | 0 | 0 | 0 | 1580.198 | 594 | 1663.3663 | 612.5126 | 0 | 0 | 0 | 0 | 0 | 2275.879 | 594 | 1663.3663 | 612.5126 | 0 | 0 | 0 | 0 | 0 | 2275.879 | 594 | 1663.3663 | 612.5126 | 0 | 0 | 0 | 0 | 0 | 2275.879 | 594 | 1691.0891 | 1225.0252 | 0 | 0 | 0 | 0 | 0 | 0 | 0 | 2916.1143 | 594 | 1691.0891 | 1225.0252 | 0 | 17 | 0 | 0 | 0 | 0 | 0 | 2933.1143 | 594 | 1691.0891 | 1225.0252 | 0 | 0 | 0 | 0 | 0 | 0 | 0 | 2916.1143
597 | 90.7143 | 90.7143 | 90.7143 | 93.9733 | 91.5976 | 91.5976 | 30.6546 | 30.6546 | 30.6546 | 597 | 1157.106 | 1157.106 | 1157.106 | 1357.3743 | 1357.3743 | 1357.3743 | 1535.3906 | 1535.3906 | 1535.3906 | 595 | 1439.1089 | 0 | 0 | 0 | 0 | 0 | 150 | 1589.1089 |  | 595 | 1439.1089 | 0 | 0 | 0 | 0 | 0 | 0 | 1439.1089 | 595 | 1439.1089 | 0 | 0 | 0 | 0 | 0 | 0 | 1439.1089 | 595 | 1514.8515 | 563.0676 | 0 | 0 | 0 | 0 | 0 | 2077.9191 | 595 | 1514.8515 | 563.0676 | 0 | 0 | 0 | 0 | 0 | 2077.9191 | 595 | 1514.8515 | 563.0676 | 0 | 0 | 0 | 0 | 0 | 2077.9191 | 595 | 1540.099 | 1126.1352 | 0 | 0 | 0 | 0 | 0 | 0 | 0 | 2666.2342 | 595 | 1540.099 | 1126.1352 | 0 | 17 | 0 | 0 | 0 | 0 | 0 | 2683.2342 | 595 | 1540.099 | 1126.1352 | 0 | 0 | 0 | 0 | 0 | 0 | 0 | 2666.2342
598 | 91.2335 | 91.2335 | 91.2335 | 92.7315 | 91.5976 | 91.5976 | 88.8929 | 76.7214 | 76.7214 | 598 | 1069.3791 | 1069.3791 | 1069.3791 | 1254.464 | 1254.464 | 1254.464 | 1418.9838 | 1418.9838 | 1418.9838 | 596 | 1100.495 | 0 | 0 | 0 | 0 | 0 | 127.2273 | 1227.7223 |  | 596 | 1100.495 | 0 | 0 | 0 | 0 | 0 | 127.2273 | 1227.7223 | 596 | 1100.495 | 0 | 0 | 0 | 0 | 0 | 127.2273 | 1227.7223 | 596 | 1158.4158 | 503.5318 | 0 | 81.0343 | 0 | 0 | 0 | 1742.982 | 596 | 1158.4158 | 503.5318 | 0 | 81.0343 | 0 | 0 | 0 | 1742.982 | 596 | 1158.4158 | 503.5318 | 0 | 81.0343 | 0 | 0 | 0 | 1742.982 | 596 | 1177.7228 | 1007.0636 | 0 | 0 | 0 | 0 | 0 | 0 | 0 | 2184.7863 | 596 | 1177.7228 | 1007.0636 | 0 | 17 | 0 | 0 | 0 | 0 | 0 | 2201.7863 | 596 | 1177.7228 | 1007.0636 | 0 | 0 | 0 | 0 | 0 | 0 | 0 | 2184.7863
599 | 88.121 | 88.121 | 88.121 | 91.578 | 91.578 | 91.578 | 88.8929 | 77.9948 | 88.8623 | 599 | 1016.0767 | 1016.0767 | 1016.0767 | 1191.9362 | 1191.9362 | 1191.9362 | 1348.2557 | 1348.2557 | 1348.2557 | 597 | 921.7822 | 0 | 0 | 69.3238 | 0 | 0 | 150 | 1141.106 |  | 597 | 921.7822 | 0 | 0 | 69.3238 | 0 | 0 | 150 | 1141.106 | 597 | 921.7822 | 0 | 0 | 69.3238 | 0 | 0 | 150 | 1141.106 | 597 | 970.297 | 448.0323 | 0 | 150 | 0 | 0 | 0 | 1568.3293 | 597 | 970.297 | 448.0323 | 0 | 150 | 0 | 0 | 0 | 1568.3293 | 597 | 970.297 | 448.0323 | 0 | 150 | 0 | 0 | 0 | 1568.3293 | 597 | 986.4686 | 896.0646 | 0 | 0 | 0 | 0 | 0 | 0 | 0 | 1882.5332 | 597 | 986.4686 | 896.0646 | 0 | 17 | 0 | 0 | 0 | 0 | 0 | 1899.5332 | 597 | 986.4686 | 896.0646 | 0 | 0 | 0 | 0 | 0 | 0 | 0 | 1882.5332
600 | 86.0862 | 86.0862 | 86.0862 | 89.0737 | 89.0737 | 89.0737 | 88.8929 | 77.9948 | 89.9932 | 600 | 981.6523 | 981.6523 | 981.6523 | 1151.5536 | 1151.5536 | 1151.5536 | 1302.5771 | 1302.5771 | 1302.5771 | 598 | 724.2574 | 0 | 0 | 150 | 0 | 0 | 150 | 1024.2574 |  | 598 | 724.2574 | 0 | 0 | 150 | 0 | 0 | 150 | 1024.2574 | 598 | 724.2574 | 0 | 0 | 150 | 0 | 0 | 150 | 1024.2574 | 598 | 762.3762 | 394.551 | 0 | 150 | 0 | 0 | 0 | 1306.9272 | 598 | 762.3762 | 394.551 | 0 | 150 | 0 | 0 | 0 | 1306.9272 | 598 | 762.3762 | 394.551 | 0 | 150 | 0 | 0 | 0 | 1306.9272 | 598 | 775.0825 | 789.1019 | 0 | 0 | 0 | 0 | 0 | 0 | 0 | 1564.1844 | 598 | 775.0825 | 789.1019 | 0 | 42 | 0 | 0 | 0 | 0 | 0 | 1606.1844 | 598 | 775.0825 | 789.1019 | 0 | 0 | 0 | 0 | 0 | 0 | 0 | 1564.1844
601 | 84.9683 | 84.9683 | 84.9683 | 86.8972 | 86.8972 | 86.8972 | 88.8929 | 77.9948 | 88.8623 | 601 | 979.4313 | 979.4313 | 979.4313 | 1148.9483 | 1148.9483 | 1148.9483 | 1299.63 | 1299.63 | 1299.63 | 599 | 395.0495 | 0 | 0 | 0 | 0 | 0 | 150 | 545.0495 |  | 599 | 395.0495 | 0 | 0 | 0 | 0 | 0 | 150 | 545.0495 | 599 | 395.0495 | 0 | 0 | 0 | 0 | 0 | 150 | 545.0495 | 599 | 415.8416 | 330.9788 | 0 | 150 | 0 | 0 | 0 | 896.8204 | 599 | 415.8416 | 330.9788 | 0 | 150 | 0 | 0 | 0 | 896.8204 | 599 | 415.8416 | 330.9788 | 0 | 150 | 0 | 0 | 0 | 896.8204 | 599 | 422.7723 | 661.9576 | 0 | 0 | 0 | 0 | 0 | 0 | 0 | 1084.7299 | 599 | 422.7723 | 661.9576 | 0 | 42 | 0 | 0 | 0 | 0 | 0 | 1126.7299 | 599 | 422.7723 | 661.9576 | 0 | 0 | 0 | 0 | 0 | 0 | 0 | 1084.7299
602 | 84.1053 | 84.1053 | 84.1053 | 85.9279 | 85.9279 | 85.9279 | 88.1267 | 77.9948 | 87.8813 | 602 | 970.5476 | 970.5476 | 970.5476 | 1138.527 | 1138.527 | 1138.527 | 1287.842 | 1287.842 | 1287.842 | 600 | 263.3663 | 0 | 0 | 0 | 0 | 0 | 150 | 413.3663 |  | 600 | 263.3663 | 0 | 0 | 0 | 0 | 0 | 150 | 413.3663 | 600 | 263.3663 | 0 | 0 | 0 | 0 | 0 | 150 | 413.3663 | 600 | 277.2277 | 263.3703 | 0 | 0 | 0 | 0 | 0 | 540.5981 | 600 | 277.2277 | 263.3703 | 0 | 0 | 0 | 0 | 0 | 540.5981 | 600 | 277.2277 | 263.3703 | 0 | 0 | 0 | 0 | 0 | 540.5981 | 600 | 281.8482 | 526.7407 | 0 | 0 | 0 | 0 | 0 | 0 | 0 | 808.5889 | 600 | 281.8482 | 526.7407 | 0 | 42 | 0 | 0 | 0 | 0 | 0 | 850.5889 | 600 | 281.8482 | 526.7407 | 0 | 0 | 0 | 0 | 0 | 0 | 0 | 808.5889
603 | 83.1891 | 83.1891 | 83.1891 | 85.6692 | 85.6692 | 85.6692 | 84.1605 | 76.7214 | 76.7214 | 603 | 986.0941 | 986.0941 | 986.0941 | 1156.7643 | 1156.7643 | 1156.7643 | 1308.4711 | 1308.4711 | 1308.4711 | 601 | 188.1188 | 0 | 0 | 0 | 0 | 0 | 150 | 338.1188 |  | 601 | 188.1188 | 0 | 0 | 0 | 0 | 0 | 150 | 338.1188 | 601 | 188.1188 | 0 | 0 | 0 | 0 | 0 | 150 | 338.1188 | 601 | 198.0198 | 182.6438 | 0 | 0 | 0 | 0 | 0 | 380.6636 | 601 | 198.0198 | 182.6438 | 0 | 0 | 0 | 0 | 0 | 380.6636 | 601 | 198.0198 | 182.6438 | 0 | 0 | 0 | 0 | 0 | 380.6636 | 601 | 201.3201 | 365.2876 | 0 | 0 | 0 | 0 | 0 | 0 | 0 | 566.6077 | 601 | 201.3201 | 365.2876 | 0 | 42 | 0 | 0 | 0 | 0 | 0 | 608.6077 | 601 | 201.3201 | 365.2876 | 0 | 0 | 0 | 0 | 0 | 0 | 0 | 566.6077
604 | 83.1891 | 83.1891 | 83.1891 | 85.3187 | 85.3187 | 85.3187 | 59.301 | 50.4439 | 53.617 | 604 | 1034.9547 | 1034.9547 | 1034.9547 | 1214.0814 | 1214.0814 | 1214.0814 | 1373.3052 | 1373.3052 | 1373.3052 | 602 | 131.6832 | 0 | 0 | 0 | 0 | 0 | 150 | 281.6832 |  | 602 | 131.6832 | 0 | 0 | 0 | 0 | 0 | 150 | 281.6832 | 602 | 131.6832 | 0 | 0 | 0 | 0 | 0 | 150 | 281.6832 | 602 | 138.6139 | 114.0262 | 0 | 0 | 0 | 0 | 0 | 252.6401 | 602 | 138.6139 | 114.0262 | 0 | 0 | 0 | 0 | 0 | 252.6401 | 602 | 138.6139 | 114.0262 | 0 | 0 | 0 | 0 | 0 | 252.6401 | 602 | 140.9241 | 228.0525 | 0 | 0 | 0 | 0 | 0 | 0 | 0 | 368.9766 | 602 | 140.9241 | 228.0525 | 0 | 42 | 0 | 0 | 0 | 0 | 0 | 410.9766 | 602 | 140.9241 | 228.0525 | 0 | 0 | 0 | 0 | 0 | 0 | 0 | 368.9766
605 | 84.9327 | 84.9327 | 84.9327 | 85.9279 | 85.9279 | 85.9279 | 86.7899 | 76.7214 | 76.7214 | 605 | 1172.6525 | 1172.6525 | 1172.6525 | 1375.6116 | 1375.6116 | 1375.6116 | 1556.0196 | 1556.0196 | 1556.0196 | 603 | 103.4653 | 0 | 0 | 0 | 0 | 0 | 150 | 253.4653 |  | 603 | 103.4653 | 0 | 0 | 0 | 0 | 0 | 150 | 253.4653 | 603 | 103.4653 | 0 | 0 | 0 | 0 | 0 | 150 | 253.4653 | 603 | 108.9109 | 68.6176 | 0 | 0 | 0 | 0 | 0 | 177.5284 | 603 | 108.9109 | 68.6176 | 0 | 0 | 0 | 0 | 0 | 177.5284 | 603 | 108.9109 | 68.6176 | 0 | 0 | 0 | 0 | 0 | 177.5284 | 603 | 110.7261 | 137.2351 | 0 | 0 | 0 | 0 | 0 | 0 | 0 | 247.9612 | 603 | 110.7261 | 137.2351 | 0 | 42 | 0 | 0 | 0 | 0 | 0 | 289.9612 | 603 | 110.7261 | 137.2351 | 0 | 0 | 0 | 0 | 0 | 0 | 0 | 247.9612
606 | 94.8028 | 94.8028 | 94.8028 | 89.3003 | 89.3003 | 89.3003 | 88.8929 | 76.7214 | 76.7214 | 606 | 1345.8852 | 1345.8852 | 1345.8852 | 1578.8269 | 1578.8269 | 1578.8269 | 1785.8862 | 1785.8862 | 1785.8862 | 604 | 131.6832 | 0 | 0 | 0 | 0 | 0 | 150 | 281.6832 |  | 604 | 131.6832 | 0 | 0 | 0 | 0 | 0 | 150 | 281.6832 | 604 | 131.6832 | 0 | 0 | 0 | 0 | 0 | 150 | 281.6832 | 604 | 138.6139 | 51.4632 | 0 | 0 | 0 | 0 | 0 | 190.077 | 604 | 138.6139 | 51.4632 | 0 | 0 | 0 | 0 | 0 | 190.077 | 604 | 138.6139 | 51.4632 | 0 | 0 | 0 | 0 | 0 | 190.077 | 604 | 140.9241 | 102.9263 | 0 | 0 | 0 | 0 | 0 | 0 | 0 | 243.8504 | 604 | 140.9241 | 102.9263 | 0 | 17 | 0 | 0 | 0 | 0 | 0 | 260.8504 | 604 | 140.9241 | 102.9263 | 0 | 0 | 0 | 0 | 0 | 0 | 0 | 243.8504
607 | 96.2822 | 96.2822 | 96.2822 | 93.9733 | 92.5051 | 96.1306 | 88.8929 | 76.7214 | 76.7214 | 607 | 1466.9261 | 1466.9261 | 1466.9261 | 1720.8171 | 1720.8171 | 1720.8171 | 1946.4981 | 1946.4981 | 1946.4981 | 605 | 112.8713 | 0 | 0 | 0 | 0 | 0 | 150 | 262.8713 |  | 605 | 112.8713 | 0 | 0 | 0 | 0 | 0 | 150 | 262.8713 | 605 | 112.8713 | 0 | 0 | 0 | 0 | 0 | 150 | 262.8713 | 605 | 118.8119 | 58.5267 | 0 | 0 | 0 | 0 | 0 | 177.3386 | 605 | 118.8119 | 58.5267 | 0 | 0 | 0 | 0 | 0 | 177.3386 | 605 | 118.8119 | 58.5267 | 0 | 0 | 0 | 0 | 0 | 177.3386 | 605 | 120.7921 | 117.0535 | 0 | 0 | 0 | 0 | 0 | 0 | 0 | 237.8456 | 605 | 120.7921 | 117.0535 | 0 | 42 | 0 | 0 | 0 | 0 | 0 | 279.8456 | 605 | 120.7921 | 117.0535 | 0 | 0 | 0 | 0 | 0 | 0 | 0 | 237.8456
608 | 96.1209 | 96.1209 | 96.1209 | 93.9733 | 92.5051 | 93.9207 | 77.6447 | 76.7214 | 76.7214 | 608 | 1491.3563 | 1491.3563 | 1491.3563 | 1749.4757 | 1749.4757 | 1749.4757 | 1978.9151 | 1978.9151 | 1978.9151 | 606 | 131.6832 | 0 | 0 | 150 | 0 | 0 | 160.2142 | 441.8974 |  | 606 | 131.6832 | 0 | 0 | 150 | 0 | 0 | 160.2142 | 441.8974 | 606 | 131.6832 | 0 | 0 | 150 | 0 | 0 | 160.2142 | 441.8974 | 606 | 138.6139 | 80.7265 | 0 | 0 | 0 | 0 | 0 | 219.3404 | 606 | 138.6139 | 80.7265 | 0 | 0 | 0 | 0 | 0 | 219.3404 | 606 | 138.6139 | 80.7265 | 0 | 0 | 0 | 0 | 0 | 219.3404 | 606 | 140.9241 | 161.4531 | 0 | 0 | 0 | 0 | 0 | 0 | 0 | 302.3772 | 606 | 140.9241 | 161.4531 | 0 | 42 | 0 | 0 | 0 | 0 | 0 | 344.3772 | 606 | 140.9241 | 161.4531 | 0 | 0 | 0 | 0 | 0 | 0 | 0 | 302.3772
609 | 96.1209 | 96.1209 | 96.1209 | 93.9733 | 92.5051 | 93.0553 | 76.781 | 76.7214 | 76.7214 | 609 | 1483.5831 | 1483.5831 | 1483.5831 | 1740.3571 | 1740.3571 | 1740.3571 | 1968.6006 | 1968.6006 | 1968.6006 | 607 | 159.901 | 0 | 0 | 150 | 0 | 0 | 300 | 609.901 |  | 607 | 159.901 | 0 | 0 | 150 | 0 | 0 | 300 | 609.901 | 607 | 159.901 | 0 | 0 | 150 | 0 | 0 | 300 | 609.901 | 607 | 168.3168 | 94.8537 | 0 | 150 | 0 | 0 | 0 | 413.1705 | 607 | 168.3168 | 94.8537 | 0 | 150 | 0 | 0 | 0 | 413.1705 | 607 | 168.3168 | 94.8537 | 0 | 150 | 0 | 0 | 0 | 413.1705 | 607 | 171.1221 | 189.7074 | 0 | 0 | 0 | 0 | 0 | 0 | 0 | 360.8295 | 607 | 171.1221 | 189.7074 | 0 | 42 | 0 | 0 | 0 | 0 | 0 | 402.8295 | 607 | 171.1221 | 189.7074 | 0 | 0 | 0 | 0 | 0 | 0 | 0 | 360.8295
610 | 96.2822 | 96.2822 | 96.2822 | 93.9733 | 92.5051 | 93.9207 | 79.7958 | 76.7214 | 76.7214 | 610 | 1470.2575 | 1470.2575 | 1470.2575 | 1724.7251 | 1724.7251 | 1724.7251 | 1950.9186 | 1950.9186 | 1950.9186 | 608 | 206.9307 | 0 | 5.0859 | 150 | 0 | 0 | 300 | 662.0166 |  | 608 | 206.9307 | 0 | 5.0859 | 150 | 0 | 0 | 300 | 662.0166 | 608 | 206.9307 | 0 | 5.0859 | 150 | 0 | 0 | 300 | 662.0166 | 608 | 217.8218 | 115.0353 | 5.4983 | 150 | 0 | 0 | 0 | 488.3554 | 608 | 217.8218 | 115.0353 | 5.4983 | 150 | 0 | 0 | 0 | 488.3554 | 608 | 217.8218 | 115.0353 | 5.4983 | 150 | 0 | 0 | 0 | 488.3554 | 608 | 221.4521 | 230.0706 | 6.8729 | 0 | 0 | 0 | 0 | 0 | 0 | 458.3956 | 608 | 221.4521 | 230.0706 | 6.8729 | 42 | 0 | 0 | 0 | 0 | 0 | 500.3956 | 608 | 221.4521 | 230.0706 | 6.8729 | 0 | 0 | 0 | 0 | 0 | 0 | 458.3956
611 | 98.6288 | 98.6288 | 98.6288 | 91.8857 | 91.8045 | 91.8045 | 88.3863 | 77.9948 | 82.2058 | 611 | 1450.2691 | 1450.2691 | 1450.2691 | 1701.2772 | 1701.2772 | 1701.2772 | 1924.3955 | 1924.3955 | 1924.3955 | 609 | 197.5248 | 0 | 15.2577 | 150 | 0 | 0 | 300 | 662.7825 |  | 609 | 197.5248 | 0 | 15.2577 | 150 | 0 | 0 | 300 | 662.7825 | 609 | 197.5248 | 0 | 15.2577 | 150 | 0 | 0 | 300 | 662.7825 | 609 | 207.9208 | 150.3532 | 16.4948 | 150 | 0 | 0 | 0 | 524.7688 | 609 | 207.9208 | 150.3532 | 16.4948 | 150 | 0 | 0 | 0 | 524.7688 | 609 | 207.9208 | 150.3532 | 16.4948 | 150 | 0 | 0 | 0 | 524.7688 | 609 | 211.3861 | 300.7064 | 20.6186 | 0 | 0 | 0 | 0 | 0 | 0 | 532.7111 | 609 | 211.3861 | 300.7064 | 20.6186 | 42 | 0 | 0 | 0 | 0 | 0 | 574.7111 | 609 | 211.3861 | 300.7064 | 20.6186 | 0 | 0 | 0 | 0 | 0 | 0 | 532.7111
612 | 98.6288 | 98.6288 | 98.6288 | 91.1166 | 91.1166 | 91.1166 | 83.1421 | 77.9948 | 79.4176 | 612 | 1463.5947 | 1463.5947 | 1463.5947 | 1716.9091 | 1716.9091 | 1716.9091 | 1942.0776 | 1942.0776 | 1942.0776 | 610 | 253.9604 | 0 | 20.3436 | 150 | 0 | 0 | 300 | 724.304 |  | 610 | 253.9604 | 0 | 20.3436 | 150 | 0 | 0 | 300 | 724.304 | 610 | 253.9604 | 0 | 20.3436 | 150 | 0 | 0 | 300 | 724.304 | 610 | 267.3267 | 221.998 | 21.9931 | 150 | 0 | 0 | 0 | 661.3178 | 610 | 267.3267 | 221.998 | 21.9931 | 150 | 0 | 0 | 0 | 661.3178 | 610 | 267.3267 | 221.998 | 21.9931 | 150 | 0 | 0 | 0 | 661.3178 | 610 | 271.7822 | 443.996 | 27.4914 | 0 | 0 | 0 | 0 | 0 | 0 | 743.2696 | 610 | 271.7822 | 443.996 | 27.4914 | 42 | 0 | 0 | 0 | 0 | 0 | 785.2696 | 610 | 271.7822 | 443.996 | 27.4914 | 0 | 0 | 0 | 0 | 0 | 0 | 743.2696
613 | 96.2822 | 96.2822 | 96.2822 | 90.3692 | 90.3692 | 90.3692 | 77.9948 | 76.7214 | 76.7214 | 613 | 1430.2807 | 1430.2807 | 1430.2807 | 1677.8293 | 1677.8293 | 1677.8293 | 1897.8724 | 1897.8724 | 1897.8724 | 611 | 357.4257 | 0 | 20.3436 | 150 | 0 | 0 | 303.5319 | 831.3013 |  | 611 | 357.4257 | 0 | 20.3436 | 150 | 0 | 0 | 303.5319 | 831.3013 | 611 | 357.4257 | 0 | 20.3436 | 150 | 0 | 0 | 303.5319 | 831.3013 | 611 | 376.2376 | 304.7427 | 21.9931 | 150 | 0 | 0 | 0 | 852.9734 | 611 | 376.2376 | 304.7427 | 21.9931 | 150 | 0 | 0 | 0 | 852.9734 | 611 | 376.2376 | 304.7427 | 21.9931 | 150 | 0 | 0 | 0 | 852.9734 | 611 | 382.5083 | 609.4854 | 27.4914 | 0 | 0 | 0 | 0 | 0 | 0 | 1019.485 | 611 | 382.5083 | 609.4854 | 27.4914 | 42 | 0 | 0 | 0 | 0 | 0 | 1061.485 | 611 | 382.5083 | 609.4854 | 27.4914 | 0 | 0 | 0 | 0 | 0 | 0 | 1019.485
614 | 96.2822 | 96.2822 | 96.2822 | 90.7506 | 90.7506 | 90.7506 | 76.7214 | 76.7214 | 76.7214 | 614 | 1426.9493 | 1426.9493 | 1426.9493 | 1673.9213 | 1673.9213 | 1673.9213 | 1893.4519 | 1893.4519 | 1893.4519 | 612 | 385.6436 | 0 | 20.3436 | 150 | 0 | 0 | 319.815 | 875.8022 |  | 612 | 385.6436 | 0 | 20.3436 | 150 | 0 | 0 | 319.815 | 875.8022 | 612 | 385.6436 | 0 | 20.3436 | 150 | 0 | 0 | 319.815 | 875.8022 | 612 | 405.9406 | 379.4147 | 21.9931 | 150 | 0 | 0 | 0 | 957.3485 | 612 | 405.9406 | 379.4147 | 21.9931 | 150 | 0 | 0 | 0 | 957.3485 | 612 | 405.9406 | 379.4147 | 21.9931 | 150 | 0 | 0 | 0 | 957.3485 | 612 | 412.7063 | 758.8295 | 27.4914 | 0 | 0 | 0 | 0 | 0 | 0 | 1199.0271 | 612 | 412.7063 | 758.8295 | 27.4914 | 42 | 0 | 0 | 0 | 0 | 0 | 1241.0271 | 612 | 412.7063 | 758.8295 | 27.4914 | 0 | 0 | 0 | 0 | 0 | 0 | 1199.0271
615 | 96.2822 | 96.2822 | 96.2822 | 93.5098 | 91.5976 | 91.5976 | 74.2302 | 74.2302 | 74.2302 | 615 | 1433.6121 | 1433.6121 | 1433.6121 | 1681.7373 | 1681.7373 | 1681.7373 | 1902.293 | 1902.293 | 1902.293 | 613 | 554.9505 | 0 | 15.2577 | 150 | 0 | 0 | 300 | 1020.2082 |  | 613 | 554.9505 | 0 | 15.2577 | 150 | 0 | 0 | 300 | 1020.2082 | 613 | 554.9505 | 0 | 15.2577 | 150 | 0 | 0 | 300 | 1020.2082 | 613 | 584.1584 | 425.8325 | 16.4948 | 0 | 0 | 0 | 0 | 1026.4858 | 613 | 584.1584 | 425.8325 | 16.4948 | 0 | 0 | 0 | 0 | 1026.4858 | 613 | 584.1584 | 425.8325 | 16.4948 | 0 | 0 | 0 | 0 | 1026.4858 | 613 | 593.8944 | 851.665 | 20.6186 | 0 | 0 | 0 | 0 | 0 | 0 | 1466.1779 | 613 | 593.8944 | 851.665 | 20.6186 | 42 | 0 | 0 | 0 | 0 | 0 | 1508.1779 | 613 | 593.8944 | 851.665 | 20.6186 | 0 | 0 | 0 | 0 | 0 | 0 | 1466.1779
616 | 96.2822 | 96.2822 | 96.2822 | 92.5051 | 91.5976 | 91.5976 | 66.8626 | 66.8626 | 66.8626 | 616 | 1459.1528 | 1459.1528 | 1459.1528 | 1711.6985 | 1711.6985 | 1711.6985 | 1936.1835 | 1936.1835 | 1936.1835 | 614 | 696.0396 | 0 | 5.0859 | 150 | 0 | 0 | 300 | 1151.1255 |  | 614 | 696.0396 | 0 | 5.0859 | 150 | 0 | 0 | 300 | 1151.1255 | 614 | 696.0396 | 0 | 5.0859 | 150 | 0 | 0 | 300 | 1151.1255 | 614 | 732.6733 | 458.1231 | 5.4983 | 150 | 0 | 0 | 0 | 1346.2947 | 614 | 732.6733 | 458.1231 | 5.4983 | 150 | 0 | 0 | 0 | 1346.2947 | 614 | 732.6733 | 458.1231 | 5.4983 | 150 | 0 | 0 | 0 | 1346.2947 | 614 | 744.8845 | 916.2462 | 6.8729 | 0 | 0 | 0 | 0 | 0 | 0 | 1668.0036 | 614 | 744.8845 | 916.2462 | 6.8729 | 42 | 0 | 0 | 0 | 0 | 0 | 1710.0036 | 614 | 744.8845 | 916.2462 | 6.8729 | 0 | 0 | 0 | 0 | 0 | 0 | 1668.0036
617 | 96.1209 | 96.1209 | 96.1209 | 90.2186 | 90.2186 | 90.2186 | 32.3567 | 32.3567 | 32.3567 | 617 | 1436.9435 | 1436.9435 | 1436.9435 | 1685.6452 | 1685.6452 | 1685.6452 | 1906.7135 | 1906.7135 | 1906.7135 | 615 | 724.2574 | 0 | 0 | 150 | 0 | 0 | 300 | 1174.2574 |  | 615 | 724.2574 | 0 | 0 | 150 | 0 | 0 | 300 | 1174.2574 | 615 | 724.2574 | 0 | 0 | 150 | 0 | 0 | 300 | 1174.2574 | 615 | 762.3762 | 495.4591 | 0 | 150 | 0 | 0 | 0 | 1407.8354 | 615 | 762.3762 | 495.4591 | 0 | 150 | 0 | 0 | 0 | 1407.8354 | 615 | 762.3762 | 495.4591 | 0 | 150 | 0 | 0 | 0 | 1407.8354 | 615 | 775.0825 | 990.9183 | 0 | 0 | 0 | 0 | 0 | 0 | 0 | 1766.0008 | 615 | 775.0825 | 990.9183 | 0 | 42 | 0 | 0 | 0 | 0 | 0 | 1808.0008 | 615 | 775.0825 | 990.9183 | 0 | 0 | 0 | 0 | 0 | 0 | 0 | 1766.0008
618 | 96.1209 | 96.1209 | 96.1209 | 85.3627 | 85.3627 | 85.3627 | 31.501 | 31.501 | 31.501 | 618 | 1394.7458 | 1394.7458 | 1394.7458 | 1636.1441 | 1636.1441 | 1636.1441 | 1850.7203 | 1850.7203 | 1850.7203 | 616 | 771.2871 | 0 | 0 | 150 | 0 | 0 | 300 | 1221.2871 |  | 616 | 771.2871 | 0 | 0 | 150 | 0 | 0 | 300 | 1221.2871 | 616 | 771.2871 | 0 | 0 | 150 | 0 | 0 | 300 | 1221.2871 | 616 | 811.8812 | 527.7497 | 0 | 150 | 0 | 0 | 0 | 1489.6309 | 616 | 811.8812 | 527.7497 | 0 | 150 | 0 | 0 | 0 | 1489.6309 | 616 | 811.8812 | 527.7497 | 0 | 150 | 0 | 0 | 0 | 1489.6309 | 616 | 825.4125 | 1055.4995 | 0 | 0 | 0 | 0 | 0 | 0 | 0 | 1880.912 | 616 | 825.4125 | 1055.4995 | 0 | 17 | 0 | 0 | 0 | 0 | 0 | 1897.912 | 616 | 825.4125 | 1055.4995 | 0 | 0 | 0 | 0 | 0 | 0 | 0 | 1880.912
619 | 94.8028 | 94.8028 | 94.8028 | 85.3627 | 85.3627 | 85.3627 | 31.501 | 31.501 | 31.501 | 619 | 1342.5538 | 1342.5538 | 1342.5538 | 1574.9189 | 1574.9189 | 1574.9189 | 1781.4657 | 1781.4657 | 1781.4657 | 617 | 808.9109 | 0 | 0 | 150 | 0 | 0 | 300 | 1258.9109 |  | 617 | 808.9109 | 0 | 0 | 150 | 0 | 0 | 300 | 1258.9109 | 617 | 808.9109 | 0 | 0 | 150 | 0 | 0 | 300 | 1258.9109 | 617 | 851.4851 | 563.0676 | 0 | 0 | 0 | 0 | 0 | 1414.5528 | 617 | 851.4851 | 563.0676 | 0 | 0 | 0 | 0 | 0 | 1414.5528 | 617 | 851.4851 | 563.0676 | 0 | 0 | 0 | 0 | 0 | 1414.5528 | 617 | 865.6766 | 1126.1352 | 0 | 0 | 0 | 0 | 0 | 0 | 0 | 1991.8118 | 617 | 865.6766 | 1126.1352 | 0 | 17 | 0 | 0 | 0 | 0 | 0 | 2008.8118 | 617 | 865.6766 | 1126.1352 | 0 | 0 | 0 | 0 | 0 | 0 | 0 | 1991.8118
620 | 92.6187 | 92.6187 | 92.6187 | 78.0307 | 78.0307 | 78.0307 | 31.3461 | 31.3461 | 31.3461 | 620 | 1280.3677 | 1280.3677 | 1280.3677 | 1501.9698 | 1501.9698 | 1501.9698 | 1698.9495 | 1698.9495 | 1698.9495 | 618 | 846.5347 | 0 | 0 | 150 | 0 | 0 | 300 | 1296.5347 |  | 618 | 846.5347 | 0 | 0 | 150 | 0 | 0 | 300 | 1296.5347 | 618 | 846.5347 | 0 | 0 | 150 | 0 | 0 | 300 | 1296.5347 | 618 | 891.0891 | 592.331 | 0 | 0 | 0 | 0 | 0 | 1483.4201 | 618 | 891.0891 | 592.331 | 0 | 0 | 0 | 0 | 0 | 1483.4201 | 618 | 891.0891 | 592.331 | 0 | 0 | 0 | 0 | 0 | 1483.4201 | 618 | 905.9406 | 1184.662 | 0 | 0 | 0 | 0 | 0 | 0 | 0 | 2090.6026 | 618 | 905.9406 | 1184.662 | 0 | 17 | 0 | 0 | 0 | 0 | 0 | 2107.6026 | 618 | 905.9406 | 1184.662 | 0 | 0 | 0 | 0 | 0 | 0 | 0 | 2090.6026
621 | 89.9078 | 89.9078 | 89.9078 | 73.8371 | 73.8371 | 73.8371 | 29.7082 | 30.7079 | 30.7079 | 621 | 1185.9781 | 1185.9781 | 1185.9781 | 1391.2435 | 1391.2435 | 1391.2435 | 1573.7017 | 1573.7017 | 1573.7017 | 619 | 884.1584 | 0 | 0 | 150 | 0 | 0 | 194.3198 | 1228.4783 |  | 619 | 884.1584 | 0 | 0 | 150 | 0 | 0 | 194.3198 | 1228.4783 | 619 | 884.1584 | 0 | 0 | 150 | 0 | 0 | 194.3198 | 1228.4783 | 619 | 930.6931 | 607.4672 | 0 | 0 | 0 | 0 | 0 | 1538.1603 | 619 | 930.6931 | 607.4672 | 0 | 0 | 0 | 0 | 0 | 1538.1603 | 619 | 930.6931 | 607.4672 | 0 | 0 | 0 | 0 | 0 | 1538.1603 | 619 | 946.2046 | 1214.9344 | 0 | 0 | 0 | 0 | 0 | 0 | 0 | 2161.139 | 619 | 946.2046 | 1214.9344 | 0 | 17 | 0 | 0 | 0 | 0 | 0 | 2178.139 | 619 | 946.2046 | 1214.9344 | 0 | 0 | 0 | 0 | 0 | 0 | 0 | 2161.139
622 | 86.0295 | 86.0295 | 86.0295 | 54.4563 | 62.8462 | 62.8462 | 29.7082 | 30.7079 | 30.7079 | 622 | 1081.5942 | 1081.5942 | 1081.5942 | 1268.7932 | 1268.7932 | 1268.7932 | 1435.1924 | 1435.1924 | 1435.1924 | 620 | 855.9406 | 0 | 0 | 150 | 0 | 0 | 150 | 1155.9406 |  | 620 | 855.9406 | 0 | 0 | 150 | 0 | 0 | 150 | 1155.9406 | 620 | 855.9406 | 0 | 0 | 150 | 0 | 0 | 150 | 1155.9406 | 620 | 900.9901 | 617.558 | 0 | 0 | 0 | 0 | 0 | 1518.5481 | 620 | 900.9901 | 617.558 | 0 | 0 | 0 | 0 | 0 | 1518.5481 | 620 | 900.9901 | 617.558 | 0 | 0 | 0 | 0 | 0 | 1518.5481 | 620 | 916.0066 | 1235.116 | 0 | 0 | 0 | 0 | 0 | 0 | 0 | 2151.1226 | 620 | 916.0066 | 1235.116 | 0 | 17 | 0 | 0 | 0 | 0 | 0 | 2168.1226 | 620 | 916.0066 | 1235.116 | 0 | 0 | 0 | 0 | 0 | 0 | 0 | 2151.1226
623 | 79.4578 | 79.4578 | 79.4578 | 37.6537 | 38.1037 | 38.1037 | 28.8356 | 29.4202 | 29.4202 | 623 | 1018.2977 | 1018.2977 | 1018.2977 | 1194.5415 | 1194.5415 | 1194.5415 | 1351.2027 | 1351.2027 | 1351.2027 | 621 | 978.2178 | 0 | 0 | 0 | 0 | 0 | 150 | 1128.2178 |  | 621 | 978.2178 | 0 | 0 | 0 | 0 | 0 | 150 | 1128.2178 | 621 | 978.2178 | 0 | 0 | 0 | 0 | 0 | 150 | 1128.2178 | 621 | 1029.703 | 615.5399 | 0 | 0 | 0 | 0 | 0 | 1645.2428 | 621 | 1029.703 | 615.5399 | 0 | 0 | 0 | 0 | 0 | 1645.2428 | 621 | 1029.703 | 615.5399 | 0 | 0 | 0 | 0 | 0 | 1645.2428 | 621 | 1046.8647 | 1231.0797 | 0 | 0 | 0 | 0 | 0 | 0 | 0 | 2277.9444 | 621 | 1046.8647 | 1231.0797 | 0 | 17 | 0 | 0 | 0 | 0 | 0 | 2294.9444 | 621 | 1046.8647 | 1231.0797 | 0 | 0 | 0 | 0 | 0 | 0 | 0 | 2277.9444
624 | 78.7174 | 78.7174 | 78.7174 | 37.6537 | 38.1037 | 37.827 | 28.539 | 28.5703 | 28.5703 | 624 | 976.0999 | 976.0999 | 976.0999 | 1145.0403 | 1145.0403 | 1145.0403 | 1295.2095 | 1295.2095 | 1295.2095 | 622 | 968.8119 | 0 | 0 | 0 | 0 | 0 | 150 | 1118.8119 |  | 622 | 968.8119 | 0 | 0 | 0 | 0 | 0 | 150 | 1118.8119 | 622 | 968.8119 | 0 | 0 | 0 | 0 | 0 | 150 | 1118.8119 | 622 | 1019.802 | 598.3855 | 0 | 0 | 0 | 0 | 0 | 1618.1874 | 622 | 1019.802 | 598.3855 | 0 | 0 | 0 | 0 | 0 | 1618.1874 | 622 | 1019.802 | 598.3855 | 0 | 0 | 0 | 0 | 0 | 1618.1874 | 622 | 1036.7987 | 1196.7709 | 0 | 0 | 0 | 0 | 0 | 0 | 0 | 2233.5696 | 622 | 1036.7987 | 1196.7709 | 0 | 17 | 0 | 0 | 0 | 0 | 0 | 2250.5696 | 622 | 1036.7987 | 1196.7709 | 0 | 0 | 0 | 0 | 0 | 0 | 0 | 2233.5696
625 | 78.7174 | 78.7174 | 78.7174 | 37.6537 | 38.1037 | 37.827 | 28.539 | 28.5703 | 28.5703 | 625 | 960.5534 | 960.5534 | 960.5534 | 1591.0344 | 1126.803 | 1126.803 | 1274.5805 | 1274.5805 | 1274.5805 | 623 | 855.9406 | 0 | 0 | 0 | 0 | 0 | 150 | 1005.9406 |  | 623 | 855.9406 | 0 | 0 | 0 | 0 | 0 | 150 | 1005.9406 | 623 | 855.9406 | 0 | 0 | 0 | 0 | 0 | 150 | 1005.9406 | 623 | 900.9901 | 563.0676 | 0 | 0 | 0 | 0 | 0 | 1464.0577 | 623 | 900.9901 | 563.0676 | 0 | 0 | 0 | 0 | 0 | 1464.0577 | 623 | 900.9901 | 563.0676 | 0 | 0 | 0 | 0 | 0 | 1464.0577 | 623 | 916.0066 | 1126.1352 | 0 | 0 | 0 | 0 | 0 | 0 | 0 | 2042.1418 | 623 | 916.0066 | 1126.1352 | 0 | 17 | 0 | 0 | 0 | 0 | 0 | 2059.1418 | 623 | 916.0066 | 1126.1352 | 0 | 0 | 0 | 0 | 0 | 0 | 0 | 2042.1418
626 | 79.107 | 79.107 | 79.107 | 37.6537 | 38.1037 | 37.827 | 28.539 | 28.5703 | 28.5703 | 626 | 955.0011 | 955.0011 | 955.0011 | 1120.2897 | 1120.2897 | 1120.2897 | 1267.213 | 1267.213 | 1267.213 | 624 | 790.099 | 0 | 0 | 0 | 0 | 0 | 150 | 940.099 |  | 624 | 790.099 | 0 | 0 | 0 | 0 | 0 | 150 | 940.099 | 624 | 790.099 | 0 | 0 | 0 | 0 | 0 | 150 | 940.099 | 624 | 831.6832 | 516.6498 | 0 | 0 | 0 | 0 | 0 | 1348.333 | 624 | 831.6832 | 516.6498 | 0 | 0 | 0 | 0 | 0 | 1348.333 | 624 | 831.6832 | 516.6498 | 0 | 0 | 0 | 0 | 0 | 1348.333 | 624 | 845.5446 | 1033.2997 | 0 | 0 | 0 | 0 | 0 | 0 | 0 | 1878.8443 | 624 | 845.5446 | 1033.2997 | 0 | 17 | 0 | 0 | 0 | 0 | 0 | 1895.8443 | 624 | 845.5446 | 1033.2997 | 0 | 0 | 0 | 0 | 0 | 0 | 0 | 1878.8443
627 | 78.5943 | 78.5943 | 78.5943 | 37.6537 | 38.1037 | 37.827 | 28.539 | 28.5703 | 28.3051 | 627 | 962.7743 | 962.7743 | 962.7743 | 1129.4084 | 1129.4084 | 1129.4084 | 1277.5275 | 1277.5275 | 1277.5275 | 625 | 677.2277 | 0 | 0 | 0 | 0 | 0 | 150 | 827.2277 |  | 625 | 677.2277 | 0 | 0 | 0 | 0 | 0 | 150 | 827.2277 | 625 | 677.2277 | 0 | 0 | 0 | 0 | 0 | 150 | 827.2277 | 625 | 712.8713 | 459.1322 | 0 | 0 | 0 | 0 | 0 | 1172.0035 | 625 | 712.8713 | 459.1322 | 0 | 0 | 0 | 0 | 0 | 1172.0035 | 625 | 712.8713 | 459.1322 | 0 | 0 | 0 | 0 | 0 | 1172.0035 | 625 | 724.7525 | 918.2644 | 0 | 0 | 0 | 0 | 0 | 0 | 0 | 1643.0169 | 625 | 724.7525 | 918.2644 | 0 | 17 | 0 | 0 | 0 | 0 | 0 | 1660.0169 | 625 | 724.7525 | 918.2644 | 0 | 0 | 0 | 0 | 0 | 0 | 0 | 1643.0169
628 | 78.1425 | 78.1425 | 78.1425 | 37.6537 | 38.1037 | 37.827 | 28.539 | 28.5703 | 28.3051 | 628 | 1000.5302 | 1000.5302 | 1000.5302 | 1314.0078 | 1173.6989 | 1436.2629 | 1327.6266 | 1327.6266 | 1327.6266 | 626 | 620.7921 | 0 | 0 | 0 | 0 | 0 | 150 | 770.7921 |  | 626 | 620.7921 | 0 | 0 | 0 | 0 | 0 | 150 | 770.7921 | 626 | 620.7921 | 0 | 0 | 0 | 0 | 0 | 150 | 770.7921 | 626 | 653.4653 | 397.5782 | 0 | 0 | 0 | 0 | 0 | 1051.0436 | 626 | 653.4653 | 397.5782 | 0 | 0 | 0 | 0 | 0 | 1051.0436 | 626 | 653.4653 | 397.5782 | 0 | 0 | 0 | 0 | 0 | 1051.0436 | 626 | 664.3564 | 795.1564 | 0 | 0 | 0 | 0 | 0 | 0 | 0 | 1459.5128 | 626 | 664.3564 | 795.1564 | 0 | 17 | 0 | 0 | 0 | 0 | 0 | 1476.5128 | 626 | 664.3564 | 795.1564 | 0 | 0 | 0 | 0 | 0 | 0 | 0 | 1459.5128
629 | 80.6028 | 80.6028 | 80.6028 | 37.6537 | 55.3126 | 55.2841 | 28.7783 | 29.282 | 29.282 | 629 | 1132.6757 | 1132.6757 | 1132.6757 | 1353.9613 | 1328.7157 | 1328.7157 | 1502.9735 | 1502.9735 | 1502.9735 | 627 | 479.703 | 0 | 0 | 0 | 0 | 0 | 150 | 629.703 |  | 627 | 479.703 | 0 | 0 | 0 | 0 | 0 | 150 | 629.703 | 627 | 479.703 | 0 | 0 | 0 | 0 | 0 | 150 | 629.703 | 627 | 504.9505 | 348.1332 | 0 | 0 | 0 | 0 | 0 | 853.0837 | 627 | 504.9505 | 348.1332 | 0 | 0 | 0 | 0 | 0 | 853.0837 | 627 | 504.9505 | 348.1332 | 0 | 0 | 0 | 0 | 0 | 853.0837 | 627 | 513.3663 | 696.2664 | 0 | 0 | 0 | 0 | 0 | 0 | 0 | 1209.6327 | 627 | 513.3663 | 696.2664 | 0 | 17 | 0 | 0 | 0 | 0 | 0 | 1226.6327 | 627 | 513.3663 | 696.2664 | 0 | 0 | 0 | 0 | 0 | 0 | 0 | 1209.6327
630 | 86.9571 | 86.9571 | 86.9571 | 55.9748 | 62.8462 | 62.8462 | 29.4202 | 29.8077 | 29.8077 | 630 | 1294.8038 | 1294.8038 | 1294.8038 | 1518.9044 | 1518.9044 | 1518.9044 | 1718.105 | 1718.105 | 1718.105 | 628 | 272.7723 | 0 | 0 | 0 | 0 | 0 | 150 | 422.7723 |  | 628 | 272.7723 | 0 | 0 | 0 | 0 | 0 | 150 | 422.7723 | 628 | 272.7723 | 0 | 0 | 0 | 0 | 0 | 150 | 422.7723 | 628 | 287.1287 | 326.9425 | 0 | 0 | 0 | 0 | 0 | 614.0712 | 628 | 287.1287 | 326.9425 | 0 | 0 | 0 | 0 | 0 | 614.0712 | 628 | 287.1287 | 326.9425 | 0 | 0 | 0 | 0 | 0 | 614.0712 | 628 | 291.9142 | 653.885 | 0 | 0 | 0 | 0 | 0 | 0 | 0 | 945.7992 | 628 | 291.9142 | 653.885 | 0 | 17 | 0 | 0 | 0 | 0 | 0 | 962.7992 | 628 | 291.9142 | 653.885 | 0 | 0 | 0 | 0 | 0 | 0 | 0 | 945.7992
631 | 93.1177 | 93.1177 | 93.1177 | 73.8371 | 73.8371 | 73.8371 | 29.7082 | 30.7079 | 30.7079 | 631 | 1420.2865 | 1420.2865 | 1420.2865 | 1666.1053 | 1666.1053 | 1666.1053 | 1884.6109 | 1884.6109 | 1884.6109 | 629 | 216.3366 | 0 | 0 | 0 | 0 | 0 | 150 | 366.3366 |  | 629 | 216.3366 | 0 | 0 | 0 | 0 | 0 | 150 | 366.3366 | 629 | 216.3366 | 0 | 0 | 0 | 0 | 0 | 150 | 366.3366 | 629 | 227.7228 | 325.9334 | 0 | 0 | 0 | 0 | 0 | 553.6562 | 629 | 227.7228 | 325.9334 | 0 | 0 | 0 | 0 | 0 | 553.6562 | 629 | 227.7228 | 325.9334 | 0 | 0 | 0 | 0 | 0 | 553.6562 | 629 | 231.5182 | 651.8668 | 0 | 0 | 0 | 0 | 0 | 0 | 0 | 883.385 | 629 | 231.5182 | 651.8668 | 0 | 17 | 0 | 0 | 0 | 0 | 0 | 900.385 | 629 | 231.5182 | 651.8668 | 0 | 0 | 0 | 0 | 0 | 0 | 0 | 883.385
632 | 94.4919 | 94.4919 | 94.4919 | 73.8371 | 73.8371 | 73.8371 | 29.7082 | 30.7079 | 30.7079 | 632 | 1446.9377 | 1446.9377 | 1446.9377 | 1697.3692 | 1697.3692 | 1697.3692 | 1919.975 | 1919.975 | 1919.975 | 630 | 263.3663 | 0 | 0 | 0 | 0 | 0 | 150 | 413.3663 |  | 630 | 263.3663 | 0 | 0 | 0 | 0 | 0 | 150 | 413.3663 | 630 | 263.3663 | 0 | 0 | 0 | 0 | 0 | 150 | 413.3663 | 630 | 277.2277 | 332.997 | 0 | 0 | 0 | 0 | 0 | 610.2247 | 630 | 277.2277 | 332.997 | 0 | 0 | 0 | 0 | 0 | 610.2247 | 630 | 277.2277 | 332.997 | 0 | 0 | 0 | 0 | 0 | 610.2247 | 630 | 281.8482 | 665.9939 | 0 | 0 | 0 | 0 | 0 | 0 | 0 | 947.8421 | 630 | 281.8482 | 665.9939 | 0 | 17 | 0 | 0 | 0 | 0 | 0 | 964.8421 | 630 | 281.8482 | 665.9939 | 0 | 0 | 0 | 0 | 0 | 0 | 0 | 947.8421
633 | 94.3344 | 94.3344 | 94.3344 | 74.0546 | 74.0546 | 74.0546 | 30.7079 | 30.7079 | 30.7079 | 633 | 1445.8272 | 1445.8272 | 1445.8272 | 1696.0665 | 1696.0665 | 1696.0665 | 1918.5015 | 1918.5015 | 1918.5015 | 631 | 253.9604 | 0 | 0 | 150 | 0 | 0 | 150 | 553.9604 |  | 631 | 253.9604 | 0 | 0 | 150 | 0 | 0 | 150 | 553.9604 | 631 | 253.9604 | 0 | 0 | 150 | 0 | 0 | 150 | 553.9604 | 631 | 267.3267 | 342.0787 | 0 | 0 | 0 | 0 | 0 | 609.4054 | 631 | 267.3267 | 342.0787 | 0 | 0 | 0 | 0 | 0 | 609.4054 | 631 | 267.3267 | 342.0787 | 0 | 0 | 0 | 0 | 0 | 609.4054 | 631 | 271.7822 | 684.1574 | 0 | 0 | 0 | 0 | 0 | 0 | 0 | 955.9396 | 631 | 271.7822 | 684.1574 | 0 | 17 | 0 | 0 | 0 | 0 | 0 | 972.9396 | 631 | 271.7822 | 684.1574 | 0 | 0 | 0 | 0 | 0 | 0 | 0 | 955.9396
634 | 93.7508 | 93.7508 | 93.7508 | 73.4422 | 73.4422 | 73.4422 | 29.7082 | 30.7079 | 30.7079 | 634 | 1433.6121 | 1433.6121 | 1433.6121 | 1681.7373 | 1681.7373 | 1681.7373 | 1902.293 | 1902.293 | 1902.293 | 632 | 300.9901 | 0 | 5.0859 | 150 | 0 | 0 | 150 | 606.076 |  | 632 | 300.9901 | 0 | 5.0859 | 150 | 0 | 0 | 150 | 606.076 | 632 | 300.9901 | 0 | 5.0859 | 150 | 0 | 0 | 150 | 606.076 | 632 | 316.8317 | 350.1514 | 5.4983 | 0 | 0 | 0 | 0 | 672.4813 | 632 | 316.8317 | 350.1514 | 5.4983 | 0 | 0 | 0 | 0 | 672.4813 | 632 | 316.8317 | 350.1514 | 5.4983 | 0 | 0 | 0 | 0 | 672.4813 | 632 | 322.1122 | 700.3027 | 6.8729 | 0 | 0 | 0 | 0 | 0 | 0 | 1029.2878 | 632 | 322.1122 | 700.3027 | 6.8729 | 17 | 0 | 0 | 0 | 0 | 0 | 1046.2878 | 632 | 322.1122 | 700.3027 | 6.8729 | 0 | 0 | 0 | 0 | 0 | 0 | 1029.2878
635 | 93.7508 | 93.7508 | 93.7508 | 90.7143 | 90.7143 | 90.7143 | 29.7082 | 30.7079 | 30.7079 | 635 | 1415.8446 | 1415.8446 | 1415.8446 | 1660.8947 | 1660.8947 | 1660.8947 | 1878.7169 | 1878.7169 | 1878.7169 | 633 | 310.396 | 0 | 15.2577 | 150 | 0 | 0 | 150 | 625.6538 |  | 633 | 310.396 | 0 | 15.2577 | 150 | 0 | 0 | 150 | 625.6538 | 633 | 310.396 | 0 | 15.2577 | 150 | 0 | 0 | 150 | 625.6538 | 633 | 326.7327 | 361.2513 | 16.4948 | 0 | 0 | 0 | 0 | 704.4788 | 633 | 326.7327 | 361.2513 | 16.4948 | 0 | 0 | 0 | 0 | 704.4788 | 633 | 326.7327 | 361.2513 | 16.4948 | 0 | 0 | 0 | 0 | 704.4788 | 633 | 332.1782 | 722.5025 | 20.6186 | 0 | 0 | 0 | 0 | 0 | 0 | 1075.2993 | 633 | 332.1782 | 722.5025 | 20.6186 | 17 | 0 | 0 | 0 | 0 | 0 | 1092.2993 | 633 | 332.1782 | 722.5025 | 20.6186 | 0 | 0 | 0 | 0 | 0 | 0 | 1075.2993
636 | 93.4503 | 93.4503 | 93.4503 | 73.4703 | 73.4703 | 73.4703 | 29.7082 | 30.7079 | 30.7079 | 636 | 1432.5016 | 1432.5016 | 1432.5016 | 1680.4346 | 1680.4346 | 1680.4346 | 1900.8195 | 1900.8195 | 1900.8195 | 634 | 348.0198 | 0 | 20.3436 | 150 | 0 | 0 | 150 | 668.3634 |  | 634 | 348.0198 | 0 | 20.3436 | 150 | 0 | 0 | 150 | 668.3634 | 634 | 348.0198 | 0 | 20.3436 | 150 | 0 | 0 | 150 | 668.3634 | 634 | 366.3366 | 373.3602 | 21.9931 | 0 | 0 | 0 | 0 | 761.69 | 634 | 366.3366 | 373.3602 | 21.9931 | 0 | 0 | 0 | 0 | 761.69 | 634 | 366.3366 | 373.3602 | 21.9931 | 0 | 0 | 0 | 0 | 761.69 | 634 | 372.4422 | 746.7205 | 27.4914 | 0 | 0 | 0 | 0 | 0 | 0 | 1146.6541 | 634 | 372.4422 | 746.7205 | 27.4914 | 17 | 0 | 0 | 0 | 0 | 0 | 1163.6541 | 634 | 372.4422 | 746.7205 | 27.4914 | 0 | 0 | 0 | 0 | 0 | 0 | 1146.6541
637 | 93.8136 | 93.8136 | 93.8136 | 74.5361 | 74.5361 | 74.5361 | 29.7082 | 30.7079 | 30.7079 | 637 | 1418.0656 | 1418.0656 | 1418.0656 | 1663.5 | 1663.5 | 1663.5 | 1881.6639 | 1881.6639 | 1881.6639 | 635 | 385.6436 | 0 | 25.4296 | 150 | 0 | 0 | 150 | 711.0731 |  | 635 | 385.6436 | 0 | 25.4296 | 150 | 0 | 0 | 150 | 711.0731 | 635 | 385.6436 | 0 | 25.4296 | 150 | 0 | 0 | 150 | 711.0731 | 635 | 405.9406 | 399.5964 | 27.4914 | 89.8519 | 0 | 0 | 0 | 922.8803 | 635 | 405.9406 | 399.5964 | 27.4914 | 89.8519 | 0 | 0 | 0 | 922.8803 | 635 | 405.9406 | 399.5964 | 27.4914 | 89.8519 | 0 | 0 | 0 | 922.8803 | 635 | 412.7063 | 799.1927 | 34.3643 | 0 | 0 | 0 | 0 | 0 | 0 | 1246.2633 | 635 | 412.7063 | 799.1927 | 34.3643 | 17 | 0 | 0 | 0 | 0 | 0 | 1263.2633 | 635 | 412.7063 | 799.1927 | 34.3643 | 0 | 0 | 0 | 0 | 0 | 0 | 1246.2633
638 | 94.5426 | 94.5426 | 94.5426 | 76.2886 | 76.2886 | 76.2886 | 29.7082 | 30.7079 | 30.7079 | 638 | 1415.8446 | 1415.8446 | 1415.8446 | 1660.8947 | 1660.8947 | 1660.8947 | 1878.7169 | 1878.7169 | 1878.7169 | 636 | 442.0792 | 0 | 25.4296 | 150 | 0 | 0 | 150 | 767.5088 |  | 636 | 442.0792 | 0 | 25.4296 | 150 | 0 | 0 | 150 | 767.5088 | 636 | 442.0792 | 0 | 25.4296 | 150 | 0 | 0 | 150 | 767.5088 | 636 | 465.3465 | 436.9324 | 27.4914 | 0 | 0 | 0 | 0 | 929.7703 | 636 | 465.3465 | 436.9324 | 27.4914 | 0 | 0 | 0 | 0 | 929.7703 | 636 | 465.3465 | 436.9324 | 27.4914 | 0 | 0 | 0 | 0 | 929.7703 | 636 | 473.1023 | 873.8648 | 34.3643 | 0 | 0 | 0 | 0 | 0 | 0 | 1381.3314 | 636 | 473.1023 | 873.8648 | 34.3643 | 17 | 0 | 0 | 0 | 0 | 0 | 1398.3314 | 636 | 473.1023 | 873.8648 | 34.3643 | 0 | 0 | 0 | 0 | 0 | 0 | 1381.3314
639 | 96.1945 | 96.1945 | 96.1945 | 92.5051 | 92.5051 | 92.5051 | 29.7082 | 30.7079 | 30.7079 | 639 | 1419.176 | 1419.176 | 1419.176 | 1664.8026 | 1664.8026 | 1664.8026 | 1883.1374 | 1883.1374 | 1883.1374 | 637 | 395.0495 | 0 | 15.2577 | 150 | 0 | 0 | 150 | 710.3072 |  | 637 | 395.0495 | 0 | 15.2577 | 150 | 0 | 0 | 150 | 710.3072 | 637 | 395.0495 | 0 | 15.2577 | 150 | 0 | 0 | 150 | 710.3072 | 637 | 415.8416 | 472.2503 | 16.4948 | 0 | 0 | 0 | 0 | 904.5867 | 637 | 415.8416 | 472.2503 | 16.4948 | 0 | 0 | 0 | 0 | 904.5867 | 637 | 415.8416 | 472.2503 | 16.4948 | 0 | 0 | 0 | 0 | 904.5867 | 637 | 422.7723 | 944.5005 | 20.6186 | 0 | 0 | 0 | 0 | 0 | 0 | 1387.8913 | 637 | 422.7723 | 944.5005 | 20.6186 | 17 | 0 | 0 | 0 | 0 | 0 | 1404.8913 | 637 | 422.7723 | 944.5005 | 20.6186 | 0 | 0 | 0 | 0 | 0 | 0 | 1387.8913
640 | 98.7585 | 98.7585 | 98.7585 | 99.9648 | 99.9657 | 99.9648 | 29.7082 | 30.7079 | 30.7079 | 640 | 1450.2691 | 1450.2691 | 1450.2691 | 1701.2772 | 1701.2772 | 1701.2772 | 1924.3955 | 1924.3955 | 1924.3955 | 638 | 404.4554 | 0 | 5.0859 | 150 | 0 | 0 | 150 | 709.5414 |  | 638 | 404.4554 | 0 | 5.0859 | 150 | 0 | 0 | 150 | 709.5414 | 638 | 404.4554 | 0 | 5.0859 | 150 | 0 | 0 | 150 | 709.5414 | 638 | 425.7426 | 498.4864 | 5.4983 | 0 | 0 | 0 | 0 | 929.7272 | 638 | 425.7426 | 498.4864 | 5.4983 | 0 | 0 | 0 | 0 | 929.7272 | 638 | 425.7426 | 498.4864 | 5.4983 | 0 | 0 | 0 | 0 | 929.7272 | 638 | 432.8383 | 996.9728 | 6.8729 | 0 | 0 | 0 | 0 | 0 | 0 | 1436.6839 | 638 | 432.8383 | 996.9728 | 6.8729 | 17 | 0 | 0 | 0 | 0 | 0 | 1453.6839 | 638 | 432.8383 | 996.9728 | 6.8729 | 0 | 0 | 0 | 0 | 0 | 0 | 1436.6839
641 | 99.0998 | 99.0998 | 99.0998 | 99.9648 | 99.9657 | 99.9648 | 30.9825 | 30.9825 | 30.9825 | 641 | 1421.397 | 1421.397 | 1421.397 | 1667.408 | 1667.408 | 1667.408 | 1886.0844 | 1886.0844 | 1886.0844 | 639 | 348.0198 | 0 | 0 | 150 | 0 | 0 | 300 | 798.0198 |  | 639 | 348.0198 | 0 | 0 | 150 | 0 | 0 | 300 | 798.0198 | 639 | 348.0198 | 0 | 0 | 150 | 0 | 0 | 300 | 798.0198 | 639 | 366.3366 | 520.6862 | 0 | 150 | 0 | 0 | 0 | 1037.0228 | 639 | 366.3366 | 520.6862 | 0 | 150 | 0 | 0 | 0 | 1037.0228 | 639 | 366.3366 | 520.6862 | 0 | 150 | 0 | 0 | 0 | 1037.0228 | 639 | 372.4422 | 1041.3724 | 0 | 0 | 0 | 0 | 0 | 0 | 0 | 1413.8146 | 639 | 372.4422 | 1041.3724 | 0 | 17 | 0 | 0 | 0 | 0 | 0 | 1430.8146 | 639 | 372.4422 | 1041.3724 | 0 | 0 | 0 | 0 | 0 | 0 | 0 | 1413.8146
642 | 98.9859 | 98.9859 | 98.9859 | 99.9648 | 99.9657 | 99.9648 | 96.0546 | 96.0546 | 96.0546 | 642 | 1379.1992 | 1379.1992 | 1379.1992 | 1617.9068 | 1617.9068 | 1617.9068 | 1830.0913 | 1830.0913 | 1830.0913 | 640 | 348.0198 | 0 | 0 | 150 | 0 | 0 | 450 | 948.0198 |  | 640 | 348.0198 | 0 | 0 | 150 | 0 | 0 | 450 | 948.0198 | 640 | 348.0198 | 0 | 0 | 150 | 0 | 0 | 450 | 948.0198 | 640 | 366.3366 | 529.7679 | 0 | 150 | 0 | 0 | 0 | 1046.1045 | 640 | 366.3366 | 529.7679 | 0 | 150 | 0 | 0 | 0 | 1046.1045 | 640 | 366.3366 | 529.7679 | 0 | 150 | 0 | 0 | 0 | 1046.1045 | 640 | 372.4422 | 1059.5358 | 0 | 0 | 0 | 0 | 0 | 0 | 0 | 1431.9781 | 640 | 372.4422 | 1059.5358 | 0 | 17 | 0 | 0 | 0 | 0 | 0 | 1448.9781 | 640 | 372.4422 | 1059.5358 | 0 | 0 | 0 | 0 | 0 | 0 | 0 | 1431.9781
643 | 99.3081 | 99.3081 | 99.3081 | 101.6024 | 100.0821 | 101.4382 | 102.6748 | 102.4274 | 102.4274 | 643 | 1344.7748 | 1344.7748 | 1344.7748 | 1577.5243 | 1577.5243 | 1577.5243 | 1784.4127 | 1784.4127 | 1784.4127 | 641 | 319.802 | 0 | 0 | 150 | 0 | 0 | 450 | 919.802 |  | 641 | 319.802 | 0 | 0 | 150 | 0 | 0 | 450 | 919.802 | 641 | 319.802 | 0 | 0 | 150 | 0 | 0 | 450 | 919.802 | 641 | 336.6337 | 529.7679 | 0 | 150 | 0 | 0 | 0 | 1016.4016 | 641 | 336.6337 | 529.7679 | 0 | 150 | 0 | 0 | 0 | 1016.4016 | 641 | 336.6337 | 529.7679 | 0 | 150 | 0 | 0 | 0 | 1016.4016 | 641 | 342.2442 | 1059.5358 | 0 | 0 | 0 | 0 | 0 | 0 | 0 | 1401.78 | 641 | 342.2442 | 1059.5358 | 0 | 17 | 0 | 0 | 0 | 0 | 0 | 1418.78 | 641 | 342.2442 | 1059.5358 | 0 | 0 | 0 | 0 | 0 | 0 | 0 | 1401.78
644 | 98.9859 | 98.9859 | 98.9859 | 101.6024 | 100.0821 | 101.4382 | 102.9885 | 102.4274 | 102.4274 | 644 | 1285.9201 | 1285.9201 | 1285.9201 | 1508.4831 | 1508.4831 | 1508.4831 | 1706.317 | 1706.317 | 1706.317 | 642 | 310.396 | 0 | 0 | 150 | 0 | 0 | 450 | 910.396 |  | 642 | 310.396 | 0 | 0 | 150 | 0 | 0 | 450 | 910.396 | 642 | 310.396 | 0 | 0 | 150 | 0 | 0 | 450 | 910.396 | 642 | 326.7327 | 529.7679 | 0 | 150 | 0 | 0 | 0 | 1006.5006 | 642 | 326.7327 | 529.7679 | 0 | 150 | 0 | 0 | 0 | 1006.5006 | 642 | 326.7327 | 529.7679 | 0 | 150 | 0 | 0 | 0 | 1006.5006 | 642 | 332.1782 | 1059.5358 | 0 | 150 | 0 | 0 | 0 | 0 | 0 | 1541.714 | 642 | 332.1782 | 1059.5358 | 0 | 66 | 0 | 0 | 0 | 0 | 0 | 1457.714 | 642 | 332.1782 | 1059.5358 | 0 | 150 | 0 | 0 | 0 | 0 | 0 | 1541.714
645 | 96.0532 | 96.0532 | 96.0532 | 97.8455 | 97.8455 | 97.8455 | 102.6748 | 102.4274 | 102.4274 | 645 | 1198.1932 | 1198.1932 | 1198.1932 | 1405.5728 | 1405.5728 | 1405.5728 | 1589.9102 | 1589.9102 | 1589.9102 | 643 | 235.1485 | 0 | 0 | 150 | 0 | 0 | 518.8233 | 903.9719 |  | 643 | 235.1485 | 0 | 0 | 150 | 0 | 0 | 518.8233 | 903.9719 | 643 | 235.1485 | 0 | 0 | 150 | 0 | 0 | 518.8233 | 903.9719 | 643 | 247.5248 | 529.7679 | 0 | 150 | 0 | 0 | 0 | 927.2927 | 643 | 247.5248 | 529.7679 | 0 | 150 | 0 | 0 | 0 | 927.2927 | 643 | 247.5248 | 529.7679 | 0 | 150 | 0 | 0 | 0 | 927.2927 | 643 | 251.6502 | 1059.5358 | 0 | 150 | 0 | 0 | 0 | 0 | 0 | 1461.186 | 643 | 251.6502 | 1059.5358 | 0 | 66 | 0 | 0 | 0 | 0 | 0 | 1377.186 | 643 | 251.6502 | 1059.5358 | 0 | 150 | 0 | 0 | 0 | 0 | 0 | 1461.186
646 | 93.9113 | 93.9113 | 93.9113 | 95.1572 | 95.1572 | 95.1572 | 99.4905 | 99.4905 | 99.4905 | 646 | 1098.2512 | 1098.2512 | 1098.2512 | 1288.3332 | 1288.3332 | 1288.3332 | 1457.2949 | 1457.2949 | 1457.2949 | 644 | 291.5842 | 0 | 0 | 150 | 0 | 0 | 450 | 891.5842 |  | 644 | 291.5842 | 0 | 0 | 150 | 0 | 0 | 450 | 891.5842 | 644 | 291.5842 | 0 | 0 | 150 | 0 | 0 | 450 | 891.5842 | 644 | 306.9307 | 511.6044 | 0 | 150 | 0 | 0 | 0 | 968.5351 | 644 | 306.9307 | 511.6044 | 0 | 150 | 0 | 0 | 0 | 968.5351 | 644 | 306.9307 | 511.6044 | 0 | 150 | 0 | 0 | 0 | 968.5351 | 644 | 312.0462 | 1023.2089 | 0 | 150 | 0 | 0 | 0 | 0 | 0 | 1485.2551 | 644 | 312.0462 | 1023.2089 | 0 | 66 | 0 | 0 | 0 | 0 | 0 | 1401.2551 | 644 | 312.0462 | 1023.2089 | 0 | 150 | 0 | 0 | 0 | 0 | 0 | 1485.2551
647 | 92.0772 | 92.0772 | 92.0772 | 93.3909 | 93.3909 | 93.3909 | 97.2667 | 97.2667 | 97.2667 | 647 | 1041.6175 | 1041.6175 | 1041.6175 | 1221.8974 | 1221.8974 | 1221.8974 | 1382.1462 | 1382.1462 | 1382.1462 | 645 | 291.5842 | 0 | 0 | 150 | 0 | 0 | 300 | 741.5842 |  | 645 | 291.5842 | 0 | 0 | 150 | 0 | 0 | 300 | 741.5842 | 645 | 291.5842 | 0 | 0 | 150 | 0 | 0 | 300 | 741.5842 | 645 | 306.9307 | 516.6498 | 0 | 150 | 0 | 0 | 0 | 973.5805 | 645 | 306.9307 | 516.6498 | 0 | 150 | 0 | 0 | 0 | 973.5805 | 645 | 306.9307 | 516.6498 | 0 | 150 | 0 | 0 | 0 | 973.5805 | 645 | 312.0462 | 1033.2997 | 0 | 150 | 0 | 0 | 0 | 0 | 0 | 1495.3459 | 645 | 312.0462 | 1033.2997 | 0 | 66 | 0 | 0 | 0 | 0 | 0 | 1411.3459 | 645 | 312.0462 | 1033.2997 | 0 | 150 | 0 | 0 | 0 | 0 | 0 | 1495.3459
648 | 88.5354 | 88.5354 | 88.5354 | 90.7506 | 90.7506 | 90.7506 | 94.9093 | 94.9093 | 94.9093 | 648 | 1002.7511 | 1002.7511 | 1002.7511 | 1176.3042 | 1176.3042 | 1176.3042 | 1330.5736 | 1330.5736 | 1330.5736 | 646 | 376.2376 | 0 | 0 | 150 | 0 | 0 | 150 | 676.2376 |  | 646 | 376.2376 | 0 | 0 | 150 | 0 | 0 | 150 | 676.2376 | 646 | 376.2376 | 0 | 0 | 150 | 0 | 0 | 150 | 676.2376 | 646 | 396.0396 | 505.5499 | 0 | 150 | 0 | 0 | 0 | 1051.5896 | 646 | 396.0396 | 505.5499 | 0 | 150 | 0 | 0 | 0 | 1051.5896 | 646 | 396.0396 | 505.5499 | 0 | 150 | 0 | 0 | 0 | 1051.5896 | 646 | 402.6403 | 1011.0999 | 0 | 150 | 0 | 0 | 0 | 0 | 0 | 1563.7402 | 646 | 402.6403 | 1011.0999 | 0 | 66 | 0 | 0 | 0 | 0 | 0 | 1479.7402 | 646 | 402.6403 | 1011.0999 | 0 | 150 | 0 | 0 | 0 | 0 | 0 | 1563.7402
649 | 87.1912 | 87.1912 | 87.1912 | 89.3003 | 89.3003 | 89.3003 | 93.2943 | 93.2943 | 93.2943 | 649 | 992.7569 | 992.7569 | 992.7569 | 1164.5803 | 1164.5803 | 1164.5803 | 1317.3121 | 1317.3121 | 1317.3121 | 647 | 385.6436 | 0 | 0 | 150 | 0 | 0 | 150 | 685.6436 |  | 647 | 385.6436 | 0 | 0 | 150 | 0 | 0 | 150 | 685.6436 | 647 | 385.6436 | 0 | 0 | 150 | 0 | 0 | 150 | 685.6436 | 647 | 405.9406 | 493.441 | 0 | 150 | 0 | 0 | 0 | 1049.3816 | 647 | 405.9406 | 493.441 | 0 | 150 | 0 | 0 | 0 | 1049.3816 | 647 | 405.9406 | 493.441 | 0 | 150 | 0 | 0 | 0 | 1049.3816 | 647 | 412.7063 | 986.8819 | 0 | 150 | 0 | 0 | 0 | 0 | 0 | 1549.5882 | 647 | 412.7063 | 986.8819 | 0 | 66 | 0 | 0 | 0 | 0 | 0 | 1465.5882 | 647 | 412.7063 | 986.8819 | 0 | 150 | 0 | 0 | 0 | 0 | 0 | 1549.5882
650 | 86.9571 | 86.9571 | 86.9571 | 88.2171 | 88.2171 | 88.2171 | 91.7846 | 91.7846 | 91.7846 | 650 | 990.536 | 990.536 | 990.536 | 1161.9749 | 1161.9749 | 1161.9749 | 1314.3651 | 1314.3651 | 1314.3651 | 648 | 376.2376 | 0 | 0 | 0 | 0 | 0 | 150 | 526.2376 |  | 648 | 376.2376 | 0 | 0 | 0 | 0 | 0 | 150 | 526.2376 | 648 | 376.2376 | 0 | 0 | 0 | 0 | 0 | 150 | 526.2376 | 648 | 396.0396 | 475.2775 | 0 | 150 | 0 | 0 | 0 | 1021.3171 | 648 | 396.0396 | 475.2775 | 0 | 150 | 0 | 0 | 0 | 1021.3171 | 648 | 396.0396 | 475.2775 | 0 | 150 | 0 | 0 | 0 | 1021.3171 | 648 | 402.6403 | 950.555 | 0 | 150 | 0 | 0 | 0 | 0 | 0 | 1503.1953 | 648 | 402.6403 | 950.555 | 0 | 66 | 0 | 0 | 0 | 0 | 0 | 1419.1953 | 648 | 402.6403 | 950.555 | 0 | 150 | 0 | 0 | 0 | 0 | 0 | 1503.1953
651 | 88.121 | 88.121 | 88.121 | 88.6139 | 88.6139 | 88.6139 | 91.9193 | 91.9193 | 91.9193 | 651 | 999.4197 | 999.4197 | 999.4197 | 1172.3962 | 1172.3962 | 1172.3962 | 1326.1531 | 1326.1531 | 1326.1531 | 649 | 300.9901 | 0 | 0 | 0 | 0 | 0 | 150 | 450.9901 |  | 649 | 300.9901 | 0 | 0 | 0 | 0 | 0 | 150 | 450.9901 | 649 | 300.9901 | 0 | 0 | 0 | 0 | 0 | 150 | 450.9901 | 649 | 316.8317 | 440.9687 | 0 | 0 | 0 | 0 | 0 | 757.8004 | 649 | 316.8317 | 440.9687 | 0 | 0 | 0 | 0 | 0 | 757.8004 | 649 | 316.8317 | 440.9687 | 0 | 0 | 0 | 0 | 0 | 757.8004 | 649 | 322.1122 | 881.9374 | 0 | 150 | 0 | 0 | 0 | 0 | 0 | 1354.0496 | 649 | 322.1122 | 881.9374 | 0 | 66 | 0 | 0 | 0 | 0 | 0 | 1270.0496 | 649 | 322.1122 | 881.9374 | 0 | 150 | 0 | 0 | 0 | 0 | 0 | 1354.0496
652 | 89.7493 | 89.7493 | 89.7493 | 89.2805 | 89.2805 | 89.2805 | 92.243 | 92.243 | 92.243 | 652 | 1039.3965 | 1039.3965 | 1039.3965 | 1219.2921 | 1219.2921 | 1219.2921 | 1379.1992 | 1379.1992 | 1379.1992 | 650 | 197.5248 | 0 | 0 | 0 | 0 | 0 | 150 | 347.5248 |  | 650 | 197.5248 | 0 | 0 | 0 | 0 | 0 | 150 | 347.5248 | 650 | 197.5248 | 0 | 0 | 0 | 0 | 0 | 150 | 347.5248 | 650 | 207.9208 | 385.4692 | 0 | 0 | 0 | 0 | 0 | 593.39 | 650 | 207.9208 | 385.4692 | 0 | 0 | 0 | 0 | 0 | 593.39 | 650 | 207.9208 | 385.4692 | 0 | 0 | 0 | 0 | 0 | 593.39 | 650 | 211.3861 | 770.9384 | 0 | 150 | 0 | 0 | 0 | 0 | 0 | 1132.3246 | 650 | 211.3861 | 770.9384 | 0 | 66 | 0 | 0 | 0 | 0 | 0 | 1048.3246 | 650 | 211.3861 | 770.9384 | 0 | 150 | 0 | 0 | 0 | 0 | 0 | 1132.3246
653 | 98.6288 | 98.6288 | 98.6288 | 90.6461 | 90.6461 | 90.6461 | 93.4437 | 93.4437 | 93.4437 | 653 | 1179.3153 | 1179.3153 | 1179.3153 | 1383.4275 | 1383.4275 | 1383.4275 | 1564.8607 | 1564.8607 | 1564.8607 | 651 | 206.9307 | 0 | 0 | 0 | 0 | 0 | 150 | 356.9307 |  | 651 | 206.9307 | 0 | 0 | 0 | 0 | 0 | 150 | 356.9307 | 651 | 206.9307 | 0 | 0 | 0 | 0 | 0 | 150 | 356.9307 | 651 | 217.8218 | 297.6791 | 0 | 0 | 0 | 0 | 0 | 515.5009 | 651 | 217.8218 | 297.6791 | 0 | 0 | 0 | 0 | 0 | 515.5009 | 651 | 217.8218 | 297.6791 | 0 | 0 | 0 | 0 | 0 | 515.5009 | 651 | 221.4521 | 595.3582 | 0 | 150 | 0 | 0 | 0 | 0 | 0 | 966.8104 | 651 | 221.4521 | 595.3582 | 0 | 66 | 0 | 0 | 0 | 0 | 0 | 882.8104 | 651 | 221.4521 | 595.3582 | 0 | 150 | 0 | 0 | 0 | 0 | 0 | 966.8104
654 | 105.4824 | 104.5991 | 104.5991 | 101.6024 | 99.9657 | 99.9648 | 97.3436 | 97.3436 | 97.3436 | 654 | 1351.4376 | 1351.4376 | 1351.4376 | 1585.3402 | 1585.3402 | 1585.3402 | 1793.2537 | 1793.2537 | 1793.2537 | 652 | 188.1188 | 0 | 0 | 0 | 0 | 0 | 150 | 338.1188 |  | 652 | 188.1188 | 0 | 0 | 0 | 0 | 0 | 150 | 338.1188 | 652 | 188.1188 | 0 | 0 | 0 | 0 | 0 | 150 | 338.1188 | 652 | 198.0198 | 189.7074 | 0 | 0 | 0 | 0 | 0 | 387.7272 | 652 | 198.0198 | 189.7074 | 0 | 0 | 0 | 0 | 0 | 387.7272 | 652 | 198.0198 | 189.7074 | 0 | 0 | 0 | 0 | 0 | 387.7272 | 652 | 201.3201 | 379.4147 | 0 | 150 | 0 | 0 | 0 | 0 | 0 | 730.7349 | 652 | 201.3201 | 379.4147 | 0 | 66 | 0 | 0 | 0 | 0 | 0 | 646.7349 | 652 | 201.3201 | 379.4147 | 0 | 150 | 0 | 0 | 0 | 0 | 0 | 730.7349
655 | 106.7184 | 104.5991 | 104.5991 | 101.6024 | 99.9657 | 99.9648 | 102.9885 | 102.5563 | 102.7866 | 655 | 1469.147 | 1469.147 | 1469.147 | 1723.4225 | 1723.4225 | 1723.4225 | 1949.4451 | 1949.4451 | 1949.4451 | 653 | 141.0891 | 0 | 0 | 150 | 0 | 0 | 379.4202 | 670.5093 |  | 653 | 141.0891 | 0 | 0 | 150 | 0 | 0 | 379.4202 | 670.5093 | 653 | 141.0891 | 0 | 0 | 150 | 0 | 0 | 379.4202 | 670.5093 | 653 | 148.5149 | 113.0172 | 0 | 0 | 0 | 0 | 0 | 261.532 | 653 | 148.5149 | 113.0172 | 0 | 0 | 0 | 0 | 0 | 261.532 | 653 | 148.5149 | 113.0172 | 0 | 0 | 0 | 0 | 0 | 261.532 | 653 | 150.9901 | 226.0343 | 0 | 150 | 0 | 0 | 0 | 0 | 0 | 527.0244 | 653 | 150.9901 | 226.0343 | 0 | 66 | 0 | 0 | 0 | 0 | 0 | 443.0244 | 653 | 150.9901 | 226.0343 | 0 | 150 | 0 | 0 | 0 | 0 | 0 | 527.0244
656 | 99.3081 | 99.3081 | 99.3081 | 99.9648 | 99.9657 | 99.9648 | 102.9885 | 102.5563 | 102.7866 | 656 | 1500.2401 | 1500.2401 | 1500.2401 | 1759.897 | 1759.897 | 1759.897 | 1990.7032 | 1990.7032 | 1990.7032 | 654 | 65.8416 | 0 | 0 | 150 | 0 | 0 | 750 | 965.8416 |  | 654 | 65.8416 | 0 | 0 | 150 | 0 | 0 | 750 | 965.8416 | 654 | 65.8416 | 0 | 0 | 150 | 0 | 0 | 750 | 965.8416 | 654 | 69.3069 | 64.5812 | 0 | 150 | 0 | 0 | 0 | 283.8882 | 654 | 69.3069 | 64.5812 | 0 | 150 | 0 | 0 | 0 | 283.8882 | 654 | 69.3069 | 64.5812 | 0 | 150 | 0 | 0 | 0 | 283.8882 | 654 | 70.462 | 129.1625 | 0 | 150 | 0 | 0 | 0 | 0 | 0 | 349.6245 | 654 | 70.462 | 129.1625 | 0 | 66 | 0 | 0 | 0 | 0 | 0 | 265.6245 | 654 | 70.462 | 129.1625 | 0 | 150 | 0 | 0 | 0 | 0 | 0 | 349.6245
657 | 96.2822 | 96.2822 | 96.2822 | 95.2481 | 95.2481 | 95.2481 | 99.0266 | 99.0266 | 99.0266 | 657 | 1493.5773 | 1493.5773 | 1493.5773 | 1752.081 | 1752.081 | 1752.081 | 1981.8621 | 1981.8621 | 1981.8621 | 655 | 47.0297 | 0 | 0 | 150 | 0 | 0 | 750 | 947.0297 |  | 655 | 47.0297 | 0 | 0 | 150 | 0 | 0 | 750 | 947.0297 | 655 | 47.0297 | 0 | 0 | 150 | 0 | 0 | 750 | 947.0297 | 655 | 49.505 | 42.3814 | 0 | 150 | 0 | 0 | 0 | 241.8864 | 655 | 49.505 | 42.3814 | 0 | 150 | 0 | 0 | 0 | 241.8864 | 655 | 49.505 | 42.3814 | 0 | 150 | 0 | 0 | 0 | 241.8864 | 655 | 50.33 | 84.7629 | 0 | 150 | 0 | 0 | 0 | 0 | 0 | 285.0929 | 655 | 50.33 | 84.7629 | 0 | 66 | 0 | 0 | 0 | 0 | 0 | 201.0929 | 655 | 50.33 | 84.7629 | 0 | 150 | 0 | 0 | 0 | 0 | 0 | 285.0929
658 | 92.0772 | 92.0772 | 92.0772 | 91.5612 | 91.5612 | 91.5612 | 93.5624 | 93.5624 | 93.5624 | 658 | 1474.6993 | 1474.6993 | 1474.6993 | 1729.9358 | 1729.9358 | 1729.9358 | 1956.8126 | 1956.8126 | 1956.8126 | 656 | 47.0297 | 0 | 5.0859 | 150 | 0 | 0 | 528.4019 | 730.5175 |  | 656 | 47.0297 | 0 | 5.0859 | 150 | 0 | 0 | 528.4019 | 730.5175 | 656 | 47.0297 | 0 | 5.0859 | 150 | 0 | 0 | 528.4019 | 730.5175 | 656 | 49.505 | 39.3542 | 5.4983 | 150 | 0 | 0 | 0 | 244.3574 | 656 | 49.505 | 39.3542 | 5.4983 | 150 | 0 | 0 | 0 | 244.3574 | 656 | 49.505 | 39.3542 | 5.4983 | 150 | 0 | 0 | 0 | 244.3574 | 656 | 50.33 | 78.7084 | 6.8729 | 150 | 0 | 0 | 0 | 0 | 0 | 285.9113 | 656 | 50.33 | 78.7084 | 6.8729 | 66 | 0 | 0 | 0 | 0 | 0 | 201.9113 | 656 | 50.33 | 78.7084 | 6.8729 | 150 | 0 | 0 | 0 | 0 | 0 | 285.9113
659 | 88.1655 | 88.1655 | 88.1655 | 89.0737 | 89.0737 | 89.0737 | 90.2912 | 90.2912 | 90.2912 | 659 | 1446.9377 | 1446.9377 | 1446.9377 | 1697.3692 | 1697.3692 | 1697.3692 | 1919.975 | 1919.975 | 1919.975 | 657 | 56.4356 | 0 | 15.2577 | 150 | 0 | 0 | 300 | 521.6934 |  | 657 | 56.4356 | 0 | 15.2577 | 150 | 0 | 0 | 300 | 521.6934 | 657 | 56.4356 | 0 | 15.2577 | 150 | 0 | 0 | 300 | 521.6934 | 657 | 59.4059 | 43.3905 | 16.4948 | 150 | 0 | 0 | 0 | 269.2913 | 657 | 59.4059 | 43.3905 | 16.4948 | 150 | 0 | 0 | 0 | 269.2913 | 657 | 59.4059 | 43.3905 | 16.4948 | 150 | 0 | 0 | 0 | 269.2913 | 657 | 60.396 | 86.781 | 20.6186 | 150 | 0 | 0 | 0 | 0 | 0 | 317.7956 | 657 | 60.396 | 86.781 | 20.6186 | 66 | 0 | 0 | 0 | 0 | 0 | 233.7956 | 657 | 60.396 | 86.781 | 20.6186 | 150 | 0 | 0 | 0 | 0 | 0 | 317.7956
660 | 87.8616 | 87.8616 | 87.8616 | 88.7609 | 88.7609 | 88.7609 | 89.5713 | 89.5713 | 89.5713 | 660 | 1466.9261 | 1466.9261 | 1466.9261 | 1720.8171 | 1720.8171 | 1720.8171 | 1946.4981 | 1946.4981 | 1946.4981 | 658 | 56.4356 | 0 | 20.3436 | 150 | 0 | 0 | 150 | 376.7793 |  | 658 | 56.4356 | 0 | 20.3436 | 150 | 0 | 0 | 150 | 376.7793 | 658 | 56.4356 | 0 | 20.3436 | 150 | 0 | 0 | 150 | 376.7793 | 658 | 59.4059 | 39.3542 | 21.9931 | 150 | 0 | 0 | 0 | 270.7533 | 658 | 59.4059 | 39.3542 | 21.9931 | 150 | 0 | 0 | 0 | 270.7533 | 658 | 59.4059 | 39.3542 | 21.9931 | 150 | 0 | 0 | 0 | 270.7533 | 658 | 60.396 | 78.7084 | 27.4914 | 150 | 0 | 0 | 0 | 0 | 0 | 316.5958 | 658 | 60.396 | 78.7084 | 27.4914 | 66 | 0 | 0 | 0 | 0 | 0 | 232.5958 | 658 | 60.396 | 78.7084 | 27.4914 | 150 | 0 | 0 | 0 | 0 | 0 | 316.5958
661 | 90.7143 | 90.7143 | 90.7143 | 89.3618 | 89.3618 | 89.3618 | 88.9027 | 88.9027 | 88.9027 | 661 | 1450.2691 | 1450.2691 | 1450.2691 | 1701.2772 | 1701.2772 | 1701.2772 | 1924.3955 | 1924.3955 | 1924.3955 | 659 | 75.2475 | 0 | 25.4296 | 0 | 0 | 0 | 150 | 250.6771 |  | 659 | 75.2475 | 0 | 25.4296 | 0 | 0 | 0 | 150 | 250.6771 | 659 | 75.2475 | 0 | 25.4296 | 0 | 0 | 0 | 150 | 250.6771 | 659 | 79.2079 | 31.2815 | 27.4914 | 0 | 0 | 0 | 0 | 137.9809 | 659 | 79.2079 | 31.2815 | 27.4914 | 0 | 0 | 0 | 0 | 137.9809 | 659 | 79.2079 | 31.2815 | 27.4914 | 0 | 0 | 0 | 0 | 137.9809 | 659 | 80.5281 | 62.5631 | 34.3643 | 0 | 0 | 0 | 0 | 0 | 0 | 177.4554 | 659 | 80.5281 | 62.5631 | 34.3643 | 66 | 0 | 0 | 0 | 0 | 0 | 243.4554 | 659 | 80.5281 | 62.5631 | 34.3643 | 0 | 0 | 0 | 0 | 0 | 0 | 177.4554
662 | 96.2822 | 96.2822 | 96.2822 | 91.578 | 91.578 | 91.578 | 90.3105 | 90.3105 | 90.3105 | 662 | 1441.3854 | 1441.3854 | 1441.3854 | 1690.8559 | 1690.8559 | 1690.8559 | 1912.6075 | 1912.6075 | 1912.6075 | 660 | 94.0594 | 0 | 25.4296 | 0 | 0 | 0 | 150 | 269.489 |  | 660 | 94.0594 | 0 | 25.4296 | 0 | 0 | 0 | 150 | 269.489 | 660 | 94.0594 | 0 | 25.4296 | 0 | 0 | 0 | 150 | 269.489 | 660 | 99.0099 | 36.3269 | 27.4914 | 0 | 0 | 0 | 0 | 162.8283 | 660 | 99.0099 | 36.3269 | 27.4914 | 0 | 0 | 0 | 0 | 162.8283 | 660 | 99.0099 | 36.3269 | 27.4914 | 0 | 0 | 0 | 0 | 162.8283 | 660 | 100.6601 | 72.6539 | 34.3643 | 0 | 0 | 0 | 0 | 0 | 0 | 207.6782 | 660 | 100.6601 | 72.6539 | 34.3643 | 66 | 0 | 0 | 0 | 0 | 0 | 273.6782 | 660 | 100.6601 | 72.6539 | 34.3643 | 0 | 0 | 0 | 0 | 0 | 0 | 207.6782
663 | 99.3081 | 99.3081 | 99.3081 | 92.6749 | 92.6749 | 92.6749 | 94.2224 | 94.2224 | 94.2224 | 663 | 1451.3795 | 1451.3795 | 1451.3795 | 1702.5799 | 1702.5799 | 1702.5799 | 1925.869 | 1925.869 | 1925.869 | 661 | 84.6535 | 0 | 15.2577 | 43.0168 | 0 | 0 | 150 | 292.928 |  | 661 | 84.6535 | 0 | 15.2577 | 43.0168 | 0 | 0 | 150 | 292.928 | 661 | 84.6535 | 0 | 15.2577 | 43.0168 | 0 | 0 | 150 | 292.928 | 661 | 89.1089 | 57.5177 | 16.4948 | 0 | 0 | 0 | 0 | 163.1214 | 661 | 89.1089 | 57.5177 | 16.4948 | 0 | 0 | 0 | 0 | 163.1214 | 661 | 89.1089 | 57.5177 | 16.4948 | 0 | 0 | 0 | 0 | 163.1214 | 661 | 90.5941 | 115.0353 | 20.6186 | 0 | 0 | 0 | 0 | 0 | 0 | 226.2479 | 661 | 90.5941 | 115.0353 | 20.6186 | 66 | 0 | 0 | 0 | 0 | 0 | 292.2479 | 661 | 90.5941 | 115.0353 | 20.6186 | 0 | 0 | 0 | 0 | 0 | 0 | 226.2479
664 | 99.3081 | 99.3081 | 99.3081 | 97.4028 | 97.4028 | 97.4028 | 96.0546 | 96.0546 | 96.0546 | 664 | 1500.2401 | 1500.2401 | 1500.2401 | 1759.897 | 1759.897 | 1759.897 | 1990.7032 | 1990.7032 | 1990.7032 | 662 | 84.6535 | 0 | 5.0859 | 150 | 0 | 0 | 300 | 539.7394 |  | 662 | 84.6535 | 0 | 5.0859 | 150 | 0 | 0 | 300 | 539.7394 | 662 | 84.6535 | 0 | 5.0859 | 150 | 0 | 0 | 300 | 539.7394 | 662 | 89.1089 | 88.7992 | 5.4983 | 150 | 0 | 0 | 0 | 333.4064 | 662 | 89.1089 | 88.7992 | 5.4983 | 150 | 0 | 0 | 0 | 333.4064 | 662 | 89.1089 | 88.7992 | 5.4983 | 150 | 0 | 0 | 0 | 333.4064 | 662 | 90.5941 | 177.5984 | 6.8729 | 0 | 0 | 0 | 0 | 0 | 0 | 275.0653 | 662 | 90.5941 | 177.5984 | 6.8729 | 66 | 0 | 0 | 0 | 0 | 0 | 341.0653 | 662 | 90.5941 | 177.5984 | 6.8729 | 0 | 0 | 0 | 0 | 0 | 0 | 275.0653
665 | 98.6288 | 98.6288 | 98.6288 | 99.9648 | 99.9657 | 99.9648 | 90.7143 | 90.7143 | 90.7143 | 665 | 1468.0365 | 1468.0365 | 1468.0365 | 1722.1198 | 1722.1198 | 1722.1198 | 1947.9716 | 1947.9716 | 1947.9716 | 663 | 94.0594 | 0 | 0 | 150 | 0 | 0 | 531.3989 | 775.4583 |  | 663 | 94.0594 | 0 | 0 | 150 | 0 | 0 | 531.3989 | 775.4583 | 663 | 94.0594 | 0 | 0 | 150 | 0 | 0 | 531.3989 | 775.4583 | 663 | 99.0099 | 120.0807 | 0 | 150 | 0 | 0 | 0 | 369.0906 | 663 | 99.0099 | 120.0807 | 0 | 150 | 0 | 0 | 0 | 369.0906 | 663 | 99.0099 | 120.0807 | 0 | 150 | 0 | 0 | 0 | 369.0906 | 663 | 100.6601 | 240.1615 | 0 | 150 | 0 | 0 | 0 | 0 | 0 | 490.8215 | 663 | 100.6601 | 240.1615 | 0 | 66 | 0 | 0 | 0 | 0 | 0 | 406.8215 | 663 | 100.6601 | 240.1615 | 0 | 150 | 0 | 0 | 0 | 0 | 0 | 490.8215
666 | 99.3081 | 99.3081 | 99.3081 | 100.3961 | 100.0821 | 100.0821 | 101.7462 | 101.7462 | 101.7462 | 666 | 1433.6121 | 1433.6121 | 1433.6121 | 1681.7373 | 1681.7373 | 1681.7373 | 1902.293 | 1902.293 | 1902.293 | 664 | 122.2772 | 0 | 0 | 150 | 0 | 0 | 572.0495 | 844.3268 |  | 664 | 122.2772 | 0 | 0 | 150 | 0 | 0 | 572.0495 | 844.3268 | 664 | 122.2772 | 0 | 0 | 150 | 0 | 0 | 572.0495 | 844.3268 | 664 | 128.7129 | 140.2624 | 0 | 150 | 0 | 0 | 0 | 418.9752 | 664 | 128.7129 | 140.2624 | 0 | 150 | 0 | 0 | 0 | 418.9752 | 664 | 128.7129 | 140.2624 | 0 | 150 | 0 | 0 | 0 | 418.9752 | 664 | 130.8581 | 280.5247 | 0 | 150 | 0 | 0 | 0 | 0 | 0 | 561.3828 | 664 | 130.8581 | 280.5247 | 0 | 66 | 0 | 0 | 0 | 0 | 0 | 477.3828 | 664 | 130.8581 | 280.5247 | 0 | 150 | 0 | 0 | 0 | 0 | 0 | 561.3828
667 | 99.4244 | 99.4244 | 99.4244 | 99.9648 | 99.9657 | 99.9648 | 102.9885 | 102.4274 | 102.4274 | 667 | 1378.0888 | 1378.0888 | 1378.0888 | 1616.6041 | 1616.6041 | 1616.6041 | 1828.6178 | 1828.6178 | 1828.6178 | 665 | 131.6832 | 0 | 0 | 150 | 0 | 0 | 303.7754 | 585.4586 |  | 665 | 131.6832 | 0 | 0 | 150 | 0 | 0 | 303.7754 | 585.4586 | 665 | 131.6832 | 0 | 0 | 150 | 0 | 0 | 303.7754 | 585.4586 | 665 | 138.6139 | 154.3895 | 0 | 150 | 0 | 0 | 0 | 443.0034 | 665 | 138.6139 | 154.3895 | 0 | 150 | 0 | 0 | 0 | 443.0034 | 665 | 138.6139 | 154.3895 | 0 | 150 | 0 | 0 | 0 | 443.0034 | 665 | 140.9241 | 308.779 | 0 | 35.6014 | 0 | 0 | 0 | 0 | 0 | 485.3045 | 665 | 140.9241 | 308.779 | 0 | 66 | 0 | 0 | 0 | 0 | 0 | 515.7031 | 665 | 140.9241 | 308.779 | 0 | 35.6014 | 0 | 0 | 0 | 0 | 0 | 485.3045
668 | 96.2822 | 96.2822 | 96.2822 | 98.0754 | 98.0754 | 98.0754 | 102.4652 | 102.4274 | 102.4274 | 668 | 1313.6817 | 1313.6817 | 1313.6817 | 1541.0497 | 1541.0497 | 1541.0497 | 1743.1546 | 1743.1546 | 1743.1546 | 666 | 150.495 | 0 | 0 | 150 | 0 | 0 | 485.2616 | 785.7566 |  | 666 | 150.495 | 0 | 0 | 150 | 0 | 0 | 485.2616 | 785.7566 | 666 | 150.495 | 0 | 0 | 150 | 0 | 0 | 485.2616 | 785.7566 | 666 | 158.4158 | 162.4622 | 0 | 150 | 0 | 0 | 0 | 470.878 | 666 | 158.4158 | 162.4622 | 0 | 150 | 0 | 0 | 0 | 470.878 | 666 | 158.4158 | 162.4622 | 0 | 150 | 0 | 0 | 0 | 470.878 | 666 | 161.0561 | 324.9243 | 0 | 150 | 0 | 0 | 0 | 0 | 0 | 635.9804 | 666 | 161.0561 | 324.9243 | 0 | 66 | 0 | 0 | 0 | 0 | 0 | 551.9804 | 666 | 161.0561 | 324.9243 | 0 | 150 | 0 | 0 | 0 | 0 | 0 | 635.9804
669 | 99.3081 | 99.3081 | 99.3081 | 99.264 | 99.264 | 99.264 | 102.6748 | 102.4274 | 102.4274 | 669 | 1235.9491 | 1235.9491 | 1235.9491 | 1449.8633 | 1449.8633 | 1449.8633 | 1640.0093 | 1640.0093 | 1640.0093 | 667 | 150.495 | 0 | 0 | 150 | 0 | 0 | 613.1048 | 913.5998 |  | 667 | 150.495 | 0 | 0 | 150 | 0 | 0 | 613.1048 | 913.5998 | 667 | 150.495 | 0 | 0 | 150 | 0 | 0 | 613.1048 | 913.5998 | 667 | 158.4158 | 158.4258 | 0 | 150 | 0 | 0 | 0 | 466.8417 | 667 | 158.4158 | 158.4258 | 0 | 150 | 0 | 0 | 0 | 466.8417 | 667 | 158.4158 | 158.4258 | 0 | 150 | 0 | 0 | 0 | 466.8417 | 667 | 161.0561 | 316.8517 | 0 | 150 | 0 | 0 | 0 | 0 | 0 | 627.9078 | 667 | 161.0561 | 316.8517 | 0 | 66 | 0 | 0 | 0 | 0 | 0 | 543.9078 | 667 | 161.0561 | 316.8517 | 0 | 150 | 0 | 0 | 0 | 0 | 0 | 627.9078
670 | 96.2822 | 96.2822 | 96.2822 | 91.5976 | 91.5976 | 91.5976 | 93.5624 | 93.5624 | 93.5624 | 670 | 1147.1118 | 1147.1118 | 1147.1118 | 1345.6503 | 1345.6503 | 1345.6503 | 1522.1291 | 1522.1291 | 1522.1291 | 668 | 169.3069 | 0 | 0 | 150 | 0 | 0 | 300 | 619.3069 |  | 668 | 169.3069 | 0 | 0 | 150 | 0 | 0 | 300 | 619.3069 | 668 | 169.3069 | 0 | 0 | 150 | 0 | 0 | 300 | 619.3069 | 668 | 178.2178 | 149.3441 | 0 | 150 | 0 | 0 | 0 | 477.5619 | 668 | 178.2178 | 149.3441 | 0 | 150 | 0 | 0 | 0 | 477.5619 | 668 | 178.2178 | 149.3441 | 0 | 150 | 0 | 0 | 0 | 477.5619 | 668 | 181.1881 | 298.6882 | 0 | 150 | 0 | 0 | 0 | 0 | 0 | 629.8763 | 668 | 181.1881 | 298.6882 | 0 | 66 | 0 | 0 | 0 | 0 | 0 | 545.8763 | 668 | 181.1881 | 298.6882 | 0 | 150 | 0 | 0 | 0 | 0 | 0 | 629.8763
671 | 94.8028 | 94.8028 | 94.8028 | 89.2805 | 89.2805 | 89.2805 | 89.994 | 89.994 | 89.994 | 671 | 1086.0361 | 1086.0361 | 1086.0361 | 1274.0039 | 1274.0039 | 1274.0039 | 1441.0864 | 1441.0864 | 1441.0864 | 669 | 150.495 | 0 | 0 | 150 | 0 | 0 | 524.415 | 824.91 |  | 669 | 150.495 | 0 | 0 | 150 | 0 | 0 | 524.415 | 824.91 | 669 | 150.495 | 0 | 0 | 150 | 0 | 0 | 524.415 | 824.91 | 669 | 158.4158 | 137.2351 | 0 | 150 | 0 | 0 | 0 | 445.651 | 669 | 158.4158 | 137.2351 | 0 | 150 | 0 | 0 | 0 | 445.651 | 669 | 158.4158 | 137.2351 | 0 | 150 | 0 | 0 | 0 | 445.651 | 669 | 161.0561 | 274.4702 | 0 | 150 | 0 | 0 | 0 | 0 | 0 | 585.5263 | 669 | 161.0561 | 274.4702 | 0 | 66 | 0 | 0 | 0 | 0 | 0 | 501.5263 | 669 | 161.0561 | 274.4702 | 0 | 150 | 0 | 0 | 0 | 0 | 0 | 585.5263
672 | 88.4318 | 88.4318 | 88.4318 | 86.7327 | 86.7327 | 86.7327 | 83.6158 | 83.6113 | 83.6113 | 672 | 1060.4954 | 1060.4954 | 1060.4954 | 1244.0427 | 1244.0427 | 1244.0427 | 1407.1958 | 1407.1958 | 1407.1958 | 670 | 197.5248 | 0 | 0 | 150 | 0 | 0 | 300 | 647.5248 |  | 670 | 197.5248 | 0 | 0 | 150 | 0 | 0 | 300 | 647.5248 | 670 | 197.5248 | 0 | 0 | 150 | 0 | 0 | 300 | 647.5248 | 670 | 207.9208 | 145.3078 | 0 | 150 | 0 | 0 | 0 | 503.2286 | 670 | 207.9208 | 145.3078 | 0 | 150 | 0 | 0 | 0 | 503.2286 | 670 | 207.9208 | 145.3078 | 0 | 150 | 0 | 0 | 0 | 503.2286 | 670 | 211.3861 | 290.6155 | 0 | 150 | 0 | 0 | 0 | 0 | 0 | 652.0017 | 670 | 211.3861 | 290.6155 | 0 | 66 | 0 | 0 | 0 | 0 | 0 | 568.0017 | 670 | 211.3861 | 290.6155 | 0 | 150 | 0 | 0 | 0 | 0 | 0 | 652.0017
673 | 90.6716 | 90.6716 | 90.6716 | 85.3627 | 85.3627 | 85.3627 | 61.8835 | 61.8835 | 61.8835 | 673 | 1399.3168 | 1399.3168 | 1399.3168 | 1210.1734 | 1210.1734 | 1210.1734 | 1368.8847 | 1368.8847 | 1368.8847 | 671 | 235.1485 | 0 | 0 | 150 | 0 | 0 | 290.2595 | 675.408 |  | 671 | 235.1485 | 0 | 0 | 150 | 0 | 0 | 290.2595 | 675.408 | 671 | 235.1485 | 0 | 0 | 150 | 0 | 0 | 290.2595 | 675.408 | 671 | 247.5248 | 171.5439 | 0 | 0 | 0 | 0 | 0 | 419.0686 | 671 | 247.5248 | 171.5439 | 0 | 0 | 0 | 0 | 0 | 419.0686 | 671 | 247.5248 | 171.5439 | 0 | 0 | 0 | 0 | 0 | 419.0686 | 671 | 251.6502 | 343.0878 | 0 | 0 | 0 | 0 | 0 | 0 | 0 | 594.738 | 671 | 251.6502 | 343.0878 | 0 | 66 | 0 | 0 | 0 | 0 | 0 | 660.738 | 671 | 251.6502 | 343.0878 | 0 | 0 | 0 | 0 | 0 | 0 | 0 | 594.738
674 | 88.4318 | 88.4318 | 88.4318 | 81.1922 | 81.1922 | 81.1922 | 57.3111 | 58.078 | 57.8858 | 674 | 1415.1463 | 1415.1463 | 1415.1463 | 1660.0755 | 1660.0755 | 1660.0755 | 1352.6762 | 1352.6762 | 1352.6762 | 672 | 253.9604 | 0 | 0 | 0 | 0 | 0 | 150 | 403.9604 |  | 672 | 253.9604 | 0 | 0 | 0 | 0 | 0 | 150 | 403.9604 | 672 | 253.9604 | 0 | 0 | 0 | 0 | 0 | 150 | 403.9604 | 672 | 267.3267 | 196.7709 | 0 | 0 | 0 | 0 | 0 | 464.0977 | 672 | 267.3267 | 196.7709 | 0 | 0 | 0 | 0 | 0 | 464.0977 | 672 | 267.3267 | 196.7709 | 0 | 0 | 0 | 0 | 0 | 464.0977 | 672 | 271.7822 | 393.5419 | 0 | 0 | 0 | 0 | 0 | 0 | 0 | 665.3241 | 672 | 271.7822 | 393.5419 | 0 | 66 | 0 | 0 | 0 | 0 | 0 | 731.3241 | 672 | 271.7822 | 393.5419 | 0 | 0 | 0 | 0 | 0 | 0 | 0 | 665.3241
675 | 88.4318 | 88.4318 | 88.4318 | 81.3771 | 81.3771 | 81.3771 | 57.3111 | 58.078 | 57.3111 | 675 | 1416.2568 | 1416.2568 | 1416.2568 | 1661.3782 | 1661.3782 | 1661.3782 | 1354.1497 | 1354.1497 | 1354.1497 | 673 | 329.2079 | 0 | 0 | 0 | 0 | 0 | 150 | 479.2079 |  | 673 | 329.2079 | 0 | 0 | 0 | 0 | 0 | 150 | 479.2079 | 673 | 329.2079 | 0 | 0 | 0 | 0 | 0 | 150 | 479.2079 | 673 | 346.5347 | 209.889 | 0 | 0 | 0 | 0 | 0 | 556.4237 | 673 | 346.5347 | 209.889 | 0 | 0 | 0 | 0 | 0 | 556.4237 | 673 | 346.5347 | 209.889 | 0 | 0 | 0 | 0 | 0 | 556.4237 | 673 | 352.3102 | 419.778 | 0 | 0 | 0 | 0 | 0 | 0 | 0 | 772.0882 | 673 | 352.3102 | 419.778 | 0 | 17 | 0 | 0 | 0 | 0 | 0 | 789.0882 | 673 | 352.3102 | 419.778 | 0 | 0 | 0 | 0 | 0 | 0 | 0 | 772.0882
676 | 90.6716 | 90.6716 | 90.6716 | 85.3627 | 85.3627 | 85.3627 | 58.2553 | 60.472 | 60.472 | 676 | 1182.7945 | 1182.7945 | 1182.7945 | 1238.832 | 1238.832 | 1238.832 | 1401.3018 | 1401.3018 | 1401.3018 | 674 | 348.0198 | 0 | 0 | 0 | 0 | 0 | 150 | 498.0198 |  | 674 | 348.0198 | 0 | 0 | 0 | 0 | 0 | 150 | 498.0198 | 674 | 348.0198 | 0 | 0 | 0 | 0 | 0 | 150 | 498.0198 | 674 | 366.3366 | 219.9798 | 0 | 0 | 0 | 0 | 0 | 586.3165 | 674 | 366.3366 | 219.9798 | 0 | 0 | 0 | 0 | 0 | 586.3165 | 674 | 366.3366 | 219.9798 | 0 | 0 | 0 | 0 | 0 | 586.3165 | 674 | 372.4422 | 439.9596 | 0 | 0 | 0 | 0 | 0 | 0 | 0 | 812.4019 | 674 | 372.4422 | 439.9596 | 0 | 17 | 0 | 0 | 0 | 0 | 0 | 829.4019 | 674 | 372.4422 | 439.9596 | 0 | 0 | 0 | 0 | 0 | 0 | 0 | 812.4019
677 | 96.2822 | 96.2822 | 96.2822 | 89.0737 | 89.0737 | 89.0737 | 83.1305 | 83.1305 | 83.1305 | 677 | 1191.5304 | 1191.5304 | 1191.5304 | 1397.7568 | 1397.7568 | 1397.7568 | 1581.0692 | 1581.0692 | 1581.0692 | 675 | 310.396 | 0 | 0 | 0 | 0 | 0 | 150 | 460.396 |  | 675 | 310.396 | 0 | 0 | 0 | 0 | 0 | 150 | 460.396 | 675 | 310.396 | 0 | 0 | 0 | 0 | 0 | 150 | 460.396 | 675 | 326.7327 | 245.2069 | 0 | 0 | 0 | 0 | 0 | 571.9395 | 675 | 326.7327 | 245.2069 | 0 | 0 | 0 | 0 | 0 | 571.9395 | 675 | 326.7327 | 245.2069 | 0 | 0 | 0 | 0 | 0 | 571.9395 | 675 | 332.1782 | 490.4137 | 0 | 0 | 0 | 0 | 0 | 0 | 0 | 822.5919 | 675 | 332.1782 | 490.4137 | 0 | 17 | 0 | 0 | 0 | 0 | 0 | 839.5919 | 675 | 332.1782 | 490.4137 | 0 | 0 | 0 | 0 | 0 | 0 | 0 | 822.5919
678 | 98.6288 | 98.6288 | 98.6288 | 93.8873 | 93.8873 | 93.8873 | 92.3854 | 92.0973 | 92.2298 | 678 | 1346.9957 | 1346.9957 | 1346.9957 | 1580.1296 | 1580.1296 | 1580.1296 | 1787.3597 | 1787.3597 | 1787.3597 | 676 | 235.1485 | 0 | 0 | 0 | 0 | 0 | 150 | 385.1485 |  | 676 | 235.1485 | 0 | 0 | 0 | 0 | 0 | 150 | 385.1485 | 676 | 235.1485 | 0 | 0 | 0 | 0 | 0 | 150 | 385.1485 | 676 | 247.5248 | 279.5156 | 0 | 0 | 0 | 0 | 0 | 527.0404 | 676 | 247.5248 | 279.5156 | 0 | 0 | 0 | 0 | 0 | 527.0404 | 676 | 247.5248 | 279.5156 | 0 | 0 | 0 | 0 | 0 | 527.0404 | 676 | 251.6502 | 559.0313 | 0 | 0 | 0 | 0 | 0 | 0 | 0 | 810.6814 | 676 | 251.6502 | 559.0313 | 0 | 17 | 0 | 0 | 0 | 0 | 0 | 827.6814 | 676 | 251.6502 | 559.0313 | 0 | 0 | 0 | 0 | 0 | 0 | 0 | 810.6814
679 | 105.3751 | 105.3751 | 105.3751 | 105.4039 | 105.4039 | 105.4039 | 95.7551 | 92.0973 | 95.6985 | 679 | 1454.7109 | 1454.7109 | 1454.7109 | 1706.4878 | 1706.4878 | 1706.4878 | 1930.2895 | 1930.2895 | 1930.2895 | 677 | 300.9901 | 0 | 0 | 150 | 0 | 0 | 300 | 750.9901 |  | 677 | 300.9901 | 0 | 0 | 150 | 0 | 0 | 300 | 750.9901 | 677 | 300.9901 | 0 | 0 | 150 | 0 | 0 | 300 | 750.9901 | 677 | 316.8317 | 319.8789 | 0 | 0 | 0 | 0 | 0 | 636.7106 | 677 | 316.8317 | 319.8789 | 0 | 0 | 0 | 0 | 0 | 636.7106 | 677 | 316.8317 | 319.8789 | 0 | 0 | 0 | 0 | 0 | 636.7106 | 677 | 322.1122 | 639.7578 | 0 | 0 | 0 | 0 | 0 | 0 | 0 | 961.87 | 677 | 322.1122 | 639.7578 | 0 | 42 | 0 | 0 | 0 | 0 | 0 | 1003.87 | 677 | 322.1122 | 639.7578 | 0 | 0 | 0 | 0 | 0 | 0 | 0 | 961.87
680 | 108.6725 | 108.6725 | 108.6725 | 105.6312 | 105.6312 | 105.6312 | 96.6993 | 92.0973 | 96.0546 | 680 | 1486.9145 | 1486.9145 | 1486.9145 | 1744.2651 | 1744.2651 | 1744.2651 | 1973.0211 | 1973.0211 | 1973.0211 | 678 | 376.2376 | 0 | 0 | 150 | 0 | 0 | 349.1934 | 875.431 |  | 678 | 376.2376 | 0 | 0 | 150 | 0 | 0 | 349.1934 | 875.431 | 678 | 376.2376 | 0 | 0 | 150 | 0 | 0 | 349.1934 | 875.431 | 678 | 396.0396 | 356.2059 | 0 | 150 | 0 | 0 | 0 | 902.2455 | 678 | 396.0396 | 356.2059 | 0 | 150 | 0 | 0 | 0 | 902.2455 | 678 | 396.0396 | 356.2059 | 0 | 150 | 0 | 0 | 0 | 902.2455 | 678 | 402.6403 | 712.4117 | 0 | 150 | 0 | 0 | 0 | 0 | 0 | 1265.052 | 678 | 402.6403 | 712.4117 | 0 | 66 | 0 | 0 | 0 | 0 | 0 | 1181.052 | 678 | 402.6403 | 712.4117 | 0 | 150 | 0 | 0 | 0 | 0 | 0 | 1265.052
681 | 106.3687 | 106.3687 | 106.3687 | 105.6312 | 105.6312 | 105.6312 | 96.6993 | 92.0973 | 96.0546 | 681 | 1478.0307 | 1478.0307 | 1478.0307 | 1733.8438 | 1733.8438 | 1733.8438 | 1961.2331 | 1961.2331 | 1961.2331 | 679 | 423.2673 | 0 | 0 | 150 | 0 | 0 | 750 | 1323.2673 |  | 679 | 423.2673 | 0 | 0 | 150 | 0 | 0 | 750 | 1323.2673 | 679 | 423.2673 | 0 | 0 | 150 | 0 | 0 | 750 | 1323.2673 | 679 | 445.5446 | 386.4783 | 0 | 150 | 0 | 0 | 150 | 1132.0229 | 679 | 445.5446 | 386.4783 | 0 | 150 | 0 | 0 | 150 | 1132.0229 | 679 | 445.5446 | 386.4783 | 0 | 150 | 0 | 0 | 150 | 1132.0229 | 679 | 452.9703 | 772.9566 | 0 | 150 | 0 | 0 | 0 | 0 | 0 | 1375.9269 | 679 | 452.9703 | 772.9566 | 0 | 66 | 0 | 0 | 0 | 0 | 0 | 1291.9269 | 679 | 452.9703 | 772.9566 | 0 | 150 | 0 | 0 | 0 | 0 | 0 | 1375.9269
682 | 99.4244 | 99.4244 | 99.4244 | 105.6312 | 105.6312 | 105.6312 | 96.4688 | 92.0973 | 95.7551 | 682 | 1465.8156 | 1465.8156 | 1465.8156 | 1719.5145 | 1719.5145 | 1719.5145 | 1945.0246 | 1945.0246 | 1945.0246 | 680 | 451.4851 | 0 | 0 | 150 | 0 | 0 | 750 | 1351.4851 |  | 680 | 451.4851 | 0 | 0 | 150 | 0 | 0 | 750 | 1351.4851 | 680 | 451.4851 | 0 | 0 | 150 | 0 | 0 | 750 | 1351.4851 | 680 | 475.2475 | 404.6418 | 0 | 150 | 0 | 0 | 150 | 1179.8893 | 680 | 475.2475 | 404.6418 | 0 | 150 | 0 | 0 | 150 | 1179.8893 | 680 | 475.2475 | 404.6418 | 0 | 150 | 0 | 0 | 150 | 1179.8893 | 680 | 483.1683 | 809.2836 | 0 | 150 | 0 | 0 | 0 | 0 | 0 | 1442.4519 | 680 | 483.1683 | 809.2836 | 0 | 66 | 0 | 0 | 0 | 0 | 0 | 1358.4519 | 680 | 483.1683 | 809.2836 | 0 | 150 | 0 | 0 | 0 | 0 | 0 | 1442.4519
683 | 99.3081 | 99.3081 | 99.3081 | 105.6312 | 105.6312 | 105.6312 | 96.6993 | 90.8443 | 90.8443 | 683 | 1456.9319 | 1456.9319 | 1456.9319 | 1709.0932 | 1709.0932 | 1709.0932 | 1933.2365 | 1933.2365 | 1933.2365 | 681 | 489.1089 | 0 | 5.0859 | 150 | 0 | 0 | 750 | 1394.1948 |  | 681 | 489.1089 | 0 | 5.0859 | 150 | 0 | 0 | 750 | 1394.1948 | 681 | 489.1089 | 0 | 5.0859 | 150 | 0 | 0 | 750 | 1394.1948 | 681 | 514.8515 | 394.551 | 5.4983 | 150 | 0 | 0 | 150 | 1214.9007 | 681 | 514.8515 | 394.551 | 5.4983 | 150 | 0 | 0 | 150 | 1214.9007 | 681 | 514.8515 | 394.551 | 5.4983 | 150 | 0 | 0 | 150 | 1214.9007 | 681 | 523.4323 | 789.1019 | 6.8729 | 150 | 0 | 0 | 0 | 0 | 0 | 1469.4071 | 681 | 523.4323 | 789.1019 | 6.8729 | 66 | 0 | 0 | 0 | 0 | 0 | 1385.4071 | 681 | 523.4323 | 789.1019 | 6.8729 | 150 | 0 | 0 | 0 | 0 | 0 | 1469.4071
684 | 99.3081 | 99.3081 | 99.3081 | 105.6312 | 105.6312 | 105.6312 | 96.6993 | 92.0973 | 96.0546 | 684 | 1468.0365 | 1468.0365 | 1468.0365 | 1722.1198 | 1722.1198 | 1722.1198 | 1947.9716 | 1947.9716 | 1947.9716 | 682 | 630.198 | 0 | 10.1718 | 150 | 0 | 0 | 659.4458 | 1449.8156 |  | 682 | 630.198 | 0 | 10.1718 | 150 | 0 | 0 | 659.4458 | 1449.8156 | 682 | 630.198 | 0 | 10.1718 | 150 | 0 | 0 | 659.4458 | 1449.8156 | 682 | 663.3663 | 373.3602 | 10.9966 | 150 | 0 | 0 | 150 | 1347.7231 | 682 | 663.3663 | 373.3602 | 10.9966 | 150 | 0 | 0 | 150 | 1347.7231 | 682 | 663.3663 | 373.3602 | 10.9966 | 150 | 0 | 0 | 150 | 1347.7231 | 682 | 674.4224 | 746.7205 | 13.7457 | 150 | 0 | 0 | 0 | 0 | 0 | 1584.8886 | 682 | 674.4224 | 746.7205 | 13.7457 | 66 | 0 | 0 | 0 | 0 | 0 | 1500.8886 | 682 | 674.4224 | 746.7205 | 13.7457 | 150 | 0 | 0 | 0 | 0 | 0 | 1584.8886
685 | 98.6288 | 98.6288 | 98.6288 | 105.6312 | 105.6312 | 105.6312 | 96.6993 | 90.8443 | 90.8443 | 685 | 1440.2749 | 1440.2749 | 1440.2749 | 1689.5532 | 1689.5532 | 1689.5532 | 1911.134 | 1911.134 | 1911.134 | 683 | 808.9109 | 0 | 10.1718 | 150 | 0 | 0 | 471.8492 | 1440.9319 |  | 683 | 808.9109 | 0 | 10.1718 | 150 | 0 | 0 | 471.8492 | 1440.9319 | 683 | 808.9109 | 0 | 10.1718 | 150 | 0 | 0 | 471.8492 | 1440.9319 | 683 | 851.4851 | 360.2422 | 10.9966 | 150 | 0 | 0 | 150 | 1522.7239 | 683 | 851.4851 | 360.2422 | 10.9966 | 150 | 0 | 0 | 150 | 1522.7239 | 683 | 851.4851 | 360.2422 | 10.9966 | 150 | 0 | 0 | 150 | 1522.7239 | 683 | 865.6766 | 720.4844 | 13.7457 | 150 | 0 | 0 | 0 | 0 | 0 | 1749.9066 | 683 | 865.6766 | 720.4844 | 13.7457 | 66 | 0 | 0 | 0 | 0 | 0 | 1665.9066 | 683 | 865.6766 | 720.4844 | 13.7457 | 150 | 0 | 0 | 0 | 0 | 0 | 1749.9066
686 | 98.6288 | 98.6288 | 98.6288 | 105.6312 | 105.6312 | 105.6312 | 96.6993 | 90.8443 | 90.8443 | 686 | 1439.1644 | 1439.1644 | 1439.1644 | 1688.2506 | 1688.2506 | 1688.2506 | 1909.6605 | 1909.6605 | 1909.6605 | 684 | 761.8812 | 0 | 10.1718 | 150 | 0 | 0 | 529.9835 | 1452.0365 |  | 684 | 761.8812 | 0 | 10.1718 | 150 | 0 | 0 | 529.9835 | 1452.0365 | 684 | 761.8812 | 0 | 10.1718 | 150 | 0 | 0 | 529.9835 | 1452.0365 | 684 | 801.9802 | 356.2059 | 10.9966 | 150 | 0 | 0 | 150 | 1469.1826 | 684 | 801.9802 | 356.2059 | 10.9966 | 150 | 0 | 0 | 150 | 1469.1826 | 684 | 801.9802 | 356.2059 | 10.9966 | 150 | 0 | 0 | 150 | 1469.1826 | 684 | 815.3465 | 712.4117 | 13.7457 | 150 | 0 | 0 | 0 | 0 | 0 | 1691.5039 | 684 | 815.3465 | 712.4117 | 13.7457 | 66 | 0 | 0 | 0 | 0 | 0 | 1607.5039 | 684 | 815.3465 | 712.4117 | 13.7457 | 150 | 0 | 0 | 0 | 0 | 0 | 1691.5039
687 | 94.8028 | 94.8028 | 94.8028 | 105.6312 | 105.6312 | 105.6312 | 96.6993 | 90.8443 | 90.8443 | 687 | 1462.4842 | 1462.4842 | 1462.4842 | 1715.6065 | 1715.6065 | 1715.6065 | 1940.604 | 1940.604 | 1940.604 | 685 | 837.1287 | 0 | 5.0859 | 150 | 0 | 0 | 432.0603 | 1424.2749 |  | 685 | 837.1287 | 0 | 5.0859 | 150 | 0 | 0 | 432.0603 | 1424.2749 | 685 | 837.1287 | 0 | 5.0859 | 150 | 0 | 0 | 432.0603 | 1424.2749 | 685 | 881.1881 | 377.3966 | 5.4983 | 150 | 0 | 0 | 150 | 1564.083 | 685 | 881.1881 | 377.3966 | 5.4983 | 150 | 0 | 0 | 150 | 1564.083 | 685 | 881.1881 | 377.3966 | 5.4983 | 150 | 0 | 0 | 150 | 1564.083 | 685 | 895.8746 | 754.7931 | 6.8729 | 150 | 0 | 0 | 0 | 0 | 0 | 1807.5406 | 685 | 895.8746 | 754.7931 | 6.8729 | 66 | 0 | 0 | 0 | 0 | 0 | 1723.5406 | 685 | 895.8746 | 754.7931 | 6.8729 | 150 | 0 | 0 | 0 | 0 | 0 | 1807.5406
688 | 94.8028 | 94.8028 | 94.8028 | 105.4039 | 105.4039 | 105.4039 | 96.6993 | 90.8443 | 90.8443 | 688 | 1503.5715 | 1503.5715 | 1503.5715 | 1763.805 | 1763.805 | 1763.805 | 1995.1237 | 1995.1237 | 1995.1237 | 686 | 940.5941 | 0 | 0 | 150 | 0 | 0 | 332.5704 | 1423.1644 |  | 686 | 940.5941 | 0 | 0 | 150 | 0 | 0 | 332.5704 | 1423.1644 | 686 | 940.5941 | 0 | 0 | 150 | 0 | 0 | 332.5704 | 1423.1644 | 686 | 990.099 | 411.7053 | 0 | 150 | 0 | 0 | 150 | 1701.8044 | 686 | 990.099 | 411.7053 | 0 | 150 | 0 | 0 | 150 | 1701.8044 | 686 | 990.099 | 411.7053 | 0 | 150 | 0 | 0 | 150 | 1701.8044 | 686 | 1006.6007 | 823.4107 | 0 | 150 | 0 | 0 | 0 | 0 | 0 | 1980.0114 | 686 | 1006.6007 | 823.4107 | 0 | 66 | 0 | 0 | 0 | 0 | 0 | 1896.0114 | 686 | 1006.6007 | 823.4107 | 0 | 150 | 0 | 0 | 0 | 0 | 0 | 1980.0114
689 | 94.8028 | 94.8028 | 94.8028 | 104.9397 | 104.9397 | 104.9397 | 90.7143 | 90.7143 | 90.7143 | 689 | 1486.9145 | 1486.9145 | 1486.9145 | 1744.2651 | 1744.2651 | 1744.2651 | 1973.0211 | 1973.0211 | 1973.0211 | 687 | 1072.2772 | 0 | 0 | 150 | 0 | 0 | 224.207 | 1446.4842 |  | 687 | 1072.2772 | 0 | 0 | 150 | 0 | 0 | 224.207 | 1446.4842 | 687 | 1072.2772 | 0 | 0 | 150 | 0 | 0 | 224.207 | 1446.4842 | 687 | 1128.7129 | 450.0505 | 0 | 150 | 0 | 0 | 150 | 1878.7633 | 687 | 1128.7129 | 450.0505 | 0 | 150 | 0 | 0 | 150 | 1878.7633 | 687 | 1128.7129 | 450.0505 | 0 | 150 | 0 | 0 | 150 | 1878.7633 | 687 | 1147.5248 | 900.1009 | 0 | 150 | 0 | 0 | 0 | 0 | 0 | 2197.6257 | 687 | 1147.5248 | 900.1009 | 0 | 66 | 0 | 0 | 0 | 0 | 0 | 2113.6257 | 687 | 1147.5248 | 900.1009 | 0 | 150 | 0 | 0 | 0 | 0 | 0 | 2197.6257
690 | 90.7143 | 90.7143 | 90.7143 | 98.7225 | 98.7225 | 98.7225 | 32.7647 | 33.2994 | 32.389 | 690 | 1432.5016 | 1432.5016 | 1432.5016 | 1680.4346 | 1680.4346 | 1680.4346 | 2033.9107 | 2033.9107 | 2033.9107 | 688 | 1091.0891 | 0 | 0 | 150 | 0 | 0 | 246.4824 | 1487.5715 |  | 688 | 1091.0891 | 0 | 0 | 150 | 0 | 0 | 246.4824 | 1487.5715 | 688 | 1091.0891 | 0 | 0 | 150 | 0 | 0 | 246.4824 | 1487.5715 | 688 | 1148.5149 | 480.3229 | 0 | 150 | 0 | 0 | 150 | 1928.8378 | 688 | 1148.5149 | 480.3229 | 0 | 150 | 0 | 0 | 150 | 1928.8378 | 688 | 1148.5149 | 480.3229 | 0 | 150 | 0 | 0 | 150 | 1928.8378 | 688 | 1167.6568 | 960.6458 | 0 | 150 | 0 | 0 | 0 | 0 | 0 | 2278.3026 | 688 | 1167.6568 | 960.6458 | 0 | 66 | 0 | 0 | 0 | 0 | 0 | 2194.3026 | 688 | 1167.6568 | 960.6458 | 0 | 150 | 0 | 0 | 0 | 0 | 0 | 2278.3026
691 | 90.7143 | 90.7143 | 90.7143 | 90.7143 | 90.7143 | 90.7143 | 32.7647 | 33.2994 | 32.389 | 691 | 1374.7574 | 1374.7574 | 1374.7574 | 1612.6961 | 1612.6961 | 1612.6961 | 2158.9376 | 2158.9376 | 2158.9376 | 689 | 1053.4653 | 0 | 0 | 150 | 0 | 0 | 267.4491 | 1470.9145 |  | 689 | 1053.4653 | 0 | 0 | 150 | 0 | 0 | 267.4491 | 1470.9145 | 689 | 1053.4653 | 0 | 0 | 150 | 0 | 0 | 267.4491 | 1470.9145 | 689 | 1108.9109 | 515.6408 | 0 | 150 | 0 | 0 | 150 | 1924.5517 | 689 | 1108.9109 | 515.6408 | 0 | 150 | 0 | 0 | 150 | 1924.5517 | 689 | 1108.9109 | 515.6408 | 0 | 150 | 0 | 0 | 150 | 1924.5517 | 689 | 1127.3927 | 1031.2815 | 0 | 98.3469 | 0 | 0 | 0 | 0 | 0 | 2257.0211 | 689 | 1127.3927 | 1031.2815 | 0 | 66 | 0 | 0 | 0 | 0 | 0 | 2224.6743 | 689 | 1127.3927 | 1031.2815 | 0 | 98.3469 | 0 | 0 | 0 | 0 | 0 | 2257.0211
692 | 90.6716 | 90.6716 | 90.6716 | 82.4458 | 82.4458 | 82.4458 | 32.7647 | 33.2994 | 32.389 | 692 | 1322.9307 | 1322.9307 | 1322.9307 | 1606.0621 | 1606.0621 | 1606.0621 | 2235.6526 | 2235.6526 | 2235.6526 | 690 | 1128.7129 | 0 | 0 | 137.7887 | 0 | 0 | 150 | 1416.5016 |  | 690 | 1128.7129 | 0 | 0 | 137.7887 | 0 | 0 | 150 | 1416.5016 | 690 | 1128.7129 | 0 | 0 | 137.7887 | 0 | 0 | 150 | 1416.5016 | 690 | 1188.1188 | 554.995 | 0 | 150 | 0 | 0 | 0 | 1893.1138 | 690 | 1188.1188 | 554.995 | 0 | 150 | 0 | 0 | 0 | 1893.1138 | 690 | 1188.1188 | 554.995 | 0 | 150 | 0 | 0 | 0 | 1893.1138 | 690 | 1207.9208 | 1109.9899 | 0 | 0 | 0 | 0 | 0 | 0 | 0 | 2317.9107 | 690 | 1207.9208 | 1109.9899 | 0 | 17 | 0 | 0 | 0 | 0 | 0 | 2334.9107 | 690 | 1207.9208 | 1109.9899 | 0 | 0 | 0 | 0 | 0 | 0 | 0 | 2317.9107
693 | 90.6716 | 90.6716 | 90.6716 | 82.4458 | 82.4458 | 82.4458 | 28.8088 | 28.8088 | 28.8088 | 693 | 1322.9307 | 1322.9307 | 1322.9307 | 1642.2909 | 1642.2909 | 1642.2909 | 2147.4415 | 2147.4415 | 2147.4415 | 691 | 1166.3366 | 0 | 0 | 42.4207 | 0 | 0 | 150 | 1358.7574 |  | 691 | 1166.3366 | 0 | 0 | 42.4207 | 0 | 0 | 150 | 1358.7574 | 691 | 1166.3366 | 0 | 0 | 42.4207 | 0 | 0 | 150 | 1358.7574 | 691 | 1227.7228 | 597.3764 | 0 | 71.597 | 0 | 0 | 0 | 1896.6961 | 691 | 1227.7228 | 597.3764 | 0 | 71.597 | 0 | 0 | 0 | 1896.6961 | 691 | 1227.7228 | 597.3764 | 0 | 71.597 | 0 | 0 | 0 | 1896.6961 | 691 | 1248.1848 | 1194.7528 | 0 | 0 | 0 | 0 | 0 | 0 | 0 | 2442.9376 | 691 | 1248.1848 | 1194.7528 | 0 | 17 | 0 | 0 | 0 | 0 | 0 | 2459.9376 | 691 | 1248.1848 | 1194.7528 | 0 | 0 | 0 | 0 | 0 | 0 | 0 | 2442.9376
694 | 90.6716 | 90.6716 | 90.6716 | 65.33 | 74.2135 | 74.2135 | 20.9838 | 28.299 | 28.2056 | 694 | 1275.901 | 1275.901 | 1275.901 | 1779.9205 | 1779.9205 | 1779.9205 | 2013.3526 | 2013.3526 | 2013.3526 | 692 | 1156.9307 | 0 | 0 | 0 | 0 | 0 | 150 | 1306.9307 |  | 692 | 1156.9307 | 0 | 0 | 0 | 0 | 0 | 150 | 1306.9307 | 692 | 1156.9307 | 0 | 0 | 0 | 0 | 0 | 150 | 1306.9307 | 692 | 1217.8218 | 640.7669 | 0 | 0 | 0 | 0 | 0 | 1858.5887 | 692 | 1217.8218 | 640.7669 | 0 | 0 | 0 | 0 | 0 | 1858.5887 | 692 | 1217.8218 | 640.7669 | 0 | 0 | 0 | 0 | 0 | 1858.5887 | 692 | 1238.1188 | 1281.5338 | 0 | 0 | 0 | 0 | 0 | 0 | 0 | 2519.6526 | 692 | 1238.1188 | 1281.5338 | 0 | 17 | 0 | 0 | 0 | 0 | 0 | 2536.6526 | 692 | 1238.1188 | 1281.5338 | 0 | 0 | 0 | 0 | 0 | 0 | 0 | 2519.6526
695 | 90.6716 | 90.6716 | 90.6716 | 59.8979 | 61.5708 | 61.5708 | 16.2384 | 28.299 | 28.2056 | 695 | 1275.901 | 1275.901 | 1275.901 | 1709.5767 | 1709.5767 | 1709.5767 | 1933.7835 | 1933.7835 | 1933.7835 | 693 | 1156.9307 | 0 | 0 | 0 | 0 | 0 | 150 | 1306.9307 |  | 693 | 1156.9307 | 0 | 0 | 0 | 0 | 0 | 150 | 1306.9307 | 693 | 1156.9307 | 0 | 0 | 0 | 0 | 0 | 150 | 1306.9307 | 693 | 1217.8218 | 673.0575 | 0 | 0 | 0 | 0 | 0 | 1890.8793 | 693 | 1217.8218 | 673.0575 | 0 | 0 | 0 | 0 | 0 | 1890.8793 | 693 | 1217.8218 | 673.0575 | 0 | 0 | 0 | 0 | 0 | 1890.8793 | 693 | 1238.1188 | 1346.115 | 0 | 0 | 0 | 0 | 0 | 0 | 0 | 2584.2338 | 693 | 1238.1188 | 1346.115 | 0 | 17 | 0 | 0 | 0 | 0 | 0 | 2601.2338 | 693 | 1238.1188 | 1346.115 | 0 | 0 | 0 | 0 | 0 | 0 | 0 | 2584.2338
696 | 87.1912 | 87.1912 | 87.1912 | 59.6044 | 60.0523 | 59.8979 | 16.2384 | 28.299 | 28.2056 | 696 | 1432.9138 | 1432.9138 | 1432.9138 | 1680.9181 | 1680.9181 | 1680.9181 | 1901.3664 | 1901.3664 | 1901.3664 | 694 | 1109.901 | 0 | 0 | 0 | 0 | 0 | 150 | 1259.901 |  | 694 | 1109.901 | 0 | 0 | 0 | 0 | 0 | 150 | 1259.901 | 694 | 1109.901 | 0 | 0 | 0 | 0 | 0 | 150 | 1259.901 | 694 | 1168.3168 | 696.2664 | 0 | 0 | 0 | 0 | 0 | 1864.5832 | 694 | 1168.3168 | 696.2664 | 0 | 0 | 0 | 0 | 0 | 1864.5832 | 694 | 1168.3168 | 696.2664 | 0 | 0 | 0 | 0 | 0 | 1864.5832 | 694 | 1187.7888 | 1392.5328 | 0 | 0 | 0 | 0 | 0 | 0 | 0 | 2580.3216 | 694 | 1187.7888 | 1392.5328 | 0 | 17 | 0 | 0 | 0 | 0 | 0 | 2597.3216 | 694 | 1187.7888 | 1392.5328 | 0 | 0 | 0 | 0 | 0 | 0 | 0 | 2580.3216
697 | 85.6286 | 85.6286 | 85.6286 | 59.6044 | 60.0523 | 56.5785 | 16.2384 | 28.299 | 28.2056 | 697 | 1416.2568 | 1416.2568 | 1416.2568 | 1661.3782 | 1661.3782 | 1661.3782 | 1879.2638 | 1879.2638 | 1879.2638 | 695 | 1109.901 | 0 | 0 | 0 | 0 | 0 | 150 | 1259.901 |  | 695 | 1109.901 | 0 | 0 | 0 | 0 | 0 | 150 | 1259.901 | 695 | 1109.901 | 0 | 0 | 0 | 0 | 0 | 150 | 1259.901 | 695 | 1168.3168 | 716.448 | 0 | 0 | 0 | 0 | 0 | 1884.7649 | 695 | 1168.3168 | 716.448 | 0 | 0 | 0 | 0 | 0 | 1884.7649 | 695 | 1168.3168 | 716.448 | 0 | 0 | 0 | 0 | 0 | 1884.7649 | 695 | 1187.7888 | 1432.8961 | 0 | 0 | 0 | 0 | 0 | 0 | 0 | 2620.6848 | 695 | 1187.7888 | 1432.8961 | 0 | 17 | 0 | 0 | 0 | 0 | 0 | 2637.6848 | 695 | 1187.7888 | 1432.8961 | 0 | 0 | 0 | 0 | 0 | 0 | 0 | 2620.6848
698 | 85.0878 | 85.0878 | 85.0878 | 59.6044 | 60.0523 | 56.5785 | 16.2384 | 28.299 | 25.4934 | 698 | 1410.7045 | 1410.7045 | 1410.7045 | 1654.8649 | 1654.8649 | 1654.8649 | 1871.8963 | 1871.8963 | 1871.8963 | 696 | 1091.0891 | 0 | 0 | 0 | 0 | 0 | 150 | 1241.0891 |  | 696 | 1091.0891 | 0 | 0 | 0 | 0 | 0 | 150 | 1241.0891 | 696 | 1091.0891 | 0 | 0 | 0 | 0 | 0 | 150 | 1241.0891 | 696 | 1148.5149 | 730.5752 | 0 | 0 | 0 | 0 | 0 | 1879.09 | 696 | 1148.5149 | 730.5752 | 0 | 0 | 0 | 0 | 0 | 1879.09 | 696 | 1148.5149 | 730.5752 | 0 | 0 | 0 | 0 | 0 | 1879.09 | 696 | 1167.6568 | 1461.1504 | 0 | 0 | 0 | 0 | 0 | 0 | 0 | 2628.8071 | 696 | 1167.6568 | 1461.1504 | 0 | 17 | 0 | 0 | 0 | 0 | 0 | 2645.8071 | 696 | 1167.6568 | 1461.1504 | 0 | 0 | 0 | 0 | 0 | 0 | 0 | 2628.8071
699 | 85.0878 | 85.0878 | 85.0878 | 59.6044 | 60.0523 | 56.5785 | 16.2384 | 28.299 | 25.4934 | 699 | 1412.9254 | 1412.9254 | 1412.9254 | 1657.4702 | 1657.4702 | 1657.4702 | 1874.8433 | 1874.8433 | 1874.8433 | 697 | 1044.0594 | 0 | 0 | 0 | 0 | 0 | 150 | 1194.0594 |  | 697 | 1044.0594 | 0 | 0 | 0 | 0 | 0 | 150 | 1194.0594 | 697 | 1044.0594 | 0 | 0 | 0 | 0 | 0 | 150 | 1194.0594 | 697 | 1099.0099 | 756.8113 | 0 | 0 | 0 | 0 | 0 | 1855.8212 | 697 | 1099.0099 | 756.8113 | 0 | 0 | 0 | 0 | 0 | 1855.8212 | 697 | 1099.0099 | 756.8113 | 0 | 0 | 0 | 0 | 0 | 1855.8212 | 697 | 1117.3267 | 1513.6226 | 0 | 0 | 0 | 0 | 0 | 0 | 0 | 2630.9493 | 697 | 1117.3267 | 1513.6226 | 0 | 17 | 0 | 0 | 0 | 0 | 0 | 2647.9493 | 697 | 1117.3267 | 1513.6226 | 0 | 0 | 0 | 0 | 0 | 0 | 0 | 2630.9493
700 | 84.9327 | 84.9327 | 84.9327 | 59.6044 | 60.0523 | 59.8739 | 16.2384 | 28.299 | 25.4934 | 700 | 1414.0359 | 1414.0359 | 1414.0359 | 1658.7728 | 1658.7728 | 1658.7728 | 1876.3168 | 1876.3168 | 1876.3168 | 698 | 1006.4356 | 0 | 0 | 0 | 0 | 0 | 150 | 1156.4356 |  | 698 | 1006.4356 | 0 | 0 | 0 | 0 | 0 | 150 | 1156.4356 | 698 | 1006.4356 | 0 | 0 | 0 | 0 | 0 | 150 | 1156.4356 | 698 | 1059.4059 | 781.0293 | 0 | 0 | 0 | 0 | 0 | 1840.4352 | 698 | 1059.4059 | 781.0293 | 0 | 0 | 0 | 0 | 0 | 1840.4352 | 698 | 1059.4059 | 781.0293 | 0 | 0 | 0 | 0 | 0 | 1840.4352 | 698 | 1077.0627 | 1562.0585 | 0 | 0 | 0 | 0 | 0 | 0 | 0 | 2639.1212 | 698 | 1077.0627 | 1562.0585 | 0 | 17 | 0 | 0 | 0 | 0 | 0 | 2656.1212 | 698 | 1077.0627 | 1562.0585 | 0 | 0 | 0 | 0 | 0 | 0 | 0 | 2639.1212
701 | 84.704 | 84.704 | 84.704 | 60.0523 | 63.1503 | 63.1503 | 16.2384 | 28.299 | 25.4934 | 701 | 1442.908 | 1442.908 | 1442.908 | 1692.6421 | 1692.6421 | 1692.6421 | 1914.6279 | 1914.6279 | 1914.6279 | 699 | 968.8119 | 0 | 0 | 0 | 0 | 0 | 150 | 1118.8119 |  | 699 | 968.8119 | 0 | 0 | 0 | 0 | 0 | 150 | 1118.8119 | 699 | 968.8119 | 0 | 0 | 0 | 0 | 0 | 150 | 1118.8119 | 699 | 1019.802 | 802.22 | 0 | 0 | 0 | 0 | 0 | 1822.022 | 699 | 1019.802 | 802.22 | 0 | 0 | 0 | 0 | 0 | 1822.022 | 699 | 1019.802 | 802.22 | 0 | 0 | 0 | 0 | 0 | 1822.022 | 699 | 1036.7987 | 1604.44 | 0 | 0 | 0 | 0 | 0 | 0 | 0 | 2641.2386 | 699 | 1036.7987 | 1604.44 | 0 | 17 | 0 | 0 | 0 | 0 | 0 | 2658.2386 | 699 | 1036.7987 | 1604.44 | 0 | 0 | 0 | 0 | 0 | 0 | 0 | 2641.2386
702 | 85.0878 | 85.0878 | 85.0878 | 71.0526 | 71.4657 | 71.4657 | 17.012 | 28.299 | 28.2056 | 702 | 1517.3092 | 1517.3092 | 1517.3092 | 1779.9205 | 1779.9205 | 1779.9205 | 2013.3526 | 2013.3526 | 2013.3526 | 700 | 1091.0891 | 0 | 0 | 0 | 0 | 0 | 150 | 1241.0891 |  | 700 | 1091.0891 | 0 | 0 | 0 | 0 | 0 | 150 | 1241.0891 | 700 | 1091.0891 | 0 | 0 | 0 | 0 | 0 | 150 | 1241.0891 | 700 | 1148.5149 | 823.4107 | 0 | 0 | 0 | 0 | 0 | 1971.9255 | 700 | 1148.5149 | 823.4107 | 0 | 0 | 0 | 0 | 0 | 1971.9255 | 700 | 1148.5149 | 823.4107 | 0 | 0 | 0 | 0 | 0 | 1971.9255 | 700 | 1167.6568 | 1646.8214 | 0 | 0 | 0 | 0 | 0 | 0 | 0 | 2814.4782 | 700 | 1167.6568 | 1646.8214 | 0 | 17 | 0 | 0 | 0 | 0 | 0 | 2831.4782 | 700 | 1167.6568 | 1646.8214 | 0 | 0 | 0 | 0 | 0 | 0 | 0 | 2814.4782
703 | 85.0878 | 85.0878 | 85.0878 | 82.4458 | 82.4458 | 82.4458 | 17.012 | 28.299 | 28.2056 | 703 | 1572.8326 | 1572.8326 | 1572.8326 | 1602.0337 | 1602.0337 | 1602.0337 | 2087.0278 | 2087.0278 | 2087.0278 | 701 | 1062.8713 | 0 | 0 | 0 | 0 | 0 | 150 | 1212.8713 |  | 701 | 1062.8713 | 0 | 0 | 0 | 0 | 0 | 150 | 1212.8713 | 701 | 1062.8713 | 0 | 0 | 0 | 0 | 0 | 150 | 1212.8713 | 701 | 1118.8119 | 838.5469 | 0 | 0 | 0 | 0 | 0 | 1957.3588 | 701 | 1118.8119 | 838.5469 | 0 | 0 | 0 | 0 | 0 | 1957.3588 | 701 | 1118.8119 | 838.5469 | 0 | 0 | 0 | 0 | 0 | 1957.3588 | 701 | 1137.4587 | 1677.0938 | 0 | 0 | 0 | 0 | 0 | 0 | 0 | 2814.5526 | 701 | 1137.4587 | 1677.0938 | 0 | 17 | 0 | 0 | 0 | 0 | 0 | 2831.5526 | 701 | 1137.4587 | 1677.0938 | 0 | 0 | 0 | 0 | 0 | 0 | 0 | 2814.5526
704 | 86.7456 | 86.7456 | 86.7456 | 82.4458 | 82.4458 | 82.4458 | 18.6145 | 28.299 | 28.2056 | 704 | 1650.5652 | 1650.5652 | 1650.5652 | 1568.1046 | 1568.1046 | 1568.1046 | 2190.1731 | 2190.1731 | 2190.1731 | 702 | 1053.4653 | 0 | 0 | 0 | 0 | 0 | 150 | 1203.4653 |  | 702 | 1053.4653 | 0 | 0 | 0 | 0 | 0 | 150 | 1203.4653 | 702 | 1053.4653 | 0 | 0 | 0 | 0 | 0 | 150 | 1203.4653 | 702 | 1108.9109 | 840.5651 | 0 | 0 | 0 | 0 | 0 | 1949.476 | 702 | 1108.9109 | 840.5651 | 0 | 0 | 0 | 0 | 0 | 1949.476 | 702 | 1108.9109 | 840.5651 | 0 | 0 | 0 | 0 | 0 | 1949.476 | 702 | 1127.3927 | 1681.1302 | 0 | 0 | 0 | 0 | 0 | 0 | 0 | 2808.5229 | 702 | 1127.3927 | 1681.1302 | 0 | 17 | 0 | 0 | 0 | 0 | 0 | 2825.5229 | 702 | 1127.3927 | 1681.1302 | 0 | 0 | 0 | 0 | 0 | 0 | 0 | 2808.5229
705 | 86.3561 | 86.3561 | 86.3561 | 86.2453 | 86.2453 | 86.2453 | 29.4769 | 29.4769 | 29.4769 | 705 | 1699.4257 | 1699.4257 | 1699.4257 | 1529.3257 | 1529.3257 | 1529.3257 | 2255.0072 | 2255.0072 | 2255.0072 | 703 | 997.0297 | 0 | 0 | 0 | 0 | 0 | 150 | 1147.0297 |  | 703 | 997.0297 | 0 | 0 | 0 | 0 | 0 | 150 | 1147.0297 | 703 | 997.0297 | 0 | 0 | 0 | 0 | 0 | 150 | 1147.0297 | 703 | 1049.505 | 836.5288 | 0 | 0 | 0 | 0 | 0 | 1886.0337 | 703 | 1049.505 | 836.5288 | 0 | 0 | 0 | 0 | 0 | 1886.0337 | 703 | 1049.505 | 836.5288 | 0 | 0 | 0 | 0 | 0 | 1886.0337 | 703 | 1066.9967 | 1673.0575 | 0 | 0 | 0 | 0 | 0 | 0 | 0 | 2740.0542 | 703 | 1066.9967 | 1673.0575 | 0 | 17 | 0 | 0 | 0 | 0 | 0 | 2757.0542 | 703 | 1066.9967 | 1673.0575 | 0 | 0 | 0 | 0 | 0 | 0 | 0 | 2740.0542
706 | 85.0878 | 85.0878 | 85.0878 | 82.4458 | 82.4458 | 82.4458 | 32.7647 | 33.0173 | 32.389 | 706 | 1701.6467 | 1701.6467 | 1701.6467 | 1875.0761 | 1875.0761 | 1594.4999 | 2250.7018 | 2257.9542 | 2213.9645 | 704 | 978.2178 | 0 | 0 | 0 | 0 | 0 | 150 | 1128.2178 |  | 704 | 978.2178 | 0 | 0 | 0 | 0 | 0 | 150 | 1128.2178 | 704 | 978.2178 | 0 | 0 | 0 | 0 | 0 | 150 | 1128.2178 | 704 | 1029.703 | 822.4016 | 0 | 0 | 0 | 0 | 0 | 1852.1046 | 704 | 1029.703 | 822.4016 | 0 | 0 | 0 | 0 | 0 | 1852.1046 | 704 | 1029.703 | 822.4016 | 0 | 0 | 0 | 0 | 0 | 1852.1046 | 704 | 1046.8647 | 1644.8032 | 0 | 0 | 0 | 0 | 0 | 0 | 0 | 2691.6679 | 704 | 1046.8647 | 1644.8032 | 0 | 17 | 0 | 0 | 0 | 0 | 0 | 2708.6679 | 704 | 1046.8647 | 1644.8032 | 0 | 0 | 0 | 0 | 0 | 0 | 0 | 2691.6679
707 | 85.0878 | 85.0878 | 85.0878 | 70.9593 | 74.2135 | 74.2135 | 30.8575 | 30.8575 | 30.8575 | 707 | 1701.6467 | 1701.6467 | 1701.6467 | 1996.1624 | 1996.1624 | 1996.1624 | 2257.9542 | 2257.9542 | 2257.9542 | 705 | 902.9703 | 0 | 0 | 0 | 0 | 0 | 150 | 1052.9703 |  | 705 | 902.9703 | 0 | 0 | 0 | 0 | 0 | 150 | 1052.9703 | 705 | 902.9703 | 0 | 0 | 0 | 0 | 0 | 150 | 1052.9703 | 705 | 950.495 | 808.2745 | 0 | 0 | 0 | 0 | 0 | 1758.7695 | 705 | 950.495 | 808.2745 | 0 | 0 | 0 | 0 | 0 | 1758.7695 | 705 | 950.495 | 808.2745 | 0 | 0 | 0 | 0 | 0 | 1758.7695 | 705 | 966.3366 | 1616.5489 | 0 | 0 | 0 | 0 | 0 | 0 | 0 | 2582.8856 | 705 | 966.3366 | 1616.5489 | 0 | 17 | 0 | 0 | 0 | 0 | 0 | 2599.8856 | 705 | 966.3366 | 1616.5489 | 0 | 0 | 0 | 0 | 0 | 0 | 0 | 2582.8856
708 | 84.9327 | 84.9327 | 84.9327 | 65.33 | 74.2135 | 74.2135 | 26.6264 | 28.299 | 28.2056 | 708 | 1696.0943 | 1696.0943 | 1696.0943 | 1989.6491 | 1989.6491 | 1989.6491 | 2250.5867 | 2250.5867 | 2250.5867 | 706 | 752.4752 | 0 | 5.0859 | 0 | 0 | 0 | 150 | 907.5612 |  | 706 | 752.4752 | 0 | 5.0859 | 0 | 0 | 0 | 150 | 907.5612 | 706 | 752.4752 | 0 | 5.0859 | 0 | 0 | 0 | 150 | 907.5612 | 706 | 792.0792 | 796.1655 | 5.4983 | 0 | 0 | 0 | 0 | 1593.743 | 706 | 792.0792 | 796.1655 | 5.4983 | 0 | 0 | 0 | 0 | 1593.743 | 706 | 792.0792 | 796.1655 | 5.4983 | 0 | 0 | 0 | 0 | 1593.743 | 706 | 805.2805 | 1592.331 | 6.8729 | 0 | 0 | 0 | 0 | 0 | 0 | 2404.4844 | 706 | 805.2805 | 1592.331 | 6.8729 | 17 | 0 | 0 | 0 | 0 | 0 | 2421.4844 | 706 | 805.2805 | 1592.331 | 6.8729 | 0 | 0 | 0 | 0 | 0 | 0 | 2404.4844
709 | 84.1725 | 84.1725 | 84.1725 | 67.9405 | 69.1429 | 69.1429 | 26.6264 | 28.299 | 28.2056 | 709 | 1683.8792 | 1683.8792 | 1683.8792 | 1975.3198 | 1975.3198 | 1975.3198 | 2234.3782 | 2234.3782 | 2234.3782 | 707 | 667.8218 | 0 | 5.0859 | 0 | 0 | 0 | 150 | 822.9077 |  | 707 | 667.8218 | 0 | 5.0859 | 0 | 0 | 0 | 150 | 822.9077 | 707 | 667.8218 | 0 | 5.0859 | 0 | 0 | 0 | 150 | 822.9077 | 707 | 702.9703 | 776.9929 | 5.4983 | 0 | 0 | 0 | 0 | 1485.4615 | 707 | 702.9703 | 776.9929 | 5.4983 | 0 | 0 | 0 | 0 | 1485.4615 | 707 | 702.9703 | 776.9929 | 5.4983 | 0 | 0 | 0 | 0 | 1485.4615 | 707 | 714.6865 | 1553.9859 | 6.8729 | 0 | 0 | 0 | 0 | 0 | 0 | 2275.5452 | 707 | 714.6865 | 1553.9859 | 6.8729 | 17 | 0 | 0 | 0 | 0 | 0 | 2292.5452 | 707 | 714.6865 | 1553.9859 | 6.8729 | 0 | 0 | 0 | 0 | 0 | 0 | 2275.5452
710 | 84.5931 | 84.5931 | 84.5931 | 82.4458 | 82.4458 | 82.4458 | 26.6264 | 28.299 | 28.2056 | 710 | 1676.1059 | 1676.1059 | 1676.1059 | 1622.3704 | 1622.3704 | 1622.3704 | 2224.0636 | 2224.0636 | 2224.0636 | 708 | 611.3861 | 0 | 5.0859 | 0 | 0 | 0 | 150 | 766.472 |  | 708 | 611.3861 | 0 | 5.0859 | 0 | 0 | 0 | 150 | 766.472 | 708 | 611.3861 | 0 | 5.0859 | 0 | 0 | 0 | 150 | 766.472 | 708 | 643.5644 | 758.8295 | 5.4983 | 0 | 0 | 0 | 0 | 1407.8921 | 708 | 643.5644 | 758.8295 | 5.4983 | 0 | 0 | 0 | 0 | 1407.8921 | 708 | 643.5644 | 758.8295 | 5.4983 | 0 | 0 | 0 | 0 | 1407.8921 | 708 | 654.2904 | 1517.6589 | 6.8729 | 0 | 0 | 0 | 0 | 0 | 0 | 2178.8222 | 708 | 654.2904 | 1517.6589 | 6.8729 | 17 | 0 | 0 | 0 | 0 | 0 | 2195.8222 | 708 | 654.2904 | 1517.6589 | 6.8729 | 0 | 0 | 0 | 0 | 0 | 0 | 2178.8222
711 | 87.3912 | 87.3912 | 87.3912 | 82.4458 | 82.4458 | 82.4458 | 26.6264 | 28.299 | 28.2056 | 711 | 1699.4257 | 1699.4257 | 1699.4257 | 1602.5176 | 1602.5176 | 1602.5176 | 2255.0072 | 2255.0072 | 2255.0072 | 709 | 554.9505 | 0 | 0 | 0 | 0 | 0 | 150 | 704.9505 |  | 709 | 554.9505 | 0 | 0 | 0 | 0 | 0 | 150 | 704.9505 | 709 | 554.9505 | 0 | 0 | 0 | 0 | 0 | 150 | 704.9505 | 709 | 584.1584 | 738.6478 | 0 | 0 | 0 | 0 | 0 | 1322.8062 | 709 | 584.1584 | 738.6478 | 0 | 0 | 0 | 0 | 0 | 1322.8062 | 709 | 584.1584 | 738.6478 | 0 | 0 | 0 | 0 | 0 | 1322.8062 | 709 | 593.8944 | 1477.2957 | 0 | 0 | 0 | 0 | 0 | 0 | 0 | 2071.1901 | 709 | 593.8944 | 1477.2957 | 0 | 17 | 0 | 0 | 0 | 0 | 0 | 2088.1901 | 709 | 593.8944 | 1477.2957 | 0 | 0 | 0 | 0 | 0 | 0 | 0 | 2071.1901
712 | 90.6716 | 90.6716 | 90.6716 | 61.5708 | 74.2135 | 74.2135 | 26.6264 | 28.299 | 28.2056 | 712 | 1438.8654 | 1438.8654 | 1438.8654 | 2063.9009 | 2063.9009 | 2063.9009 | 2334.5764 | 2334.5764 | 2334.5764 | 710 | 601.9802 | 0 | 0 | 0 | 0 | 0 | 150 | 751.9802 |  | 710 | 601.9802 | 0 | 0 | 0 | 0 | 0 | 150 | 751.9802 | 710 | 601.9802 | 0 | 0 | 0 | 0 | 0 | 150 | 751.9802 | 710 | 633.6634 | 716.448 | 0 | 0 | 0 | 0 | 0 | 1350.1114 | 710 | 633.6634 | 716.448 | 0 | 0 | 0 | 0 | 0 | 1350.1114 | 710 | 633.6634 | 716.448 | 0 | 0 | 0 | 0 | 0 | 1350.1114 | 710 | 644.2244 | 1432.8961 | 0 | 0 | 0 | 0 | 0 | 0 | 0 | 2077.1205 | 710 | 644.2244 | 1432.8961 | 0 | 17 | 0 | 0 | 0 | 0 | 0 | 2094.1205 | 710 | 644.2244 | 1432.8961 | 0 | 0 | 0 | 0 | 0 | 0 | 0 | 2077.1205
713 | 92.0772 | 92.0772 | 92.0772 | 82.4458 | 82.4458 | 82.4458 | 26.6264 | 28.299 | 28.2056 | 713 | 1361.4318 | 1361.4318 | 1361.4318 | 1944.1225 | 1944.1225 | 1944.1225 | 2331.6294 | 2331.6294 | 2331.6294 | 711 | 630.198 | 0 | 0 | 0 | 0 | 0 | 150 | 780.198 |  | 711 | 630.198 | 0 | 0 | 0 | 0 | 0 | 150 | 780.198 | 711 | 630.198 | 0 | 0 | 0 | 0 | 0 | 150 | 780.198 | 711 | 663.3663 | 686.1756 | 0 | 0 | 0 | 0 | 0 | 1349.5419 | 711 | 663.3663 | 686.1756 | 0 | 0 | 0 | 0 | 0 | 1349.5419 | 711 | 663.3663 | 686.1756 | 0 | 0 | 0 | 0 | 0 | 1349.5419 | 711 | 674.4224 | 1372.3512 | 0 | 0 | 0 | 0 | 0 | 0 | 0 | 2046.7736 | 711 | 674.4224 | 1372.3512 | 0 | 17 | 0 | 0 | 0 | 0 | 0 | 2063.7736 | 711 | 674.4224 | 1372.3512 | 0 | 0 | 0 | 0 | 0 | 0 | 0 | 2046.7736
714 | 92.0772 | 92.0772 | 92.0772 | 82.4458 | 82.4458 | 82.4458 | 26.6264 | 28.299 | 28.2056 | 714 | 1334.7806 | 1334.7806 | 1334.7806 | 2007.9546 | 2007.9546 | 2007.9546 | 2296.2653 | 2296.2653 | 2296.2653 | 712 | 686.6337 | 0 | 0 | 0 | 0 | 0 | 150 | 836.6337 |  | 712 | 686.6337 | 0 | 0 | 0 | 0 | 0 | 150 | 836.6337 | 712 | 686.6337 | 0 | 0 | 0 | 0 | 0 | 150 | 836.6337 | 712 | 722.7723 | 649.8486 | 0 | 0 | 0 | 0 | 0 | 1372.6209 | 712 | 722.7723 | 649.8486 | 0 | 0 | 0 | 0 | 0 | 1372.6209 | 712 | 722.7723 | 649.8486 | 0 | 0 | 0 | 0 | 0 | 1372.6209 | 712 | 734.8185 | 1299.6973 | 0 | 0 | 0 | 0 | 0 | 0 | 0 | 2034.5158 | 712 | 734.8185 | 1299.6973 | 0 | 17 | 0 | 0 | 0 | 0 | 0 | 2051.5158 | 712 | 734.8185 | 1299.6973 | 0 | 0 | 0 | 0 | 0 | 0 | 0 | 2034.5158
715 | 92.0772 | 92.0772 | 92.0772 | 72.9224 | 74.2135 | 74.2135 | 26.6264 | 28.299 | 28.2056 | 715 | 1283.6991 | 1283.6991 | 1283.6991 | 1970.1092 | 1970.1092 | 1970.1092 | 2228.4841 | 2228.4841 | 2228.4841 | 713 | 667.8218 | 0 | 0 | 150 | 0 | 0 | 150 | 967.8218 |  | 713 | 667.8218 | 0 | 0 | 150 | 0 | 0 | 150 | 967.8218 | 713 | 667.8218 | 0 | 0 | 150 | 0 | 0 | 150 | 967.8218 | 713 | 702.9703 | 604.44 | 0 | 0 | 0 | 0 | 0 | 1307.4103 | 713 | 702.9703 | 604.44 | 0 | 0 | 0 | 0 | 0 | 1307.4103 | 713 | 702.9703 | 604.44 | 0 | 0 | 0 | 0 | 0 | 1307.4103 | 713 | 714.6865 | 1208.8799 | 0 | 0 | 0 | 0 | 0 | 0 | 0 | 1923.5664 | 713 | 714.6865 | 1208.8799 | 0 | 17 | 0 | 0 | 0 | 0 | 0 | 1940.5664 | 713 | 714.6865 | 1208.8799 | 0 | 0 | 0 | 0 | 0 | 0 | 0 | 1923.5664
716 | 90.2726 | 90.2726 | 90.2726 | 77.6525 | 77.6525 | 77.6525 | 27.8436 | 28.299 | 28.2056 | 716 | 1631.6873 | 1631.6873 | 1631.6873 | 1914.0947 | 1914.0947 | 1914.0947 | 2165.1235 | 2165.1235 | 2165.1235 | 714 | 592.5743 | 0 | 0 | 150 | 0 | 0 | 150 | 892.5743 |  | 714 | 592.5743 | 0 | 0 | 150 | 0 | 0 | 150 | 892.5743 | 714 | 592.5743 | 0 | 0 | 150 | 0 | 0 | 150 | 892.5743 | 714 | 623.7624 | 549.9495 | 0 | 0 | 0 | 0 | 0 | 1173.7119 | 714 | 623.7624 | 549.9495 | 0 | 0 | 0 | 0 | 0 | 1173.7119 | 714 | 623.7624 | 549.9495 | 0 | 0 | 0 | 0 | 0 | 1173.7119 | 714 | 634.1584 | 1099.8991 | 0 | 0 | 0 | 0 | 0 | 0 | 0 | 1734.0575 | 714 | 634.1584 | 1099.8991 | 0 | 17 | 0 | 0 | 0 | 0 | 0 | 1751.0575 | 714 | 634.1584 | 1099.8991 | 0 | 0 | 0 | 0 | 0 | 0 | 0 | 1734.0575
717 | 89.6907 | 89.6907 | 89.6907 | 82.4458 | 82.4458 | 82.4458 | 29.4202 | 29.4202 | 29.4202 | 717 | 1566.1698 | 1566.1698 | 1566.1698 | 1471.0558 | 1471.0558 | 1471.0558 | 2078.1868 | 2078.1868 | 2078.1868 | 715 | 573.7624 | 0 | 0 | 150 | 0 | 0 | 150 | 873.7624 |  | 715 | 573.7624 | 0 | 0 | 150 | 0 | 0 | 150 | 873.7624 | 715 | 573.7624 | 0 | 0 | 150 | 0 | 0 | 150 | 873.7624 | 715 | 603.9604 | 503.5318 | 0 | 0 | 0 | 0 | 0 | 1107.4922 | 715 | 603.9604 | 503.5318 | 0 | 0 | 0 | 0 | 0 | 1107.4922 | 715 | 603.9604 | 503.5318 | 0 | 0 | 0 | 0 | 0 | 1107.4922 | 715 | 614.0264 | 1007.0636 | 0 | 0 | 0 | 0 | 0 | 0 | 0 | 1621.09 | 715 | 614.0264 | 1007.0636 | 0 | 17 | 0 | 0 | 0 | 0 | 0 | 1638.09 | 715 | 614.0264 | 1007.0636 | 0 | 0 | 0 | 0 | 0 | 0 | 0 | 1621.09
718 | 90.6716 | 90.6716 | 90.6716 | 82.4458 | 82.4458 | 82.4458 | 29.4202 | 29.4202 | 29.4202 | 718 | 1400.8554 | 1400.8554 | 1400.8554 | 1447.5775 | 1447.5775 | 1447.5775 | 1983.8826 | 1983.8826 | 1983.8826 | 716 | 554.9505 | 0 | 0 | 0 | 0 | 0 | 150 | 704.9505 |  | 716 | 554.9505 | 0 | 0 | 0 | 0 | 0 | 150 | 704.9505 | 716 | 554.9505 | 0 | 0 | 0 | 0 | 0 | 150 | 704.9505 | 716 | 584.1584 | 470.2321 | 0 | 0 | 0 | 0 | 0 | 1054.3905 | 716 | 584.1584 | 470.2321 | 0 | 0 | 0 | 0 | 0 | 1054.3905 | 716 | 584.1584 | 470.2321 | 0 | 0 | 0 | 0 | 0 | 1054.3905 | 716 | 593.8944 | 940.4642 | 0 | 0 | 0 | 0 | 0 | 0 | 0 | 1534.3586 | 716 | 593.8944 | 940.4642 | 0 | 17 | 0 | 0 | 0 | 0 | 0 | 1551.3586 | 716 | 593.8944 | 940.4642 | 0 | 0 | 0 | 0 | 0 | 0 | 0 | 1534.3586
719 | 88.2223 | 88.2223 | 88.2223 | 81.0537 | 81.0537 | 81.0537 | 28.5703 | 28.5703 | 28.5703 | 719 | 1444.0185 | 1444.0185 | 1444.0185 | 1693.9447 | 1693.9447 | 1693.9447 | 1916.1014 | 1916.1014 | 1916.1014 | 717 | 630.198 | 0 | 0 | 0 | 0 | 0 | 150 | 780.198 |  | 717 | 630.198 | 0 | 0 | 0 | 0 | 0 | 150 | 780.198 | 717 | 630.198 | 0 | 0 | 0 | 0 | 0 | 150 | 780.198 | 717 | 663.3663 | 448.0323 | 0 | 0 | 0 | 0 | 0 | 1111.3986 | 717 | 663.3663 | 448.0323 | 0 | 0 | 0 | 0 | 0 | 1111.3986 | 717 | 663.3663 | 448.0323 | 0 | 0 | 0 | 0 | 0 | 1111.3986 | 717 | 674.4224 | 896.0646 | 0 | 0 | 0 | 0 | 0 | 0 | 0 | 1570.487 | 717 | 674.4224 | 896.0646 | 0 | 17 | 0 | 0 | 0 | 0 | 0 | 1587.487 | 717 | 674.4224 | 896.0646 | 0 | 0 | 0 | 0 | 0 | 0 | 0 | 1570.487
720 | 87.4322 | 87.4322 | 87.4322 | 77.6525 | 77.6525 | 77.6525 | 28.2056 | 28.299 | 28.2056 | 720 | 1414.0359 | 1414.0359 | 1414.0359 | 1658.7728 | 1658.7728 | 1658.7728 | 1876.3168 | 1876.3168 | 1876.3168 | 718 | 630.198 | 0 | 0 | 0 | 0 | 0 | 150 | 780.198 |  | 718 | 630.198 | 0 | 0 | 0 | 0 | 0 | 150 | 780.198 | 718 | 630.198 | 0 | 0 | 0 | 0 | 0 | 150 | 780.198 | 718 | 663.3663 | 454.0868 | 0 | 0 | 0 | 0 | 0 | 1117.4531 | 718 | 663.3663 | 454.0868 | 0 | 0 | 0 | 0 | 0 | 1117.4531 | 718 | 663.3663 | 454.0868 | 0 | 0 | 0 | 0 | 0 | 1117.4531 | 718 | 674.4224 | 908.1736 | 0 | 0 | 0 | 0 | 0 | 0 | 0 | 1582.596 | 718 | 674.4224 | 908.1736 | 0 | 17 | 0 | 0 | 0 | 0 | 0 | 1599.596 | 718 | 674.4224 | 908.1736 | 0 | 0 | 0 | 0 | 0 | 0 | 0 | 1582.596
721 | 85.3447 | 85.3447 | 85.3447 | 75.0159 | 75.0159 | 75.0159 | 26.7419 | 28.299 | 28.2056 | 721 | 1395.1579 | 1395.1579 | 1395.1579 | 1636.6276 | 1636.6276 | 1636.6276 | 1851.2673 | 1851.2673 | 1851.2673 | 719 | 592.5743 | 0 | 0 | 0 | 0 | 0 | 150 | 742.5743 |  | 719 | 592.5743 | 0 | 0 | 0 | 0 | 0 | 150 | 742.5743 | 719 | 592.5743 | 0 | 0 | 0 | 0 | 0 | 150 | 742.5743 | 719 | 623.7624 | 475.2775 | 0 | 0 | 0 | 0 | 0 | 1099.0399 | 719 | 623.7624 | 475.2775 | 0 | 0 | 0 | 0 | 0 | 1099.0399 | 719 | 623.7624 | 475.2775 | 0 | 0 | 0 | 0 | 0 | 1099.0399 | 719 | 634.1584 | 950.555 | 0 | 0 | 0 | 0 | 0 | 0 | 0 | 1584.7134 | 719 | 634.1584 | 950.555 | 0 | 17 | 0 | 0 | 0 | 0 | 0 | 1601.7134 | 719 | 634.1584 | 950.555 | 0 | 0 | 0 | 0 | 0 | 0 | 0 | 1584.7134
722 | 81.6271 | 81.6271 | 81.6271 | 75.0065 | 75.0065 | 75.0065 | 28.5703 | 28.5703 | 28.5703 | 722 | 1385.1637 | 1385.1637 | 1385.1637 | 1624.9036 | 1624.9036 | 1624.9036 | 1838.0057 | 1838.0057 | 1838.0057 | 720 | 554.9505 | 0 | 0 | 0 | 0 | 0 | 150 | 704.9505 |  | 720 | 554.9505 | 0 | 0 | 0 | 0 | 0 | 150 | 704.9505 | 720 | 554.9505 | 0 | 0 | 0 | 0 | 0 | 150 | 704.9505 | 720 | 584.1584 | 489.4046 | 0 | 0 | 0 | 0 | 0 | 1073.5631 | 720 | 584.1584 | 489.4046 | 0 | 0 | 0 | 0 | 0 | 1073.5631 | 720 | 584.1584 | 489.4046 | 0 | 0 | 0 | 0 | 0 | 1073.5631 | 720 | 593.8944 | 978.8093 | 0 | 0 | 0 | 0 | 0 | 0 | 0 | 1572.7037 | 720 | 593.8944 | 978.8093 | 0 | 17 | 0 | 0 | 0 | 0 | 0 | 1589.7037 | 720 | 593.8944 | 978.8093 | 0 | 0 | 0 | 0 | 0 | 0 | 0 | 1572.7037
723 | 88.121 | 88.121 | 88.121 | 75.0065 | 75.0065 | 75.0065 | 29.4202 | 29.4202 | 29.4202 | 723 | 1384.0533 | 1384.0533 | 1384.0533 | 1623.601 | 1623.601 | 1623.601 | 1836.5322 | 1836.5322 | 1836.5322 | 721 | 545.5446 | 0 | 0 | 0 | 0 | 0 | 150 | 695.5446 |  | 721 | 545.5446 | 0 | 0 | 0 | 0 | 0 | 150 | 695.5446 | 721 | 545.5446 | 0 | 0 | 0 | 0 | 0 | 150 | 695.5446 | 721 | 574.2574 | 499.4955 | 0 | 0 | 0 | 0 | 0 | 1073.7529 | 721 | 574.2574 | 499.4955 | 0 | 0 | 0 | 0 | 0 | 1073.7529 | 721 | 574.2574 | 499.4955 | 0 | 0 | 0 | 0 | 0 | 1073.7529 | 721 | 583.8284 | 998.9909 | 0 | 0 | 0 | 0 | 0 | 0 | 0 | 1582.8193 | 721 | 583.8284 | 998.9909 | 0 | 17 | 0 | 0 | 0 | 0 | 0 | 1599.8193 | 721 | 583.8284 | 998.9909 | 0 | 0 | 0 | 0 | 0 | 0 | 0 | 1582.8193
724 | 90.6716 | 90.6716 | 90.6716 | 75.0159 | 75.0159 | 75.0159 | 32.514 | 32.514 | 32.389 | 724 | 1360.5357 | 1360.5357 | 1360.5357 | 1634.0223 | 1634.0223 | 1634.0223 | 1848.3203 | 1848.3203 | 1820.8527 | 722 | 630.198 | 0 | 0 | 0 | 0 | 0 | 150 | 780.198 |  | 722 | 630.198 | 0 | 0 | 0 | 0 | 0 | 150 | 780.198 | 722 | 630.198 | 0 | 0 | 0 | 0 | 0 | 150 | 780.198 | 722 | 663.3663 | 505.5499 | 0 | 0 | 0 | 0 | 0 | 1168.9163 | 722 | 663.3663 | 505.5499 | 0 | 0 | 0 | 0 | 0 | 1168.9163 | 722 | 663.3663 | 505.5499 | 0 | 0 | 0 | 0 | 0 | 1168.9163 | 722 | 674.4224 | 1011.0999 | 0 | 0 | 0 | 0 | 0 | 0 | 0 | 1685.5223 | 722 | 674.4224 | 1011.0999 | 0 | 17 | 0 | 0 | 0 | 0 | 0 | 1702.5223 | 722 | 674.4224 | 1011.0999 | 0 | 0 | 0 | 0 | 0 | 0 | 0 | 1685.5223
725 | 90.7143 | 90.7143 | 90.7143 | 80.2364 | 80.2364 | 80.2364 | 63.6888 | 63.6888 | 63.6888 | 725 | 1031.6233 | 1031.6233 | 1031.6233 | 1674.4048 | 1674.4048 | 1674.4048 | 1368.8847 | 1368.8847 | 1368.8847 | 723 | 601.9802 | 0 | 0 | 0 | 0 | 0 | 150 | 751.9802 |  | 723 | 601.9802 | 0 | 0 | 0 | 0 | 0 | 150 | 751.9802 | 723 | 601.9802 | 0 | 0 | 0 | 0 | 0 | 150 | 751.9802 | 723 | 633.6634 | 505.5499 | 0 | 0 | 0 | 0 | 0 | 1139.2133 | 723 | 633.6634 | 505.5499 | 0 | 0 | 0 | 0 | 0 | 1139.2133 | 723 | 633.6634 | 505.5499 | 0 | 0 | 0 | 0 | 0 | 1139.2133 | 723 | 644.2244 | 1011.0999 | 0 | 0 | 0 | 0 | 0 | 0 | 0 | 1655.3243 | 723 | 644.2244 | 1011.0999 | 0 | 17 | 0 | 0 | 0 | 0 | 0 | 1672.3243 | 723 | 644.2244 | 1011.0999 | 0 | 0 | 0 | 0 | 0 | 0 | 0 | 1655.3243
726 | 90.7143 | 90.7143 | 90.7143 | 80.3669 | 80.3669 | 80.3669 | 64.6985 | 64.6284 | 64.6284 | 726 | 1080.4838 | 1080.4838 | 1080.4838 | 1731.7219 | 1731.7219 | 1731.7219 | 1433.7189 | 1433.7189 | 1433.7189 | 724 | 630.198 | 0 | 0 | 0 | 0 | 0 | 150 | 780.198 |  | 724 | 630.198 | 0 | 0 | 0 | 0 | 0 | 150 | 780.198 | 724 | 630.198 | 0 | 0 | 0 | 0 | 0 | 150 | 780.198 | 724 | 663.3663 | 489.4046 | 0 | 0 | 0 | 0 | 0 | 1152.771 | 724 | 663.3663 | 489.4046 | 0 | 0 | 0 | 0 | 0 | 1152.771 | 724 | 663.3663 | 489.4046 | 0 | 0 | 0 | 0 | 0 | 1152.771 | 724 | 674.4224 | 978.8093 | 0 | 0 | 0 | 0 | 0 | 0 | 0 | 1653.2317 | 724 | 674.4224 | 978.8093 | 0 | 17 | 0 | 0 | 0 | 0 | 0 | 1670.2317 | 724 | 674.4224 | 978.8093 | 0 | 0 | 0 | 0 | 0 | 0 | 0 | 1653.2317
727 | 94.8028 | 94.8028 | 94.8028 | 81.6235 | 81.6235 | 81.6235 | 65.4168 | 65.8635 | 65.8635 | 727 | 1136.0071 | 1136.0071 | 1136.0071 | 1796.8551 | 1796.8551 | 1796.8551 | 1507.394 | 1507.394 | 1507.394 | 725 | 564.3564 | 0 | 0 | 99.854 | 0 | 0 | 150 | 814.2104 |  | 725 | 564.3564 | 0 | 0 | 99.854 | 0 | 0 | 150 | 814.2104 | 725 | 564.3564 | 0 | 0 | 99.854 | 0 | 0 | 150 | 814.2104 | 725 | 594.0594 | 473.2593 | 0 | 0 | 0 | 0 | 0 | 1067.3187 | 725 | 594.0594 | 473.2593 | 0 | 0 | 0 | 0 | 0 | 1067.3187 | 725 | 594.0594 | 473.2593 | 0 | 0 | 0 | 0 | 0 | 1067.3187 | 725 | 603.9604 | 946.5187 | 0 | 0 | 0 | 0 | 0 | 0 | 0 | 1550.4791 | 725 | 603.9604 | 946.5187 | 0 | 17 | 0 | 0 | 0 | 0 | 0 | 1567.4791 | 725 | 603.9604 | 946.5187 | 0 | 0 | 0 | 0 | 0 | 0 | 0 | 1550.4791
728 | 96.2822 | 96.2822 | 96.2822 | 85.4987 | 85.4987 | 85.4987 | 65.4168 | 65.8635 | 67.3664 | 728 | 1207.0769 | 1207.0769 | 1207.0769 | 1415.9941 | 1415.9941 | 1415.9941 | 1601.6983 | 1601.6983 | 1601.6983 | 726 | 526.7327 | 0 | 0 | 63.5838 | 0 | 0 | 150 | 740.3165 |  | 726 | 526.7327 | 0 | 0 | 63.5838 | 0 | 0 | 150 | 740.3165 | 726 | 526.7327 | 0 | 0 | 63.5838 | 0 | 0 | 150 | 740.3165 | 726 | 554.4554 | 458.1231 | 0 | 0 | 0 | 0 | 0 | 1012.5786 | 726 | 554.4554 | 458.1231 | 0 | 0 | 0 | 0 | 0 | 1012.5786 | 726 | 554.4554 | 458.1231 | 0 | 0 | 0 | 0 | 0 | 1012.5786 | 726 | 563.6964 | 916.2462 | 0 | 0 | 0 | 0 | 0 | 0 | 0 | 1479.9426 | 726 | 563.6964 | 916.2462 | 0 | 17 | 0 | 0 | 0 | 0 | 0 | 1496.9426 | 726 | 563.6964 | 916.2462 | 0 | 0 | 0 | 0 | 0 | 0 | 0 | 1479.9426
729 | 90.6716 | 90.6716 | 90.6716 | 77.6525 | 77.6525 | 77.6525 | 61.6482 | 61.6482 | 61.6482 | 729 | 1323.7745 | 1323.7745 | 1323.7745 | 1921.9107 | 1921.9107 | 1921.9107 | 1648.8504 | 1648.8504 | 1648.8504 | 727 | 432.6733 | 0 | 0 | 150 | 0 | 0 | 275.4058 | 858.0791 |  | 727 | 432.6733 | 0 | 0 | 150 | 0 | 0 | 275.4058 | 858.0791 | 727 | 432.6733 | 0 | 0 | 150 | 0 | 0 | 275.4058 | 858.0791 | 727 | 455.4455 | 446.0141 | 0 | 0 | 0 | 0 | 0 | 901.4597 | 727 | 455.4455 | 446.0141 | 0 | 0 | 0 | 0 | 0 | 901.4597 | 727 | 455.4455 | 446.0141 | 0 | 0 | 0 | 0 | 0 | 901.4597 | 727 | 463.0363 | 892.0283 | 0 | 0 | 0 | 0 | 0 | 0 | 0 | 1355.0646 | 727 | 463.0363 | 892.0283 | 0 | 17 | 0 | 0 | 0 | 0 | 0 | 1372.0646 | 727 | 463.0363 | 892.0283 | 0 | 0 | 0 | 0 | 0 | 0 | 0 | 1355.0646
730 | 89.6907 | 89.6907 | 89.6907 | 73.8371 | 74.2135 | 74.2135 | 32.7647 | 40.3767 | 40.3767 | 730 | 1636.1291 | 1636.1291 | 1636.1291 | 1919.3053 | 1919.3053 | 1919.3053 | 1652.8501 | 1645.9034 | 1645.9034 | 728 | 423.2673 | 0 | 0 | 150 | 0 | 0 | 300 | 873.2673 |  | 728 | 423.2673 | 0 | 0 | 150 | 0 | 0 | 300 | 873.2673 | 728 | 423.2673 | 0 | 0 | 150 | 0 | 0 | 300 | 873.2673 | 728 | 445.5446 | 440.9687 | 0 | 0 | 0 | 0 | 0 | 886.5133 | 728 | 445.5446 | 440.9687 | 0 | 0 | 0 | 0 | 0 | 886.5133 | 728 | 445.5446 | 440.9687 | 0 | 0 | 0 | 0 | 0 | 886.5133 | 728 | 452.9703 | 881.9374 | 0 | 0 | 0 | 0 | 0 | 0 | 0 | 1334.9077 | 728 | 452.9703 | 881.9374 | 0 | 17 | 0 | 0 | 0 | 0 | 0 | 1351.9077 | 728 | 452.9703 | 881.9374 | 0 | 0 | 0 | 0 | 0 | 0 | 0 | 1334.9077
731 | 89.7493 | 89.7493 | 89.7493 | 74.438 | 74.438 | 74.438 | 32.7647 | 33.2994 | 31.2818 | 731 | 1632.7977 | 1632.7977 | 1632.7977 | 1915.3974 | 1915.3974 | 1915.3974 | 1973.348 | 2011.1883 | 2166.597 | 729 | 489.1089 | 0 | 5.0859 | 0 | 0 | 0 | 150 | 644.1948 |  | 729 | 489.1089 | 0 | 5.0859 | 0 | 0 | 0 | 150 | 644.1948 | 729 | 489.1089 | 0 | 5.0859 | 0 | 0 | 0 | 150 | 644.1948 | 729 | 514.8515 | 439.9596 | 5.4983 | 0 | 0 | 0 | 0 | 960.3094 | 729 | 514.8515 | 439.9596 | 5.4983 | 0 | 0 | 0 | 0 | 960.3094 | 729 | 514.8515 | 439.9596 | 5.4983 | 0 | 0 | 0 | 0 | 960.3094 | 729 | 523.4323 | 879.9193 | 6.8729 | 0 | 0 | 0 | 0 | 0 | 0 | 1410.2245 | 729 | 523.4323 | 879.9193 | 6.8729 | 17 | 0 | 0 | 0 | 0 | 0 | 1427.2245 | 729 | 523.4323 | 879.9193 | 6.8729 | 0 | 0 | 0 | 0 | 0 | 0 | 1410.2245
732 | 90.7143 | 90.7143 | 90.7143 | 80.3669 | 80.3669 | 80.3669 | 32.7647 | 39.726 | 32.514 | 732 | 1247.0537 | 1247.0537 | 1247.0537 | 1927.1213 | 1927.1213 | 1927.1213 | 1654.7444 | 1654.7444 | 1654.7444 | 730 | 526.7327 | 0 | 5.0859 | 0 | 0 | 0 | 150 | 681.8186 |  | 730 | 526.7327 | 0 | 5.0859 | 0 | 0 | 0 | 150 | 681.8186 | 730 | 526.7327 | 0 | 5.0859 | 0 | 0 | 0 | 150 | 681.8186 | 730 | 554.4554 | 474.2684 | 5.4983 | 0 | 0 | 0 | 0 | 1034.2221 | 730 | 554.4554 | 474.2684 | 5.4983 | 0 | 0 | 0 | 0 | 1034.2221 | 730 | 554.4554 | 474.2684 | 5.4983 | 0 | 0 | 0 | 0 | 1034.2221 | 730 | 563.6964 | 948.5368 | 6.8729 | 0 | 0 | 0 | 0 | 0 | 0 | 1519.1061 | 730 | 563.6964 | 948.5368 | 6.8729 | 17 | 0 | 0 | 0 | 0 | 0 | 1536.1061 | 730 | 563.6964 | 948.5368 | 6.8729 | 0 | 0 | 0 | 0 | 0 | 0 | 1519.1061
733 | 96.2822 | 96.2822 | 96.2822 | 85.3627 | 85.3627 | 85.3627 | 32.7647 | 40.6485 | 40.6485 | 733 | 1251.4956 | 1251.4956 | 1251.4956 | 1468.1006 | 1468.1006 | 1468.1006 | 1660.6384 | 1660.6384 | 1660.6384 | 731 | 564.3564 | 0 | 5.0859 | 0 | 0 | 0 | 150 | 719.4423 |  | 731 | 564.3564 | 0 | 5.0859 | 0 | 0 | 0 | 150 | 719.4423 | 731 | 564.3564 | 0 | 5.0859 | 0 | 0 | 0 | 150 | 719.4423 | 731 | 594.0594 | 539.8587 | 5.4983 | 0 | 0 | 0 | 0 | 1139.4164 | 731 | 594.0594 | 539.8587 | 5.4983 | 0 | 0 | 0 | 0 | 1139.4164 | 731 | 594.0594 | 539.8587 | 5.4983 | 0 | 0 | 0 | 0 | 1139.4164 | 731 | 603.9604 | 1079.7175 | 6.8729 | 0 | 0 | 0 | 0 | 0 | 0 | 1690.5507 | 731 | 603.9604 | 1079.7175 | 6.8729 | 17 | 0 | 0 | 0 | 0 | 0 | 1707.5507 | 731 | 603.9604 | 1079.7175 | 6.8729 | 0 | 0 | 0 | 0 | 0 | 0 | 1690.5507
734 | 99.4244 | 99.4244 | 99.4244 | 102.5333 | 102.5333 | 102.5333 | 32.7647 | 40.6485 | 40.6485 | 734 | 1268.1526 | 1268.1526 | 1268.1526 | 1487.6405 | 1487.6405 | 1487.6405 | 1720.8869 | 1682.7409 | 1682.7409 | 732 | 526.7327 | 0 | 5.0859 | 94.975 | 0 | 0 | 150 | 776.7935 |  | 732 | 526.7327 | 0 | 5.0859 | 94.975 | 0 | 0 | 150 | 776.7935 | 732 | 526.7327 | 0 | 5.0859 | 94.975 | 0 | 0 | 150 | 776.7935 | 732 | 554.4554 | 578.2038 | 5.4983 | 0 | 0 | 0 | 0 | 1138.1576 | 732 | 554.4554 | 578.2038 | 5.4983 | 0 | 0 | 0 | 0 | 1138.1576 | 732 | 554.4554 | 578.2038 | 5.4983 | 0 | 0 | 0 | 0 | 1138.1576 | 732 | 563.6964 | 1156.4077 | 6.8729 | 0 | 0 | 0 | 0 | 0 | 0 | 1726.9769 | 732 | 563.6964 | 1156.4077 | 6.8729 | 17 | 0 | 0 | 0 | 0 | 0 | 1743.9769 | 732 | 563.6964 | 1156.4077 | 6.8729 | 0 | 0 | 0 | 0 | 0 | 0 | 1726.9769
735 | 109.2897 | 109.1656 | 109.2897 | 102.9275 | 102.9275 | 102.9275 | 88.9581 | 88.9581 | 88.9581 | 735 | 1305.9085 | 1305.9085 | 1305.9085 | 1531.9311 | 1531.9311 | 1531.9311 | 1732.8401 | 1732.8401 | 1732.8401 | 733 | 470.297 | 0 | 5.0859 | 150 | 0 | 0 | 300 | 925.3829 |  | 733 | 470.297 | 0 | 5.0859 | 150 | 0 | 0 | 300 | 925.3829 | 733 | 470.297 | 0 | 5.0859 | 150 | 0 | 0 | 300 | 925.3829 | 733 | 495.0495 | 586.2765 | 5.4983 | 0 | 0 | 0 | 0 | 1086.8243 | 733 | 495.0495 | 586.2765 | 5.4983 | 0 | 0 | 0 | 0 | 1086.8243 | 733 | 495.0495 | 586.2765 | 5.4983 | 0 | 0 | 0 | 0 | 1086.8243 | 733 | 503.3003 | 1172.553 | 6.8729 | 0 | 0 | 0 | 0 | 0 | 0 | 1682.7262 | 733 | 503.3003 | 1172.553 | 6.8729 | 17 | 0 | 0 | 0 | 0 | 0 | 1699.7262 | 733 | 503.3003 | 1172.553 | 6.8729 | 0 | 0 | 0 | 0 | 0 | 0 | 1682.7262
736 | 109.2897 | 109.1656 | 109.2897 | 107.2254 | 106.4298 | 106.4298 | 94.8204 | 94.8204 | 94.8204 | 736 | 1381.4202 | 1381.4202 | 1381.4202 | 1620.5121 | 1620.5121 | 1620.5121 | 1833.0383 | 1833.0383 | 1833.0383 | 734 | 423.2673 | 0 | 0 | 150 | 0 | 0 | 711.8853 | 1285.1526 |  | 734 | 423.2673 | 0 | 0 | 150 | 0 | 0 | 711.8853 | 1285.1526 | 734 | 423.2673 | 0 | 0 | 150 | 0 | 0 | 711.8853 | 1285.1526 | 734 | 445.5446 | 576.1857 | 0 | 150 | 0 | 0 | 0 | 1171.7302 | 734 | 445.5446 | 576.1857 | 0 | 150 | 0 | 0 | 0 | 1171.7302 | 734 | 445.5446 | 576.1857 | 0 | 150 | 0 | 0 | 0 | 1171.7302 | 734 | 452.9703 | 1152.3713 | 0 | 0 | 0 | 0 | 0 | 0 | 0 | 1605.3416 | 734 | 452.9703 | 1152.3713 | 0 | 17 | 0 | 0 | 0 | 0 | 0 | 1622.3416 | 734 | 452.9703 | 1152.3713 | 0 | 0 | 0 | 0 | 0 | 0 | 0 | 1605.3416
737 | 109.2897 | 109.1656 | 109.2897 | 106.4298 | 106.4298 | 106.4298 | 94.685 | 94.685 | 94.685 | 737 | 1381.4202 | 1381.4202 | 1381.4202 | 1620.5121 | 1620.5121 | 1620.5121 | 1833.0383 | 1833.0383 | 1833.0383 | 735 | 319.802 | 0 | 0 | 150 | 0 | 0 | 750 | 1219.802 |  | 735 | 319.802 | 0 | 0 | 150 | 0 | 0 | 750 | 1219.802 | 735 | 319.802 | 0 | 0 | 150 | 0 | 0 | 750 | 1219.802 | 735 | 336.6337 | 557.0131 | 0 | 150 | 0 | 0 | 150 | 1193.6468 | 735 | 336.6337 | 557.0131 | 0 | 150 | 0 | 0 | 150 | 1193.6468 | 735 | 336.6337 | 557.0131 | 0 | 150 | 0 | 0 | 150 | 1193.6468 | 735 | 342.2442 | 1114.0262 | 0 | 0 | 0 | 0 | 0 | 0 | 0 | 1456.2705 | 735 | 342.2442 | 1114.0262 | 0 | 46.2654 | 0 | 0 | 0 | 0 | 0 | 1502.5359 | 735 | 342.2442 | 1114.0262 | 0 | 0 | 0 | 0 | 0 | 0 | 0 | 1456.2705
738 | 109.2897 | 109.1656 | 109.2897 | 102.9275 | 102.9275 | 102.9275 | 94.5622 | 94.5622 | 94.5622 | 738 | 1349.2166 | 1349.2166 | 1349.2166 | 1582.7349 | 1582.7349 | 1582.7349 | 1790.3067 | 1790.3067 | 1790.3067 | 736 | 291.5842 | 0 | 0 | 150 | 0 | 0 | 750 | 1191.5842 |  | 736 | 291.5842 | 0 | 0 | 150 | 0 | 0 | 750 | 1191.5842 | 736 | 291.5842 | 0 | 0 | 150 | 0 | 0 | 750 | 1191.5842 | 736 | 306.9307 | 508.5772 | 0 | 150 | 0 | 0 | 450 | 1415.5079 | 736 | 306.9307 | 508.5772 | 0 | 150 | 0 | 0 | 150 | 1115.5079 | 736 | 306.9307 | 508.5772 | 0 | 150 | 0 | 0 | 300 | 1265.5079 | 736 | 312.0462 | 1017.1544 | 0 | 150 | 0 | 0 | 0 | 0 | 0 | 1479.2006 | 736 | 312.0462 | 1017.1544 | 0 | 66 | 0 | 0 | 0 | 0 | 0 | 1395.2006 | 736 | 312.0462 | 1017.1544 | 0 | 150 | 0 | 0 | 0 | 0 | 0 | 1479.2006
739 | 99.4244 | 99.4244 | 99.4244 | 102.9275 | 102.9275 | 102.9275 | 93.5482 | 93.5482 | 93.5482 | 739 | 1322.5654 | 1322.5654 | 1322.5654 | 1551.471 | 1551.471 | 1551.471 | 1754.9426 | 1754.9426 | 1754.9426 | 737 | 300.9901 | 0 | 0 | 150 | 0 | 0 | 750 | 1200.9901 |  | 737 | 300.9901 | 0 | 0 | 150 | 0 | 0 | 750 | 1200.9901 | 737 | 300.9901 | 0 | 0 | 150 | 0 | 0 | 750 | 1200.9901 | 737 | 316.8317 | 463.1685 | 0 | 150 | 0 | 0 | 227.8074 | 1157.8076 | 737 | 316.8317 | 463.1685 | 0 | 150 | 0 | 0 | 227.8074 | 1157.8076 | 737 | 316.8317 | 463.1685 | 0 | 150 | 0 | 0 | 227.8074 | 1157.8076 | 737 | 322.1122 | 926.337 | 0 | 150 | 0 | 0 | 0 | 0 | 0 | 1398.4492 | 737 | 322.1122 | 926.337 | 0 | 66 | 0 | 0 | 0 | 0 | 0 | 1314.4492 | 737 | 322.1122 | 926.337 | 0 | 150 | 0 | 0 | 0 | 0 | 0 | 1398.4492
740 | 99.3081 | 99.3081 | 99.3081 | 102.6038 | 102.6038 | 102.6038 | 91.8882 | 91.8882 | 91.8882 | 740 | 1265.9317 | 1265.9317 | 1265.9317 | 1485.0352 | 1485.0352 | 1485.0352 | 1679.7939 | 1679.7939 | 1679.7939 | 738 | 395.0495 | 0 | 0 | 150 | 0 | 0 | 750 | 1295.0495 |  | 738 | 395.0495 | 0 | 0 | 150 | 0 | 0 | 750 | 1295.0495 | 738 | 395.0495 | 0 | 0 | 150 | 0 | 0 | 750 | 1295.0495 | 738 | 415.8416 | 433.9051 | 0 | 150 | 0 | 0 | 150 | 1149.7467 | 738 | 415.8416 | 433.9051 | 0 | 150 | 0 | 0 | 150 | 1149.7467 | 738 | 415.8416 | 433.9051 | 0 | 150 | 0 | 0 | 150 | 1149.7467 | 738 | 422.7723 | 867.8103 | 0 | 150 | 0 | 0 | 0 | 0 | 0 | 1440.5826 | 738 | 422.7723 | 867.8103 | 0 | 66 | 0 | 0 | 0 | 0 | 0 | 1356.5826 | 738 | 422.7723 | 867.8103 | 0 | 150 | 0 | 0 | 0 | 0 | 0 | 1440.5826
741 | 99.4244 | 99.4244 | 99.4244 | 106.4298 | 106.4298 | 106.4298 | 91.9248 | 91.9248 | 91.9248 | 741 | 1181.5362 | 1181.5362 | 1181.5362 | 1386.0329 | 1386.0329 | 1386.0329 | 1567.8077 | 1567.8077 | 1567.8077 | 739 | 470.297 | 0 | 0 | 150 | 0 | 0 | 719.2684 | 1339.5654 |  | 739 | 470.297 | 0 | 0 | 150 | 0 | 0 | 719.2684 | 1339.5654 | 739 | 470.297 | 0 | 0 | 150 | 0 | 0 | 719.2684 | 1339.5654 | 739 | 495.0495 | 408.6781 | 0 | 150 | 0 | 0 | 150 | 1203.7276 | 739 | 495.0495 | 408.6781 | 0 | 150 | 0 | 0 | 150 | 1203.7276 | 739 | 495.0495 | 408.6781 | 0 | 150 | 0 | 0 | 150 | 1203.7276 | 739 | 503.3003 | 817.3562 | 0 | 150 | 0 | 0 | 0 | 0 | 0 | 1470.6565 | 739 | 503.3003 | 817.3562 | 0 | 66 | 0 | 0 | 0 | 0 | 0 | 1386.6565 | 739 | 503.3003 | 817.3562 | 0 | 150 | 0 | 0 | 0 | 0 | 0 | 1470.6565
742 | 99.3081 | 99.3081 | 99.3081 | 102.9275 | 102.9275 | 102.9275 | 91.0456 | 91.0456 | 91.0456 | 742 | 1117.1292 | 1117.1292 | 1117.1292 | 1310.4784 | 1310.4784 | 1310.4784 | 1482.3445 | 1482.3445 | 1482.3445 | 740 | 564.3564 | 0 | 0 | 150 | 0 | 0 | 583.2342 | 1297.5906 |  | 740 | 564.3564 | 0 | 0 | 150 | 0 | 0 | 583.2342 | 1297.5906 | 740 | 564.3564 | 0 | 0 | 150 | 0 | 0 | 583.2342 | 1297.5906 | 740 | 594.0594 | 387.4874 | 0 | 150 | 0 | 0 | 149.5565 | 1281.1033 | 740 | 594.0594 | 387.4874 | 0 | 150 | 0 | 0 | 149.5565 | 1281.1033 | 740 | 594.0594 | 387.4874 | 0 | 150 | 0 | 0 | 149.5565 | 1281.1033 | 740 | 603.9604 | 774.9748 | 0 | 150 | 0 | 0 | 0 | 0 | 0 | 1528.9352 | 740 | 603.9604 | 774.9748 | 0 | 66 | 0 | 0 | 0 | 0 | 0 | 1444.9352 | 740 | 603.9604 | 774.9748 | 0 | 150 | 0 | 0 | 0 | 0 | 0 | 1528.9352
743 | 99.4244 | 99.4244 | 99.4244 | 93.0553 | 93.0553 | 93.0553 | 84.8431 | 84.8431 | 84.8431 | 743 | 1058.2745 | 1058.2745 | 1058.2745 | 1241.4373 | 1241.4373 | 1241.4373 | 1404.2488 | 1404.2488 | 1404.2488 | 741 | 583.1683 | 0 | 0 | 150 | 0 | 0 | 685.1671 | 1418.3354 |  | 741 | 583.1683 | 0 | 0 | 150 | 0 | 0 | 685.1671 | 1418.3354 | 741 | 583.1683 | 0 | 0 | 150 | 0 | 0 | 685.1671 | 1418.3354 | 741 | 613.8614 | 366.2967 | 0 | 150 | 0 | 0 | 219.0181 | 1349.1762 | 741 | 613.8614 | 366.2967 | 0 | 150 | 0 | 0 | 219.0181 | 1349.1762 | 741 | 613.8614 | 366.2967 | 0 | 150 | 0 | 0 | 219.0181 | 1349.1762 | 741 | 624.0924 | 732.5933 | 0 | 150 | 0 | 0 | 0 | 0 | 0 | 1506.6857 | 741 | 624.0924 | 732.5933 | 0 | 66 | 0 | 0 | 0 | 0 | 0 | 1422.6857 | 741 | 624.0924 | 732.5933 | 0 | 150 | 0 | 0 | 0 | 0 | 0 | 1506.6857
744 | 99.3081 | 99.3081 | 99.3081 | 90.7143 | 90.7143 | 90.7143 | 82.8187 | 82.8187 | 82.8187 | 744 | 1016.0767 | 1016.0767 | 1016.0767 | 1191.9362 | 1191.9362 | 1191.9362 | 1348.2557 | 1348.2557 | 1348.2557 | 742 | 630.198 | 0 | 0 | 150 | 0 | 0 | 518.7924 | 1298.9904 |  | 742 | 630.198 | 0 | 0 | 150 | 0 | 0 | 518.7924 | 1298.9904 | 742 | 630.198 | 0 | 0 | 150 | 0 | 0 | 518.7924 | 1298.9904 | 742 | 663.3663 | 327.9516 | 0 | 150 | 0 | 0 | 150 | 1291.3179 | 742 | 663.3663 | 327.9516 | 0 | 150 | 0 | 0 | 150 | 1291.3179 | 742 | 663.3663 | 327.9516 | 0 | 150 | 0 | 0 | 150 | 1291.3179 | 742 | 674.4224 | 655.9031 | 0 | 150 | 0 | 0 | 0 | 0 | 0 | 1480.3256 | 742 | 674.4224 | 655.9031 | 0 | 66 | 0 | 0 | 0 | 0 | 0 | 1396.3256 | 742 | 674.4224 | 655.9031 | 0 | 150 | 0 | 0 | 0 | 0 | 0 | 1480.3256
745 | 96.2822 | 96.2822 | 96.2822 | 85.3627 | 85.3627 | 85.3627 | 76.781 | 76.781 | 76.781 | 745 | 1001.6407 | 1001.6407 | 1001.6407 | 1175.0016 | 1175.0016 | 1175.0016 | 1329.1001 | 1329.1001 | 1329.1001 | 743 | 630.198 | 0 | 0 | 150 | 0 | 0 | 604.9741 | 1385.1722 |  | 743 | 630.198 | 0 | 0 | 150 | 0 | 0 | 604.9741 | 1385.1722 | 743 | 630.198 | 0 | 0 | 150 | 0 | 0 | 604.9741 | 1385.1722 | 743 | 663.3663 | 296.67 | 0 | 150 | 0 | 0 | 0 | 1110.0364 | 743 | 663.3663 | 296.67 | 0 | 150 | 0 | 0 | 0 | 1110.0364 | 743 | 663.3663 | 296.67 | 0 | 150 | 0 | 0 | 0 | 1110.0364 | 743 | 674.4224 | 593.3401 | 0 | 0 | 0 | 0 | 0 | 0 | 0 | 1267.7625 | 743 | 674.4224 | 593.3401 | 0 | 66 | 0 | 0 | 0 | 0 | 0 | 1333.7625 | 743 | 674.4224 | 593.3401 | 0 | 0 | 0 | 0 | 0 | 0 | 0 | 1267.7625
746 | 96.2822 | 96.2822 | 96.2822 | 85.3627 | 85.3627 | 85.3627 | 74.6875 | 74.6875 | 74.6875 | 746 | 1001.6407 | 1001.6407 | 1001.6407 | 1175.0016 | 1175.0016 | 1175.0016 | 1329.1001 | 1329.1001 | 1329.1001 | 744 | 554.9505 | 0 | 0 | 150 | 0 | 0 | 502.7228 | 1207.6732 |  | 744 | 554.9505 | 0 | 0 | 150 | 0 | 0 | 502.7228 | 1207.6732 | 744 | 554.9505 | 0 | 0 | 150 | 0 | 0 | 502.7228 | 1207.6732 | 744 | 584.1584 | 288.5974 | 0 | 42.0679 | 0 | 0 | 0 | 914.8237 | 744 | 584.1584 | 288.5974 | 0 | 42.0679 | 0 | 0 | 0 | 914.8237 | 744 | 584.1584 | 288.5974 | 0 | 42.0679 | 0 | 0 | 0 | 914.8237 | 744 | 593.8944 | 577.1948 | 0 | 0 | 0 | 0 | 0 | 0 | 0 | 1171.0891 | 744 | 593.8944 | 577.1948 | 0 | 51.7451 | 0 | 0 | 0 | 0 | 0 | 1222.8343 | 744 | 593.8944 | 577.1948 | 0 | 0 | 0 | 0 | 0 | 0 | 0 | 1171.0891
747 | 96.2822 | 96.2822 | 96.2822 | 85.9894 | 85.9894 | 85.9894 | 73.8479 | 73.8479 | 73.8479 | 747 | 1006.0825 | 1006.0825 | 1006.0825 | 1180.2122 | 1180.2122 | 1180.2122 | 1334.9941 | 1334.9941 | 1334.9941 | 745 | 498.5149 | 0 | 0 | 150 | 0 | 0 | 300 | 948.5149 |  | 745 | 498.5149 | 0 | 0 | 150 | 0 | 0 | 300 | 948.5149 | 745 | 498.5149 | 0 | 0 | 150 | 0 | 0 | 300 | 948.5149 | 745 | 524.7525 | 299.6973 | 0 | 0 | 0 | 0 | 0 | 824.4498 | 745 | 524.7525 | 299.6973 | 0 | 0 | 0 | 0 | 0 | 824.4498 | 745 | 524.7525 | 299.6973 | 0 | 0 | 0 | 0 | 0 | 824.4498 | 745 | 533.4983 | 599.3946 | 0 | 0 | 0 | 0 | 0 | 0 | 0 | 1132.8929 | 745 | 533.4983 | 599.3946 | 0 | 42 | 0 | 0 | 0 | 0 | 0 | 1174.8929 | 745 | 533.4983 | 599.3946 | 0 | 0 | 0 | 0 | 0 | 0 | 0 | 1132.8929
748 | 96.2822 | 96.2822 | 96.2822 | 88.8646 | 88.8646 | 88.8646 | 69.1914 | 69.2388 | 69.1914 | 748 | 1041.6175 | 1041.6175 | 1041.6175 | 1221.8974 | 1221.8974 | 1221.8974 | 1382.1462 | 1382.1462 | 1382.1462 | 746 | 667.8218 | 0 | 0 | 150 | 0 | 0 | 300 | 1117.8218 |  | 746 | 667.8218 | 0 | 0 | 150 | 0 | 0 | 300 | 1117.8218 | 746 | 667.8218 | 0 | 0 | 150 | 0 | 0 | 300 | 1117.8218 | 746 | 702.9703 | 320.888 | 0 | 0 | 0 | 0 | 0 | 1023.8583 | 746 | 702.9703 | 320.888 | 0 | 0 | 0 | 0 | 0 | 1023.8583 | 746 | 702.9703 | 320.888 | 0 | 0 | 0 | 0 | 0 | 1023.8583 | 746 | 714.6865 | 641.776 | 0 | 0 | 0 | 0 | 0 | 0 | 0 | 1356.4625 | 746 | 714.6865 | 641.776 | 0 | 42 | 0 | 0 | 0 | 0 | 0 | 1398.4625 | 746 | 714.6865 | 641.776 | 0 | 0 | 0 | 0 | 0 | 0 | 0 | 1356.4625
749 | 99.3081 | 99.3081 | 99.3081 | 91.578 | 91.578 | 91.578 | 89.0867 | 89.0867 | 89.0867 | 749 | 1181.5362 | 1181.5362 | 1181.5362 | 1386.0329 | 1386.0329 | 1386.0329 | 1567.8077 | 1567.8077 | 1567.8077 | 747 | 658.4158 | 0 | 0 | 150 | 0 | 0 | 300 | 1108.4158 |  | 747 | 658.4158 | 0 | 0 | 150 | 0 | 0 | 300 | 1108.4158 | 747 | 658.4158 | 0 | 0 | 150 | 0 | 0 | 300 | 1108.4158 | 747 | 693.0693 | 347.1241 | 0 | 0 | 0 | 0 | 0 | 1040.1934 | 747 | 693.0693 | 347.1241 | 0 | 0 | 0 | 0 | 0 | 1040.1934 | 747 | 693.0693 | 347.1241 | 0 | 0 | 0 | 0 | 0 | 1040.1934 | 747 | 704.6205 | 694.2482 | 0 | 0 | 0 | 0 | 0 | 0 | 0 | 1398.8687 | 747 | 704.6205 | 694.2482 | 0 | 42 | 0 | 0 | 0 | 0 | 0 | 1440.8687 | 747 | 704.6205 | 694.2482 | 0 | 0 | 0 | 0 | 0 | 0 | 0 | 1398.8687
750 | 102.5305 | 102.5305 | 102.5305 | 105.6312 | 105.6312 | 105.6312 | 94.1403 | 94.1403 | 94.1403 | 750 | 1345.8852 | 1345.8852 | 1345.8852 | 1578.8269 | 1578.8269 | 1578.8269 | 1785.8862 | 1785.8862 | 1785.8862 | 748 | 743.0693 | 0 | 0 | 150 | 0 | 0 | 300 | 1193.0693 |  | 748 | 743.0693 | 0 | 0 | 150 | 0 | 0 | 300 | 1193.0693 | 748 | 743.0693 | 0 | 0 | 150 | 0 | 0 | 300 | 1193.0693 | 748 | 782.1782 | 382.442 | 0 | 0 | 0 | 0 | 0 | 1164.6202 | 748 | 782.1782 | 382.442 | 0 | 0 | 0 | 0 | 0 | 1164.6202 | 748 | 782.1782 | 382.442 | 0 | 0 | 0 | 0 | 0 | 1164.6202 | 748 | 795.2145 | 764.884 | 0 | 0 | 0 | 0 | 0 | 0 | 0 | 1560.0985 | 748 | 795.2145 | 764.884 | 0 | 42 | 0 | 0 | 0 | 0 | 0 | 1602.0985 | 748 | 795.2145 | 764.884 | 0 | 0 | 0 | 0 | 0 | 0 | 0 | 1560.0985
751 | 109.2897 | 109.1656 | 109.2897 | 106.4298 | 106.4298 | 106.4298 | 101.099 | 100 | 100.8904 | 751 | 1451.3795 | 1451.3795 | 1451.3795 | 1702.5799 | 1702.5799 | 1702.5799 | 1925.869 | 1925.869 | 1925.869 | 749 | 780.6931 | 0 | 0 | 150 | 0 | 0 | 519.319 | 1450.012 |  | 749 | 780.6931 | 0 | 0 | 150 | 0 | 0 | 519.319 | 1450.012 | 749 | 780.6931 | 0 | 0 | 150 | 0 | 0 | 519.319 | 1450.012 | 749 | 821.7822 | 426.8416 | 0 | 150 | 0 | 0 | 0 | 1398.6238 | 749 | 821.7822 | 426.8416 | 0 | 150 | 0 | 0 | 0 | 1398.6238 | 749 | 821.7822 | 426.8416 | 0 | 150 | 0 | 0 | 0 | 1398.6238 | 749 | 835.4785 | 853.6831 | 0 | 0 | 0 | 0 | 0 | 0 | 0 | 1689.1617 | 749 | 835.4785 | 853.6831 | 0 | 66 | 0 | 0 | 0 | 0 | 0 | 1755.1617 | 749 | 835.4785 | 853.6831 | 0 | 0 | 0 | 0 | 0 | 0 | 0 | 1689.1617
752 | 108.6725 | 108.6725 | 108.6725 | 105.4039 | 105.4039 | 105.4039 | 101.7462 | 100 | 100.8904 | 752 | 1495.7982 | 1495.7982 | 1495.7982 | 1754.6864 | 1754.6864 | 1754.6864 | 1984.8092 | 1984.8092 | 1984.8092 | 750 | 696.0396 | 0 | 0 | 150 | 0 | 0 | 750 | 1596.0396 |  | 750 | 696.0396 | 0 | 0 | 150 | 0 | 0 | 750 | 1596.0396 | 750 | 696.0396 | 0 | 0 | 150 | 0 | 0 | 750 | 1596.0396 | 750 | 732.6733 | 468.2139 | 0 | 150 | 0 | 0 | 150 | 1500.8872 | 750 | 732.6733 | 468.2139 | 0 | 150 | 0 | 0 | 150 | 1500.8872 | 750 | 732.6733 | 468.2139 | 0 | 150 | 0 | 0 | 150 | 1500.8872 | 750 | 744.8845 | 936.4279 | 0 | 150 | 0 | 0 | 0 | 0 | 0 | 1831.3123 | 750 | 744.8845 | 936.4279 | 0 | 66 | 0 | 0 | 0 | 0 | 0 | 1747.3123 | 750 | 744.8845 | 936.4279 | 0 | 150 | 0 | 0 | 0 | 0 | 0 | 1831.3123
753 | 109.2761 | 109.1656 | 109.2761 | 105.6312 | 105.6312 | 105.6312 | 96.6253 | 96.6253 | 96.6253 | 753 | 1519.118 | 1519.118 | 1519.118 | 1782.0423 | 1782.0423 | 1782.0423 | 2015.7527 | 2015.7527 | 2015.7527 | 751 | 780.6931 | 0 | 0 | 150 | 0 | 0 | 750 | 1680.6931 |  | 751 | 780.6931 | 0 | 0 | 150 | 0 | 0 | 750 | 1680.6931 | 751 | 780.6931 | 0 | 0 | 150 | 0 | 0 | 750 | 1680.6931 | 751 | 821.7822 | 499.4955 | 0 | 150 | 0 | 0 | 195.7189 | 1666.9965 | 751 | 821.7822 | 499.4955 | 0 | 150 | 0 | 0 | 195.7189 | 1666.9965 | 751 | 821.7822 | 499.4955 | 0 | 150 | 0 | 0 | 195.7189 | 1666.9965 | 751 | 835.4785 | 998.9909 | 0 | 150 | 0 | 0 | 0 | 0 | 0 | 1984.4695 | 751 | 835.4785 | 998.9909 | 0 | 66 | 0 | 0 | 0 | 0 | 0 | 1900.4695 | 751 | 835.4785 | 998.9909 | 0 | 150 | 0 | 0 | 0 | 0 | 0 | 1984.4695
754 | 105.3751 | 105.3751 | 105.3751 | 106.4298 | 106.4298 | 106.4298 | 93.5482 | 93.5482 | 93.5482 | 754 | 1506.9029 | 1506.9029 | 1506.9029 | 1767.713 | 1767.713 | 1767.713 | 1999.5442 | 1999.5442 | 1999.5442 | 752 | 912.3762 | 0 | 0 | 150 | 0 | 0 | 750 | 1812.3762 |  | 752 | 912.3762 | 0 | 0 | 150 | 0 | 0 | 750 | 1812.3762 | 752 | 912.3762 | 0 | 0 | 150 | 0 | 0 | 750 | 1812.3762 | 752 | 960.396 | 527.7497 | 0 | 150 | 0 | 0 | 150 | 1788.1458 | 752 | 960.396 | 527.7497 | 0 | 150 | 0 | 0 | 150 | 1788.1458 | 752 | 960.396 | 527.7497 | 0 | 150 | 0 | 0 | 150 | 1788.1458 | 752 | 976.4026 | 1055.4995 | 0 | 150 | 0 | 0 | 0 | 0 | 0 | 2181.9021 | 752 | 976.4026 | 1055.4995 | 0 | 66 | 0 | 0 | 0 | 0 | 0 | 2097.9021 | 752 | 976.4026 | 1055.4995 | 0 | 150 | 0 | 0 | 0 | 0 | 0 | 2181.9021
755 | 108.8013 | 108.8013 | 108.8013 | 107.2254 | 106.4298 | 106.4298 | 94.8204 | 94.8204 | 94.8204 | 755 | 1482.4726 | 1482.4726 | 1482.4726 | 1739.0544 | 1739.0544 | 1739.0544 | 1967.1271 | 1967.1271 | 1967.1271 | 753 | 846.5347 | 0 | 5.0859 | 150 | 0 | 0 | 750 | 1751.6206 |  | 753 | 846.5347 | 0 | 5.0859 | 150 | 0 | 0 | 750 | 1751.6206 | 753 | 846.5347 | 0 | 5.0859 | 150 | 0 | 0 | 750 | 1751.6206 | 753 | 891.0891 | 536.8315 | 5.4983 | 150 | 0 | 0 | 150 | 1733.4189 | 753 | 891.0891 | 536.8315 | 5.4983 | 150 | 0 | 0 | 150 | 1733.4189 | 753 | 891.0891 | 536.8315 | 5.4983 | 150 | 0 | 0 | 150 | 1733.4189 | 753 | 905.9406 | 1073.663 | 6.8729 | 150 | 0 | 0 | 0 | 0 | 0 | 2136.4764 | 753 | 905.9406 | 1073.663 | 6.8729 | 66 | 0 | 0 | 0 | 0 | 0 | 2052.4764 | 753 | 905.9406 | 1073.663 | 6.8729 | 150 | 0 | 0 | 0 | 0 | 0 | 2136.4764
756 | 109.2897 | 109.1656 | 109.2897 | 107.2254 | 106.4298 | 106.4298 | 91.9248 | 91.9248 | 91.9248 | 756 | 1485.804 | 1485.804 | 1485.804 | 1742.9624 | 1742.9624 | 1742.9624 | 1971.5476 | 1971.5476 | 1971.5476 | 754 | 959.4059 | 0 | 10.1718 | 150 | 0 | 0 | 750 | 1869.5778 |  | 754 | 959.4059 | 0 | 10.1718 | 150 | 0 | 0 | 750 | 1869.5778 | 754 | 959.4059 | 0 | 10.1718 | 150 | 0 | 0 | 750 | 1869.5778 | 754 | 1009.901 | 551.9677 | 10.9966 | 150 | 0 | 0 | 224.1351 | 1947.0004 | 754 | 1009.901 | 551.9677 | 10.9966 | 150 | 0 | 0 | 224.1351 | 1947.0004 | 754 | 1009.901 | 551.9677 | 10.9966 | 150 | 0 | 0 | 224.1351 | 1947.0004 | 754 | 1026.7327 | 1103.9354 | 13.7457 | 150 | 0 | 0 | 0 | 0 | 0 | 2294.4138 | 754 | 1026.7327 | 1103.9354 | 13.7457 | 66 | 0 | 0 | 0 | 0 | 0 | 2210.4138 | 754 | 1026.7327 | 1103.9354 | 13.7457 | 150 | 0 | 0 | 0 | 0 | 0 | 2294.4138
757 | 109.2897 | 109.1656 | 109.2897 | 107.2254 | 106.4298 | 106.4298 | 96.8601 | 96.8601 | 96.8601 | 757 | 1476.9203 | 1476.9203 | 1476.9203 | 1732.5411 | 1732.5411 | 1732.5411 | 1959.7596 | 1959.7596 | 1959.7596 | 755 | 940.5941 | 0 | 15.2577 | 150 | 0 | 0 | 750 | 1855.8518 |  | 755 | 940.5941 | 0 | 15.2577 | 150 | 0 | 0 | 750 | 1855.8518 | 755 | 940.5941 | 0 | 15.2577 | 150 | 0 | 0 | 750 | 1855.8518 | 755 | 990.099 | 549.9495 | 16.4948 | 150 | 0 | 0 | 471.786 | 2178.3294 | 755 | 990.099 | 549.9495 | 16.4948 | 150 | 0 | 0 | 300 | 2006.5434 | 755 | 990.099 | 549.9495 | 16.4948 | 150 | 0 | 0 | 300 | 2006.5434 | 755 | 1006.6007 | 1099.8991 | 20.6186 | 150 | 0 | 0 | 0 | 0 | 0 | 2277.1183 | 755 | 1006.6007 | 1099.8991 | 20.6186 | 66 | 0 | 0 | 0 | 0 | 0 | 2193.1183 | 755 | 1006.6007 | 1099.8991 | 20.6186 | 150 | 0 | 0 | 0 | 0 | 0 | 2277.1183
758 | 109.2897 | 109.1656 | 109.2897 | 107.2254 | 106.4298 | 106.4298 | 97.2667 | 97.2667 | 97.2667 | 758 | 1481.3621 | 1481.3621 | 1481.3621 | 1737.7517 | 1737.7517 | 1737.7517 | 1965.6536 | 1965.6536 | 1965.6536 | 756 | 1025.2475 | 0 | 15.2577 | 150 | 0 | 0 | 750 | 1940.5053 |  | 756 | 1025.2475 | 0 | 15.2577 | 150 | 0 | 0 | 750 | 1940.5053 | 756 | 1025.2475 | 0 | 15.2577 | 150 | 0 | 0 | 750 | 1940.5053 | 756 | 1079.2079 | 548.9405 | 16.4948 | 150 | 0 | 0 | 450 | 2244.6432 | 756 | 1079.2079 | 548.9405 | 16.4948 | 150 | 0 | 0 | 300 | 2094.6432 | 756 | 1079.2079 | 548.9405 | 16.4948 | 150 | 0 | 0 | 285.233 | 2079.8762 | 756 | 1097.1947 | 1097.8809 | 20.6186 | 150 | 0 | 0 | 0 | 0 | 0 | 2365.6942 | 756 | 1097.1947 | 1097.8809 | 20.6186 | 66 | 0 | 0 | 0 | 0 | 0 | 2281.6942 | 756 | 1097.1947 | 1097.8809 | 20.6186 | 150 | 0 | 0 | 0 | 0 | 0 | 2365.6942
759 | 109.2897 | 109.1656 | 109.2897 | 107.2254 | 106.4298 | 106.4298 | 105.8189 | 105.7442 | 105.7442 | 759 | 1462.4842 | 1462.4842 | 1462.4842 | 1715.6065 | 1715.6065 | 1715.6065 | 1940.604 | 1940.604 | 1940.604 | 757 | 912.3762 | 0 | 10.1718 | 150 | 0 | 0 | 750 | 1822.5481 |  | 757 | 912.3762 | 0 | 10.1718 | 150 | 0 | 0 | 750 | 1822.5481 | 757 | 912.3762 | 0 | 10.1718 | 150 | 0 | 0 | 750 | 1822.5481 | 757 | 960.396 | 520.6862 | 10.9966 | 150 | 0 | 0 | 522.9005 | 2164.9793 | 757 | 960.396 | 520.6862 | 10.9966 | 150 | 0 | 0 | 300 | 1942.0788 | 757 | 960.396 | 520.6862 | 10.9966 | 150 | 0 | 0 | 300 | 1942.0788 | 757 | 976.4026 | 1041.3724 | 13.7457 | 150 | 0 | 0 | 0 | 0 | 0 | 2181.5207 | 757 | 976.4026 | 1041.3724 | 13.7457 | 66 | 0 | 0 | 0 | 0 | 0 | 2097.5207 | 757 | 976.4026 | 1041.3724 | 13.7457 | 150 | 0 | 0 | 0 | 0 | 0 | 2181.5207
760 | 108.6725 | 108.6725 | 108.6725 | 107.2254 | 106.4298 | 106.4298 | 108.3249 | 105.9511 | 105.9511 | 760 | 1506.9029 | 1506.9029 | 1506.9029 | 1767.713 | 1767.713 | 1767.713 | 1999.5442 | 1999.5442 | 1999.5442 | 758 | 912.3762 | 0 | 5.0859 | 150 | 0 | 0 | 750 | 1817.4621 |  | 758 | 912.3762 | 0 | 5.0859 | 150 | 0 | 0 | 750 | 1817.4621 | 758 | 912.3762 | 0 | 5.0859 | 150 | 0 | 0 | 750 | 1817.4621 | 758 | 960.396 | 505.5499 | 5.4983 | 150 | 0 | 0 | 450 | 2071.4443 | 758 | 960.396 | 505.5499 | 5.4983 | 150 | 0 | 0 | 150 | 1771.4443 | 758 | 960.396 | 505.5499 | 5.4983 | 150 | 0 | 0 | 300 | 1921.4443 | 758 | 976.4026 | 1011.0999 | 6.8729 | 150 | 0 | 0 | 0 | 0 | 0 | 2144.3754 | 758 | 976.4026 | 1011.0999 | 6.8729 | 66 | 0 | 0 | 0 | 0 | 0 | 2060.3754 | 758 | 976.4026 | 1011.0999 | 6.8729 | 150 | 0 | 0 | 0 | 0 | 0 | 2144.3754
761 | 106.8238 | 106.8238 | 106.8238 | 107.2254 | 106.4298 | 106.4298 | 108.3249 | 105.9511 | 105.9511 | 761 | 1493.5773 | 1493.5773 | 1493.5773 | 1752.081 | 1752.081 | 1752.081 | 1981.8621 | 1981.8621 | 1981.8621 | 759 | 884.1584 | 0 | 0 | 150 | 0 | 0 | 750 | 1784.1584 |  | 759 | 884.1584 | 0 | 0 | 150 | 0 | 0 | 750 | 1784.1584 | 759 | 884.1584 | 0 | 0 | 150 | 0 | 0 | 750 | 1784.1584 | 759 | 930.6931 | 472.2503 | 0 | 150 | 0 | 0 | 450 | 2002.9433 | 759 | 930.6931 | 472.2503 | 0 | 150 | 0 | 0 | 286.3715 | 1839.3148 | 759 | 930.6931 | 472.2503 | 0 | 150 | 0 | 0 | 300 | 1852.9433 | 759 | 946.2046 | 944.5005 | 0 | 150 | 0 | 0 | 0 | 0 | 0 | 2040.7051 | 759 | 946.2046 | 944.5005 | 0 | 66 | 0 | 0 | 0 | 0 | 0 | 1956.7051 | 759 | 946.2046 | 944.5005 | 0 | 150 | 0 | 0 | 0 | 0 | 0 | 2040.7051
762 | 106.8238 | 106.8238 | 106.8238 | 106.3949 | 106.3949 | 106.3949 | 108.3249 | 105.9511 | 105.9511 | 762 | 1435.833 | 1435.833 | 1435.833 | 1684.3426 | 1684.3426 | 1684.3426 | 1905.24 | 1905.24 | 1905.24 | 760 | 761.8812 | 0 | 0 | 150 | 0 | 0 | 750 | 1661.8812 |  | 760 | 761.8812 | 0 | 0 | 150 | 0 | 0 | 750 | 1661.8812 | 760 | 761.8812 | 0 | 0 | 150 | 0 | 0 | 750 | 1661.8812 | 760 | 801.9802 | 431.887 | 0 | 150 | 0 | 0 | 456.0663 | 1839.9335 | 760 | 801.9802 | 431.887 | 0 | 150 | 0 | 0 | 150 | 1533.8672 | 760 | 801.9802 | 431.887 | 0 | 150 | 0 | 0 | 300 | 1683.8672 | 760 | 815.3465 | 863.774 | 0 | 150 | 0 | 0 | 150 | 0 | 0 | 1979.1205 | 760 | 815.3465 | 863.774 | 0 | 66 | 0 | 0 | 0 | 0 | 0 | 1745.1205 | 760 | 815.3465 | 863.774 | 0 | 150 | 0 | 0 | 0 | 0 | 0 | 1829.1205
763 | 106.3687 | 106.3687 | 106.3687 | 105.6623 | 105.6623 | 105.6623 | 108.3249 | 105.9511 | 106.1533 | 763 | 1374.7574 | 1374.7574 | 1374.7574 | 1612.6961 | 1612.6961 | 1612.6961 | 1824.1973 | 1824.1973 | 1824.1973 | 761 | 724.2574 | 0 | 0 | 150 | 0 | 0 | 750 | 1624.2574 |  | 761 | 724.2574 | 0 | 0 | 150 | 0 | 0 | 750 | 1624.2574 | 761 | 724.2574 | 0 | 0 | 150 | 0 | 0 | 750 | 1624.2574 | 761 | 762.3762 | 403.6327 | 0 | 150 | 0 | 0 | 519.5978 | 1835.6067 | 761 | 762.3762 | 403.6327 | 0 | 150 | 0 | 0 | 300 | 1616.0089 | 761 | 762.3762 | 403.6327 | 0 | 150 | 0 | 0 | 300 | 1616.0089 | 761 | 775.0825 | 807.2654 | 0 | 150 | 0 | 0 | 150 | 0 | 0 | 1882.3479 | 761 | 775.0825 | 807.2654 | 0 | 66 | 0 | 0 | 0 | 0 | 0 | 1648.3479 | 761 | 775.0825 | 807.2654 | 0 | 150 | 0 | 0 | 0 | 0 | 0 | 1732.3479
764 | 100.8973 | 100.8973 | 100.8973 | 104.106 | 104.106 | 104.106 | 108.3249 | 105.9511 | 106.1533 | 764 | 1329.2282 | 1329.2282 | 1329.2282 | 1559.287 | 1559.287 | 1559.287 | 1763.7836 | 1763.7836 | 1763.7836 | 762 | 827.7228 | 0 | 0 | 150 | 0 | 0 | 750 | 1727.7228 |  | 762 | 827.7228 | 0 | 0 | 150 | 0 | 0 | 750 | 1727.7228 | 762 | 827.7228 | 0 | 0 | 150 | 0 | 0 | 750 | 1727.7228 | 762 | 871.2871 | 392.5328 | 0 | 150 | 0 | 0 | 150 | 1563.8199 | 762 | 871.2871 | 392.5328 | 0 | 150 | 0 | 0 | 150 | 1563.8199 | 762 | 871.2871 | 392.5328 | 0 | 150 | 0 | 0 | 150 | 1563.8199 | 762 | 885.8086 | 785.0656 | 0 | 150 | 0 | 0 | 150 | 0 | 0 | 1970.8742 | 762 | 885.8086 | 785.0656 | 0 | 66 | 0 | 0 | 0 | 0 | 0 | 1736.8742 | 762 | 885.8086 | 785.0656 | 0 | 150 | 0 | 0 | 0 | 0 | 0 | 1820.8742
765 | 105.4824 | 105.4824 | 105.4824 | 107.2254 | 106.4298 | 106.4298 | 108.3249 | 105.9511 | 106.1533 | 765 | 1240.3909 | 1240.3909 | 1240.3909 | 1455.074 | 1455.074 | 1455.074 | 1645.9034 | 1645.9034 | 1645.9034 | 763 | 959.4059 | 0 | 0 | 150 | 0 | 0 | 750 | 1859.4059 |  | 763 | 959.4059 | 0 | 0 | 150 | 0 | 0 | 750 | 1859.4059 | 763 | 959.4059 | 0 | 0 | 150 | 0 | 0 | 750 | 1859.4059 | 763 | 1009.901 | 393.5419 | 0 | 150 | 0 | 0 | 150 | 1703.4429 | 763 | 1009.901 | 393.5419 | 0 | 150 | 0 | 0 | 150 | 1703.4429 | 763 | 1009.901 | 393.5419 | 0 | 150 | 0 | 0 | 150 | 1703.4429 | 763 | 1026.7327 | 787.0838 | 0 | 150 | 0 | 0 | 150 | 0 | 0 | 2113.8164 | 763 | 1026.7327 | 787.0838 | 0 | 66 | 0 | 0 | 0 | 0 | 0 | 1879.8164 | 763 | 1026.7327 | 787.0838 | 0 | 150 | 0 | 0 | 134.5275 | 0 | 0 | 2098.3439
766 | 105.4824 | 105.4824 | 105.4824 | 107.1092 | 106.4298 | 106.4298 | 105.9511 | 105.9511 | 105.9511 | 766 | 1148.2222 | 1148.2222 | 1148.2222 | 1346.953 | 1346.953 | 1346.953 | 1523.6026 | 1523.6026 | 1523.6026 | 764 | 658.4158 | 0 | 0 | 150 | 0 | 0 | 750 | 1558.4158 |  | 764 | 658.4158 | 0 | 0 | 150 | 0 | 0 | 750 | 1558.4158 | 764 | 658.4158 | 0 | 0 | 150 | 0 | 0 | 750 | 1558.4158 | 764 | 693.0693 | 404.6418 | 0 | 150 | 0 | 0 | 150 | 1397.7111 | 764 | 693.0693 | 404.6418 | 0 | 150 | 0 | 0 | 150 | 1397.7111 | 764 | 693.0693 | 404.6418 | 0 | 150 | 0 | 0 | 150 | 1397.7111 | 764 | 704.6205 | 809.2836 | 0 | 150 | 0 | 0 | 150 | 0 | 0 | 1813.904 | 764 | 704.6205 | 809.2836 | 0 | 66 | 0 | 0 | 0 | 0 | 0 | 1579.904 | 764 | 704.6205 | 809.2836 | 0 | 150 | 0 | 0 | 77.3286 | 0 | 0 | 1741.2327
767 | 99.4244 | 99.4244 | 99.4244 | 102.9275 | 102.9275 | 102.9275 | 101.7462 | 100 | 100.8904 | 767 | 1091.5884 | 1091.5884 | 1091.5884 | 1280.5172 | 1280.5172 | 1280.5172 | 1448.4539 | 1448.4539 | 1448.4539 | 765 | 611.3861 | 0 | 0 | 150 | 0 | 0 | 750 | 1511.3861 |  | 765 | 611.3861 | 0 | 0 | 150 | 0 | 0 | 750 | 1511.3861 | 765 | 611.3861 | 0 | 0 | 150 | 0 | 0 | 750 | 1511.3861 | 765 | 643.5644 | 418.7689 | 0 | 150 | 0 | 0 | 450 | 1662.3333 | 765 | 643.5644 | 418.7689 | 0 | 150 | 0 | 0 | 300 | 1512.3333 | 765 | 643.5644 | 418.7689 | 0 | 150 | 0 | 0 | 300 | 1512.3333 | 765 | 654.2904 | 837.5378 | 0 | 150 | 0 | 0 | 150 | 0 | 0 | 1791.8283 | 765 | 654.2904 | 837.5378 | 0 | 66 | 0 | 0 | 0 | 0 | 0 | 1557.8283 | 765 | 654.2904 | 837.5378 | 0 | 150 | 0 | 0 | 150 | 0 | 0 | 1791.8283
768 | 98.6288 | 98.6288 | 98.6288 | 102.5333 | 102.5333 | 102.5333 | 94.8204 | 94.8204 | 94.8204 | 768 | 1051.6117 | 1051.6117 | 1051.6117 | 1233.6214 | 1233.6214 | 1233.6214 | 1395.4078 | 1395.4078 | 1395.4078 | 766 | 545.5446 | 0 | 0 | 150 | 0 | 0 | 750 | 1445.5446 |  | 766 | 545.5446 | 0 | 0 | 150 | 0 | 0 | 750 | 1445.5446 | 766 | 545.5446 | 0 | 0 | 150 | 0 | 0 | 750 | 1445.5446 | 766 | 574.2574 | 413.7235 | 0 | 150 | 0 | 0 | 360.3052 | 1498.2861 | 766 | 574.2574 | 413.7235 | 0 | 150 | 0 | 0 | 150 | 1287.9809 | 766 | 574.2574 | 413.7235 | 0 | 150 | 0 | 0 | 300 | 1437.9809 | 766 | 583.8284 | 827.447 | 0 | 150 | 0 | 0 | 0 | 0 | 0 | 1561.2754 | 766 | 583.8284 | 827.447 | 0 | 66 | 0 | 0 | 0 | 0 | 0 | 1477.2754 | 766 | 583.8284 | 827.447 | 0 | 150 | 0 | 0 | 0 | 0 | 0 | 1561.2754
769 | 94.8028 | 94.8028 | 94.8028 | 91.8857 | 91.8857 | 91.8857 | 90.5705 | 90.5705 | 90.5705 | 769 | 1028.2919 | 1028.2919 | 1028.2919 | 1206.2655 | 1206.2655 | 1206.2655 | 1364.4642 | 1364.4642 | 1364.4642 | 767 | 573.7624 | 0 | 0 | 150 | 0 | 0 | 601.5335 | 1325.2959 |  | 767 | 573.7624 | 0 | 0 | 150 | 0 | 0 | 601.5335 | 1325.2959 | 767 | 573.7624 | 0 | 0 | 150 | 0 | 0 | 601.5335 | 1325.2959 | 767 | 603.9604 | 433.9051 | 0 | 150 | 0 | 0 | 150 | 1337.8655 | 767 | 603.9604 | 433.9051 | 0 | 150 | 0 | 0 | 150 | 1337.8655 | 767 | 603.9604 | 433.9051 | 0 | 150 | 0 | 0 | 150 | 1337.8655 | 767 | 614.0264 | 867.8103 | 0 | 150 | 0 | 0 | 0 | 0 | 0 | 1631.8367 | 767 | 614.0264 | 867.8103 | 0 | 66 | 0 | 0 | 0 | 0 | 0 | 1547.8367 | 767 | 614.0264 | 867.8103 | 0 | 150 | 0 | 0 | 0 | 0 | 0 | 1631.8367
770 | 90.7143 | 90.7143 | 90.7143 | 91.4445 | 91.4445 | 91.4445 | 88.3863 | 88.3863 | 88.3863 | 770 | 1002.7511 | 1002.7511 | 1002.7511 | 1176.3042 | 1176.3042 | 1176.3042 | 1330.5736 | 1330.5736 | 1330.5736 | 768 | 714.8515 | 0 | 0 | 150 | 0 | 0 | 375.5004 | 1240.3519 |  | 768 | 714.8515 | 0 | 0 | 150 | 0 | 0 | 375.5004 | 1240.3519 | 768 | 714.8515 | 0 | 0 | 150 | 0 | 0 | 375.5004 | 1240.3519 | 768 | 752.4752 | 472.2503 | 0 | 150 | 0 | 0 | 0 | 1374.7255 | 768 | 752.4752 | 472.2503 | 0 | 150 | 0 | 0 | 0 | 1374.7255 | 768 | 752.4752 | 472.2503 | 0 | 150 | 0 | 0 | 0 | 1374.7255 | 768 | 765.0165 | 944.5005 | 0 | 150 | 0 | 0 | 0 | 0 | 0 | 1859.517 | 768 | 765.0165 | 944.5005 | 0 | 66 | 0 | 0 | 0 | 0 | 0 | 1775.517 | 768 | 765.0165 | 944.5005 | 0 | 150 | 0 | 0 | 0 | 0 | 0 | 1859.517
771 | 94.8028 | 94.8028 | 94.8028 | 91.237 | 91.237 | 91.237 | 91.9248 | 91.9248 | 91.9248 | 771 | 1007.193 | 1007.193 | 1007.193 | 1181.5149 | 1181.5149 | 1181.5149 | 1336.4676 | 1336.4676 | 1336.4676 | 769 | 827.7228 | 0 | 0 | 150 | 0 | 0 | 204.4442 | 1182.167 |  | 769 | 827.7228 | 0 | 0 | 150 | 0 | 0 | 204.4442 | 1182.167 | 769 | 827.7228 | 0 | 0 | 150 | 0 | 0 | 204.4442 | 1182.167 | 769 | 871.2871 | 491.4228 | 0 | 150 | 0 | 0 | 0 | 1512.7099 | 769 | 871.2871 | 491.4228 | 0 | 150 | 0 | 0 | 0 | 1512.7099 | 769 | 871.2871 | 491.4228 | 0 | 150 | 0 | 0 | 0 | 1512.7099 | 769 | 885.8086 | 982.8456 | 0 | 0 | 0 | 0 | 0 | 0 | 0 | 1868.6542 | 769 | 885.8086 | 982.8456 | 0 | 66 | 0 | 0 | 0 | 0 | 0 | 1934.6542 | 769 | 885.8086 | 982.8456 | 0 | 0 | 0 | 0 | 0 | 0 | 0 | 1868.6542
772 | 98.6288 | 98.6288 | 98.6288 | 91.4159 | 91.4159 | 91.4159 | 69.3425 | 69.3425 | 70.0208 | 772 | 1044.9489 | 1044.9489 | 1044.9489 | 1225.8054 | 1225.8054 | 1225.8054 | 1386.5667 | 1386.5667 | 1386.5667 | 770 | 893.5644 | 0 | 0 | 114.5761 | 0 | 0 | 150 | 1158.1405 |  | 770 | 893.5644 | 0 | 0 | 114.5761 | 0 | 0 | 150 | 1158.1405 | 770 | 893.5644 | 0 | 0 | 114.5761 | 0 | 0 | 150 | 1158.1405 | 770 | 940.5941 | 522.7043 | 0 | 150 | 0 | 0 | 0 | 1613.2984 | 770 | 940.5941 | 522.7043 | 0 | 150 | 0 | 0 | 0 | 1613.2984 | 770 | 940.5941 | 522.7043 | 0 | 150 | 0 | 0 | 0 | 1613.2984 | 770 | 956.2706 | 1045.4087 | 0 | 0 | 0 | 0 | 0 | 0 | 0 | 2001.6793 | 770 | 956.2706 | 1045.4087 | 0 | 66 | 0 | 0 | 0 | 0 | 0 | 2067.6793 | 770 | 956.2706 | 1045.4087 | 0 | 0 | 0 | 0 | 0 | 0 | 0 | 2001.6793
773 | 99.3081 | 99.3081 | 99.3081 | 102.6038 | 102.6038 | 102.6038 | 56.2076 | 69.2996 | 70.0208 | 773 | 1174.8734 | 1174.8734 | 1174.8734 | 1378.2169 | 1378.2169 | 1378.2169 | 1558.9667 | 1558.9667 | 1558.9667 | 771 | 799.505 | 0 | 0 | 150 | 0 | 0 | 235.5615 | 1185.0665 |  | 771 | 799.505 | 0 | 0 | 150 | 0 | 0 | 235.5615 | 1185.0665 | 771 | 799.505 | 0 | 0 | 150 | 0 | 0 | 235.5615 | 1185.0665 | 771 | 841.5842 | 548.9405 | 0 | 150 | 0 | 0 | 0 | 1540.5246 | 771 | 841.5842 | 548.9405 | 0 | 150 | 0 | 0 | 0 | 1540.5246 | 771 | 841.5842 | 548.9405 | 0 | 150 | 0 | 0 | 0 | 1540.5246 | 771 | 855.6106 | 1097.8809 | 0 | 150 | 0 | 0 | 0 | 0 | 0 | 2103.4915 | 771 | 855.6106 | 1097.8809 | 0 | 66 | 0 | 0 | 0 | 0 | 0 | 2019.4915 | 771 | 855.6106 | 1097.8809 | 0 | 150 | 0 | 0 | 0 | 0 | 0 | 2103.4915
774 | 96.1585 | 96.1585 | 96.1585 | 98.2074 | 98.2074 | 98.2074 | 33.0983 | 66.8013 | 55.36 | 774 | 1319.234 | 1319.234 | 1319.234 | 1547.563 | 1547.563 | 1547.563 | 1750.5221 | 1750.5221 | 1750.5221 | 772 | 780.6931 | 0 | 0 | 150 | 0 | 0 | 335.6157 | 1266.3088 |  | 772 | 780.6931 | 0 | 0 | 150 | 0 | 0 | 335.6157 | 1266.3088 | 772 | 780.6931 | 0 | 0 | 150 | 0 | 0 | 335.6157 | 1266.3088 | 772 | 821.7822 | 568.113 | 0 | 150 | 0 | 0 | 0 | 1539.8952 | 772 | 821.7822 | 568.113 | 0 | 150 | 0 | 0 | 0 | 1539.8952 | 772 | 821.7822 | 568.113 | 0 | 150 | 0 | 0 | 0 | 1539.8952 | 772 | 835.4785 | 1136.226 | 0 | 0 | 0 | 0 | 0 | 0 | 0 | 1971.7046 | 772 | 835.4785 | 1136.226 | 0 | 42 | 0 | 0 | 0 | 0 | 0 | 2013.7046 | 772 | 835.4785 | 1136.226 | 0 | 0 | 0 | 0 | 0 | 0 | 0 | 1971.7046
775 | 94.8028 | 94.8028 | 94.8028 | 82.4458 | 82.4458 | 82.4458 | 33.0983 | 66.8013 | 32.389 | 775 | 1425.8388 | 1425.8388 | 1425.8388 | 2021.4597 | 2021.4597 | 2021.4597 | 1891.9784 | 1891.9784 | 1968.8677 | 773 | 874.7525 | 0 | 0 | 150 | 0 | 0 | 486.9225 | 1511.675 |  | 773 | 874.7525 | 0 | 0 | 150 | 0 | 0 | 486.9225 | 1511.675 | 773 | 874.7525 | 0 | 0 | 150 | 0 | 0 | 486.9225 | 1511.675 | 773 | 920.7921 | 586.2765 | 0 | 150 | 0 | 0 | 63.8568 | 1720.9254 | 773 | 920.7921 | 586.2765 | 0 | 150 | 0 | 0 | 63.8568 | 1720.9254 | 773 | 920.7921 | 586.2765 | 0 | 150 | 0 | 0 | 63.8568 | 1720.9254 | 773 | 936.1386 | 1172.553 | 0 | 0 | 0 | 0 | 0 | 0 | 0 | 2108.6916 | 773 | 936.1386 | 1172.553 | 0 | 42 | 0 | 0 | 0 | 0 | 0 | 2150.6916 | 773 | 936.1386 | 1172.553 | 0 | 0 | 0 | 0 | 0 | 0 | 0 | 2108.6916
776 | 94.8028 | 94.8028 | 94.8028 | 82.4458 | 82.4458 | 82.4458 | 33.0983 | 66.8013 | 32.389 | 776 | 1476.9203 | 1476.9203 | 1476.9203 | 1923.6323 | 1923.6323 | 1923.6323 | 1959.7596 | 1959.7596 | 2082.0304 | 774 | 1072.2772 | 0 | 0 | 150 | 0 | 0 | 300 | 1522.2772 |  | 774 | 1072.2772 | 0 | 0 | 150 | 0 | 0 | 300 | 1522.2772 | 774 | 1072.2772 | 0 | 0 | 150 | 0 | 0 | 300 | 1522.2772 | 774 | 1128.7129 | 611.5035 | 0 | 150 | 0 | 0 | 0 | 1890.2164 | 774 | 1128.7129 | 611.5035 | 0 | 150 | 0 | 0 | 0 | 1890.2164 | 774 | 1128.7129 | 611.5035 | 0 | 150 | 0 | 0 | 0 | 1890.2164 | 774 | 1147.5248 | 1223.0071 | 0 | 0 | 0 | 0 | 0 | 0 | 0 | 2370.5318 | 774 | 1147.5248 | 1223.0071 | 0 | 17 | 0 | 0 | 0 | 0 | 0 | 2387.5318 | 774 | 1147.5248 | 1223.0071 | 0 | 0 | 0 | 0 | 0 | 0 | 0 | 2370.5318
777 | 94.8028 | 94.8028 | 94.8028 | 92.5051 | 92.5051 | 92.5051 | 33.0983 | 66.8013 | 33.0983 | 777 | 1492.4668 | 1492.4668 | 1492.4668 | 1750.7784 | 1750.7784 | 1750.7784 | 1980.3886 | 1980.3886 | 1980.3886 | 775 | 1072.2772 | 0 | 0 | 150 | 0 | 0 | 220.5616 | 1442.8388 |  | 775 | 1072.2772 | 0 | 0 | 150 | 0 | 0 | 220.5616 | 1442.8388 | 775 | 1072.2772 | 0 | 0 | 150 | 0 | 0 | 220.5616 | 1442.8388 | 775 | 1128.7129 | 635.7215 | 0 | 0 | 0 | 0 | 0 | 1764.4344 | 775 | 1128.7129 | 635.7215 | 0 | 0 | 0 | 0 | 0 | 1764.4344 | 775 | 1128.7129 | 635.7215 | 0 | 0 | 0 | 0 | 0 | 1764.4344 | 775 | 1147.5248 | 1271.443 | 0 | 0 | 0 | 0 | 0 | 0 | 0 | 2418.9677 | 775 | 1147.5248 | 1271.443 | 0 | 17 | 0 | 0 | 0 | 0 | 0 | 2435.9677 | 775 | 1147.5248 | 1271.443 | 0 | 0 | 0 | 0 | 0 | 0 | 0 | 2418.9677
778 | 96.1585 | 96.1585 | 96.1585 | 95.3317 | 95.3317 | 95.3317 | 33.0983 | 66.8013 | 55.36 | 778 | 1481.3621 | 1481.3621 | 1481.3621 | 1737.7517 | 1737.7517 | 1737.7517 | 1965.6536 | 1965.6536 | 1965.6536 | 776 | 1081.6832 | 0 | 0 | 150 | 0 | 0 | 262.2371 | 1493.9203 |  | 776 | 1081.6832 | 0 | 0 | 150 | 0 | 0 | 262.2371 | 1493.9203 | 776 | 1081.6832 | 0 | 0 | 150 | 0 | 0 | 262.2371 | 1493.9203 | 776 | 1138.6139 | 643.7941 | 0 | 0 | 0 | 0 | 0 | 1782.408 | 776 | 1138.6139 | 643.7941 | 0 | 0 | 0 | 0 | 0 | 1782.408 | 776 | 1138.6139 | 643.7941 | 0 | 0 | 0 | 0 | 0 | 1782.408 | 776 | 1157.5908 | 1287.5883 | 0 | 0 | 0 | 0 | 0 | 0 | 0 | 2445.1791 | 776 | 1157.5908 | 1287.5883 | 0 | 17 | 0 | 0 | 0 | 0 | 0 | 2462.1791 | 776 | 1157.5908 | 1287.5883 | 0 | 0 | 0 | 0 | 0 | 0 | 0 | 2445.1791
779 | 93.7508 | 93.7508 | 93.7508 | 93.7809 | 93.7972 | 93.7972 | 90.7143 | 90.7143 | 90.7143 | 779 | 1485.804 | 1485.804 | 1485.804 | 1742.9624 | 1742.9624 | 1742.9624 | 1971.5476 | 1971.5476 | 1971.5476 | 777 | 1138.1188 | 0 | 5.0859 | 150 | 0 | 0 | 249.1924 | 1542.3971 |  | 777 | 1138.1188 | 0 | 5.0859 | 150 | 0 | 0 | 249.1924 | 1542.3971 | 777 | 1138.1188 | 0 | 5.0859 | 150 | 0 | 0 | 249.1924 | 1542.3971 | 777 | 1198.0198 | 628.6579 | 5.4983 | 150 | 0 | 0 | 0 | 1982.176 | 777 | 1198.0198 | 628.6579 | 5.4983 | 150 | 0 | 0 | 0 | 1982.176 | 777 | 1198.0198 | 628.6579 | 5.4983 | 150 | 0 | 0 | 0 | 1982.176 | 777 | 1217.9868 | 1257.3158 | 6.8729 | 0 | 0 | 0 | 0 | 0 | 0 | 2482.1755 | 777 | 1217.9868 | 1257.3158 | 6.8729 | 17 | 0 | 0 | 0 | 0 | 0 | 2499.1755 | 777 | 1217.9868 | 1257.3158 | 6.8729 | 0 | 0 | 0 | 0 | 0 | 0 | 2482.1755
780 | 99.3081 | 99.3081 | 99.3081 | 102.6038 | 102.6038 | 102.6038 | 91.8882 | 91.8882 | 91.8882 | 780 | 1505.7924 | 1505.7924 | 1505.7924 | 1766.4103 | 1766.4103 | 1766.4103 | 1998.0707 | 1998.0707 | 1998.0707 | 778 | 1232.1782 | 0 | 5.0859 | 150 | 0 | 0 | 300 | 1687.2641 |  | 778 | 1232.1782 | 0 | 5.0859 | 150 | 0 | 0 | 300 | 1687.2641 | 778 | 1232.1782 | 0 | 5.0859 | 150 | 0 | 0 | 300 | 1687.2641 | 778 | 1297.0297 | 610.4945 | 5.4983 | 150 | 0 | 0 | 0 | 2063.0224 | 778 | 1297.0297 | 610.4945 | 5.4983 | 150 | 0 | 0 | 0 | 2063.0224 | 778 | 1297.0297 | 610.4945 | 5.4983 | 150 | 0 | 0 | 0 | 2063.0224 | 778 | 1318.6469 | 1220.9889 | 6.8729 | 0 | 0 | 0 | 0 | 0 | 0 | 2546.5086 | 778 | 1318.6469 | 1220.9889 | 6.8729 | 17 | 0 | 0 | 0 | 0 | 0 | 2563.5086 | 778 | 1318.6469 | 1220.9889 | 6.8729 | 0 | 0 | 0 | 0 | 0 | 0 | 2546.5086
781 | 105.4824 | 105.4824 | 105.4824 | 107.1092 | 106.4298 | 106.4298 | 95.2975 | 95.2975 | 95.2975 | 781 | 1480.2517 | 1480.2517 | 1480.2517 | 1736.4491 | 1736.4491 | 1736.4491 | 1964.1801 | 1964.1801 | 1964.1801 | 779 | 1213.3663 | 0 | 5.0859 | 150 | 0 | 0 | 150 | 1518.4522 |  | 779 | 1213.3663 | 0 | 5.0859 | 150 | 0 | 0 | 150 | 1518.4522 | 779 | 1213.3663 | 0 | 5.0859 | 150 | 0 | 0 | 150 | 1518.4522 | 779 | 1277.2277 | 595.3582 | 5.4983 | 150 | 0 | 0 | 0 | 2028.0842 | 779 | 1277.2277 | 595.3582 | 5.4983 | 150 | 0 | 0 | 0 | 2028.0842 | 779 | 1277.2277 | 595.3582 | 5.4983 | 150 | 0 | 0 | 0 | 2028.0842 | 779 | 1298.5149 | 1190.7164 | 6.8729 | 11.8597 | 0 | 0 | 0 | 0 | 0 | 2507.9638 | 779 | 1298.5149 | 1190.7164 | 6.8729 | 42 | 0 | 0 | 0 | 0 | 0 | 2538.1042 | 779 | 1298.5149 | 1190.7164 | 6.8729 | 11.8597 | 0 | 0 | 0 | 0 | 0 | 2507.9638
782 | 108.6725 | 108.6725 | 108.6725 | 107.2254 | 106.4298 | 106.4298 | 95.5422 | 97.7168 | 97.7168 | 782 | 1466.9261 | 1466.9261 | 1466.9261 | 1720.8171 | 1720.8171 | 1720.8171 | 1946.4981 | 1946.4981 | 1946.4981 | 780 | 931.1881 | 0 | 5.0859 | 150 | 0 | 0 | 472.7985 | 1559.0726 |  | 780 | 931.1881 | 0 | 5.0859 | 150 | 0 | 0 | 472.7985 | 1559.0726 | 780 | 931.1881 | 0 | 5.0859 | 150 | 0 | 0 | 472.7985 | 1559.0726 | 780 | 980.198 | 577.1948 | 5.4983 | 150 | 0 | 0 | 65.0311 | 1777.9221 | 780 | 980.198 | 577.1948 | 5.4983 | 150 | 0 | 0 | 65.0311 | 1777.9221 | 780 | 980.198 | 577.1948 | 5.4983 | 150 | 0 | 0 | 65.0311 | 1777.9221 | 780 | 996.5347 | 1154.3895 | 6.8729 | 150 | 0 | 0 | 0 | 0 | 0 | 2307.797 | 780 | 996.5347 | 1154.3895 | 6.8729 | 66 | 0 | 0 | 0 | 0 | 0 | 2223.797 | 780 | 996.5347 | 1154.3895 | 6.8729 | 150 | 0 | 0 | 0 | 0 | 0 | 2307.797
783 | 109.2897 | 109.1656 | 109.2897 | 107.2254 | 106.4298 | 106.4298 | 95.5422 | 97.7168 | 100.8904 | 783 | 1449.1586 | 1449.1586 | 1449.1586 | 1699.9745 | 1699.9745 | 1699.9745 | 1922.922 | 1922.922 | 1922.922 | 781 | 724.2574 | 0 | 5.0859 | 150 | 0 | 0 | 750 | 1629.3433 |  | 781 | 724.2574 | 0 | 5.0859 | 150 | 0 | 0 | 750 | 1629.3433 | 781 | 724.2574 | 0 | 5.0859 | 150 | 0 | 0 | 750 | 1629.3433 | 781 | 762.3762 | 570.1312 | 5.4983 | 150 | 0 | 0 | 390.1765 | 1878.1822 | 781 | 762.3762 | 570.1312 | 5.4983 | 150 | 0 | 0 | 194.536 | 1682.5417 | 781 | 762.3762 | 570.1312 | 5.4983 | 150 | 0 | 0 | 300 | 1788.0057 | 781 | 775.0825 | 1140.2624 | 6.8729 | 150 | 0 | 0 | 0 | 0 | 0 | 2072.2177 | 781 | 775.0825 | 1140.2624 | 6.8729 | 66 | 0 | 0 | 0 | 0 | 0 | 1988.2177 | 781 | 775.0825 | 1140.2624 | 6.8729 | 150 | 0 | 0 | 0 | 0 | 0 | 2072.2177
784 | 109.2897 | 109.1656 | 109.2897 | 107.2254 | 106.4298 | 106.4298 | 95.5422 | 95.5937 | 95.5937 | 784 | 1498.0191 | 1498.0191 | 1498.0191 | 1757.2917 | 1757.2917 | 1757.2917 | 1987.7562 | 1987.7562 | 1987.7562 | 782 | 611.3861 | 0 | 0 | 150 | 0 | 0 | 750 | 1511.3861 |  | 782 | 611.3861 | 0 | 0 | 150 | 0 | 0 | 750 | 1511.3861 | 782 | 611.3861 | 0 | 0 | 150 | 0 | 0 | 750 | 1511.3861 | 782 | 643.5644 | 567.1039 | 0 | 150 | 0 | 0 | 450 | 1810.6683 | 782 | 643.5644 | 567.1039 | 0 | 150 | 0 | 0 | 300 | 1660.6683 | 782 | 643.5644 | 567.1039 | 0 | 150 | 0 | 0 | 300 | 1660.6683 | 782 | 654.2904 | 1134.2079 | 0 | 150 | 0 | 0 | 0 | 0 | 0 | 1938.4983 | 782 | 654.2904 | 1134.2079 | 0 | 66 | 0 | 0 | 0 | 0 | 0 | 1854.4983 | 782 | 654.2904 | 1134.2079 | 0 | 150 | 0 | 0 | 0 | 0 | 0 | 1938.4983
785 | 109.2897 | 109.1656 | 109.2897 | 104.9397 | 104.9397 | 104.9397 | 83.6926 | 83.6926 | 83.6926 | 785 | 1495.7982 | 1495.7982 | 1495.7982 | 1754.6864 | 1754.6864 | 1754.6864 | 1984.8092 | 1984.8092 | 1984.8092 | 783 | 573.7624 | 0 | 0 | 150 | 0 | 0 | 750 | 1473.7624 |  | 783 | 573.7624 | 0 | 0 | 150 | 0 | 0 | 750 | 1473.7624 | 783 | 573.7624 | 0 | 0 | 150 | 0 | 0 | 750 | 1473.7624 | 783 | 603.9604 | 586.2765 | 0 | 150 | 0 | 0 | 563.6091 | 1903.846 | 783 | 603.9604 | 586.2765 | 0 | 150 | 0 | 0 | 300 | 1640.2369 | 783 | 603.9604 | 586.2765 | 0 | 150 | 0 | 0 | 258.5803 | 1598.8172 | 783 | 614.0264 | 1172.553 | 0 | 150 | 0 | 0 | 0 | 0 | 0 | 1936.5794 | 783 | 614.0264 | 1172.553 | 0 | 66 | 0 | 0 | 0 | 0 | 0 | 1852.5794 | 783 | 614.0264 | 1172.553 | 0 | 150 | 0 | 0 | 0 | 0 | 0 | 1936.5794
786 | 109.2897 | 109.1656 | 109.2897 | 102.9275 | 102.9275 | 102.9275 | 95.0069 | 95.0069 | 95.0069 | 786 | 1455.8214 | 1455.8214 | 1455.8214 | 1707.7905 | 1707.7905 | 1707.7905 | 1931.763 | 1931.763 | 1931.763 | 784 | 639.604 | 0 | 0 | 150 | 0 | 0 | 750 | 1539.604 |  | 784 | 639.604 | 0 | 0 | 150 | 0 | 0 | 750 | 1539.604 | 784 | 639.604 | 0 | 0 | 150 | 0 | 0 | 750 | 1539.604 | 784 | 673.2673 | 598.3855 | 0 | 150 | 0 | 0 | 450 | 1871.6528 | 784 | 673.2673 | 598.3855 | 0 | 150 | 0 | 0 | 195.54 | 1617.1928 | 784 | 673.2673 | 598.3855 | 0 | 150 | 0 | 0 | 283.6804 | 1705.3332 | 784 | 684.4884 | 1196.7709 | 0 | 150 | 0 | 0 | 0 | 0 | 0 | 2031.2594 | 784 | 684.4884 | 1196.7709 | 0 | 66 | 0 | 0 | 0 | 0 | 0 | 1947.2594 | 784 | 684.4884 | 1196.7709 | 0 | 150 | 0 | 0 | 0 | 0 | 0 | 2031.2594
787 | 106.3687 | 106.3687 | 106.3687 | 92.5051 | 92.5051 | 92.5051 | 93.0531 | 93.0531 | 93.0531 | 787 | 1418.0656 | 1418.0656 | 1418.0656 | 1663.5 | 1663.5 | 1663.5 | 1881.6639 | 1881.6639 | 1881.6639 | 785 | 667.8218 | 0 | 0 | 150 | 0 | 0 | 750 | 1567.8218 |  | 785 | 667.8218 | 0 | 0 | 150 | 0 | 0 | 750 | 1567.8218 | 785 | 667.8218 | 0 | 0 | 150 | 0 | 0 | 750 | 1567.8218 | 785 | 702.9703 | 604.44 | 0 | 150 | 0 | 0 | 150 | 1607.4103 | 785 | 702.9703 | 604.44 | 0 | 150 | 0 | 0 | 150 | 1607.4103 | 785 | 702.9703 | 604.44 | 0 | 150 | 0 | 0 | 150 | 1607.4103 | 785 | 714.6865 | 1208.8799 | 0 | 0 | 0 | 0 | 0 | 0 | 0 | 1923.5664 | 785 | 714.6865 | 1208.8799 | 0 | 66 | 0 | 0 | 0 | 0 | 0 | 1989.5664 | 785 | 714.6865 | 1208.8799 | 0 | 0 | 0 | 0 | 0 | 0 | 0 | 1923.5664
788 | 99.3081 | 99.3081 | 99.3081 | 86.7327 | 86.7327 | 86.7327 | 89.5109 | 89.5109 | 89.5109 | 788 | 1360.3213 | 1360.3213 | 1360.3213 | 1595.7615 | 1595.7615 | 1595.7615 | 1805.0417 | 1805.0417 | 1805.0417 | 786 | 686.6337 | 0 | 0 | 150 | 0 | 0 | 750 | 1586.6337 |  | 786 | 686.6337 | 0 | 0 | 150 | 0 | 0 | 750 | 1586.6337 | 786 | 686.6337 | 0 | 0 | 150 | 0 | 0 | 750 | 1586.6337 | 786 | 722.7723 | 581.2311 | 0 | 150 | 0 | 0 | 150 | 1604.0034 | 786 | 722.7723 | 581.2311 | 0 | 150 | 0 | 0 | 150 | 1604.0034 | 786 | 722.7723 | 581.2311 | 0 | 150 | 0 | 0 | 150 | 1604.0034 | 786 | 734.8185 | 1162.4622 | 0 | 150 | 0 | 0 | 0 | 0 | 0 | 2047.2806 | 786 | 734.8185 | 1162.4622 | 0 | 66 | 0 | 0 | 0 | 0 | 0 | 1963.2806 | 786 | 734.8185 | 1162.4622 | 0 | 150 | 0 | 0 | 0 | 0 | 0 | 2047.2806
789 | 98.7585 | 98.7585 | 98.7585 | 82.4458 | 82.4458 | 82.4458 | 64.6284 | 66.8013 | 63.8352 | 789 | 1273.7049 | 1273.7049 | 1273.7049 | 1501.9704 | 1501.9704 | 1501.9704 | 1690.1085 | 1690.1085 | 1690.1085 | 787 | 733.6634 | 0 | 0 | 150 | 0 | 0 | 750 | 1633.6634 |  | 787 | 733.6634 | 0 | 0 | 150 | 0 | 0 | 750 | 1633.6634 | 787 | 733.6634 | 0 | 0 | 150 | 0 | 0 | 750 | 1633.6634 | 787 | 772.2772 | 520.6862 | 0 | 150 | 0 | 0 | 0 | 1442.9634 | 787 | 772.2772 | 520.6862 | 0 | 150 | 0 | 0 | 0 | 1442.9634 | 787 | 772.2772 | 520.6862 | 0 | 150 | 0 | 0 | 0 | 1442.9634 | 787 | 785.1485 | 1041.3724 | 0 | 150 | 0 | 0 | 0 | 0 | 0 | 1976.5209 | 787 | 785.1485 | 1041.3724 | 0 | 66 | 0 | 0 | 0 | 0 | 0 | 1892.5209 | 787 | 785.1485 | 1041.3724 | 0 | 150 | 0 | 0 | 0 | 0 | 0 | 1976.5209
790 | 97.1386 | 97.1386 | 97.1386 | 82.4458 | 82.4458 | 82.4458 | 64.6284 | 66.8013 | 60.8736 | 790 | 1180.4258 | 1180.4258 | 1180.4258 | 1437.2408 | 1437.2408 | 1437.2408 | 1566.3342 | 1566.3342 | 1566.3342 | 788 | 677.2277 | 0 | 0 | 150 | 0 | 0 | 494.2256 | 1321.4534 |  | 788 | 677.2277 | 0 | 0 | 150 | 0 | 0 | 494.2256 | 1321.4534 | 788 | 677.2277 | 0 | 0 | 150 | 0 | 0 | 494.2256 | 1321.4534 | 788 | 712.8713 | 425.8325 | 0 | 0 | 0 | 0 | 0 | 1138.7038 | 788 | 712.8713 | 425.8325 | 0 | 0 | 0 | 0 | 0 | 1138.7038 | 788 | 712.8713 | 425.8325 | 0 | 0 | 0 | 0 | 0 | 1138.7038 | 788 | 724.7525 | 851.665 | 0 | 0 | 0 | 0 | 0 | 0 | 0 | 1576.4175 | 788 | 724.7525 | 851.665 | 0 | 66 | 0 | 0 | 0 | 0 | 0 | 1642.4175 | 788 | 724.7525 | 851.665 | 0 | 0 | 0 | 0 | 0 | 0 | 0 | 1576.4175
791 | 92.0772 | 92.0772 | 92.0772 | 82.4458 | 82.4458 | 82.4458 | 64.6284 | 66.8013 | 60.8736 | 791 | 1131.5652 | 1131.5652 | 1131.5652 | 1478.8063 | 1478.8063 | 1478.8063 | 1501.5 | 1501.5 | 1501.5 | 789 | 611.3861 | 0 | 0 | 150 | 0 | 0 | 450 | 1211.3861 |  | 789 | 611.3861 | 0 | 0 | 150 | 0 | 0 | 450 | 1211.3861 | 789 | 611.3861 | 0 | 0 | 150 | 0 | 0 | 450 | 1211.3861 | 789 | 643.5644 | 305.7518 | 0 | 0 | 0 | 0 | 0 | 949.3161 | 789 | 643.5644 | 305.7518 | 0 | 0 | 0 | 0 | 0 | 949.3161 | 789 | 643.5644 | 305.7518 | 0 | 0 | 0 | 0 | 0 | 949.3161 | 789 | 654.2904 | 611.5035 | 0 | 0 | 0 | 0 | 0 | 0 | 0 | 1265.794 | 789 | 654.2904 | 611.5035 | 0 | 17 | 0 | 0 | 0 | 0 | 0 | 1282.794 | 789 | 654.2904 | 611.5035 | 0 | 0 | 0 | 0 | 0 | 0 | 0 | 1265.794
792 | 92.0772 | 92.0772 | 92.0772 | 92.5051 | 92.5051 | 92.5051 | 64.6284 | 69.2996 | 70.0208 | 792 | 1102.6931 | 1102.6931 | 1102.6931 | 1293.5438 | 1293.5438 | 1293.5438 | 1463.1889 | 1463.1889 | 1463.1889 | 790 | 545.5446 | 0 | 0 | 150 | 0 | 0 | 300 | 995.5446 |  | 790 | 545.5446 | 0 | 0 | 150 | 0 | 0 | 300 | 995.5446 | 790 | 545.5446 | 0 | 0 | 150 | 0 | 0 | 300 | 995.5446 | 790 | 574.2574 | 165.4894 | 0 | 0 | 0 | 0 | 0 | 739.7468 | 790 | 574.2574 | 165.4894 | 0 | 0 | 0 | 0 | 0 | 739.7468 | 790 | 574.2574 | 165.4894 | 0 | 0 | 0 | 0 | 0 | 739.7468 | 790 | 583.8284 | 330.9788 | 0 | 0 | 0 | 0 | 0 | 0 | 0 | 914.8072 | 790 | 583.8284 | 330.9788 | 0 | 17 | 0 | 0 | 0 | 0 | 0 | 931.8072 | 790 | 583.8284 | 330.9788 | 0 | 0 | 0 | 0 | 0 | 0 | 0 | 914.8072
793 | 94.9322 | 94.9322 | 94.9322 | 98.7225 | 98.7225 | 98.7225 | 94.6942 | 94.6942 | 94.6942 | 793 | 1082.7047 | 1082.7047 | 1082.7047 | 1270.0959 | 1270.0959 | 1270.0959 | 1436.6659 | 1436.6659 | 1436.6659 | 791 | 489.1089 | 0 | 0 | 150 | 0 | 0 | 150 | 789.1089 |  | 791 | 489.1089 | 0 | 0 | 150 | 0 | 0 | 150 | 789.1089 | 791 | 489.1089 | 0 | 0 | 150 | 0 | 0 | 150 | 789.1089 | 791 | 514.8515 | 64.5812 | 0 | 0 | 0 | 0 | 0 | 579.4327 | 791 | 514.8515 | 64.5812 | 0 | 0 | 0 | 0 | 0 | 579.4327 | 791 | 514.8515 | 64.5812 | 0 | 0 | 0 | 0 | 0 | 579.4327 | 791 | 523.4323 | 129.1625 | 0 | 0 | 0 | 0 | 0 | 0 | 0 | 652.5948 | 791 | 523.4323 | 129.1625 | 0 | 17 | 0 | 0 | 0 | 0 | 0 | 669.5948 | 791 | 523.4323 | 129.1625 | 0 | 0 | 0 | 0 | 0 | 0 | 0 | 652.5948
794 | 94.6869 | 94.6869 | 94.6869 | 98.7225 | 98.7225 | 98.7225 | 94.3504 | 94.3504 | 94.3504 | 794 | 1068.2686 | 1068.2686 | 1068.2686 | 1253.1613 | 1253.1613 | 1253.1613 | 1417.5103 | 1417.5103 | 1417.5103 | 792 | 357.4257 | 0 | 0 | 150 | 0 | 0 | 150 | 657.4257 |  | 792 | 357.4257 | 0 | 0 | 150 | 0 | 0 | 150 | 657.4257 | 792 | 357.4257 | 0 | 0 | 150 | 0 | 0 | 150 | 657.4257 | 792 | 376.2376 | 36.3269 | 0 | 150 | 0 | 0 | 0 | 562.5646 | 792 | 376.2376 | 36.3269 | 0 | 150 | 0 | 0 | 0 | 562.5646 | 792 | 376.2376 | 36.3269 | 0 | 150 | 0 | 0 | 0 | 562.5646 | 792 | 382.5083 | 72.6539 | 0 | 0 | 0 | 0 | 0 | 0 | 0 | 455.1621 | 792 | 382.5083 | 72.6539 | 0 | 42 | 0 | 0 | 0 | 0 | 0 | 497.1621 | 792 | 382.5083 | 72.6539 | 0 | 0 | 0 | 0 | 0 | 0 | 0 | 455.1621
795 | 94.6869 | 94.6869 | 94.6869 | 98.7225 | 98.7225 | 98.7225 | 94.4396 | 94.4396 | 94.4396 | 795 | 1088.257 | 1088.257 | 1088.257 | 1276.6092 | 1276.6092 | 1276.6092 | 1444.0334 | 1444.0334 | 1444.0334 | 793 | 235.1485 | 0 | 0 | 150 | 0 | 0 | 300 | 685.1485 |  | 793 | 235.1485 | 0 | 0 | 150 | 0 | 0 | 300 | 685.1485 | 793 | 235.1485 | 0 | 0 | 150 | 0 | 0 | 300 | 685.1485 | 793 | 247.5248 | 79.7175 | 0 | 150 | 0 | 0 | 0 | 477.2422 | 793 | 247.5248 | 79.7175 | 0 | 150 | 0 | 0 | 0 | 477.2422 | 793 | 247.5248 | 79.7175 | 0 | 150 | 0 | 0 | 0 | 477.2422 | 793 | 251.6502 | 159.4349 | 0 | 150 | 0 | 0 | 0 | 0 | 0 | 561.0851 | 793 | 251.6502 | 159.4349 | 0 | 66 | 0 | 0 | 0 | 0 | 0 | 477.0851 | 793 | 251.6502 | 159.4349 | 0 | 150 | 0 | 0 | 0 | 0 | 0 | 561.0851
796 | 96.1945 | 96.1945 | 96.1945 | 98.8473 | 98.8473 | 98.8473 | 95.2975 | 95.2975 | 95.2975 | 796 | 1124.9024 | 1124.9024 | 1124.9024 | 1319.5971 | 1319.5971 | 1319.5971 | 1492.659 | 1492.659 | 1492.659 | 794 | 225.7426 | 0 | 0 | 150 | 0 | 0 | 150 | 525.7426 |  | 794 | 225.7426 | 0 | 0 | 150 | 0 | 0 | 150 | 525.7426 | 794 | 225.7426 | 0 | 0 | 150 | 0 | 0 | 150 | 525.7426 | 794 | 237.6238 | 173.5621 | 0 | 150 | 0 | 0 | 0 | 561.1858 | 794 | 237.6238 | 173.5621 | 0 | 150 | 0 | 0 | 0 | 561.1858 | 794 | 237.6238 | 173.5621 | 0 | 150 | 0 | 0 | 0 | 561.1858 | 794 | 241.5842 | 347.1241 | 0 | 150 | 0 | 0 | 0 | 0 | 0 | 738.7083 | 794 | 241.5842 | 347.1241 | 0 | 66 | 0 | 0 | 0 | 0 | 0 | 654.7083 | 794 | 241.5842 | 347.1241 | 0 | 150 | 0 | 0 | 0 | 0 | 0 | 738.7083
797 | 98.9859 | 98.9859 | 98.9859 | 100 | 100 | 100 | 98.8111 | 98.8111 | 98.8111 | 797 | 1262.6003 | 1262.6003 | 1262.6003 | 1481.1272 | 1481.1272 | 1481.1272 | 1675.3734 | 1675.3734 | 1675.3734 | 795 | 169.3069 | 0 | 0 | 150 | 0 | 0 | 150 | 469.3069 |  | 795 | 169.3069 | 0 | 0 | 150 | 0 | 0 | 150 | 469.3069 | 795 | 169.3069 | 0 | 0 | 150 | 0 | 0 | 150 | 469.3069 | 795 | 178.2178 | 291.6246 | 0 | 150 | 0 | 0 | 0 | 619.8424 | 795 | 178.2178 | 291.6246 | 0 | 150 | 0 | 0 | 0 | 619.8424 | 795 | 178.2178 | 291.6246 | 0 | 150 | 0 | 0 | 0 | 619.8424 | 795 | 181.1881 | 583.2492 | 0 | 150 | 0 | 0 | 0 | 0 | 0 | 914.4374 | 795 | 181.1881 | 583.2492 | 0 | 66 | 0 | 0 | 0 | 0 | 0 | 830.4374 | 795 | 181.1881 | 583.2492 | 0 | 150 | 0 | 0 | 0 | 0 | 0 | 914.4374
798 | 109.2897 | 109.1656 | 109.2897 | 105.4039 | 105.4039 | 105.4039 | 101.7462 | 100 | 100.8904 | 798 | 1426.9493 | 1426.9493 | 1426.9493 | 1673.9213 | 1673.9213 | 1673.9213 | 1893.4519 | 1893.4519 | 1893.4519 | 796 | 169.3069 | 0 | 0 | 150 | 0 | 0 | 300 | 619.3069 |  | 796 | 169.3069 | 0 | 0 | 150 | 0 | 0 | 300 | 619.3069 | 796 | 169.3069 | 0 | 0 | 150 | 0 | 0 | 300 | 619.3069 | 796 | 178.2178 | 378.4057 | 0 | 150 | 0 | 0 | 0 | 706.6235 | 796 | 178.2178 | 378.4057 | 0 | 150 | 0 | 0 | 0 | 706.6235 | 796 | 178.2178 | 378.4057 | 0 | 150 | 0 | 0 | 0 | 706.6235 | 796 | 181.1881 | 756.8113 | 0 | 150 | 0 | 0 | 0 | 0 | 0 | 1087.9994 | 796 | 181.1881 | 756.8113 | 0 | 66 | 0 | 0 | 0 | 0 | 0 | 1003.9994 | 796 | 181.1881 | 756.8113 | 0 | 150 | 0 | 0 | 0 | 0 | 0 | 1087.9994
799 | 109.2897 | 109.1656 | 109.2897 | 107.1092 | 106.4298 | 106.4298 | 101.7462 | 100 | 100.8904 | 799 | 1529.1122 | 1529.1122 | 1529.1122 | 1793.7662 | 1793.7662 | 1793.7662 | 2029.0143 | 2029.0143 | 2029.0143 | 797 | 131.6832 | 0 | 0 | 150 | 0 | 0 | 450 | 731.6832 |  | 797 | 131.6832 | 0 | 0 | 150 | 0 | 0 | 450 | 731.6832 | 797 | 131.6832 | 0 | 0 | 150 | 0 | 0 | 450 | 731.6832 | 797 | 138.6139 | 419.778 | 0 | 150 | 0 | 0 | 0 | 708.3919 | 797 | 138.6139 | 419.778 | 0 | 150 | 0 | 0 | 0 | 708.3919 | 797 | 138.6139 | 419.778 | 0 | 150 | 0 | 0 | 0 | 708.3919 | 797 | 140.9241 | 839.556 | 0 | 150 | 0 | 0 | 0 | 0 | 0 | 1130.4801 | 797 | 140.9241 | 839.556 | 0 | 66 | 0 | 0 | 0 | 0 | 0 | 1046.4801 | 797 | 140.9241 | 839.556 | 0 | 150 | 0 | 0 | 0 | 0 | 0 | 1130.4801
800 | 109.2897 | 109.1656 | 109.2897 | 107.2254 | 106.4298 | 106.4298 | 101.7462 | 100 | 101.1026 | 800 | 1587.9669 | 1587.9669 | 1587.9669 | 1862.8073 | 1862.8073 | 1862.8073 | 2107.1099 | 2107.1099 | 2107.1099 | 798 | 188.1188 | 0 | 0 | 150 | 0 | 0 | 750 | 1088.1188 |  | 798 | 188.1188 | 0 | 0 | 150 | 0 | 0 | 750 | 1088.1188 | 798 | 188.1188 | 0 | 0 | 150 | 0 | 0 | 750 | 1088.1188 | 798 | 198.0198 | 435.9233 | 0 | 150 | 0 | 0 | 150 | 933.9431 | 798 | 198.0198 | 435.9233 | 0 | 150 | 0 | 0 | 150 | 933.9431 | 798 | 198.0198 | 435.9233 | 0 | 150 | 0 | 0 | 150 | 933.9431 | 798 | 201.3201 | 871.8466 | 0 | 150 | 0 | 0 | 0 | 0 | 0 | 1223.1668 | 798 | 201.3201 | 871.8466 | 0 | 66 | 0 | 0 | 0 | 0 | 0 | 1139.1668 | 798 | 201.3201 | 871.8466 | 0 | 150 | 0 | 0 | 0 | 0 | 0 | 1223.1668
801 | 109.2897 | 109.1656 | 109.2897 | 107.2254 | 106.4298 | 106.4298 | 101.7462 | 100 | 101.7462 | 801 | 1595.7402 | 1595.7402 | 1595.7402 | 1871.926 | 1871.926 | 1871.926 | 2117.4245 | 2117.4245 | 2117.4245 | 799 | 498.5149 | 0 | 0 | 150 | 0 | 0 | 750 | 1398.5149 |  | 799 | 498.5149 | 0 | 0 | 150 | 0 | 0 | 750 | 1398.5149 | 799 | 498.5149 | 0 | 0 | 150 | 0 | 0 | 750 | 1398.5149 | 799 | 524.7525 | 445.005 | 0 | 150 | 0 | 0 | 381.6681 | 1501.4256 | 799 | 524.7525 | 445.005 | 0 | 150 | 0 | 0 | 300 | 1419.7575 | 799 | 524.7525 | 445.005 | 0 | 150 | 0 | 0 | 300 | 1419.7575 | 799 | 533.4983 | 890.0101 | 0 | 150 | 0 | 0 | 0 | 0 | 0 | 1573.5084 | 799 | 533.4983 | 890.0101 | 0 | 66 | 0 | 0 | 0 | 0 | 0 | 1489.5084 | 799 | 533.4983 | 890.0101 | 0 | 150 | 0 | 0 | 0 | 0 | 0 | 1573.5084
802 | 109.2897 | 109.1656 | 109.2897 | 107.2254 | 106.4298 | 106.4298 | 101.7462 | 100 | 101.7462 | 802 | 1556.8739 | 1556.8739 | 1556.8739 | 1826.3328 | 1826.3328 | 1826.3328 | 2065.8518 | 2065.8518 | 2065.8518 | 800 | 366.8317 | 0 | 0 | 150 | 0 | 0 | 750 | 1266.8317 |  | 800 | 366.8317 | 0 | 0 | 150 | 0 | 0 | 750 | 1266.8317 | 800 | 366.8317 | 0 | 0 | 150 | 0 | 0 | 750 | 1266.8317 | 800 | 386.1386 | 455.0959 | 0 | 150 | 0 | 0 | 468.431 | 1459.6655 | 800 | 386.1386 | 455.0959 | 0 | 150 | 0 | 0 | 211.1322 | 1202.3667 | 800 | 386.1386 | 455.0959 | 0 | 150 | 0 | 0 | 300 | 1291.2345 | 800 | 392.5743 | 910.1917 | 0 | 150 | 0 | 0 | 0 | 0 | 0 | 1452.766 | 800 | 392.5743 | 910.1917 | 0 | 66 | 0 | 0 | 0 | 0 | 0 | 1368.766 | 800 | 392.5743 | 910.1917 | 0 | 150 | 0 | 0 | 0 | 0 | 0 | 1452.766
803 | 109.2897 | 109.1656 | 109.2897 | 107.2254 | 106.4298 | 106.4298 | 101.7462 | 100 | 100.8904 | 803 | 1528.0017 | 1528.0017 | 1528.0017 | 1792.4636 | 1792.4636 | 1792.4636 | 2027.5408 | 2027.5408 | 2027.5408 | 801 | 272.7723 | 0 | 5.0859 | 150 | 0 | 0 | 750 | 1177.8582 |  | 801 | 272.7723 | 0 | 5.0859 | 150 | 0 | 0 | 750 | 1177.8582 | 801 | 272.7723 | 0 | 5.0859 | 150 | 0 | 0 | 750 | 1177.8582 | 801 | 287.1287 | 472.2503 | 5.4983 | 150 | 0 | 0 | 450 | 1364.8772 | 801 | 287.1287 | 472.2503 | 5.4983 | 150 | 0 | 0 | 300 | 1214.8772 | 801 | 287.1287 | 472.2503 | 5.4983 | 150 | 0 | 0 | 300 | 1214.8772 | 801 | 291.9142 | 944.5005 | 6.8729 | 150 | 0 | 0 | 0 | 0 | 0 | 1393.2875 | 801 | 291.9142 | 944.5005 | 6.8729 | 66 | 0 | 0 | 0 | 0 | 0 | 1309.2875 | 801 | 291.9142 | 944.5005 | 6.8729 | 150 | 0 | 0 | 0 | 0 | 0 | 1393.2875
804 | 109.2897 | 109.1656 | 109.2897 | 107.2254 | 106.4298 | 106.4298 | 101.7462 | 100 | 100.8904 | 804 | 1542.4378 | 1542.4378 | 1542.4378 | 1809.3982 | 1809.3982 | 1809.3982 | 2046.6963 | 2046.6963 | 2046.6963 | 802 | 272.7723 | 0 | 5.0859 | 150 | 0 | 0 | 750 | 1177.8582 |  | 802 | 272.7723 | 0 | 5.0859 | 150 | 0 | 0 | 750 | 1177.8582 | 802 | 272.7723 | 0 | 5.0859 | 150 | 0 | 0 | 750 | 1177.8582 | 802 | 287.1287 | 477.2957 | 5.4983 | 150 | 0 | 0 | 450 | 1369.9227 | 802 | 287.1287 | 477.2957 | 5.4983 | 150 | 0 | 0 | 258.7796 | 1178.7022 | 802 | 287.1287 | 477.2957 | 5.4983 | 150 | 0 | 0 | 300 | 1219.9227 | 802 | 291.9142 | 954.5913 | 6.8729 | 150 | 0 | 0 | 0 | 0 | 0 | 1403.3784 | 802 | 291.9142 | 954.5913 | 6.8729 | 66 | 0 | 0 | 0 | 0 | 0 | 1319.3784 | 802 | 291.9142 | 954.5913 | 6.8729 | 150 | 0 | 0 | 0 | 0 | 0 | 1403.3784
805 | 109.2897 | 109.1656 | 109.2897 | 107.2254 | 106.4298 | 106.4298 | 101.7462 | 100 | 100.8904 | 805 | 1520.2285 | 1520.2285 | 1520.2285 | 1783.3449 | 1783.3449 | 1783.3449 | 2017.2262 | 2017.2262 | 2017.2262 | 803 | 329.2079 | 0 | 10.1718 | 150 | 0 | 0 | 750 | 1239.3797 |  | 803 | 329.2079 | 0 | 10.1718 | 150 | 0 | 0 | 750 | 1239.3797 | 803 | 329.2079 | 0 | 10.1718 | 150 | 0 | 0 | 750 | 1239.3797 | 803 | 346.5347 | 488.3956 | 10.9966 | 150 | 0 | 0 | 450 | 1445.9268 | 803 | 346.5347 | 488.3956 | 10.9966 | 150 | 0 | 0 | 191.7481 | 1187.6749 | 803 | 346.5347 | 488.3956 | 10.9966 | 150 | 0 | 0 | 300 | 1295.9268 | 803 | 352.3102 | 976.7911 | 13.7457 | 150 | 0 | 0 | 0 | 0 | 0 | 1492.8471 | 803 | 352.3102 | 976.7911 | 13.7457 | 66 | 0 | 0 | 0 | 0 | 0 | 1408.8471 | 803 | 352.3102 | 976.7911 | 13.7457 | 150 | 0 | 0 | 0 | 0 | 0 | 1492.8471
806 | 109.2897 | 109.1656 | 109.2897 | 107.2254 | 106.4298 | 106.4298 | 101.7462 | 100 | 100.8904 | 806 | 1511.3447 | 1511.3447 | 1511.3447 | 1772.9236 | 1772.9236 | 1772.9236 | 2005.4382 | 2005.4382 | 2005.4382 | 804 | 348.0198 | 0 | 5.0859 | 150 | 0 | 0 | 750 | 1253.1057 |  | 804 | 348.0198 | 0 | 5.0859 | 150 | 0 | 0 | 750 | 1253.1057 | 804 | 348.0198 | 0 | 5.0859 | 150 | 0 | 0 | 750 | 1253.1057 | 804 | 366.3366 | 510.5954 | 5.4983 | 150 | 0 | 0 | 450 | 1482.4303 | 804 | 366.3366 | 510.5954 | 5.4983 | 150 | 0 | 0 | 271.0602 | 1303.4905 | 804 | 366.3366 | 510.5954 | 5.4983 | 150 | 0 | 0 | 259.0828 | 1291.5131 | 804 | 372.4422 | 1021.1907 | 6.8729 | 150 | 0 | 0 | 0 | 0 | 0 | 1550.5058 | 804 | 372.4422 | 1021.1907 | 6.8729 | 66 | 0 | 0 | 0 | 0 | 0 | 1466.5058 | 804 | 372.4422 | 1021.1907 | 6.8729 | 150 | 0 | 0 | 0 | 0 | 0 | 1550.5058
807 | 108.6725 | 108.6725 | 108.6725 | 107.2254 | 106.4298 | 106.4298 | 98.8111 | 98.8111 | 98.8111 | 807 | 1508.0133 | 1508.0133 | 1508.0133 | 1769.0156 | 1769.0156 | 1769.0156 | 2001.0177 | 2001.0177 | 2001.0177 | 805 | 348.0198 | 0 | 5.0859 | 150 | 0 | 0 | 750 | 1253.1057 |  | 805 | 348.0198 | 0 | 5.0859 | 150 | 0 | 0 | 750 | 1253.1057 | 805 | 348.0198 | 0 | 5.0859 | 150 | 0 | 0 | 750 | 1253.1057 | 805 | 366.3366 | 530.777 | 5.4983 | 150 | 0 | 0 | 450 | 1502.6119 | 805 | 366.3366 | 530.777 | 5.4983 | 150 | 0 | 0 | 300 | 1352.6119 | 805 | 366.3366 | 530.777 | 5.4983 | 150 | 0 | 0 | 300 | 1352.6119 | 805 | 372.4422 | 1061.554 | 6.8729 | 150 | 0 | 0 | 0 | 0 | 0 | 1590.8691 | 805 | 372.4422 | 1061.554 | 6.8729 | 66 | 0 | 0 | 0 | 0 | 0 | 1506.8691 | 805 | 372.4422 | 1061.554 | 6.8729 | 150 | 0 | 0 | 0 | 0 | 0 | 1590.8691
808 | 99.6567 | 99.6567 | 99.6567 | 102.8399 | 102.8399 | 102.8399 | 96.9109 | 96.9109 | 96.9109 | 808 | 1556.8739 | 1556.8739 | 1556.8739 | 1826.3328 | 1826.3328 | 1826.3328 | 2065.8518 | 2065.8518 | 2065.8518 | 806 | 479.703 | 0 | 0 | 150 | 0 | 0 | 750 | 1379.703 |  | 806 | 479.703 | 0 | 0 | 150 | 0 | 0 | 750 | 1379.703 | 806 | 479.703 | 0 | 0 | 150 | 0 | 0 | 750 | 1379.703 | 806 | 504.9505 | 554.995 | 0 | 150 | 0 | 0 | 450 | 1659.9454 | 806 | 504.9505 | 554.995 | 0 | 150 | 0 | 0 | 300 | 1509.9454 | 806 | 504.9505 | 554.995 | 0 | 150 | 0 | 0 | 300 | 1509.9454 | 806 | 513.3663 | 1109.9899 | 0 | 150 | 0 | 0 | 0 | 0 | 0 | 1773.3562 | 806 | 513.3663 | 1109.9899 | 0 | 66 | 0 | 0 | 0 | 0 | 0 | 1689.3562 | 806 | 513.3663 | 1109.9899 | 0 | 150 | 0 | 0 | 0 | 0 | 0 | 1773.3562
809 | 98.7585 | 98.7585 | 98.7585 | 103.2455 | 103.2455 | 103.2455 | 96.0546 | 96.0546 | 96.0546 | 809 | 1540.2169 | 1540.2169 | 1540.2169 | 1806.7929 | 1806.7929 | 1806.7929 | 2043.7493 | 2043.7493 | 2043.7493 | 807 | 451.4851 | 0 | 0 | 150 | 0 | 0 | 750 | 1351.4851 |  | 807 | 451.4851 | 0 | 0 | 150 | 0 | 0 | 750 | 1351.4851 | 807 | 451.4851 | 0 | 0 | 150 | 0 | 0 | 750 | 1351.4851 | 807 | 475.2475 | 576.1857 | 0 | 150 | 0 | 0 | 450 | 1651.4332 | 807 | 475.2475 | 576.1857 | 0 | 150 | 0 | 0 | 216.8387 | 1418.2719 | 807 | 475.2475 | 576.1857 | 0 | 150 | 0 | 0 | 300 | 1501.4332 | 807 | 483.1683 | 1152.3713 | 0 | 150 | 0 | 0 | 0 | 0 | 0 | 1785.5397 | 807 | 483.1683 | 1152.3713 | 0 | 66 | 0 | 0 | 0 | 0 | 0 | 1701.5397 | 807 | 483.1683 | 1152.3713 | 0 | 150 | 0 | 0 | 0 | 0 | 0 | 1785.5397
810 | 93.3195 | 93.3195 | 93.3195 | 97.5343 | 97.5343 | 97.5343 | 94.6016 | 94.6016 | 94.6016 | 810 | 1503.5715 | 1503.5715 | 1503.5715 | 1763.805 | 1763.805 | 1763.805 | 1995.1237 | 1995.1237 | 1995.1237 | 808 | 554.9505 | 0 | 0 | 150 | 0 | 0 | 750 | 1454.9505 |  | 808 | 554.9505 | 0 | 0 | 150 | 0 | 0 | 750 | 1454.9505 | 808 | 554.9505 | 0 | 0 | 150 | 0 | 0 | 750 | 1454.9505 | 808 | 584.1584 | 573.1584 | 0 | 150 | 0 | 0 | 150 | 1457.3168 | 808 | 584.1584 | 573.1584 | 0 | 150 | 0 | 0 | 150 | 1457.3168 | 808 | 584.1584 | 573.1584 | 0 | 150 | 0 | 0 | 150 | 1457.3168 | 808 | 593.8944 | 1146.3169 | 0 | 150 | 0 | 0 | 0 | 0 | 0 | 1890.2112 | 808 | 593.8944 | 1146.3169 | 0 | 66 | 0 | 0 | 0 | 0 | 0 | 1806.2112 | 808 | 593.8944 | 1146.3169 | 0 | 150 | 0 | 0 | 0 | 0 | 0 | 1890.2112
811 | 87.4606 | 87.4606 | 87.4606 | 92.6749 | 92.6749 | 92.6749 | 92.3854 | 92.3854 | 92.3854 | 811 | 1848.2282 | 1848.2282 | 1848.2282 | 1703.8825 | 1703.8825 | 1703.8825 | 1927.3425 | 1927.3425 | 1927.3425 | 809 | 498.5149 | 0 | 0 | 150 | 0 | 0 | 450 | 1098.5149 |  | 809 | 498.5149 | 0 | 0 | 150 | 0 | 0 | 450 | 1098.5149 | 809 | 498.5149 | 0 | 0 | 150 | 0 | 0 | 450 | 1098.5149 | 809 | 524.7525 | 543.8951 | 0 | 150 | 0 | 0 | 150 | 1368.6475 | 809 | 524.7525 | 543.8951 | 0 | 150 | 0 | 0 | 150 | 1368.6475 | 809 | 524.7525 | 543.8951 | 0 | 150 | 0 | 0 | 150 | 1368.6475 | 809 | 533.4983 | 1087.7901 | 0 | 150 | 0 | 0 | 0 | 0 | 0 | 1771.2885 | 809 | 533.4983 | 1087.7901 | 0 | 66 | 0 | 0 | 0 | 0 | 0 | 1687.2885 | 809 | 533.4983 | 1087.7901 | 0 | 150 | 0 | 0 | 0 | 0 | 0 | 1771.2885
812 | 85.0878 | 85.0878 | 85.0878 | 90.2712 | 90.2712 | 90.2712 | 90.5864 | 90.5864 | 90.5864 | 812 | 1777.1584 | 1777.1584 | 1777.1584 | 1620.5121 | 1620.5121 | 1620.5121 | 1833.0383 | 1833.0383 | 1833.0383 | 810 | 498.5149 | 0 | 0 | 150 | 0 | 0 | 150 | 798.5149 |  | 810 | 498.5149 | 0 | 0 | 150 | 0 | 0 | 150 | 798.5149 | 810 | 498.5149 | 0 | 0 | 150 | 0 | 0 | 150 | 798.5149 | 810 | 524.7525 | 520.6862 | 0 | 150 | 0 | 0 | 0 | 1195.4387 | 810 | 524.7525 | 520.6862 | 0 | 150 | 0 | 0 | 0 | 1195.4387 | 810 | 524.7525 | 520.6862 | 0 | 150 | 0 | 0 | 0 | 1195.4387 | 810 | 533.4983 | 1041.3724 | 0 | 150 | 0 | 0 | 0 | 0 | 0 | 1724.8707 | 810 | 533.4983 | 1041.3724 | 0 | 66 | 0 | 0 | 0 | 0 | 0 | 1640.8707 | 810 | 533.4983 | 1041.3724 | 0 | 150 | 0 | 0 | 0 | 0 | 0 | 1724.8707
813 | 83.4259 | 83.4259 | 83.4259 | 87.3473 | 87.3473 | 87.3473 | 65.8635 | 65.8635 | 65.8635 | 813 | 1688.3211 | 1688.3211 | 1688.3211 | 1516.2991 | 1516.2991 | 1516.2991 | 1715.158 | 1715.158 | 1715.158 | 811 | 573.7624 | 0 | 0 | 0 | 0 | 0 | 150 | 723.7624 |  | 811 | 573.7624 | 0 | 0 | 0 | 0 | 0 | 150 | 723.7624 | 811 | 573.7624 | 0 | 0 | 0 | 0 | 0 | 150 | 723.7624 | 811 | 603.9604 | 504.5409 | 0 | 150 | 0 | 0 | 0 | 1258.5013 | 811 | 603.9604 | 504.5409 | 0 | 150 | 0 | 0 | 0 | 1258.5013 | 811 | 603.9604 | 504.5409 | 0 | 150 | 0 | 0 | 0 | 1258.5013 | 811 | 614.0264 | 1009.0817 | 0 | 150 | 0 | 0 | 0 | 0 | 0 | 1773.1081 | 811 | 614.0264 | 1009.0817 | 0 | 66 | 0 | 0 | 0 | 0 | 0 | 1689.1081 | 811 | 614.0264 | 1009.0817 | 0 | 150 | 0 | 0 | 0 | 0 | 0 | 1773.1081
814 | 79.3441 | 79.3441 | 79.3441 | 82.4458 | 82.4458 | 82.4458 | 30.8575 | 32.389 | 32.389 | 814 | 1582.8268 | 1582.8268 | 1582.8268 | 1565.8511 | 1565.8511 | 1565.8511 | 2100.2893 | 2100.2893 | 2082.3871 | 812 | 583.1683 | 0 | 0 | 0 | 0 | 0 | 150 | 733.1683 |  | 812 | 583.1683 | 0 | 0 | 0 | 0 | 0 | 150 | 733.1683 | 812 | 583.1683 | 0 | 0 | 0 | 0 | 0 | 150 | 733.1683 | 812 | 613.8614 | 495.4591 | 0 | 0 | 0 | 0 | 0 | 1109.3205 | 812 | 613.8614 | 495.4591 | 0 | 0 | 0 | 0 | 0 | 1109.3205 | 812 | 613.8614 | 495.4591 | 0 | 0 | 0 | 0 | 0 | 1109.3205 | 812 | 624.0924 | 990.9183 | 0 | 0 | 0 | 0 | 0 | 0 | 0 | 1615.0107 | 812 | 624.0924 | 990.9183 | 0 | 66 | 0 | 0 | 0 | 0 | 0 | 1681.0107 | 812 | 624.0924 | 990.9183 | 0 | 0 | 0 | 0 | 0 | 0 | 0 | 1615.0107
815 | 60.7655 | 64.2708 | 64.3713 | 59.0911 | 60.0523 | 60.5447 | 24.4997 | 24.6157 | 24.6157 | 815 | 1528.4139 | 1528.4139 | 1528.4139 | 1792.9471 | 1792.9471 | 1792.9471 | 2028.0877 | 2028.0877 | 2028.0877 | 813 | 573.7624 | 0 | 0 | 0 | 0 | 0 | 150 | 723.7624 |  | 813 | 573.7624 | 0 | 0 | 0 | 0 | 0 | 150 | 723.7624 | 813 | 573.7624 | 0 | 0 | 0 | 0 | 0 | 150 | 723.7624 | 813 | 603.9604 | 492.4319 | 0 | 0 | 0 | 0 | 0 | 1096.3923 | 813 | 603.9604 | 492.4319 | 0 | 0 | 0 | 0 | 0 | 1096.3923 | 813 | 603.9604 | 492.4319 | 0 | 0 | 0 | 0 | 0 | 1096.3923 | 813 | 614.0264 | 984.8638 | 0 | 0 | 0 | 0 | 0 | 0 | 0 | 1598.8902 | 813 | 614.0264 | 984.8638 | 0 | 17 | 0 | 0 | 0 | 0 | 0 | 1615.8902 | 813 | 614.0264 | 984.8638 | 0 | 0 | 0 | 0 | 0 | 0 | 0 | 1598.8902
816 | 58.4808 | 58.4808 | 58.4808 | 37.3595 | 37.3944 | 37.3944 | 22.3899 | 22.617 | 22.3899 | 816 | 1506.2046 | 1506.2046 | 1506.2046 | 1766.8938 | 1766.8938 | 1766.8938 | 1998.6176 | 1998.6176 | 1998.6176 | 814 | 658.4158 | 0 | 0 | 0 | 0 | 0 | 150 | 808.4158 |  | 814 | 658.4158 | 0 | 0 | 0 | 0 | 0 | 150 | 808.4158 | 814 | 658.4158 | 0 | 0 | 0 | 0 | 0 | 150 | 808.4158 | 814 | 693.0693 | 470.2321 | 0 | 0 | 0 | 0 | 0 | 1163.3014 | 814 | 693.0693 | 470.2321 | 0 | 0 | 0 | 0 | 0 | 1163.3014 | 814 | 693.0693 | 470.2321 | 0 | 0 | 0 | 0 | 0 | 1163.3014 | 814 | 704.6205 | 940.4642 | 0 | 0 | 0 | 0 | 0 | 0 | 0 | 1645.0846 | 814 | 704.6205 | 940.4642 | 0 | 17 | 0 | 0 | 0 | 0 | 0 | 1662.0846 | 814 | 704.6205 | 940.4642 | 0 | 0 | 0 | 0 | 0 | 0 | 0 | 1645.0846
817 | 58.4808 | 58.4808 | 58.4808 | 35.2711 | 36.8959 | 36.8959 | 22.3899 | 22.617 | 22.3899 | 817 | 1491.7685 | 1491.7685 | 1491.7685 | 1749.9592 | 1749.9592 | 1749.9592 | 1979.4621 | 1979.4621 | 1979.4621 | 815 | 667.8218 | 0 | 0 | 0 | 0 | 0 | 0 | 667.8218 |  | 815 | 667.8218 | 0 | 0 | 0 | 0 | 0 | 0 | 667.8218 | 815 | 667.8218 | 0 | 0 | 0 | 0 | 0 | 0 | 667.8218 | 815 | 702.9703 | 438.9506 | 0 | 0 | 0 | 0 | 0 | 1141.9209 | 815 | 702.9703 | 438.9506 | 0 | 0 | 0 | 0 | 0 | 1141.9209 | 815 | 702.9703 | 438.9506 | 0 | 0 | 0 | 0 | 0 | 1141.9209 | 815 | 714.6865 | 877.9011 | 0 | 0 | 0 | 0 | 0 | 0 | 0 | 1592.5876 | 815 | 714.6865 | 877.9011 | 0 | 17 | 0 | 0 | 0 | 0 | 0 | 1609.5876 | 815 | 714.6865 | 877.9011 | 0 | 0 | 0 | 0 | 0 | 0 | 0 | 1592.5876
818 | 58.4808 | 58.4808 | 58.4808 | 35.2711 | 35.2711 | 34.9272 | 22.3899 | 22.617 | 22.3899 | 818 | 1489.5476 | 1489.5476 | 1489.5476 | 1747.3539 | 1747.3539 | 1747.3539 | 1976.5151 | 1976.5151 | 1976.5151 | 816 | 658.4158 | 0 | 0 | 0 | 0 | 0 | 0 | 658.4158 |  | 816 | 658.4158 | 0 | 0 | 0 | 0 | 0 | 0 | 658.4158 | 816 | 658.4158 | 0 | 0 | 0 | 0 | 0 | 0 | 658.4158 | 816 | 693.0693 | 428.8597 | 0 | 0 | 0 | 0 | 0 | 1121.929 | 816 | 693.0693 | 428.8597 | 0 | 0 | 0 | 0 | 0 | 1121.929 | 816 | 693.0693 | 428.8597 | 0 | 0 | 0 | 0 | 0 | 1121.929 | 816 | 704.6205 | 857.7195 | 0 | 0 | 0 | 0 | 0 | 0 | 0 | 1562.3399 | 816 | 704.6205 | 857.7195 | 0 | 17 | 0 | 0 | 0 | 0 | 0 | 1579.3399 | 816 | 704.6205 | 857.7195 | 0 | 0 | 0 | 0 | 0 | 0 | 0 | 1562.3399
819 | 58.4808 | 58.4808 | 58.4808 | 35.2711 | 35.2711 | 35.2711 | 22.3899 | 24.6157 | 24.6157 | 819 | 1500.6522 | 1500.6522 | 1500.6522 | 1760.3805 | 1760.3805 | 1760.3805 | 1991.2501 | 1991.2501 | 1991.2501 | 817 | 649.0099 | 0 | 0 | 0 | 0 | 0 | 0 | 649.0099 |  | 817 | 649.0099 | 0 | 0 | 0 | 0 | 0 | 0 | 649.0099 | 817 | 649.0099 | 0 | 0 | 0 | 0 | 0 | 0 | 649.0099 | 817 | 683.1683 | 437.9415 | 0 | 0 | 0 | 0 | 0 | 1121.1098 | 817 | 683.1683 | 437.9415 | 0 | 0 | 0 | 0 | 0 | 1121.1098 | 817 | 683.1683 | 437.9415 | 0 | 0 | 0 | 0 | 0 | 1121.1098 | 817 | 694.5545 | 875.8829 | 0 | 0 | 0 | 0 | 0 | 0 | 0 | 1570.4374 | 817 | 694.5545 | 875.8829 | 0 | 17 | 0 | 0 | 0 | 0 | 0 | 1587.4374 | 817 | 694.5545 | 875.8829 | 0 | 0 | 0 | 0 | 0 | 0 | 0 | 1570.4374
820 | 58.4808 | 58.4808 | 58.4808 | 36.1445 | 36.1445 | 36.1445 | 22.3899 | 22.8974 | 22.8974 | 820 | 1553.9546 | 1553.9546 | 1553.9546 | 1822.9083 | 1822.9083 | 1822.9083 | 2061.9783 | 2061.9783 | 2061.9783 | 818 | 667.8218 | 0 | 0 | 0 | 0 | 0 | 0 | 667.8218 |  | 818 | 667.8218 | 0 | 0 | 0 | 0 | 0 | 0 | 667.8218 | 818 | 667.8218 | 0 | 0 | 0 | 0 | 0 | 0 | 667.8218 | 818 | 702.9703 | 470.2321 | 0 | 0 | 0 | 0 | 0 | 1173.2024 | 818 | 702.9703 | 470.2321 | 0 | 0 | 0 | 0 | 0 | 1173.2024 | 818 | 702.9703 | 470.2321 | 0 | 0 | 0 | 0 | 0 | 1173.2024 | 818 | 714.6865 | 940.4642 | 0 | 0 | 0 | 0 | 0 | 0 | 0 | 1655.1506 | 818 | 714.6865 | 940.4642 | 0 | 17 | 0 | 0 | 0 | 0 | 0 | 1672.1506 | 818 | 714.6865 | 940.4642 | 0 | 0 | 0 | 0 | 0 | 0 | 0 | 1655.1506
821 | 63.2492 | 71.0741 | 71.0741 | 37.6019 | 37.7701 | 37.7701 | 26.6264 | 26.6264 | 26.6264 | 821 | 1689.4315 | 1689.4315 | 1689.4315 | 1981.8331 | 1981.8331 | 1981.8331 | 2241.7457 | 2241.7457 | 2241.7457 | 819 | 780.6931 | 0 | 0 | 0 | 0 | 0 | 0 | 780.6931 |  | 819 | 780.6931 | 0 | 0 | 0 | 0 | 0 | 0 | 780.6931 | 819 | 780.6931 | 0 | 0 | 0 | 0 | 0 | 0 | 780.6931 | 819 | 821.7822 | 510.5954 | 0 | 0 | 0 | 0 | 0 | 1332.3775 | 819 | 821.7822 | 510.5954 | 0 | 0 | 0 | 0 | 0 | 1332.3775 | 819 | 821.7822 | 510.5954 | 0 | 0 | 0 | 0 | 0 | 1332.3775 | 819 | 835.4785 | 1021.1907 | 0 | 0 | 0 | 0 | 0 | 0 | 0 | 1856.6693 | 819 | 835.4785 | 1021.1907 | 0 | 17 | 0 | 0 | 0 | 0 | 0 | 1873.6693 | 819 | 835.4785 | 1021.1907 | 0 | 0 | 0 | 0 | 0 | 0 | 0 | 1856.6693
822 | 79.3441 | 79.3441 | 79.3441 | 57.4104 | 57.5275 | 57.5275 | 25.4934 | 28.8088 | 28.8088 | 822 | 1854.891 | 1854.891 | 1854.891 | 2175.9298 | 2175.9298 | 2175.9298 | 2461.2977 | 2461.2977 | 2461.2977 | 820 | 743.0693 | 0 | 0 | 0 | 0 | 0 | 0 | 743.0693 |  | 820 | 743.0693 | 0 | 0 | 0 | 0 | 0 | 0 | 743.0693 | 820 | 743.0693 | 0 | 0 | 0 | 0 | 0 | 0 | 743.0693 | 820 | 782.1782 | 561.0494 | 0 | 0 | 0 | 0 | 0 | 1343.2277 | 820 | 782.1782 | 561.0494 | 0 | 0 | 0 | 0 | 0 | 1343.2277 | 820 | 782.1782 | 561.0494 | 0 | 0 | 0 | 0 | 0 | 1343.2277 | 820 | 795.2145 | 1122.0989 | 0 | 0 | 0 | 0 | 0 | 0 | 0 | 1917.3134 | 820 | 795.2145 | 1122.0989 | 0 | 17 | 0 | 0 | 0 | 0 | 0 | 1934.3134 | 820 | 795.2145 | 1122.0989 | 0 | 0 | 0 | 0 | 0 | 0 | 0 | 1917.3134
823 | 85.0878 | 85.0878 | 85.0878 | 82.4458 | 82.4458 | 82.4458 | 30.8575 | 32.389 | 32.389 | 823 | 1957.0539 | 1957.0539 | 1957.0539 | 2001.0385 | 2001.0385 | 2281.6147 | 2596.86 | 2596.86 | 2596.86 | 821 | 743.0693 | 0 | 0 | 0 | 0 | 0 | 0 | 743.0693 |  | 821 | 743.0693 | 0 | 0 | 0 | 0 | 0 | 0 | 743.0693 | 821 | 743.0693 | 0 | 0 | 0 | 0 | 0 | 0 | 743.0693 | 821 | 782.1782 | 592.331 | 0 | 0 | 0 | 0 | 0 | 1374.5092 | 821 | 782.1782 | 592.331 | 0 | 0 | 0 | 0 | 0 | 1374.5092 | 821 | 782.1782 | 592.331 | 0 | 0 | 0 | 0 | 0 | 1374.5092 | 821 | 795.2145 | 1184.662 | 0 | 0 | 0 | 0 | 0 | 0 | 0 | 1979.8765 | 821 | 795.2145 | 1184.662 | 0 | 17 | 0 | 0 | 0 | 0 | 0 | 1996.8765 | 821 | 795.2145 | 1184.662 | 0 | 0 | 0 | 0 | 0 | 0 | 0 | 1979.8765
824 | 86.0386 | 86.0386 | 86.0386 | 82.4458 | 82.4458 | 82.4458 | 30.8575 | 32.389 | 32.389 | 824 | 2001.4726 | 2001.4726 | 2001.4726 | 1988.8581 | 1988.8581 | 1988.8581 | 2655.8001 | 2655.8001 | 2655.8001 | 822 | 733.6634 | 0 | 0 | 0 | 0 | 0 | 150 | 883.6634 |  | 822 | 733.6634 | 0 | 0 | 0 | 0 | 0 | 150 | 883.6634 | 822 | 733.6634 | 0 | 0 | 0 | 0 | 0 | 150 | 883.6634 | 822 | 772.2772 | 600.4036 | 0 | 0 | 0 | 0 | 0 | 1372.6809 | 822 | 772.2772 | 600.4036 | 0 | 0 | 0 | 0 | 0 | 1372.6809 | 822 | 772.2772 | 600.4036 | 0 | 0 | 0 | 0 | 0 | 1372.6809 | 822 | 785.1485 | 1200.8073 | 0 | 0 | 0 | 0 | 0 | 0 | 0 | 1985.9558 | 822 | 785.1485 | 1200.8073 | 0 | 17 | 0 | 0 | 0 | 0 | 0 | 2002.9558 | 822 | 785.1485 | 1200.8073 | 0 | 0 | 0 | 0 | 0 | 0 | 0 | 1985.9558
825 | 84.1725 | 84.1725 | 84.1725 | 65.33 | 65.7686 | 65.7684 | 30.8575 | 32.389 | 32.389 | 825 | 1985.926 | 1985.926 | 1985.926 | 2329.644 | 2329.644 | 2329.644 | 2635.1711 | 2635.1711 | 2635.1711 | 823 | 649.0099 | 0 | 0 | 0 | 0 | 0 | 150 | 799.0099 |  | 823 | 649.0099 | 0 | 0 | 0 | 0 | 0 | 150 | 799.0099 | 823 | 649.0099 | 0 | 0 | 0 | 0 | 0 | 150 | 799.0099 | 823 | 683.1683 | 596.3673 | 0 | 0 | 0 | 0 | 0 | 1279.5356 | 823 | 683.1683 | 596.3673 | 0 | 0 | 0 | 0 | 0 | 1279.5356 | 823 | 683.1683 | 596.3673 | 0 | 0 | 0 | 0 | 0 | 1279.5356 | 823 | 694.5545 | 1192.7346 | 0 | 0 | 0 | 0 | 0 | 0 | 0 | 1887.2891 | 823 | 694.5545 | 1192.7346 | 0 | 17 | 0 | 0 | 0 | 0 | 0 | 1904.2891 | 823 | 694.5545 | 1192.7346 | 0 | 0 | 0 | 0 | 0 | 0 | 0 | 1887.2891
826 | 84.5534 | 84.5534 | 84.5534 | 61.0996 | 62.0576 | 62.2176 | 28.299 | 30.6466 | 30.6466 | 826 | 1975.9318 | 1975.9318 | 1975.9318 | 2317.9201 | 2317.9201 | 2317.9201 | 2621.9096 | 2621.9096 | 2621.9096 | 824 | 658.4158 | 0 | 5.0859 | 0 | 0 | 0 | 150 | 813.5018 |  | 824 | 658.4158 | 0 | 5.0859 | 0 | 0 | 0 | 150 | 813.5018 | 824 | 658.4158 | 0 | 5.0859 | 0 | 0 | 0 | 150 | 813.5018 | 824 | 693.0693 | 580.222 | 5.4983 | 0 | 0 | 0 | 0 | 1278.7896 | 824 | 693.0693 | 580.222 | 5.4983 | 0 | 0 | 0 | 0 | 1278.7896 | 824 | 693.0693 | 580.222 | 5.4983 | 0 | 0 | 0 | 0 | 1278.7896 | 824 | 704.6205 | 1160.444 | 6.8729 | 0 | 0 | 0 | 0 | 0 | 0 | 1871.9373 | 824 | 704.6205 | 1160.444 | 6.8729 | 17 | 0 | 0 | 0 | 0 | 0 | 1888.9373 | 824 | 704.6205 | 1160.444 | 6.8729 | 0 | 0 | 0 | 0 | 0 | 0 | 1871.9373
827 | 85.0878 | 85.0878 | 85.0878 | 62.0576 | 67.9604 | 67.9604 | 28.9066 | 31.25 | 31.25 | 827 | 1971.49 | 1971.49 | 1971.49 | 2312.7094 | 2312.7094 | 2312.7094 | 2616.0156 | 2616.0156 | 2616.0156 | 825 | 649.0099 | 0 | 10.1718 | 0 | 0 | 0 | 150 | 809.1817 |  | 825 | 649.0099 | 0 | 10.1718 | 0 | 0 | 0 | 150 | 809.1817 | 825 | 649.0099 | 0 | 10.1718 | 0 | 0 | 0 | 150 | 809.1817 | 825 | 683.1683 | 544.9041 | 10.9966 | 0 | 0 | 0 | 0 | 1239.069 | 825 | 683.1683 | 544.9041 | 10.9966 | 0 | 0 | 0 | 0 | 1239.069 | 825 | 683.1683 | 544.9041 | 10.9966 | 0 | 0 | 0 | 0 | 1239.069 | 825 | 694.5545 | 1089.8083 | 13.7457 | 0 | 0 | 0 | 0 | 0 | 0 | 1798.1084 | 825 | 694.5545 | 1089.8083 | 13.7457 | 17 | 0 | 0 | 0 | 0 | 0 | 1815.1084 | 825 | 694.5545 | 1089.8083 | 13.7457 | 0 | 0 | 0 | 0 | 0 | 0 | 1798.1084
828 | 85.6286 | 85.6286 | 85.6286 | 65.33 | 67.9604 | 67.9604 | 30.8575 | 32.389 | 32.389 | 828 | 1985.926 | 1985.926 | 1985.926 | 2329.644 | 2329.644 | 2329.644 | 2635.1711 | 2635.1711 | 2635.1711 | 826 | 583.1683 | 0 | 15.2577 | 0 | 0 | 0 | 150 | 748.426 |  | 826 | 583.1683 | 0 | 15.2577 | 0 | 0 | 0 | 150 | 748.426 | 826 | 583.1683 | 0 | 15.2577 | 0 | 0 | 0 | 150 | 748.426 | 826 | 613.8614 | 507.5681 | 16.4948 | 0 | 0 | 0 | 0 | 1137.9243 | 826 | 613.8614 | 507.5681 | 16.4948 | 0 | 0 | 0 | 0 | 1137.9243 | 826 | 613.8614 | 507.5681 | 16.4948 | 0 | 0 | 0 | 0 | 1137.9243 | 826 | 624.0924 | 1015.1362 | 20.6186 | 0 | 0 | 0 | 0 | 0 | 0 | 1659.8472 | 826 | 624.0924 | 1015.1362 | 20.6186 | 17 | 0 | 0 | 0 | 0 | 0 | 1676.8472 | 826 | 624.0924 | 1015.1362 | 20.6186 | 0 | 0 | 0 | 0 | 0 | 0 | 1659.8472
829 | 87.5977 | 87.5977 | 87.5977 | 65.33 | 74.0293 | 74.0293 | 30.8575 | 32.389 | 32.389 | 829 | 1949.2807 | 1949.2807 | 1949.2807 | 2286.6562 | 2286.6562 | 2286.6562 | 2586.5455 | 2586.5455 | 2321.3362 | 827 | 583.1683 | 0 | 20.3436 | 0 | 0 | 0 | 150 | 753.512 |  | 827 | 583.1683 | 0 | 20.3436 | 0 | 0 | 0 | 150 | 753.512 | 827 | 583.1683 | 0 | 20.3436 | 0 | 0 | 0 | 150 | 753.512 | 827 | 613.8614 | 468.2139 | 21.9931 | 0 | 0 | 0 | 0 | 1104.0684 | 827 | 613.8614 | 468.2139 | 21.9931 | 0 | 0 | 0 | 0 | 1104.0684 | 827 | 613.8614 | 468.2139 | 21.9931 | 0 | 0 | 0 | 0 | 1104.0684 | 827 | 624.0924 | 936.4279 | 27.4914 | 0 | 0 | 0 | 0 | 0 | 0 | 1588.0117 | 827 | 624.0924 | 936.4279 | 27.4914 | 17 | 0 | 0 | 0 | 0 | 0 | 1605.0117 | 827 | 624.0924 | 936.4279 | 27.4914 | 0 | 0 | 0 | 0 | 0 | 0 | 1588.0117
830 | 98.7585 | 98.7585 | 98.7585 | 82.4458 | 82.4458 | 82.4458 | 40.3767 | 40.3767 | 40.3767 | 830 | 1539.1064 | 1539.1064 | 1539.1064 | 1930.4934 | 1930.4934 | 1930.4934 | 2042.2758 | 2042.2758 | 2042.2758 | 828 | 611.3861 | 0 | 20.3436 | 0 | 0 | 0 | 150 | 781.7298 |  | 828 | 611.3861 | 0 | 20.3436 | 0 | 0 | 0 | 150 | 781.7298 | 828 | 611.3861 | 0 | 20.3436 | 0 | 0 | 0 | 150 | 781.7298 | 828 | 643.5644 | 453.0777 | 21.9931 | 0 | 0 | 0 | 0 | 1118.6352 | 828 | 643.5644 | 453.0777 | 21.9931 | 0 | 0 | 0 | 0 | 1118.6352 | 828 | 643.5644 | 453.0777 | 21.9931 | 0 | 0 | 0 | 0 | 1118.6352 | 828 | 654.2904 | 906.1554 | 27.4914 | 0 | 0 | 0 | 0 | 0 | 0 | 1587.9372 | 828 | 654.2904 | 906.1554 | 27.4914 | 17 | 0 | 0 | 0 | 0 | 0 | 1604.9372 | 828 | 654.2904 | 906.1554 | 27.4914 | 0 | 0 | 0 | 0 | 0 | 0 | 1587.9372
831 | 98.9859 | 98.9859 | 98.9859 | 92.5051 | 92.5051 | 92.5051 | 72.3409 | 72.342 | 72.342 | 831 | 1514.6761 | 1514.6761 | 1514.6761 | 1776.8316 | 1776.8316 | 1776.8316 | 2009.8587 | 2009.8587 | 2009.8587 | 829 | 630.198 | 0 | 10.1718 | 0 | 0 | 0 | 150 | 790.3698 |  | 829 | 630.198 | 0 | 10.1718 | 0 | 0 | 0 | 150 | 790.3698 | 829 | 630.198 | 0 | 10.1718 | 0 | 0 | 0 | 150 | 790.3698 | 829 | 663.3663 | 458.1231 | 10.9966 | 0 | 0 | 0 | 0 | 1132.486 | 829 | 663.3663 | 458.1231 | 10.9966 | 0 | 0 | 0 | 0 | 1132.486 | 829 | 663.3663 | 458.1231 | 10.9966 | 0 | 0 | 0 | 0 | 1132.486 | 829 | 674.4224 | 916.2462 | 13.7457 | 0 | 0 | 0 | 0 | 0 | 0 | 1604.4144 | 829 | 674.4224 | 916.2462 | 13.7457 | 17 | 0 | 0 | 0 | 0 | 0 | 1621.4144 | 829 | 674.4224 | 916.2462 | 13.7457 | 0 | 0 | 0 | 0 | 0 | 0 | 1604.4144
832 | 102.5305 | 102.5305 | 102.5305 | 98.7225 | 98.7225 | 98.7225 | 96.901 | 96.901 | 96.901 | 832 | 1569.089 | 1569.089 | 1569.089 | 1840.6621 | 1840.6621 | 1840.6621 | 2082.0604 | 2082.0604 | 2082.0604 | 830 | 470.297 | 0 | 5.0859 | 150 | 0 | 0 | 450 | 1075.3829 |  | 830 | 470.297 | 0 | 5.0859 | 150 | 0 | 0 | 450 | 1075.3829 | 830 | 470.297 | 0 | 5.0859 | 150 | 0 | 0 | 450 | 1075.3829 | 830 | 495.0495 | 470.2321 | 5.4983 | 0 | 0 | 0 | 0 | 970.7799 | 830 | 495.0495 | 470.2321 | 5.4983 | 0 | 0 | 0 | 0 | 970.7799 | 830 | 495.0495 | 470.2321 | 5.4983 | 0 | 0 | 0 | 0 | 970.7799 | 830 | 503.3003 | 940.4642 | 6.8729 | 0 | 0 | 0 | 0 | 0 | 0 | 1450.6374 | 830 | 503.3003 | 940.4642 | 6.8729 | 17 | 0 | 0 | 0 | 0 | 0 | 1467.6374 | 830 | 503.3003 | 940.4642 | 6.8729 | 0 | 0 | 0 | 0 | 0 | 0 | 1450.6374
833 | 105.4824 | 106.3687 | 106.3687 | 98.7225 | 98.7225 | 98.7225 | 101.7462 | 97.2667 | 97.2667 | 833 | 1569.089 | 1569.089 | 1569.089 | 1840.6621 | 1840.6621 | 1840.6621 | 2082.0604 | 2082.0604 | 2082.0604 | 831 | 376.2376 | 0 | 0 | 150 | 0 | 0 | 450 | 976.2376 |  | 831 | 376.2376 | 0 | 0 | 150 | 0 | 0 | 450 | 976.2376 | 831 | 376.2376 | 0 | 0 | 150 | 0 | 0 | 450 | 976.2376 | 831 | 396.0396 | 487.3865 | 0 | 150 | 0 | 0 | 0 | 1033.4261 | 831 | 396.0396 | 487.3865 | 0 | 150 | 0 | 0 | 0 | 1033.4261 | 831 | 396.0396 | 487.3865 | 0 | 150 | 0 | 0 | 0 | 1033.4261 | 831 | 402.6403 | 974.773 | 0 | 0 | 0 | 0 | 0 | 0 | 0 | 1377.4132 | 831 | 402.6403 | 974.773 | 0 | 42 | 0 | 0 | 0 | 0 | 0 | 1419.4132 | 831 | 402.6403 | 974.773 | 0 | 0 | 0 | 0 | 0 | 0 | 0 | 1377.4132
834 | 105.4824 | 106.3687 | 106.3687 | 104.9397 | 104.9397 | 104.9397 | 101.7462 | 97.2667 | 97.2667 | 834 | 1539.1064 | 1539.1064 | 1539.1064 | 1805.4902 | 1805.4902 | 1805.4902 | 2042.2758 | 2042.2758 | 2042.2758 | 832 | 366.8317 | 0 | 0 | 150 | 0 | 0 | 750 | 1266.8317 |  | 832 | 366.8317 | 0 | 0 | 150 | 0 | 0 | 750 | 1266.8317 | 832 | 366.8317 | 0 | 0 | 150 | 0 | 0 | 750 | 1266.8317 | 832 | 386.1386 | 498.4864 | 0 | 150 | 0 | 0 | 0 | 1034.625 | 832 | 386.1386 | 498.4864 | 0 | 150 | 0 | 0 | 0 | 1034.625 | 832 | 386.1386 | 498.4864 | 0 | 150 | 0 | 0 | 0 | 1034.625 | 832 | 392.5743 | 996.9728 | 0 | 150 | 0 | 0 | 0 | 0 | 0 | 1539.547 | 832 | 392.5743 | 996.9728 | 0 | 66 | 0 | 0 | 0 | 0 | 0 | 1455.547 | 832 | 392.5743 | 996.9728 | 0 | 150 | 0 | 0 | 0 | 0 | 0 | 1539.547
835 | 105.4824 | 106.3687 | 109.2897 | 106.4298 | 105.6312 | 105.6312 | 101.7462 | 101.6975 | 101.6975 | 835 | 1509.1238 | 1509.1238 | 1509.1238 | 1770.3183 | 1770.3183 | 1770.3183 | 2002.4912 | 2002.4912 | 2002.4912 | 833 | 479.703 | 0 | 0 | 150 | 0 | 0 | 750 | 1379.703 |  | 833 | 479.703 | 0 | 0 | 150 | 0 | 0 | 750 | 1379.703 | 833 | 479.703 | 0 | 0 | 150 | 0 | 0 | 750 | 1379.703 | 833 | 504.9505 | 502.5227 | 0 | 150 | 0 | 0 | 0 | 1157.4732 | 833 | 504.9505 | 502.5227 | 0 | 150 | 0 | 0 | 0 | 1157.4732 | 833 | 504.9505 | 502.5227 | 0 | 150 | 0 | 0 | 0 | 1157.4732 | 833 | 513.3663 | 1005.0454 | 0 | 150 | 0 | 0 | 0 | 0 | 0 | 1668.4117 | 833 | 513.3663 | 1005.0454 | 0 | 66 | 0 | 0 | 0 | 0 | 0 | 1584.4117 | 833 | 513.3663 | 1005.0454 | 0 | 150 | 0 | 0 | 0 | 0 | 0 | 1668.4117
836 | 105.4824 | 106.3687 | 109.2897 | 106.4298 | 105.6312 | 106.4298 | 106.1533 | 101.7462 | 106.1533 | 836 | 1445.8272 | 1445.8272 | 1445.8272 | 1696.0665 | 1696.0665 | 1696.0665 | 1918.5015 | 1918.5015 | 1918.5015 | 834 | 517.3267 | 0 | 0 | 150 | 0 | 0 | 750 | 1417.3267 |  | 834 | 517.3267 | 0 | 0 | 150 | 0 | 0 | 750 | 1417.3267 | 834 | 517.3267 | 0 | 0 | 150 | 0 | 0 | 750 | 1417.3267 | 834 | 544.5545 | 485.3683 | 0 | 150 | 0 | 0 | 150 | 1329.9228 | 834 | 544.5545 | 485.3683 | 0 | 150 | 0 | 0 | 150 | 1329.9228 | 834 | 544.5545 | 485.3683 | 0 | 150 | 0 | 0 | 150 | 1329.9228 | 834 | 553.6304 | 970.7366 | 0 | 150 | 0 | 0 | 0 | 0 | 0 | 1674.367 | 834 | 553.6304 | 970.7366 | 0 | 66 | 0 | 0 | 0 | 0 | 0 | 1590.367 | 834 | 553.6304 | 970.7366 | 0 | 150 | 0 | 0 | 0 | 0 | 0 | 1674.367
837 | 105.4824 | 106.3687 | 109.2897 | 106.4298 | 105.6312 | 106.4298 | 106.1533 | 101.7462 | 103.4344 | 837 | 1348.1062 | 1348.1062 | 1348.1062 | 1581.4322 | 1581.4322 | 1581.4322 | 1788.8332 | 1788.8332 | 1788.8332 | 835 | 376.2376 | 0 | 0 | 150 | 0 | 0 | 750 | 1276.2376 |  | 835 | 376.2376 | 0 | 0 | 150 | 0 | 0 | 750 | 1276.2376 | 835 | 376.2376 | 0 | 0 | 150 | 0 | 0 | 750 | 1276.2376 | 835 | 396.0396 | 438.9506 | 0 | 150 | 0 | 0 | 150 | 1134.9902 | 835 | 396.0396 | 438.9506 | 0 | 150 | 0 | 0 | 150 | 1134.9902 | 835 | 396.0396 | 438.9506 | 0 | 150 | 0 | 0 | 150 | 1134.9902 | 835 | 402.6403 | 877.9011 | 0 | 150 | 0 | 0 | 0 | 0 | 0 | 1430.5414 | 835 | 402.6403 | 877.9011 | 0 | 66 | 0 | 0 | 0 | 0 | 0 | 1346.5414 | 835 | 402.6403 | 877.9011 | 0 | 150 | 0 | 0 | 0 | 0 | 0 | 1430.5414
838 | 105.4824 | 106.3687 | 109.2897 | 106.4298 | 105.4039 | 105.4039 | 101.7462 | 100 | 100 | 838 | 1258.1584 | 1258.1584 | 1258.1584 | 1475.9166 | 1475.9166 | 1475.9166 | 1669.4794 | 1669.4794 | 1669.4794 | 836 | 244.5545 | 0 | 0 | 150 | 0 | 0 | 750 | 1144.5545 |  | 836 | 244.5545 | 0 | 0 | 150 | 0 | 0 | 750 | 1144.5545 | 836 | 244.5545 | 0 | 0 | 150 | 0 | 0 | 750 | 1144.5545 | 836 | 257.4257 | 373.3602 | 0 | 150 | 0 | 0 | 290.6374 | 1071.4233 | 836 | 257.4257 | 373.3602 | 0 | 150 | 0 | 0 | 150 | 930.786 | 836 | 257.4257 | 373.3602 | 0 | 150 | 0 | 0 | 200.4686 | 981.2546 | 836 | 261.7162 | 746.7205 | 0 | 150 | 0 | 0 | 127.2058 | 0 | 0 | 1285.6425 | 836 | 261.7162 | 746.7205 | 0 | 66 | 0 | 0 | 0 | 0 | 0 | 1074.4367 | 836 | 261.7162 | 746.7205 | 0 | 150 | 0 | 0 | 14.8679 | 0 | 0 | 1173.3045
839 | 105.4824 | 105.4824 | 105.4824 | 105.6312 | 105.4039 | 105.4039 | 98.8111 | 97.2667 | 97.2667 | 839 | 1197.0827 | 1197.0827 | 1197.0827 | 1404.2701 | 1404.2701 | 1404.2701 | 1588.4367 | 1588.4367 | 1588.4367 | 837 | 263.3663 | 0 | 0 | 150 | 0 | 0 | 750 | 1163.3663 |  | 837 | 263.3663 | 0 | 0 | 150 | 0 | 0 | 750 | 1163.3663 | 837 | 263.3663 | 0 | 0 | 150 | 0 | 0 | 750 | 1163.3663 | 837 | 277.2277 | 309.7881 | 0 | 150 | 0 | 0 | 150 | 887.0158 | 837 | 277.2277 | 309.7881 | 0 | 150 | 0 | 0 | 150 | 887.0158 | 837 | 277.2277 | 309.7881 | 0 | 150 | 0 | 0 | 150 | 887.0158 | 837 | 281.8482 | 619.5762 | 0 | 150 | 0 | 0 | 0 | 0 | 0 | 1051.4244 | 837 | 281.8482 | 619.5762 | 0 | 66 | 0 | 0 | 0 | 0 | 0 | 967.4244 | 837 | 281.8482 | 619.5762 | 0 | 150 | 0 | 0 | 0 | 0 | 0 | 1051.4244
840 | 98.6288 | 98.6288 | 98.6288 | 102.6038 | 102.6038 | 102.6038 | 95.7551 | 95.7551 | 95.7551 | 840 | 1170.4316 | 1170.4316 | 1170.4316 | 1373.0062 | 1373.0062 | 1373.0062 | 1553.0726 | 1553.0726 | 1553.0726 | 838 | 272.7723 | 0 | 0 | 150 | 0 | 0 | 750 | 1172.7723 |  | 838 | 272.7723 | 0 | 0 | 150 | 0 | 0 | 750 | 1172.7723 | 838 | 272.7723 | 0 | 0 | 150 | 0 | 0 | 750 | 1172.7723 | 838 | 287.1287 | 259.334 | 0 | 150 | 0 | 0 | 300 | 996.4627 | 838 | 287.1287 | 259.334 | 0 | 150 | 0 | 0 | 150 | 846.4627 | 838 | 287.1287 | 259.334 | 0 | 150 | 0 | 0 | 150 | 846.4627 | 838 | 291.9142 | 518.668 | 0 | 150 | 0 | 0 | 0 | 0 | 0 | 960.5822 | 838 | 291.9142 | 518.668 | 0 | 66 | 0 | 0 | 0 | 0 | 0 | 876.5822 | 838 | 291.9142 | 518.668 | 0 | 150 | 0 | 0 | 0 | 0 | 0 | 960.5822
841 | 90.5468 | 90.5468 | 90.5468 | 93.8399 | 93.4452 | 93.4452 | 66.6212 | 70.2024 | 85.7938 | 841 | 1149.3327 | 1149.3327 | 1149.3327 | 1348.2557 | 1348.2557 | 1348.2557 | 1525.0761 | 1525.0761 | 1525.0761 | 839 | 253.9604 | 0 | 0 | 150 | 0 | 0 | 750 | 1153.9604 |  | 839 | 253.9604 | 0 | 0 | 150 | 0 | 0 | 750 | 1153.9604 | 839 | 253.9604 | 0 | 0 | 150 | 0 | 0 | 750 | 1153.9604 | 839 | 267.3267 | 239.1524 | 0 | 150 | 0 | 0 | 150 | 806.4791 | 839 | 267.3267 | 239.1524 | 0 | 150 | 0 | 0 | 150 | 806.4791 | 839 | 267.3267 | 239.1524 | 0 | 150 | 0 | 0 | 150 | 806.4791 | 839 | 271.7822 | 478.3047 | 0 | 150 | 0 | 0 | 0 | 0 | 0 | 900.0869 | 839 | 271.7822 | 478.3047 | 0 | 66 | 0 | 0 | 0 | 0 | 0 | 816.0869 | 839 | 271.7822 | 478.3047 | 0 | 150 | 0 | 0 | 0 | 0 | 0 | 900.0869
842 | 87.5977 | 87.5977 | 87.5977 | 92.5701 | 92.5701 | 92.5701 | 58.4711 | 58.4711 | 58.4711 | 842 | 1153.7746 | 1153.7746 | 1153.7746 | 1353.4663 | 1353.4663 | 1353.4663 | 1530.9701 | 1530.9701 | 1530.9701 | 840 | 272.7723 | 0 | 0 | 150 | 0 | 0 | 319.994 | 742.7663 |  | 840 | 272.7723 | 0 | 0 | 150 | 0 | 0 | 319.994 | 742.7663 | 840 | 272.7723 | 0 | 0 | 150 | 0 | 0 | 319.994 | 742.7663 | 840 | 287.1287 | 249.2432 | 0 | 150 | 0 | 0 | 115.6595 | 802.0314 | 840 | 287.1287 | 249.2432 | 0 | 150 | 0 | 0 | 115.6595 | 802.0314 | 840 | 287.1287 | 249.2432 | 0 | 150 | 0 | 0 | 115.6595 | 802.0314 | 840 | 291.9142 | 498.4864 | 0 | 150 | 0 | 0 | 0 | 0 | 0 | 940.4006 | 840 | 291.9142 | 498.4864 | 0 | 66 | 0 | 0 | 0 | 0 | 0 | 856.4006 | 840 | 291.9142 | 498.4864 | 0 | 150 | 0 | 0 | 0 | 0 | 0 | 940.4006
843 | 87.1912 | 87.1912 | 87.1912 | 85.3627 | 85.3627 | 85.3627 | 59.2725 | 59.2725 | 59.2725 | 843 | 1163.7688 | 1163.7688 | 1163.7688 | 1623.797 | 1623.797 | 1623.797 | 1544.2316 | 1544.2316 | 1544.2316 | 841 | 348.0198 | 0 | 0 | 0 | 0 | 0 | 150 | 498.0198 |  | 841 | 348.0198 | 0 | 0 | 0 | 0 | 0 | 150 | 498.0198 | 841 | 348.0198 | 0 | 0 | 0 | 0 | 0 | 150 | 498.0198 | 841 | 366.3366 | 291.6246 | 0 | 150 | 0 | 0 | 0 | 807.9613 | 841 | 366.3366 | 291.6246 | 0 | 150 | 0 | 0 | 0 | 807.9613 | 841 | 366.3366 | 291.6246 | 0 | 150 | 0 | 0 | 0 | 807.9613 | 841 | 372.4422 | 583.2492 | 0 | 0 | 0 | 0 | 0 | 0 | 0 | 955.6915 | 841 | 372.4422 | 583.2492 | 0 | 17 | 0 | 0 | 0 | 0 | 0 | 972.6915 | 841 | 372.4422 | 583.2492 | 0 | 0 | 0 | 0 | 0 | 0 | 0 | 955.6915
844 | 87.1912 | 87.1912 | 87.1912 | 63.356 | 64.3428 | 64.3428 | 40.3701 | 43.4142 | 43.2861 | 844 | 1205.9665 | 1205.9665 | 1205.9665 | 1878.9228 | 1878.9228 | 1878.9228 | 1600.2248 | 1600.2248 | 1600.2248 | 842 | 507.9208 | 0 | 0 | 0 | 0 | 0 | 150 | 657.9208 |  | 842 | 507.9208 | 0 | 0 | 0 | 0 | 0 | 150 | 657.9208 | 842 | 507.9208 | 0 | 0 | 0 | 0 | 0 | 150 | 657.9208 | 842 | 534.6535 | 357.2149 | 0 | 150 | 0 | 0 | 0 | 1041.8684 | 842 | 534.6535 | 357.2149 | 0 | 150 | 0 | 0 | 0 | 1041.8684 | 842 | 534.6535 | 357.2149 | 0 | 150 | 0 | 0 | 0 | 1041.8684 | 842 | 543.5644 | 714.4299 | 0 | 0 | 0 | 0 | 0 | 0 | 0 | 1257.9942 | 842 | 543.5644 | 714.4299 | 0 | 17 | 0 | 0 | 0 | 0 | 0 | 1274.9942 | 842 | 543.5644 | 714.4299 | 0 | 0 | 0 | 0 | 0 | 0 | 0 | 1257.9942
845 | 87.242 | 87.242 | 87.242 | 63.356 | 64.3428 | 64.3428 | 40.3701 | 43.4142 | 43.2861 | 845 | 1344.7748 | 1344.7748 | 1344.7748 | 2041.7556 | 2041.7556 | 2041.7556 | 1784.4127 | 1784.4127 | 1784.4127 | 843 | 658.4158 | 0 | 0 | 0 | 0 | 0 | 150 | 808.4158 |  | 843 | 658.4158 | 0 | 0 | 0 | 0 | 0 | 150 | 808.4158 | 843 | 658.4158 | 0 | 0 | 0 | 0 | 0 | 150 | 808.4158 | 843 | 693.0693 | 413.7235 | 0 | 0 | 0 | 0 | 0 | 1106.7928 | 843 | 693.0693 | 413.7235 | 0 | 0 | 0 | 0 | 0 | 1106.7928 | 843 | 693.0693 | 413.7235 | 0 | 0 | 0 | 0 | 0 | 1106.7928 | 843 | 704.6205 | 827.447 | 0 | 0 | 0 | 0 | 0 | 0 | 0 | 1532.0675 | 843 | 704.6205 | 827.447 | 0 | 17 | 0 | 0 | 0 | 0 | 0 | 1549.0675 | 843 | 704.6205 | 827.447 | 0 | 0 | 0 | 0 | 0 | 0 | 0 | 1532.0675
846 | 94.8028 | 94.8028 | 94.8028 | 81.5003 | 81.5003 | 81.5003 | 40.3701 | 43.4142 | 43.2861 | 846 | 1508.0133 | 1508.0133 | 1508.0133 | 2233.247 | 2233.247 | 2233.247 | 2001.0177 | 2062.9333 | 2001.0177 | 844 | 743.0693 | 0 | 0 | 0 | 0 | 0 | 150 | 893.0693 |  | 844 | 743.0693 | 0 | 0 | 0 | 0 | 0 | 150 | 893.0693 | 844 | 743.0693 | 0 | 0 | 0 | 0 | 0 | 150 | 893.0693 | 844 | 782.1782 | 455.0959 | 0 | 0 | 0 | 0 | 0 | 1237.2741 | 844 | 782.1782 | 455.0959 | 0 | 0 | 0 | 0 | 0 | 1237.2741 | 844 | 782.1782 | 455.0959 | 0 | 0 | 0 | 0 | 0 | 1237.2741 | 844 | 795.2145 | 910.1917 | 0 | 0 | 0 | 0 | 0 | 0 | 0 | 1705.4062 | 844 | 795.2145 | 910.1917 | 0 | 17 | 0 | 0 | 0 | 0 | 0 | 1722.4062 | 844 | 795.2145 | 910.1917 | 0 | 0 | 0 | 0 | 0 | 0 | 0 | 1705.4062
847 | 98.6288 | 98.6288 | 98.6288 | 88.1859 | 88.1859 | 88.1859 | 40.3701 | 43.4142 | 43.2861 | 847 | 1599.0716 | 1599.0716 | 1599.0716 | 1875.834 | 1875.834 | 1875.834 | 2121.845 | 2121.845 | 2121.845 | 845 | 752.4752 | 0 | 0 | 0 | 0 | 0 | 150 | 902.4752 |  | 845 | 752.4752 | 0 | 0 | 0 | 0 | 0 | 150 | 902.4752 | 845 | 752.4752 | 0 | 0 | 0 | 0 | 0 | 150 | 902.4752 | 845 | 792.0792 | 488.3956 | 0 | 0 | 0 | 0 | 0 | 1280.4748 | 845 | 792.0792 | 488.3956 | 0 | 0 | 0 | 0 | 0 | 1280.4748 | 845 | 792.0792 | 488.3956 | 0 | 0 | 0 | 0 | 0 | 1280.4748 | 845 | 805.2805 | 976.7911 | 0 | 0 | 0 | 0 | 0 | 0 | 0 | 1782.0716 | 845 | 805.2805 | 976.7911 | 0 | 17 | 0 | 0 | 0 | 0 | 0 | 1799.0716 | 845 | 805.2805 | 976.7911 | 0 | 0 | 0 | 0 | 0 | 0 | 0 | 1782.0716
848 | 98.9859 | 98.9859 | 98.9859 | 87.3304 | 87.3304 | 87.3304 | 40.3701 | 43.4142 | 43.2861 | 848 | 1631.2751 | 1631.2751 | 1631.2751 | 1913.6112 | 1913.6112 | 1913.6112 | 2164.5766 | 2164.5766 | 2164.5766 | 846 | 780.6931 | 0 | 0 | 150 | 0 | 0 | 204.9684 | 1135.6614 |  | 846 | 780.6931 | 0 | 0 | 150 | 0 | 0 | 204.9684 | 1135.6614 | 846 | 780.6931 | 0 | 0 | 150 | 0 | 0 | 204.9684 | 1135.6614 | 846 | 821.7822 | 519.6771 | 0 | 0 | 0 | 0 | 0 | 1341.4593 | 846 | 821.7822 | 519.6771 | 0 | 0 | 0 | 0 | 0 | 1341.4593 | 846 | 821.7822 | 519.6771 | 0 | 0 | 0 | 0 | 0 | 1341.4593 | 846 | 835.4785 | 1039.3542 | 0 | 0 | 0 | 0 | 0 | 0 | 0 | 1874.8327 | 846 | 835.4785 | 1039.3542 | 0 | 17 | 0 | 0 | 0 | 0 | 0 | 1891.8327 | 846 | 835.4785 | 1039.3542 | 0 | 0 | 0 | 0 | 0 | 0 | 0 | 1874.8327
849 | 98.9859 | 98.9859 | 98.9859 | 85.3627 | 85.3627 | 85.3627 | 64.8528 | 64.8528 | 64.8528 | 849 | 1626.8332 | 1626.8332 | 1626.8332 | 2072.6847 | 2072.6847 | 2072.6847 | 2158.6826 | 2158.6826 | 2158.6826 | 847 | 846.5347 | 0 | 0 | 150 | 0 | 0 | 440.3149 | 1436.8496 |  | 847 | 846.5347 | 0 | 0 | 150 | 0 | 0 | 440.3149 | 1436.8496 | 847 | 846.5347 | 0 | 0 | 150 | 0 | 0 | 440.3149 | 1436.8496 | 847 | 891.0891 | 547.9314 | 0 | 0 | 0 | 0 | 0 | 1439.0205 | 847 | 891.0891 | 547.9314 | 0 | 0 | 0 | 0 | 0 | 1439.0205 | 847 | 891.0891 | 547.9314 | 0 | 0 | 0 | 0 | 0 | 1439.0205 | 847 | 905.9406 | 1095.8628 | 0 | 0 | 0 | 0 | 0 | 0 | 0 | 2001.8034 | 847 | 905.9406 | 1095.8628 | 0 | 17 | 0 | 0 | 0 | 0 | 0 | 2018.8034 | 847 | 905.9406 | 1095.8628 | 0 | 0 | 0 | 0 | 0 | 0 | 0 | 2001.8034
850 | 97.1386 | 97.1386 | 97.1386 | 85.3627 | 85.3627 | 85.3627 | 40.3701 | 43.4142 | 43.2861 | 850 | 1604.6239 | 1604.6239 | 1604.6239 | 2120.2773 | 2120.2773 | 2120.2773 | 2145.3078 | 2129.2125 | 2129.2125 | 848 | 893.5644 | 0 | 5.0859 | 150 | 0 | 0 | 450 | 1498.6503 |  | 848 | 893.5644 | 0 | 5.0859 | 150 | 0 | 0 | 450 | 1498.6503 | 848 | 893.5644 | 0 | 5.0859 | 150 | 0 | 0 | 450 | 1498.6503 | 848 | 940.5941 | 554.995 | 5.4983 | 0 | 0 | 0 | 0 | 1501.0873 | 848 | 940.5941 | 554.995 | 5.4983 | 0 | 0 | 0 | 0 | 1501.0873 | 848 | 940.5941 | 554.995 | 5.4983 | 0 | 0 | 0 | 0 | 1501.0873 | 848 | 956.2706 | 1109.9899 | 6.8729 | 0 | 0 | 0 | 0 | 0 | 0 | 2073.1334 | 848 | 956.2706 | 1109.9899 | 6.8729 | 17 | 0 | 0 | 0 | 0 | 0 | 2090.1334 | 848 | 956.2706 | 1109.9899 | 6.8729 | 0 | 0 | 0 | 0 | 0 | 0 | 2073.1334
851 | 94.8028 | 94.8028 | 94.8028 | 93.8399 | 93.4452 | 93.4452 | 40.3701 | 43.4142 | 43.2861 | 851 | 1595.7402 | 1595.7402 | 1595.7402 | 1871.926 | 1871.926 | 1871.926 | 2117.4245 | 2117.4245 | 2117.4245 | 849 | 855.9406 | 0 | 10.1718 | 150 | 0 | 0 | 450 | 1466.1124 |  | 849 | 855.9406 | 0 | 10.1718 | 150 | 0 | 0 | 450 | 1466.1124 | 849 | 855.9406 | 0 | 10.1718 | 150 | 0 | 0 | 450 | 1466.1124 | 849 | 900.9901 | 542.886 | 10.9966 | 0 | 0 | 0 | 0 | 1454.8726 | 849 | 900.9901 | 542.886 | 10.9966 | 0 | 0 | 0 | 0 | 1454.8726 | 849 | 900.9901 | 542.886 | 10.9966 | 0 | 0 | 0 | 0 | 1454.8726 | 849 | 916.0066 | 1085.7719 | 13.7457 | 0 | 0 | 0 | 0 | 0 | 0 | 2015.5243 | 849 | 916.0066 | 1085.7719 | 13.7457 | 17 | 0 | 0 | 0 | 0 | 0 | 2032.5243 | 849 | 916.0066 | 1085.7719 | 13.7457 | 0 | 0 | 0 | 0 | 0 | 0 | 2015.5243
852 | 98.6288 | 98.6288 | 98.6288 | 93.8399 | 93.4452 | 93.4452 | 40.3701 | 43.4142 | 43.2861 | 852 | 1602.403 | 1602.403 | 1602.403 | 1879.7419 | 1879.7419 | 1879.7419 | 2126.2655 | 2126.2655 | 2126.2655 | 850 | 799.505 | 0 | 20.3436 | 150 | 0 | 0 | 300 | 1269.8486 |  | 850 | 799.505 | 0 | 20.3436 | 150 | 0 | 0 | 300 | 1269.8486 | 850 | 799.505 | 0 | 20.3436 | 150 | 0 | 0 | 300 | 1269.8486 | 850 | 841.5842 | 569.1221 | 21.9931 | 0 | 0 | 0 | 0 | 1432.6994 | 850 | 841.5842 | 569.1221 | 21.9931 | 0 | 0 | 0 | 0 | 1432.6994 | 850 | 841.5842 | 569.1221 | 21.9931 | 0 | 0 | 0 | 0 | 1432.6994 | 850 | 855.6106 | 1138.2442 | 27.4914 | 0 | 0 | 0 | 0 | 0 | 0 | 2021.3462 | 850 | 855.6106 | 1138.2442 | 27.4914 | 17 | 0 | 0 | 0 | 0 | 0 | 2038.3462 | 850 | 855.6106 | 1138.2442 | 27.4914 | 0 | 0 | 0 | 0 | 0 | 0 | 2021.3462
853 | 98.7585 | 98.7585 | 98.7585 | 93.8399 | 93.4452 | 93.4452 | 40.3701 | 43.4142 | 43.2861 | 853 | 1576.8622 | 1576.8622 | 1576.8622 | 1849.7807 | 1849.7807 | 1849.7807 | 2249.5624 | 2092.3749 | 2092.3749 | 851 | 696.0396 | 0 | 20.3436 | 150 | 0 | 0 | 196.2907 | 1062.674 |  | 851 | 696.0396 | 0 | 20.3436 | 150 | 0 | 0 | 196.2907 | 1062.674 | 851 | 696.0396 | 0 | 20.3436 | 150 | 0 | 0 | 196.2907 | 1062.674 | 851 | 732.6733 | 603.4309 | 21.9931 | 150 | 0 | 0 | 0 | 1508.0973 | 851 | 732.6733 | 603.4309 | 21.9931 | 150 | 0 | 0 | 0 | 1508.0973 | 851 | 732.6733 | 603.4309 | 21.9931 | 150 | 0 | 0 | 0 | 1508.0973 | 851 | 744.8845 | 1206.8618 | 27.4914 | 0 | 0 | 0 | 0 | 0 | 0 | 1979.2377 | 851 | 744.8845 | 1206.8618 | 27.4914 | 17 | 0 | 0 | 0 | 0 | 0 | 1996.2377 | 851 | 744.8845 | 1206.8618 | 27.4914 | 0 | 0 | 0 | 0 | 0 | 0 | 1979.2377
854 | 98.9859 | 98.9859 | 98.9859 | 93.8399 | 93.4452 | 93.4452 | 40.3701 | 43.4142 | 43.2861 | 854 | 1563.5367 | 1563.5367 | 1563.5367 | 1834.1488 | 1834.1488 | 1834.1488 | 2074.6929 | 2074.6929 | 2099.3047 | 852 | 620.7921 | 0 | 20.3436 | 150 | 0 | 0 | 365.1026 | 1156.2383 |  | 852 | 620.7921 | 0 | 20.3436 | 150 | 0 | 0 | 365.1026 | 1156.2383 | 852 | 620.7921 | 0 | 20.3436 | 150 | 0 | 0 | 365.1026 | 1156.2383 | 852 | 653.4653 | 640.7669 | 21.9931 | 150 | 0 | 0 | 0 | 1466.2254 | 852 | 653.4653 | 640.7669 | 21.9931 | 150 | 0 | 0 | 0 | 1466.2254 | 852 | 653.4653 | 640.7669 | 21.9931 | 150 | 0 | 0 | 0 | 1466.2254 | 852 | 664.3564 | 1281.5338 | 27.4914 | 0 | 0 | 0 | 0 | 0 | 0 | 1973.3816 | 852 | 664.3564 | 1281.5338 | 27.4914 | 17 | 0 | 0 | 0 | 0 | 0 | 1990.3816 | 852 | 664.3564 | 1281.5338 | 27.4914 | 0 | 0 | 0 | 0 | 0 | 0 | 1973.3816
855 | 98.9859 | 98.9859 | 98.9859 | 93.8399 | 93.4452 | 93.4452 | 43.4142 | 43.4142 | 43.4142 | 855 | 1542.4378 | 1542.4378 | 1542.4378 | 1809.3982 | 1809.3982 | 1809.3982 | 2046.6963 | 2046.6963 | 2046.6963 | 853 | 611.3861 | 0 | 10.1718 | 150 | 0 | 0 | 450 | 1221.558 |  | 853 | 611.3861 | 0 | 10.1718 | 150 | 0 | 0 | 450 | 1221.558 | 853 | 611.3861 | 0 | 10.1718 | 150 | 0 | 0 | 450 | 1221.558 | 853 | 643.5644 | 661.9576 | 10.9966 | 150 | 0 | 0 | 0 | 1466.5185 | 853 | 643.5644 | 661.9576 | 10.9966 | 150 | 0 | 0 | 0 | 1466.5185 | 853 | 643.5644 | 661.9576 | 10.9966 | 150 | 0 | 0 | 0 | 1466.5185 | 853 | 654.2904 | 1323.9152 | 13.7457 | 0 | 0 | 0 | 0 | 0 | 0 | 1991.9514 | 853 | 654.2904 | 1323.9152 | 13.7457 | 17 | 0 | 0 | 0 | 0 | 0 | 2008.9514 | 853 | 654.2904 | 1323.9152 | 13.7457 | 0 | 0 | 0 | 0 | 0 | 0 | 1991.9514
856 | 94.8028 | 94.8028 | 94.8028 | 85.3627 | 85.3627 | 85.3627 | 40.3701 | 43.4142 | 43.2861 | 856 | 1589.0774 | 1589.0774 | 1589.0774 | 1915.713 | 1915.713 | 1915.713 | 2342.4912 | 2108.5834 | 2108.5834 | 854 | 677.2277 | 0 | 5.0859 | 150 | 0 | 0 | 450 | 1282.3136 |  | 854 | 677.2277 | 0 | 5.0859 | 150 | 0 | 0 | 450 | 1282.3136 | 854 | 677.2277 | 0 | 5.0859 | 150 | 0 | 0 | 450 | 1282.3136 | 854 | 712.8713 | 669.0212 | 5.4983 | 150 | 0 | 0 | 0 | 1537.3908 | 854 | 712.8713 | 669.0212 | 5.4983 | 150 | 0 | 0 | 0 | 1537.3908 | 854 | 712.8713 | 669.0212 | 5.4983 | 150 | 0 | 0 | 0 | 1537.3908 | 854 | 724.7525 | 1338.0424 | 6.8729 | 0 | 0 | 0 | 0 | 0 | 0 | 2069.6677 | 854 | 724.7525 | 1338.0424 | 6.8729 | 17 | 0 | 0 | 0 | 0 | 0 | 2086.6677 | 854 | 724.7525 | 1338.0424 | 6.8729 | 0 | 0 | 0 | 0 | 0 | 0 | 2069.6677
857 | 86.7998 | 86.7998 | 86.7998 | 85.3627 | 85.3627 | 85.3627 | 40.3701 | 43.4142 | 43.2861 | 857 | 1633.3267 | 1633.3267 | 1633.3267 | 1946.73 | 1946.73 | 1946.73 | 2646.9591 | 2121.845 | 2158.6482 | 855 | 893.5644 | 0 | 0 | 150 | 0 | 0 | 450 | 1493.5644 |  | 855 | 893.5644 | 0 | 0 | 150 | 0 | 0 | 450 | 1493.5644 | 855 | 893.5644 | 0 | 0 | 150 | 0 | 0 | 450 | 1493.5644 | 855 | 940.5941 | 672.0484 | 0 | 150 | 0 | 0 | 0 | 1762.6425 | 855 | 940.5941 | 672.0484 | 0 | 150 | 0 | 0 | 0 | 1762.6425 | 855 | 940.5941 | 672.0484 | 0 | 150 | 0 | 0 | 0 | 1762.6425 | 855 | 956.2706 | 1344.0969 | 0 | 0 | 0 | 0 | 0 | 0 | 0 | 2300.3675 | 855 | 956.2706 | 1344.0969 | 0 | 17 | 0 | 0 | 0 | 0 | 0 | 2317.3675 | 855 | 956.2706 | 1344.0969 | 0 | 0 | 0 | 0 | 0 | 0 | 0 | 2300.3675
858 | 90.7143 | 90.7143 | 90.7143 | 85.3627 | 85.3627 | 85.3627 | 40.3701 | 43.4142 | 43.2861 | 858 | 1556.8739 | 1556.8739 | 1556.8739 | 1826.9091 | 1826.9091 | 1826.9091 | 2535.8379 | 2065.8518 | 2065.8518 | 856 | 1203.9604 | 0 | 0 | 150 | 0 | 0 | 219.117 | 1573.0774 |  | 856 | 1203.9604 | 0 | 0 | 150 | 0 | 0 | 219.117 | 1573.0774 | 856 | 1203.9604 | 0 | 0 | 150 | 0 | 0 | 219.117 | 1573.0774 | 856 | 1267.3267 | 669.0212 | 0 | 0 | 0 | 0 | 0 | 1936.3479 | 856 | 1267.3267 | 669.0212 | 0 | 0 | 0 | 0 | 0 | 1936.3479 | 856 | 1267.3267 | 669.0212 | 0 | 0 | 0 | 0 | 0 | 1936.3479 | 856 | 1288.4488 | 1338.0424 | 0 | 0 | 0 | 0 | 0 | 0 | 0 | 2626.4912 | 856 | 1288.4488 | 1338.0424 | 0 | 17 | 0 | 0 | 0 | 0 | 0 | 2643.4912 | 856 | 1288.4488 | 1338.0424 | 0 | 0 | 0 | 0 | 0 | 0 | 0 | 2626.4912
859 | 90.7143 | 90.7143 | 90.7143 | 85.3627 | 85.3627 | 85.3627 | 40.3701 | 43.4142 | 43.2861 | 859 | 1509.1238 | 1509.1238 | 1509.1238 | 1774.3769 | 1774.3769 | 1774.3769 | 2479.4534 | 2479.4534 | 2479.4534 | 857 | 1467.3267 | 0 | 0 | 0 | 0 | 0 | 150 | 1617.3267 |  | 857 | 1467.3267 | 0 | 0 | 0 | 0 | 0 | 150 | 1617.3267 | 857 | 1467.3267 | 0 | 0 | 0 | 0 | 0 | 150 | 1617.3267 | 857 | 1544.5545 | 686.1756 | 0 | 0 | 0 | 0 | 0 | 2230.73 | 857 | 1544.5545 | 686.1756 | 0 | 0 | 0 | 0 | 0 | 2230.73 | 857 | 1544.5545 | 686.1756 | 0 | 0 | 0 | 0 | 0 | 2230.73 | 857 | 1570.297 | 1372.3512 | 0 | 0 | 0 | 0 | 0 | 0 | 0 | 2942.6482 | 857 | 1570.297 | 1372.3512 | 0 | 17 | 0 | 0 | 0 | 0 | 0 | 2959.6482 | 857 | 1570.297 | 1372.3512 | 0 | 0 | 0 | 0 | 0 | 0 | 0 | 2942.6482
860 | 94.8028 | 94.8028 | 94.8028 | 85.3627 | 85.3627 | 85.3627 | 40.3701 | 43.4142 | 43.2861 | 860 | 1460.2633 | 1460.2633 | 1460.2633 | 1970.2259 | 1970.2259 | 1970.2259 | 2173.3377 | 1937.657 | 2173.3377 | 858 | 1354.4554 | 0 | 0 | 36.4184 | 0 | 0 | 150 | 1540.8739 |  | 858 | 1354.4554 | 0 | 0 | 36.4184 | 0 | 0 | 150 | 1540.8739 | 858 | 1354.4554 | 0 | 0 | 36.4184 | 0 | 0 | 150 | 1540.8739 | 858 | 1425.7426 | 685.1665 | 0 | 0 | 0 | 0 | 0 | 2110.9091 | 858 | 1425.7426 | 685.1665 | 0 | 0 | 0 | 0 | 0 | 2110.9091 | 858 | 1425.7426 | 685.1665 | 0 | 0 | 0 | 0 | 0 | 2110.9091 | 858 | 1449.505 | 1370.333 | 0 | 0 | 0 | 0 | 0 | 0 | 0 | 2819.8379 | 858 | 1449.505 | 1370.333 | 0 | 17 | 0 | 0 | 0 | 0 | 0 | 2836.8379 | 858 | 1449.505 | 1370.333 | 0 | 0 | 0 | 0 | 0 | 0 | 0 | 2819.8379
861 | 94.8028 | 94.8028 | 94.8028 | 85.3627 | 85.3627 | 85.3627 | 40.3701 | 43.4142 | 43.2861 | 861 | 1376.9783 | 1376.9783 | 1376.9783 | 2043.1569 | 2043.1569 | 2043.1569 | 1827.1443 | 1827.1443 | 1969.8505 | 859 | 1307.4257 | 0 | 0 | 35.6981 | 0 | 0 | 150 | 1493.1238 |  | 859 | 1307.4257 | 0 | 0 | 35.6981 | 0 | 0 | 150 | 1493.1238 | 859 | 1307.4257 | 0 | 0 | 35.6981 | 0 | 0 | 150 | 1493.1238 | 859 | 1376.2376 | 682.1393 | 0 | 0 | 0 | 0 | 0 | 2058.3769 | 859 | 1376.2376 | 682.1393 | 0 | 0 | 0 | 0 | 0 | 2058.3769 | 859 | 1376.2376 | 682.1393 | 0 | 0 | 0 | 0 | 0 | 2058.3769 | 859 | 1399.1749 | 1364.2785 | 0 | 0 | 0 | 0 | 0 | 0 | 0 | 2763.4534 | 859 | 1399.1749 | 1364.2785 | 0 | 17 | 0 | 0 | 0 | 0 | 0 | 2780.4534 | 859 | 1399.1749 | 1364.2785 | 0 | 0 | 0 | 0 | 0 | 0 | 0 | 2763.4534
862 | 92.0772 | 92.0772 | 92.0772 | 63.356 | 64.3428 | 64.3428 | 40.3701 | 43.4142 | 43.2861 | 862 | 1290.3619 | 1290.3619 | 1290.3619 | 1977.9251 | 1977.9251 | 1977.9251 | 1768.3815 | 1712.211 | 1712.211 | 860 | 1062.8713 | 0 | 0 | 150 | 0 | 0 | 231.392 | 1444.2633 |  | 860 | 1062.8713 | 0 | 0 | 150 | 0 | 0 | 231.392 | 1444.2633 | 860 | 1062.8713 | 0 | 0 | 150 | 0 | 0 | 231.392 | 1444.2633 | 860 | 1118.8119 | 659.9395 | 0 | 0 | 0 | 0 | 0 | 1778.7513 | 860 | 1118.8119 | 659.9395 | 0 | 0 | 0 | 0 | 0 | 1778.7513 | 860 | 1118.8119 | 659.9395 | 0 | 0 | 0 | 0 | 0 | 1778.7513 | 860 | 1137.4587 | 1319.8789 | 0 | 0 | 0 | 0 | 0 | 0 | 0 | 2457.3377 | 860 | 1137.4587 | 1319.8789 | 0 | 17 | 0 | 0 | 0 | 0 | 0 | 2474.3377 | 860 | 1137.4587 | 1319.8789 | 0 | 0 | 0 | 0 | 0 | 0 | 0 | 2457.3377
863 | 86.7998 | 86.7998 | 86.7998 | 63.356 | 63.3963 | 64.3428 | 40.3701 | 43.4142 | 43.2861 | 863 | 1629.4663 | 1629.4663 | 1474.3141 | 1911.4894 | 1911.4894 | 1911.4894 | 1637.0623 | 1637.0623 | 1637.0623 | 861 | 931.1881 | 0 | 0 | 150 | 0 | 0 | 279.7902 | 1360.9783 |  | 861 | 931.1881 | 0 | 0 | 150 | 0 | 0 | 279.7902 | 1360.9783 | 861 | 931.1881 | 0 | 0 | 150 | 0 | 0 | 279.7902 | 1360.9783 | 861 | 980.198 | 628.6579 | 0 | 0 | 0 | 0 | 0 | 1608.8559 | 861 | 980.198 | 628.6579 | 0 | 0 | 0 | 0 | 0 | 1608.8559 | 861 | 980.198 | 628.6579 | 0 | 0 | 0 | 0 | 0 | 1608.8559 | 861 | 996.5347 | 1257.3158 | 0 | 0 | 0 | 0 | 0 | 0 | 0 | 2253.8505 | 861 | 996.5347 | 1257.3158 | 0 | 17 | 0 | 0 | 0 | 0 | 0 | 2270.8505 | 861 | 996.5347 | 1257.3158 | 0 | 0 | 0 | 0 | 0 | 0 | 0 | 2253.8505
864 | 84.9327 | 84.9327 | 84.9327 | 63.356 | 64.3428 | 64.3428 | 40.3701 | 43.4142 | 43.2861 | 864 | 1588.3791 | 1588.3791 | 1588.3791 | 1863.2909 | 1863.2909 | 1863.2909 | 2107.6569 | 2107.6569 | 2107.6569 | 862 | 799.505 | 0 | 0 | 150 | 0 | 0 | 150 | 1099.505 |  | 862 | 799.505 | 0 | 0 | 150 | 0 | 0 | 150 | 1099.505 | 862 | 799.505 | 0 | 0 | 150 | 0 | 0 | 150 | 1099.505 | 862 | 841.5842 | 598.3855 | 0 | 0 | 0 | 0 | 0 | 1439.9696 | 862 | 841.5842 | 598.3855 | 0 | 0 | 0 | 0 | 0 | 1439.9696 | 862 | 841.5842 | 598.3855 | 0 | 0 | 0 | 0 | 0 | 1439.9696 | 862 | 855.6106 | 1196.7709 | 0 | 0 | 0 | 0 | 0 | 0 | 0 | 2052.3815 | 862 | 855.6106 | 1196.7709 | 0 | 17 | 0 | 0 | 0 | 0 | 0 | 2069.3815 | 862 | 855.6106 | 1196.7709 | 0 | 0 | 0 | 0 | 0 | 0 | 0 | 2052.3815
865 | 84.5534 | 84.5534 | 84.5534 | 67.9604 | 67.9604 | 67.9604 | 40.3701 | 43.4142 | 43.2861 | 865 | 1575.0535 | 1575.0535 | 1575.0535 | 1847.6589 | 1847.6589 | 1847.6589 | 1564.8607 | 2033.4712 | 2089.9748 | 863 | 855.9406 | 0 | 0 | 0 | 0 | 0 | 150 | 1005.9406 |  | 863 | 855.9406 | 0 | 0 | 0 | 0 | 0 | 150 | 1005.9406 | 863 | 855.9406 | 0 | 0 | 0 | 0 | 0 | 150 | 1005.9406 | 863 | 900.9901 | 571.1403 | 0 | 0 | 0 | 0 | 0 | 1472.1304 | 863 | 900.9901 | 571.1403 | 0 | 0 | 0 | 0 | 0 | 1472.1304 | 863 | 900.9901 | 571.1403 | 0 | 0 | 0 | 0 | 0 | 1472.1304 | 863 | 916.0066 | 1142.2805 | 0 | 0 | 0 | 0 | 0 | 0 | 0 | 2058.2871 | 863 | 916.0066 | 1142.2805 | 0 | 17 | 0 | 0 | 0 | 0 | 0 | 2075.2871 | 863 | 916.0066 | 1142.2805 | 0 | 0 | 0 | 0 | 0 | 0 | 0 | 2058.2871
866 | 84.5534 | 84.5534 | 84.5534 | 85.3627 | 85.3627 | 85.3627 | 40.3701 | 43.4142 | 43.2861 | 866 | 1561.7279 | 1561.7279 | 1561.7279 | 1587.1024 | 1587.1024 | 1587.1024 | 2012.62 | 1547.1786 | 1547.1786 | 864 | 912.3762 | 0 | 0 | 0 | 0 | 0 | 150 | 1062.3762 |  | 864 | 912.3762 | 0 | 0 | 0 | 0 | 0 | 150 | 1062.3762 | 864 | 912.3762 | 0 | 0 | 0 | 0 | 0 | 150 | 1062.3762 | 864 | 960.396 | 540.8678 | 0 | 0 | 0 | 0 | 0 | 1501.2638 | 864 | 960.396 | 540.8678 | 0 | 0 | 0 | 0 | 0 | 1501.2638 | 864 | 960.396 | 540.8678 | 0 | 0 | 0 | 0 | 0 | 1501.2638 | 864 | 976.4026 | 1081.7356 | 0 | 0 | 0 | 0 | 0 | 0 | 0 | 2058.1383 | 864 | 976.4026 | 1081.7356 | 0 | 17 | 0 | 0 | 0 | 0 | 0 | 2075.1383 | 864 | 976.4026 | 1081.7356 | 0 | 0 | 0 | 0 | 0 | 0 | 0 | 2058.1383
867 | 84.7706 | 84.7706 | 84.7706 | 85.3627 | 85.3627 | 85.3627 | 40.3701 | 43.4142 | 43.2861 | 867 | 1553.9546 | 1553.9546 | 1553.9546 | 1559.1927 | 1559.1927 | 1559.1927 | 2061.9783 | 1588.029 | 2061.9783 | 865 | 959.4059 | 0 | 0 | 0 | 0 | 0 | 150 | 1109.4059 |  | 865 | 959.4059 | 0 | 0 | 0 | 0 | 0 | 150 | 1109.4059 | 865 | 959.4059 | 0 | 0 | 0 | 0 | 0 | 150 | 1109.4059 | 865 | 1009.901 | 511.6044 | 0 | 0 | 0 | 0 | 0 | 1521.5054 | 865 | 1009.901 | 511.6044 | 0 | 0 | 0 | 0 | 0 | 1521.5054 | 865 | 1009.901 | 511.6044 | 0 | 0 | 0 | 0 | 0 | 1521.5054 | 865 | 1026.7327 | 1023.2089 | 0 | 0 | 0 | 0 | 0 | 0 | 0 | 2049.9416 | 865 | 1026.7327 | 1023.2089 | 0 | 17 | 0 | 0 | 0 | 0 | 0 | 2066.9416 | 865 | 1026.7327 | 1023.2089 | 0 | 0 | 0 | 0 | 0 | 0 | 0 | 2049.9416
868 | 85.9248 | 85.9248 | 85.9248 | 85.3627 | 85.3627 | 85.3627 | 40.3701 | 43.4142 | 43.2861 | 868 | 1573.943 | 1573.943 | 1573.943 | 1468.8249 | 1468.8249 | 1468.8249 | 2033.8611 | 2033.8611 | 1563.3872 | 866 | 1062.8713 | 0 | 0 | 0 | 0 | 0 | 150 | 1212.8713 |  | 866 | 1062.8713 | 0 | 0 | 0 | 0 | 0 | 150 | 1212.8713 | 866 | 1062.8713 | 0 | 0 | 0 | 0 | 0 | 150 | 1212.8713 | 866 | 1118.8119 | 496.4682 | 0 | 0 | 0 | 0 | 0 | 1615.2801 | 866 | 1118.8119 | 496.4682 | 0 | 0 | 0 | 0 | 0 | 1615.2801 | 866 | 1118.8119 | 496.4682 | 0 | 0 | 0 | 0 | 0 | 1615.2801 | 866 | 1137.4587 | 992.9364 | 0 | 0 | 0 | 0 | 0 | 0 | 0 | 2130.3952 | 866 | 1137.4587 | 992.9364 | 0 | 17 | 0 | 0 | 0 | 0 | 0 | 2147.3952 | 866 | 1137.4587 | 992.9364 | 0 | 0 | 0 | 0 | 0 | 0 | 0 | 2130.3952
869 | 86.7998 | 86.7998 | 86.7998 | 85.3627 | 85.3627 | 85.3627 | 40.3701 | 43.4142 | 43.2861 | 869 | 1473.4257 | 1473.4257 | 1473.4257 | 1653.2871 | 1653.2871 | 1653.2871 | 1626.7478 | 1737.2738 | 1737.2738 | 867 | 1269.802 | 0 | 0 | 0 | 0 | 0 | 150 | 1419.802 |  | 867 | 1269.802 | 0 | 0 | 0 | 0 | 0 | 150 | 1419.802 | 867 | 1269.802 | 0 | 0 | 0 | 0 | 0 | 150 | 1419.802 | 867 | 1336.6337 | 506.559 | 0 | 0 | 0 | 0 | 0 | 1843.1927 | 867 | 1336.6337 | 506.559 | 0 | 0 | 0 | 0 | 0 | 1843.1927 | 867 | 1336.6337 | 506.559 | 0 | 0 | 0 | 0 | 0 | 1843.1927 | 867 | 1358.9109 | 1013.1181 | 0 | 0 | 0 | 0 | 0 | 0 | 0 | 2372.029 | 867 | 1358.9109 | 1013.1181 | 0 | 17 | 0 | 0 | 0 | 0 | 0 | 2389.029 | 867 | 1358.9109 | 1013.1181 | 0 | 0 | 0 | 0 | 0 | 0 | 0 | 2372.029
870 | 90.7143 | 90.7143 | 90.7143 | 90.7143 | 90.7143 | 90.7143 | 40.3701 | 43.4142 | 43.2861 | 870 | 1292.5829 | 1292.5829 | 1292.5829 | 1516.2991 | 1516.2991 | 1516.2991 | 1953.2586 | 1715.158 | 1715.158 | 868 | 1147.5248 | 0 | 0 | 0 | 0 | 0 | 150 | 1297.5248 |  | 868 | 1147.5248 | 0 | 0 | 0 | 0 | 0 | 150 | 1297.5248 | 868 | 1147.5248 | 0 | 0 | 0 | 0 | 0 | 150 | 1297.5248 | 868 | 1207.9208 | 544.9041 | 0 | 0 | 0 | 0 | 0 | 1752.8249 | 868 | 1207.9208 | 544.9041 | 0 | 0 | 0 | 0 | 0 | 1752.8249 | 868 | 1207.9208 | 544.9041 | 0 | 0 | 0 | 0 | 0 | 1752.8249 | 868 | 1228.0528 | 1089.8083 | 0 | 0 | 0 | 0 | 0 | 0 | 0 | 2317.8611 | 868 | 1228.0528 | 1089.8083 | 0 | 17 | 0 | 0 | 0 | 0 | 0 | 2334.8611 | 868 | 1228.0528 | 1089.8083 | 0 | 0 | 0 | 0 | 0 | 0 | 0 | 2317.8611
871 | 90.7143 | 90.7143 | 90.7143 | 93.4452 | 93.4452 | 93.4452 | 40.3701 | 43.4142 | 43.2861 | 871 | 1349.2166 | 1349.2166 | 1349.2166 | 1582.7349 | 1582.7349 | 1582.7349 | 1790.3067 | 1790.3067 | 1879.0101 | 869 | 1307.4257 | 0 | 0 | 0 | 0 | 0 | 150 | 1457.4257 |  | 869 | 1307.4257 | 0 | 0 | 0 | 0 | 0 | 150 | 1457.4257 | 869 | 1307.4257 | 0 | 0 | 0 | 0 | 0 | 150 | 1457.4257 | 869 | 1376.2376 | 561.0494 | 0 | 0 | 0 | 0 | 0 | 1937.2871 | 869 | 1376.2376 | 561.0494 | 0 | 0 | 0 | 0 | 0 | 1937.2871 | 869 | 1376.2376 | 561.0494 | 0 | 0 | 0 | 0 | 0 | 1937.2871 | 869 | 1399.1749 | 1122.0989 | 0 | 0 | 0 | 0 | 0 | 0 | 0 | 2521.2738 | 869 | 1399.1749 | 1122.0989 | 0 | 17 | 0 | 0 | 0 | 0 | 0 | 2538.2738 | 869 | 1399.1749 | 1122.0989 | 0 | 0 | 0 | 0 | 0 | 0 | 0 | 2521.2738
872 | 89.8948 | 89.8948 | 89.8948 | 92.7315 | 92.7315 | 92.7315 | 40.3701 | 43.4142 | 43.2861 | 872 | 1432.5016 | 1432.5016 | 1432.5016 | 1680.4346 | 1680.4346 | 1680.4346 | 1913.4904 | 1900.8195 | 1900.8195 | 870 | 1100.495 | 0 | 0 | 26.0878 | 0 | 0 | 150 | 1276.5829 |  | 870 | 1100.495 | 0 | 0 | 26.0878 | 0 | 0 | 150 | 1276.5829 | 870 | 1100.495 | 0 | 0 | 26.0878 | 0 | 0 | 150 | 1276.5829 | 870 | 1158.4158 | 529.7679 | 0 | 112.1154 | 0 | 0 | 0 | 1800.2991 | 870 | 1158.4158 | 529.7679 | 0 | 112.1154 | 0 | 0 | 0 | 1800.2991 | 870 | 1158.4158 | 529.7679 | 0 | 112.1154 | 0 | 0 | 0 | 1800.2991 | 870 | 1177.7228 | 1059.5358 | 0 | 0 | 0 | 0 | 0 | 0 | 0 | 2237.2586 | 870 | 1177.7228 | 1059.5358 | 0 | 17 | 0 | 0 | 0 | 0 | 0 | 2254.2586 | 870 | 1177.7228 | 1059.5358 | 0 | 0 | 0 | 0 | 0 | 0 | 0 | 2237.2586
873 | 87.242 | 87.242 | 87.242 | 92.2739 | 92.2739 | 92.2739 | 89.7563 | 88.8384 | 88.8384 | 873 | 1474.6993 | 1474.6993 | 1474.6993 | 1729.9358 | 1729.9358 | 1729.9358 | 1956.8126 | 1956.8126 | 1956.8126 | 871 | 1156.9307 | 0 | 0 | 26.2859 | 0 | 0 | 150 | 1333.2166 |  | 871 | 1156.9307 | 0 | 0 | 26.2859 | 0 | 0 | 150 | 1333.2166 | 871 | 1156.9307 | 0 | 0 | 26.2859 | 0 | 0 | 150 | 1333.2166 | 871 | 1217.8218 | 498.4864 | 0 | 150 | 0 | 0 | 0 | 1866.3082 | 871 | 1217.8218 | 498.4864 | 0 | 150 | 0 | 0 | 0 | 1866.3082 | 871 | 1217.8218 | 498.4864 | 0 | 150 | 0 | 0 | 0 | 1866.3082 | 871 | 1238.1188 | 996.9728 | 0 | 0 | 0 | 0 | 0 | 0 | 0 | 2235.0916 | 871 | 1238.1188 | 996.9728 | 0 | 17 | 0 | 0 | 0 | 0 | 0 | 2252.0916 | 871 | 1238.1188 | 996.9728 | 0 | 0 | 0 | 0 | 0 | 0 | 0 | 2235.0916
874 | 85.454 | 85.454 | 85.454 | 89.6732 | 89.6732 | 89.6732 | 77.9985 | 77.9985 | 77.9985 | 874 | 1865.9957 | 1865.9957 | 1865.9957 | 1724.7251 | 1724.7251 | 1724.7251 | 1950.9186 | 1950.9186 | 1950.9186 | 872 | 1185.1485 | 0 | 5.0859 | 0 | 0 | 0 | 150 | 1340.2344 |  | 872 | 1185.1485 | 0 | 5.0859 | 0 | 0 | 0 | 150 | 1340.2344 | 872 | 1185.1485 | 0 | 5.0859 | 0 | 0 | 0 | 150 | 1340.2344 | 872 | 1247.5248 | 461.1504 | 5.4983 | 150 | 0 | 0 | 0 | 1864.1734 | 872 | 1247.5248 | 461.1504 | 5.4983 | 150 | 0 | 0 | 0 | 1864.1734 | 872 | 1247.5248 | 461.1504 | 5.4983 | 150 | 0 | 0 | 0 | 1864.1734 | 872 | 1268.3168 | 922.3007 | 6.8729 | 0 | 0 | 0 | 0 | 0 | 0 | 2197.4904 | 872 | 1268.3168 | 922.3007 | 6.8729 | 17 | 0 | 0 | 0 | 0 | 0 | 2214.4904 | 872 | 1268.3168 | 922.3007 | 6.8729 | 0 | 0 | 0 | 0 | 0 | 0 | 2197.4904
875 | 84.1725 | 84.1725 | 84.1725 | 89.2194 | 89.2194 | 89.2194 | 71.1733 | 71.1733 | 71.1733 | 875 | 1847.1178 | 1847.1178 | 1847.1178 | 1702.5799 | 1702.5799 | 1702.5799 | 1925.869 | 1925.869 | 1925.869 | 873 | 1006.4356 | 0 | 15.2577 | 0 | 0 | 0 | 150 | 1171.6934 |  | 873 | 1006.4356 | 0 | 15.2577 | 0 | 0 | 0 | 150 | 1171.6934 | 873 | 1006.4356 | 0 | 15.2577 | 0 | 0 | 0 | 150 | 1171.6934 | 873 | 1059.4059 | 398.5873 | 16.4948 | 150 | 0 | 0 | 0 | 1624.4881 | 873 | 1059.4059 | 398.5873 | 16.4948 | 150 | 0 | 0 | 0 | 1624.4881 | 873 | 1059.4059 | 398.5873 | 16.4948 | 150 | 0 | 0 | 0 | 1624.4881 | 873 | 1077.0627 | 797.1746 | 20.6186 | 0 | 0 | 0 | 0 | 0 | 0 | 1894.8558 | 873 | 1077.0627 | 797.1746 | 20.6186 | 66 | 0 | 0 | 0 | 0 | 0 | 1960.8558 | 873 | 1077.0627 | 797.1746 | 20.6186 | 0 | 0 | 0 | 0 | 0 | 0 | 1894.8558
876 | 84.9697 | 84.9697 | 84.9697 | 90.8178 | 90.8178 | 90.8178 | 89.013 | 88.8384 | 88.8384 | 876 | 1836.0131 | 1836.0131 | 1836.0131 | 1689.5532 | 1689.5532 | 1689.5532 | 1911.134 | 1911.134 | 1911.134 | 874 | 921.7822 | 0 | 20.3436 | 0 | 0 | 0 | 150 | 1092.1258 |  | 874 | 921.7822 | 0 | 20.3436 | 0 | 0 | 0 | 150 | 1092.1258 | 874 | 921.7822 | 0 | 20.3436 | 0 | 0 | 0 | 150 | 1092.1258 | 874 | 970.297 | 318.8698 | 21.9931 | 0 | 0 | 0 | 0 | 1311.16 | 874 | 970.297 | 318.8698 | 21.9931 | 0 | 0 | 0 | 0 | 1311.16 | 874 | 970.297 | 318.8698 | 21.9931 | 0 | 0 | 0 | 0 | 1311.16 | 874 | 986.4686 | 637.7397 | 27.4914 | 0 | 0 | 0 | 0 | 0 | 0 | 1651.6997 | 874 | 986.4686 | 637.7397 | 27.4914 | 42 | 0 | 0 | 0 | 0 | 0 | 1693.6997 | 874 | 986.4686 | 637.7397 | 27.4914 | 0 | 0 | 0 | 0 | 0 | 0 | 1651.6997
877 | 86.0862 | 86.0862 | 86.0862 | 92.2739 | 92.2739 | 92.2739 | 89.9937 | 89.5713 | 89.5713 | 877 | 1817.1352 | 1817.1352 | 1817.1352 | 1667.408 | 1667.408 | 1667.408 | 1886.0844 | 1886.0844 | 1886.0844 | 875 | 771.2871 | 0 | 25.4296 | 0 | 0 | 0 | 150 | 946.7167 |  | 875 | 771.2871 | 0 | 25.4296 | 0 | 0 | 0 | 150 | 946.7167 | 875 | 771.2871 | 0 | 25.4296 | 0 | 0 | 0 | 150 | 946.7167 | 875 | 811.8812 | 291.6246 | 27.4914 | 0 | 0 | 0 | 0 | 1130.9972 | 875 | 811.8812 | 291.6246 | 27.4914 | 0 | 0 | 0 | 0 | 1130.9972 | 875 | 811.8812 | 291.6246 | 27.4914 | 0 | 0 | 0 | 0 | 1130.9972 | 875 | 825.4125 | 583.2492 | 34.3643 | 0 | 0 | 0 | 0 | 0 | 0 | 1443.026 | 875 | 825.4125 | 583.2492 | 34.3643 | 42 | 0 | 0 | 0 | 0 | 0 | 1485.026 | 875 | 825.4125 | 583.2492 | 34.3643 | 0 | 0 | 0 | 0 | 0 | 0 | 1443.026
878 | 87.2453 | 87.2453 | 87.2453 | 93.8365 | 93.4452 | 93.4452 | 92.2298 | 91.8882 | 91.8882 | 878 | 1406.9609 | 1406.9609 | 1406.9609 | 1650.4734 | 1650.4734 | 1650.4734 | 1866.9289 | 1866.9289 | 1866.9289 | 876 | 564.3564 | 0 | 20.3436 | 0 | 0 | 0 | 150 | 734.7001 |  | 876 | 564.3564 | 0 | 20.3436 | 0 | 0 | 0 | 150 | 734.7001 | 876 | 564.3564 | 0 | 20.3436 | 0 | 0 | 0 | 150 | 734.7001 | 876 | 594.0594 | 280.5247 | 21.9931 | 150 | 0 | 0 | 0 | 1046.5773 | 876 | 594.0594 | 280.5247 | 21.9931 | 150 | 0 | 0 | 0 | 1046.5773 | 876 | 594.0594 | 280.5247 | 21.9931 | 150 | 0 | 0 | 0 | 1046.5773 | 876 | 603.9604 | 561.0494 | 27.4914 | 0 | 0 | 0 | 0 | 0 | 0 | 1192.5012 | 876 | 603.9604 | 561.0494 | 27.4914 | 66 | 0 | 0 | 0 | 0 | 0 | 1258.5012 | 876 | 603.9604 | 561.0494 | 27.4914 | 0 | 0 | 0 | 0 | 0 | 0 | 1192.5012
879 | 94.2683 | 94.2683 | 94.2683 | 93.8399 | 93.4452 | 93.4452 | 93.8414 | 92.3854 | 92.6968 | 879 | 1411.4028 | 1411.4028 | 1411.4028 | 1655.684 | 1655.684 | 1655.684 | 1872.8229 | 1872.8229 | 1872.8229 | 877 | 395.0495 | 0 | 10.1718 | 0 | 0 | 0 | 150 | 555.2213 |  | 877 | 395.0495 | 0 | 10.1718 | 0 | 0 | 0 | 150 | 555.2213 | 877 | 395.0495 | 0 | 10.1718 | 0 | 0 | 0 | 150 | 555.2213 | 877 | 415.8416 | 276.4884 | 10.9966 | 150 | 0 | 0 | 0 | 853.3265 | 877 | 415.8416 | 276.4884 | 10.9966 | 150 | 0 | 0 | 0 | 853.3265 | 877 | 415.8416 | 276.4884 | 10.9966 | 150 | 0 | 0 | 0 | 853.3265 | 877 | 422.7723 | 552.9768 | 13.7457 | 0 | 0 | 0 | 0 | 0 | 0 | 989.4948 | 877 | 422.7723 | 552.9768 | 13.7457 | 66 | 0 | 0 | 0 | 0 | 0 | 1055.4948 | 877 | 422.7723 | 552.9768 | 13.7457 | 0 | 0 | 0 | 0 | 0 | 0 | 989.4948
880 | 96.5524 | 96.5524 | 96.5524 | 93.8873 | 93.8873 | 93.8873 | 93.8414 | 92.3854 | 93.1281 | 880 | 1480.2517 | 1480.2517 | 1480.2517 | 1736.4491 | 1736.4491 | 1736.4491 | 1964.1801 | 1964.1801 | 1964.1801 | 878 | 357.4257 | 0 | 5.0859 | 0 | 0 | 0 | 150 | 512.5117 |  | 878 | 357.4257 | 0 | 5.0859 | 0 | 0 | 0 | 150 | 512.5117 | 878 | 357.4257 | 0 | 5.0859 | 0 | 0 | 0 | 150 | 512.5117 | 878 | 376.2376 | 277.4975 | 5.4983 | 150 | 0 | 0 | 0 | 809.2334 | 878 | 376.2376 | 277.4975 | 5.4983 | 150 | 0 | 0 | 0 | 809.2334 | 878 | 376.2376 | 277.4975 | 5.4983 | 150 | 0 | 0 | 0 | 809.2334 | 878 | 382.5083 | 554.995 | 6.8729 | 150 | 0 | 0 | 0 | 0 | 0 | 1094.3761 | 878 | 382.5083 | 554.995 | 6.8729 | 66 | 0 | 0 | 0 | 0 | 0 | 1010.3761 | 878 | 382.5083 | 554.995 | 6.8729 | 150 | 0 | 0 | 0 | 0 | 0 | 1094.3761
881 | 97.6742 | 97.6742 | 97.6742 | 93.8873 | 93.8873 | 97.8788 | 93.8414 | 92.3854 | 94.6016 | 881 | 1510.2343 | 1510.2343 | 1510.2343 | 1771.621 | 1771.621 | 1771.621 | 2003.9647 | 2003.9647 | 2003.9647 | 879 | 385.6436 | 0 | 0 | 150 | 0 | 0 | 150 | 685.6436 |  | 879 | 385.6436 | 0 | 0 | 150 | 0 | 0 | 150 | 685.6436 | 879 | 385.6436 | 0 | 0 | 150 | 0 | 0 | 150 | 685.6436 | 879 | 405.9406 | 288.5974 | 0 | 150 | 0 | 0 | 0 | 844.538 | 879 | 405.9406 | 288.5974 | 0 | 150 | 0 | 0 | 0 | 844.538 | 879 | 405.9406 | 288.5974 | 0 | 150 | 0 | 0 | 0 | 844.538 | 879 | 412.7063 | 577.1948 | 0 | 150 | 0 | 0 | 0 | 0 | 0 | 1139.901 | 879 | 412.7063 | 577.1948 | 0 | 66 | 0 | 0 | 0 | 0 | 0 | 1055.901 | 879 | 412.7063 | 577.1948 | 0 | 150 | 0 | 0 | 0 | 0 | 0 | 1139.901
882 | 94.8028 | 94.8028 | 94.8028 | 93.8873 | 93.8873 | 93.8873 | 93.8414 | 92.3854 | 94.4396 | 882 | 1489.1354 | 1489.1354 | 1489.1354 | 1746.8704 | 1746.8704 | 1746.8704 | 1975.9681 | 1975.9681 | 1975.9681 | 880 | 376.2376 | 0 | 0 | 150 | 0 | 0 | 300 | 826.2376 |  | 880 | 376.2376 | 0 | 0 | 150 | 0 | 0 | 300 | 826.2376 | 880 | 376.2376 | 0 | 0 | 150 | 0 | 0 | 300 | 826.2376 | 880 | 396.0396 | 287.5883 | 0 | 150 | 0 | 0 | 0 | 833.6279 | 880 | 396.0396 | 287.5883 | 0 | 150 | 0 | 0 | 0 | 833.6279 | 880 | 396.0396 | 287.5883 | 0 | 150 | 0 | 0 | 0 | 833.6279 | 880 | 402.6403 | 575.1766 | 0 | 150 | 0 | 0 | 0 | 0 | 0 | 1127.8169 | 880 | 402.6403 | 575.1766 | 0 | 66 | 0 | 0 | 0 | 0 | 0 | 1043.8169 | 880 | 402.6403 | 575.1766 | 0 | 150 | 0 | 0 | 0 | 0 | 0 | 1127.8169
883 | 87.1946 | 87.1946 | 87.1946 | 93.8399 | 93.4452 | 93.4452 | 93.8414 | 92.3854 | 92.6968 | 883 | 1441.3854 | 1441.3854 | 1441.3854 | 1690.8559 | 1690.8559 | 1690.8559 | 1912.6075 | 1912.6075 | 1912.6075 | 881 | 413.8614 | 0 | 0 | 150 | 0 | 0 | 300 | 863.8614 |  | 881 | 413.8614 | 0 | 0 | 150 | 0 | 0 | 300 | 863.8614 | 881 | 413.8614 | 0 | 0 | 150 | 0 | 0 | 300 | 863.8614 | 881 | 435.6436 | 272.4521 | 0 | 150 | 0 | 0 | 0 | 858.0956 | 881 | 435.6436 | 272.4521 | 0 | 150 | 0 | 0 | 0 | 858.0956 | 881 | 435.6436 | 272.4521 | 0 | 150 | 0 | 0 | 0 | 858.0956 | 881 | 442.9043 | 544.9041 | 0 | 150 | 0 | 0 | 0 | 0 | 0 | 1137.8084 | 881 | 442.9043 | 544.9041 | 0 | 66 | 0 | 0 | 0 | 0 | 0 | 1053.8084 | 881 | 442.9043 | 544.9041 | 0 | 150 | 0 | 0 | 0 | 0 | 0 | 1137.8084
884 | 87.1912 | 87.1912 | 87.1912 | 93.4452 | 93.4452 | 93.4452 | 92.0973 | 91.5815 | 91.5815 | 884 | 1379.1992 | 1379.1992 | 1379.1992 | 1617.9068 | 1617.9068 | 1617.9068 | 1830.0913 | 1830.0913 | 1830.0913 | 882 | 470.297 | 0 | 0 | 150 | 0 | 0 | 213.3124 | 833.6094 |  | 882 | 470.297 | 0 | 0 | 150 | 0 | 0 | 213.3124 | 833.6094 | 882 | 470.297 | 0 | 0 | 150 | 0 | 0 | 213.3124 | 833.6094 | 882 | 495.0495 | 263.3703 | 0 | 150 | 0 | 0 | 0 | 908.4198 | 882 | 495.0495 | 263.3703 | 0 | 150 | 0 | 0 | 0 | 908.4198 | 882 | 495.0495 | 263.3703 | 0 | 150 | 0 | 0 | 0 | 908.4198 | 882 | 503.3003 | 526.7407 | 0 | 150 | 0 | 0 | 0 | 0 | 0 | 1180.041 | 882 | 503.3003 | 526.7407 | 0 | 66 | 0 | 0 | 0 | 0 | 0 | 1096.041 | 882 | 503.3003 | 526.7407 | 0 | 150 | 0 | 0 | 0 | 0 | 0 | 1180.041
885 | 85.9248 | 85.9248 | 85.9248 | 91.6706 | 91.6706 | 91.6706 | 89.7563 | 89.2689 | 89.2689 | 885 | 1696.0943 | 1696.0943 | 1696.0943 | 1525.4178 | 1525.4178 | 1525.4178 | 1725.4725 | 1725.4725 | 1725.4725 | 883 | 536.1386 | 0 | 0 | 0 | 0 | 0 | 150 | 686.1386 |  | 883 | 536.1386 | 0 | 0 | 0 | 0 | 0 | 150 | 686.1386 | 883 | 536.1386 | 0 | 0 | 0 | 0 | 0 | 150 | 686.1386 | 883 | 564.3564 | 272.4521 | 0 | 150 | 0 | 0 | 0 | 986.8085 | 883 | 564.3564 | 272.4521 | 0 | 150 | 0 | 0 | 0 | 986.8085 | 883 | 564.3564 | 272.4521 | 0 | 150 | 0 | 0 | 0 | 986.8085 | 883 | 573.7624 | 544.9041 | 0 | 150 | 0 | 0 | 0 | 0 | 0 | 1268.6665 | 883 | 573.7624 | 544.9041 | 0 | 66 | 0 | 0 | 0 | 0 | 0 | 1184.6665 | 883 | 573.7624 | 544.9041 | 0 | 150 | 0 | 0 | 0 | 0 | 0 | 1268.6665
886 | 84.704 | 84.704 | 84.704 | 89.6732 | 89.6732 | 89.6732 | 88.9515 | 88.8384 | 88.8384 | 886 | 1636.1291 | 1636.1291 | 1636.1291 | 1455.074 | 1455.074 | 1455.074 | 1645.9034 | 1645.9034 | 1645.9034 | 884 | 489.1089 | 0 | 0 | 0 | 0 | 0 | 150 | 639.1089 |  | 884 | 489.1089 | 0 | 0 | 0 | 0 | 0 | 150 | 639.1089 | 884 | 489.1089 | 0 | 0 | 0 | 0 | 0 | 150 | 639.1089 | 884 | 514.8515 | 281.5338 | 0 | 150 | 0 | 0 | 0 | 946.3853 | 884 | 514.8515 | 281.5338 | 0 | 150 | 0 | 0 | 0 | 946.3853 | 884 | 514.8515 | 281.5338 | 0 | 150 | 0 | 0 | 0 | 946.3853 | 884 | 523.4323 | 563.0676 | 0 | 150 | 0 | 0 | 0 | 0 | 0 | 1236.5 | 884 | 523.4323 | 563.0676 | 0 | 66 | 0 | 0 | 0 | 0 | 0 | 1152.5 | 884 | 523.4323 | 563.0676 | 0 | 150 | 0 | 0 | 0 | 0 | 0 | 1236.5
887 | 82.4284 | 82.4284 | 82.4284 | 88.2171 | 88.2171 | 88.2171 | 61.8835 | 61.8835 | 61.8835 | 887 | 1593.9314 | 1593.9314 | 1593.9314 | 1405.5728 | 1405.5728 | 1405.5728 | 1589.9102 | 1589.9102 | 1589.9102 | 885 | 470.297 | 0 | 0 | 0 | 0 | 0 | 150 | 620.297 |  | 885 | 470.297 | 0 | 0 | 0 | 0 | 0 | 150 | 620.297 | 885 | 470.297 | 0 | 0 | 0 | 0 | 0 | 150 | 620.297 | 885 | 495.0495 | 279.5156 | 0 | 150 | 0 | 0 | 0 | 924.5651 | 885 | 495.0495 | 279.5156 | 0 | 150 | 0 | 0 | 0 | 924.5651 | 885 | 495.0495 | 279.5156 | 0 | 150 | 0 | 0 | 0 | 924.5651 | 885 | 503.3003 | 559.0313 | 0 | 0 | 0 | 0 | 0 | 0 | 0 | 1062.3316 | 885 | 503.3003 | 559.0313 | 0 | 66 | 0 | 0 | 0 | 0 | 0 | 1128.3316 | 885 | 503.3003 | 559.0313 | 0 | 0 | 0 | 0 | 0 | 0 | 0 | 1062.3316
888 | 82.4284 | 82.4284 | 82.4284 | 86.5476 | 86.5476 | 86.5476 | 41.1465 | 43.4142 | 43.2861 | 888 | 1562.8384 | 1562.8384 | 1562.8384 | 1369.0983 | 1369.0983 | 1369.0983 | 1548.6521 | 2027.7457 | 2020.6041 | 886 | 432.6733 | 0 | 0 | 0 | 0 | 0 | 150 | 582.6733 |  | 886 | 432.6733 | 0 | 0 | 0 | 0 | 0 | 150 | 582.6733 | 886 | 432.6733 | 0 | 0 | 0 | 0 | 0 | 150 | 582.6733 | 886 | 455.4455 | 259.334 | 0 | 0 | 0 | 0 | 0 | 714.7796 | 886 | 455.4455 | 259.334 | 0 | 0 | 0 | 0 | 0 | 714.7796 | 886 | 455.4455 | 259.334 | 0 | 0 | 0 | 0 | 0 | 714.7796 | 886 | 463.0363 | 518.668 | 0 | 0 | 0 | 0 | 0 | 0 | 0 | 981.7043 | 886 | 463.0363 | 518.668 | 0 | 66 | 0 | 0 | 0 | 0 | 0 | 1047.7043 | 886 | 463.0363 | 518.668 | 0 | 0 | 0 | 0 | 0 | 0 | 0 | 981.7043
889 | 80.5408 | 80.6415 | 80.6415 | 85.3627 | 85.3627 | 85.3627 | 40.3701 | 41.5892 | 41.5892 | 889 | 1548.4023 | 1548.4023 | 1548.4023 | 1428.8391 | 1428.8391 | 1428.8391 | 2040.3187 | 2054.6107 | 2054.6107 | 887 | 395.0495 | 0 | 0 | 0 | 0 | 0 | 150 | 545.0495 |  | 887 | 395.0495 | 0 | 0 | 0 | 0 | 0 | 150 | 545.0495 | 887 | 395.0495 | 0 | 0 | 0 | 0 | 0 | 150 | 545.0495 | 887 | 415.8416 | 221.998 | 0 | 0 | 0 | 0 | 0 | 637.8396 | 887 | 415.8416 | 221.998 | 0 | 0 | 0 | 0 | 0 | 637.8396 | 887 | 415.8416 | 221.998 | 0 | 0 | 0 | 0 | 0 | 637.8396 | 887 | 422.7723 | 443.996 | 0 | 0 | 0 | 0 | 0 | 0 | 0 | 866.7682 | 887 | 422.7723 | 443.996 | 0 | 17 | 0 | 0 | 0 | 0 | 0 | 883.7682 | 887 | 422.7723 | 443.996 | 0 | 0 | 0 | 0 | 0 | 0 | 0 | 866.7682
890 | 79.6092 | 80.0874 | 80.0874 | 80.6249 | 80.6249 | 80.6249 | 32.4566 | 35.3428 | 35.3428 | 890 | 1545.0709 | 1545.0709 | 1545.0709 | 1812.487 | 1812.487 | 1812.487 | 2050.1902 | 2050.1902 | 2050.1902 | 888 | 404.4554 | 0 | 0 | 0 | 0 | 0 | 150 | 554.4554 |  | 888 | 404.4554 | 0 | 0 | 0 | 0 | 0 | 150 | 554.4554 | 888 | 404.4554 | 0 | 0 | 0 | 0 | 0 | 150 | 554.4554 | 888 | 425.7426 | 169.5257 | 0 | 0 | 0 | 0 | 0 | 595.2683 | 888 | 425.7426 | 169.5257 | 0 | 0 | 0 | 0 | 0 | 595.2683 | 888 | 425.7426 | 169.5257 | 0 | 0 | 0 | 0 | 0 | 595.2683 | 888 | 432.8383 | 339.0515 | 0 | 0 | 0 | 0 | 0 | 0 | 0 | 771.8897 | 888 | 432.8383 | 339.0515 | 0 | 17 | 0 | 0 | 0 | 0 | 0 | 788.8897 | 888 | 432.8383 | 339.0515 | 0 | 0 | 0 | 0 | 0 | 0 | 0 | 771.8897
891 | 79.9023 | 80.1183 | 80.1183 | 85.8147 | 85.8147 | 85.8147 | 40.3701 | 41.5892 | 41.5892 | 891 | 1539.5186 | 1539.5186 | 1539.5186 | 1341.7423 | 1341.7423 | 1341.7423 | 1920.3548 | 2042.8227 | 2042.8227 | 889 | 545.5446 | 0 | 0 | 0 | 0 | 0 | 150 | 695.5446 |  | 889 | 545.5446 | 0 | 0 | 0 | 0 | 0 | 150 | 695.5446 | 889 | 545.5446 | 0 | 0 | 0 | 0 | 0 | 150 | 695.5446 | 889 | 574.2574 | 113.0172 | 0 | 0 | 0 | 0 | 0 | 687.2746 | 889 | 574.2574 | 113.0172 | 0 | 0 | 0 | 0 | 0 | 687.2746 | 889 | 574.2574 | 113.0172 | 0 | 0 | 0 | 0 | 0 | 687.2746 | 889 | 583.8284 | 226.0343 | 0 | 0 | 0 | 0 | 0 | 0 | 0 | 809.8627 | 889 | 583.8284 | 226.0343 | 0 | 17 | 0 | 0 | 0 | 0 | 0 | 826.8627 | 889 | 583.8284 | 226.0343 | 0 | 0 | 0 | 0 | 0 | 0 | 0 | 809.8627
892 | 81.5331 | 81.5331 | 81.5331 | 86.5476 | 86.5476 | 86.5476 | 42.5402 | 43.4142 | 43.2861 | 892 | 1547.2918 | 1547.2918 | 1547.2918 | 1350.861 | 1350.861 | 1350.861 | 1528.0231 | 1873.7228 | 1873.7228 | 890 | 611.3861 | 0 | 0 | 0 | 0 | 0 | 150 | 761.3861 |  | 890 | 611.3861 | 0 | 0 | 0 | 0 | 0 | 150 | 761.3861 | 890 | 611.3861 | 0 | 0 | 0 | 0 | 0 | 150 | 761.3861 | 890 | 643.5644 | 67.6085 | 0 | 0 | 0 | 0 | 0 | 711.1728 | 890 | 643.5644 | 67.6085 | 0 | 0 | 0 | 0 | 0 | 711.1728 | 890 | 643.5644 | 67.6085 | 0 | 0 | 0 | 0 | 0 | 711.1728 | 890 | 654.2904 | 135.217 | 0 | 0 | 0 | 0 | 0 | 0 | 0 | 789.5074 | 890 | 654.2904 | 135.217 | 0 | 17 | 0 | 0 | 0 | 0 | 0 | 806.5074 | 890 | 654.2904 | 135.217 | 0 | 0 | 0 | 0 | 0 | 0 | 0 | 789.5074
893 | 81.7757 | 81.7757 | 81.7757 | 88.1784 | 88.1784 | 88.1784 | 57.3111 | 58.078 | 58.078 | 893 | 1585.0477 | 1585.0477 | 1585.0477 | 1395.1515 | 1395.1515 | 1395.1515 | 1578.1222 | 1578.1222 | 1578.1222 | 891 | 583.1683 | 0 | 0 | 0 | 0 | 0 | 150 | 733.1683 |  | 891 | 583.1683 | 0 | 0 | 0 | 0 | 0 | 150 | 733.1683 | 891 | 583.1683 | 0 | 0 | 0 | 0 | 0 | 150 | 733.1683 | 891 | 613.8614 | 51.4632 | 0 | 0 | 0 | 0 | 0 | 665.3246 | 891 | 613.8614 | 51.4632 | 0 | 0 | 0 | 0 | 0 | 665.3246 | 891 | 613.8614 | 51.4632 | 0 | 0 | 0 | 0 | 0 | 665.3246 | 891 | 624.0924 | 102.9263 | 0 | 0 | 0 | 0 | 0 | 0 | 0 | 727.0187 | 891 | 624.0924 | 102.9263 | 0 | 17 | 0 | 0 | 0 | 0 | 0 | 744.0187 | 891 | 624.0924 | 102.9263 | 0 | 0 | 0 | 0 | 0 | 0 | 0 | 727.0187
894 | 84.704 | 84.704 | 84.704 | 88.8646 | 88.8646 | 88.8646 | 57.3111 | 58.078 | 58.078 | 894 | 1638.3501 | 1638.3501 | 1638.3501 | 1457.6793 | 1457.6793 | 1457.6793 | 1648.8504 | 1648.8504 | 1648.8504 | 892 | 620.7921 | 0 | 0 | 0 | 0 | 0 | 150 | 770.7921 |  | 892 | 620.7921 | 0 | 0 | 0 | 0 | 0 | 150 | 770.7921 | 892 | 620.7921 | 0 | 0 | 0 | 0 | 0 | 150 | 770.7921 | 892 | 653.4653 | 72.6539 | 0 | 0 | 0 | 0 | 0 | 726.1192 | 892 | 653.4653 | 72.6539 | 0 | 0 | 0 | 0 | 0 | 726.1192 | 892 | 653.4653 | 72.6539 | 0 | 0 | 0 | 0 | 0 | 726.1192 | 892 | 664.3564 | 145.3078 | 0 | 0 | 0 | 0 | 0 | 0 | 0 | 809.6642 | 892 | 664.3564 | 145.3078 | 0 | 17 | 0 | 0 | 0 | 0 | 0 | 826.6642 | 892 | 664.3564 | 145.3078 | 0 | 0 | 0 | 0 | 0 | 0 | 0 | 809.6642
895 | 84.704 | 84.704 | 84.704 | 88.2171 | 88.2171 | 88.2171 | 57.3111 | 58.078 | 58.078 | 895 | 1680.5478 | 1680.5478 | 1680.5478 | 1507.1805 | 1507.1805 | 1507.1805 | 1704.8435 | 1704.8435 | 1704.8435 | 893 | 705.4455 | 0 | 0 | 0 | 0 | 0 | 150 | 855.4455 |  | 893 | 705.4455 | 0 | 0 | 0 | 0 | 0 | 150 | 855.4455 | 893 | 705.4455 | 0 | 0 | 0 | 0 | 0 | 150 | 855.4455 | 893 | 742.5743 | 117.0535 | 0 | 0 | 0 | 0 | 0 | 859.6277 | 893 | 742.5743 | 117.0535 | 0 | 0 | 0 | 0 | 0 | 859.6277 | 893 | 742.5743 | 117.0535 | 0 | 0 | 0 | 0 | 0 | 859.6277 | 893 | 754.9505 | 234.107 | 0 | 0 | 0 | 0 | 0 | 0 | 0 | 989.0575 | 893 | 754.9505 | 234.107 | 0 | 17 | 0 | 0 | 0 | 0 | 0 | 1006.0575 | 893 | 754.9505 | 234.107 | 0 | 0 | 0 | 0 | 0 | 0 | 0 | 989.0575
896 | 84.704 | 84.704 | 84.704 | 88.2171 | 88.2171 | 88.2171 | 57.3111 | 58.078 | 58.078 | 896 | 1761.6118 | 1761.6118 | 1761.6118 | 1602.2748 | 1602.2748 | 1602.2748 | 1812.4092 | 1812.4092 | 1812.4092 | 894 | 489.1089 | 0 | 0 | 0 | 0 | 0 | 150 | 639.1089 |  | 894 | 489.1089 | 0 | 0 | 0 | 0 | 0 | 150 | 639.1089 | 894 | 489.1089 | 0 | 0 | 0 | 0 | 0 | 150 | 639.1089 | 894 | 514.8515 | 170.5348 | 0 | 0 | 0 | 0 | 0 | 685.3863 | 894 | 514.8515 | 170.5348 | 0 | 0 | 0 | 0 | 0 | 685.3863 | 894 | 514.8515 | 170.5348 | 0 | 0 | 0 | 0 | 0 | 685.3863 | 894 | 523.4323 | 341.0696 | 0 | 0 | 0 | 0 | 0 | 0 | 0 | 864.502 | 894 | 523.4323 | 341.0696 | 0 | 17 | 0 | 0 | 0 | 0 | 0 | 881.502 | 894 | 523.4323 | 341.0696 | 0 | 0 | 0 | 0 | 0 | 0 | 0 | 864.502
897 | 82.4284 | 82.4284 | 82.4284 | 88.1784 | 88.1784 | 88.1784 | 57.3111 | 57.3111 | 57.3111 | 897 | 1799.3677 | 1799.3677 | 1799.3677 | 1646.5654 | 1646.5654 | 1646.5654 | 1862.5084 | 1862.5084 | 1862.5084 | 895 | 489.1089 | 0 | 0 | 0 | 0 | 0 | 150 | 639.1089 |  | 895 | 489.1089 | 0 | 0 | 0 | 0 | 0 | 150 | 639.1089 | 895 | 489.1089 | 0 | 0 | 0 | 0 | 0 | 150 | 639.1089 | 895 | 514.8515 | 221.998 | 0 | 0 | 0 | 0 | 0 | 736.8495 | 895 | 514.8515 | 221.998 | 0 | 0 | 0 | 0 | 0 | 736.8495 | 895 | 514.8515 | 221.998 | 0 | 0 | 0 | 0 | 0 | 736.8495 | 895 | 523.4323 | 443.996 | 0 | 0 | 0 | 0 | 0 | 0 | 0 | 967.4283 | 895 | 523.4323 | 443.996 | 0 | 17 | 0 | 0 | 0 | 0 | 0 | 984.4283 | 895 | 523.4323 | 443.996 | 0 | 0 | 0 | 0 | 0 | 0 | 0 | 967.4283
898 | 82.4284 | 82.4284 | 82.4284 | 87.3473 | 87.3473 | 87.3473 | 57.3111 | 58.078 | 58.078 | 898 | 1804.92 | 1804.92 | 1804.92 | 1653.0787 | 1653.0787 | 1653.0787 | 1869.8759 | 1869.8759 | 1869.8759 | 896 | 526.7327 | 0 | 5.0859 | 0 | 0 | 0 | 150 | 681.8186 |  | 896 | 526.7327 | 0 | 5.0859 | 0 | 0 | 0 | 150 | 681.8186 | 896 | 526.7327 | 0 | 5.0859 | 0 | 0 | 0 | 150 | 681.8186 | 896 | 554.4554 | 266.3976 | 5.4983 | 0 | 0 | 0 | 0 | 826.3513 | 896 | 554.4554 | 266.3976 | 5.4983 | 0 | 0 | 0 | 0 | 826.3513 | 896 | 554.4554 | 266.3976 | 5.4983 | 0 | 0 | 0 | 0 | 826.3513 | 896 | 563.6964 | 532.7952 | 6.8729 | 0 | 0 | 0 | 0 | 0 | 0 | 1103.3644 | 896 | 563.6964 | 532.7952 | 6.8729 | 17 | 0 | 0 | 0 | 0 | 0 | 1120.3644 | 896 | 563.6964 | 532.7952 | 6.8729 | 0 | 0 | 0 | 0 | 0 | 0 | 1103.3644
899 | 82.4284 | 82.4284 | 82.4284 | 86.7327 | 86.7327 | 86.7327 | 57.3111 | 58.078 | 58.078 | 899 | 1800.4782 | 1800.4782 | 1800.4782 | 1647.868 | 1647.868 | 1647.868 | 1863.9819 | 1863.9819 | 1863.9819 | 897 | 432.6733 | 0 | 10.1718 | 0 | 0 | 0 | 150 | 592.8451 |  | 897 | 432.6733 | 0 | 10.1718 | 0 | 0 | 0 | 150 | 592.8451 | 897 | 432.6733 | 0 | 10.1718 | 0 | 0 | 0 | 150 | 592.8451 | 897 | 455.4455 | 293.6428 | 10.9966 | 0 | 0 | 0 | 0 | 760.0849 | 897 | 455.4455 | 293.6428 | 10.9966 | 0 | 0 | 0 | 0 | 760.0849 | 897 | 455.4455 | 293.6428 | 10.9966 | 0 | 0 | 0 | 0 | 760.0849 | 897 | 463.0363 | 587.2856 | 13.7457 | 0 | 0 | 0 | 0 | 0 | 0 | 1064.0676 | 897 | 463.0363 | 587.2856 | 13.7457 | 17 | 0 | 0 | 0 | 0 | 0 | 1081.0676 | 897 | 463.0363 | 587.2856 | 13.7457 | 0 | 0 | 0 | 0 | 0 | 0 | 1064.0676
900 | 82.4284 | 82.4284 | 82.4284 | 85.9894 | 85.9894 | 85.9894 | 57.3111 | 57.3111 | 57.3111 | 900 | 1782.7107 | 1782.7107 | 1782.7107 | 1627.0254 | 1627.0254 | 1627.0254 | 1840.4058 | 1840.4058 | 1840.4058 | 898 | 291.5842 | 0 | 15.2577 | 0 | 0 | 0 | 150 | 456.8419 |  | 898 | 291.5842 | 0 | 15.2577 | 0 | 0 | 0 | 150 | 456.8419 | 898 | 291.5842 | 0 | 15.2577 | 0 | 0 | 0 | 150 | 456.8419 | 898 | 306.9307 | 297.6791 | 16.4948 | 0 | 0 | 0 | 0 | 621.1047 | 898 | 306.9307 | 297.6791 | 16.4948 | 0 | 0 | 0 | 0 | 621.1047 | 898 | 306.9307 | 297.6791 | 16.4948 | 0 | 0 | 0 | 0 | 621.1047 | 898 | 312.0462 | 595.3582 | 20.6186 | 0 | 0 | 0 | 0 | 0 | 0 | 928.023 | 898 | 312.0462 | 595.3582 | 20.6186 | 17 | 0 | 0 | 0 | 0 | 0 | 945.023 | 898 | 312.0462 | 595.3582 | 20.6186 | 0 | 0 | 0 | 0 | 0 | 0 | 928.023
901 | 81.7757 | 81.7757 | 81.7757 | 85.9894 | 85.9894 | 85.9894 | 57.3111 | 57.3111 | 57.3111 | 901 | 1770.4956 | 1770.4956 | 1770.4956 | 1612.6961 | 1612.6961 | 1612.6961 | 1824.1973 | 1824.1973 | 1824.1973 | 899 | 216.3366 | 0 | 20.3436 | 0 | 0 | 0 | 150 | 386.6803 |  | 899 | 216.3366 | 0 | 20.3436 | 0 | 0 | 0 | 150 | 386.6803 | 899 | 216.3366 | 0 | 20.3436 | 0 | 0 | 0 | 150 | 386.6803 | 899 | 227.7228 | 286.5792 | 21.9931 | 0 | 0 | 0 | 0 | 536.2951 | 899 | 227.7228 | 286.5792 | 21.9931 | 0 | 0 | 0 | 0 | 536.2951 | 899 | 227.7228 | 286.5792 | 21.9931 | 0 | 0 | 0 | 0 | 536.2951 | 899 | 231.5182 | 573.1584 | 27.4914 | 0 | 0 | 0 | 0 | 0 | 0 | 832.168 | 899 | 231.5182 | 573.1584 | 27.4914 | 17 | 0 | 0 | 0 | 0 | 0 | 849.168 | 899 | 231.5182 | 573.1584 | 27.4914 | 0 | 0 | 0 | 0 | 0 | 0 | 832.168
902 | 80.9175 | 80.9175 | 80.9175 | 85.3627 | 85.3627 | 85.3627 | 40.3701 | 43.4142 | 43.2861 | 902 | 1758.2804 | 1758.2804 | 1758.2804 | 1624.9601 | 1624.9601 | 1624.9601 | 2156.6216 | 2156.6216 | 2156.6216 | 900 | 216.3366 | 0 | 20.3436 | 0 | 0 | 0 | 150 | 386.6803 |  | 900 | 216.3366 | 0 | 20.3436 | 0 | 0 | 0 | 150 | 386.6803 | 900 | 216.3366 | 0 | 20.3436 | 0 | 0 | 0 | 150 | 386.6803 | 900 | 227.7228 | 281.5338 | 21.9931 | 0 | 0 | 0 | 0 | 531.2497 | 900 | 227.7228 | 281.5338 | 21.9931 | 0 | 0 | 0 | 0 | 531.2497 | 900 | 227.7228 | 281.5338 | 21.9931 | 0 | 0 | 0 | 0 | 531.2497 | 900 | 231.5182 | 563.0676 | 27.4914 | 0 | 0 | 0 | 0 | 0 | 0 | 822.0772 | 900 | 231.5182 | 563.0676 | 27.4914 | 17 | 0 | 0 | 0 | 0 | 0 | 839.0772 | 900 | 231.5182 | 563.0676 | 27.4914 | 0 | 0 | 0 | 0 | 0 | 0 | 822.0772
903 | 80.6415 | 80.6415 | 80.6415 | 67.4259 | 67.4259 | 67.4259 | 25.8586 | 28.8088 | 28.8088 | 903 | 1768.2746 | 1768.2746 | 1768.2746 | 2074.3222 | 2074.3222 | 2074.3222 | 2346.3644 | 2346.3644 | 2346.3644 | 901 | 225.7426 | 0 | 10.1718 | 0 | 0 | 0 | 150 | 385.9144 |  | 901 | 225.7426 | 0 | 10.1718 | 0 | 0 | 0 | 150 | 385.9144 | 901 | 225.7426 | 0 | 10.1718 | 0 | 0 | 0 | 150 | 385.9144 | 901 | 237.6238 | 291.6246 | 10.9966 | 0 | 0 | 0 | 0 | 540.2449 | 901 | 237.6238 | 291.6246 | 10.9966 | 0 | 0 | 0 | 0 | 540.2449 | 901 | 237.6238 | 291.6246 | 10.9966 | 0 | 0 | 0 | 0 | 540.2449 | 901 | 241.5842 | 583.2492 | 13.7457 | 0 | 0 | 0 | 0 | 0 | 0 | 838.5791 | 901 | 241.5842 | 583.2492 | 13.7457 | 17 | 0 | 0 | 0 | 0 | 0 | 855.5791 | 901 | 241.5842 | 583.2492 | 13.7457 | 0 | 0 | 0 | 0 | 0 | 0 | 838.5791
904 | 81.5331 | 81.5331 | 81.5331 | 60.5489 | 60.5489 | 60.5489 | 25.1317 | 25.6357 | 25.3559 | 904 | 1854.891 | 1854.891 | 1854.891 | 2175.9298 | 2175.9298 | 2175.9298 | 2461.2977 | 2461.2977 | 2461.2977 | 902 | 178.7129 | 0 | 5.0859 | 0 | 0 | 0 | 150 | 333.7988 |  | 902 | 178.7129 | 0 | 5.0859 | 0 | 0 | 0 | 150 | 333.7988 | 902 | 178.7129 | 0 | 5.0859 | 0 | 0 | 0 | 150 | 333.7988 | 902 | 188.1188 | 307.7699 | 5.4983 | 0 | 0 | 0 | 0 | 501.387 | 902 | 188.1188 | 307.7699 | 5.4983 | 0 | 0 | 0 | 0 | 501.387 | 902 | 188.1188 | 307.7699 | 5.4983 | 0 | 0 | 0 | 0 | 501.387 | 902 | 191.2541 | 615.5399 | 6.8729 | 0 | 0 | 0 | 0 | 0 | 0 | 813.6668 | 902 | 191.2541 | 615.5399 | 6.8729 | 17 | 0 | 0 | 0 | 0 | 0 | 830.6668 | 902 | 191.2541 | 615.5399 | 6.8729 | 0 | 0 | 0 | 0 | 0 | 0 | 813.6668
905 | 82.4284 | 82.4284 | 82.4284 | 63.5671 | 63.5671 | 63.5671 | 33.0173 | 33.0173 | 33.0173 | 905 | 1889.3155 | 1889.3155 | 1889.3155 | 2216.3124 | 2216.3124 | 2216.3124 | 2506.9763 | 2506.9763 | 2506.9763 | 903 | 310.396 | 0 | 0 | 0 | 0 | 0 | 150 | 460.396 |  | 903 | 310.396 | 0 | 0 | 0 | 0 | 0 | 150 | 460.396 | 903 | 310.396 | 0 | 0 | 0 | 0 | 0 | 150 | 460.396 | 903 | 326.7327 | 326.9425 | 0 | 0 | 0 | 0 | 0 | 653.6752 | 903 | 326.7327 | 326.9425 | 0 | 0 | 0 | 0 | 0 | 653.6752 | 903 | 326.7327 | 326.9425 | 0 | 0 | 0 | 0 | 0 | 653.6752 | 903 | 332.1782 | 653.885 | 0 | 0 | 0 | 0 | 0 | 0 | 0 | 986.0632 | 903 | 332.1782 | 653.885 | 0 | 17 | 0 | 0 | 0 | 0 | 0 | 1003.0632 | 903 | 332.1782 | 653.885 | 0 | 0 | 0 | 0 | 0 | 0 | 0 | 986.0632
906 | 82.4284 | 82.4284 | 82.4284 | 61.6737 | 61.6737 | 61.6737 | 31.2634 | 31.2634 | 31.2634 | 906 | 1863.7747 | 1863.7747 | 1863.7747 | 2186.3511 | 2186.3511 | 2186.3511 | 2473.0857 | 2473.0857 | 2473.0857 | 904 | 319.802 | 0 | 0 | 0 | 0 | 0 | 150 | 469.802 |  | 904 | 319.802 | 0 | 0 | 0 | 0 | 0 | 150 | 469.802 | 904 | 319.802 | 0 | 0 | 0 | 0 | 0 | 150 | 469.802 | 904 | 336.6337 | 322.9062 | 0 | 0 | 0 | 0 | 0 | 659.5398 | 904 | 336.6337 | 322.9062 | 0 | 0 | 0 | 0 | 0 | 659.5398 | 904 | 336.6337 | 322.9062 | 0 | 0 | 0 | 0 | 0 | 659.5398 | 904 | 342.2442 | 645.8123 | 0 | 0 | 0 | 0 | 0 | 0 | 0 | 988.0565 | 904 | 342.2442 | 645.8123 | 0 | 17 | 0 | 0 | 0 | 0 | 0 | 1005.0565 | 904 | 342.2442 | 645.8123 | 0 | 0 | 0 | 0 | 0 | 0 | 0 | 988.0565
907 | 80.4864 | 80.6415 | 80.6415 | 60.1772 | 60.1772 | 60.1772 | 27.3157 | 27.6377 | 27.6377 | 907 | 1821.577 | 1821.577 | 1821.577 | 2136.85 | 2136.85 | 2136.85 | 2417.0926 | 2417.0926 | 2417.0926 | 905 | 404.4554 | 0 | 0 | 0 | 0 | 0 | 150 | 554.4554 |  | 905 | 404.4554 | 0 | 0 | 0 | 0 | 0 | 150 | 554.4554 | 905 | 404.4554 | 0 | 0 | 0 | 0 | 0 | 150 | 554.4554 | 905 | 425.7426 | 306.7608 | 0 | 0 | 0 | 0 | 0 | 732.5034 | 905 | 425.7426 | 306.7608 | 0 | 0 | 0 | 0 | 0 | 732.5034 | 905 | 425.7426 | 306.7608 | 0 | 0 | 0 | 0 | 0 | 732.5034 | 905 | 432.8383 | 613.5217 | 0 | 0 | 0 | 0 | 0 | 0 | 0 | 1046.36 | 905 | 432.8383 | 613.5217 | 0 | 17 | 0 | 0 | 0 | 0 | 0 | 1063.36 | 905 | 432.8383 | 613.5217 | 0 | 0 | 0 | 0 | 0 | 0 | 0 | 1046.36
908 | 74.1528 | 80.6415 | 80.6415 | 53.7926 | 55.6049 | 55.6049 | 25.1317 | 25.6357 | 25.3559 | 908 | 1758.2804 | 1758.2804 | 1758.2804 | 2062.5982 | 2062.5982 | 2062.5982 | 2333.1029 | 2333.1029 | 2333.1029 | 906 | 385.6436 | 0 | 0 | 0 | 0 | 0 | 150 | 535.6436 |  | 906 | 385.6436 | 0 | 0 | 0 | 0 | 0 | 150 | 535.6436 | 906 | 385.6436 | 0 | 0 | 0 | 0 | 0 | 150 | 535.6436 | 906 | 405.9406 | 285.5701 | 0 | 0 | 0 | 0 | 0 | 691.5107 | 906 | 405.9406 | 285.5701 | 0 | 0 | 0 | 0 | 0 | 691.5107 | 906 | 405.9406 | 285.5701 | 0 | 0 | 0 | 0 | 0 | 691.5107 | 906 | 412.7063 | 571.1403 | 0 | 0 | 0 | 0 | 0 | 0 | 0 | 983.8465 | 906 | 412.7063 | 571.1403 | 0 | 17 | 0 | 0 | 0 | 0 | 0 | 1000.8465 | 906 | 412.7063 | 571.1403 | 0 | 0 | 0 | 0 | 0 | 0 | 0 | 983.8465
909 | 74.1528 | 80.6415 | 80.6415 | 37.3944 | 37.6734 | 37.6734 | 23.3348 | 25.6357 | 25.3559 | 909 | 1673.885 | 1673.885 | 1673.885 | 1963.5959 | 1963.5959 | 1963.5959 | 2221.1166 | 2221.1166 | 2221.1166 | 907 | 385.6436 | 0 | 0 | 0 | 0 | 0 | 150 | 535.6436 |  | 907 | 385.6436 | 0 | 0 | 0 | 0 | 0 | 150 | 535.6436 | 907 | 385.6436 | 0 | 0 | 0 | 0 | 0 | 150 | 535.6436 | 907 | 405.9406 | 254.2886 | 0 | 0 | 0 | 0 | 0 | 660.2292 | 907 | 405.9406 | 254.2886 | 0 | 0 | 0 | 0 | 0 | 660.2292 | 907 | 405.9406 | 254.2886 | 0 | 0 | 0 | 0 | 0 | 660.2292 | 907 | 412.7063 | 508.5772 | 0 | 0 | 0 | 0 | 0 | 0 | 0 | 921.2835 | 907 | 412.7063 | 508.5772 | 0 | 17 | 0 | 0 | 0 | 0 | 0 | 938.2835 | 907 | 412.7063 | 508.5772 | 0 | 0 | 0 | 0 | 0 | 0 | 0 | 921.2835
910 | 74.1528 | 80.6415 | 80.6415 | 36.2872 | 36.2872 | 36.2872 | 24.5495 | 25.6357 | 25.3559 | 910 | 1601.7047 | 1601.7047 | 1601.7047 | 1878.9228 | 1878.9228 | 1878.9228 | 2125.3389 | 2125.3389 | 2125.3389 | 908 | 272.7723 | 0 | 0 | 0 | 0 | 0 | 150 | 422.7723 |  | 908 | 272.7723 | 0 | 0 | 0 | 0 | 0 | 150 | 422.7723 | 908 | 272.7723 | 0 | 0 | 0 | 0 | 0 | 150 | 422.7723 | 908 | 287.1287 | 216.9526 | 0 | 0 | 0 | 0 | 0 | 504.0813 | 908 | 287.1287 | 216.9526 | 0 | 0 | 0 | 0 | 0 | 504.0813 | 908 | 287.1287 | 216.9526 | 0 | 0 | 0 | 0 | 0 | 504.0813 | 908 | 291.9142 | 433.9051 | 0 | 0 | 0 | 0 | 0 | 0 | 0 | 725.8193 | 908 | 291.9142 | 433.9051 | 0 | 17 | 0 | 0 | 0 | 0 | 0 | 742.8193 | 908 | 291.9142 | 433.9051 | 0 | 0 | 0 | 0 | 0 | 0 | 0 | 725.8193
911 | 74.1528 | 80.6415 | 80.6415 | 36.2872 | 36.2872 | 32.8489 | 23.3348 | 25.6357 | 25.3559 | 911 | 1545.0709 | 1545.0709 | 1545.0709 | 1812.487 | 1812.487 | 1812.487 | 2050.1902 | 2050.1902 | 2050.1902 | 909 | 225.7426 | 0 | 0 | 0 | 0 | 0 | 93.0032 | 318.7458 |  | 909 | 225.7426 | 0 | 0 | 0 | 0 | 0 | 150 | 375.7426 | 909 | 225.7426 | 0 | 0 | 0 | 0 | 0 | 150 | 375.7426 | 909 | 237.6238 | 182.6438 | 0 | 0 | 0 | 0 | 0 | 420.2676 | 909 | 237.6238 | 182.6438 | 0 | 0 | 0 | 0 | 0 | 420.2676 | 909 | 237.6238 | 182.6438 | 0 | 0 | 0 | 0 | 0 | 420.2676 | 909 | 241.5842 | 365.2876 | 0 | 0 | 0 | 0 | 0 | 0 | 0 | 606.8717 | 909 | 241.5842 | 365.2876 | 0 | 17 | 0 | 0 | 0 | 0 | 0 | 623.8717 | 909 | 241.5842 | 365.2876 | 0 | 0 | 0 | 0 | 0 | 0 | 0 | 606.8717
912 | 74.1528 | 80.6415 | 80.6415 | 36.2872 | 36.2872 | 36.2872 | 23.3348 | 25.6357 | 25.3559 | 912 | 1513.9778 | 1513.9778 | 1513.9778 | 1776.0125 | 1776.0125 | 1776.0125 | 2008.9321 | 2008.9321 | 2008.9321 | 910 | 225.7426 | 0 | 0 | 0 | 0 | 0 | 141.2721 | 367.0147 |  | 910 | 225.7426 | 0 | 0 | 0 | 0 | 0 | 150 | 375.7426 | 910 | 225.7426 | 0 | 0 | 0 | 0 | 0 | 150 | 375.7426 | 910 | 237.6238 | 145.3078 | 0 | 0 | 0 | 0 | 0 | 382.9315 | 910 | 237.6238 | 145.3078 | 0 | 0 | 0 | 0 | 0 | 382.9315 | 910 | 237.6238 | 145.3078 | 0 | 0 | 0 | 0 | 0 | 382.9315 | 910 | 241.5842 | 290.6155 | 0 | 0 | 0 | 0 | 0 | 0 | 0 | 532.1997 | 910 | 241.5842 | 290.6155 | 0 | 17 | 0 | 0 | 0 | 0 | 0 | 549.1997 | 910 | 241.5842 | 290.6155 | 0 | 0 | 0 | 0 | 0 | 0 | 0 | 532.1997
913 | 74.1528 | 80.6415 | 80.6415 | 36.2872 | 36.2872 | 36.2872 | 23.3348 | 25.6357 | 25.5958 | 913 | 1496.2104 | 1496.2104 | 1496.2104 | 1755.1699 | 1755.1699 | 1755.1699 | 1985.3561 | 1985.3561 | 1985.3561 | 911 | 178.7129 | 0 | 0 | 0 | 0 | 0 | 150 | 328.7129 |  | 911 | 178.7129 | 0 | 0 | 0 | 0 | 0 | 150 | 328.7129 | 911 | 178.7129 | 0 | 0 | 0 | 0 | 0 | 150 | 328.7129 | 911 | 188.1188 | 105.9536 | 0 | 0 | 0 | 0 | 0 | 294.0724 | 911 | 188.1188 | 105.9536 | 0 | 0 | 0 | 0 | 0 | 294.0724 | 911 | 188.1188 | 105.9536 | 0 | 0 | 0 | 0 | 0 | 294.0724 | 911 | 191.2541 | 211.9072 | 0 | 0 | 0 | 0 | 0 | 0 | 0 | 403.1613 | 911 | 191.2541 | 211.9072 | 0 | 17 | 0 | 0 | 0 | 0 | 0 | 420.1613 | 911 | 191.2541 | 211.9072 | 0 | 0 | 0 | 0 | 0 | 0 | 0 | 403.1613
914 | 74.1528 | 80.6415 | 80.6415 | 36.2872 | 36.2872 | 36.2872 | 23.3348 | 25.6357 | 25.3559 | 914 | 1492.879 | 1492.879 | 1492.879 | 1751.2619 | 1751.2619 | 1751.2619 | 1980.9356 | 1980.9356 | 1980.9356 | 912 | 141.0891 | 0 | 0 | 0 | 0 | 0 | 150 | 291.0891 |  | 912 | 141.0891 | 0 | 0 | 0 | 0 | 0 | 150 | 291.0891 | 912 | 141.0891 | 0 | 0 | 0 | 0 | 0 | 150 | 291.0891 | 912 | 148.5149 | 74.672 | 0 | 0 | 0 | 0 | 0 | 223.1869 | 912 | 148.5149 | 74.672 | 0 | 0 | 0 | 0 | 0 | 223.1869 | 912 | 148.5149 | 74.672 | 0 | 0 | 0 | 0 | 0 | 223.1869 | 912 | 150.9901 | 149.3441 | 0 | 0 | 0 | 0 | 0 | 0 | 0 | 300.3342 | 912 | 150.9901 | 149.3441 | 0 | 17 | 0 | 0 | 0 | 0 | 0 | 317.3342 | 912 | 150.9901 | 149.3441 | 0 | 0 | 0 | 0 | 0 | 0 | 0 | 300.3342
915 | 74.1528 | 80.6415 | 80.6415 | 36.2872 | 36.2872 | 36.2872 | 23.3348 | 25.6357 | 25.5958 | 915 | 1505.0941 | 1505.0941 | 1505.0941 | 1765.5912 | 1765.5912 | 1765.5912 | 1997.1441 | 1997.1441 | 1997.1441 | 913 | 103.4653 | 0 | 0 | 0 | 0 | 0 | 150 | 253.4653 |  | 913 | 103.4653 | 0 | 0 | 0 | 0 | 0 | 150 | 253.4653 | 913 | 103.4653 | 0 | 0 | 0 | 0 | 0 | 150 | 253.4653 | 913 | 108.9109 | 58.5267 | 0 | 0 | 0 | 0 | 0 | 167.4376 | 913 | 108.9109 | 58.5267 | 0 | 0 | 0 | 0 | 0 | 167.4376 | 913 | 108.9109 | 58.5267 | 0 | 0 | 0 | 0 | 0 | 167.4376 | 913 | 110.7261 | 117.0535 | 0 | 0 | 0 | 0 | 0 | 0 | 0 | 227.7796 | 913 | 110.7261 | 117.0535 | 0 | 17 | 0 | 0 | 0 | 0 | 0 | 244.7796 | 913 | 110.7261 | 117.0535 | 0 | 0 | 0 | 0 | 0 | 0 | 0 | 227.7796
916 | 74.1528 | 80.6415 | 80.6415 | 36.2872 | 36.2872 | 36.2872 | 23.3348 | 28.8088 | 28.8088 | 916 | 1559.507 | 1559.507 | 1559.507 | 1829.4216 | 1829.4216 | 1829.4216 | 2069.3458 | 2069.3458 | 2069.3458 | 914 | 169.3069 | 0 | 0 | 0 | 0 | 0 | 150 | 319.3069 |  | 914 | 169.3069 | 0 | 0 | 0 | 0 | 0 | 150 | 319.3069 | 914 | 169.3069 | 0 | 0 | 0 | 0 | 0 | 150 | 319.3069 | 914 | 178.2178 | 53.4813 | 0 | 0 | 0 | 0 | 0 | 231.6992 | 914 | 178.2178 | 53.4813 | 0 | 0 | 0 | 0 | 0 | 231.6992 | 914 | 178.2178 | 53.4813 | 0 | 0 | 0 | 0 | 0 | 231.6992 | 914 | 181.1881 | 106.9627 | 0 | 0 | 0 | 0 | 0 | 0 | 0 | 288.1508 | 914 | 181.1881 | 106.9627 | 0 | 17 | 0 | 0 | 0 | 0 | 0 | 305.1508 | 914 | 181.1881 | 106.9627 | 0 | 0 | 0 | 0 | 0 | 0 | 0 | 288.1508
917 | 86.7998 | 86.7998 | 86.7998 | 36.2872 | 36.2872 | 36.2872 | 27.6377 | 28.8088 | 28.8088 | 917 | 1638.8266 | 1638.8266 | 1638.8266 | 1989.6491 | 1989.6491 | 1989.6491 | 2250.5867 | 2250.5867 | 2250.5867 | 915 | 141.0891 | 0 | 0 | 0 | 0 | 0 | 150 | 291.0891 |  | 915 | 141.0891 | 0 | 0 | 0 | 0 | 0 | 150 | 291.0891 | 915 | 141.0891 | 0 | 0 | 0 | 0 | 0 | 150 | 291.0891 | 915 | 148.5149 | 51.4632 | 0 | 0 | 0 | 0 | 0 | 199.978 | 915 | 148.5149 | 51.4632 | 0 | 0 | 0 | 0 | 0 | 199.978 | 915 | 148.5149 | 51.4632 | 0 | 0 | 0 | 0 | 0 | 199.978 | 915 | 150.9901 | 102.9263 | 0 | 0 | 0 | 0 | 0 | 0 | 0 | 253.9164 | 915 | 150.9901 | 102.9263 | 0 | 17 | 0 | 0 | 0 | 0 | 0 | 270.9164 | 915 | 150.9901 | 102.9263 | 0 | 0 | 0 | 0 | 0 | 0 | 0 | 253.9164
918 | 86.7998 | 86.7998 | 86.7998 | 40.0271 | 55.6049 | 55.6049 | 37.3305 | 37.3305 | 37.3305 | 918 | 1713.6407 | 1713.6407 | 1713.6407 | 2185.0485 | 2185.0485 | 2185.0485 | 2471.6122 | 2471.6122 | 2471.6122 | 916 | 150.495 | 0 | 0 | 0 | 0 | 0 | 70.2323 | 220.7273 |  | 916 | 150.495 | 0 | 0 | 0 | 0 | 0 | 150 | 300.495 | 916 | 150.495 | 0 | 0 | 0 | 0 | 0 | 150 | 300.495 | 916 | 158.4158 | 56.5086 | 0 | 0 | 0 | 0 | 0 | 214.9244 | 916 | 158.4158 | 56.5086 | 0 | 0 | 0 | 0 | 0 | 214.9244 | 916 | 158.4158 | 56.5086 | 0 | 0 | 0 | 0 | 0 | 214.9244 | 916 | 161.0561 | 113.0172 | 0 | 0 | 0 | 0 | 0 | 0 | 0 | 274.0733 | 916 | 161.0561 | 113.0172 | 0 | 17 | 0 | 0 | 0 | 0 | 0 | 291.0733 | 916 | 161.0561 | 113.0172 | 0 | 0 | 0 | 0 | 0 | 0 | 0 | 274.0733
919 | 86.7998 | 86.7998 | 86.7998 | 56.3718 | 56.3718 | 56.3718 | 29.4769 | 29.4769 | 29.4769 | 919 | 1836.6658 | 1836.6658 | 1836.6658 | 2308.8014 | 2308.8014 | 2308.8014 | 2611.595 | 2611.595 | 2611.595 | 917 | 188.1188 | 0 | 0 | 0 | 0 | 0 | 150 | 338.1188 |  | 917 | 188.1188 | 0 | 0 | 0 | 0 | 0 | 150 | 338.1188 | 917 | 188.1188 | 0 | 0 | 0 | 0 | 0 | 150 | 338.1188 | 917 | 198.0198 | 69.6266 | 0 | 0 | 0 | 0 | 0 | 267.6464 | 917 | 198.0198 | 69.6266 | 0 | 0 | 0 | 0 | 0 | 267.6464 | 917 | 198.0198 | 69.6266 | 0 | 0 | 0 | 0 | 0 | 267.6464 | 917 | 201.3201 | 139.2533 | 0 | 0 | 0 | 0 | 0 | 0 | 0 | 340.5734 | 917 | 201.3201 | 139.2533 | 0 | 17 | 0 | 0 | 0 | 0 | 0 | 357.5734 | 917 | 201.3201 | 139.2533 | 0 | 0 | 0 | 0 | 0 | 0 | 0 | 340.5734
920 | 86.7998 | 86.7998 | 86.7998 | 56.8671 | 56.8671 | 56.8671 | 25.6357 | 28.8088 | 28.8088 | 920 | 1937.1589 | 1937.1589 | 1937.1589 | 2366.1186 | 2366.1186 | 2366.1186 | 2676.4292 | 2676.4292 | 2676.4292 | 918 | 150.495 | 0 | 0 | 0 | 0 | 0 | 150 | 300.495 |  | 918 | 150.495 | 0 | 0 | 0 | 0 | 0 | 150 | 300.495 | 918 | 150.495 | 0 | 0 | 0 | 0 | 0 | 150 | 300.495 | 918 | 158.4158 | 88.7992 | 0 | 0 | 0 | 0 | 0 | 247.215 | 918 | 158.4158 | 88.7992 | 0 | 0 | 0 | 0 | 0 | 247.215 | 918 | 158.4158 | 88.7992 | 0 | 0 | 0 | 0 | 0 | 247.215 | 918 | 161.0561 | 177.5984 | 0 | 0 | 0 | 0 | 0 | 0 | 0 | 338.6545 | 918 | 161.0561 | 177.5984 | 0 | 17 | 0 | 0 | 0 | 0 | 0 | 355.6545 | 918 | 161.0561 | 177.5984 | 0 | 0 | 0 | 0 | 0 | 0 | 0 | 338.6545
921 | 86.7998 | 86.7998 | 86.7998 | 58.3841 | 58.3841 | 58.3841 | 25.6357 | 28.8088 | 28.8088 | 921 | 1951.3322 | 1951.3322 | 1951.3322 | 2363.5132 | 2363.5132 | 2363.5132 | 2673.4822 | 2673.4822 | 2673.4822 | 919 | 169.3069 | 0 | 0 | 0 | 0 | 0 | 150 | 319.3069 |  | 919 | 169.3069 | 0 | 0 | 0 | 0 | 0 | 150 | 319.3069 | 919 | 169.3069 | 0 | 0 | 0 | 0 | 0 | 150 | 319.3069 | 919 | 178.2178 | 114.0262 | 0 | 0 | 0 | 0 | 0 | 292.2441 | 919 | 178.2178 | 114.0262 | 0 | 0 | 0 | 0 | 0 | 292.2441 | 919 | 178.2178 | 114.0262 | 0 | 0 | 0 | 0 | 0 | 292.2441 | 919 | 181.1881 | 228.0525 | 0 | 0 | 0 | 0 | 0 | 0 | 0 | 409.2406 | 919 | 181.1881 | 228.0525 | 0 | 17 | 0 | 0 | 0 | 0 | 0 | 426.2406 | 919 | 181.1881 | 228.0525 | 0 | 0 | 0 | 0 | 0 | 0 | 0 | 409.2406
922 | 86.7998 | 86.7998 | 86.7998 | 40.0271 | 50.0032 | 50.0032 | 30.6546 | 30.6546 | 30.6546 | 922 | 1966.8926 | 1966.8926 | 1966.8926 | 2342.6706 | 2342.6706 | 2342.6706 | 2649.9061 | 2649.9061 | 2649.9061 | 920 | 159.901 | 0 | 5.0859 | 0 | 0 | 0 | 150 | 314.9869 |  | 920 | 159.901 | 0 | 5.0859 | 0 | 0 | 0 | 150 | 314.9869 | 920 | 159.901 | 0 | 5.0859 | 0 | 0 | 0 | 150 | 314.9869 | 920 | 168.3168 | 143.2896 | 5.4983 | 0 | 0 | 0 | 0 | 317.1047 | 920 | 168.3168 | 143.2896 | 5.4983 | 0 | 0 | 0 | 0 | 317.1047 | 920 | 168.3168 | 143.2896 | 5.4983 | 0 | 0 | 0 | 0 | 317.1047 | 920 | 171.1221 | 286.5792 | 6.8729 | 0 | 0 | 0 | 0 | 0 | 0 | 464.5742 | 920 | 171.1221 | 286.5792 | 6.8729 | 17 | 0 | 0 | 0 | 0 | 0 | 481.5742 | 920 | 171.1221 | 286.5792 | 6.8729 | 0 | 0 | 0 | 0 | 0 | 0 | 464.5742
923 | 77.6116 | 80.6415 | 80.6415 | 40.0271 | 50.0032 | 50.0032 | 25.6357 | 28.8088 | 28.8088 | 923 | 1983.7051 | 1983.7051 | 1983.7051 | 2327.0387 | 2327.0387 | 2327.0387 | 2632.2241 | 2632.2241 | 2632.2241 | 921 | 112.8713 | 0 | 10.1718 | 0 | 0 | 0 | 150 | 273.0431 |  | 921 | 112.8713 | 0 | 10.1718 | 0 | 0 | 0 | 150 | 273.0431 | 921 | 112.8713 | 0 | 10.1718 | 0 | 0 | 0 | 150 | 273.0431 | 921 | 118.8119 | 161.4531 | 10.9966 | 0 | 0 | 0 | 0 | 291.2615 | 921 | 118.8119 | 161.4531 | 10.9966 | 0 | 0 | 0 | 0 | 291.2615 | 921 | 118.8119 | 161.4531 | 10.9966 | 0 | 0 | 0 | 0 | 291.2615 | 921 | 120.7921 | 322.9062 | 13.7457 | 0 | 0 | 0 | 0 | 0 | 0 | 457.4439 | 921 | 120.7921 | 322.9062 | 13.7457 | 17 | 0 | 0 | 0 | 0 | 0 | 474.4439 | 921 | 120.7921 | 322.9062 | 13.7457 | 0 | 0 | 0 | 0 | 0 | 0 | 457.4439
924 | 86.7998 | 86.7998 | 86.7998 | 40.0271 | 50.0032 | 50.0032 | 25.4934 | 28.8088 | 28.8088 | 924 | 1926.4645 | 1926.4645 | 1926.4645 | 2340.0653 | 2340.0653 | 2340.0653 | 2646.9591 | 2646.9591 | 2646.9591 | 922 | 84.6535 | 0 | 15.2577 | 0 | 0 | 0 | 150 | 249.9112 |  | 922 | 84.6535 | 0 | 15.2577 | 0 | 0 | 0 | 150 | 249.9112 | 922 | 84.6535 | 0 | 15.2577 | 0 | 0 | 0 | 150 | 249.9112 | 922 | 89.1089 | 148.335 | 16.4948 | 0 | 0 | 0 | 0 | 253.9388 | 922 | 89.1089 | 148.335 | 16.4948 | 0 | 0 | 0 | 0 | 253.9388 | 922 | 89.1089 | 148.335 | 16.4948 | 0 | 0 | 0 | 0 | 253.9388 | 922 | 90.5941 | 296.67 | 20.6186 | 0 | 0 | 0 | 0 | 0 | 0 | 407.8826 | 922 | 90.5941 | 296.67 | 20.6186 | 17 | 0 | 0 | 0 | 0 | 0 | 424.8826 | 922 | 90.5941 | 296.67 | 20.6186 | 0 | 0 | 0 | 0 | 0 | 0 | 407.8826
925 | 88.4318 | 88.4318 | 88.4318 | 66.612 | 66.612 | 66.612 | 29.2156 | 29.2156 | 29.2156 | 925 | 1584.6355 | 1584.6355 | 1584.6355 | 2323.1307 | 2323.1307 | 2323.1307 | 2627.8036 | 2627.8036 | 2627.8036 | 923 | 84.6535 | 0 | 20.3436 | 0 | 0 | 0 | 150 | 254.9971 |  | 923 | 84.6535 | 0 | 20.3436 | 0 | 0 | 0 | 150 | 254.9971 | 923 | 84.6535 | 0 | 20.3436 | 0 | 0 | 0 | 150 | 254.9971 | 923 | 89.1089 | 134.2079 | 21.9931 | 0 | 0 | 0 | 0 | 245.3099 | 923 | 89.1089 | 134.2079 | 21.9931 | 0 | 0 | 0 | 0 | 245.3099 | 923 | 89.1089 | 134.2079 | 21.9931 | 0 | 0 | 0 | 0 | 245.3099 | 923 | 90.5941 | 268.4157 | 27.4914 | 0 | 0 | 0 | 0 | 0 | 0 | 386.5012 | 923 | 90.5941 | 268.4157 | 27.4914 | 17 | 0 | 0 | 0 | 0 | 0 | 403.5012 | 923 | 90.5941 | 268.4157 | 27.4914 | 0 | 0 | 0 | 0 | 0 | 0 | 386.5012
926 | 96.2822 | 96.2822 | 96.2822 | 81.0537 | 81.0537 | 81.0537 | 31.8905 | 31.8905 | 31.8905 | 926 | 1560.2053 | 1560.2053 | 1560.2053 | 2294.4721 | 2294.4721 | 2294.4721 | 2595.3865 | 2595.3865 | 2595.3865 | 924 | 84.6535 | 0 | 20.3436 | 0 | 0 | 0 | 150 | 254.9971 |  | 924 | 84.6535 | 0 | 20.3436 | 0 | 0 | 0 | 150 | 254.9971 | 924 | 84.6535 | 0 | 20.3436 | 0 | 0 | 0 | 150 | 254.9971 | 924 | 89.1089 | 135.217 | 21.9931 | 0 | 0 | 0 | 0 | 246.319 | 924 | 89.1089 | 135.217 | 21.9931 | 0 | 0 | 0 | 0 | 246.319 | 924 | 89.1089 | 135.217 | 21.9931 | 0 | 0 | 0 | 0 | 246.319 | 924 | 90.5941 | 270.4339 | 27.4914 | 0 | 0 | 0 | 0 | 0 | 0 | 388.5194 | 924 | 90.5941 | 270.4339 | 27.4914 | 17 | 0 | 0 | 0 | 0 | 0 | 405.5194 | 924 | 90.5941 | 270.4339 | 27.4914 | 0 | 0 | 0 | 0 | 0 | 0 | 388.5194
927 | 98.6288 | 98.6288 | 98.6288 | 81.6235 | 81.6235 | 81.6235 | 32.514 | 32.514 | 32.514 | 927 | 1528.0017 | 1528.0017 | 1528.0017 | 2256.6949 | 2256.6949 | 2256.6949 | 2552.6549 | 2552.6549 | 2552.6549 | 925 | 84.6535 | 0 | 15.2577 | 0 | 0 | 0 | 150 | 249.9112 |  | 925 | 84.6535 | 0 | 15.2577 | 0 | 0 | 0 | 150 | 249.9112 | 925 | 84.6535 | 0 | 15.2577 | 0 | 0 | 0 | 150 | 249.9112 | 925 | 89.1089 | 157.4168 | 16.4948 | 0 | 0 | 0 | 0 | 263.0205 | 925 | 89.1089 | 157.4168 | 16.4948 | 0 | 0 | 0 | 0 | 263.0205 | 925 | 89.1089 | 157.4168 | 16.4948 | 0 | 0 | 0 | 0 | 263.0205 | 925 | 90.5941 | 314.8335 | 20.6186 | 0 | 0 | 0 | 0 | 0 | 0 | 426.0461 | 925 | 90.5941 | 314.8335 | 20.6186 | 17 | 0 | 0 | 0 | 0 | 0 | 443.0461 | 925 | 90.5941 | 314.8335 | 20.6186 | 0 | 0 | 0 | 0 | 0 | 0 | 426.0461
928 | 96.2822 | 96.2822 | 96.2822 | 78.6567 | 78.6567 | 78.6567 | 29.4202 | 29.4202 | 29.4202 | 928 | 1572.4204 | 1572.4204 | 1572.4204 | 2308.8014 | 2308.8014 | 2308.8014 | 2611.595 | 2611.595 | 2611.595 | 926 | 188.1188 | 0 | 5.0859 | 150 | 0 | 0 | 300 | 643.2047 |  | 926 | 188.1188 | 0 | 5.0859 | 150 | 0 | 0 | 300 | 643.2047 | 926 | 188.1188 | 0 | 5.0859 | 150 | 0 | 0 | 300 | 643.2047 | 926 | 198.0198 | 189.7074 | 5.4983 | 0 | 0 | 0 | 0 | 393.2255 | 926 | 198.0198 | 189.7074 | 5.4983 | 0 | 0 | 0 | 0 | 393.2255 | 926 | 198.0198 | 189.7074 | 5.4983 | 0 | 0 | 0 | 0 | 393.2255 | 926 | 201.3201 | 379.4147 | 6.8729 | 0 | 0 | 0 | 0 | 0 | 0 | 587.6077 | 926 | 201.3201 | 379.4147 | 6.8729 | 17 | 0 | 0 | 0 | 0 | 0 | 604.6077 | 926 | 201.3201 | 379.4147 | 6.8729 | 0 | 0 | 0 | 0 | 0 | 0 | 587.6077
929 | 96.2822 | 96.2822 | 96.2822 | 76.2886 | 76.2886 | 76.2886 | 28.8356 | 28.8356 | 28.8356 | 929 | 1593.5192 | 1593.5192 | 1593.5192 | 2333.552 | 2333.552 | 2333.552 | 2639.5916 | 2639.5916 | 2639.5916 | 927 | 178.7129 | 0 | 0 | 150 | 0 | 0 | 357.721 | 686.4339 |  | 927 | 178.7129 | 0 | 0 | 150 | 0 | 0 | 357.721 | 686.4339 | 927 | 178.7129 | 0 | 0 | 150 | 0 | 0 | 317.6551 | 646.3679 | 927 | 188.1188 | 228.0525 | 0 | 0 | 0 | 0 | 0 | 416.1713 | 927 | 188.1188 | 228.0525 | 0 | 0 | 0 | 0 | 0 | 416.1713 | 927 | 188.1188 | 228.0525 | 0 | 0 | 0 | 0 | 0 | 416.1713 | 927 | 191.2541 | 456.1049 | 0 | 0 | 0 | 0 | 0 | 0 | 0 | 647.3591 | 927 | 191.2541 | 456.1049 | 0 | 17 | 0 | 0 | 0 | 0 | 0 | 664.3591 | 927 | 191.2541 | 456.1049 | 0 | 0 | 0 | 0 | 0 | 0 | 0 | 647.3591
930 | 96.2822 | 96.2822 | 96.2822 | 79.034 | 80.2364 | 80.2364 | 29.4202 | 29.4202 | 29.4202 | 930 | 1564.6471 | 1564.6471 | 1564.6471 | 2299.6828 | 2299.6828 | 2299.6828 | 2601.2805 | 2601.2805 | 2601.2805 | 928 | 225.7426 | 0 | 0 | 150 | 0 | 0 | 300 | 675.7426 |  | 928 | 225.7426 | 0 | 0 | 150 | 0 | 0 | 300 | 675.7426 | 928 | 225.7426 | 0 | 0 | 150 | 0 | 0 | 300 | 675.7426 | 928 | 237.6238 | 265.3885 | 0 | 0 | 0 | 0 | 0 | 503.0123 | 928 | 237.6238 | 265.3885 | 0 | 0 | 0 | 0 | 0 | 503.0123 | 928 | 237.6238 | 265.3885 | 0 | 0 | 0 | 0 | 0 | 503.0123 | 928 | 241.5842 | 530.777 | 0 | 0 | 0 | 0 | 0 | 0 | 0 | 772.3612 | 928 | 241.5842 | 530.777 | 0 | 17 | 0 | 0 | 0 | 0 | 0 | 789.3612 | 928 | 241.5842 | 530.777 | 0 | 0 | 0 | 0 | 0 | 0 | 0 | 772.3612
931 | 98.6288 | 98.6288 | 98.6288 | 81.6235 | 85.0927 | 85.0927 | 32.514 | 32.514 | 32.514 | 931 | 1524.6703 | 1524.6703 | 1524.6703 | 2252.7869 | 2252.7869 | 2252.7869 | 2548.2344 | 2548.2344 | 2548.2344 | 929 | 319.802 | 0 | 0 | 150 | 0 | 0 | 300 | 769.802 |  | 929 | 319.802 | 0 | 0 | 150 | 0 | 0 | 300 | 769.802 | 929 | 319.802 | 0 | 0 | 150 | 0 | 0 | 300 | 769.802 | 929 | 336.6337 | 287.5883 | 0 | 0 | 0 | 0 | 0 | 624.222 | 929 | 336.6337 | 287.5883 | 0 | 0 | 0 | 0 | 0 | 624.222 | 929 | 336.6337 | 287.5883 | 0 | 0 | 0 | 0 | 0 | 624.222 | 929 | 342.2442 | 575.1766 | 0 | 0 | 0 | 0 | 0 | 0 | 0 | 917.4208 | 929 | 342.2442 | 575.1766 | 0 | 17 | 0 | 0 | 0 | 0 | 0 | 934.4208 | 929 | 342.2442 | 575.1766 | 0 | 0 | 0 | 0 | 0 | 0 | 0 | 917.4208
932 | 99.4244 | 99.4244 | 99.4244 | 88.8054 | 88.8054 | 88.8054 | 75.6021 | 60.1255 | 68.3183 | 932 | 1471.3679 | 1471.3679 | 1471.3679 | 1726.0278 | 1726.0278 | 1726.0278 | 1952.3921 | 1952.3921 | 1952.3921 | 930 | 310.396 | 0 | 0 | 150 | 0 | 0 | 300 | 760.396 |  | 930 | 310.396 | 0 | 0 | 150 | 0 | 0 | 300 | 760.396 | 930 | 310.396 | 0 | 0 | 150 | 0 | 0 | 300 | 760.396 | 930 | 326.7327 | 296.67 | 0 | 0 | 0 | 0 | 0 | 623.4027 | 930 | 326.7327 | 296.67 | 0 | 0 | 0 | 0 | 0 | 623.4027 | 930 | 326.7327 | 296.67 | 0 | 0 | 0 | 0 | 0 | 623.4027 | 930 | 332.1782 | 593.3401 | 0 | 0 | 0 | 0 | 0 | 0 | 0 | 925.5183 | 930 | 332.1782 | 593.3401 | 0 | 17 | 0 | 0 | 0 | 0 | 0 | 942.5183 | 930 | 332.1782 | 593.3401 | 0 | 0 | 0 | 0 | 0 | 0 | 0 | 925.5183
933 | 108.6725 | 108.6725 | 108.6725 | 102.1027 | 102.1027 | 102.1027 | 82.7996 | 60.1255 | 82.132 | 933 | 1385.862 | 1385.862 | 1385.862 | 1625.7228 | 1625.7228 | 1625.7228 | 1838.9323 | 1838.9323 | 1838.9323 | 931 | 338.6139 | 0 | 0 | 150 | 0 | 0 | 320.015 | 808.6288 |  | 931 | 338.6139 | 0 | 0 | 150 | 0 | 0 | 320.015 | 808.6288 | 931 | 338.6139 | 0 | 0 | 150 | 0 | 0 | 300 | 788.6139 | 931 | 356.4356 | 297.6791 | 0 | 0 | 0 | 0 | 0 | 654.1148 | 931 | 356.4356 | 297.6791 | 0 | 0 | 0 | 0 | 0 | 654.1148 | 931 | 356.4356 | 297.6791 | 0 | 0 | 0 | 0 | 0 | 654.1148 | 931 | 362.3762 | 595.3582 | 0 | 0 | 0 | 0 | 0 | 0 | 0 | 957.7345 | 931 | 362.3762 | 595.3582 | 0 | 17 | 0 | 0 | 0 | 0 | 0 | 974.7345 | 931 | 362.3762 | 595.3582 | 0 | 0 | 0 | 0 | 0 | 0 | 0 | 957.7345
934 | 105.4824 | 105.4824 | 105.4824 | 100 | 100 | 100 | 82.7996 | 60.1255 | 68.3183 | 934 | 1280.3677 | 1280.3677 | 1280.3677 | 1501.9698 | 1501.9698 | 1501.9698 | 1698.9495 | 1698.9495 | 1698.9495 | 932 | 395.0495 | 0 | 0 | 150 | 0 | 0 | 746.68 | 1291.7295 |  | 932 | 395.0495 | 0 | 0 | 150 | 0 | 0 | 746.68 | 1291.7295 | 932 | 395.0495 | 0 | 0 | 150 | 0 | 0 | 746.68 | 1291.7295 | 932 | 415.8416 | 299.6973 | 0 | 0 | 0 | 0 | 0 | 715.5389 | 932 | 415.8416 | 299.6973 | 0 | 0 | 0 | 0 | 0 | 715.5389 | 932 | 415.8416 | 299.6973 | 0 | 0 | 0 | 0 | 0 | 715.5389 | 932 | 422.7723 | 599.3946 | 0 | 0 | 0 | 0 | 0 | 0 | 0 | 1022.1668 | 932 | 422.7723 | 599.3946 | 0 | 17 | 0 | 0 | 0 | 0 | 0 | 1039.1668 | 932 | 422.7723 | 599.3946 | 0 | 0 | 0 | 0 | 0 | 0 | 0 | 1022.1668
935 | 105.4824 | 105.4824 | 105.4824 | 100 | 100 | 100 | 82.7996 | 60.1255 | 67.8847 | 935 | 1231.5072 | 1231.5072 | 1231.5072 | 1444.6527 | 1444.6527 | 1444.6527 | 1634.1153 | 1634.1153 | 1634.1153 | 933 | 526.7327 | 0 | 0 | 150 | 0 | 0 | 750 | 1426.7327 |  | 933 | 526.7327 | 0 | 0 | 150 | 0 | 0 | 750 | 1426.7327 | 933 | 526.7327 | 0 | 0 | 150 | 0 | 0 | 750 | 1426.7327 | 933 | 554.4554 | 297.6791 | 0 | 150 | 0 | 0 | 0 | 1002.1346 | 933 | 554.4554 | 297.6791 | 0 | 150 | 0 | 0 | 0 | 1002.1346 | 933 | 554.4554 | 297.6791 | 0 | 150 | 0 | 0 | 0 | 1002.1346 | 933 | 563.6964 | 595.3582 | 0 | 0 | 0 | 0 | 0 | 0 | 0 | 1159.0546 | 933 | 563.6964 | 595.3582 | 0 | 17 | 0 | 0 | 0 | 0 | 0 | 1176.0546 | 933 | 563.6964 | 595.3582 | 0 | 0 | 0 | 0 | 0 | 0 | 0 | 1159.0546
936 | 99.4244 | 99.4244 | 99.4244 | 100 | 100 | 100 | 82.7996 | 60.1255 | 67.8847 | 936 | 1209.2979 | 1209.2979 | 1209.2979 | 1418.5994 | 1418.5994 | 1418.5994 | 1604.6453 | 1604.6453 | 1604.6453 | 934 | 601.9802 | 0 | 0 | 150 | 0 | 0 | 750 | 1501.9802 |  | 934 | 601.9802 | 0 | 0 | 150 | 0 | 0 | 750 | 1501.9802 | 934 | 601.9802 | 0 | 0 | 150 | 0 | 0 | 750 | 1501.9802 | 934 | 633.6634 | 307.7699 | 0 | 150 | 0 | 0 | 0 | 1091.4333 | 934 | 633.6634 | 307.7699 | 0 | 150 | 0 | 0 | 0 | 1091.4333 | 934 | 633.6634 | 307.7699 | 0 | 150 | 0 | 0 | 0 | 1091.4333 | 934 | 644.2244 | 615.5399 | 0 | 0 | 0 | 0 | 0 | 0 | 0 | 1259.7643 | 934 | 644.2244 | 615.5399 | 0 | 17 | 0 | 0 | 0 | 0 | 0 | 1276.7643 | 934 | 644.2244 | 615.5399 | 0 | 0 | 0 | 0 | 0 | 0 | 0 | 1259.7643
937 | 99.3081 | 99.3081 | 99.3081 | 100 | 100 | 100 | 82.7996 | 60.1255 | 67.8847 | 937 | 1207.0769 | 1207.0769 | 1207.0769 | 1415.9941 | 1415.9941 | 1415.9941 | 1601.6983 | 1601.6983 | 1601.6983 | 935 | 545.5446 | 0 | 0 | 150 | 0 | 0 | 750 | 1445.5446 |  | 935 | 545.5446 | 0 | 0 | 150 | 0 | 0 | 750 | 1445.5446 | 935 | 545.5446 | 0 | 0 | 150 | 0 | 0 | 750 | 1445.5446 | 935 | 574.2574 | 326.9425 | 0 | 150 | 0 | 0 | 0 | 1051.1999 | 935 | 574.2574 | 326.9425 | 0 | 150 | 0 | 0 | 0 | 1051.1999 | 935 | 574.2574 | 326.9425 | 0 | 150 | 0 | 0 | 0 | 1051.1999 | 935 | 583.8284 | 653.885 | 0 | 0 | 0 | 0 | 0 | 0 | 0 | 1237.7133 | 935 | 583.8284 | 653.885 | 0 | 17 | 0 | 0 | 0 | 0 | 0 | 1254.7133 | 935 | 583.8284 | 653.885 | 0 | 0 | 0 | 0 | 0 | 0 | 0 | 1237.7133
938 | 98.6288 | 98.6288 | 98.6288 | 100 | 100 | 100 | 40.3701 | 43.4142 | 43.2861 | 938 | 1191.5304 | 1191.5304 | 1191.5304 | 1397.7568 | 1397.7568 | 1397.7568 | 1676.7149 | 1676.7149 | 1581.0692 | 936 | 545.5446 | 0 | 0 | 150 | 0 | 0 | 735.1379 | 1430.6825 |  | 936 | 545.5446 | 0 | 0 | 150 | 0 | 0 | 735.1379 | 1430.6825 | 936 | 545.5446 | 0 | 0 | 150 | 0 | 0 | 735.1379 | 1430.6825 | 936 | 574.2574 | 350.1514 | 0 | 150 | 0 | 0 | 0 | 1074.4088 | 936 | 574.2574 | 350.1514 | 0 | 150 | 0 | 0 | 0 | 1074.4088 | 936 | 574.2574 | 350.1514 | 0 | 150 | 0 | 0 | 0 | 1074.4088 | 936 | 583.8284 | 700.3027 | 0 | 0 | 0 | 0 | 0 | 0 | 0 | 1284.1311 | 936 | 583.8284 | 700.3027 | 0 | 17 | 0 | 0 | 0 | 0 | 0 | 1301.1311 | 936 | 583.8284 | 700.3027 | 0 | 0 | 0 | 0 | 0 | 0 | 0 | 1284.1311
939 | 94.8028 | 94.8028 | 94.8028 | 100 | 100 | 100 | 40.3701 | 43.4142 | 43.2861 | 939 | 1201.5246 | 1201.5246 | 1201.5246 | 1409.4808 | 1409.4808 | 1409.4808 | 1826.6549 | 1826.6549 | 1594.3307 | 937 | 724.2574 | 0 | 0 | 150 | 0 | 0 | 549.5117 | 1423.7691 |  | 937 | 724.2574 | 0 | 0 | 150 | 0 | 0 | 549.5117 | 1423.7691 | 937 | 724.2574 | 0 | 0 | 150 | 0 | 0 | 549.5117 | 1423.7691 | 937 | 762.3762 | 374.3693 | 0 | 150 | 0 | 0 | 0 | 1286.7456 | 937 | 762.3762 | 374.3693 | 0 | 150 | 0 | 0 | 0 | 1286.7456 | 937 | 762.3762 | 374.3693 | 0 | 150 | 0 | 0 | 0 | 1286.7456 | 937 | 775.0825 | 748.7386 | 0 | 0 | 0 | 0 | 0 | 0 | 0 | 1523.8212 | 937 | 775.0825 | 748.7386 | 0 | 17 | 0 | 0 | 0 | 0 | 0 | 1540.8212 | 937 | 775.0825 | 748.7386 | 0 | 0 | 0 | 0 | 0 | 0 | 0 | 1523.8212
940 | 94.8028 | 94.8028 | 94.8028 | 90.7143 | 90.7143 | 90.7143 | 40.3701 | 43.4142 | 43.2861 | 940 | 1230.3967 | 1230.3967 | 1230.3967 | 1443.35 | 1443.35 | 1443.35 | 1911.1805 | 1911.1805 | 1655.3068 | 938 | 884.1584 | 0 | 0 | 150 | 0 | 0 | 371.0375 | 1405.1959 |  | 938 | 884.1584 | 0 | 0 | 150 | 0 | 0 | 371.0375 | 1405.1959 | 938 | 884.1584 | 0 | 0 | 150 | 0 | 0 | 371.0375 | 1405.1959 | 938 | 930.6931 | 395.56 | 0 | 150 | 0 | 0 | 0 | 1476.2531 | 938 | 930.6931 | 395.56 | 0 | 150 | 0 | 0 | 0 | 1476.2531 | 938 | 930.6931 | 395.56 | 0 | 150 | 0 | 0 | 0 | 1476.2531 | 938 | 946.2046 | 791.1201 | 0 | 0 | 0 | 0 | 0 | 0 | 0 | 1737.3247 | 938 | 946.2046 | 791.1201 | 0 | 17 | 0 | 0 | 0 | 0 | 0 | 1754.3247 | 938 | 946.2046 | 791.1201 | 0 | 0 | 0 | 0 | 0 | 0 | 0 | 1737.3247
941 | 98.6288 | 98.6288 | 98.6288 | 102.6038 | 102.6038 | 102.6038 | 40.3701 | 43.4142 | 43.2861 | 941 | 1363.6527 | 1363.6527 | 1363.6527 | 1599.6695 | 1599.6695 | 1599.6695 | 2008.4214 | 2008.4214 | 2008.4214 | 939 | 987.6238 | 0 | 0 | 150 | 0 | 0 | 282.6506 | 1420.2744 |  | 939 | 987.6238 | 0 | 0 | 150 | 0 | 0 | 282.6506 | 1420.2744 | 939 | 987.6238 | 0 | 0 | 150 | 0 | 0 | 282.6506 | 1420.2744 | 939 | 1039.604 | 414.7326 | 0 | 150 | 0 | 0 | 0 | 1604.3366 | 939 | 1039.604 | 414.7326 | 0 | 150 | 0 | 0 | 0 | 1604.3366 | 939 | 1039.604 | 414.7326 | 0 | 150 | 0 | 0 | 0 | 1604.3366 | 939 | 1056.9307 | 829.4652 | 0 | 0 | 0 | 0 | 0 | 0 | 0 | 1886.3959 | 939 | 1056.9307 | 829.4652 | 0 | 17 | 0 | 0 | 0 | 0 | 0 | 1903.3959 | 939 | 1056.9307 | 829.4652 | 0 | 0 | 0 | 0 | 0 | 0 | 0 | 1886.3959
942 | 98.6288 | 98.6288 | 98.6288 | 102.6038 | 102.6038 | 102.6038 | 40.3701 | 43.4142 | 43.2861 | 942 | 1531.3331 | 1531.3331 | 1531.3331 | 1796.3716 | 1796.3716 | 1796.3716 | 2254.1521 | 2254.1521 | 2254.1521 | 940 | 1081.6832 | 0 | 0 | 150 | 0 | 0 | 269.4202 | 1501.1033 |  | 940 | 1081.6832 | 0 | 0 | 150 | 0 | 0 | 269.4202 | 1501.1033 | 940 | 1081.6832 | 0 | 0 | 150 | 0 | 0 | 269.4202 | 1501.1033 | 940 | 1138.6139 | 431.887 | 0 | 141.7946 | 0 | 0 | 0 | 1712.2954 | 940 | 1138.6139 | 431.887 | 0 | 141.7946 | 0 | 0 | 0 | 1712.2954 | 940 | 1138.6139 | 431.887 | 0 | 141.7946 | 0 | 0 | 0 | 1712.2954 | 940 | 1157.5908 | 863.774 | 0 | 0 | 0 | 0 | 0 | 0 | 0 | 2021.3647 | 940 | 1157.5908 | 863.774 | 0 | 17 | 0 | 0 | 0 | 0 | 0 | 2038.3647 | 940 | 1157.5908 | 863.774 | 0 | 0 | 0 | 0 | 0 | 0 | 0 | 2021.3647
943 | 98.6288 | 98.6288 | 98.6288 | 102.6038 | 102.6038 | 102.6038 | 40.3701 | 43.4142 | 43.2861 | 943 | 1640.1588 | 1640.1588 | 1640.1588 | 1924.0325 | 1924.0325 | 1924.0325 | 2348.0325 | 2348.0325 | 2348.0325 | 941 | 1166.3366 | 0 | 0 | 150 | 0 | 0 | 357.1876 | 1673.5242 |  | 941 | 1166.3366 | 0 | 0 | 150 | 0 | 0 | 357.1876 | 1673.5242 | 941 | 1166.3366 | 0 | 0 | 150 | 0 | 0 | 357.1876 | 1673.5242 | 941 | 1227.7228 | 452.0686 | 0 | 150 | 0 | 0 | 4.7711 | 1834.5625 | 941 | 1227.7228 | 452.0686 | 0 | 150 | 0 | 0 | 75.2642 | 1905.0556 | 941 | 1227.7228 | 452.0686 | 0 | 150 | 0 | 0 | 75.2642 | 1905.0556 | 941 | 1248.1848 | 904.1372 | 0 | 0 | 0 | 0 | 0 | 0 | 0 | 2152.3221 | 941 | 1248.1848 | 904.1372 | 0 | 17 | 0 | 0 | 0 | 0 | 0 | 2169.3221 | 941 | 1248.1848 | 904.1372 | 0 | 0 | 0 | 0 | 0 | 0 | 0 | 2152.3221
944 | 99.3081 | 99.3081 | 99.3081 | 90.7143 | 90.7143 | 90.7143 | 40.3701 | 43.4142 | 43.2861 | 944 | 1697.9031 | 1697.9031 | 1697.9031 | 1991.7709 | 1991.7709 | 1991.7709 | 2486.9419 | 2486.9419 | 2486.9419 | 942 | 1194.5545 | 0 | 0 | 150 | 0 | 0 | 355.3835 | 1699.938 |  | 942 | 1194.5545 | 0 | 0 | 150 | 0 | 0 | 355.3835 | 1699.938 | 942 | 1194.5545 | 0 | 0 | 150 | 0 | 0 | 355.3835 | 1699.938 | 942 | 1257.4257 | 482.3411 | 0 | 150 | 0 | 0 | 63.8636 | 1953.6304 | 942 | 1257.4257 | 482.3411 | 0 | 150 | 0 | 0 | 63.8636 | 1953.6304 | 942 | 1257.4257 | 482.3411 | 0 | 150 | 0 | 0 | 63.8636 | 1953.6304 | 942 | 1278.3828 | 964.6821 | 0 | 0 | 0 | 0 | 0 | 0 | 0 | 2243.065 | 942 | 1278.3828 | 964.6821 | 0 | 17 | 0 | 0 | 0 | 0 | 0 | 2260.065 | 942 | 1278.3828 | 964.6821 | 0 | 0 | 0 | 0 | 0 | 0 | 0 | 2243.065
945 | 96.2822 | 96.2822 | 96.2822 | 81.9275 | 81.9275 | 81.9275 | 36.4553 | 37.0012 | 37.0996 | 945 | 1699.0135 | 1699.0135 | 1699.0135 | 2457.3049 | 2457.3049 | 2457.3049 | 2779.5744 | 2779.5744 | 2779.5744 | 943 | 1100.495 | 0 | 0 | 150 | 0 | 0 | 439.5303 | 1690.0253 |  | 943 | 1100.495 | 0 | 0 | 150 | 0 | 0 | 439.5303 | 1690.0253 | 943 | 1100.495 | 0 | 0 | 150 | 0 | 0 | 439.5303 | 1690.0253 | 943 | 1158.4158 | 518.668 | 0 | 150 | 0 | 0 | 133.895 | 1960.9789 | 943 | 1158.4158 | 518.668 | 0 | 150 | 0 | 0 | 50.5192 | 1877.6031 | 943 | 1158.4158 | 518.668 | 0 | 150 | 0 | 0 | 50.5192 | 1877.6031 | 943 | 1177.7228 | 1037.336 | 0 | 0 | 0 | 0 | 0 | 0 | 0 | 2215.0588 | 943 | 1177.7228 | 1037.336 | 0 | 17 | 0 | 0 | 0 | 0 | 0 | 2232.0588 | 943 | 1177.7228 | 1037.336 | 0 | 0 | 0 | 0 | 0 | 0 | 0 | 2215.0588
946 | 87.5977 | 87.5977 | 87.5977 | 74.0562 | 74.0562 | 74.0562 | 32.3567 | 32.3909 | 32.3909 | 946 | 1685.688 | 1685.688 | 1685.688 | 2441.673 | 2441.673 | 2441.673 | 2761.8924 | 2761.8924 | 2761.8924 | 944 | 1034.6535 | 0 | 5.0859 | 150 | 0 | 0 | 525.1637 | 1714.9031 |  | 944 | 1034.6535 | 0 | 5.0859 | 150 | 0 | 0 | 525.1637 | 1714.9031 | 944 | 1034.6535 | 0 | 5.0859 | 150 | 0 | 0 | 525.1637 | 1714.9031 | 944 | 1089.1089 | 544.9041 | 5.4983 | 24.5674 | 0 | 0 | 0 | 1664.0787 | 944 | 1089.1089 | 544.9041 | 5.4983 | 24.5674 | 0 | 0 | 0 | 1664.0787 | 944 | 1089.1089 | 544.9041 | 5.4983 | 24.5674 | 0 | 0 | 0 | 1664.0787 | 944 | 1107.2607 | 1089.8083 | 6.8729 | 0 | 0 | 0 | 0 | 0 | 0 | 2203.9419 | 944 | 1107.2607 | 1089.8083 | 6.8729 | 17 | 0 | 0 | 0 | 0 | 0 | 2220.9419 | 944 | 1107.2607 | 1089.8083 | 6.8729 | 0 | 0 | 0 | 0 | 0 | 0 | 2203.9419
947 | 87.5977 | 87.5977 | 87.5977 | 70.8054 | 71.7613 | 71.7613 | 32.3567 | 32.3567 | 31.8932 | 947 | 1665.6996 | 1665.6996 | 1665.6996 | 2418.2251 | 2418.2251 | 2418.2251 | 2735.3693 | 2735.3693 | 2735.3693 | 945 | 912.3762 | 0 | 10.1718 | 150 | 0 | 0 | 300 | 1372.5481 |  | 945 | 912.3762 | 0 | 10.1718 | 150 | 0 | 0 | 300 | 1372.5481 | 945 | 912.3762 | 0 | 10.1718 | 150 | 0 | 0 | 300 | 1372.5481 | 945 | 960.396 | 562.0585 | 10.9966 | 0 | 0 | 0 | 0 | 1533.4511 | 945 | 960.396 | 562.0585 | 10.9966 | 0 | 0 | 0 | 0 | 1533.4511 | 945 | 960.396 | 562.0585 | 10.9966 | 0 | 0 | 0 | 0 | 1533.4511 | 945 | 976.4026 | 1124.1171 | 13.7457 | 0 | 0 | 0 | 0 | 0 | 0 | 2114.2654 | 945 | 976.4026 | 1124.1171 | 13.7457 | 17 | 0 | 0 | 0 | 0 | 0 | 2131.2654 | 945 | 976.4026 | 1124.1171 | 13.7457 | 0 | 0 | 0 | 0 | 0 | 0 | 2114.2654
948 | 88.0478 | 88.0478 | 88.0478 | 85.3627 | 85.3627 | 85.3627 | 32.3567 | 32.3567 | 32.3541 | 948 | 1651.2635 | 1651.2635 | 1651.2635 | 2379.8757 | 2379.8757 | 2379.8757 | 2716.2138 | 2716.2138 | 2716.2138 | 946 | 790.099 | 0 | 20.3436 | 0 | 0 | 0 | 150 | 960.4427 |  | 946 | 790.099 | 0 | 20.3436 | 0 | 0 | 0 | 150 | 960.4427 | 946 | 790.099 | 0 | 20.3436 | 0 | 0 | 0 | 150 | 960.4427 | 946 | 831.6832 | 563.0676 | 21.9931 | 0 | 0 | 0 | 0 | 1416.7439 | 946 | 831.6832 | 563.0676 | 21.9931 | 0 | 0 | 0 | 0 | 1416.7439 | 946 | 831.6832 | 563.0676 | 21.9931 | 0 | 0 | 0 | 0 | 1416.7439 | 946 | 845.5446 | 1126.1352 | 27.4914 | 0 | 0 | 0 | 0 | 0 | 0 | 1999.1712 | 946 | 845.5446 | 1126.1352 | 27.4914 | 17 | 0 | 0 | 0 | 0 | 0 | 2016.1712 | 946 | 845.5446 | 1126.1352 | 27.4914 | 0 | 0 | 0 | 0 | 0 | 0 | 1999.1712
949 | 96.2822 | 96.2822 | 96.2822 | 85.3627 | 85.3627 | 85.3627 | 33.4802 | 34.3497 | 34.3497 | 949 | 1615.7286 | 1615.7286 | 1615.7286 | 2155.8409 | 2155.8409 | 2155.8409 | 2669.0617 | 2669.0617 | 2669.0617 | 947 | 658.4158 | 0 | 20.3436 | 0 | 0 | 0 | 150 | 828.7595 |  | 947 | 658.4158 | 0 | 20.3436 | 0 | 0 | 0 | 150 | 828.7595 | 947 | 658.4158 | 0 | 20.3436 | 0 | 0 | 0 | 150 | 828.7595 | 947 | 693.0693 | 560.0404 | 21.9931 | 0 | 0 | 0 | 0 | 1275.1028 | 947 | 693.0693 | 560.0404 | 21.9931 | 0 | 0 | 0 | 0 | 1275.1028 | 947 | 693.0693 | 560.0404 | 21.9931 | 0 | 0 | 0 | 0 | 1275.1028 | 947 | 704.6205 | 1120.0807 | 27.4914 | 0 | 0 | 0 | 0 | 0 | 0 | 1852.1926 | 947 | 704.6205 | 1120.0807 | 27.4914 | 17 | 0 | 0 | 0 | 0 | 0 | 1869.1926 | 947 | 704.6205 | 1120.0807 | 27.4914 | 0 | 0 | 0 | 0 | 0 | 0 | 1852.1926
950 | 98.9612 | 98.9612 | 98.9612 | 89.8345 | 89.8345 | 89.8345 | 74.4804 | 74.4804 | 74.4804 | 950 | 1579.0832 | 1579.0832 | 1579.0832 | 1852.386 | 1852.386 | 1852.386 | 2095.3219 | 2095.3219 | 2095.3219 | 948 | 649.0099 | 0 | 20.3436 | 0 | 0 | 0 | 150 | 819.3535 |  | 948 | 649.0099 | 0 | 20.3436 | 0 | 0 | 0 | 150 | 819.3535 | 948 | 649.0099 | 0 | 20.3436 | 0 | 0 | 0 | 150 | 819.3535 | 948 | 683.1683 | 557.0131 | 21.9931 | 0 | 0 | 0 | 0 | 1262.1746 | 948 | 683.1683 | 557.0131 | 21.9931 | 0 | 0 | 0 | 0 | 1262.1746 | 948 | 683.1683 | 557.0131 | 21.9931 | 0 | 0 | 0 | 0 | 1262.1746 | 948 | 694.5545 | 1114.0262 | 27.4914 | 0 | 0 | 0 | 0 | 0 | 0 | 1836.0721 | 948 | 694.5545 | 1114.0262 | 27.4914 | 17 | 0 | 0 | 0 | 0 | 0 | 1853.0721 | 948 | 694.5545 | 1114.0262 | 27.4914 | 0 | 0 | 0 | 0 | 0 | 0 | 1836.0721
951 | 108.6725 | 108.6725 | 108.6725 | 102.9275 | 102.9275 | 102.9275 | 83.3298 | 83.6926 | 83.6926 | 951 | 1552.432 | 1552.432 | 1552.432 | 1821.1221 | 1821.1221 | 1821.1221 | 2059.9578 | 2059.9578 | 2059.9578 | 949 | 639.604 | 0 | 15.2577 | 150 | 0 | 0 | 300 | 1104.8617 |  | 949 | 639.604 | 0 | 15.2577 | 150 | 0 | 0 | 300 | 1104.8617 | 949 | 639.604 | 0 | 15.2577 | 150 | 0 | 0 | 300 | 1104.8617 | 949 | 673.2673 | 561.0494 | 16.4948 | 0 | 0 | 0 | 0 | 1250.8116 | 949 | 673.2673 | 561.0494 | 16.4948 | 0 | 0 | 0 | 0 | 1250.8116 | 949 | 673.2673 | 561.0494 | 16.4948 | 0 | 0 | 0 | 0 | 1250.8116 | 949 | 684.4884 | 1122.0989 | 20.6186 | 0 | 0 | 0 | 0 | 0 | 0 | 1827.2059 | 949 | 684.4884 | 1122.0989 | 20.6186 | 17 | 0 | 0 | 0 | 0 | 0 | 1844.2059 | 949 | 684.4884 | 1122.0989 | 20.6186 | 0 | 0 | 0 | 0 | 0 | 0 | 1827.2059
952 | 108.6725 | 108.6725 | 108.6725 | 104.9397 | 104.9397 | 104.9397 | 83.3298 | 85.9519 | 85.7938 | 952 | 1602.403 | 1602.403 | 1602.403 | 1879.7419 | 1879.7419 | 1879.7419 | 2126.2655 | 2126.2655 | 2126.2655 | 950 | 686.6337 | 0 | 10.1718 | 150 | 0 | 0 | 450 | 1296.8055 |  | 950 | 686.6337 | 0 | 10.1718 | 150 | 0 | 0 | 450 | 1296.8055 | 950 | 686.6337 | 0 | 10.1718 | 150 | 0 | 0 | 450 | 1296.8055 | 950 | 722.7723 | 574.1675 | 10.9966 | 0 | 0 | 0 | 0 | 1307.9363 | 950 | 722.7723 | 574.1675 | 10.9966 | 0 | 0 | 0 | 0 | 1307.9363 | 950 | 722.7723 | 574.1675 | 10.9966 | 0 | 0 | 0 | 0 | 1307.9363 | 950 | 734.8185 | 1148.335 | 13.7457 | 0 | 0 | 0 | 0 | 0 | 0 | 1896.8992 | 950 | 734.8185 | 1148.335 | 13.7457 | 42 | 0 | 0 | 0 | 0 | 0 | 1938.8992 | 950 | 734.8185 | 1148.335 | 13.7457 | 0 | 0 | 0 | 0 | 0 | 0 | 1896.8992
953 | 108.6725 | 108.6725 | 108.6725 | 104.9397 | 104.9397 | 104.9397 | 83.3298 | 85.9519 | 85.7938 | 953 | 1619.06 | 1619.06 | 1619.06 | 1899.2819 | 1899.2819 | 1899.2819 | 2148.368 | 2148.368 | 2148.368 | 951 | 761.8812 | 0 | 0 | 150 | 0 | 0 | 750 | 1661.8812 |  | 951 | 761.8812 | 0 | 0 | 150 | 0 | 0 | 750 | 1661.8812 | 951 | 761.8812 | 0 | 0 | 150 | 0 | 0 | 750 | 1661.8812 | 951 | 801.9802 | 596.3673 | 0 | 150 | 0 | 0 | 150 | 1698.3475 | 951 | 801.9802 | 596.3673 | 0 | 150 | 0 | 0 | 150 | 1698.3475 | 951 | 801.9802 | 596.3673 | 0 | 150 | 0 | 0 | 150 | 1698.3475 | 951 | 815.3465 | 1192.7346 | 0 | 0 | 0 | 0 | 0 | 0 | 0 | 2008.0811 | 951 | 815.3465 | 1192.7346 | 0 | 66 | 0 | 0 | 0 | 0 | 0 | 2074.0811 | 951 | 815.3465 | 1192.7346 | 0 | 0 | 0 | 0 | 0 | 0 | 0 | 2008.0811
954 | 105.4824 | 105.4824 | 105.4824 | 105.4039 | 105.4039 | 105.4039 | 83.3298 | 85.9519 | 86.0141 | 954 | 1582.4146 | 1582.4146 | 1582.4146 | 1856.294 | 1856.294 | 1856.294 | 2099.7424 | 2099.7424 | 2099.7424 | 952 | 874.7525 | 0 | 0 | 150 | 0 | 0 | 750 | 1774.7525 |  | 952 | 874.7525 | 0 | 0 | 150 | 0 | 0 | 750 | 1774.7525 | 952 | 874.7525 | 0 | 0 | 150 | 0 | 0 | 750 | 1774.7525 | 952 | 920.7921 | 623.6125 | 0 | 150 | 0 | 0 | 150 | 1844.4046 | 952 | 920.7921 | 623.6125 | 0 | 150 | 0 | 0 | 150 | 1844.4046 | 952 | 920.7921 | 623.6125 | 0 | 150 | 0 | 0 | 150 | 1844.4046 | 952 | 936.1386 | 1247.225 | 0 | 0 | 0 | 0 | 0 | 0 | 0 | 2183.3636 | 952 | 936.1386 | 1247.225 | 0 | 66 | 0 | 0 | 0 | 0 | 0 | 2249.3636 | 952 | 936.1386 | 1247.225 | 0 | 0 | 0 | 0 | 0 | 0 | 0 | 2183.3636
955 | 109.2897 | 109.2897 | 109.2897 | 105.4039 | 105.4039 | 105.4039 | 83.3298 | 85.9519 | 88.3863 | 955 | 1536.8855 | 1536.8855 | 1536.8855 | 1802.8849 | 1802.8849 | 1802.8849 | 2039.3288 | 2039.3288 | 2039.3288 | 953 | 1006.4356 | 0 | 0 | 150 | 0 | 0 | 750 | 1906.4356 |  | 953 | 1006.4356 | 0 | 0 | 150 | 0 | 0 | 750 | 1906.4356 | 953 | 1006.4356 | 0 | 0 | 150 | 0 | 0 | 750 | 1906.4356 | 953 | 1059.4059 | 629.667 | 0 | 150 | 0 | 0 | 150 | 1989.0729 | 953 | 1059.4059 | 629.667 | 0 | 150 | 0 | 0 | 150 | 1989.0729 | 953 | 1059.4059 | 629.667 | 0 | 150 | 0 | 0 | 150 | 1989.0729 | 953 | 1077.0627 | 1259.334 | 0 | 0 | 0 | 0 | 0 | 0 | 0 | 2336.3967 | 953 | 1077.0627 | 1259.334 | 0 | 66 | 0 | 0 | 0 | 0 | 0 | 2402.3967 | 953 | 1077.0627 | 1259.334 | 0 | 0 | 0 | 0 | 0 | 0 | 0 | 2336.3967
956 | 108.6725 | 108.6725 | 108.6725 | 102.9275 | 102.9275 | 102.9275 | 83.3298 | 85.9519 | 85.7938 | 956 | 1460.2633 | 1460.2633 | 1460.2633 | 1713.0012 | 1713.0012 | 1713.0012 | 1937.657 | 1937.657 | 1937.657 | 954 | 1119.3069 | 0 | 0 | 150 | 0 | 0 | 750 | 2019.3069 |  | 954 | 1119.3069 | 0 | 0 | 150 | 0 | 0 | 750 | 2019.3069 | 954 | 1119.3069 | 0 | 0 | 150 | 0 | 0 | 750 | 2019.3069 | 954 | 1178.2178 | 608.4763 | 0 | 150 | 0 | 0 | 150 | 2086.6941 | 954 | 1178.2178 | 608.4763 | 0 | 150 | 0 | 0 | 150 | 2086.6941 | 954 | 1178.2178 | 608.4763 | 0 | 150 | 0 | 0 | 150 | 2086.6941 | 954 | 1197.8548 | 1216.9526 | 0 | 0 | 0 | 0 | 0 | 0 | 0 | 2414.8074 | 954 | 1197.8548 | 1216.9526 | 0 | 66 | 0 | 0 | 0 | 0 | 0 | 2480.8074 | 954 | 1197.8548 | 1216.9526 | 0 | 0 | 0 | 0 | 0 | 0 | 0 | 2414.8074
957 | 100.089 | 100.089 | 100.089 | 102.9275 | 102.9275 | 102.9275 | 83.3298 | 85.9519 | 85.7938 | 957 | 1364.7632 | 1364.7632 | 1364.7632 | 1600.9722 | 1600.9722 | 1600.9722 | 1810.9357 | 1810.9357 | 1810.9357 | 955 | 978.2178 | 0 | 0 | 150 | 0 | 0 | 750 | 1878.2178 |  | 955 | 978.2178 | 0 | 0 | 150 | 0 | 0 | 750 | 1878.2178 | 955 | 978.2178 | 0 | 0 | 150 | 0 | 0 | 750 | 1878.2178 | 955 | 1029.703 | 578.2038 | 0 | 150 | 0 | 0 | 150 | 1907.9068 | 955 | 1029.703 | 578.2038 | 0 | 150 | 0 | 0 | 150 | 1907.9068 | 955 | 1029.703 | 578.2038 | 0 | 150 | 0 | 0 | 150 | 1907.9068 | 955 | 1046.8647 | 1156.4077 | 0 | 0 | 0 | 0 | 0 | 0 | 0 | 2203.2724 | 955 | 1046.8647 | 1156.4077 | 0 | 66 | 0 | 0 | 0 | 0 | 0 | 2269.2724 | 955 | 1046.8647 | 1156.4077 | 0 | 0 | 0 | 0 | 0 | 0 | 0 | 2203.2724
958 | 98.9469 | 98.9469 | 98.9469 | 90.7143 | 90.7143 | 90.7143 | 78.8593 | 78.8593 | 78.8593 | 958 | 1269.2631 | 1269.2631 | 1269.2631 | 1488.9432 | 1488.9432 | 1488.9432 | 1684.2144 | 1684.2144 | 1684.2144 | 956 | 1147.5248 | 0 | 0 | 150 | 0 | 0 | 750 | 2047.5248 |  | 956 | 1147.5248 | 0 | 0 | 150 | 0 | 0 | 750 | 2047.5248 | 956 | 1147.5248 | 0 | 0 | 150 | 0 | 0 | 750 | 2047.5248 | 956 | 1207.9208 | 539.8587 | 0 | 150 | 0 | 0 | 150 | 2047.7795 | 956 | 1207.9208 | 539.8587 | 0 | 150 | 0 | 0 | 150 | 2047.7795 | 956 | 1207.9208 | 539.8587 | 0 | 150 | 0 | 0 | 150 | 2047.7795 | 956 | 1228.0528 | 1079.7175 | 0 | 0 | 0 | 0 | 0 | 0 | 0 | 2307.7703 | 956 | 1228.0528 | 1079.7175 | 0 | 66 | 0 | 0 | 0 | 0 | 0 | 2373.7703 | 956 | 1228.0528 | 1079.7175 | 0 | 0 | 0 | 0 | 0 | 0 | 0 | 2307.7703
959 | 96.2822 | 96.2822 | 96.2822 | 89.3618 | 89.3618 | 89.3618 | 68.3183 | 68.3183 | 68.3183 | 959 | 1221.513 | 1221.513 | 1221.513 | 1432.9287 | 1432.9287 | 1432.9287 | 1620.8538 | 1620.8538 | 1620.8538 | 957 | 1298.0198 | 0 | 0 | 150 | 0 | 0 | 750 | 2198.0198 |  | 957 | 1298.0198 | 0 | 0 | 150 | 0 | 0 | 750 | 2198.0198 | 957 | 1298.0198 | 0 | 0 | 150 | 0 | 0 | 750 | 2198.0198 | 957 | 1366.3366 | 480.3229 | 0 | 150 | 0 | 0 | 150 | 2146.6595 | 957 | 1366.3366 | 480.3229 | 0 | 150 | 0 | 0 | 150 | 2146.6595 | 957 | 1366.3366 | 480.3229 | 0 | 150 | 0 | 0 | 150 | 2146.6595 | 957 | 1389.1089 | 960.6458 | 0 | 0 | 0 | 0 | 0 | 0 | 0 | 2349.7547 | 957 | 1389.1089 | 960.6458 | 0 | 66 | 0 | 0 | 0 | 0 | 0 | 2415.7547 | 957 | 1389.1089 | 960.6458 | 0 | 0 | 0 | 0 | 0 | 0 | 0 | 2349.7547
960 | 88.4318 | 88.4318 | 88.4318 | 85.3627 | 85.3627 | 85.3627 | 40.3701 | 43.4142 | 43.2861 | 960 | 1200.4141 | 1200.4141 | 1200.4141 | 1483.4233 | 1483.4233 | 1483.4233 | 1592.8572 | 1857.3978 | 1913.4077 | 958 | 1156.9307 | 0 | 0 | 150 | 0 | 0 | 450 | 1756.9307 |  | 958 | 1156.9307 | 0 | 0 | 150 | 0 | 0 | 450 | 1756.9307 | 958 | 1156.9307 | 0 | 0 | 150 | 0 | 0 | 450 | 1756.9307 | 958 | 1217.8218 | 426.8416 | 0 | 38.0806 | 0 | 0 | 0 | 1682.7439 | 958 | 1217.8218 | 426.8416 | 0 | 38.0806 | 0 | 0 | 0 | 1682.7439 | 958 | 1217.8218 | 426.8416 | 0 | 38.0806 | 0 | 0 | 0 | 1682.7439 | 958 | 1238.1188 | 853.6831 | 0 | 0 | 0 | 0 | 0 | 0 | 0 | 2091.802 | 958 | 1238.1188 | 853.6831 | 0 | 42 | 0 | 0 | 0 | 0 | 0 | 2133.802 | 958 | 1238.1188 | 853.6831 | 0 | 0 | 0 | 0 | 0 | 0 | 0 | 2091.802
961 | 87.232 | 87.232 | 87.232 | 85.3627 | 85.3627 | 85.3627 | 40.3701 | 43.4142 | 43.2861 | 961 | 1199.3037 | 1199.3037 | 1199.3037 | 1871.1068 | 1871.1068 | 1871.1068 | 2068.8813 | 1591.3837 | 1599.7904 | 959 | 1100.495 | 0 | 0 | 150 | 0 | 0 | 300 | 1550.495 |  | 959 | 1100.495 | 0 | 0 | 150 | 0 | 0 | 300 | 1550.495 | 959 | 1100.495 | 0 | 0 | 150 | 0 | 0 | 300 | 1550.495 | 959 | 1158.4158 | 406.6599 | 0 | 0 | 0 | 0 | 0 | 1565.0758 | 959 | 1158.4158 | 406.6599 | 0 | 0 | 0 | 0 | 0 | 1565.0758 | 959 | 1158.4158 | 406.6599 | 0 | 0 | 0 | 0 | 0 | 1565.0758 | 959 | 1177.7228 | 813.3199 | 0 | 0 | 0 | 0 | 0 | 0 | 0 | 1991.0427 | 959 | 1177.7228 | 813.3199 | 0 | 17 | 0 | 0 | 0 | 0 | 0 | 2008.0427 | 959 | 1177.7228 | 813.3199 | 0 | 0 | 0 | 0 | 0 | 0 | 0 | 1991.0427
962 | 87.0858 | 87.0858 | 87.0858 | 85.3627 | 85.3627 | 85.3627 | 40.3701 | 43.4142 | 43.2861 | 962 | 1213.7397 | 1213.7397 | 1213.7397 | 1779.2615 | 1779.2615 | 1779.2615 | 1663.9918 | 2135.6534 | 2135.6534 | 960 | 1044.0594 | 0 | 0 | 0 | 0 | 0 | 150 | 1194.0594 |  | 960 | 1044.0594 | 0 | 0 | 0 | 0 | 0 | 150 | 1194.0594 | 960 | 1044.0594 | 0 | 0 | 0 | 0 | 0 | 150 | 1194.0594 | 960 | 1099.0099 | 397.5782 | 0 | 0 | 0 | 0 | 0 | 1496.5881 | 960 | 1099.0099 | 397.5782 | 0 | 0 | 0 | 0 | 0 | 1496.5881 | 960 | 1099.0099 | 397.5782 | 0 | 0 | 0 | 0 | 0 | 1496.5881 | 960 | 1117.3267 | 795.1564 | 0 | 0 | 0 | 0 | 0 | 0 | 0 | 1912.4831 | 960 | 1117.3267 | 795.1564 | 0 | 17 | 0 | 0 | 0 | 0 | 0 | 1929.4831 | 960 | 1117.3267 | 795.1564 | 0 | 0 | 0 | 0 | 0 | 0 | 0 | 1912.4831
963 | 86.7998 | 86.7998 | 86.7998 | 77.6525 | 77.6525 | 77.6525 | 40.3701 | 43.4142 | 43.2861 | 963 | 1421.4888 | 1421.4888 | 1576.6411 | 1904.9761 | 1904.9761 | 1904.9761 | 2154.809 | 2154.809 | 2154.809 | 961 | 855.9406 | 0 | 0 | 0 | 0 | 0 | 150 | 1005.9406 |  | 961 | 855.9406 | 0 | 0 | 0 | 0 | 0 | 150 | 1005.9406 | 961 | 855.9406 | 0 | 0 | 0 | 0 | 0 | 150 | 1005.9406 | 961 | 900.9901 | 391.5237 | 0 | 0 | 0 | 0 | 0 | 1292.5138 | 961 | 900.9901 | 391.5237 | 0 | 0 | 0 | 0 | 0 | 1292.5138 | 961 | 900.9901 | 391.5237 | 0 | 0 | 0 | 0 | 0 | 1292.5138 | 961 | 916.0066 | 783.0474 | 0 | 0 | 0 | 0 | 0 | 0 | 0 | 1699.054 | 961 | 916.0066 | 783.0474 | 0 | 17 | 0 | 0 | 0 | 0 | 0 | 1716.054 | 961 | 916.0066 | 783.0474 | 0 | 0 | 0 | 0 | 0 | 0 | 0 | 1699.054
964 | 86.7998 | 86.7998 | 86.7998 | 75.8796 | 75.8796 | 75.8796 | 40.3701 | 43.4142 | 43.2861 | 964 | 1595.7912 | 1595.7912 | 1595.7912 | 1963.5959 | 1963.5959 | 1963.5959 | 1696.0025 | 2221.1166 | 2221.1166 | 962 | 761.8812 | 0 | 0 | 0 | 0 | 0 | 150 | 911.8812 |  | 962 | 761.8812 | 0 | 0 | 0 | 0 | 0 | 150 | 911.8812 | 962 | 761.8812 | 0 | 0 | 0 | 0 | 0 | 150 | 911.8812 | 962 | 801.9802 | 391.5237 | 0 | 0 | 0 | 0 | 0 | 1193.5039 | 962 | 801.9802 | 391.5237 | 0 | 0 | 0 | 0 | 0 | 1193.5039 | 962 | 801.9802 | 391.5237 | 0 | 0 | 0 | 0 | 0 | 1193.5039 | 962 | 815.3465 | 783.0474 | 0 | 0 | 0 | 0 | 0 | 0 | 0 | 1598.394 | 962 | 815.3465 | 783.0474 | 0 | 17 | 0 | 0 | 0 | 0 | 0 | 1615.394 | 962 | 815.3465 | 783.0474 | 0 | 0 | 0 | 0 | 0 | 0 | 0 | 1598.394
965 | 88.4318 | 88.4318 | 88.4318 | 85.3627 | 85.3627 | 85.3627 | 40.3701 | 43.4142 | 43.2861 | 965 | 1421.397 | 1421.397 | 1421.397 | 1735.044 | 1735.044 | 1735.044 | 1886.0844 | 2383.9644 | 2383.9644 | 963 | 761.8812 | 0 | 0 | 0 | 0 | 0 | 150 | 911.8812 |  | 963 | 761.8812 | 0 | 0 | 0 | 0 | 0 | 150 | 911.8812 | 963 | 761.8812 | 0 | 0 | 0 | 0 | 0 | 150 | 911.8812 | 963 | 801.9802 | 391.5237 | 0 | 0 | 0 | 0 | 0 | 1193.5039 | 963 | 801.9802 | 391.5237 | 0 | 0 | 0 | 0 | 0 | 1193.5039 | 963 | 801.9802 | 391.5237 | 0 | 0 | 0 | 0 | 0 | 1193.5039 | 963 | 815.3465 | 783.0474 | 0 | 0 | 0 | 0 | 0 | 0 | 0 | 1598.394 | 963 | 815.3465 | 783.0474 | 0 | 17 | 0 | 0 | 0 | 0 | 0 | 1615.394 | 963 | 815.3465 | 783.0474 | 0 | 0 | 0 | 0 | 0 | 0 | 0 | 1598.394
966 | 98.7585 | 98.7585 | 98.7585 | 89.9265 | 89.9265 | 89.9265 | 42.8088 | 57.9206 | 57.7925 | 966 | 1574.6413 | 1574.6413 | 1574.6413 | 1847.1754 | 1847.1754 | 1847.1754 | 2089.4279 | 2089.4279 | 2089.4279 | 964 | 884.1584 | 0 | 0 | 0 | 0 | 0 | 150 | 1034.1584 |  | 964 | 884.1584 | 0 | 0 | 0 | 0 | 0 | 150 | 1034.1584 | 964 | 884.1584 | 0 | 0 | 0 | 0 | 0 | 150 | 1034.1584 | 964 | 930.6931 | 382.442 | 0 | 0 | 0 | 0 | 0 | 1313.135 | 964 | 930.6931 | 382.442 | 0 | 0 | 0 | 0 | 0 | 1313.135 | 964 | 930.6931 | 382.442 | 0 | 0 | 0 | 0 | 0 | 1313.135 | 964 | 946.2046 | 764.884 | 0 | 0 | 0 | 0 | 0 | 0 | 0 | 1711.0886 | 964 | 946.2046 | 764.884 | 0 | 17 | 0 | 0 | 0 | 0 | 0 | 1728.0886 | 964 | 946.2046 | 764.884 | 0 | 0 | 0 | 0 | 0 | 0 | 0 | 1711.0886
967 | 98.7585 | 98.7585 | 98.7585 | 91.2384 | 91.2384 | 91.2384 | 90.7143 | 90.7143 | 90.7143 | 967 | 1670.1414 | 1670.1414 | 1670.1414 | 1959.2044 | 1959.2044 | 1959.2044 | 2216.1492 | 2216.1492 | 2216.1492 | 965 | 837.1287 | 0 | 0 | 0 | 0 | 0 | 150 | 987.1287 |  | 965 | 837.1287 | 0 | 0 | 0 | 0 | 0 | 150 | 987.1287 | 965 | 837.1287 | 0 | 0 | 0 | 0 | 0 | 150 | 987.1287 | 965 | 881.1881 | 371.3421 | 0 | 0 | 0 | 0 | 0 | 1252.5302 | 965 | 881.1881 | 371.3421 | 0 | 0 | 0 | 0 | 0 | 1252.5302 | 965 | 881.1881 | 371.3421 | 0 | 0 | 0 | 0 | 0 | 1252.5302 | 965 | 895.8746 | 742.6842 | 0 | 0 | 0 | 0 | 0 | 0 | 0 | 1638.5587 | 965 | 895.8746 | 742.6842 | 0 | 17 | 0 | 0 | 0 | 0 | 0 | 1655.5587 | 965 | 895.8746 | 742.6842 | 0 | 0 | 0 | 0 | 0 | 0 | 0 | 1638.5587
968 | 98.6288 | 98.6288 | 98.6288 | 91.5994 | 91.5994 | 91.5994 | 93.5482 | 93.5482 | 93.5482 | 968 | 1733.438 | 1733.438 | 1733.438 | 2033.4561 | 2033.4561 | 2033.4561 | 2300.1389 | 2300.1389 | 2300.1389 | 966 | 743.0693 | 0 | 0 | 150 | 0 | 0 | 450 | 1343.0693 |  | 966 | 743.0693 | 0 | 0 | 150 | 0 | 0 | 450 | 1343.0693 | 966 | 743.0693 | 0 | 0 | 150 | 0 | 0 | 450 | 1343.0693 | 966 | 782.1782 | 364.2785 | 0 | 0 | 0 | 0 | 0 | 1146.4567 | 966 | 782.1782 | 364.2785 | 0 | 0 | 0 | 0 | 0 | 1146.4567 | 966 | 782.1782 | 364.2785 | 0 | 0 | 0 | 0 | 0 | 1146.4567 | 966 | 795.2145 | 728.557 | 0 | 0 | 0 | 0 | 0 | 0 | 0 | 1523.7715 | 966 | 795.2145 | 728.557 | 0 | 17 | 0 | 0 | 0 | 0 | 0 | 1540.7715 | 966 | 795.2145 | 728.557 | 0 | 0 | 0 | 0 | 0 | 0 | 0 | 1523.7715
969 | 98.7585 | 98.7585 | 98.7585 | 98.7225 | 98.7225 | 98.7225 | 93.8173 | 93.8173 | 93.8173 | 969 | 1747.8741 | 1747.8741 | 1747.8741 | 2050.3907 | 2050.3907 | 2050.3907 | 2319.2944 | 2319.2944 | 2319.2944 | 967 | 752.4752 | 0 | 0 | 150 | 0 | 0 | 450 | 1352.4752 |  | 967 | 752.4752 | 0 | 0 | 150 | 0 | 0 | 450 | 1352.4752 | 967 | 752.4752 | 0 | 0 | 150 | 0 | 0 | 450 | 1352.4752 | 967 | 792.0792 | 354.1877 | 0 | 150 | 0 | 0 | 0 | 1296.2669 | 967 | 792.0792 | 354.1877 | 0 | 150 | 0 | 0 | 0 | 1296.2669 | 967 | 792.0792 | 354.1877 | 0 | 150 | 0 | 0 | 0 | 1296.2669 | 967 | 805.2805 | 708.3754 | 0 | 62.3545 | 0 | 0 | 0 | 0 | 0 | 1576.0104 | 967 | 805.2805 | 708.3754 | 0 | 62.3545 | 0 | 0 | 0 | 0 | 0 | 1576.0104 | 967 | 805.2805 | 708.3754 | 0 | 62.3545 | 0 | 0 | 0 | 0 | 0 | 1576.0104
970 | 98.9859 | 98.9859 | 98.9859 | 104.9397 | 104.9397 | 104.9397 | 93.8173 | 93.8173 | 93.8173 | 970 | 1721.2229 | 1721.2229 | 1721.2229 | 2019.1268 | 2019.1268 | 2019.1268 | 2283.9304 | 2283.9304 | 2283.9304 | 968 | 686.6337 | 0 | 10.1718 | 150 | 0 | 0 | 303.7316 | 1150.537 |  | 968 | 686.6337 | 0 | 10.1718 | 150 | 0 | 0 | 303.7316 | 1150.537 | 968 | 686.6337 | 0 | 10.1718 | 150 | 0 | 0 | 363.8124 | 1210.6179 | 968 | 722.7723 | 330.9788 | 10.9966 | 150 | 0 | 0 | 0 | 1214.7477 | 968 | 722.7723 | 330.9788 | 10.9966 | 150 | 0 | 0 | 0 | 1214.7477 | 968 | 722.7723 | 330.9788 | 10.9966 | 150 | 0 | 0 | 0 | 1214.7477 | 968 | 734.8185 | 661.9576 | 13.7457 | 150 | 0 | 0 | 0 | 0 | 0 | 1560.5218 | 968 | 734.8185 | 661.9576 | 13.7457 | 66 | 0 | 0 | 0 | 0 | 0 | 1476.5218 | 968 | 734.8185 | 661.9576 | 13.7457 | 150 | 0 | 0 | 0 | 0 | 0 | 1560.5218
971 | 99.3081 | 99.3081 | 99.3081 | 105.4039 | 105.4039 | 105.4039 | 96.0546 | 96.0546 | 96.0546 | 971 | 1690.1298 | 1690.1298 | 1690.1298 | 1982.6523 | 1982.6523 | 1982.6523 | 2242.6723 | 2242.6723 | 2242.6723 | 969 | 554.9505 | 0 | 15.2577 | 150 | 0 | 0 | 450 | 1170.2082 |  | 969 | 554.9505 | 0 | 15.2577 | 150 | 0 | 0 | 450 | 1170.2082 | 969 | 554.9505 | 0 | 15.2577 | 150 | 0 | 0 | 450 | 1170.2082 | 969 | 584.1584 | 314.8335 | 16.4948 | 150 | 0 | 0 | 0 | 1065.4868 | 969 | 584.1584 | 314.8335 | 16.4948 | 150 | 0 | 0 | 0 | 1065.4868 | 969 | 584.1584 | 314.8335 | 16.4948 | 150 | 0 | 0 | 0 | 1065.4868 | 969 | 593.8944 | 629.667 | 20.6186 | 150 | 0 | 0 | 0 | 0 | 0 | 1394.1799 | 969 | 593.8944 | 629.667 | 20.6186 | 66 | 0 | 0 | 0 | 0 | 0 | 1310.1799 | 969 | 593.8944 | 629.667 | 20.6186 | 150 | 0 | 0 | 0 | 0 | 0 | 1394.1799
972 | 108.6725 | 108.6725 | 108.6725 | 105.4039 | 105.4039 | 105.4039 | 103.7517 | 102.4962 | 102.8586 | 972 | 1690.1298 | 1690.1298 | 1690.1298 | 1982.6523 | 1982.6523 | 1982.6523 | 2242.6723 | 2242.6723 | 2242.6723 | 970 | 460.8911 | 0 | 20.3436 | 150 | 0 | 0 | 450 | 1081.2347 |  | 970 | 460.8911 | 0 | 20.3436 | 150 | 0 | 0 | 450 | 1081.2347 | 970 | 460.8911 | 0 | 20.3436 | 150 | 0 | 0 | 450 | 1081.2347 | 970 | 485.1485 | 317.8607 | 21.9931 | 150 | 0 | 0 | 150 | 1125.0024 | 970 | 485.1485 | 317.8607 | 21.9931 | 150 | 0 | 0 | 150 | 1125.0024 | 970 | 485.1485 | 317.8607 | 21.9931 | 150 | 0 | 0 | 150 | 1125.0024 | 970 | 493.2343 | 635.7215 | 27.4914 | 150 | 0 | 0 | 0 | 0 | 0 | 1306.4472 | 970 | 493.2343 | 635.7215 | 27.4914 | 66 | 0 | 0 | 0 | 0 | 0 | 1222.4472 | 970 | 493.2343 | 635.7215 | 27.4914 | 150 | 0 | 0 | 0 | 0 | 0 | 1306.4472
973 | 108.6725 | 108.6725 | 108.6725 | 105.4039 | 105.4039 | 105.4039 | 103.7517 | 102.4962 | 102.8586 | 973 | 1655.7054 | 1655.7054 | 1655.7054 | 1942.2697 | 1942.2697 | 1942.2697 | 2196.9936 | 2196.9936 | 2196.9936 | 971 | 404.4554 | 0 | 25.4296 | 150 | 0 | 0 | 576.6423 | 1156.5273 |  | 971 | 404.4554 | 0 | 25.4296 | 150 | 0 | 0 | 576.6423 | 1156.5273 | 971 | 404.4554 | 0 | 25.4296 | 150 | 0 | 0 | 576.6423 | 1156.5273 | 971 | 425.7426 | 330.9788 | 27.4914 | 150 | 0 | 0 | 150 | 1084.2128 | 971 | 425.7426 | 330.9788 | 27.4914 | 150 | 0 | 0 | 150 | 1084.2128 | 971 | 425.7426 | 330.9788 | 27.4914 | 150 | 0 | 0 | 150 | 1084.2128 | 971 | 432.8383 | 661.9576 | 34.3643 | 150 | 0 | 0 | 0 | 0 | 0 | 1279.1602 | 971 | 432.8383 | 661.9576 | 34.3643 | 66 | 0 | 0 | 0 | 0 | 0 | 1195.1602 | 971 | 432.8383 | 661.9576 | 34.3643 | 150 | 0 | 0 | 0 | 0 | 0 | 1279.1602
974 | 109.2897 | 109.2897 | 109.2897 | 105.4039 | 105.4039 | 105.4039 | 101.7462 | 101.7462 | 101.7462 | 974 | 1626.8332 | 1626.8332 | 1626.8332 | 1908.4005 | 1908.4005 | 1908.4005 | 2158.6826 | 2158.6826 | 2158.6826 | 972 | 300.9901 | 0 | 30.5155 | 150 | 0 | 0 | 750 | 1231.5056 |  | 972 | 300.9901 | 0 | 30.5155 | 150 | 0 | 0 | 750 | 1231.5056 | 972 | 300.9901 | 0 | 30.5155 | 150 | 0 | 0 | 750 | 1231.5056 | 972 | 316.8317 | 325.9334 | 32.9897 | 150 | 0 | 0 | 150 | 975.7548 | 972 | 316.8317 | 325.9334 | 32.9897 | 150 | 0 | 0 | 150 | 975.7548 | 972 | 316.8317 | 325.9334 | 32.9897 | 150 | 0 | 0 | 150 | 975.7548 | 972 | 322.1122 | 651.8668 | 41.2371 | 150 | 0 | 0 | 0 | 0 | 0 | 1165.2161 | 972 | 322.1122 | 651.8668 | 41.2371 | 66 | 0 | 0 | 0 | 0 | 0 | 1081.2161 | 972 | 322.1122 | 651.8668 | 41.2371 | 150 | 0 | 0 | 0 | 0 | 0 | 1165.2161
975 | 113.6095 | 112.6099 | 112.6099 | 105.4039 | 105.4039 | 105.4039 | 95.5236 | 95.5236 | 95.5236 | 975 | 1602.403 | 1602.403 | 1602.403 | 1879.7419 | 1879.7419 | 1879.7419 | 2126.2655 | 2126.2655 | 2126.2655 | 973 | 235.1485 | 0 | 15.2577 | 150 | 0 | 0 | 750 | 1150.4062 |  | 973 | 235.1485 | 0 | 15.2577 | 150 | 0 | 0 | 750 | 1150.4062 | 973 | 235.1485 | 0 | 15.2577 | 150 | 0 | 0 | 750 | 1150.4062 | 973 | 247.5248 | 340.0605 | 16.4948 | 150 | 0 | 0 | 150 | 904.0801 | 973 | 247.5248 | 340.0605 | 16.4948 | 150 | 0 | 0 | 150 | 904.0801 | 973 | 247.5248 | 340.0605 | 16.4948 | 150 | 0 | 0 | 150 | 904.0801 | 973 | 251.6502 | 680.1211 | 20.6186 | 150 | 0 | 0 | 0 | 0 | 0 | 1102.3898 | 973 | 251.6502 | 680.1211 | 20.6186 | 66 | 0 | 0 | 0 | 0 | 0 | 1018.3898 | 973 | 251.6502 | 680.1211 | 20.6186 | 150 | 0 | 0 | 0 | 0 | 0 | 1102.3898
976 | 113.5244 | 112.6099 | 112.6099 | 105.4039 | 105.4039 | 105.4039 | 101.4327 | 101.4327 | 101.4327 | 976 | 1639.0484 | 1639.0484 | 1639.0484 | 1922.7298 | 1922.7298 | 1922.7298 | 2174.8911 | 2174.8911 | 2174.8911 | 974 | 310.396 | 0 | 5.0859 | 150 | 0 | 0 | 750 | 1215.482 |  | 974 | 310.396 | 0 | 5.0859 | 150 | 0 | 0 | 750 | 1215.482 | 974 | 310.396 | 0 | 5.0859 | 150 | 0 | 0 | 750 | 1215.482 | 974 | 326.7327 | 367.3058 | 5.4983 | 150 | 0 | 0 | 150 | 999.5367 | 974 | 326.7327 | 367.3058 | 5.4983 | 150 | 0 | 0 | 150 | 999.5367 | 974 | 326.7327 | 367.3058 | 5.4983 | 150 | 0 | 0 | 150 | 999.5367 | 974 | 332.1782 | 734.6115 | 6.8729 | 150 | 0 | 0 | 0 | 0 | 0 | 1223.6626 | 974 | 332.1782 | 734.6115 | 6.8729 | 66 | 0 | 0 | 0 | 0 | 0 | 1139.6626 | 974 | 332.1782 | 734.6115 | 6.8729 | 150 | 0 | 0 | 0 | 0 | 0 | 1223.6626
977 | 109.2897 | 109.2897 | 109.2897 | 105.4039 | 105.4039 | 105.4039 | 96.0546 | 96.0546 | 96.0546 | 977 | 1651.2635 | 1651.2635 | 1651.2635 | 1937.0591 | 1937.0591 | 1937.0591 | 2191.0996 | 2191.0996 | 2191.0996 | 975 | 460.8911 | 0 | 0 | 150 | 0 | 0 | 750 | 1360.8911 |  | 975 | 460.8911 | 0 | 0 | 150 | 0 | 0 | 750 | 1360.8911 | 975 | 460.8911 | 0 | 0 | 150 | 0 | 0 | 750 | 1360.8911 | 975 | 485.1485 | 404.6418 | 0 | 150 | 0 | 0 | 150 | 1189.7903 | 975 | 485.1485 | 404.6418 | 0 | 150 | 0 | 0 | 150 | 1189.7903 | 975 | 485.1485 | 404.6418 | 0 | 150 | 0 | 0 | 150 | 1189.7903 | 975 | 493.2343 | 809.2836 | 0 | 150 | 0 | 0 | 0 | 0 | 0 | 1452.5179 | 975 | 493.2343 | 809.2836 | 0 | 66 | 0 | 0 | 0 | 0 | 0 | 1368.5179 | 975 | 493.2343 | 809.2836 | 0 | 150 | 0 | 0 | 0 | 0 | 0 | 1452.5179
978 | 109.2897 | 109.2897 | 109.2897 | 105.4039 | 105.4039 | 105.4039 | 103.7517 | 102.4962 | 102.8586 | 978 | 1616.839 | 1616.839 | 1616.839 | 1896.6766 | 1896.6766 | 1896.6766 | 2145.421 | 2145.421 | 2145.421 | 976 | 677.2277 | 0 | 0 | 150 | 0 | 0 | 750 | 1577.2277 |  | 976 | 677.2277 | 0 | 0 | 150 | 0 | 0 | 750 | 1577.2277 | 976 | 677.2277 | 0 | 0 | 150 | 0 | 0 | 750 | 1577.2277 | 976 | 712.8713 | 454.0868 | 0 | 150 | 0 | 0 | 150 | 1466.9581 | 976 | 712.8713 | 454.0868 | 0 | 150 | 0 | 0 | 150 | 1466.9581 | 976 | 712.8713 | 454.0868 | 0 | 150 | 0 | 0 | 150 | 1466.9581 | 976 | 724.7525 | 908.1736 | 0 | 150 | 0 | 0 | 0 | 0 | 0 | 1782.926 | 976 | 724.7525 | 908.1736 | 0 | 66 | 0 | 0 | 0 | 0 | 0 | 1698.926 | 976 | 724.7525 | 908.1736 | 0 | 150 | 0 | 0 | 0 | 0 | 0 | 1782.926
979 | 109.2897 | 109.2897 | 109.2897 | 105.4039 | 105.4039 | 105.4039 | 103.7517 | 102.4962 | 102.8586 | 979 | 1572.4204 | 1572.4204 | 1572.4204 | 1844.5701 | 1844.5701 | 1844.5701 | 2086.4809 | 2086.4809 | 2086.4809 | 977 | 818.3168 | 0 | 0 | 150 | 0 | 0 | 750 | 1718.3168 |  | 977 | 818.3168 | 0 | 0 | 150 | 0 | 0 | 750 | 1718.3168 | 977 | 818.3168 | 0 | 0 | 150 | 0 | 0 | 750 | 1718.3168 | 977 | 861.3861 | 489.4046 | 0 | 150 | 0 | 0 | 150 | 1650.7908 | 977 | 861.3861 | 489.4046 | 0 | 150 | 0 | 0 | 150 | 1650.7908 | 977 | 861.3861 | 489.4046 | 0 | 150 | 0 | 0 | 150 | 1650.7908 | 977 | 875.7426 | 978.8093 | 0 | 150 | 0 | 0 | 0 | 0 | 0 | 2004.5519 | 977 | 875.7426 | 978.8093 | 0 | 66 | 0 | 0 | 0 | 0 | 0 | 1920.5519 | 977 | 875.7426 | 978.8093 | 0 | 150 | 0 | 0 | 0 | 0 | 0 | 2004.5519
980 | 109.2897 | 109.2897 | 109.2897 | 105.4039 | 105.4039 | 105.4039 | 103.7517 | 102.4962 | 102.8586 | 980 | 1506.9029 | 1506.9029 | 1506.9029 | 1767.713 | 1767.713 | 1767.713 | 1999.5442 | 1999.5442 | 1999.5442 | 978 | 790.099 | 0 | 0 | 150 | 0 | 0 | 750 | 1690.099 |  | 978 | 790.099 | 0 | 0 | 150 | 0 | 0 | 750 | 1690.099 | 978 | 790.099 | 0 | 0 | 150 | 0 | 0 | 750 | 1690.099 | 978 | 831.6832 | 495.4591 | 0 | 150 | 0 | 0 | 150 | 1627.1423 | 978 | 831.6832 | 495.4591 | 0 | 150 | 0 | 0 | 150 | 1627.1423 | 978 | 831.6832 | 495.4591 | 0 | 150 | 0 | 0 | 150 | 1627.1423 | 978 | 845.5446 | 990.9183 | 0 | 150 | 0 | 0 | 0 | 0 | 0 | 1986.4628 | 978 | 845.5446 | 990.9183 | 0 | 66 | 0 | 0 | 0 | 0 | 0 | 1902.4628 | 978 | 845.5446 | 990.9183 | 0 | 150 | 0 | 0 | 0 | 0 | 0 | 1986.4628
981 | 108.6725 | 108.6725 | 108.6725 | 103.4344 | 103.4344 | 103.4344 | 102.4962 | 102.4962 | 102.4962 | 981 | 1414.7342 | 1414.7342 | 1414.7342 | 1659.592 | 1659.592 | 1659.592 | 1877.2434 | 1877.2434 | 1877.2434 | 979 | 790.099 | 0 | 0 | 150 | 0 | 0 | 750 | 1690.099 |  | 979 | 790.099 | 0 | 0 | 150 | 0 | 0 | 750 | 1690.099 | 979 | 790.099 | 0 | 0 | 150 | 0 | 0 | 750 | 1690.099 | 979 | 831.6832 | 499.4955 | 0 | 150 | 0 | 0 | 150 | 1631.1786 | 979 | 831.6832 | 499.4955 | 0 | 150 | 0 | 0 | 150 | 1631.1786 | 979 | 831.6832 | 499.4955 | 0 | 150 | 0 | 0 | 150 | 1631.1786 | 979 | 845.5446 | 998.9909 | 0 | 150 | 0 | 0 | 0 | 0 | 0 | 1994.5355 | 979 | 845.5446 | 998.9909 | 0 | 66 | 0 | 0 | 0 | 0 | 0 | 1910.5355 | 979 | 845.5446 | 998.9909 | 0 | 150 | 0 | 0 | 0 | 0 | 0 | 1994.5355
982 | 108.6725 | 108.6725 | 108.6725 | 100 | 100 | 100 | 101.4026 | 101.4026 | 101.4026 | 982 | 1313.6817 | 1313.6817 | 1313.6817 | 1541.0497 | 1541.0497 | 1541.0497 | 1743.1546 | 1743.1546 | 1743.1546 | 980 | 761.8812 | 0 | 0 | 150 | 0 | 0 | 750 | 1661.8812 |  | 980 | 761.8812 | 0 | 0 | 150 | 0 | 0 | 750 | 1661.8812 | 980 | 761.8812 | 0 | 0 | 150 | 0 | 0 | 750 | 1661.8812 | 980 | 801.9802 | 498.4864 | 0 | 150 | 0 | 0 | 150 | 1600.4666 | 980 | 801.9802 | 498.4864 | 0 | 150 | 0 | 0 | 150 | 1600.4666 | 980 | 801.9802 | 498.4864 | 0 | 150 | 0 | 0 | 150 | 1600.4666 | 980 | 815.3465 | 996.9728 | 0 | 150 | 0 | 0 | 0 | 0 | 0 | 1962.3193 | 980 | 815.3465 | 996.9728 | 0 | 66 | 0 | 0 | 0 | 0 | 0 | 1878.3193 | 980 | 815.3465 | 996.9728 | 0 | 150 | 0 | 0 | 0 | 0 | 0 | 1962.3193
983 | 105.4824 | 105.4824 | 105.4824 | 100 | 100 | 100 | 99.9467 | 99.9467 | 99.9467 | 983 | 1244.8328 | 1244.8328 | 1244.8328 | 1460.2846 | 1460.2846 | 1460.2846 | 1651.7974 | 1651.7974 | 1651.7974 | 981 | 630.198 | 0 | 0 | 150 | 0 | 0 | 750 | 1530.198 |  | 981 | 630.198 | 0 | 0 | 150 | 0 | 0 | 750 | 1530.198 | 981 | 630.198 | 0 | 0 | 150 | 0 | 0 | 750 | 1530.198 | 981 | 663.3663 | 483.3502 | 0 | 150 | 0 | 0 | 150 | 1446.7165 | 981 | 663.3663 | 483.3502 | 0 | 150 | 0 | 0 | 150 | 1446.7165 | 981 | 663.3663 | 483.3502 | 0 | 150 | 0 | 0 | 150 | 1446.7165 | 981 | 674.4224 | 966.7003 | 0 | 150 | 0 | 0 | 0 | 0 | 0 | 1791.1227 | 981 | 674.4224 | 966.7003 | 0 | 66 | 0 | 0 | 0 | 0 | 0 | 1707.1227 | 981 | 674.4224 | 966.7003 | 0 | 150 | 0 | 0 | 0 | 0 | 0 | 1791.1227
984 | 105.4824 | 105.4824 | 105.4824 | 100 | 100 | 100 | 96.5334 | 96.5334 | 96.5334 | 984 | 1210.4083 | 1210.4083 | 1210.4083 | 1419.9021 | 1419.9021 | 1419.9021 | 1606.1188 | 1606.1188 | 1606.1188 | 982 | 545.5446 | 0 | 0 | 150 | 0 | 0 | 750 | 1445.5446 |  | 982 | 545.5446 | 0 | 0 | 150 | 0 | 0 | 750 | 1445.5446 | 982 | 545.5446 | 0 | 0 | 150 | 0 | 0 | 750 | 1445.5446 | 982 | 574.2574 | 451.0595 | 0 | 150 | 0 | 0 | 0 | 1175.317 | 982 | 574.2574 | 451.0595 | 0 | 150 | 0 | 0 | 0 | 1175.317 | 982 | 574.2574 | 451.0595 | 0 | 150 | 0 | 0 | 0 | 1175.317 | 982 | 583.8284 | 902.1191 | 0 | 150 | 0 | 0 | 0 | 0 | 0 | 1635.9475 | 982 | 583.8284 | 902.1191 | 0 | 66 | 0 | 0 | 0 | 0 | 0 | 1551.9475 | 982 | 583.8284 | 902.1191 | 0 | 150 | 0 | 0 | 0 | 0 | 0 | 1635.9475
985 | 105.4824 | 105.4824 | 105.4824 | 100 | 100 | 100 | 96.5199 | 96.5199 | 96.5199 | 985 | 1194.8618 | 1194.8618 | 1194.8618 | 1401.6648 | 1401.6648 | 1401.6648 | 1585.4897 | 1585.4897 | 1585.4897 | 983 | 573.7624 | 0 | 0 | 150 | 0 | 0 | 750 | 1473.7624 |  | 983 | 573.7624 | 0 | 0 | 150 | 0 | 0 | 750 | 1473.7624 | 983 | 573.7624 | 0 | 0 | 150 | 0 | 0 | 750 | 1473.7624 | 983 | 603.9604 | 420.7871 | 0 | 150 | 0 | 0 | 0 | 1174.7475 | 983 | 603.9604 | 420.7871 | 0 | 150 | 0 | 0 | 0 | 1174.7475 | 983 | 603.9604 | 420.7871 | 0 | 150 | 0 | 0 | 0 | 1174.7475 | 983 | 614.0264 | 841.5742 | 0 | 150 | 0 | 0 | 0 | 0 | 0 | 1605.6006 | 983 | 614.0264 | 841.5742 | 0 | 66 | 0 | 0 | 0 | 0 | 0 | 1521.6006 | 983 | 614.0264 | 841.5742 | 0 | 150 | 0 | 0 | 0 | 0 | 0 | 1605.6006
986 | 105.4824 | 105.4824 | 105.4824 | 100 | 100 | 100 | 100 | 100 | 100 | 986 | 1200.4141 | 1200.4141 | 1200.4141 | 1408.1781 | 1408.1781 | 1408.1781 | 1592.8572 | 1592.8572 | 1592.8572 | 984 | 545.5446 | 0 | 0 | 150 | 0 | 0 | 750 | 1445.5446 |  | 984 | 545.5446 | 0 | 0 | 150 | 0 | 0 | 750 | 1445.5446 | 984 | 545.5446 | 0 | 0 | 150 | 0 | 0 | 750 | 1445.5446 | 984 | 574.2574 | 417.7598 | 0 | 150 | 0 | 0 | 0 | 1142.0173 | 984 | 574.2574 | 417.7598 | 0 | 150 | 0 | 0 | 0 | 1142.0173 | 984 | 574.2574 | 417.7598 | 0 | 150 | 0 | 0 | 0 | 1142.0173 | 984 | 583.8284 | 835.5197 | 0 | 150 | 0 | 0 | 0 | 0 | 0 | 1569.3481 | 984 | 583.8284 | 835.5197 | 0 | 66 | 0 | 0 | 0 | 0 | 0 | 1485.3481 | 984 | 583.8284 | 835.5197 | 0 | 150 | 0 | 0 | 0 | 0 | 0 | 1569.3481
987 | 105.4824 | 105.4824 | 105.4824 | 102.1027 | 102.1027 | 102.1027 | 95.6189 | 95.6189 | 95.6189 | 987 | 1205.9665 | 1205.9665 | 1205.9665 | 1414.6914 | 1414.6914 | 1414.6914 | 1600.2248 | 1600.2248 | 1600.2248 | 985 | 536.1386 | 0 | 0 | 150 | 0 | 0 | 750 | 1436.1386 |  | 985 | 536.1386 | 0 | 0 | 150 | 0 | 0 | 750 | 1436.1386 | 985 | 536.1386 | 0 | 0 | 150 | 0 | 0 | 750 | 1436.1386 | 985 | 564.3564 | 441.9778 | 0 | 150 | 0 | 0 | 0 | 1156.3342 | 985 | 564.3564 | 441.9778 | 0 | 150 | 0 | 0 | 0 | 1156.3342 | 985 | 564.3564 | 441.9778 | 0 | 150 | 0 | 0 | 0 | 1156.3342 | 985 | 573.7624 | 883.9556 | 0 | 150 | 0 | 0 | 0 | 0 | 0 | 1607.718 | 985 | 573.7624 | 883.9556 | 0 | 66 | 0 | 0 | 0 | 0 | 0 | 1523.718 | 985 | 573.7624 | 883.9556 | 0 | 150 | 0 | 0 | 0 | 0 | 0 | 1607.718
988 | 99.4244 | 99.4244 | 99.4244 | 103.4344 | 103.4344 | 103.4344 | 96.0848 | 96.0848 | 96.0848 | 988 | 1248.1642 | 1248.1642 | 1248.1642 | 1464.1926 | 1464.1926 | 1464.1926 | 1656.2179 | 1656.2179 | 1656.2179 | 986 | 460.8911 | 0 | 0 | 150 | 0 | 0 | 750 | 1360.8911 |  | 986 | 460.8911 | 0 | 0 | 150 | 0 | 0 | 750 | 1360.8911 | 986 | 460.8911 | 0 | 0 | 150 | 0 | 0 | 750 | 1360.8911 | 986 | 485.1485 | 472.2503 | 0 | 150 | 0 | 0 | 0 | 1107.3988 | 986 | 485.1485 | 472.2503 | 0 | 150 | 0 | 0 | 0 | 1107.3988 | 986 | 485.1485 | 472.2503 | 0 | 150 | 0 | 0 | 0 | 1107.3988 | 986 | 493.2343 | 944.5005 | 0 | 150 | 0 | 0 | 0 | 0 | 0 | 1587.7348 | 986 | 493.2343 | 944.5005 | 0 | 66 | 0 | 0 | 0 | 0 | 0 | 1503.7348 | 986 | 493.2343 | 944.5005 | 0 | 150 | 0 | 0 | 0 | 0 | 0 | 1587.7348
989 | 99.4244 | 99.4244 | 99.4244 | 106.4298 | 106.4298 | 106.4298 | 98.8561 | 98.8561 | 98.8561 | 989 | 1380.3097 | 1380.3097 | 1380.3097 | 1619.2095 | 1619.2095 | 1619.2095 | 1831.5648 | 1831.5648 | 1831.5648 | 987 | 564.3564 | 0 | 0 | 150 | 0 | 0 | 750 | 1464.3564 |  | 987 | 564.3564 | 0 | 0 | 150 | 0 | 0 | 750 | 1464.3564 | 987 | 564.3564 | 0 | 0 | 150 | 0 | 0 | 750 | 1464.3564 | 987 | 594.0594 | 509.5863 | 0 | 150 | 0 | 0 | 0 | 1253.6457 | 987 | 594.0594 | 509.5863 | 0 | 150 | 0 | 0 | 0 | 1253.6457 | 987 | 594.0594 | 509.5863 | 0 | 150 | 0 | 0 | 0 | 1253.6457 | 987 | 603.9604 | 1019.1726 | 0 | 150 | 0 | 0 | 0 | 0 | 0 | 1773.1329 | 987 | 603.9604 | 1019.1726 | 0 | 66 | 0 | 0 | 0 | 0 | 0 | 1689.1329 | 987 | 603.9604 | 1019.1726 | 0 | 150 | 0 | 0 | 0 | 0 | 0 | 1773.1329
990 | 99.3081 | 99.3081 | 99.3081 | 106.4298 | 106.4298 | 106.4298 | 103.7517 | 102.4962 | 102.8586 | 990 | 1551.3215 | 1551.3215 | 1551.3215 | 1819.8195 | 1819.8195 | 1819.8195 | 2058.4843 | 2058.4843 | 2058.4843 | 988 | 686.6337 | 0 | 0 | 150 | 0 | 0 | 717.147 | 1553.7806 |  | 988 | 686.6337 | 0 | 0 | 150 | 0 | 0 | 717.147 | 1553.7806 | 988 | 686.6337 | 0 | 0 | 150 | 0 | 0 | 717.147 | 1553.7806 | 988 | 722.7723 | 543.8951 | 0 | 150 | 0 | 0 | 150 | 1566.6673 | 988 | 722.7723 | 543.8951 | 0 | 150 | 0 | 0 | 150 | 1566.6673 | 988 | 722.7723 | 543.8951 | 0 | 150 | 0 | 0 | 150 | 1566.6673 | 988 | 734.8185 | 1087.7901 | 0 | 150 | 0 | 0 | 0 | 0 | 0 | 1972.6086 | 988 | 734.8185 | 1087.7901 | 0 | 66 | 0 | 0 | 0 | 0 | 0 | 1888.6086 | 988 | 734.8185 | 1087.7901 | 0 | 150 | 0 | 0 | 0 | 0 | 0 | 1972.6086
991 | 99.4244 | 99.4244 | 99.4244 | 102.6038 | 102.6038 | 102.6038 | 103.7517 | 102.4962 | 102.8586 | 991 | 1641.2693 | 1641.2693 | 1641.2693 | 1925.3351 | 1925.3351 | 1925.3351 | 2177.8381 | 2177.8381 | 2177.8381 | 989 | 837.1287 | 0 | 0 | 150 | 0 | 0 | 667.0057 | 1654.1344 |  | 989 | 837.1287 | 0 | 0 | 150 | 0 | 0 | 667.0057 | 1654.1344 | 989 | 837.1287 | 0 | 0 | 150 | 0 | 0 | 667.0057 | 1654.1344 | 989 | 881.1881 | 563.0676 | 0 | 150 | 0 | 0 | 286.3726 | 1880.6284 | 989 | 881.1881 | 563.0676 | 0 | 150 | 0 | 0 | 286.3726 | 1880.6284 | 989 | 881.1881 | 563.0676 | 0 | 150 | 0 | 0 | 286.3726 | 1880.6284 | 989 | 895.8746 | 1126.1352 | 0 | 150 | 0 | 0 | 0 | 0 | 0 | 2172.0098 | 989 | 895.8746 | 1126.1352 | 0 | 66 | 0 | 0 | 0 | 0 | 0 | 2088.0098 | 989 | 895.8746 | 1126.1352 | 0 | 150 | 0 | 0 | 0 | 0 | 0 | 2172.0098
992 | 99.4244 | 99.4244 | 99.4244 | 102.9275 | 102.9275 | 102.9275 | 103.7517 | 102.4962 | 102.8586 | 992 | 1685.688 | 1685.688 | 1685.688 | 1977.4416 | 1977.4416 | 1977.4416 | 2236.7782 | 2236.7782 | 2236.7782 | 990 | 874.7525 | 0 | 0 | 150 | 0 | 0 | 543.569 | 1568.3215 |  | 990 | 874.7525 | 0 | 0 | 150 | 0 | 0 | 543.569 | 1568.3215 | 990 | 874.7525 | 0 | 0 | 150 | 0 | 0 | 543.569 | 1568.3215 | 990 | 920.7921 | 560.0404 | 0 | 150 | 0 | 0 | 175.6042 | 1806.4366 | 990 | 920.7921 | 560.0404 | 0 | 150 | 0 | 0 | 175.6042 | 1806.4366 | 990 | 920.7921 | 560.0404 | 0 | 150 | 0 | 0 | 175.6042 | 1806.4366 | 990 | 936.1386 | 1120.0807 | 0 | 150 | 0 | 0 | 0 | 0 | 0 | 2206.2193 | 990 | 936.1386 | 1120.0807 | 0 | 66 | 0 | 0 | 0 | 0 | 0 | 2122.2193 | 990 | 936.1386 | 1120.0807 | 0 | 150 | 0 | 0 | 0 | 0 | 0 | 2206.2193
993 | 99.4244 | 99.4244 | 99.4244 | 100.3797 | 100.3797 | 100.3797 | 82.8187 | 82.8187 | 82.8187 | 993 | 1689.0194 | 1689.0194 | 1689.0194 | 1981.3496 | 1981.3496 | 1981.3496 | 2241.1988 | 2241.1988 | 2241.1988 | 991 | 827.7228 | 0 | 0 | 150 | 0 | 0 | 680.5465 | 1658.2693 |  | 991 | 827.7228 | 0 | 0 | 150 | 0 | 0 | 680.5465 | 1658.2693 | 991 | 827.7228 | 0 | 0 | 150 | 0 | 0 | 680.5465 | 1658.2693 | 991 | 871.2871 | 539.8587 | 0 | 150 | 0 | 0 | 81.1893 | 1642.3351 | 991 | 871.2871 | 539.8587 | 0 | 150 | 0 | 0 | 81.1893 | 1642.3351 | 991 | 871.2871 | 539.8587 | 0 | 150 | 0 | 0 | 81.1893 | 1642.3351 | 991 | 885.8086 | 1079.7175 | 0 | 150 | 0 | 0 | 0 | 0 | 0 | 2115.526 | 991 | 885.8086 | 1079.7175 | 0 | 66 | 0 | 0 | 0 | 0 | 0 | 2031.526 | 991 | 885.8086 | 1079.7175 | 0 | 150 | 0 | 0 | 0 | 0 | 0 | 2115.526
994 | 94.4949 | 94.4949 | 94.4949 | 93.1369 | 93.1369 | 93.1369 | 71.9311 | 71.3215 | 71.615 | 994 | 1677.9147 | 1677.9147 | 1677.9147 | 1968.323 | 1968.323 | 1968.323 | 2226.4637 | 2226.4637 | 2226.4637 | 992 | 808.9109 | 0 | 10.1718 | 150 | 0 | 0 | 733.6052 | 1702.688 |  | 992 | 808.9109 | 0 | 10.1718 | 150 | 0 | 0 | 733.6052 | 1702.688 | 992 | 808.9109 | 0 | 10.1718 | 150 | 0 | 0 | 733.6052 | 1702.688 | 992 | 851.4851 | 493.441 | 10.9966 | 150 | 0 | 0 | 150 | 1655.9227 | 992 | 851.4851 | 493.441 | 10.9966 | 150 | 0 | 0 | 150 | 1655.9227 | 992 | 851.4851 | 493.441 | 10.9966 | 150 | 0 | 0 | 150 | 1655.9227 | 992 | 865.6766 | 986.8819 | 13.7457 | 150 | 0 | 0 | 0 | 0 | 0 | 2016.3042 | 992 | 865.6766 | 986.8819 | 13.7457 | 66 | 0 | 0 | 0 | 0 | 0 | 1932.3042 | 992 | 865.6766 | 986.8819 | 13.7457 | 150 | 0 | 0 | 0 | 0 | 0 | 2016.3042
995 | 91.0662 | 91.0662 | 91.0662 | 90.3961 | 90.3961 | 90.3961 | 90.7143 | 90.7143 | 90.7143 | 995 | 1655.7054 | 1655.7054 | 1655.7054 | 1942.2697 | 1942.2697 | 1942.2697 | 2196.9936 | 2196.9936 | 2196.9936 | 993 | 649.0099 | 0 | 20.3436 | 150 | 0 | 0 | 713.5425 | 1532.896 |  | 993 | 649.0099 | 0 | 20.3436 | 150 | 0 | 0 | 713.5425 | 1532.896 | 993 | 649.0099 | 0 | 20.3436 | 150 | 0 | 0 | 713.5425 | 1532.896 | 993 | 683.1683 | 427.8507 | 21.9931 | 150 | 0 | 0 | 0 | 1283.0121 | 993 | 683.1683 | 427.8507 | 21.9931 | 150 | 0 | 0 | 0 | 1283.0121 | 993 | 683.1683 | 427.8507 | 21.9931 | 150 | 0 | 0 | 0 | 1283.0121 | 993 | 694.5545 | 855.7013 | 27.4914 | 0 | 0 | 0 | 0 | 0 | 0 | 1577.7472 | 993 | 694.5545 | 855.7013 | 27.4914 | 65.6834 | 0 | 0 | 0 | 0 | 0 | 1643.4305 | 993 | 694.5545 | 855.7013 | 27.4914 | 0 | 0 | 0 | 0 | 0 | 0 | 1577.7472
996 | 87.7006 | 87.7006 | 87.7006 | 88.1859 | 88.1859 | 88.1859 | 71.9311 | 71.3215 | 71.615 | 996 | 1666.81 | 1666.81 | 1666.81 | 1955.2964 | 1955.2964 | 1955.2964 | 2211.7287 | 2211.7287 | 2211.7287 | 994 | 667.8218 | 0 | 30.5155 | 150 | 0 | 0 | 150 | 998.3372 |  | 994 | 667.8218 | 0 | 30.5155 | 150 | 0 | 0 | 150 | 998.3372 | 994 | 667.8218 | 0 | 30.5155 | 150 | 0 | 0 | 150 | 998.3372 | 994 | 702.9703 | 372.3512 | 32.9897 | 150 | 0 | 0 | 0 | 1258.3111 | 994 | 702.9703 | 372.3512 | 32.9897 | 150 | 0 | 0 | 0 | 1258.3111 | 994 | 702.9703 | 372.3512 | 32.9897 | 150 | 0 | 0 | 0 | 1258.3111 | 994 | 714.6865 | 744.7023 | 41.2371 | 0 | 0 | 0 | 0 | 0 | 0 | 1500.6259 | 994 | 714.6865 | 744.7023 | 41.2371 | 42 | 0 | 0 | 0 | 0 | 0 | 1542.6259 | 994 | 714.6865 | 744.7023 | 41.2371 | 0 | 0 | 0 | 0 | 0 | 0 | 1500.6259
997 | 96.2822 | 96.2822 | 96.2822 | 87.2482 | 87.2482 | 87.2482 | 85.9035 | 85.9035 | 85.9035 | 997 | 1645.7112 | 1645.7112 | 1645.7112 | 1930.5458 | 1930.5458 | 1930.5458 | 2183.7321 | 2183.7321 | 2183.7321 | 995 | 630.198 | 0 | 35.6014 | 150 | 0 | 0 | 150 | 965.7994 |  | 995 | 630.198 | 0 | 35.6014 | 150 | 0 | 0 | 150 | 965.7994 | 995 | 630.198 | 0 | 35.6014 | 150 | 0 | 0 | 150 | 965.7994 | 995 | 663.3663 | 345.106 | 38.488 | 0 | 0 | 0 | 0 | 1046.9603 | 995 | 663.3663 | 345.106 | 38.488 | 0 | 0 | 0 | 0 | 1046.9603 | 995 | 663.3663 | 345.106 | 38.488 | 0 | 0 | 0 | 0 | 1046.9603 | 995 | 674.4224 | 690.2119 | 48.11 | 93.9206 | 0 | 0 | 0 | 0 | 0 | 1506.6649 | 995 | 674.4224 | 690.2119 | 48.11 | 66 | 0 | 0 | 0 | 0 | 0 | 1478.7443 | 995 | 674.4224 | 690.2119 | 48.11 | 93.9206 | 0 | 0 | 0 | 0 | 0 | 1506.6649
998 | 150.3 | 112.6099 | 112.6099 | 102.9275 | 102.9275 | 102.9275 | 91.9248 | 91.9248 | 91.9248 | 998 | 1625.7228 | 1625.7228 | 1625.7228 | 1907.0979 | 1907.0979 | 1907.0979 | 2157.2091 | 2157.2091 | 2157.2091 | 996 | 554.9505 | 0 | 35.6014 | 0 | 0 | 0 | 150 | 740.5519 |  | 996 | 554.9505 | 0 | 35.6014 | 0 | 0 | 0 | 150 | 740.5519 | 996 | 554.9505 | 0 | 35.6014 | 0 | 0 | 0 | 150 | 740.5519 | 996 | 584.1584 | 350.1514 | 38.488 | 0 | 0 | 0 | 0 | 972.7978 | 996 | 584.1584 | 350.1514 | 38.488 | 0 | 0 | 0 | 0 | 972.7978 | 996 | 584.1584 | 350.1514 | 38.488 | 0 | 0 | 0 | 0 | 972.7978 | 996 | 593.8944 | 700.3027 | 48.11 | 0 | 0 | 0 | 0 | 0 | 0 | 1342.3071 | 996 | 593.8944 | 700.3027 | 48.11 | 42 | 0 | 0 | 0 | 0 | 0 | 1384.3071 | 996 | 593.8944 | 700.3027 | 48.11 | 0 | 0 | 0 | 0 | 0 | 0 | 1342.3071
999 | 150.3 | 112.6099 | 112.6099 | 107.89 | 107.1092 | 107.2254 | 106.1533 | 102.4962 | 102.8586 | 999 | 1606.8448 | 1606.8448 | 1606.8448 | 1884.9526 | 1884.9526 | 1884.9526 | 2132.1595 | 2132.1595 | 2132.1595 | 997 | 517.3267 | 0 | 30.5155 | 150 | 0 | 0 | 300 | 997.8422 |  | 997 | 517.3267 | 0 | 30.5155 | 150 | 0 | 0 | 300 | 997.8422 | 997 | 517.3267 | 0 | 30.5155 | 150 | 0 | 0 | 300 | 997.8422 | 997 | 544.5545 | 365.2876 | 32.9897 | 0 | 0 | 0 | 0 | 942.8317 | 997 | 544.5545 | 365.2876 | 32.9897 | 0 | 0 | 0 | 0 | 942.8317 | 997 | 544.5545 | 365.2876 | 32.9897 | 0 | 0 | 0 | 0 | 942.8317 | 997 | 553.6304 | 730.5752 | 41.2371 | 0 | 0 | 0 | 0 | 0 | 0 | 1325.4427 | 997 | 553.6304 | 730.5752 | 41.2371 | 66 | 0 | 0 | 0 | 0 | 0 | 1391.4427 | 997 | 553.6304 | 730.5752 | 41.2371 | 0 | 0 | 0 | 0 | 0 | 0 | 1325.4427
1000 | 150.3 | 112.6099 | 112.6099 | 107.89 | 107.1092 | 107.1092 | 106.1533 | 102.4962 | 102.8586 | 1000 | 1634.6065 | 1634.6065 | 1634.6065 | 1917.5192 | 1917.5192 | 1917.5192 | 2168.9971 | 2168.9971 | 2168.9971 | 998 | 442.0792 | 0 | 15.2577 | 150 | 207.3858 | 78 | 750 | 1642.7228 |  | 998 | 442.0792 | 0 | 15.2577 | 150 | 0 | 0 | 750 | 1357.3369 | 998 | 442.0792 | 0 | 15.2577 | 150 | 0 | 0 | 750 | 1357.3369 | 998 | 465.3465 | 406.6599 | 16.4948 | 150 | 0 | 0 | 150 | 1188.5013 | 998 | 465.3465 | 406.6599 | 16.4948 | 150 | 0 | 0 | 150 | 1188.5013 | 998 | 465.3465 | 406.6599 | 16.4948 | 150 | 0 | 0 | 150 | 1188.5013 | 998 | 473.1023 | 813.3199 | 20.6186 | 150 | 0 | 0 | 0 | 0 | 0 | 1457.0407 | 998 | 473.1023 | 813.3199 | 20.6186 | 66 | 0 | 0 | 0 | 0 | 0 | 1373.0407 | 998 | 473.1023 | 813.3199 | 20.6186 | 150 | 0 | 0 | 0 | 0 | 0 | 1457.0407
1001 | 150.3 | 112.6099 | 112.6099 | 107.89 | 107.1092 | 107.1092 | 106.1533 | 102.4962 | 102.8586 | 1001 | 1654.5949 | 1654.5949 | 1654.5949 | 1940.9671 | 1940.9671 | 1940.9671 | 2195.5201 | 2195.5201 | 2195.5201 | 999 | 385.6436 | 0 | 5.0859 | 150 | 0 | 78 | 750 | 1368.7295 |  | 999 | 385.6436 | 0 | 5.0859 | 150 | 0 | 0 | 750 | 1290.7295 | 999 | 385.6436 | 0 | 5.0859 | 150 | 0 | 0 | 750 | 1290.7295 | 999 | 405.9406 | 469.223 | 5.4983 | 150 | 0 | 0 | 600 | 1630.6619 | 999 | 405.9406 | 469.223 | 5.4983 | 150 | 0 | 0 | 449.85 | 1480.5119 | 999 | 405.9406 | 469.223 | 5.4983 | 150 | 0 | 0 | 586.6704 | 1617.3323 | 999 | 412.7063 | 938.446 | 6.8729 | 150 | 0 | 0 | 150 | 0 | 0 | 1658.0251 | 999 | 412.7063 | 938.446 | 6.8729 | 66 | 0 | 0 | 0 | 0 | 0 | 1424.0251 | 999 | 412.7063 | 938.446 | 6.8729 | 150 | 0 | 0 | 0 | 0 | 0 | 1508.0251
1002 | 150.3 | 112.6099 | 112.6099 | 107.89 | 107.1092 | 107.1092 | 103.7517 | 102.4962 | 102.8586 | 1002 | 1615.7286 | 1615.7286 | 1615.7286 | 1895.3739 | 1895.3739 | 1895.3739 | 2143.9475 | 2143.9475 | 2143.9475 | 1000 | 507.9208 | 0 | 0 | 150 | 0 | 78 | 750 | 1485.9208 |  | 1000 | 507.9208 | 0 | 0 | 150 | 0 | 0 | 750 | 1407.9208 | 1000 | 507.9208 | 0 | 0 | 150 | 0 | 0 | 750 | 1407.9208 | 1000 | 534.6535 | 511.6044 | 0 | 150 | 0 | 0 | 600 | 1796.2579 | 1000 | 534.6535 | 511.6044 | 0 | 150 | 0 | 0 | 450 | 1646.2579 | 1000 | 534.6535 | 511.6044 | 0 | 150 | 0 | 0 | 450 | 1646.2579 | 1000 | 543.5644 | 1023.2089 | 0 | 150 | 0 | 0 | 107.7997 | 0 | 0 | 1824.573 | 1000 | 543.5644 | 1023.2089 | 0 | 66 | 0 | 0 | 0 | 0 | 0 | 1632.7732 | 1000 | 543.5644 | 1023.2089 | 0 | 150 | 0 | 0 | 0 | 0 | 0 | 1716.7732
1003 | 150.3 | 112.6099 | 112.6099 | 107.89 | 107.1092 | 107.1092 | 103.7517 | 102.4962 | 102.8586 | 1003 | 1576.8622 | 1576.8622 | 1576.8622 | 1849.7807 | 1849.7807 | 1849.7807 | 2092.3749 | 2092.3749 | 2092.3749 | 1001 | 601.9802 | 0 | 0 | 150 | 0 | 78 | 750 | 1579.9802 |  | 1001 | 601.9802 | 0 | 0 | 150 | 0 | 0 | 750 | 1501.9802 | 1001 | 601.9802 | 0 | 0 | 150 | 0 | 0 | 750 | 1501.9802 | 1001 | 633.6634 | 519.6771 | 0 | 150 | 0 | 0 | 600 | 1903.3405 | 1001 | 633.6634 | 519.6771 | 0 | 150 | 0 | 0 | 364.5392 | 1667.8796 | 1001 | 633.6634 | 519.6771 | 0 | 150 | 0 | 0 | 450 | 1753.3405 | 1001 | 644.2244 | 1039.3542 | 0 | 150 | 0 | 0 | 0 | 0 | 0 | 1833.5786 | 1001 | 644.2244 | 1039.3542 | 0 | 66 | 0 | 0 | 0 | 0 | 0 | 1749.5786 | 1001 | 644.2244 | 1039.3542 | 0 | 150 | 0 | 0 | 0 | 0 | 0 | 1833.5786
1004 | 150.3 | 112.6099 | 112.6099 | 107.89 | 107.1092 | 107.1092 | 103.5136 | 102.4962 | 102.8586 | 1004 | 1516.8971 | 1516.8971 | 1516.8971 | 1779.4369 | 1779.4369 | 1779.4369 | 2012.8057 | 2012.8057 | 2012.8057 | 1002 | 583.1683 | 0 | 0 | 150 | 11.3577 | 78 | 750 | 1572.5261 |  | 1002 | 583.1683 | 0 | 0 | 150 | 0 | 0 | 750 | 1483.1683 | 1002 | 583.1683 | 0 | 0 | 150 | 0 | 0 | 750 | 1483.1683 | 1002 | 613.8614 | 498.4864 | 0 | 150 | 0 | 0 | 600 | 1862.3478 | 1002 | 613.8614 | 498.4864 | 0 | 150 | 0 | 0 | 450 | 1712.3478 | 1002 | 613.8614 | 498.4864 | 0 | 150 | 0 | 0 | 450 | 1712.3478 | 1002 | 624.0924 | 996.9728 | 0 | 150 | 0 | 0 | 0 | 0 | 0 | 1771.0652 | 1002 | 624.0924 | 996.9728 | 0 | 66 | 0 | 0 | 0 | 0 | 0 | 1687.0652 | 1002 | 624.0924 | 996.9728 | 0 | 150 | 0 | 0 | 0 | 0 | 0 | 1771.0652
1005 | 150.3 | 112.6099 | 112.6099 | 107.89 | 107.1092 | 107.2254 | 103.4344 | 102.4962 | 102.8586 | 1005 | 1421.397 | 1421.397 | 1421.397 | 1667.408 | 1667.408 | 1667.408 | 1886.0844 | 1886.0844 | 1886.0844 | 1003 | 489.1089 | 0 | 0 | 150 | 126.7533 | 78 | 750 | 1593.8622 |  | 1003 | 489.1089 | 0 | 0 | 150 | 0 | 0 | 750 | 1389.1089 | 1003 | 489.1089 | 0 | 0 | 150 | 0 | 0 | 750 | 1389.1089 | 1003 | 514.8515 | 457.114 | 0 | 150 | 0 | 0 | 600 | 1721.9655 | 1003 | 514.8515 | 457.114 | 0 | 150 | 0 | 0 | 450 | 1571.9655 | 1003 | 514.8515 | 457.114 | 0 | 150 | 0 | 0 | 364.5392 | 1486.5047 | 1003 | 523.4323 | 914.2281 | 0 | 150 | 0 | 0 | 0 | 0 | 0 | 1587.6604 | 1003 | 523.4323 | 914.2281 | 0 | 66 | 0 | 0 | 0 | 0 | 0 | 1503.6604 | 1003 | 523.4323 | 914.2281 | 0 | 150 | 0 | 0 | 0 | 0 | 0 | 1587.6604
1006 | 150.3 | 112.6099 | 112.6099 | 107.89 | 107.1092 | 107.2254 | 101.919 | 101.919 | 101.919 | 1006 | 1329.2282 | 1329.2282 | 1329.2282 | 1559.287 | 1559.287 | 1559.287 | 1763.7836 | 1763.7836 | 1763.7836 | 1004 | 395.0495 | 0 | 0 | 150 | 160.8476 | 78 | 750 | 1533.8971 |  | 1004 | 395.0495 | 0 | 0 | 150 | 0 | 0 | 750 | 1295.0495 | 1004 | 395.0495 | 0 | 0 | 150 | 0 | 0 | 750 | 1295.0495 | 1004 | 415.8416 | 408.6781 | 0 | 150 | 0 | 0 | 600 | 1574.5197 | 1004 | 415.8416 | 408.6781 | 0 | 150 | 0 | 0 | 450 | 1424.5197 | 1004 | 415.8416 | 408.6781 | 0 | 150 | 0 | 0 | 450 | 1424.5197 | 1004 | 422.7723 | 817.3562 | 0 | 150 | 0 | 0 | 0 | 0 | 0 | 1390.1285 | 1004 | 422.7723 | 817.3562 | 0 | 66 | 0 | 0 | 0 | 0 | 0 | 1306.1285 | 1004 | 422.7723 | 817.3562 | 0 | 150 | 0 | 0 | 0 | 0 | 0 | 1390.1285
1007 | 150.3 | 112.6099 | 112.6099 | 107.2254 | 107.1092 | 107.1092 | 100 | 100 | 100 | 1007 | 1262.6003 | 1262.6003 | 1262.6003 | 1481.1272 | 1481.1272 | 1481.1272 | 1675.3734 | 1675.3734 | 1675.3734 | 1005 | 282.1782 | 0 | 0 | 150 | 0 | 78 | 750 | 1260.1782 |  | 1005 | 282.1782 | 0 | 0 | 150 | 0 | 0 | 750 | 1182.1782 | 1005 | 282.1782 | 0 | 0 | 150 | 0 | 0 | 750 | 1182.1782 | 1005 | 297.0297 | 365.2876 | 0 | 150 | 0 | 0 | 600 | 1412.3173 | 1005 | 297.0297 | 365.2876 | 0 | 150 | 0 | 0 | 300 | 1112.3173 | 1005 | 297.0297 | 365.2876 | 0 | 150 | 0 | 0 | 552.9183 | 1365.2356 | 1005 | 301.9802 | 730.5752 | 0 | 150 | 0 | 0 | 0 | 0 | 0 | 1182.5554 | 1005 | 301.9802 | 730.5752 | 0 | 66 | 0 | 0 | 0 | 0 | 0 | 1098.5554 | 1005 | 301.9802 | 730.5752 | 0 | 150 | 0 | 0 | 0 | 0 | 0 | 1182.5554
1008 | 150.3 | 112.6099 | 112.6099 | 106.4298 | 106.4298 | 106.4298 | 100 | 100 | 100 | 1008 | 1235.9491 | 1235.9491 | 1235.9491 | 1449.8633 | 1449.8633 | 1449.8633 | 1640.0093 | 1640.0093 | 1640.0093 | 1006 | 235.1485 | 0 | 0 | 150 | 0 | 78 | 750 | 1213.1485 |  | 1006 | 235.1485 | 0 | 0 | 150 | 0 | 0 | 750 | 1135.1485 | 1006 | 235.1485 | 0 | 0 | 150 | 0 | 0 | 750 | 1135.1485 | 1006 | 247.5248 | 321.8971 | 0 | 150 | 0 | 0 | 600 | 1319.4218 | 1006 | 247.5248 | 321.8971 | 0 | 150 | 0 | 0 | 450 | 1169.4218 | 1006 | 247.5248 | 321.8971 | 0 | 150 | 0 | 0 | 590.5464 | 1309.9682 | 1006 | 251.6502 | 643.7941 | 0 | 150 | 0 | 0 | 0 | 0 | 0 | 1045.4443 | 1006 | 251.6502 | 643.7941 | 0 | 66 | 0 | 0 | 0 | 0 | 0 | 961.4443 | 1006 | 251.6502 | 643.7941 | 0 | 150 | 0 | 0 | 0 | 0 | 0 | 1045.4443
1009 | 102.5305 | 105.466 | 105.03 | 102.9275 | 102.1103 | 102.8697 | 95.5937 | 94.7567 | 94.7567 | 1009 | 1217.0711 | 1217.0711 | 1217.0711 | 1427.7181 | 1427.7181 | 1427.7181 | 1614.9598 | 1614.9598 | 1614.9598 | 1007 | 225.7426 | 0 | 0 | 150 | 0 | 78 | 750 | 1203.7426 |  | 1007 | 225.7426 | 0 | 0 | 150 | 0 | 0 | 750 | 1125.7426 | 1007 | 225.7426 | 0 | 0 | 150 | 0 | 0 | 750 | 1125.7426 | 1007 | 237.6238 | 275.4793 | 0 | 150 | 0 | 0 | 478.2283 | 1141.3313 | 1007 | 237.6238 | 275.4793 | 0 | 150 | 0 | 0 | 450 | 1113.1031 | 1007 | 237.6238 | 275.4793 | 0 | 150 | 0 | 0 | 450 | 1113.1031 | 1007 | 241.5842 | 550.9586 | 0 | 150 | 0 | 0 | 0 | 0 | 0 | 942.5428 | 1007 | 241.5842 | 550.9586 | 0 | 66 | 0 | 0 | 0 | 0 | 0 | 858.5428 | 1007 | 241.5842 | 550.9586 | 0 | 150 | 0 | 0 | 0 | 0 | 0 | 942.5428
1010 | 102.5305 | 105.4824 | 105.03 | 100.7786 | 100.7786 | 100.7786 | 84.0005 | 84.0005 | 84.0005 | 1010 | 1211.5188 | 1211.5188 | 1211.5188 | 1421.2048 | 1421.2048 | 1421.2048 | 1607.5923 | 1607.5923 | 1607.5923 | 1008 | 197.5248 | 0 | 0 | 150 | 0 | 78 | 750 | 1175.5248 |  | 1008 | 197.5248 | 0 | 0 | 150 | 0 | 0 | 750 | 1097.5248 | 1008 | 197.5248 | 0 | 0 | 150 | 0 | 0 | 750 | 1097.5248 | 1008 | 207.9208 | 246.2159 | 0 | 150 | 0 | 0 | 258.1908 | 862.3276 | 1008 | 207.9208 | 246.2159 | 0 | 150 | 0 | 0 | 258.1908 | 862.3276 | 1008 | 207.9208 | 246.2159 | 0 | 150 | 0 | 0 | 258.1908 | 862.3276 | 1008 | 211.3861 | 492.4319 | 0 | 150 | 0 | 0 | 0 | 0 | 0 | 853.818 | 1008 | 211.3861 | 492.4319 | 0 | 66 | 0 | 0 | 0 | 0 | 0 | 769.818 | 1008 | 211.3861 | 492.4319 | 0 | 150 | 0 | 0 | 0 | 0 | 0 | 853.818
1011 | 100.089 | 100.089 | 100.089 | 86.7327 | 86.7327 | 86.7327 | 70.1545 | 70.1545 | 70.1545 | 1011 | 1210.4083 | 1210.4083 | 1210.4083 | 1419.9021 | 1419.9021 | 1419.9021 | 1606.1188 | 1606.1188 | 1606.1188 | 1009 | 178.7129 | 0 | 0 | 150 | 0 | 0 | 750 | 1078.7129 |  | 1009 | 178.7129 | 0 | 0 | 150 | 0 | 0 | 750 | 1078.7129 | 1009 | 178.7129 | 0 | 0 | 150 | 0 | 0 | 750 | 1078.7129 | 1009 | 188.1188 | 236.1251 | 0 | 150 | 0 | 0 | 150 | 724.2439 | 1009 | 188.1188 | 236.1251 | 0 | 150 | 0 | 0 | 0 | 574.2439 | 1009 | 188.1188 | 236.1251 | 0 | 150 | 0 | 0 | 150 | 724.2439 | 1009 | 191.2541 | 472.2503 | 0 | 150 | 0 | 0 | 0 | 0 | 0 | 813.5044 | 1009 | 191.2541 | 472.2503 | 0 | 66 | 0 | 0 | 0 | 0 | 0 | 729.5044 | 1009 | 191.2541 | 472.2503 | 0 | 150 | 0 | 0 | 0 | 0 | 0 | 813.5044
1012 | 96.2822 | 96.2822 | 96.2822 | 85.3627 | 85.3627 | 85.3627 | 68.3183 | 68.3183 | 68.3183 | 1012 | 1249.2747 | 1249.2747 | 1249.2747 | 1465.4953 | 1465.4953 | 1465.4953 | 1657.6914 | 1657.6914 | 1657.6914 | 1010 | 159.901 | 0 | 0 | 150 | 0 | 0 | 750 | 1059.901 |  | 1010 | 159.901 | 0 | 0 | 150 | 0 | 0 | 750 | 1059.901 | 1010 | 159.901 | 0 | 0 | 150 | 0 | 0 | 750 | 1059.901 | 1010 | 168.3168 | 247.225 | 0 | 150 | 0 | 0 | 0 | 565.5419 | 1010 | 168.3168 | 247.225 | 0 | 150 | 0 | 0 | 0 | 565.5419 | 1010 | 168.3168 | 247.225 | 0 | 150 | 0 | 0 | 0 | 565.5419 | 1010 | 171.1221 | 494.4501 | 0 | 0 | 0 | 0 | 0 | 0 | 0 | 665.5722 | 1010 | 171.1221 | 494.4501 | 0 | 66 | 0 | 0 | 0 | 0 | 0 | 731.5722 | 1010 | 171.1221 | 494.4501 | 0 | 0 | 0 | 0 | 0 | 0 | 0 | 665.5722
1013 | 99.4244 | 99.4244 | 99.4244 | 89.2194 | 89.2194 | 89.2194 | 86.0556 | 86.0556 | 86.0556 | 1013 | 1385.862 | 1385.862 | 1385.862 | 1625.7228 | 1625.7228 | 1625.7228 | 1838.9323 | 1838.9323 | 1838.9323 | 1011 | 188.1188 | 0 | 0 | 150 | 0 | 0 | 750 | 1088.1188 |  | 1011 | 188.1188 | 0 | 0 | 150 | 0 | 0 | 750 | 1088.1188 | 1011 | 188.1188 | 0 | 0 | 150 | 0 | 0 | 750 | 1088.1188 | 1011 | 198.0198 | 249.2432 | 0 | 0 | 0 | 0 | 0 | 447.263 | 1011 | 198.0198 | 249.2432 | 0 | 0 | 0 | 0 | 0 | 447.263 | 1011 | 198.0198 | 249.2432 | 0 | 0 | 0 | 0 | 0 | 447.263 | 1011 | 201.3201 | 498.4864 | 0 | 0 | 0 | 0 | 0 | 0 | 0 | 699.8065 | 1011 | 201.3201 | 498.4864 | 0 | 42 | 0 | 0 | 0 | 0 | 0 | 741.8065 | 1011 | 201.3201 | 498.4864 | 0 | 0 | 0 | 0 | 0 | 0 | 0 | 699.8065
1014 | 99.4244 | 99.4244 | 99.4244 | 92.6749 | 92.6749 | 92.6749 | 90.2912 | 90.2912 | 90.2912 | 1014 | 1543.5483 | 1543.5483 | 1543.5483 | 1810.7008 | 1810.7008 | 1810.7008 | 2048.1698 | 2048.1698 | 2048.1698 | 1012 | 178.7129 | 0 | 0 | 150 | 0 | 0 | 300 | 628.7129 |  | 1012 | 178.7129 | 0 | 0 | 150 | 0 | 0 | 300 | 628.7129 | 1012 | 178.7129 | 0 | 0 | 150 | 0 | 0 | 300 | 628.7129 | 1012 | 188.1188 | 248.2341 | 0 | 0 | 0 | 0 | 0 | 436.3529 | 1012 | 188.1188 | 248.2341 | 0 | 0 | 0 | 0 | 0 | 436.3529 | 1012 | 188.1188 | 248.2341 | 0 | 0 | 0 | 0 | 0 | 436.3529 | 1012 | 191.2541 | 496.4682 | 0 | 0 | 0 | 0 | 0 | 0 | 0 | 687.7223 | 1012 | 191.2541 | 496.4682 | 0 | 17 | 0 | 0 | 0 | 0 | 0 | 704.7223 | 1012 | 191.2541 | 496.4682 | 0 | 0 | 0 | 0 | 0 | 0 | 0 | 687.7223
1015 | 98.9859 | 98.9859 | 98.9859 | 102.6038 | 102.1103 | 102.1103 | 91.5043 | 91.5043 | 91.5043 | 1015 | 1644.6007 | 1644.6007 | 1644.6007 | 1929.2431 | 1929.2431 | 1929.2431 | 2182.2586 | 2182.2586 | 2182.2586 | 1013 | 131.6832 | 0 | 0 | 150 | 0 | 0 | 667.0247 | 948.7078 |  | 1013 | 131.6832 | 0 | 0 | 150 | 0 | 0 | 667.0247 | 948.7078 | 1013 | 131.6832 | 0 | 0 | 150 | 0 | 0 | 667.0247 | 948.7078 | 1013 | 138.6139 | 251.2614 | 0 | 0 | 0 | 0 | 0 | 389.8752 | 1013 | 138.6139 | 251.2614 | 0 | 0 | 0 | 0 | 0 | 389.8752 | 1013 | 138.6139 | 251.2614 | 0 | 0 | 0 | 0 | 0 | 389.8752 | 1013 | 140.9241 | 502.5227 | 0 | 0 | 0 | 0 | 0 | 0 | 0 | 643.4468 | 1013 | 140.9241 | 502.5227 | 0 | 42 | 0 | 0 | 0 | 0 | 0 | 685.4468 | 1013 | 140.9241 | 502.5227 | 0 | 0 | 0 | 0 | 0 | 0 | 0 | 643.4468
1016 | 101.4 | 101.4 | 101.4 | 102.9618 | 102.1103 | 102.1103 | 95.5937 | 94.7567 | 94.7567 | 1016 | 1700.124 | 1700.124 | 1700.124 | 1994.3762 | 1994.3762 | 1994.3762 | 2255.9338 | 2255.9338 | 2255.9338 | 1014 | 84.6535 | 0 | 0 | 150 | 0 | 0 | 671.077 | 905.7304 |  | 1014 | 84.6535 | 0 | 0 | 150 | 0 | 0 | 671.077 | 905.7304 | 1014 | 84.6535 | 0 | 0 | 150 | 0 | 0 | 671.077 | 905.7304 | 1014 | 89.1089 | 245.2069 | 0 | 150 | 0 | 0 | 0 | 484.3158 | 1014 | 89.1089 | 245.2069 | 0 | 150 | 0 | 0 | 0 | 484.3158 | 1014 | 89.1089 | 245.2069 | 0 | 150 | 0 | 0 | 0 | 484.3158 | 1014 | 90.5941 | 490.4137 | 0 | 0 | 0 | 0 | 0 | 0 | 0 | 581.0078 | 1014 | 90.5941 | 490.4137 | 0 | 66 | 0 | 0 | 0 | 0 | 0 | 647.0078 | 1014 | 90.5941 | 490.4137 | 0 | 0 | 0 | 0 | 0 | 0 | 0 | 581.0078
1017 | 101.4 | 101.4 | 101.4 | 102.9618 | 102.1103 | 102.1103 | 95.5937 | 94.7567 | 94.7567 | 1017 | 1710.1182 | 1710.1182 | 1710.1182 | 2006.1002 | 2006.1002 | 2006.1002 | 2269.1953 | 2269.1953 | 2269.1953 | 1015 | 65.8416 | 0 | 0 | 150 | 0 | 0 | 450 | 665.8416 |  | 1015 | 65.8416 | 0 | 0 | 150 | 0 | 0 | 450 | 665.8416 | 1015 | 65.8416 | 0 | 0 | 150 | 0 | 0 | 450 | 665.8416 | 1015 | 69.3069 | 221.998 | 0 | 150 | 0 | 0 | 26.9914 | 468.2963 | 1015 | 69.3069 | 221.998 | 0 | 150 | 0 | 0 | 0 | 441.3049 | 1015 | 69.3069 | 221.998 | 0 | 150 | 0 | 0 | 0 | 441.3049 | 1015 | 70.462 | 443.996 | 0 | 150 | 0 | 0 | 0 | 0 | 0 | 664.458 | 1015 | 70.462 | 443.996 | 0 | 66 | 0 | 0 | 0 | 0 | 0 | 580.458 | 1015 | 70.462 | 443.996 | 0 | 150 | 0 | 0 | 0 | 0 | 0 | 664.458
1018 | 98.9859 | 98.9859 | 98.9859 | 102.9618 | 102.1103 | 102.1103 | 95.5937 | 94.7567 | 94.7567 | 1018 | 1701.2345 | 1701.2345 | 1701.2345 | 1995.6789 | 1995.6789 | 1995.6789 | 2257.4073 | 2257.4073 | 2257.4073 | 1016 | 65.8416 | 0 | 5.0859 | 150 | 0 | 0 | 750 | 970.9275 |  | 1016 | 65.8416 | 0 | 5.0859 | 150 | 0 | 0 | 750 | 970.9275 | 1016 | 65.8416 | 0 | 5.0859 | 150 | 0 | 0 | 750 | 970.9275 | 1016 | 69.3069 | 175.5802 | 5.4983 | 150 | 0 | 0 | 150 | 550.3854 | 1016 | 69.3069 | 175.5802 | 5.4983 | 150 | 0 | 0 | 0 | 400.3854 | 1016 | 69.3069 | 175.5802 | 5.4983 | 150 | 0 | 0 | 0 | 400.3854 | 1016 | 70.462 | 351.1604 | 6.8729 | 150 | 0 | 0 | 0 | 0 | 0 | 578.4953 | 1016 | 70.462 | 351.1604 | 6.8729 | 66 | 0 | 0 | 0 | 0 | 0 | 494.4953 | 1016 | 70.462 | 351.1604 | 6.8729 | 150 | 0 | 0 | 0 | 0 | 0 | 578.4953
1019 | 101.4 | 101.4 | 101.4 | 102.9618 | 102.1103 | 102.8697 | 95.5937 | 94.7567 | 95.2975 | 1019 | 1664.5891 | 1664.5891 | 1664.5891 | 1952.691 | 1952.691 | 1952.691 | 2208.7817 | 2208.7817 | 2208.7817 | 1017 | 56.4356 | 0 | 15.2577 | 150 | 0 | 0 | 750 | 971.6934 |  | 1017 | 56.4356 | 0 | 15.2577 | 150 | 0 | 0 | 750 | 971.6934 | 1017 | 56.4356 | 0 | 15.2577 | 150 | 0 | 0 | 750 | 971.6934 | 1017 | 59.4059 | 109.9899 | 16.4948 | 150 | 0 | 0 | 150 | 485.8907 | 1017 | 59.4059 | 109.9899 | 16.4948 | 150 | 0 | 0 | 0 | 335.8907 | 1017 | 59.4059 | 109.9899 | 16.4948 | 150 | 0 | 0 | 0 | 335.8907 | 1017 | 60.396 | 219.9798 | 20.6186 | 150 | 0 | 0 | 0 | 0 | 0 | 450.9944 | 1017 | 60.396 | 219.9798 | 20.6186 | 66 | 0 | 0 | 0 | 0 | 0 | 366.9944 | 1017 | 60.396 | 219.9798 | 20.6186 | 150 | 0 | 0 | 0 | 0 | 0 | 450.9944
1020 | 101.4 | 101.4 | 101.4 | 102.9618 | 102.1103 | 102.8697 | 95.5937 | 94.7567 | 95.2975 | 1020 | 1656.8158 | 1656.8158 | 1656.8158 | 1943.5724 | 1943.5724 | 1943.5724 | 2198.4672 | 2198.4672 | 2198.4672 | 1018 | 56.4356 | 0 | 25.4296 | 150 | 0 | 0 | 450 | 681.8652 |  | 1018 | 56.4356 | 0 | 25.4296 | 150 | 0 | 0 | 450 | 681.8652 | 1018 | 56.4356 | 0 | 25.4296 | 150 | 0 | 0 | 450 | 681.8652 | 1018 | 59.4059 | 55.4995 | 27.4914 | 150 | 0 | 0 | 150 | 442.3968 | 1018 | 59.4059 | 55.4995 | 27.4914 | 150 | 0 | 0 | 0 | 292.3968 | 1018 | 59.4059 | 55.4995 | 27.4914 | 150 | 0 | 0 | 0 | 292.3968 | 1018 | 60.396 | 110.999 | 34.3643 | 150 | 0 | 0 | 0 | 0 | 0 | 355.7593 | 1018 | 60.396 | 110.999 | 34.3643 | 66 | 0 | 0 | 0 | 0 | 0 | 271.7593 | 1018 | 60.396 | 110.999 | 34.3643 | 150 | 0 | 0 | 0 | 0 | 0 | 355.7593
1021 | 97.1386 | 97.1386 | 97.1386 | 102.6038 | 102.1103 | 102.1103 | 95.5937 | 94.7567 | 94.7567 | 1021 | 1626.8332 | 1626.8332 | 1626.8332 | 1908.4005 | 1908.4005 | 1908.4005 | 2158.6826 | 2158.6826 | 2158.6826 | 1019 | 47.0297 | 0 | 40.6873 | 150 | 0 | 0 | 750 | 987.717 |  | 1019 | 47.0297 | 0 | 40.6873 | 150 | 0 | 0 | 750 | 987.717 | 1019 | 47.0297 | 0 | 40.6873 | 150 | 0 | 0 | 750 | 987.717 | 1019 | 49.505 | 26.2361 | 43.9863 | 150 | 0 | 0 | 150 | 419.7273 | 1019 | 49.505 | 26.2361 | 43.9863 | 150 | 0 | 0 | 0 | 269.7273 | 1019 | 49.505 | 26.2361 | 43.9863 | 150 | 0 | 0 | 150 | 419.7273 | 1019 | 50.33 | 52.4723 | 54.9828 | 150 | 0 | 0 | 0 | 0 | 0 | 307.7851 | 1019 | 50.33 | 52.4723 | 54.9828 | 66 | 0 | 0 | 0 | 0 | 0 | 223.7851 | 1019 | 50.33 | 52.4723 | 54.9828 | 150 | 0 | 0 | 0 | 0 | 0 | 307.7851
1022 | 90.7143 | 90.7143 | 90.7143 | 93.8399 | 93.8399 | 93.8399 | 94.2224 | 94.2224 | 94.2224 | 1022 | 1622.3914 | 1622.3914 | 1622.3914 | 1903.1899 | 1903.1899 | 1903.1899 | 2152.7885 | 2152.7885 | 2152.7885 | 1020 | 47.0297 | 0 | 45.7732 | 150 | 0 | 0 | 750 | 992.8029 |  | 1020 | 47.0297 | 0 | 45.7732 | 150 | 0 | 0 | 750 | 992.8029 | 1020 | 47.0297 | 0 | 45.7732 | 150 | 0 | 0 | 750 | 992.8029 | 1020 | 49.505 | 20.1816 | 49.4845 | 150 | 0 | 0 | 150 | 419.1711 | 1020 | 49.505 | 20.1816 | 49.4845 | 150 | 0 | 0 | 0 | 269.1711 | 1020 | 49.505 | 20.1816 | 49.4845 | 150 | 0 | 0 | 150 | 419.1711 | 1020 | 50.33 | 40.3633 | 61.8557 | 150 | 0 | 0 | 0 | 0 | 0 | 302.549 | 1020 | 50.33 | 40.3633 | 61.8557 | 66 | 0 | 0 | 0 | 0 | 0 | 218.549 | 1020 | 50.33 | 40.3633 | 61.8557 | 150 | 0 | 0 | 0 | 0 | 0 | 302.549
1023 | 94.8028 | 94.8028 | 94.8028 | 93.4452 | 93.4452 | 93.4452 | 93.2948 | 93.2948 | 93.2948 | 1023 | 1579.0832 | 1579.0832 | 1579.0832 | 1852.386 | 1852.386 | 1852.386 | 2095.3219 | 2095.3219 | 2095.3219 | 1021 | 65.8416 | 0 | 35.6014 | 150 | 0 | 0 | 300 | 551.443 |  | 1021 | 65.8416 | 0 | 35.6014 | 150 | 0 | 0 | 300 | 551.443 | 1021 | 65.8416 | 0 | 35.6014 | 150 | 0 | 0 | 300 | 551.443 | 1021 | 69.3069 | 32.2906 | 38.488 | 150 | 0 | 0 | 143.3323 | 433.4178 | 1021 | 69.3069 | 32.2906 | 38.488 | 150 | 0 | 0 | 0 | 290.0855 | 1021 | 69.3069 | 32.2906 | 38.488 | 150 | 0 | 0 | 0 | 290.0855 | 1021 | 70.462 | 64.5812 | 48.11 | 150 | 0 | 0 | 0 | 0 | 0 | 333.1532 | 1021 | 70.462 | 64.5812 | 48.11 | 66 | 0 | 0 | 0 | 0 | 0 | 249.1532 | 1021 | 70.462 | 64.5812 | 48.11 | 150 | 0 | 0 | 0 | 0 | 0 | 333.1532
1024 | 98.409 | 98.409 | 98.409 | 98.409 | 98.409 | 98.409 | 95.2975 | 94.7567 | 94.7567 | 1024 | 1607.9553 | 1607.9553 | 1607.9553 | 1886.2553 | 1886.2553 | 1886.2553 | 2133.633 | 2133.633 | 2133.633 | 1022 | 65.8416 | 0 | 20.3436 | 110.2249 | 0 | 0 | 150 | 346.4101 |  | 1022 | 65.8416 | 0 | 20.3436 | 110.2249 | 0 | 0 | 150 | 346.4101 | 1022 | 65.8416 | 0 | 20.3436 | 110.2249 | 0 | 0 | 150 | 346.4101 | 1022 | 69.3069 | 44.3996 | 21.9931 | 150 | 0 | 0 | 0 | 285.6997 | 1022 | 69.3069 | 44.3996 | 21.9931 | 150 | 0 | 0 | 0 | 285.6997 | 1022 | 69.3069 | 44.3996 | 21.9931 | 150 | 0 | 0 | 0 | 285.6997 | 1022 | 70.462 | 88.7992 | 27.4914 | 150 | 0 | 0 | 0 | 0 | 0 | 336.7526 | 1022 | 70.462 | 88.7992 | 27.4914 | 66 | 0 | 0 | 0 | 0 | 0 | 252.7526 | 1022 | 70.462 | 88.7992 | 27.4914 | 150 | 0 | 0 | 0 | 0 | 0 | 336.7526
1025 | 102.5305 | 102.5305 | 102.5305 | 102.9618 | 102.1103 | 102.1103 | 95.5937 | 94.7567 | 94.7567 | 1025 | 1621.2809 | 1621.2809 | 1621.2809 | 1901.8872 | 1901.8872 | 1901.8872 | 2151.315 | 2151.315 | 2151.315 | 1023 | 65.8416 | 0 | 5.0859 | 150 | 0 | 0 | 175.2838 | 396.2113 |  | 1023 | 65.8416 | 0 | 5.0859 | 150 | 0 | 0 | 175.2838 | 396.2113 | 1023 | 65.8416 | 0 | 5.0859 | 150 | 0 | 0 | 175.2838 | 396.2113 | 1023 | 69.3069 | 61.554 | 5.4983 | 150 | 0 | 0 | 0 | 286.3592 | 1023 | 69.3069 | 61.554 | 5.4983 | 150 | 0 | 0 | 0 | 286.3592 | 1023 | 69.3069 | 61.554 | 5.4983 | 150 | 0 | 0 | 0 | 286.3592 | 1023 | 70.462 | 123.108 | 6.8729 | 150 | 0 | 0 | 0 | 0 | 0 | 350.4429 | 1023 | 70.462 | 123.108 | 6.8729 | 66 | 0 | 0 | 0 | 0 | 0 | 266.4429 | 1023 | 70.462 | 123.108 | 6.8729 | 150 | 0 | 0 | 0 | 0 | 0 | 350.4429
1026 | 102.5305 | 102.5305 | 102.5305 | 102.9618 | 102.1103 | 102.1103 | 95.5937 | 94.7567 | 94.7567 | 1026 | 1579.0832 | 1579.0832 | 1579.0832 | 1852.386 | 1852.386 | 1852.386 | 2095.3219 | 2095.3219 | 2095.3219 | 1024 | 75.2475 | 0 | 0 | 150 | 0 | 0 | 300 | 525.2475 |  | 1024 | 75.2475 | 0 | 0 | 150 | 0 | 0 | 300 | 525.2475 | 1024 | 75.2475 | 0 | 0 | 150 | 0 | 0 | 300 | 525.2475 | 1024 | 79.2079 | 100.9082 | 0 | 150 | 0 | 0 | 0 | 330.1161 | 1024 | 79.2079 | 100.9082 | 0 | 150 | 0 | 0 | 0 | 330.1161 | 1024 | 79.2079 | 100.9082 | 0 | 150 | 0 | 0 | 0 | 330.1161 | 1024 | 80.5281 | 201.8163 | 0 | 150 | 0 | 0 | 0 | 0 | 0 | 432.3444 | 1024 | 80.5281 | 201.8163 | 0 | 66 | 0 | 0 | 0 | 0 | 0 | 348.3444 | 1024 | 80.5281 | 201.8163 | 0 | 150 | 0 | 0 | 0 | 0 | 0 | 432.3444
1027 | 99.3081 | 99.3081 | 99.3081 | 100 | 100 | 100 | 92.9501 | 92.9501 | 92.9501 | 1027 | 1520.2285 | 1520.2285 | 1520.2285 | 1783.3449 | 1783.3449 | 1783.3449 | 2017.2262 | 2017.2262 | 2017.2262 | 1025 | 103.4653 | 0 | 0 | 150 | 0 | 0 | 750 | 1003.4653 |  | 1025 | 103.4653 | 0 | 0 | 150 | 0 | 0 | 750 | 1003.4653 | 1025 | 103.4653 | 0 | 0 | 150 | 0 | 0 | 750 | 1003.4653 | 1025 | 108.9109 | 194.7528 | 0 | 150 | 0 | 0 | 150 | 603.6637 | 1025 | 108.9109 | 194.7528 | 0 | 150 | 0 | 0 | 0 | 453.6637 | 1025 | 108.9109 | 194.7528 | 0 | 150 | 0 | 0 | 0 | 453.6637 | 1025 | 110.7261 | 389.5055 | 0 | 150 | 0 | 0 | 0 | 0 | 0 | 650.2316 | 1025 | 110.7261 | 389.5055 | 0 | 66 | 0 | 0 | 0 | 0 | 0 | 566.2316 | 1025 | 110.7261 | 389.5055 | 0 | 150 | 0 | 0 | 0 | 0 | 0 | 650.2316
1028 | 98.7585 | 98.7585 | 98.7585 | 95.2617 | 95.2617 | 95.2617 | 90.5251 | 90.5251 | 90.5251 | 1028 | 1455.8214 | 1455.8214 | 1455.8214 | 1707.7905 | 1707.7905 | 1707.7905 | 1931.763 | 1931.763 | 1931.763 | 1026 | 169.3069 | 0 | 0 | 150 | 0 | 0 | 750 | 1069.3069 |  | 1026 | 169.3069 | 0 | 0 | 150 | 0 | 0 | 750 | 1069.3069 | 1026 | 169.3069 | 0 | 0 | 150 | 0 | 0 | 750 | 1069.3069 | 1026 | 178.2178 | 304.7427 | 0 | 150 | 0 | 0 | 150 | 782.9605 | 1026 | 178.2178 | 304.7427 | 0 | 150 | 0 | 0 | 0 | 632.9605 | 1026 | 178.2178 | 304.7427 | 0 | 150 | 0 | 0 | 0 | 632.9605 | 1026 | 181.1881 | 609.4854 | 0 | 150 | 0 | 0 | 0 | 0 | 0 | 940.6735 | 1026 | 181.1881 | 609.4854 | 0 | 66 | 0 | 0 | 0 | 0 | 0 | 856.6735 | 1026 | 181.1881 | 609.4854 | 0 | 150 | 0 | 0 | 0 | 0 | 0 | 940.6735
1029 | 87.4606 | 87.4606 | 87.4606 | 86.7787 | 86.7787 | 86.7787 | 89.9593 | 89.9593 | 89.9593 | 1029 | 1366.9841 | 1366.9841 | 1366.9841 | 1603.5775 | 1603.5775 | 1603.5775 | 1813.8828 | 1813.8828 | 1813.8828 | 1027 | 206.9307 | 0 | 0 | 150 | 0 | 0 | 596.1064 | 953.0371 |  | 1027 | 206.9307 | 0 | 0 | 150 | 0 | 0 | 596.1064 | 953.0371 | 1027 | 206.9307 | 0 | 0 | 150 | 0 | 0 | 596.1064 | 953.0371 | 1027 | 217.8218 | 423.8143 | 0 | 150 | 0 | 0 | 0 | 791.6361 | 1027 | 217.8218 | 423.8143 | 0 | 150 | 0 | 0 | 0 | 791.6361 | 1027 | 217.8218 | 423.8143 | 0 | 150 | 0 | 0 | 0 | 791.6361 | 1027 | 221.4521 | 847.6287 | 0 | 150 | 0 | 0 | 0 | 0 | 0 | 1219.0808 | 1027 | 221.4521 | 847.6287 | 0 | 66 | 0 | 0 | 0 | 0 | 0 | 1135.0808 | 1027 | 221.4521 | 847.6287 | 0 | 150 | 0 | 0 | 0 | 0 | 0 | 1219.0808
1030 | 84.704 | 84.704 | 84.704 | 86.8972 | 86.8972 | 86.8972 | 28.8088 | 28.8088 | 28.8088 | 1030 | 1277.0363 | 1277.0363 | 1277.0363 | 1498.0618 | 1498.0618 | 1498.0618 | 1694.529 | 1694.529 | 1694.529 | 1028 | 272.7723 | 0 | 0 | 150 | 0 | 0 | 450 | 872.7723 |  | 1028 | 272.7723 | 0 | 0 | 150 | 0 | 0 | 450 | 872.7723 | 1028 | 272.7723 | 0 | 0 | 150 | 0 | 0 | 450 | 872.7723 | 1028 | 287.1287 | 517.6589 | 0 | 150 | 0 | 0 | 0 | 954.7876 | 1028 | 287.1287 | 517.6589 | 0 | 150 | 0 | 0 | 0 | 954.7876 | 1028 | 287.1287 | 517.6589 | 0 | 150 | 0 | 0 | 0 | 954.7876 | 1028 | 291.9142 | 1035.3179 | 0 | 0 | 0 | 0 | 0 | 0 | 0 | 1327.2321 | 1028 | 291.9142 | 1035.3179 | 0 | 66 | 0 | 0 | 0 | 0 | 0 | 1393.2321 | 1028 | 291.9142 | 1035.3179 | 0 | 0 | 0 | 0 | 0 | 0 | 0 | 1327.2321
1031 | 83.9316 | 83.9462 | 83.9462 | 86.7438 | 86.7438 | 86.7438 | 21.7964 | 22.3899 | 22.3899 | 1031 | 1289.1279 | 1208.1874 | 1208.1874 | 1417.2968 | 1417.2968 | 1417.2968 | 2030.2382 | 2030.2382 | 2030.2382 | 1029 | 338.6139 | 0 | 0 | 0 | 0 | 0 | 150 | 488.6139 |  | 1029 | 338.6139 | 0 | 0 | 0 | 0 | 0 | 150 | 488.6139 | 1029 | 338.6139 | 0 | 0 | 0 | 0 | 0 | 150 | 488.6139 | 1029 | 356.4356 | 528.7588 | 0 | 0 | 0 | 0 | 0 | 885.1945 | 1029 | 356.4356 | 528.7588 | 0 | 0 | 0 | 0 | 0 | 885.1945 | 1029 | 356.4356 | 528.7588 | 0 | 0 | 0 | 0 | 0 | 885.1945 | 1029 | 362.3762 | 1057.5177 | 0 | 0 | 0 | 0 | 0 | 0 | 0 | 1419.8939 | 1029 | 362.3762 | 1057.5177 | 0 | 42 | 0 | 0 | 0 | 0 | 0 | 1461.8939 | 1029 | 362.3762 | 1057.5177 | 0 | 0 | 0 | 0 | 0 | 0 | 0 | 1419.8939
1032 | 83.9316 | 83.9462 | 83.9462 | 86.8506 | 86.8506 | 86.8506 | 16.1221 | 18.6145 | 18.6145 | 1032 | 1563.9488 | 1563.9488 | 1441.9928 | 1370.4009 | 1370.4009 | 1370.4009 | 2075.2398 | 2075.2398 | 2075.2398 | 1030 | 357.4257 | 0 | 0 | 0 | 0 | 0 | 150 | 507.4257 |  | 1030 | 357.4257 | 0 | 0 | 0 | 0 | 0 | 150 | 507.4257 | 1030 | 357.4257 | 0 | 0 | 0 | 0 | 0 | 150 | 507.4257 | 1030 | 376.2376 | 481.332 | 0 | 0 | 0 | 0 | 0 | 857.5696 | 1030 | 376.2376 | 481.332 | 0 | 0 | 0 | 0 | 0 | 857.5696 | 1030 | 376.2376 | 481.332 | 0 | 0 | 0 | 0 | 0 | 857.5696 | 1030 | 382.5083 | 962.664 | 0 | 0 | 0 | 0 | 0 | 0 | 0 | 1345.1722 | 1030 | 382.5083 | 962.664 | 0 | 17 | 0 | 0 | 0 | 0 | 0 | 1362.1722 | 1030 | 382.5083 | 962.664 | 0 | 0 | 0 | 0 | 0 | 0 | 0 | 1345.1722
1033 | 83.8935 | 83.8935 | 83.8935 | 38.0227 | 43.1599 | 38.0227 | 16.1221 | 18.6145 | 18.6145 | 1033 | 1538.4081 | 1538.4081 | 1538.4081 | 1340.4397 | 1435.4154 | 1340.4397 | 2041.3492 | 2041.3492 | 2041.3492 | 1031 | 366.8317 | 0 | 0 | 0 | 0 | 0 | 150 | 516.8317 |  | 1031 | 366.8317 | 0 | 0 | 0 | 0 | 0 | 150 | 516.8317 | 1031 | 366.8317 | 0 | 0 | 0 | 0 | 0 | 150 | 516.8317 | 1031 | 386.1386 | 439.9596 | 0 | 0 | 0 | 0 | 0 | 826.0983 | 1031 | 386.1386 | 439.9596 | 0 | 0 | 0 | 0 | 0 | 826.0983 | 1031 | 386.1386 | 439.9596 | 0 | 0 | 0 | 0 | 0 | 826.0983 | 1031 | 392.5743 | 879.9193 | 0 | 0 | 0 | 0 | 0 | 0 | 0 | 1272.4935 | 1031 | 392.5743 | 879.9193 | 0 | 17 | 0 | 0 | 0 | 0 | 0 | 1289.4935 | 1031 | 392.5743 | 879.9193 | 0 | 0 | 0 | 0 | 0 | 0 | 0 | 1272.4935
1034 | 83.8935 | 83.8935 | 83.8935 | 36.2688 | 43.1599 | 38.0227 | 16.1221 | 17.783 | 17.783 | 1034 | 1535.0767 | 1535.0767 | 1535.0767 | 1602.3941 | 1786.1888 | 1639.1314 | 2036.9287 | 2036.9287 | 2036.9287 | 1032 | 366.8317 | 0 | 0 | 0 | 0 | 0 | 150 | 516.8317 |  | 1032 | 366.8317 | 0 | 0 | 0 | 0 | 0 | 150 | 516.8317 | 1032 | 366.8317 | 0 | 0 | 0 | 0 | 0 | 150 | 516.8317 | 1032 | 386.1386 | 435.9233 | 0 | 0 | 0 | 0 | 0 | 822.0619 | 1032 | 386.1386 | 435.9233 | 0 | 0 | 0 | 0 | 0 | 822.0619 | 1032 | 386.1386 | 435.9233 | 0 | 0 | 0 | 0 | 0 | 822.0619 | 1032 | 392.5743 | 871.8466 | 0 | 0 | 0 | 0 | 0 | 0 | 0 | 1264.4209 | 1032 | 392.5743 | 871.8466 | 0 | 17 | 0 | 0 | 0 | 0 | 0 | 1281.4209 | 1032 | 392.5743 | 871.8466 | 0 | 0 | 0 | 0 | 0 | 0 | 0 | 1264.4209
1035 | 83.9316 | 83.9462 | 83.9462 | 33.8141 | 35.652 | 35.652 | 3.0198 | 11.1093 | 3.0198 | 1035 | 1536.1872 | 1536.1872 | 1481.5747 | 1802.0657 | 1802.0657 | 1802.0657 | 2038.4022 | 2038.4022 | 2038.4022 | 1033 | 291.5842 | 0 | 0 | 0 | 0 | 0 | 150 | 441.5842 |  | 1033 | 291.5842 | 0 | 0 | 0 | 0 | 0 | 150 | 441.5842 | 1033 | 291.5842 | 0 | 0 | 0 | 0 | 0 | 150 | 441.5842 | 1033 | 306.9307 | 446.0141 | 0 | 0 | 0 | 0 | 0 | 752.9448 | 1033 | 306.9307 | 446.0141 | 0 | 0 | 0 | 0 | 0 | 752.9448 | 1033 | 306.9307 | 446.0141 | 0 | 0 | 0 | 0 | 0 | 752.9448 | 1033 | 312.0462 | 892.0283 | 0 | 0 | 0 | 0 | 0 | 0 | 0 | 1204.0745 | 1033 | 312.0462 | 892.0283 | 0 | 17 | 0 | 0 | 0 | 0 | 0 | 1221.0745 | 1033 | 312.0462 | 892.0283 | 0 | 0 | 0 | 0 | 0 | 0 | 0 | 1204.0745
1036 | 83.9316 | 83.9462 | 83.9462 | 33.6671 | 35.652 | 35.652 | 3.0198 | 11.1093 | 3.3664 | 1036 | 1147.1118 | 1147.1118 | 1147.1118 | 1809.8817 | 1809.8817 | 1809.8817 | 2047.2432 | 2047.2432 | 2047.2432 | 1034 | 235.1485 | 0 | 0 | 0 | 0 | 0 | 150 | 385.1485 |  | 1034 | 235.1485 | 0 | 0 | 0 | 0 | 0 | 150 | 385.1485 | 1034 | 235.1485 | 0 | 0 | 0 | 0 | 0 | 150 | 385.1485 | 1034 | 247.5248 | 492.4319 | 0 | 0 | 0 | 0 | 0 | 739.9566 | 1034 | 247.5248 | 492.4319 | 0 | 0 | 0 | 0 | 0 | 739.9566 | 1034 | 247.5248 | 492.4319 | 0 | 0 | 0 | 0 | 0 | 739.9566 | 1034 | 251.6502 | 984.8638 | 0 | 0 | 0 | 0 | 0 | 0 | 0 | 1236.5139 | 1034 | 251.6502 | 984.8638 | 0 | 17 | 0 | 0 | 0 | 0 | 0 | 1253.5139 | 1034 | 251.6502 | 984.8638 | 0 | 0 | 0 | 0 | 0 | 0 | 0 | 1236.5139
1037 | 83.9316 | 83.9462 | 83.9462 | 33.6671 | 35.652 | 35.652 | 12.9218 | 14.9898 | 14.9898 | 1037 | 1179.3153 | 1238.1122 | 1179.3153 | 1847.6589 | 1847.6589 | 1847.6589 | 2089.9748 | 2089.9748 | 2089.9748 | 1035 | 300.9901 | 0 | 0 | 0 | 0 | 0 | 150 | 450.9901 |  | 1035 | 300.9901 | 0 | 0 | 0 | 0 | 0 | 150 | 450.9901 | 1035 | 300.9901 | 0 | 0 | 0 | 0 | 0 | 150 | 450.9901 | 1035 | 316.8317 | 581.2311 | 0 | 0 | 0 | 0 | 0 | 898.0628 | 1035 | 316.8317 | 581.2311 | 0 | 0 | 0 | 0 | 0 | 898.0628 | 1035 | 316.8317 | 581.2311 | 0 | 0 | 0 | 0 | 0 | 898.0628 | 1035 | 322.1122 | 1162.4622 | 0 | 0 | 0 | 0 | 0 | 0 | 0 | 1484.5744 | 1035 | 322.1122 | 1162.4622 | 0 | 17 | 0 | 0 | 0 | 0 | 0 | 1501.5744 | 1035 | 322.1122 | 1162.4622 | 0 | 0 | 0 | 0 | 0 | 0 | 0 | 1484.5744
1038 | 84.1204 | 84.1204 | 84.1204 | 33.6671 | 35.652 | 35.652 | 16.1221 | 17.783 | 17.783 | 1038 | 1232.6177 | 1232.6177 | 1232.6177 | 1910.1867 | 1910.1867 | 1910.1867 | 2160.703 | 2160.703 | 2160.703 | 1036 | 517.3267 | 0 | 0 | 0 | 0 | 0 | 150 | 667.3267 |  | 1036 | 517.3267 | 0 | 0 | 0 | 0 | 0 | 150 | 667.3267 | 1036 | 517.3267 | 0 | 0 | 0 | 0 | 0 | 150 | 667.3267 | 1036 | 544.5545 | 691.221 | 0 | 0 | 0 | 0 | 0 | 1235.7754 | 1036 | 544.5545 | 691.221 | 0 | 0 | 0 | 0 | 0 | 1235.7754 | 1036 | 544.5545 | 691.221 | 0 | 0 | 0 | 0 | 0 | 1235.7754 | 1036 | 553.6304 | 1382.442 | 0 | 0 | 0 | 0 | 0 | 0 | 0 | 1936.0723 | 1036 | 553.6304 | 1382.442 | 0 | 17 | 0 | 0 | 0 | 0 | 0 | 1953.0723 | 1036 | 553.6304 | 1382.442 | 0 | 0 | 0 | 0 | 0 | 0 | 0 | 1936.0723
1039 | 85.0878 | 85.0878 | 85.0878 | 36.2688 | 39.015 | 38.0227 | 18.6145 | 18.6145 | 18.6145 | 1039 | 1299.2457 | 1299.2457 | 1299.2457 | 1818.2065 | 1988.3464 | 1919.4905 | 2249.1132 | 2249.1132 | 2249.1132 | 1037 | 940.5941 | 0 | 0 | 0 | 0 | 0 | 150 | 1090.5941 |  | 1037 | 940.5941 | 0 | 0 | 0 | 0 | 0 | 150 | 1090.5941 | 1037 | 940.5941 | 0 | 0 | 0 | 0 | 0 | 150 | 1090.5941 | 1037 | 990.099 | 748.7386 | 0 | 0 | 0 | 0 | 0 | 1738.8377 | 1037 | 990.099 | 748.7386 | 0 | 0 | 0 | 0 | 0 | 1738.8377 | 1037 | 990.099 | 748.7386 | 0 | 0 | 0 | 0 | 0 | 1738.8377 | 1037 | 1006.6007 | 1497.4773 | 0 | 0 | 0 | 0 | 0 | 0 | 0 | 2504.078 | 1037 | 1006.6007 | 1497.4773 | 0 | 17 | 0 | 0 | 0 | 0 | 0 | 2521.078 | 1037 | 1006.6007 | 1497.4773 | 0 | 0 | 0 | 0 | 0 | 0 | 0 | 2504.078
1040 | 84.1484 | 84.1484 | 84.1484 | 36.2688 | 43.1599 | 38.0227 | 18.6145 | 18.6145 | 18.6145 | 1040 | 1395.8562 | 1395.8562 | 1395.8562 | 1799.0076 | 1982.8023 | 1890.9049 | 2377.308 | 2377.308 | 2377.308 | 1038 | 1006.4356 | 0 | 0 | 0 | 0 | 0 | 150 | 1156.4356 |  | 1038 | 1006.4356 | 0 | 0 | 0 | 0 | 0 | 150 | 1156.4356 | 1038 | 1006.4356 | 0 | 0 | 0 | 0 | 0 | 150 | 1156.4356 | 1038 | 1059.4059 | 765.893 | 0 | 0 | 0 | 0 | 0 | 1825.299 | 1038 | 1059.4059 | 765.893 | 0 | 0 | 0 | 0 | 0 | 1825.299 | 1038 | 1059.4059 | 765.893 | 0 | 0 | 0 | 0 | 0 | 1825.299 | 1038 | 1077.0627 | 1531.7861 | 0 | 0 | 0 | 0 | 0 | 0 | 0 | 2608.8488 | 1038 | 1077.0627 | 1531.7861 | 0 | 17 | 0 | 0 | 0 | 0 | 0 | 2625.8488 | 1038 | 1077.0627 | 1531.7861 | 0 | 0 | 0 | 0 | 0 | 0 | 0 | 2608.8488
1041 | 81.0341 | 81.0341 | 81.0341 | 36.2688 | 43.1599 | 38.0227 | 20.9838 | 20.9838 | 20.9838 | 1041 | 1808.2514 | 1808.2514 | 1808.2514 | 1905.4198 | 2089.2144 | 1978.968 | 2399.4105 | 2399.4105 | 2399.4105 | 1039 | 884.1584 | 0 | 0 | 0 | 0 | 0 | 150 | 1034.1584 |  | 1039 | 884.1584 | 0 | 0 | 0 | 0 | 0 | 150 | 1034.1584 | 1039 | 884.1584 | 0 | 0 | 0 | 0 | 0 | 150 | 1034.1584 | 1039 | 930.6931 | 749.7477 | 0 | 0 | 0 | 0 | 0 | 1680.4408 | 1039 | 930.6931 | 749.7477 | 0 | 0 | 0 | 0 | 0 | 1680.4408 | 1039 | 930.6931 | 749.7477 | 0 | 0 | 0 | 0 | 0 | 1680.4408 | 1039 | 946.2046 | 1499.4955 | 0 | 0 | 0 | 0 | 0 | 0 | 0 | 2445.7001 | 1039 | 946.2046 | 1499.4955 | 0 | 17 | 0 | 0 | 0 | 0 | 0 | 2462.7001 | 1039 | 946.2046 | 1499.4955 | 0 | 0 | 0 | 0 | 0 | 0 | 0 | 2445.7001
1042 | 72.4047 | 74.855 | 74.5018 | 36.2688 | 37.6019 | 37.6019 | 21.3767 | 21.3767 | 21.3767 | 1042 | 1816.0247 | 1816.0247 | 1816.0247 | 2121.5583 | 2130.3367 | 2130.3367 | 2409.7251 | 2409.7251 | 2409.7251 | 1040 | 743.0693 | 0 | 5.0859 | 0 | 0 | 0 | 150 | 898.1552 |  | 1040 | 743.0693 | 0 | 5.0859 | 0 | 0 | 0 | 150 | 898.1552 | 1040 | 743.0693 | 0 | 5.0859 | 0 | 0 | 0 | 150 | 898.1552 | 1040 | 782.1782 | 701.3118 | 5.4983 | 0 | 0 | 0 | 0 | 1488.9883 | 1040 | 782.1782 | 701.3118 | 5.4983 | 0 | 0 | 0 | 0 | 1488.9883 | 1040 | 782.1782 | 701.3118 | 5.4983 | 0 | 0 | 0 | 0 | 1488.9883 | 1040 | 795.2145 | 1402.6236 | 6.8729 | 0 | 0 | 0 | 0 | 0 | 0 | 2204.711 | 1040 | 795.2145 | 1402.6236 | 6.8729 | 17 | 0 | 0 | 0 | 0 | 0 | 2221.711 | 1040 | 795.2145 | 1402.6236 | 6.8729 | 0 | 0 | 0 | 0 | 0 | 0 | 2204.711
1043 | 63.5771 | 73.1022 | 69.494 | 33.6671 | 35.652 | 35.652 | 21.3767 | 21.3767 | 21.3767 | 1043 | 1812.6933 | 1812.6933 | 1812.6933 | 2126.4287 | 2126.4287 | 2126.4287 | 2405.3046 | 2405.3046 | 2405.3046 | 1041 | 761.8812 | 0 | 5.0859 | 0 | 0 | 0 | 150 | 916.9671 |  | 1041 | 761.8812 | 0 | 5.0859 | 0 | 0 | 0 | 150 | 916.9671 | 1041 | 761.8812 | 0 | 5.0859 | 0 | 0 | 0 | 150 | 916.9671 | 1041 | 801.9802 | 662.9667 | 5.4983 | 0 | 0 | 0 | 0 | 1470.4452 | 1041 | 801.9802 | 662.9667 | 5.4983 | 0 | 0 | 0 | 0 | 1470.4452 | 1041 | 801.9802 | 662.9667 | 5.4983 | 0 | 0 | 0 | 0 | 1470.4452 | 1041 | 815.3465 | 1325.9334 | 6.8729 | 0 | 0 | 0 | 0 | 0 | 0 | 2148.1528 | 1041 | 815.3465 | 1325.9334 | 6.8729 | 17 | 0 | 0 | 0 | 0 | 0 | 2165.1528 | 1041 | 815.3465 | 1325.9334 | 6.8729 | 0 | 0 | 0 | 0 | 0 | 0 | 2148.1528
1044 | 61.3636 | 73.1022 | 69.494 | 33.1196 | 35.652 | 35.652 | 21.3767 | 21.3767 | 21.3767 | 1044 | 1804.92 | 1804.92 | 1804.92 | 2117.31 | 2117.31 | 2117.31 | 2394.99 | 2394.99 | 2394.99 | 1042 | 545.5446 | 0 | 10.1718 | 0 | 0 | 0 | 0 | 555.7164 |  | 1042 | 545.5446 | 0 | 10.1718 | 0 | 0 | 0 | 150 | 705.7164 | 1042 | 545.5446 | 0 | 10.1718 | 0 | 0 | 0 | 150 | 705.7164 | 1042 | 574.2574 | 635.7215 | 10.9966 | 0 | 0 | 0 | 0 | 1220.9755 | 1042 | 574.2574 | 635.7215 | 10.9966 | 0 | 0 | 0 | 0 | 1220.9755 | 1042 | 574.2574 | 635.7215 | 10.9966 | 0 | 0 | 0 | 0 | 1220.9755 | 1042 | 583.8284 | 1271.443 | 13.7457 | 0 | 0 | 0 | 0 | 0 | 0 | 1869.0171 | 1042 | 583.8284 | 1271.443 | 13.7457 | 17 | 0 | 0 | 0 | 0 | 0 | 1886.0171 | 1042 | 583.8284 | 1271.443 | 13.7457 | 0 | 0 | 0 | 0 | 0 | 0 | 1869.0171
1045 | 71.41 | 73.1675 | 73.1675 | 33.1196 | 35.652 | 35.652 | 21.3767 | 21.3767 | 21.3767 | 1045 | 1769.3851 | 1769.3851 | 1769.3851 | 2075.6248 | 2075.6248 | 2075.6248 | 2347.8379 | 2347.8379 | 2347.8379 | 1043 | 536.1386 | 0 | 10.1718 | 0 | 0 | 0 | 0 | 546.3104 |  | 1043 | 536.1386 | 0 | 10.1718 | 0 | 0 | 0 | 0 | 546.3104 | 1043 | 536.1386 | 0 | 10.1718 | 0 | 0 | 0 | 0 | 546.3104 | 1043 | 564.3564 | 588.2947 | 10.9966 | 0 | 0 | 0 | 0 | 1163.6477 | 1043 | 564.3564 | 588.2947 | 10.9966 | 0 | 0 | 0 | 0 | 1163.6477 | 1043 | 564.3564 | 588.2947 | 10.9966 | 0 | 0 | 0 | 0 | 1163.6477 | 1043 | 573.7624 | 1176.5893 | 13.7457 | 0 | 0 | 0 | 0 | 0 | 0 | 1764.0974 | 1043 | 573.7624 | 1176.5893 | 13.7457 | 17 | 0 | 0 | 0 | 0 | 0 | 1781.0974 | 1043 | 573.7624 | 1176.5893 | 13.7457 | 0 | 0 | 0 | 0 | 0 | 0 | 1764.0974
1046 | 74.5018 | 74.855 | 74.5018 | 33.6671 | 35.652 | 35.652 | 21.7964 | 21.8016 | 21.8016 | 1046 | 1740.513 | 1740.513 | 1740.513 | 2041.7556 | 2041.7556 | 2041.7556 | 2281.1457 | 2309.5268 | 2309.5268 | 1044 | 545.5446 | 0 | 10.1718 | 0 | 0 | 0 | 0 | 555.7164 |  | 1044 | 545.5446 | 0 | 10.1718 | 0 | 0 | 0 | 0 | 555.7164 | 1044 | 545.5446 | 0 | 10.1718 | 0 | 0 | 0 | 0 | 555.7164 | 1044 | 574.2574 | 505.5499 | 10.9966 | 0 | 0 | 0 | 0 | 1090.8039 | 1044 | 574.2574 | 505.5499 | 10.9966 | 0 | 0 | 0 | 0 | 1090.8039 | 1044 | 574.2574 | 505.5499 | 10.9966 | 0 | 0 | 0 | 0 | 1090.8039 | 1044 | 583.8284 | 1011.0999 | 13.7457 | 0 | 0 | 0 | 0 | 0 | 0 | 1608.674 | 1044 | 583.8284 | 1011.0999 | 13.7457 | 17 | 0 | 0 | 0 | 0 | 0 | 1625.674 | 1044 | 583.8284 | 1011.0999 | 13.7457 | 0 | 0 | 0 | 0 | 0 | 0 | 1608.674
1047 | 78.7174 | 78.7174 | 78.7174 | 33.6671 | 35.652 | 35.652 | 21.3767 | 21.3767 | 21.3767 | 1047 | 1744.9548 | 1744.9548 | 1744.9548 | 2046.9663 | 2046.9663 | 2046.9663 | 2315.4209 | 2315.4209 | 2315.4209 | 1045 | 517.3267 | 0 | 10.1718 | 0 | 0 | 0 | 0 | 527.4986 |  | 1045 | 517.3267 | 0 | 10.1718 | 0 | 0 | 0 | 0 | 527.4986 | 1045 | 517.3267 | 0 | 10.1718 | 0 | 0 | 0 | 0 | 527.4986 | 1045 | 544.5545 | 462.1594 | 10.9966 | 0 | 0 | 0 | 0 | 1017.7105 | 1045 | 544.5545 | 462.1594 | 10.9966 | 0 | 0 | 0 | 0 | 1017.7105 | 1045 | 544.5545 | 462.1594 | 10.9966 | 0 | 0 | 0 | 0 | 1017.7105 | 1045 | 553.6304 | 924.3189 | 13.7457 | 0 | 0 | 0 | 0 | 0 | 0 | 1491.6949 | 1045 | 553.6304 | 924.3189 | 13.7457 | 17 | 0 | 0 | 0 | 0 | 0 | 1508.6949 | 1045 | 553.6304 | 924.3189 | 13.7457 | 0 | 0 | 0 | 0 | 0 | 0 | 1491.6949
1048 | 83.9316 | 83.9462 | 83.9462 | 33.6671 | 35.652 | 35.652 | 21.3767 | 21.3767 | 21.3767 | 1048 | 1527.4227 | 1549.5663 | 1784.9316 | 2093.8621 | 2093.8621 | 2093.8621 | 2368.467 | 2368.467 | 2368.467 | 1046 | 611.3861 | 0 | 10.1718 | 0 | 0 | 0 | 150 | 771.558 |  | 1046 | 611.3861 | 0 | 10.1718 | 0 | 0 | 0 | 150 | 771.558 | 1046 | 611.3861 | 0 | 10.1718 | 0 | 0 | 0 | 150 | 771.558 | 1046 | 643.5644 | 471.2412 | 10.9966 | 0 | 0 | 0 | 0 | 1125.8021 | 1046 | 643.5644 | 471.2412 | 10.9966 | 0 | 0 | 0 | 0 | 1125.8021 | 1046 | 643.5644 | 471.2412 | 10.9966 | 0 | 0 | 0 | 0 | 1125.8021 | 1046 | 654.2904 | 942.4823 | 13.7457 | 0 | 0 | 0 | 0 | 0 | 0 | 1610.5185 | 1046 | 654.2904 | 942.4823 | 13.7457 | 17 | 0 | 0 | 0 | 0 | 0 | 1627.5185 | 1046 | 654.2904 | 942.4823 | 13.7457 | 0 | 0 | 0 | 0 | 0 | 0 | 1610.5185
1049 | 86.9563 | 86.9563 | 86.9563 | 33.6671 | 35.652 | 35.652 | 21.3767 | 21.3767 | 21.3767 | 1049 | 1410.2923 | 1410.2923 | 1410.2923 | 2118.6127 | 2118.6127 | 2118.6127 | 2396.4635 | 2396.4635 | 2396.4635 | 1047 | 696.0396 | 0 | 5.0859 | 0 | 0 | 0 | 150 | 851.1255 |  | 1047 | 696.0396 | 0 | 5.0859 | 0 | 0 | 0 | 150 | 851.1255 | 1047 | 696.0396 | 0 | 5.0859 | 0 | 0 | 0 | 150 | 851.1255 | 1047 | 732.6733 | 513.6226 | 5.4983 | 0 | 0 | 0 | 0 | 1251.7942 | 1047 | 732.6733 | 513.6226 | 5.4983 | 0 | 0 | 0 | 0 | 1251.7942 | 1047 | 732.6733 | 513.6226 | 5.4983 | 0 | 0 | 0 | 0 | 1251.7942 | 1047 | 744.8845 | 1027.2452 | 6.8729 | 0 | 0 | 0 | 0 | 0 | 0 | 1779.0025 | 1047 | 744.8845 | 1027.2452 | 6.8729 | 17 | 0 | 0 | 0 | 0 | 0 | 1796.0025 | 1047 | 744.8845 | 1027.2452 | 6.8729 | 0 | 0 | 0 | 0 | 0 | 0 | 1779.0025
1050 | 86.0862 | 86.0862 | 86.0862 | 34.4823 | 35.652 | 35.652 | 21.3767 | 21.3767 | 21.3767 | 1050 | 1384.7516 | 1384.7516 | 1384.7516 | 2088.6515 | 2088.6515 | 2088.6515 | 2362.573 | 2362.573 | 2362.573 | 1048 | 790.099 | 0 | 0 | 0 | 0 | 0 | 150 | 940.099 |  | 1048 | 790.099 | 0 | 0 | 0 | 0 | 0 | 150 | 940.099 | 1048 | 790.099 | 0 | 0 | 0 | 0 | 0 | 150 | 940.099 | 1048 | 831.6832 | 551.9677 | 0 | 0 | 0 | 0 | 0 | 1383.6509 | 1048 | 831.6832 | 551.9677 | 0 | 0 | 0 | 0 | 0 | 1383.6509 | 1048 | 831.6832 | 551.9677 | 0 | 0 | 0 | 0 | 0 | 1383.6509 | 1048 | 845.5446 | 1103.9354 | 0 | 0 | 0 | 0 | 0 | 0 | 0 | 1949.48 | 1048 | 845.5446 | 1103.9354 | 0 | 17 | 0 | 0 | 0 | 0 | 0 | 1966.48 | 1048 | 845.5446 | 1103.9354 | 0 | 0 | 0 | 0 | 0 | 0 | 0 | 1949.48
1051 | 85.4929 | 85.4929 | 85.4929 | 36.2688 | 37.6019 | 37.6019 | 18.6145 | 18.6145 | 18.6145 | 1051 | 1345.8852 | 1345.8852 | 1345.8852 | 2031.1753 | 2043.0583 | 2043.0583 | 2311.0003 | 2311.0003 | 2311.0003 | 1049 | 724.2574 | 0 | 0 | 0 | 0 | 0 | 150 | 874.2574 |  | 1049 | 724.2574 | 0 | 0 | 0 | 0 | 0 | 150 | 874.2574 | 1049 | 724.2574 | 0 | 0 | 0 | 0 | 0 | 150 | 874.2574 | 1049 | 762.3762 | 590.3128 | 0 | 0 | 0 | 0 | 0 | 1352.6891 | 1049 | 762.3762 | 590.3128 | 0 | 0 | 0 | 0 | 0 | 1352.6891 | 1049 | 762.3762 | 590.3128 | 0 | 0 | 0 | 0 | 0 | 1352.6891 | 1049 | 775.0825 | 1180.6256 | 0 | 0 | 0 | 0 | 0 | 0 | 0 | 1955.7081 | 1049 | 775.0825 | 1180.6256 | 0 | 17 | 0 | 0 | 0 | 0 | 0 | 1972.7081 | 1049 | 775.0825 | 1180.6256 | 0 | 0 | 0 | 0 | 0 | 0 | 0 | 1955.7081
1052 | 84.1414 | 84.1414 | 84.1414 | 36.2688 | 36.2688 | 36.2688 | 18.4142 | 18.6145 | 18.6145 | 1052 | 1285.9201 | 1285.9201 | 1285.9201 | 1972.7145 | 1972.7145 | 1972.7145 | 2231.4312 | 2231.4312 | 2231.4312 | 1050 | 649.0099 | 0 | 0 | 0 | 0 | 0 | 150 | 799.0099 |  | 1050 | 649.0099 | 0 | 0 | 0 | 0 | 0 | 150 | 799.0099 | 1050 | 649.0099 | 0 | 0 | 0 | 0 | 0 | 150 | 799.0099 | 1050 | 683.1683 | 600.4036 | 0 | 0 | 0 | 0 | 0 | 1283.5719 | 1050 | 683.1683 | 600.4036 | 0 | 0 | 0 | 0 | 0 | 1283.5719 | 1050 | 683.1683 | 600.4036 | 0 | 0 | 0 | 0 | 0 | 1283.5719 | 1050 | 694.5545 | 1200.8073 | 0 | 0 | 0 | 0 | 0 | 0 | 0 | 1895.3617 | 1050 | 694.5545 | 1200.8073 | 0 | 17 | 0 | 0 | 0 | 0 | 0 | 1912.3617 | 1050 | 694.5545 | 1200.8073 | 0 | 0 | 0 | 0 | 0 | 0 | 0 | 1895.3617
1053 | 83.8935 | 83.8935 | 83.8935 | 36.2688 | 43.1599 | 38.0227 | 20.9838 | 20.9838 | 20.9838 | 1053 | 1606.1465 | 1606.1465 | 1606.1465 | 1583.0908 | 1766.8854 | 1674.9881 | 2131.2329 | 2131.2329 | 2131.2329 | 1051 | 573.7624 | 0 | 0 | 0 | 0 | 0 | 150 | 723.7624 |  | 1051 | 573.7624 | 0 | 0 | 0 | 0 | 0 | 150 | 723.7624 | 1051 | 573.7624 | 0 | 0 | 0 | 0 | 0 | 150 | 723.7624 | 1051 | 603.9604 | 579.2129 | 0 | 0 | 0 | 0 | 0 | 1183.1733 | 1051 | 603.9604 | 579.2129 | 0 | 0 | 0 | 0 | 0 | 1183.1733 | 1051 | 603.9604 | 579.2129 | 0 | 0 | 0 | 0 | 0 | 1183.1733 | 1051 | 614.0264 | 1158.4258 | 0 | 0 | 0 | 0 | 0 | 0 | 0 | 1772.4522 | 1051 | 614.0264 | 1158.4258 | 0 | 17 | 0 | 0 | 0 | 0 | 0 | 1789.4522 | 1051 | 614.0264 | 1158.4258 | 0 | 0 | 0 | 0 | 0 | 0 | 0 | 1772.4522
1054 | 83.6259 | 83.6259 | 83.6259 | 36.2554 | 36.2554 | 36.2554 | 20.9838 | 20.9838 | 20.9838 | 1054 | 1540.629 | 1540.629 | 1540.629 | 1807.2764 | 1807.2764 | 1807.2764 | 2044.2962 | 2044.2962 | 2044.2962 | 1052 | 592.5743 | 0 | 0 | 0 | 0 | 0 | 150 | 742.5743 |  | 1052 | 592.5743 | 0 | 0 | 0 | 0 | 0 | 150 | 742.5743 | 1052 | 592.5743 | 0 | 0 | 0 | 0 | 0 | 150 | 742.5743 | 1052 | 623.7624 | 583.2492 | 0 | 0 | 0 | 0 | 0 | 1207.0116 | 1052 | 623.7624 | 583.2492 | 0 | 0 | 0 | 0 | 0 | 1207.0116 | 1052 | 623.7624 | 583.2492 | 0 | 0 | 0 | 0 | 0 | 1207.0116 | 1052 | 634.1584 | 1166.4985 | 0 | 0 | 0 | 0 | 0 | 0 | 0 | 1800.6569 | 1052 | 634.1584 | 1166.4985 | 0 | 17 | 0 | 0 | 0 | 0 | 0 | 1817.6569 | 1052 | 634.1584 | 1166.4985 | 0 | 0 | 0 | 0 | 0 | 0 | 0 | 1800.6569
1055 | 81.7843 | 81.7843 | 81.7843 | 33.6671 | 35.652 | 35.652 | 20.9838 | 20.9838 | 20.9838 | 1055 | 1490.658 | 1490.658 | 1490.658 | 1748.6566 | 1748.6566 | 1748.6566 | 1977.9886 | 1977.9886 | 1977.9886 | 1053 | 611.3861 | 0 | 0 | 0 | 0 | 0 | 150 | 761.3861 |  | 1053 | 611.3861 | 0 | 0 | 0 | 0 | 0 | 150 | 761.3861 | 1053 | 611.3861 | 0 | 0 | 0 | 0 | 0 | 150 | 761.3861 | 1053 | 643.5644 | 606.4581 | 0 | 0 | 0 | 0 | 0 | 1250.0225 | 1053 | 643.5644 | 606.4581 | 0 | 0 | 0 | 0 | 0 | 1250.0225 | 1053 | 643.5644 | 606.4581 | 0 | 0 | 0 | 0 | 0 | 1250.0225 | 1053 | 654.2904 | 1212.9162 | 0 | 0 | 0 | 0 | 0 | 0 | 0 | 1867.2067 | 1053 | 654.2904 | 1212.9162 | 0 | 17 | 0 | 0 | 0 | 0 | 0 | 1884.2067 | 1053 | 654.2904 | 1212.9162 | 0 | 0 | 0 | 0 | 0 | 0 | 0 | 1867.2067
1056 | 79.3441 | 79.3441 | 79.3441 | 33.6671 | 35.652 | 35.652 | 21.3767 | 21.3767 | 21.3767 | 1056 | 1450.6813 | 1450.6813 | 1450.6813 | 1701.7607 | 1701.7607 | 1701.7607 | 1924.9424 | 1924.9424 | 1924.9424 | 1054 | 517.3267 | 0 | 0 | 0 | 0 | 0 | 150 | 667.3267 |  | 1054 | 517.3267 | 0 | 0 | 0 | 0 | 0 | 150 | 667.3267 | 1054 | 517.3267 | 0 | 0 | 0 | 0 | 0 | 150 | 667.3267 | 1054 | 544.5545 | 606.4581 | 0 | 0 | 0 | 0 | 0 | 1151.0126 | 1054 | 544.5545 | 606.4581 | 0 | 0 | 0 | 0 | 0 | 1151.0126 | 1054 | 544.5545 | 606.4581 | 0 | 0 | 0 | 0 | 0 | 1151.0126 | 1054 | 553.6304 | 1212.9162 | 0 | 0 | 0 | 0 | 0 | 0 | 0 | 1766.5466 | 1054 | 553.6304 | 1212.9162 | 0 | 17 | 0 | 0 | 0 | 0 | 0 | 1783.5466 | 1054 | 553.6304 | 1212.9162 | 0 | 0 | 0 | 0 | 0 | 0 | 0 | 1766.5466
1057 | 78.564 | 78.564 | 78.564 | 33.6671 | 35.652 | 35.652 | 21.3767 | 21.3767 | 21.3767 | 1057 | 1435.1347 | 1435.1347 | 1435.1347 | 1683.5234 | 1683.5234 | 1683.5234 | 1904.3134 | 1904.3134 | 1904.3134 | 1055 | 395.0495 | 0 | 0 | 0 | 0 | 0 | 150 | 545.0495 |  | 1055 | 395.0495 | 0 | 0 | 0 | 0 | 0 | 150 | 545.0495 | 1055 | 395.0495 | 0 | 0 | 0 | 0 | 0 | 150 | 545.0495 | 1055 | 415.8416 | 576.1857 | 0 | 0 | 0 | 0 | 0 | 992.0273 | 1055 | 415.8416 | 576.1857 | 0 | 0 | 0 | 0 | 0 | 992.0273 | 1055 | 415.8416 | 576.1857 | 0 | 0 | 0 | 0 | 0 | 992.0273 | 1055 | 422.7723 | 1152.3713 | 0 | 0 | 0 | 0 | 0 | 0 | 0 | 1575.1436 | 1055 | 422.7723 | 1152.3713 | 0 | 17 | 0 | 0 | 0 | 0 | 0 | 1592.1436 | 1055 | 422.7723 | 1152.3713 | 0 | 0 | 0 | 0 | 0 | 0 | 0 | 1575.1436
1058 | 77.2192 | 77.2192 | 77.2192 | 33.6671 | 35.652 | 35.652 | 18.6145 | 18.6145 | 18.6145 | 1058 | 1415.1463 | 1415.1463 | 1415.1463 | 1660.0755 | 1660.0755 | 1660.0755 | 1877.7903 | 1877.7903 | 1877.7903 | 1056 | 479.703 | 0 | 0 | 0 | 0 | 0 | 150 | 629.703 |  | 1056 | 479.703 | 0 | 0 | 0 | 0 | 0 | 150 | 629.703 | 1056 | 479.703 | 0 | 0 | 0 | 0 | 0 | 150 | 629.703 | 1056 | 504.9505 | 544.9041 | 0 | 0 | 0 | 0 | 0 | 1049.8546 | 1056 | 504.9505 | 544.9041 | 0 | 0 | 0 | 0 | 0 | 1049.8546 | 1056 | 504.9505 | 544.9041 | 0 | 0 | 0 | 0 | 0 | 1049.8546 | 1056 | 513.3663 | 1089.8083 | 0 | 0 | 0 | 0 | 0 | 0 | 0 | 1603.1746 | 1056 | 513.3663 | 1089.8083 | 0 | 17 | 0 | 0 | 0 | 0 | 0 | 1620.1746 | 1056 | 513.3663 | 1089.8083 | 0 | 0 | 0 | 0 | 0 | 0 | 0 | 1603.1746
1059 | 76.103 | 76.103 | 76.103 | 33.6671 | 35.652 | 35.652 | 16.1221 | 17.783 | 17.783 | 1059 | 1417.3673 | 1417.3673 | 1417.3673 | 1662.6808 | 1662.6808 | 1662.6808 | 1880.7373 | 1880.7373 | 1880.7373 | 1057 | 423.2673 | 0 | 0 | 0 | 0 | 0 | 150 | 573.2673 |  | 1057 | 423.2673 | 0 | 0 | 0 | 0 | 0 | 150 | 573.2673 | 1057 | 423.2673 | 0 | 0 | 0 | 0 | 0 | 150 | 573.2673 | 1057 | 445.5446 | 535.8224 | 0 | 0 | 0 | 0 | 0 | 981.367 | 1057 | 445.5446 | 535.8224 | 0 | 0 | 0 | 0 | 0 | 981.367 | 1057 | 445.5446 | 535.8224 | 0 | 0 | 0 | 0 | 0 | 981.367 | 1057 | 452.9703 | 1071.6448 | 0 | 0 | 0 | 0 | 0 | 0 | 0 | 1524.6151 | 1057 | 452.9703 | 1071.6448 | 0 | 17 | 0 | 0 | 0 | 0 | 0 | 1541.6151 | 1057 | 452.9703 | 1071.6448 | 0 | 0 | 0 | 0 | 0 | 0 | 0 | 1524.6151
1060 | 76.0958 | 76.0958 | 76.0958 | 33.6671 | 35.652 | 35.652 | 16.1221 | 17.783 | 17.783 | 1060 | 1437.3557 | 1437.3557 | 1437.3557 | 1686.1288 | 1686.1288 | 1686.1288 | 1907.2604 | 1907.2604 | 1907.2604 | 1058 | 498.5149 | 0 | 0 | 0 | 0 | 0 | 150 | 648.5149 |  | 1058 | 498.5149 | 0 | 0 | 0 | 0 | 0 | 150 | 648.5149 | 1058 | 498.5149 | 0 | 0 | 0 | 0 | 0 | 150 | 648.5149 | 1058 | 524.7525 | 539.8587 | 0 | 0 | 0 | 0 | 0 | 1064.6112 | 1058 | 524.7525 | 539.8587 | 0 | 0 | 0 | 0 | 0 | 1064.6112 | 1058 | 524.7525 | 539.8587 | 0 | 0 | 0 | 0 | 0 | 1064.6112 | 1058 | 533.4983 | 1079.7175 | 0 | 0 | 0 | 0 | 0 | 0 | 0 | 1613.2158 | 1058 | 533.4983 | 1079.7175 | 0 | 17 | 0 | 0 | 0 | 0 | 0 | 1630.2158 | 1058 | 533.4983 | 1079.7175 | 0 | 0 | 0 | 0 | 0 | 0 | 0 | 1613.2158
1061 | 77.2042 | 77.2042 | 77.2042 | 33.6671 | 35.652 | 35.652 | 11.1093 | 13.6917 | 13.6917 | 1061 | 1479.5534 | 1479.5534 | 1479.5534 | 1735.6299 | 1735.6299 | 1735.6299 | 1963.2535 | 1963.2535 | 1963.2535 | 1059 | 451.4851 | 0 | 0 | 0 | 0 | 0 | 150 | 601.4851 |  | 1059 | 451.4851 | 0 | 0 | 0 | 0 | 0 | 150 | 601.4851 | 1059 | 451.4851 | 0 | 0 | 0 | 0 | 0 | 150 | 601.4851 | 1059 | 475.2475 | 539.8587 | 0 | 0 | 0 | 0 | 0 | 1015.1063 | 1059 | 475.2475 | 539.8587 | 0 | 0 | 0 | 0 | 0 | 1015.1063 | 1059 | 475.2475 | 539.8587 | 0 | 0 | 0 | 0 | 0 | 1015.1063 | 1059 | 483.1683 | 1079.7175 | 0 | 0 | 0 | 0 | 0 | 0 | 0 | 1562.8858 | 1059 | 483.1683 | 1079.7175 | 0 | 17 | 0 | 0 | 0 | 0 | 0 | 1579.8858 | 1059 | 483.1683 | 1079.7175 | 0 | 0 | 0 | 0 | 0 | 0 | 0 | 1562.8858
1062 | 74.855 | 74.855 | 74.855 | 33.6671 | 35.652 | 35.652 | 3.0198 | 11.1093 | 3.0198 | 1062 | 1525.0825 | 1525.0825 | 1525.0825 | 1789.0391 | 1789.0391 | 1789.0391 | 2023.6672 | 2023.6672 | 2023.6672 | 1060 | 385.6436 | 0 | 0 | 0 | 0 | 0 | 150 | 535.6436 |  | 1060 | 385.6436 | 0 | 0 | 0 | 0 | 0 | 150 | 535.6436 | 1060 | 385.6436 | 0 | 0 | 0 | 0 | 0 | 150 | 535.6436 | 1060 | 405.9406 | 543.8951 | 0 | 0 | 0 | 0 | 0 | 949.8356 | 1060 | 405.9406 | 543.8951 | 0 | 0 | 0 | 0 | 0 | 949.8356 | 1060 | 405.9406 | 543.8951 | 0 | 0 | 0 | 0 | 0 | 949.8356 | 1060 | 412.7063 | 1087.7901 | 0 | 0 | 0 | 0 | 0 | 0 | 0 | 1500.4964 | 1060 | 412.7063 | 1087.7901 | 0 | 17 | 0 | 0 | 0 | 0 | 0 | 1517.4964 | 1060 | 412.7063 | 1087.7901 | 0 | 0 | 0 | 0 | 0 | 0 | 0 | 1500.4964
1063 | 75.8005 | 75.8005 | 75.8005 | 33.6671 | 35.652 | 35.652 | 3.0198 | 11.1093 | 3.0198 | 1063 | 1591.7105 | 1591.7105 | 1591.7105 | 1867.1988 | 1867.1988 | 1867.1988 | 2112.0774 | 2112.0774 | 2112.0774 | 1061 | 329.2079 | 0 | 0 | 0 | 0 | 0 | 150 | 479.2079 |  | 1061 | 329.2079 | 0 | 0 | 0 | 0 | 0 | 150 | 479.2079 | 1061 | 329.2079 | 0 | 0 | 0 | 0 | 0 | 150 | 479.2079 | 1061 | 346.5347 | 570.1312 | 0 | 0 | 0 | 0 | 0 | 916.6658 | 1061 | 346.5347 | 570.1312 | 0 | 0 | 0 | 0 | 0 | 916.6658 | 1061 | 346.5347 | 570.1312 | 0 | 0 | 0 | 0 | 0 | 916.6658 | 1061 | 352.3102 | 1140.2624 | 0 | 0 | 0 | 0 | 0 | 0 | 0 | 1492.5726 | 1061 | 352.3102 | 1140.2624 | 0 | 17 | 0 | 0 | 0 | 0 | 0 | 1509.5726 | 1061 | 352.3102 | 1140.2624 | 0 | 0 | 0 | 0 | 0 | 0 | 0 | 1492.5726
1064 | 61.3636 | 74.855 | 74.5018 | 36.2688 | 37.7701 | 37.7701 | 3.3664 | 17.783 | 17.783 | 1064 | 1680.5478 | 1680.5478 | 1680.5478 | 1924.8831 | 1971.4118 | 1971.4118 | 2229.9577 | 2229.9577 | 2229.9577 | 1062 | 404.4554 | 0 | 0 | 0 | 0 | 0 | 150 | 554.4554 |  | 1062 | 404.4554 | 0 | 0 | 0 | 0 | 0 | 150 | 554.4554 | 1062 | 404.4554 | 0 | 0 | 0 | 0 | 0 | 150 | 554.4554 | 1062 | 425.7426 | 601.4127 | 0 | 0 | 0 | 0 | 0 | 1027.1553 | 1062 | 425.7426 | 601.4127 | 0 | 0 | 0 | 0 | 0 | 1027.1553 | 1062 | 425.7426 | 601.4127 | 0 | 0 | 0 | 0 | 0 | 1027.1553 | 1062 | 432.8383 | 1202.8254 | 0 | 0 | 0 | 0 | 0 | 0 | 0 | 1635.6637 | 1062 | 432.8383 | 1202.8254 | 0 | 17 | 0 | 0 | 0 | 0 | 0 | 1652.6637 | 1062 | 432.8383 | 1202.8254 | 0 | 0 | 0 | 0 | 0 | 0 | 0 | 1635.6637
1065 | 61.3636 | 74.1528 | 74.1528 | 30.6657 | 30.6947 | 30.6689 | 14.9898 | 14.9898 | 14.9898 | 1065 | 1722.7455 | 1722.7455 | 1722.7455 | 2020.913 | 2020.913 | 2020.913 | 2285.9508 | 2285.9508 | 2285.9508 | 1063 | 385.6436 | 0 | 0 | 0 | 0 | 0 | 150 | 535.6436 |  | 1063 | 385.6436 | 0 | 0 | 0 | 0 | 0 | 150 | 535.6436 | 1063 | 385.6436 | 0 | 0 | 0 | 0 | 0 | 150 | 535.6436 | 1063 | 405.9406 | 619.5762 | 0 | 0 | 0 | 0 | 0 | 1025.5168 | 1063 | 405.9406 | 619.5762 | 0 | 0 | 0 | 0 | 0 | 1025.5168 | 1063 | 405.9406 | 619.5762 | 0 | 0 | 0 | 0 | 0 | 1025.5168 | 1063 | 412.7063 | 1239.1524 | 0 | 0 | 0 | 0 | 0 | 0 | 0 | 1651.8586 | 1063 | 412.7063 | 1239.1524 | 0 | 17 | 0 | 0 | 0 | 0 | 0 | 1668.8586 | 1063 | 412.7063 | 1239.1524 | 0 | 0 | 0 | 0 | 0 | 0 | 0 | 1651.8586
1066 | 61.3636 | 73.1022 | 69.494 | 29.4202 | 29.4202 | 29.4202 | 18.6145 | 18.6145 | 18.6145 | 1066 | 1721.6351 | 1721.6351 | 1721.6351 | 2019.6103 | 2019.6103 | 2019.6103 | 2284.4773 | 2284.4773 | 2284.4773 | 1064 | 376.2376 | 0 | 5.0859 | 0 | 0 | 0 | 0 | 381.3235 |  | 1064 | 376.2376 | 0 | 5.0859 | 0 | 0 | 0 | 150 | 531.3235 | 1064 | 376.2376 | 0 | 5.0859 | 0 | 0 | 0 | 150 | 531.3235 | 1064 | 396.0396 | 609.4854 | 5.4983 | 0 | 0 | 0 | 0 | 1011.0233 | 1064 | 396.0396 | 609.4854 | 5.4983 | 0 | 0 | 0 | 0 | 1011.0233 | 1064 | 396.0396 | 609.4854 | 5.4983 | 0 | 0 | 0 | 0 | 1011.0233 | 1064 | 402.6403 | 1218.9707 | 6.8729 | 0 | 0 | 0 | 0 | 0 | 0 | 1628.4839 | 1064 | 402.6403 | 1218.9707 | 6.8729 | 17 | 0 | 0 | 0 | 0 | 0 | 1645.4839 | 1064 | 402.6403 | 1218.9707 | 6.8729 | 0 | 0 | 0 | 0 | 0 | 0 | 1628.4839
1067 | 61.3636 | 73.1022 | 69.494 | 30.6657 | 30.85 | 30.85 | 20.9838 | 20.9838 | 20.9838 | 1067 | 1720.5246 | 1720.5246 | 1720.5246 | 2018.3077 | 2018.3077 | 2018.3077 | 2283.0038 | 2283.0038 | 2283.0038 | 1065 | 592.5743 | 0 | 15.2577 | 0 | 0 | 0 | 0 | 607.832 |  | 1065 | 592.5743 | 0 | 15.2577 | 0 | 0 | 0 | 15.5435 | 623.3754 | 1065 | 592.5743 | 0 | 15.2577 | 0 | 0 | 0 | 15.5435 | 623.3754 | 1065 | 623.7624 | 571.1403 | 16.4948 | 0 | 0 | 0 | 0 | 1211.3975 | 1065 | 623.7624 | 571.1403 | 16.4948 | 0 | 0 | 0 | 0 | 1211.3975 | 1065 | 623.7624 | 571.1403 | 16.4948 | 0 | 0 | 0 | 0 | 1211.3975 | 1065 | 634.1584 | 1142.2805 | 20.6186 | 0 | 0 | 0 | 0 | 0 | 0 | 1797.0575 | 1065 | 634.1584 | 1142.2805 | 20.6186 | 17 | 0 | 0 | 0 | 0 | 0 | 1814.0575 | 1065 | 634.1584 | 1142.2805 | 20.6186 | 0 | 0 | 0 | 0 | 0 | 0 | 1797.0575
1068 | 64.8253 | 73.1022 | 71.41 | 33.1196 | 33.1196 | 33.1196 | 22.3049 | 22.3899 | 22.3899 | 1068 | 1702.7571 | 1702.7571 | 1702.7571 | 1997.4651 | 1997.4651 | 1997.4651 | 1734.3136 | 2259.4277 | 2259.4277 | 1066 | 667.8218 | 0 | 30.5155 | 0 | 0 | 0 | 0 | 698.3372 |  | 1066 | 667.8218 | 0 | 30.5155 | 0 | 0 | 0 | 0 | 698.3372 | 1066 | 667.8218 | 0 | 30.5155 | 0 | 0 | 0 | 0 | 698.3372 | 1066 | 702.9703 | 570.1312 | 32.9897 | 0 | 0 | 0 | 0 | 1306.0912 | 1066 | 702.9703 | 570.1312 | 32.9897 | 0 | 0 | 0 | 0 | 1306.0912 | 1066 | 702.9703 | 570.1312 | 32.9897 | 0 | 0 | 0 | 0 | 1306.0912 | 1066 | 714.6865 | 1140.2624 | 41.2371 | 0 | 0 | 0 | 0 | 0 | 0 | 1896.1859 | 1066 | 714.6865 | 1140.2624 | 41.2371 | 17 | 0 | 0 | 0 | 0 | 0 | 1913.1859 | 1066 | 714.6865 | 1140.2624 | 41.2371 | 0 | 0 | 0 | 0 | 0 | 0 | 1896.1859
1069 | 76.8083 | 76.8083 | 76.8083 | 33.1196 | 33.1196 | 33.1196 | 25.8397 | 25.8397 | 25.8397 | 1069 | 1682.7687 | 1682.7687 | 1682.7687 | 1974.0172 | 1974.0172 | 1974.0172 | 1707.7905 | 1707.7905 | 1707.7905 | 1067 | 724.2574 | 0 | 50.8591 | 0 | 0 | 0 | 0 | 775.1165 |  | 1067 | 724.2574 | 0 | 50.8591 | 0 | 0 | 0 | 0 | 775.1165 | 1067 | 724.2574 | 0 | 50.8591 | 0 | 0 | 0 | 0 | 775.1165 | 1067 | 762.3762 | 583.2492 | 54.9828 | 0 | 0 | 0 | 0 | 1400.6083 | 1067 | 762.3762 | 583.2492 | 54.9828 | 0 | 0 | 0 | 0 | 1400.6083 | 1067 | 762.3762 | 583.2492 | 54.9828 | 0 | 0 | 0 | 0 | 1400.6083 | 1067 | 775.0825 | 1166.4985 | 68.7285 | 0 | 0 | 0 | 0 | 0 | 0 | 2010.3095 | 1067 | 775.0825 | 1166.4985 | 68.7285 | 17 | 0 | 0 | 0 | 0 | 0 | 2027.3095 | 1067 | 775.0825 | 1166.4985 | 68.7285 | 0 | 0 | 0 | 0 | 0 | 0 | 2010.3095
1070 | 79.8368 | 79.8368 | 79.8368 | 34.0267 | 35.652 | 35.652 | 25.6357 | 25.6357 | 25.6357 | 1070 | 1680.5478 | 1680.5478 | 1680.5478 | 1971.4118 | 1971.4118 | 1971.4118 | 1704.8435 | 1704.8435 | 1704.8435 | 1068 | 733.6634 | 0 | 61.0309 | 0 | 0 | 0 | 0 | 794.6943 |  | 1068 | 733.6634 | 0 | 61.0309 | 0 | 0 | 0 | 0 | 794.6943 | 1068 | 733.6634 | 0 | 61.0309 | 0 | 0 | 0 | 0 | 794.6943 | 1068 | 772.2772 | 597.3764 | 65.9794 | 0 | 0 | 0 | 0 | 1435.633 | 1068 | 772.2772 | 597.3764 | 65.9794 | 0 | 0 | 0 | 0 | 1435.633 | 1068 | 772.2772 | 597.3764 | 65.9794 | 0 | 0 | 0 | 0 | 1435.633 | 1068 | 785.1485 | 1194.7528 | 82.4742 | 0 | 0 | 0 | 0 | 0 | 0 | 2062.3755 | 1068 | 785.1485 | 1194.7528 | 82.4742 | 17 | 0 | 0 | 0 | 0 | 0 | 2079.3755 | 1068 | 785.1485 | 1194.7528 | 82.4742 | 0 | 0 | 0 | 0 | 0 | 0 | 2062.3755
1071 | 87.4322 | 87.4322 | 87.4322 | 36.8959 | 43.1599 | 38.0227 | 25.4934 | 25.4934 | 25.4934 | 1071 | 1294.8038 | 1294.8038 | 1294.8038 | 1518.9044 | 1821.2285 | 1784.4912 | 1718.105 | 1718.105 | 1718.105 | 1069 | 677.2277 | 0 | 50.8591 | 0 | 0 | 0 | 150 | 878.0868 |  | 1069 | 677.2277 | 0 | 50.8591 | 0 | 0 | 0 | 150 | 878.0868 | 1069 | 677.2277 | 0 | 50.8591 | 0 | 0 | 0 | 150 | 878.0868 | 1069 | 712.8713 | 598.3855 | 54.9828 | 0 | 0 | 0 | 0 | 1366.2396 | 1069 | 712.8713 | 598.3855 | 54.9828 | 0 | 0 | 0 | 0 | 1366.2396 | 1069 | 712.8713 | 598.3855 | 54.9828 | 0 | 0 | 0 | 0 | 1366.2396 | 1069 | 724.7525 | 1196.7709 | 68.7285 | 0 | 0 | 0 | 0 | 0 | 0 | 1990.2519 | 1069 | 724.7525 | 1196.7709 | 68.7285 | 17 | 0 | 0 | 0 | 0 | 0 | 2007.2519 | 1069 | 724.7525 | 1196.7709 | 68.7285 | 0 | 0 | 0 | 0 | 0 | 0 | 1990.2519
1072 | 88.4318 | 88.4318 | 88.4318 | 75.0159 | 75.0159 | 75.0159 | 30.1713 | 30.1713 | 30.1713 | 1072 | 1356.9899 | 1356.9899 | 1356.9899 | 1591.8535 | 1591.8535 | 1591.8535 | 1800.6212 | 1800.6212 | 1800.6212 | 1070 | 837.1287 | 0 | 30.5155 | 0 | 0 | 0 | 150 | 1017.6442 |  | 1070 | 837.1287 | 0 | 30.5155 | 0 | 0 | 0 | 150 | 1017.6442 | 1070 | 837.1287 | 0 | 30.5155 | 0 | 0 | 0 | 150 | 1017.6442 | 1070 | 881.1881 | 604.44 | 32.9897 | 0 | 0 | 0 | 0 | 1518.6178 | 1070 | 881.1881 | 604.44 | 32.9897 | 0 | 0 | 0 | 0 | 1518.6178 | 1070 | 881.1881 | 604.44 | 32.9897 | 0 | 0 | 0 | 0 | 1518.6178 | 1070 | 895.8746 | 1208.8799 | 41.2371 | 0 | 0 | 0 | 0 | 0 | 0 | 2145.9916 | 1070 | 895.8746 | 1208.8799 | 41.2371 | 17 | 0 | 0 | 0 | 0 | 0 | 2162.9916 | 1070 | 895.8746 | 1208.8799 | 41.2371 | 0 | 0 | 0 | 0 | 0 | 0 | 2145.9916
1073 | 90.7143 | 90.7143 | 90.7143 | 76.2886 | 76.2886 | 76.2886 | 31.0934 | 31.0934 | 31.0934 | 1073 | 1419.176 | 1419.176 | 1419.176 | 1664.8026 | 1664.8026 | 1664.8026 | 1883.1374 | 1883.1374 | 1883.1374 | 1071 | 950 | 0 | 10.1718 | 0 | 0 | 0 | 150 | 1110.1718 |  | 1071 | 950 | 0 | 10.1718 | 0 | 0 | 0 | 150 | 1110.1718 | 1071 | 950 | 0 | 10.1718 | 0 | 0 | 0 | 150 | 1110.1718 | 1071 | 1000 | 632.6942 | 10.9966 | 0 | 0 | 0 | 0 | 1643.6908 | 1071 | 1000 | 632.6942 | 10.9966 | 0 | 0 | 0 | 0 | 1643.6908 | 1071 | 1000 | 632.6942 | 10.9966 | 0 | 0 | 0 | 0 | 1643.6908 | 1071 | 1016.6667 | 1265.3885 | 13.7457 | 0 | 0 | 0 | 0 | 0 | 0 | 2295.8009 | 1071 | 1016.6667 | 1265.3885 | 13.7457 | 17 | 0 | 0 | 0 | 0 | 0 | 2312.8009 | 1071 | 1016.6667 | 1265.3885 | 13.7457 | 0 | 0 | 0 | 0 | 0 | 0 | 2295.8009
1074 | 96.2822 | 96.2822 | 96.2822 | 81.6235 | 81.6235 | 81.6235 | 31.8905 | 31.8905 | 31.8905 | 1074 | 1404.74 | 1404.74 | 1404.74 | 1647.868 | 1647.868 | 1647.868 | 1863.9819 | 1863.9819 | 1863.9819 | 1072 | 771.2871 | 0 | 0 | 0 | 0 | 0 | 150 | 921.2871 |  | 1072 | 771.2871 | 0 | 0 | 0 | 0 | 0 | 150 | 921.2871 | 1072 | 771.2871 | 0 | 0 | 0 | 0 | 0 | 150 | 921.2871 | 1072 | 811.8812 | 654.894 | 0 | 0 | 0 | 0 | 0 | 1466.7752 | 1072 | 811.8812 | 654.894 | 0 | 0 | 0 | 0 | 0 | 1466.7752 | 1072 | 811.8812 | 654.894 | 0 | 0 | 0 | 0 | 0 | 1466.7752 | 1072 | 825.4125 | 1309.7881 | 0 | 0 | 0 | 0 | 0 | 0 | 0 | 2135.2006 | 1072 | 825.4125 | 1309.7881 | 0 | 17 | 0 | 0 | 0 | 0 | 0 | 2152.2006 | 1072 | 825.4125 | 1309.7881 | 0 | 0 | 0 | 0 | 0 | 0 | 0 | 2135.2006
1075 | 96.2822 | 96.2822 | 96.2822 | 88.2171 | 88.2171 | 88.2171 | 32.4646 | 32.4646 | 32.4646 | 1075 | 1371.426 | 1371.426 | 1371.426 | 1608.7882 | 1608.7882 | 1608.7882 | 1819.7768 | 1819.7768 | 1819.7768 | 1073 | 649.0099 | 0 | 0 | 148.3154 | 0 | 0 | 150 | 947.3254 |  | 1073 | 649.0099 | 0 | 0 | 148.3154 | 0 | 0 | 150 | 947.3254 | 1073 | 649.0099 | 0 | 0 | 148.3154 | 0 | 0 | 150 | 947.3254 | 1073 | 683.1683 | 650.8577 | 0 | 0 | 0 | 0 | 0 | 1334.026 | 1073 | 683.1683 | 650.8577 | 0 | 0 | 0 | 0 | 0 | 1334.026 | 1073 | 683.1683 | 650.8577 | 0 | 0 | 0 | 0 | 0 | 1334.026 | 1073 | 694.5545 | 1301.7154 | 0 | 0 | 0 | 0 | 0 | 0 | 0 | 1996.2699 | 1073 | 694.5545 | 1301.7154 | 0 | 17 | 0 | 0 | 0 | 0 | 0 | 2013.2699 | 1073 | 694.5545 | 1301.7154 | 0 | 0 | 0 | 0 | 0 | 0 | 0 | 1996.2699
1076 | 98.6288 | 98.6288 | 98.6288 | 88.421 | 88.421 | 88.421 | 76.2031 | 76.2031 | 76.2031 | 1076 | 1318.1236 | 1318.1236 | 1318.1236 | 1546.2604 | 1546.2604 | 1546.2604 | 1749.0486 | 1749.0486 | 1749.0486 | 1074 | 752.4752 | 0 | 0 | 150 | 0 | 0 | 300 | 1202.4752 |  | 1074 | 752.4752 | 0 | 0 | 150 | 0 | 0 | 300 | 1202.4752 | 1074 | 752.4752 | 0 | 0 | 150 | 0 | 0 | 300 | 1202.4752 | 1074 | 792.0792 | 632.6942 | 0 | 0 | 0 | 0 | 0 | 1424.7735 | 1074 | 792.0792 | 632.6942 | 0 | 0 | 0 | 0 | 0 | 1424.7735 | 1074 | 792.0792 | 632.6942 | 0 | 0 | 0 | 0 | 0 | 1424.7735 | 1074 | 805.2805 | 1265.3885 | 0 | 0 | 0 | 0 | 0 | 0 | 0 | 2070.669 | 1074 | 805.2805 | 1265.3885 | 0 | 17 | 0 | 0 | 0 | 0 | 0 | 2087.669 | 1074 | 805.2805 | 1265.3885 | 0 | 0 | 0 | 0 | 0 | 0 | 0 | 2070.669
1077 | 108.6725 | 105.4824 | 105.4824 | 102.9275 | 102.9275 | 102.9275 | 82.5795 | 82.5795 | 83.1305 | 1077 | 1235.9491 | 1235.9491 | 1235.9491 | 1449.8633 | 1449.8633 | 1449.8633 | 1640.0093 | 1640.0093 | 1640.0093 | 1075 | 743.0693 | 0 | 0 | 150 | 0 | 0 | 300 | 1193.0693 |  | 1075 | 743.0693 | 0 | 0 | 150 | 0 | 0 | 300 | 1193.0693 | 1075 | 743.0693 | 0 | 0 | 150 | 0 | 0 | 300 | 1193.0693 | 1075 | 782.1782 | 606.4581 | 0 | 0 | 0 | 0 | 0 | 1388.6363 | 1075 | 782.1782 | 606.4581 | 0 | 0 | 0 | 0 | 0 | 1388.6363 | 1075 | 782.1782 | 606.4581 | 0 | 0 | 0 | 0 | 0 | 1388.6363 | 1075 | 795.2145 | 1212.9162 | 0 | 0 | 0 | 0 | 0 | 0 | 0 | 2008.1308 | 1075 | 795.2145 | 1212.9162 | 0 | 17 | 0 | 0 | 0 | 0 | 0 | 2025.1308 | 1075 | 795.2145 | 1212.9162 | 0 | 0 | 0 | 0 | 0 | 0 | 0 | 2008.1308
1078 | 108.6725 | 105.4824 | 105.4824 | 107.2254 | 106.4298 | 107.1092 | 81.0745 | 81.0745 | 81.717 | 1078 | 1168.2106 | 1168.2106 | 1168.2106 | 1370.4009 | 1370.4009 | 1370.4009 | 1550.1256 | 1550.1256 | 1550.1256 | 1076 | 667.8218 | 0 | 0 | 150 | 0 | 0 | 440.0684 | 1257.8902 |  | 1076 | 667.8218 | 0 | 0 | 150 | 0 | 0 | 440.0684 | 1257.8902 | 1076 | 667.8218 | 0 | 0 | 150 | 0 | 0 | 440.0684 | 1257.8902 | 1076 | 702.9703 | 585.2674 | 0 | 0 | 0 | 0 | 0 | 1288.2377 | 1076 | 702.9703 | 585.2674 | 0 | 0 | 0 | 0 | 0 | 1288.2377 | 1076 | 702.9703 | 585.2674 | 0 | 0 | 0 | 0 | 0 | 1288.2377 | 1076 | 714.6865 | 1170.5348 | 0 | 0 | 0 | 0 | 0 | 0 | 0 | 1885.2213 | 1076 | 714.6865 | 1170.5348 | 0 | 42 | 0 | 0 | 0 | 0 | 0 | 1927.2213 | 1076 | 714.6865 | 1170.5348 | 0 | 0 | 0 | 0 | 0 | 0 | 0 | 1885.2213
1079 | 105.4824 | 105.4824 | 105.4824 | 93.0553 | 93.0553 | 93.0553 | 81.0745 | 81.0745 | 81.717 | 1079 | 1128.2338 | 1128.2338 | 1128.2338 | 1323.5051 | 1323.5051 | 1323.5051 | 1497.0795 | 1497.0795 | 1497.0795 | 1077 | 611.3861 | 0 | 0 | 150 | 0 | 0 | 750 | 1511.3861 |  | 1077 | 611.3861 | 0 | 0 | 150 | 0 | 0 | 750 | 1511.3861 | 1077 | 611.3861 | 0 | 0 | 150 | 0 | 0 | 750 | 1511.3861 | 1077 | 643.5644 | 561.0494 | 0 | 150 | 0 | 0 | 150 | 1504.6138 | 1077 | 643.5644 | 561.0494 | 0 | 150 | 0 | 0 | 150 | 1504.6138 | 1077 | 643.5644 | 561.0494 | 0 | 150 | 0 | 0 | 150 | 1504.6138 | 1077 | 654.2904 | 1122.0989 | 0 | 0 | 0 | 0 | 0 | 0 | 0 | 1776.3893 | 1077 | 654.2904 | 1122.0989 | 0 | 42 | 0 | 0 | 0 | 0 | 0 | 1818.3893 | 1077 | 654.2904 | 1122.0989 | 0 | 0 | 0 | 0 | 0 | 0 | 0 | 1776.3893
1080 | 90.7143 | 90.7143 | 90.7143 | 80.7114 | 80.7114 | 80.7114 | 58.078 | 58.078 | 58.078 | 1080 | 1097.1408 | 1097.1408 | 1097.1408 | 1287.0305 | 1287.0305 | 1287.0305 | 1455.8214 | 1455.8214 | 1455.8214 | 1078 | 470.297 | 0 | 0 | 150 | 0 | 0 | 750 | 1370.297 |  | 1078 | 470.297 | 0 | 0 | 150 | 0 | 0 | 750 | 1370.297 | 1078 | 470.297 | 0 | 0 | 150 | 0 | 0 | 750 | 1370.297 | 1078 | 495.0495 | 515.6408 | 0 | 150 | 0 | 0 | 496.0332 | 1656.7235 | 1078 | 495.0495 | 515.6408 | 0 | 150 | 0 | 0 | 271.5709 | 1432.2612 | 1078 | 495.0495 | 515.6408 | 0 | 150 | 0 | 0 | 300 | 1460.6903 | 1078 | 503.3003 | 1031.2815 | 0 | 0 | 0 | 0 | 0 | 0 | 0 | 1534.5819 | 1078 | 503.3003 | 1031.2815 | 0 | 42 | 0 | 0 | 0 | 0 | 0 | 1576.5819 | 1078 | 503.3003 | 1031.2815 | 0 | 0 | 0 | 0 | 0 | 0 | 0 | 1534.5819
1081 | 83.2028 | 83.2028 | 83.2028 | 78.5988 | 78.5988 | 78.5988 | 52.6555 | 52.6555 | 46.5087 | 1081 | 1481.7743 | 1481.7743 | 1481.7743 | 1274.0039 | 1274.0039 | 1274.0039 | 1441.0864 | 1441.0864 | 1441.0864 | 1079 | 470.297 | 0 | 0 | 150 | 0 | 0 | 750 | 1370.297 |  | 1079 | 470.297 | 0 | 0 | 150 | 0 | 0 | 750 | 1370.297 | 1079 | 470.297 | 0 | 0 | 150 | 0 | 0 | 750 | 1370.297 | 1079 | 495.0495 | 463.1685 | 0 | 150 | 0 | 0 | 0 | 1108.218 | 1079 | 495.0495 | 463.1685 | 0 | 150 | 0 | 0 | 0 | 1108.218 | 1079 | 495.0495 | 463.1685 | 0 | 150 | 0 | 0 | 0 | 1108.218 | 1079 | 503.3003 | 926.337 | 0 | 0 | 0 | 0 | 0 | 0 | 0 | 1429.6374 | 1079 | 503.3003 | 926.337 | 0 | 42 | 0 | 0 | 0 | 0 | 0 | 1471.6374 | 1079 | 503.3003 | 926.337 | 0 | 0 | 0 | 0 | 0 | 0 | 0 | 1429.6374
1082 | 83.4259 | 83.4259 | 83.4259 | 79.8776 | 79.8776 | 79.8776 | 52.6555 | 52.6555 | 50.2409 | 1082 | 1482.8848 | 1482.8848 | 1482.8848 | 1275.3066 | 1275.3066 | 1275.3066 | 1442.5599 | 1442.5599 | 1442.5599 | 1080 | 460.8911 | 0 | 0 | 144.2045 | 0 | 0 | 150 | 755.0956 |  | 1080 | 460.8911 | 0 | 0 | 144.2045 | 0 | 0 | 150 | 755.0956 | 1080 | 460.8911 | 0 | 0 | 144.2045 | 0 | 0 | 150 | 755.0956 | 1080 | 485.1485 | 420.7871 | 0 | 0 | 0 | 0 | 0 | 905.9356 | 1080 | 485.1485 | 420.7871 | 0 | 0 | 0 | 0 | 0 | 905.9356 | 1080 | 485.1485 | 420.7871 | 0 | 0 | 0 | 0 | 0 | 905.9356 | 1080 | 493.2343 | 841.5742 | 0 | 0 | 0 | 0 | 0 | 0 | 0 | 1334.8085 | 1080 | 493.2343 | 841.5742 | 0 | 17 | 0 | 0 | 0 | 0 | 0 | 1351.8085 | 1080 | 493.2343 | 841.5742 | 0 | 0 | 0 | 0 | 0 | 0 | 0 | 1334.8085
1083 | 83.8935 | 83.8935 | 83.8935 | 85.2213 | 85.2213 | 85.2213 | 58.078 | 58.078 | 58.078 | 1083 | 1492.879 | 1492.879 | 1492.879 | 1287.0305 | 1287.0305 | 1287.0305 | 1455.8214 | 1455.8214 | 1455.8214 | 1081 | 329.2079 | 0 | 0 | 0 | 0 | 0 | 150 | 479.2079 |  | 1081 | 329.2079 | 0 | 0 | 0 | 0 | 0 | 150 | 479.2079 | 1081 | 329.2079 | 0 | 0 | 0 | 0 | 0 | 150 | 479.2079 | 1081 | 346.5347 | 394.551 | 0 | 0 | 0 | 0 | 0 | 741.0856 | 1081 | 346.5347 | 394.551 | 0 | 0 | 0 | 0 | 0 | 741.0856 | 1081 | 346.5347 | 394.551 | 0 | 0 | 0 | 0 | 0 | 741.0856 | 1081 | 352.3102 | 789.1019 | 0 | 0 | 0 | 0 | 0 | 0 | 0 | 1141.4121 | 1081 | 352.3102 | 789.1019 | 0 | 17 | 0 | 0 | 0 | 0 | 0 | 1158.4121 | 1081 | 352.3102 | 789.1019 | 0 | 0 | 0 | 0 | 0 | 0 | 0 | 1141.4121
1084 | 84.3459 | 84.3459 | 84.3459 | 88.2171 | 88.2171 | 88.2171 | 64.4166 | 64.4166 | 64.4166 | 1084 | 1152.6641 | 1152.6641 | 1152.6641 | 1352.1636 | 1352.1636 | 1352.1636 | 1529.4966 | 1529.4966 | 1529.4966 | 1082 | 319.802 | 0 | 0 | 0 | 0 | 0 | 150 | 469.802 |  | 1082 | 319.802 | 0 | 0 | 0 | 0 | 0 | 150 | 469.802 | 1082 | 319.802 | 0 | 0 | 0 | 0 | 0 | 150 | 469.802 | 1082 | 336.6337 | 374.3693 | 0 | 0 | 0 | 0 | 0 | 711.003 | 1082 | 336.6337 | 374.3693 | 0 | 0 | 0 | 0 | 0 | 711.003 | 1082 | 336.6337 | 374.3693 | 0 | 0 | 0 | 0 | 0 | 711.003 | 1082 | 342.2442 | 748.7386 | 0 | 0 | 0 | 0 | 0 | 0 | 0 | 1090.9829 | 1082 | 342.2442 | 748.7386 | 0 | 17 | 0 | 0 | 0 | 0 | 0 | 1107.9829 | 1082 | 342.2442 | 748.7386 | 0 | 0 | 0 | 0 | 0 | 0 | 0 | 1090.9829
1085 | 87.6747 | 87.6747 | 87.6747 | 91.4159 | 91.4159 | 91.4159 | 90.1889 | 90.1889 | 90.1889 | 1085 | 1288.141 | 1288.141 | 1288.141 | 1511.0885 | 1511.0885 | 1511.0885 | 1709.264 | 1709.264 | 1709.264 | 1083 | 244.5545 | 0 | 0 | 0 | 0 | 0 | 150 | 394.5545 |  | 1083 | 244.5545 | 0 | 0 | 0 | 0 | 0 | 150 | 394.5545 | 1083 | 244.5545 | 0 | 0 | 0 | 0 | 0 | 150 | 394.5545 | 1083 | 257.4257 | 361.2513 | 0 | 0 | 0 | 0 | 0 | 618.677 | 1083 | 257.4257 | 361.2513 | 0 | 0 | 0 | 0 | 0 | 618.677 | 1083 | 257.4257 | 361.2513 | 0 | 0 | 0 | 0 | 0 | 618.677 | 1083 | 261.7162 | 722.5025 | 0 | 0 | 0 | 0 | 0 | 0 | 0 | 984.2187 | 1083 | 261.7162 | 722.5025 | 0 | 17 | 0 | 0 | 0 | 0 | 0 | 1001.2187 | 1083 | 261.7162 | 722.5025 | 0 | 0 | 0 | 0 | 0 | 0 | 0 | 984.2187
1086 | 98.9859 | 98.9859 | 98.9859 | 105.6312 | 105.6312 | 105.6312 | 96.0546 | 96.0546 | 96.0546 | 1086 | 1450.2691 | 1450.2691 | 1450.2691 | 1701.2772 | 1701.2772 | 1701.2772 | 1924.3955 | 1924.3955 | 1924.3955 | 1084 | 206.9307 | 0 | 0 | 0 | 0 | 0 | 150 | 356.9307 |  | 1084 | 206.9307 | 0 | 0 | 0 | 0 | 0 | 150 | 356.9307 | 1084 | 206.9307 | 0 | 0 | 0 | 0 | 0 | 150 | 356.9307 | 1084 | 217.8218 | 335.0151 | 0 | 0 | 0 | 0 | 0 | 552.8369 | 1084 | 217.8218 | 335.0151 | 0 | 0 | 0 | 0 | 0 | 552.8369 | 1084 | 217.8218 | 335.0151 | 0 | 0 | 0 | 0 | 0 | 552.8369 | 1084 | 221.4521 | 670.0303 | 0 | 0 | 0 | 0 | 0 | 0 | 0 | 891.4824 | 1084 | 221.4521 | 670.0303 | 0 | 17 | 0 | 0 | 0 | 0 | 0 | 908.4824 | 1084 | 221.4521 | 670.0303 | 0 | 0 | 0 | 0 | 0 | 0 | 0 | 891.4824
1087 | 108.6725 | 105.4824 | 105.4824 | 107.2254 | 106.4298 | 107.1092 | 109.9793 | 108.4891 | 108.4891 | 1087 | 1554.6529 | 1554.6529 | 1554.6529 | 1823.7275 | 1823.7275 | 1823.7275 | 2062.9048 | 2062.9048 | 2062.9048 | 1085 | 150.495 | 0 | 0 | 0 | 0 | 0 | 150 | 300.495 |  | 1085 | 150.495 | 0 | 0 | 0 | 0 | 0 | 150 | 300.495 | 1085 | 150.495 | 0 | 0 | 0 | 0 | 0 | 150 | 300.495 | 1085 | 158.4158 | 291.6246 | 0 | 150 | 0 | 0 | 0 | 600.0405 | 1085 | 158.4158 | 291.6246 | 0 | 150 | 0 | 0 | 0 | 600.0405 | 1085 | 158.4158 | 291.6246 | 0 | 150 | 0 | 0 | 0 | 600.0405 | 1085 | 161.0561 | 583.2492 | 0 | 0 | 0 | 0 | 0 | 0 | 0 | 744.3053 | 1085 | 161.0561 | 583.2492 | 0 | 66 | 0 | 0 | 0 | 0 | 0 | 810.3053 | 1085 | 161.0561 | 583.2492 | 0 | 0 | 0 | 0 | 0 | 0 | 0 | 744.3053
1088 | 108.6725 | 105.4824 | 105.4824 | 107.6488 | 106.4298 | 107.1092 | 109.9793 | 108.4891 | 108.4891 | 1088 | 1629.0542 | 1629.0542 | 1629.0542 | 1911.0058 | 1911.0058 | 1911.0058 | 2161.6296 | 2161.6296 | 2161.6296 | 1086 | 103.4653 | 0 | 0 | 150 | 0 | 0 | 450 | 703.4653 |  | 1086 | 103.4653 | 0 | 0 | 150 | 0 | 0 | 450 | 703.4653 | 1086 | 103.4653 | 0 | 0 | 150 | 0 | 0 | 450 | 703.4653 | 1086 | 108.9109 | 235.116 | 0 | 150 | 0 | 0 | 150 | 644.0269 | 1086 | 108.9109 | 235.116 | 0 | 150 | 0 | 0 | 150 | 644.0269 | 1086 | 108.9109 | 235.116 | 0 | 150 | 0 | 0 | 150 | 644.0269 | 1086 | 110.7261 | 470.2321 | 0 | 150 | 0 | 0 | 0 | 0 | 0 | 730.9582 | 1086 | 110.7261 | 470.2321 | 0 | 66 | 0 | 0 | 0 | 0 | 0 | 646.9582 | 1086 | 110.7261 | 470.2321 | 0 | 150 | 0 | 0 | 0 | 0 | 0 | 730.9582
1089 | 108.6725 | 105.4824 | 105.4824 | 107.6488 | 106.4298 | 107.1092 | 109.9793 | 108.4891 | 108.4891 | 1089 | 1627.9437 | 1627.9437 | 1627.9437 | 1909.7032 | 1909.7032 | 1909.7032 | 2160.1561 | 2160.1561 | 2160.1561 | 1087 | 65.8416 | 0 | 5.0859 | 150 | 0 | 0 | 750 | 970.9275 |  | 1087 | 65.8416 | 0 | 5.0859 | 150 | 0 | 0 | 750 | 970.9275 | 1087 | 65.8416 | 0 | 5.0859 | 150 | 0 | 0 | 750 | 970.9275 | 1087 | 69.3069 | 170.5348 | 5.4983 | 150 | 0 | 0 | 478.9212 | 874.2612 | 1087 | 69.3069 | 170.5348 | 5.4983 | 150 | 0 | 0 | 300 | 695.34 | 1087 | 69.3069 | 170.5348 | 5.4983 | 150 | 0 | 0 | 300 | 695.34 | 1087 | 70.462 | 341.0696 | 6.8729 | 150 | 0 | 0 | 150 | 0 | 0 | 718.4045 | 1087 | 70.462 | 341.0696 | 6.8729 | 66 | 0 | 0 | 150 | 0 | 0 | 634.4045 | 1087 | 70.462 | 341.0696 | 6.8729 | 150 | 0 | 0 | 150 | 0 | 0 | 718.4045
1090 | 108.6725 | 105.4824 | 105.4824 | 107.6488 | 106.4298 | 107.1092 | 110.6586 | 108.6548 | 108.6548 | 1090 | 1620.1704 | 1620.1704 | 1620.1704 | 1900.5845 | 1900.5845 | 1900.5845 | 2149.8415 | 2149.8415 | 2149.8415 | 1088 | 56.4356 | 0 | 20.3436 | 150 | 0 | 0 | 750 | 976.7793 |  | 1088 | 56.4356 | 0 | 20.3436 | 150 | 0 | 0 | 750 | 976.7793 | 1088 | 56.4356 | 0 | 20.3436 | 150 | 0 | 0 | 750 | 976.7793 | 1088 | 59.4059 | 110.999 | 21.9931 | 150 | 0 | 0 | 600 | 942.3981 | 1088 | 59.4059 | 110.999 | 21.9931 | 150 | 0 | 0 | 150 | 492.3981 | 1088 | 59.4059 | 110.999 | 21.9931 | 150 | 0 | 0 | 300 | 642.3981 | 1088 | 60.396 | 221.998 | 27.4914 | 150 | 0 | 0 | 150 | 0 | 0 | 609.8854 | 1088 | 60.396 | 221.998 | 27.4914 | 66 | 0 | 0 | 150 | 0 | 0 | 525.8854 | 1088 | 60.396 | 221.998 | 27.4914 | 150 | 0 | 0 | 150 | 0 | 0 | 609.8854
1091 | 108.6725 | 105.4824 | 105.4824 | 107.6488 | 106.4298 | 107.1092 | 109.9793 | 108.4891 | 108.4891 | 1091 | 1572.4204 | 1572.4204 | 1572.4204 | 1844.5701 | 1844.5701 | 1844.5701 | 2086.4809 | 2086.4809 | 2086.4809 | 1089 | 56.4356 | 0 | 50.8591 | 150 | 0 | 0 | 750 | 1007.2948 |  | 1089 | 56.4356 | 0 | 50.8591 | 150 | 0 | 0 | 750 | 1007.2948 | 1089 | 56.4356 | 0 | 50.8591 | 150 | 0 | 0 | 750 | 1007.2948 | 1089 | 59.4059 | 61.554 | 54.9828 | 150 | 0 | 0 | 600 | 925.9427 | 1089 | 59.4059 | 61.554 | 54.9828 | 150 | 0 | 0 | 300 | 625.9427 | 1089 | 59.4059 | 61.554 | 54.9828 | 150 | 0 | 0 | 318.9293 | 644.872 | 1089 | 60.396 | 123.108 | 68.7285 | 150 | 0 | 0 | 240.4039 | 0 | 0 | 642.6364 | 1089 | 60.396 | 123.108 | 68.7285 | 66 | 0 | 0 | 150 | 0 | 0 | 468.2325 | 1089 | 60.396 | 123.108 | 68.7285 | 150 | 0 | 0 | 150 | 0 | 0 | 552.2325
1092 | 108.6725 | 105.4824 | 105.4824 | 107.6488 | 106.4298 | 107.1092 | 109.9793 | 108.4891 | 108.4891 | 1092 | 1570.1994 | 1570.1994 | 1570.1994 | 1841.9647 | 1841.9647 | 1841.9647 | 2083.5339 | 2083.5339 | 2083.5339 | 1090 | 112.8713 | 0 | 76.2887 | 150 | 0 | 0 | 750 | 1089.1599 |  | 1090 | 112.8713 | 0 | 76.2887 | 150 | 0 | 0 | 750 | 1089.1599 | 1090 | 112.8713 | 0 | 76.2887 | 150 | 0 | 0 | 750 | 1089.1599 | 1090 | 118.8119 | 37.336 | 82.4742 | 150 | 0 | 0 | 600 | 988.6221 | 1090 | 118.8119 | 37.336 | 82.4742 | 150 | 0 | 0 | 300 | 688.6221 | 1090 | 118.8119 | 37.336 | 82.4742 | 150 | 0 | 0 | 319.4888 | 708.1109 | 1090 | 120.7921 | 74.672 | 103.0928 | 150 | 0 | 0 | 341.5752 | 0 | 0 | 790.1321 | 1090 | 120.7921 | 74.672 | 103.0928 | 66 | 0 | 0 | 150 | 0 | 0 | 514.5569 | 1090 | 120.7921 | 74.672 | 103.0928 | 150 | 0 | 0 | 150 | 0 | 0 | 598.5569
1093 | 108.6725 | 105.4824 | 105.4824 | 107.6488 | 106.4298 | 107.1092 | 109.9793 | 108.4891 | 108.4891 | 1093 | 1530.2227 | 1530.2227 | 1530.2227 | 1795.0689 | 1795.0689 | 1795.0689 | 2030.4878 | 2030.4878 | 2030.4878 | 1091 | 141.0891 | 0 | 96.6323 | 150 | 0 | 0 | 750 | 1137.7214 |  | 1091 | 141.0891 | 0 | 96.6323 | 150 | 0 | 0 | 750 | 1137.7214 | 1091 | 141.0891 | 0 | 96.6323 | 150 | 0 | 0 | 750 | 1137.7214 | 1091 | 148.5149 | 33.2997 | 104.4674 | 150 | 0 | 0 | 600 | 1036.2819 | 1091 | 148.5149 | 33.2997 | 104.4674 | 150 | 0 | 0 | 300 | 736.2819 | 1091 | 148.5149 | 33.2997 | 104.4674 | 150 | 0 | 0 | 300 | 736.2819 | 1091 | 150.9901 | 66.5994 | 130.5842 | 150 | 0 | 0 | 282.0036 | 0 | 0 | 780.1773 | 1091 | 150.9901 | 66.5994 | 130.5842 | 66 | 0 | 0 | 150 | 0 | 0 | 564.1737 | 1091 | 150.9901 | 66.5994 | 130.5842 | 150 | 0 | 0 | 150 | 0 | 0 | 648.1737
1094 | 108.6725 | 105.4824 | 105.4824 | 107.6488 | 106.4298 | 107.1092 | 110.6586 | 108.6548 | 108.6548 | 1094 | 1509.1238 | 1509.1238 | 1509.1238 | 1770.3183 | 1770.3183 | 1770.3183 | 2002.4912 | 2002.4912 | 2002.4912 | 1092 | 159.901 | 0 | 101.7182 | 150 | 0 | 0 | 750 | 1161.6192 |  | 1092 | 159.901 | 0 | 101.7182 | 150 | 0 | 0 | 750 | 1161.6192 | 1092 | 159.901 | 0 | 101.7182 | 150 | 0 | 0 | 750 | 1161.6192 | 1092 | 168.3168 | 39.3542 | 109.9656 | 150 | 0 | 0 | 600 | 1067.6367 | 1092 | 168.3168 | 39.3542 | 109.9656 | 150 | 0 | 0 | 278.6582 | 746.2949 | 1092 | 168.3168 | 39.3542 | 109.9656 | 150 | 0 | 0 | 300 | 767.6367 | 1092 | 171.1221 | 78.7084 | 137.457 | 150 | 0 | 0 | 150 | 0 | 0 | 687.2875 | 1092 | 171.1221 | 78.7084 | 137.457 | 66 | 0 | 0 | 150 | 0 | 0 | 603.2875 | 1092 | 171.1221 | 78.7084 | 137.457 | 150 | 0 | 0 | 150 | 0 | 0 | 687.2875
1095 | 108.6725 | 105.4824 | 105.4824 | 107.6488 | 106.4298 | 107.1092 | 110.6586 | 108.6548 | 110.6586 | 1095 | 1485.804 | 1485.804 | 1485.804 | 1742.9624 | 1742.9624 | 1742.9624 | 1971.5476 | 1971.5476 | 1971.5476 | 1093 | 197.5248 | 0 | 81.3746 | 150 | 0 | 0 | 750 | 1178.8993 |  | 1093 | 197.5248 | 0 | 81.3746 | 150 | 0 | 0 | 750 | 1178.8993 | 1093 | 197.5248 | 0 | 81.3746 | 150 | 0 | 0 | 750 | 1178.8993 | 1093 | 207.9208 | 55.4995 | 87.9725 | 150 | 0 | 0 | 600 | 1101.3928 | 1093 | 207.9208 | 55.4995 | 87.9725 | 150 | 0 | 0 | 300 | 801.3928 | 1093 | 207.9208 | 55.4995 | 87.9725 | 150 | 0 | 0 | 300 | 801.3928 | 1093 | 211.3861 | 110.999 | 109.9656 | 150 | 0 | 0 | 150 | 0 | 0 | 732.3508 | 1093 | 211.3861 | 110.999 | 109.9656 | 66 | 0 | 0 | 150 | 0 | 0 | 648.3508 | 1093 | 211.3861 | 110.999 | 109.9656 | 150 | 0 | 0 | 150 | 0 | 0 | 732.3508
1096 | 108.6725 | 105.4824 | 105.4824 | 107.6488 | 106.4298 | 107.1092 | 110.6586 | 108.6548 | 110.6586 | 1096 | 1521.3389 | 1521.3389 | 1521.3389 | 1784.6476 | 1784.6476 | 1784.6476 | 2018.6997 | 2018.6997 | 2018.6997 | 1094 | 263.3663 | 0 | 45.7732 | 150 | 0 | 0 | 750 | 1209.1395 |  | 1094 | 263.3663 | 0 | 45.7732 | 150 | 0 | 0 | 750 | 1209.1395 | 1094 | 263.3663 | 0 | 45.7732 | 150 | 0 | 0 | 750 | 1209.1395 | 1094 | 277.2277 | 93.8446 | 49.4845 | 150 | 0 | 0 | 600 | 1170.5569 | 1094 | 277.2277 | 93.8446 | 49.4845 | 150 | 0 | 0 | 300 | 870.5569 | 1094 | 277.2277 | 93.8446 | 49.4845 | 150 | 0 | 0 | 300 | 870.5569 | 1094 | 281.8482 | 187.6892 | 61.8557 | 150 | 0 | 0 | 300 | 0 | 0 | 981.3931 | 1094 | 281.8482 | 187.6892 | 61.8557 | 66 | 0 | 0 | 150 | 0 | 0 | 747.3931 | 1094 | 281.8482 | 187.6892 | 61.8557 | 150 | 0 | 0 | 150 | 0 | 0 | 831.3931
1097 | 99.3081 | 99.3081 | 99.3081 | 107.6488 | 106.4298 | 107.1092 | 110.6586 | 108.4891 | 108.4891 | 1097 | 1551.3215 | 1551.3215 | 1551.3215 | 1819.8195 | 1819.8195 | 1819.8195 | 2058.4843 | 2058.4843 | 2058.4843 | 1095 | 348.0198 | 0 | 10.1718 | 150 | 0 | 0 | 750 | 1258.1916 |  | 1095 | 348.0198 | 0 | 10.1718 | 150 | 0 | 0 | 750 | 1258.1916 | 1095 | 348.0198 | 0 | 10.1718 | 150 | 0 | 0 | 750 | 1258.1916 | 1095 | 366.3366 | 168.5166 | 10.9966 | 150 | 0 | 0 | 600 | 1295.8498 | 1095 | 366.3366 | 168.5166 | 10.9966 | 150 | 0 | 0 | 228.2825 | 924.1323 | 1095 | 366.3366 | 168.5166 | 10.9966 | 150 | 0 | 0 | 326.5856 | 1022.4354 | 1095 | 372.4422 | 337.0333 | 13.7457 | 150 | 0 | 0 | 300 | 0 | 0 | 1173.2212 | 1095 | 372.4422 | 337.0333 | 13.7457 | 66 | 0 | 0 | 150 | 0 | 0 | 939.2212 | 1095 | 372.4422 | 337.0333 | 13.7457 | 150 | 0 | 0 | 387.768 | 0 | 0 | 1260.9893
1098 | 98.6288 | 98.6288 | 98.6288 | 107.2254 | 106.4298 | 107.1092 | 109.9793 | 108.4891 | 108.4891 | 1098 | 1505.7924 | 1505.7924 | 1505.7924 | 1766.4103 | 1766.4103 | 1766.4103 | 1998.0707 | 1998.0707 | 1998.0707 | 1096 | 564.3564 | 0 | 0 | 150 | 0 | 0 | 750 | 1464.3564 |  | 1096 | 564.3564 | 0 | 0 | 150 | 0 | 0 | 750 | 1464.3564 | 1096 | 564.3564 | 0 | 0 | 150 | 0 | 0 | 750 | 1464.3564 | 1096 | 594.0594 | 255.2977 | 0 | 150 | 0 | 0 | 600 | 1599.3571 | 1096 | 594.0594 | 255.2977 | 0 | 150 | 0 | 0 | 300 | 1299.3571 | 1096 | 594.0594 | 255.2977 | 0 | 150 | 0 | 0 | 450 | 1449.3571 | 1096 | 603.9604 | 510.5954 | 0 | 150 | 0 | 0 | 300 | 0 | 0 | 1564.5558 | 1096 | 603.9604 | 510.5954 | 0 | 66 | 0 | 0 | 150 | 0 | 0 | 1330.5558 | 1096 | 603.9604 | 510.5954 | 0 | 150 | 0 | 0 | 305.044 | 0 | 0 | 1569.5997
1099 | 90.7143 | 90.7143 | 90.7143 | 102.6038 | 102.6038 | 102.6038 | 28.8088 | 28.8088 | 28.8088 | 1099 | 1461.3737 | 1461.3737 | 1461.3737 | 1714.3038 | 1714.3038 | 1714.3038 | 1939.1305 | 1939.1305 | 1939.1305 | 1097 | 837.1287 | 0 | 0 | 150 | 0 | 0 | 548.1928 | 1535.3215 |  | 1097 | 837.1287 | 0 | 0 | 150 | 0 | 0 | 548.1928 | 1535.3215 | 1097 | 837.1287 | 0 | 0 | 150 | 0 | 0 | 548.1928 | 1535.3215 | 1097 | 881.1881 | 355.1968 | 0 | 150 | 0 | 0 | 600 | 1986.3849 | 1097 | 881.1881 | 355.1968 | 0 | 150 | 0 | 0 | 217.4346 | 1603.8195 | 1097 | 881.1881 | 355.1968 | 0 | 150 | 0 | 0 | 300 | 1686.3849 | 1097 | 895.8746 | 710.3935 | 0 | 150 | 0 | 0 | 300 | 0 | 0 | 2056.2681 | 1097 | 895.8746 | 710.3935 | 0 | 66 | 0 | 0 | 150 | 0 | 0 | 1822.2681 | 1097 | 895.8746 | 710.3935 | 0 | 150 | 0 | 0 | 150 | 0 | 0 | 1906.2681
1100 | 83.9316 | 83.9462 | 83.9462 | 36.2688 | 73.6533 | 73.6533 | 21.7964 | 22.3899 | 22.3899 | 1100 | 1511.0495 | 1511.0495 | 1511.0495 | 1779.6721 | 1629.6308 | 1629.6308 | 2252.5354 | 2248.9834 | 2015.2966 | 1098 | 921.7822 | 0 | 0 | 150 | 0 | 0 | 418.0102 | 1489.7924 |  | 1098 | 921.7822 | 0 | 0 | 150 | 0 | 0 | 418.0102 | 1489.7924 | 1098 | 921.7822 | 0 | 0 | 150 | 0 | 0 | 418.0102 | 1489.7924 | 1098 | 970.297 | 461.1504 | 0 | 150 | 0 | 0 | 468.9629 | 2050.4103 | 1098 | 970.297 | 461.1504 | 0 | 150 | 0 | 0 | 300 | 1881.4474 | 1098 | 970.297 | 461.1504 | 0 | 150 | 0 | 0 | 300 | 1881.4474 | 1098 | 986.4686 | 922.3007 | 0 | 150 | 0 | 0 | 223.3013 | 0 | 0 | 2282.0707 | 1098 | 986.4686 | 922.3007 | 0 | 66 | 0 | 0 | 150 | 0 | 0 | 2124.7694 | 1098 | 986.4686 | 922.3007 | 0 | 150 | 0 | 0 | 150 | 0 | 0 | 2208.7694
1101 | 74.1528 | 74.8683 | 74.8683 | 30.4988 | 43.1599 | 38.0227 | 3.0198 | 22.3899 | 22.3899 | 1101 | 1678.3269 | 1678.3269 | 1678.3269 | 1968.8065 | 1640.4637 | 1640.4637 | 2227.0106 | 2191.7755 | 2227.0106 | 1099 | 1175.7426 | 0 | 0 | 119.6312 | 0 | 0 | 150 | 1445.3737 |  | 1099 | 1175.7426 | 0 | 0 | 119.6312 | 0 | 0 | 150 | 1445.3737 | 1099 | 1175.7426 | 0 | 0 | 119.6312 | 0 | 0 | 150 | 1445.3737 | 1099 | 1237.6238 | 558.0222 | 0 | 150 | 0 | 0 | 52.6579 | 1998.3038 | 1099 | 1237.6238 | 558.0222 | 0 | 150 | 0 | 0 | 52.6579 | 1998.3038 | 1099 | 1237.6238 | 558.0222 | 0 | 150 | 0 | 0 | 52.6579 | 1998.3038 | 1099 | 1258.2508 | 1116.0444 | 0 | 0 | 0 | 0 | 0 | 0 | 0 | 2374.2952 | 1099 | 1258.2508 | 1116.0444 | 0 | 17 | 0 | 0 | 0 | 0 | 0 | 2391.2952 | 1099 | 1258.2508 | 1116.0444 | 0 | 0 | 0 | 0 | 0 | 0 | 0 | 2374.2952
1102 | 74.1528 | 74.8683 | 74.8683 | 30.4988 | 43.1599 | 38.0227 | 3.0198 | 13.5572 | 3.0198 | 1102 | 1581.7163 | 1581.7163 | 1581.7163 | 1855.4749 | 1391.2435 | 1627.4756 | 2098.8158 | 2098.8158 | 2098.8158 | 1100 | 1345.0495 | 0 | 0 | 0 | 0 | 0 | 150 | 1495.0495 |  | 1100 | 1345.0495 | 0 | 0 | 0 | 0 | 0 | 150 | 1495.0495 | 1100 | 1345.0495 | 0 | 0 | 0 | 0 | 0 | 150 | 1495.0495 | 1100 | 1415.8416 | 647.8305 | 0 | 0 | 0 | 0 | 0 | 2063.6721 | 1100 | 1415.8416 | 647.8305 | 0 | 0 | 0 | 0 | 0 | 2063.6721 | 1100 | 1415.8416 | 647.8305 | 0 | 0 | 0 | 0 | 0 | 2063.6721 | 1100 | 1439.4389 | 1295.6609 | 0 | 0 | 0 | 0 | 0 | 0 | 0 | 2735.0999 | 1100 | 1439.4389 | 1295.6609 | 0 | 17 | 0 | 0 | 0 | 0 | 0 | 2752.0999 | 1100 | 1439.4389 | 1295.6609 | 0 | 0 | 0 | 0 | 0 | 0 | 0 | 2735.0999
1103 | 74.1528 | 74.8683 | 74.8683 | 30.4988 | 43.1599 | 35.66 | 3.0198 | 13.5572 | 2.3567 | 1103 | 1521.7511 | 1521.7511 | 1521.7511 | 1785.1311 | 1785.1311 | 1785.1311 | 2019.2467 | 2019.2467 | 2019.2467 | 1101 | 1617.8218 | 0 | 0 | 0 | 0 | 0 | 44.5051 | 1662.3269 |  | 1101 | 1617.8218 | 0 | 0 | 0 | 0 | 0 | 150 | 1767.8218 | 1101 | 1617.8218 | 0 | 0 | 0 | 0 | 0 | 150 | 1767.8218 | 1101 | 1702.9703 | 721.4934 | 0 | 0 | 0 | 0 | 0 | 2424.4637 | 1101 | 1702.9703 | 721.4934 | 0 | 0 | 0 | 0 | 0 | 2424.4637 | 1101 | 1702.9703 | 721.4934 | 0 | 0 | 0 | 0 | 0 | 2424.4637 | 1101 | 1731.3531 | 1442.9869 | 0 | 0 | 0 | 0 | 0 | 0 | 0 | 3174.34 | 1101 | 1731.3531 | 1442.9869 | 0 | 17 | 0 | 0 | 0 | 0 | 0 | 3191.34 | 1101 | 1731.3531 | 1442.9869 | 0 | 0 | 0 | 0 | 0 | 0 | 0 | 3174.34
1104 | 74.1528 | 74.1528 | 74.1528 | 30.4988 | 43.1599 | 35.66 | 3.0198 | 13.5572 | 3.0198 | 1104 | 1491.7685 | 1491.7685 | 1491.7685 | 1749.9592 | 1749.9592 | 1749.9592 | 1979.4621 | 1979.4621 | 1979.4621 | 1102 | 1561.3861 | 0 | 0 | 0 | 0 | 0 | 4.3301 | 1565.7163 |  | 1102 | 1561.3861 | 0 | 0 | 0 | 0 | 0 | 150 | 1711.3861 | 1102 | 1561.3861 | 0 | 0 | 0 | 0 | 0 | 150 | 1711.3861 | 1102 | 1643.5644 | 767.9112 | 0 | 0 | 0 | 0 | 0 | 2411.4756 | 1102 | 1643.5644 | 767.9112 | 0 | 0 | 0 | 0 | 0 | 2411.4756 | 1102 | 1643.5644 | 767.9112 | 0 | 0 | 0 | 0 | 0 | 2411.4756 | 1102 | 1670.9571 | 1535.8224 | 0 | 0 | 0 | 0 | 0 | 0 | 0 | 3206.7795 | 1102 | 1670.9571 | 1535.8224 | 0 | 17 | 0 | 0 | 0 | 0 | 0 | 3223.7795 | 1102 | 1670.9571 | 1535.8224 | 0 | 0 | 0 | 0 | 0 | 0 | 0 | 3206.7795
1105 | 74.1528 | 74.8683 | 74.8683 | 30.4988 | 43.1599 | 35.66 | 9.1226 | 13.5572 | 11.1093 | 1105 | 1471.7801 | 1471.7801 | 1471.7801 | 1726.5113 | 1384.1802 | 1726.5113 | 1952.939 | 1952.939 | 1952.939 | 1103 | 1768.3168 | 0 | 0 | 0 | 0 | 0 | 0 | 1768.3168 |  | 1103 | 1768.3168 | 0 | 0 | 0 | 0 | 0 | 150 | 1918.3168 | 1103 | 1768.3168 | 0 | 0 | 0 | 0 | 0 | 150 | 1918.3168 | 1103 | 1861.3861 | 789.1019 | 0 | 0 | 0 | 0 | 0 | 2650.4881 | 1103 | 1861.3861 | 789.1019 | 0 | 0 | 0 | 0 | 0 | 2650.4881 | 1103 | 1861.3861 | 789.1019 | 0 | 0 | 0 | 0 | 0 | 2650.4881 | 1103 | 1892.4092 | 1578.2038 | 0 | 0 | 0 | 0 | 0 | 0 | 0 | 3470.6131 | 1103 | 1892.4092 | 1578.2038 | 0 | 17 | 0 | 0 | 0 | 0 | 0 | 3487.6131 | 1103 | 1892.4092 | 1578.2038 | 0 | 0 | 0 | 0 | 0 | 0 | 0 | 3470.6131
1106 | 74.1528 | 74.8683 | 74.8683 | 30.4988 | 43.1599 | 35.66 | 11.0553 | 13.5572 | 13.5572 | 1106 | 1465.1173 | 1465.1173 | 1465.1173 | 1718.6953 | 1254.464 | 1718.6953 | 1944.098 | 1944.098 | 1944.098 | 1104 | 1900 | 0 | 0 | 0 | 0 | 0 | 33.988 | 1933.988 |  | 1104 | 1900 | 0 | 0 | 0 | 0 | 0 | 75.7685 | 1975.7685 | 1104 | 1900 | 0 | 0 | 0 | 0 | 0 | 75.7685 | 1975.7685 | 1104 | 2000 | 787.0838 | 0 | 0 | 0 | 0 | 0 | 2787.0838 | 1104 | 2000 | 787.0838 | 0 | 0 | 0 | 0 | 0 | 2787.0838 | 1104 | 2000 | 787.0838 | 0 | 0 | 0 | 0 | 0 | 2787.0838 | 1104 | 2033.3333 | 1574.1675 | 0 | 0 | 0 | 0 | 0 | 0 | 0 | 3607.5008 | 1104 | 2033.3333 | 1574.1675 | 0 | 17 | 0 | 0 | 0 | 0 | 0 | 3624.5008 | 1104 | 2033.3333 | 1574.1675 | 0 | 0 | 0 | 0 | 0 | 0 | 0 | 3607.5008
1107 | 74.1528 | 74.8683 | 74.8683 | 30.4988 | 43.1599 | 38.0227 | 16.9307 | 18.6145 | 18.6145 | 1107 | 1470.6697 | 1470.6697 | 1470.6697 | 1725.2086 | 1643.8107 | 1643.8107 | 1951.4655 | 1951.4655 | 1951.4655 | 1105 | 1796.5347 | 0 | 0 | 0 | 0 | 0 | 150 | 1946.5347 |  | 1105 | 1796.5347 | 0 | 0 | 0 | 0 | 0 | 150 | 1946.5347 | 1105 | 1796.5347 | 0 | 0 | 0 | 0 | 0 | 150 | 1946.5347 | 1105 | 1891.0891 | 784.0565 | 0 | 0 | 0 | 0 | 0 | 2675.1456 | 1105 | 1891.0891 | 784.0565 | 0 | 0 | 0 | 0 | 0 | 2675.1456 | 1105 | 1891.0891 | 784.0565 | 0 | 0 | 0 | 0 | 0 | 2675.1456 | 1105 | 1922.6073 | 1568.113 | 0 | 0 | 0 | 0 | 0 | 0 | 0 | 3490.7203 | 1105 | 1922.6073 | 1568.113 | 0 | 17 | 0 | 0 | 0 | 0 | 0 | 3507.7203 | 1105 | 1922.6073 | 1568.113 | 0 | 0 | 0 | 0 | 0 | 0 | 0 | 3490.7203
1108 | 74.1528 | 74.8683 | 74.8683 | 30.4988 | 43.1599 | 38.0227 | 14.9898 | 14.9898 | 14.9898 | 1108 | 1511.7569 | 1511.7569 | 1511.7569 | 1773.4071 | 1688.6499 | 1688.6499 | 2005.9851 | 2005.9851 | 2005.9851 | 1106 | 1674.2574 | 0 | 0 | 0 | 0 | 0 | 150 | 1824.2574 |  | 1106 | 1674.2574 | 0 | 0 | 0 | 0 | 0 | 150 | 1824.2574 | 1106 | 1674.2574 | 0 | 0 | 0 | 0 | 0 | 150 | 1824.2574 | 1106 | 1762.3762 | 788.0928 | 0 | 0 | 0 | 0 | 0 | 2550.4691 | 1106 | 1762.3762 | 788.0928 | 0 | 0 | 0 | 0 | 0 | 2550.4691 | 1106 | 1762.3762 | 788.0928 | 0 | 0 | 0 | 0 | 0 | 2550.4691 | 1106 | 1791.7492 | 1576.1857 | 0 | 0 | 0 | 0 | 0 | 0 | 0 | 3367.9348 | 1106 | 1791.7492 | 1576.1857 | 0 | 17 | 0 | 0 | 0 | 0 | 0 | 3384.9348 | 1106 | 1791.7492 | 1576.1857 | 0 | 0 | 0 | 0 | 0 | 0 | 0 | 3367.9348
1109 | 74.1528 | 74.8683 | 74.8683 | 30.4988 | 43.1599 | 38.0227 | 18.6145 | 20.9838 | 20.9838 | 1109 | 1642.7919 | 1642.7919 | 1642.7919 | 1927.1213 | 1800.7779 | 1800.7779 | 2179.8585 | 2179.8585 | 2179.8585 | 1107 | 1551.9802 | 0 | 0 | 0 | 0 | 0 | 150 | 1701.9802 |  | 1107 | 1551.9802 | 0 | 0 | 0 | 0 | 0 | 150 | 1701.9802 | 1107 | 1551.9802 | 0 | 0 | 0 | 0 | 0 | 150 | 1701.9802 | 1107 | 1633.6634 | 794.1473 | 0 | 0 | 0 | 0 | 0 | 2427.8107 | 1107 | 1633.6634 | 794.1473 | 0 | 0 | 0 | 0 | 0 | 2427.8107 | 1107 | 1633.6634 | 794.1473 | 0 | 0 | 0 | 0 | 0 | 2427.8107 | 1107 | 1660.8911 | 1588.2947 | 0 | 0 | 0 | 0 | 0 | 0 | 0 | 3249.1857 | 1107 | 1660.8911 | 1588.2947 | 0 | 17 | 0 | 0 | 0 | 0 | 0 | 3266.1857 | 1107 | 1660.8911 | 1588.2947 | 0 | 0 | 0 | 0 | 0 | 0 | 0 | 3249.1857
1110 | 74.1528 | 74.8683 | 74.8683 | 33.2109 | 43.1599 | 36.2554 | 21.3767 | 22.3899 | 22.3899 | 1110 | 1764.9432 | 1764.9432 | 1764.9432 | 2070.4142 | 2070.4142 | 2070.4142 | 2341.9439 | 2239.6162 | 2341.9439 | 1108 | 1580.198 | 0 | 0 | 0 | 0 | 0 | 150 | 1730.198 |  | 1108 | 1580.198 | 0 | 0 | 0 | 0 | 0 | 150 | 1730.198 | 1108 | 1580.198 | 0 | 0 | 0 | 0 | 0 | 150 | 1730.198 | 1108 | 1663.3663 | 809.2836 | 0 | 0 | 0 | 0 | 0 | 2472.6499 | 1108 | 1663.3663 | 809.2836 | 0 | 0 | 0 | 0 | 0 | 2472.6499 | 1108 | 1663.3663 | 809.2836 | 0 | 0 | 0 | 0 | 0 | 2472.6499 | 1108 | 1691.0891 | 1618.5671 | 0 | 0 | 0 | 0 | 0 | 0 | 0 | 3309.6562 | 1108 | 1691.0891 | 1618.5671 | 0 | 17 | 0 | 0 | 0 | 0 | 0 | 3326.6562 | 1108 | 1691.0891 | 1618.5671 | 0 | 0 | 0 | 0 | 0 | 0 | 0 | 3309.6562
1111 | 74.1528 | 74.8683 | 74.8683 | 31.7472 | 43.1599 | 38.0227 | 20.9838 | 21.7964 | 21.7964 | 1111 | 1860.4433 | 1860.4433 | 1860.4433 | 2182.4432 | 2093.4048 | 2093.4048 | 2468.6652 | 2468.6652 | 2468.6652 | 1109 | 1674.2574 | 0 | 0 | 0 | 0 | 0 | 0 | 1674.2574 |  | 1109 | 1674.2574 | 0 | 0 | 0 | 0 | 0 | 150 | 1824.2574 | 1109 | 1674.2574 | 0 | 0 | 0 | 0 | 0 | 150 | 1824.2574 | 1109 | 1762.3762 | 822.4016 | 0 | 0 | 0 | 0 | 0 | 2584.7779 | 1109 | 1762.3762 | 822.4016 | 0 | 0 | 0 | 0 | 0 | 2584.7779 | 1109 | 1762.3762 | 822.4016 | 0 | 0 | 0 | 0 | 0 | 2584.7779 | 1109 | 1791.7492 | 1644.8032 | 0 | 0 | 0 | 0 | 0 | 0 | 0 | 3436.5524 | 1109 | 1791.7492 | 1644.8032 | 0 | 17 | 0 | 0 | 0 | 0 | 0 | 3453.5524 | 1109 | 1791.7492 | 1644.8032 | 0 | 0 | 0 | 0 | 0 | 0 | 0 | 3436.5524
1112 | 74.1528 | 74.8683 | 74.8683 | 33.8141 | 43.1599 | 38.0227 | 20.9838 | 22.3899 | 22.3899 | 1112 | 1929.2923 | 1929.2923 | 1929.2923 | 2263.2082 | 1886.0101 | 1886.0101 | 2560.0224 | 2514.7216 | 2514.7216 | 1110 | 1965.8416 | 0 | 0 | 0 | 0 | 0 | 0 | 1965.8416 |  | 1110 | 1965.8416 | 0 | 0 | 0 | 0 | 0 | 150 | 2115.8416 | 1110 | 1965.8416 | 0 | 0 | 0 | 0 | 0 | 150 | 2115.8416 | 1110 | 2069.3069 | 822.4016 | 0 | 0 | 0 | 0 | 0 | 2891.7085 | 1110 | 2069.3069 | 822.4016 | 0 | 0 | 0 | 0 | 0 | 2891.7085 | 1110 | 2069.3069 | 822.4016 | 0 | 0 | 0 | 0 | 0 | 2891.7085 | 1110 | 2103.7954 | 1644.8032 | 0 | 0 | 0 | 0 | 0 | 0 | 0 | 3748.5986 | 1110 | 2103.7954 | 1644.8032 | 0 | 17 | 0 | 0 | 0 | 0 | 0 | 3765.5986 | 1110 | 2103.7954 | 1644.8032 | 0 | 0 | 0 | 0 | 0 | 0 | 0 | 3748.5986
1113 | 83.9316 | 83.9462 | 83.9462 | 36.2688 | 73.6533 | 73.6533 | 20.9838 | 22.3899 | 22.3899 | 1113 | 1813.5714 | 1813.5714 | 1813.5714 | 2162.267 | 1813.3062 | 1813.3062 | 2576.231 | 2209.1513 | 2209.1513 | 1111 | 1947.0297 | 0 | 5.0859 | 0 | 0 | 0 | 0 | 1952.1156 |  | 1111 | 1947.0297 | 0 | 5.0859 | 0 | 0 | 0 | 150 | 2102.1156 | 1111 | 1947.0297 | 0 | 5.0859 | 0 | 0 | 0 | 150 | 2102.1156 | 1111 | 2049.505 | 822.4016 | 5.4983 | 0 | 0 | 0 | 0 | 2877.4048 | 1111 | 2049.505 | 822.4016 | 5.4983 | 0 | 0 | 0 | 0 | 2877.4048 | 1111 | 2049.505 | 822.4016 | 5.4983 | 0 | 0 | 0 | 0 | 2877.4048 | 1111 | 2083.6634 | 1644.8032 | 6.8729 | 0 | 0 | 0 | 0 | 0 | 0 | 3735.3394 | 1111 | 2083.6634 | 1644.8032 | 6.8729 | 17 | 0 | 0 | 0 | 0 | 0 | 3752.3394 | 1111 | 2083.6634 | 1644.8032 | 6.8729 | 0 | 0 | 0 | 0 | 0 | 0 | 3735.3394
1114 | 90.7143 | 90.7143 | 90.7143 | 83.7024 | 83.7024 | 83.7024 | 22.3899 | 22.3899 | 22.3899 | 1114 | 1544.6587 | 1544.6587 | 1544.6587 | 1812.0035 | 1812.0035 | 1812.0035 | 2049.6433 | 2049.6433 | 2049.6433 | 1112 | 1768.3168 | 0 | 15.2577 | 0 | 0 | 0 | 129.7177 | 1913.2923 |  | 1112 | 1768.3168 | 0 | 15.2577 | 0 | 0 | 0 | 150 | 1933.5746 | 1112 | 1768.3168 | 0 | 15.2577 | 0 | 0 | 0 | 150 | 1933.5746 | 1112 | 1861.3861 | 792.1292 | 16.4948 | 0 | 0 | 0 | 0 | 2670.0101 | 1112 | 1861.3861 | 792.1292 | 16.4948 | 0 | 0 | 0 | 0 | 2670.0101 | 1112 | 1861.3861 | 792.1292 | 16.4948 | 0 | 0 | 0 | 0 | 2670.0101 | 1112 | 1892.4092 | 1584.2583 | 20.6186 | 0 | 0 | 0 | 0 | 0 | 0 | 3497.2861 | 1112 | 1892.4092 | 1584.2583 | 20.6186 | 17 | 0 | 0 | 0 | 0 | 0 | 3514.2861 | 1112 | 1892.4092 | 1584.2583 | 20.6186 | 0 | 0 | 0 | 0 | 0 | 0 | 3497.2861
1115 | 90.7143 | 90.7143 | 90.7143 | 90.7143 | 90.7143 | 90.7143 | 25.2496 | 25.2496 | 25.2496 | 1115 | 1539.1064 | 1539.1064 | 1539.1064 | 1805.4902 | 1805.4902 | 1805.4902 | 2042.2758 | 2042.2758 | 2042.2758 | 1113 | 1627.2277 | 0 | 20.3436 | 0 | 0 | 0 | 150 | 1797.5714 |  | 1113 | 1627.2277 | 0 | 20.3436 | 0 | 0 | 0 | 150 | 1797.5714 | 1113 | 1627.2277 | 0 | 20.3436 | 0 | 0 | 0 | 150 | 1797.5714 | 1113 | 1712.8713 | 711.4026 | 21.9931 | 0 | 0 | 0 | 0 | 2446.267 | 1113 | 1712.8713 | 711.4026 | 21.9931 | 0 | 0 | 0 | 0 | 2446.267 | 1113 | 1712.8713 | 711.4026 | 21.9931 | 0 | 0 | 0 | 0 | 2446.267 | 1113 | 1741.4191 | 1422.8052 | 27.4914 | 0 | 0 | 0 | 0 | 0 | 0 | 3191.7158 | 1113 | 1741.4191 | 1422.8052 | 27.4914 | 17 | 0 | 0 | 0 | 0 | 0 | 3208.7158 | 1113 | 1741.4191 | 1422.8052 | 27.4914 | 0 | 0 | 0 | 0 | 0 | 0 | 3191.7158
1116 | 99.3081 | 99.3081 | 99.3081 | 93.0849 | 93.0849 | 93.0849 | 54.6387 | 52.4248 | 52.4248 | 1116 | 1577.9727 | 1577.9727 | 1577.9727 | 1851.0834 | 1851.0834 | 1851.0834 | 2093.8484 | 2093.8484 | 2093.8484 | 1114 | 1288.6139 | 0 | 15.2577 | 74.7871 | 0 | 0 | 150 | 1528.6587 |  | 1114 | 1288.6139 | 0 | 15.2577 | 74.7871 | 0 | 0 | 150 | 1528.6587 | 1114 | 1288.6139 | 0 | 15.2577 | 74.7871 | 0 | 0 | 150 | 1528.6587 | 1114 | 1356.4356 | 647.8305 | 16.4948 | 0 | 0 | 0 | 0 | 2020.761 | 1114 | 1356.4356 | 647.8305 | 16.4948 | 0 | 0 | 0 | 0 | 2020.761 | 1114 | 1356.4356 | 647.8305 | 16.4948 | 0 | 0 | 0 | 0 | 2020.761 | 1114 | 1379.0429 | 1295.6609 | 20.6186 | 0 | 0 | 0 | 0 | 0 | 0 | 2695.3224 | 1114 | 1379.0429 | 1295.6609 | 20.6186 | 17 | 0 | 0 | 0 | 0 | 0 | 2712.3224 | 1114 | 1379.0429 | 1295.6609 | 20.6186 | 0 | 0 | 0 | 0 | 0 | 0 | 2695.3224
1117 | 99.3081 | 99.3081 | 99.3081 | 102.6038 | 102.6038 | 102.6038 | 90.7143 | 90.7143 | 90.7143 | 1117 | 1565.7576 | 1565.7576 | 1565.7576 | 1836.7541 | 1836.7541 | 1836.7541 | 2077.6399 | 2077.6399 | 2077.6399 | 1115 | 1250.9901 | 0 | 20.3436 | 101.7726 | 0 | 0 | 150 | 1523.1064 |  | 1115 | 1250.9901 | 0 | 20.3436 | 101.7726 | 0 | 0 | 150 | 1523.1064 | 1115 | 1250.9901 | 0 | 20.3436 | 101.7726 | 0 | 0 | 150 | 1523.1064 | 1115 | 1316.8317 | 583.2492 | 21.9931 | 5.0832 | 0 | 0 | 0 | 1927.1573 | 1115 | 1316.8317 | 583.2492 | 21.9931 | 5.0832 | 0 | 0 | 0 | 1927.1573 | 1115 | 1316.8317 | 583.2492 | 21.9931 | 5.0832 | 0 | 0 | 0 | 1927.1573 | 1115 | 1338.7789 | 1166.4985 | 27.4914 | 0 | 0 | 0 | 0 | 0 | 0 | 2532.7688 | 1115 | 1338.7789 | 1166.4985 | 27.4914 | 17 | 0 | 0 | 0 | 0 | 0 | 2549.7688 | 1115 | 1338.7789 | 1166.4985 | 27.4914 | 0 | 0 | 0 | 0 | 0 | 0 | 2532.7688
1118 | 100.089 | 100.089 | 100.089 | 105.4039 | 104.9397 | 104.9397 | 100 | 96.0546 | 96.0546 | 1118 | 1532.4436 | 1532.4436 | 1532.4436 | 1797.6742 | 1797.6742 | 1797.6742 | 2033.4348 | 2033.4348 | 2033.4348 | 1116 | 874.7525 | 0 | 15.2577 | 150 | 0 | 0 | 482.7169 | 1522.7271 |  | 1116 | 874.7525 | 0 | 15.2577 | 150 | 0 | 0 | 482.7169 | 1522.7271 | 1116 | 874.7525 | 0 | 15.2577 | 150 | 0 | 0 | 482.7169 | 1522.7271 | 1116 | 920.7921 | 488.3956 | 16.4948 | 150 | 0 | 0 | 0 | 1575.6825 | 1116 | 920.7921 | 488.3956 | 16.4948 | 150 | 0 | 0 | 0 | 1575.6825 | 1116 | 920.7921 | 488.3956 | 16.4948 | 150 | 0 | 0 | 0 | 1575.6825 | 1116 | 936.1386 | 976.7911 | 20.6186 | 0 | 0 | 0 | 0 | 0 | 0 | 1933.5483 | 1116 | 936.1386 | 976.7911 | 20.6186 | 17 | 0 | 0 | 0 | 0 | 0 | 1950.5483 | 1116 | 936.1386 | 976.7911 | 20.6186 | 0 | 0 | 0 | 0 | 0 | 0 | 1933.5483
1119 | 105.3114 | 105.3114 | 105.3114 | 105.6312 | 105.4039 | 105.4039 | 100 | 97.2667 | 97.2667 | 1119 | 1491.3563 | 1491.3563 | 1491.3563 | 1749.4757 | 1749.4757 | 1749.4757 | 1978.9151 | 1978.9151 | 1978.9151 | 1117 | 799.505 | 0 | 10.1718 | 150 | 0 | 0 | 590.0808 | 1549.7576 |  | 1117 | 799.505 | 0 | 10.1718 | 150 | 0 | 0 | 590.0808 | 1549.7576 | 1117 | 799.505 | 0 | 10.1718 | 150 | 0 | 0 | 590.0808 | 1549.7576 | 1117 | 841.5842 | 372.3512 | 10.9966 | 150 | 0 | 0 | 86.4522 | 1461.3841 | 1117 | 841.5842 | 372.3512 | 10.9966 | 150 | 0 | 0 | 86.4522 | 1461.3841 | 1117 | 841.5842 | 372.3512 | 10.9966 | 150 | 0 | 0 | 86.4522 | 1461.3841 | 1117 | 855.6106 | 744.7023 | 13.7457 | 13.8322 | 0 | 0 | 0 | 0 | 0 | 1627.8907 | 1117 | 855.6106 | 744.7023 | 13.7457 | 42 | 0 | 0 | 0 | 0 | 0 | 1656.0586 | 1117 | 855.6106 | 744.7023 | 13.7457 | 13.8322 | 0 | 0 | 0 | 0 | 0 | 1627.8907
1120 | 99.4244 | 99.4244 | 99.4244 | 105.4039 | 104.9397 | 104.9397 | 100 | 96.0546 | 96.0546 | 1120 | 1511.3447 | 1511.3447 | 1511.3447 | 1772.9236 | 1772.9236 | 1772.9236 | 2005.4382 | 2005.4382 | 2005.4382 | 1118 | 752.4752 | 0 | 5.0859 | 150 | 0 | 0 | 750 | 1657.5612 |  | 1118 | 752.4752 | 0 | 5.0859 | 150 | 0 | 0 | 750 | 1657.5612 | 1118 | 752.4752 | 0 | 5.0859 | 150 | 0 | 0 | 750 | 1657.5612 | 1118 | 792.0792 | 259.334 | 5.4983 | 150 | 0 | 0 | 150 | 1356.9115 | 1118 | 792.0792 | 259.334 | 5.4983 | 150 | 0 | 0 | 150 | 1356.9115 | 1118 | 792.0792 | 259.334 | 5.4983 | 150 | 0 | 0 | 150 | 1356.9115 | 1118 | 805.2805 | 518.668 | 6.8729 | 150 | 0 | 0 | 0 | 0 | 0 | 1480.8214 | 1118 | 805.2805 | 518.668 | 6.8729 | 66 | 0 | 0 | 0 | 0 | 0 | 1396.8214 | 1118 | 805.2805 | 518.668 | 6.8729 | 150 | 0 | 0 | 0 | 0 | 0 | 1480.8214
1121 | 99.4244 | 99.4244 | 99.4244 | 105.4039 | 104.9397 | 104.9397 | 100 | 96.0546 | 96.0546 | 1121 | 1543.5483 | 1543.5483 | 1543.5483 | 1810.7008 | 1810.7008 | 1810.7008 | 2048.1698 | 2048.1698 | 2048.1698 | 1119 | 517.3267 | 0 | 0 | 150 | 0 | 0 | 750 | 1417.3267 |  | 1119 | 517.3267 | 0 | 0 | 150 | 0 | 0 | 750 | 1417.3267 | 1119 | 517.3267 | 0 | 0 | 150 | 0 | 0 | 750 | 1417.3267 | 1119 | 544.5545 | 202.8254 | 0 | 150 | 0 | 0 | 150 | 1047.3799 | 1119 | 544.5545 | 202.8254 | 0 | 150 | 0 | 0 | 150 | 1047.3799 | 1119 | 544.5545 | 202.8254 | 0 | 150 | 0 | 0 | 150 | 1047.3799 | 1119 | 553.6304 | 405.6509 | 0 | 150 | 0 | 0 | 0 | 0 | 0 | 1109.2812 | 1119 | 553.6304 | 405.6509 | 0 | 66 | 0 | 0 | 0 | 0 | 0 | 1025.2812 | 1119 | 553.6304 | 405.6509 | 0 | 150 | 0 | 0 | 0 | 0 | 0 | 1109.2812
1122 | 99.3081 | 99.3081 | 99.3081 | 105.4039 | 104.9397 | 104.9397 | 98.8111 | 96.0546 | 96.0546 | 1122 | 1519.118 | 1519.118 | 1519.118 | 1782.0423 | 1782.0423 | 1782.0423 | 2015.7527 | 2015.7527 | 2015.7527 | 1120 | 639.604 | 0 | 0 | 150 | 0 | 0 | 705.7408 | 1495.3447 |  | 1120 | 639.604 | 0 | 0 | 150 | 0 | 0 | 705.7408 | 1495.3447 | 1120 | 639.604 | 0 | 0 | 150 | 0 | 0 | 705.7408 | 1495.3447 | 1120 | 673.2673 | 219.9798 | 0 | 150 | 0 | 0 | 150 | 1193.2471 | 1120 | 673.2673 | 219.9798 | 0 | 150 | 0 | 0 | 150 | 1193.2471 | 1120 | 673.2673 | 219.9798 | 0 | 150 | 0 | 0 | 150 | 1193.2471 | 1120 | 684.4884 | 439.9596 | 0 | 150 | 0 | 0 | 0 | 0 | 0 | 1274.4481 | 1120 | 684.4884 | 439.9596 | 0 | 66 | 0 | 0 | 0 | 0 | 0 | 1190.4481 | 1120 | 684.4884 | 439.9596 | 0 | 150 | 0 | 0 | 0 | 0 | 0 | 1274.4481
1123 | 99.3081 | 99.3081 | 99.3081 | 105.4039 | 104.9397 | 104.9397 | 96.0546 | 96.0546 | 96.0546 | 1123 | 1481.3621 | 1481.3621 | 1481.3621 | 1737.7517 | 1737.7517 | 1737.7517 | 1965.6536 | 1965.6536 | 1965.6536 | 1121 | 696.0396 | 0 | 0 | 150 | 0 | 0 | 681.5087 | 1527.5483 |  | 1121 | 696.0396 | 0 | 0 | 150 | 0 | 0 | 681.5087 | 1527.5483 | 1121 | 696.0396 | 0 | 0 | 150 | 0 | 0 | 681.5087 | 1527.5483 | 1121 | 732.6733 | 314.8335 | 0 | 150 | 0 | 0 | 150 | 1347.5068 | 1121 | 732.6733 | 314.8335 | 0 | 150 | 0 | 0 | 150 | 1347.5068 | 1121 | 732.6733 | 314.8335 | 0 | 150 | 0 | 0 | 150 | 1347.5068 | 1121 | 744.8845 | 629.667 | 0 | 150 | 0 | 0 | 0 | 0 | 0 | 1524.5515 | 1121 | 744.8845 | 629.667 | 0 | 66 | 0 | 0 | 0 | 0 | 0 | 1440.5515 | 1121 | 744.8845 | 629.667 | 0 | 150 | 0 | 0 | 0 | 0 | 0 | 1524.5515
1124 | 98.6288 | 98.6288 | 98.6288 | 105.4039 | 104.9397 | 104.9397 | 90.7143 | 90.7143 | 90.7143 | 1124 | 1410.2923 | 1410.2923 | 1410.2923 | 1654.3813 | 1654.3813 | 1654.3813 | 1871.3494 | 1871.3494 | 1871.3494 | 1122 | 790.099 | 0 | 0 | 150 | 0 | 0 | 563.019 | 1503.118 |  | 1122 | 790.099 | 0 | 0 | 150 | 0 | 0 | 563.019 | 1503.118 | 1122 | 790.099 | 0 | 0 | 150 | 0 | 0 | 563.019 | 1503.118 | 1122 | 831.6832 | 431.887 | 0 | 150 | 0 | 0 | 150 | 1563.5702 | 1122 | 831.6832 | 431.887 | 0 | 150 | 0 | 0 | 150 | 1563.5702 | 1122 | 831.6832 | 431.887 | 0 | 150 | 0 | 0 | 150 | 1563.5702 | 1122 | 845.5446 | 863.774 | 0 | 150 | 0 | 0 | 0 | 0 | 0 | 1859.3185 | 1122 | 845.5446 | 863.774 | 0 | 66 | 0 | 0 | 0 | 0 | 0 | 1775.3185 | 1122 | 845.5446 | 863.774 | 0 | 150 | 0 | 0 | 0 | 0 | 0 | 1859.3185
1125 | 99.3081 | 99.3081 | 99.3081 | 101.2092 | 101.2092 | 101.2092 | 100 | 96.0546 | 96.0546 | 1125 | 1324.7864 | 1324.7864 | 1324.7864 | 1554.0763 | 1554.0763 | 1554.0763 | 1757.8896 | 1757.8896 | 1757.8896 | 1123 | 743.0693 | 0 | 0 | 150 | 0 | 0 | 572.2928 | 1465.3621 |  | 1123 | 743.0693 | 0 | 0 | 150 | 0 | 0 | 572.2928 | 1465.3621 | 1123 | 743.0693 | 0 | 0 | 150 | 0 | 0 | 572.2928 | 1465.3621 | 1123 | 782.1782 | 508.5772 | 0 | 150 | 0 | 0 | 150 | 1590.7554 | 1123 | 782.1782 | 508.5772 | 0 | 150 | 0 | 0 | 150 | 1590.7554 | 1123 | 782.1782 | 508.5772 | 0 | 150 | 0 | 0 | 150 | 1590.7554 | 1123 | 795.2145 | 1017.1544 | 0 | 150 | 0 | 0 | 0 | 0 | 0 | 1962.3689 | 1123 | 795.2145 | 1017.1544 | 0 | 66 | 0 | 0 | 0 | 0 | 0 | 1878.3689 | 1123 | 795.2145 | 1017.1544 | 0 | 150 | 0 | 0 | 0 | 0 | 0 | 1962.3689
1126 | 98.6288 | 98.6288 | 98.6288 | 100 | 100 | 100 | 100 | 96.0546 | 96.0546 | 1126 | 1235.9491 | 1235.9491 | 1235.9491 | 1449.8633 | 1449.8633 | 1449.8633 | 1640.0093 | 1640.0093 | 1640.0093 | 1124 | 865.3465 | 0 | 0 | 150 | 0 | 0 | 378.9458 | 1394.2923 |  | 1124 | 865.3465 | 0 | 0 | 150 | 0 | 0 | 378.9458 | 1394.2923 | 1124 | 865.3465 | 0 | 0 | 150 | 0 | 0 | 378.9458 | 1394.2923 | 1124 | 910.8911 | 542.886 | 0 | 150 | 0 | 0 | 150 | 1753.7771 | 1124 | 910.8911 | 542.886 | 0 | 150 | 0 | 0 | 150 | 1753.7771 | 1124 | 910.8911 | 542.886 | 0 | 150 | 0 | 0 | 150 | 1753.7771 | 1124 | 926.0726 | 1085.7719 | 0 | 143.5048 | 0 | 0 | 0 | 0 | 0 | 2155.3494 | 1124 | 926.0726 | 1085.7719 | 0 | 66 | 0 | 0 | 0 | 0 | 0 | 2077.8446 | 1124 | 926.0726 | 1085.7719 | 0 | 143.5048 | 0 | 0 | 0 | 0 | 0 | 2155.3494
1127 | 99.3081 | 99.3081 | 99.3081 | 100 | 100 | 100 | 97.4474 | 96.0546 | 96.0546 | 1127 | 1183.7572 | 1183.7572 | 1183.7572 | 1388.6382 | 1388.6382 | 1388.6382 | 1570.7547 | 1570.7547 | 1570.7547 | 1125 | 639.604 | 0 | 0 | 150 | 0 | 0 | 519.1824 | 1308.7864 |  | 1125 | 639.604 | 0 | 0 | 150 | 0 | 0 | 519.1824 | 1308.7864 | 1125 | 639.604 | 0 | 0 | 150 | 0 | 0 | 519.1824 | 1308.7864 | 1125 | 673.2673 | 542.886 | 0 | 150 | 0 | 0 | 0 | 1366.1533 | 1125 | 673.2673 | 542.886 | 0 | 150 | 0 | 0 | 0 | 1366.1533 | 1125 | 673.2673 | 542.886 | 0 | 150 | 0 | 0 | 0 | 1366.1533 | 1125 | 684.4884 | 1085.7719 | 0 | 150 | 0 | 0 | 0 | 0 | 0 | 1920.2604 | 1125 | 684.4884 | 1085.7719 | 0 | 66 | 0 | 0 | 0 | 0 | 0 | 1836.2604 | 1125 | 684.4884 | 1085.7719 | 0 | 150 | 0 | 0 | 0 | 0 | 0 | 1920.2604
1128 | 98.7585 | 98.7585 | 98.7585 | 98.7225 | 98.7225 | 98.7225 | 95.5937 | 95.5937 | 95.5937 | 1128 | 1148.2222 | 1148.2222 | 1148.2222 | 1346.953 | 1346.953 | 1346.953 | 1523.6026 | 1523.6026 | 1523.6026 | 1126 | 630.198 | 0 | 0 | 150 | 0 | 0 | 439.7511 | 1219.9491 |  | 1126 | 630.198 | 0 | 0 | 150 | 0 | 0 | 439.7511 | 1219.9491 | 1126 | 630.198 | 0 | 0 | 150 | 0 | 0 | 439.7511 | 1219.9491 | 1126 | 663.3663 | 523.7134 | 0 | 150 | 0 | 0 | 0 | 1337.0798 | 1126 | 663.3663 | 523.7134 | 0 | 150 | 0 | 0 | 0 | 1337.0798 | 1126 | 663.3663 | 523.7134 | 0 | 150 | 0 | 0 | 0 | 1337.0798 | 1126 | 674.4224 | 1047.4268 | 0 | 150 | 0 | 0 | 0 | 0 | 0 | 1871.8493 | 1126 | 674.4224 | 1047.4268 | 0 | 66 | 0 | 0 | 0 | 0 | 0 | 1787.8493 | 1126 | 674.4224 | 1047.4268 | 0 | 150 | 0 | 0 | 0 | 0 | 0 | 1871.8493
1129 | 98.7585 | 98.7585 | 98.7585 | 100 | 100 | 100 | 94.2224 | 94.2224 | 94.2224 | 1129 | 1140.449 | 1140.449 | 1140.449 | 1337.8344 | 1337.8344 | 1337.8344 | 1513.288 | 1513.288 | 1513.288 | 1127 | 564.3564 | 0 | 0 | 150 | 0 | 0 | 453.4007 | 1167.7572 |  | 1127 | 564.3564 | 0 | 0 | 150 | 0 | 0 | 453.4007 | 1167.7572 | 1127 | 564.3564 | 0 | 0 | 150 | 0 | 0 | 453.4007 | 1167.7572 | 1127 | 594.0594 | 509.5863 | 0 | 150 | 0 | 0 | 0 | 1253.6457 | 1127 | 594.0594 | 509.5863 | 0 | 150 | 0 | 0 | 0 | 1253.6457 | 1127 | 594.0594 | 509.5863 | 0 | 150 | 0 | 0 | 0 | 1253.6457 | 1127 | 603.9604 | 1019.1726 | 0 | 150 | 0 | 0 | 0 | 0 | 0 | 1773.1329 | 1127 | 603.9604 | 1019.1726 | 0 | 66 | 0 | 0 | 0 | 0 | 0 | 1689.1329 | 1127 | 603.9604 | 1019.1726 | 0 | 150 | 0 | 0 | 0 | 0 | 0 | 1773.1329
1130 | 99.4244 | 99.4244 | 99.4244 | 100 | 100 | 100 | 93.8414 | 93.8414 | 93.8414 | 1130 | 1127.1234 | 1127.1234 | 1127.1234 | 1322.2024 | 1322.2024 | 1322.2024 | 1495.606 | 1495.606 | 1495.606 | 1128 | 573.7624 | 0 | 0 | 150 | 0 | 0 | 450 | 1173.7624 |  | 1128 | 573.7624 | 0 | 0 | 150 | 0 | 0 | 450 | 1173.7624 | 1128 | 573.7624 | 0 | 0 | 150 | 0 | 0 | 450 | 1173.7624 | 1128 | 603.9604 | 488.3956 | 0 | 150 | 0 | 0 | 0 | 1242.356 | 1128 | 603.9604 | 488.3956 | 0 | 150 | 0 | 0 | 0 | 1242.356 | 1128 | 603.9604 | 488.3956 | 0 | 150 | 0 | 0 | 0 | 1242.356 | 1128 | 614.0264 | 976.7911 | 0 | 150 | 0 | 0 | 0 | 0 | 0 | 1740.8175 | 1128 | 614.0264 | 976.7911 | 0 | 66 | 0 | 0 | 0 | 0 | 0 | 1656.8175 | 1128 | 614.0264 | 976.7911 | 0 | 150 | 0 | 0 | 0 | 0 | 0 | 1740.8175
1131 | 99.3081 | 99.3081 | 99.3081 | 100 | 100 | 100 | 93.5855 | 93.5855 | 93.5855 | 1131 | 1123.792 | 1123.792 | 1123.792 | 1318.2944 | 1318.2944 | 1318.2944 | 1491.1855 | 1491.1855 | 1491.1855 | 1129 | 470.297 | 0 | 0 | 150 | 0 | 0 | 450 | 1070.297 |  | 1129 | 470.297 | 0 | 0 | 150 | 0 | 0 | 450 | 1070.297 | 1129 | 470.297 | 0 | 0 | 150 | 0 | 0 | 450 | 1070.297 | 1129 | 495.0495 | 452.0686 | 0 | 150 | 0 | 0 | 0 | 1097.1181 | 1129 | 495.0495 | 452.0686 | 0 | 150 | 0 | 0 | 0 | 1097.1181 | 1129 | 495.0495 | 452.0686 | 0 | 150 | 0 | 0 | 0 | 1097.1181 | 1129 | 503.3003 | 904.1372 | 0 | 150 | 0 | 0 | 0 | 0 | 0 | 1557.4376 | 1129 | 503.3003 | 904.1372 | 0 | 66 | 0 | 0 | 0 | 0 | 0 | 1473.4376 | 1129 | 503.3003 | 904.1372 | 0 | 150 | 0 | 0 | 0 | 0 | 0 | 1557.4376
1132 | 99.4244 | 99.4244 | 99.4244 | 100 | 100 | 100 | 100 | 96.0546 | 96.0546 | 1132 | 1159.3269 | 1159.3269 | 1159.3269 | 1359.9796 | 1359.9796 | 1359.9796 | 1538.3376 | 1538.3376 | 1538.3376 | 1130 | 536.1386 | 0 | 0 | 150 | 0 | 0 | 710.6356 | 1396.7742 |  | 1130 | 536.1386 | 0 | 0 | 150 | 0 | 0 | 710.6356 | 1396.7742 | 1130 | 536.1386 | 0 | 0 | 150 | 0 | 0 | 710.6356 | 1396.7742 | 1130 | 564.3564 | 424.8234 | 0 | 150 | 0 | 0 | 0 | 1139.1798 | 1130 | 564.3564 | 424.8234 | 0 | 150 | 0 | 0 | 0 | 1139.1798 | 1130 | 564.3564 | 424.8234 | 0 | 150 | 0 | 0 | 0 | 1139.1798 | 1130 | 573.7624 | 849.6468 | 0 | 150 | 0 | 0 | 0 | 0 | 0 | 1573.4092 | 1130 | 573.7624 | 849.6468 | 0 | 66 | 0 | 0 | 0 | 0 | 0 | 1489.4092 | 1130 | 573.7624 | 849.6468 | 0 | 150 | 0 | 0 | 0 | 0 | 0 | 1573.4092
1133 | 99.4244 | 99.4244 | 99.4244 | 100 | 100 | 100 | 100 | 96.0546 | 96.0546 | 1133 | 1302.5771 | 1302.5771 | 1302.5771 | 1528.0231 | 1528.0231 | 1528.0231 | 1728.4196 | 1728.4196 | 1728.4196 | 1131 | 677.2277 | 0 | 0 | 150 | 0 | 0 | 589.2901 | 1416.5178 |  | 1131 | 677.2277 | 0 | 0 | 150 | 0 | 0 | 589.2901 | 1416.5178 | 1131 | 677.2277 | 0 | 0 | 150 | 0 | 0 | 589.2901 | 1416.5178 | 1131 | 712.8713 | 403.6327 | 0 | 150 | 0 | 0 | 0 | 1266.504 | 1131 | 712.8713 | 403.6327 | 0 | 150 | 0 | 0 | 0 | 1266.504 | 1131 | 712.8713 | 403.6327 | 0 | 150 | 0 | 0 | 0 | 1266.504 | 1131 | 724.7525 | 807.2654 | 0 | 150 | 0 | 0 | 0 | 0 | 0 | 1682.0179 | 1131 | 724.7525 | 807.2654 | 0 | 66 | 0 | 0 | 0 | 0 | 0 | 1598.0179 | 1131 | 724.7525 | 807.2654 | 0 | 150 | 0 | 0 | 0 | 0 | 0 | 1682.0179
1134 | 109.2897 | 105.4824 | 105.4824 | 102.9618 | 102.9618 | 102.9618 | 100 | 97.2667 | 100 | 1134 | 1455.8214 | 1455.8214 | 1455.8214 | 1707.7905 | 1707.7905 | 1707.7905 | 1931.763 | 1931.763 | 1931.763 | 1132 | 639.604 | 0 | 0 | 150 | 0 | 0 | 711.2117 | 1500.8157 |  | 1132 | 639.604 | 0 | 0 | 150 | 0 | 0 | 711.2117 | 1500.8157 | 1132 | 639.604 | 0 | 0 | 150 | 0 | 0 | 711.2117 | 1500.8157 | 1132 | 673.2673 | 382.442 | 0 | 150 | 0 | 0 | 0 | 1205.7093 | 1132 | 673.2673 | 382.442 | 0 | 150 | 0 | 0 | 0 | 1205.7093 | 1132 | 673.2673 | 382.442 | 0 | 150 | 0 | 0 | 0 | 1205.7093 | 1132 | 684.4884 | 764.884 | 0 | 150 | 0 | 0 | 0 | 0 | 0 | 1599.3724 | 1132 | 684.4884 | 764.884 | 0 | 66 | 0 | 0 | 0 | 0 | 0 | 1515.3724 | 1132 | 684.4884 | 764.884 | 0 | 150 | 0 | 0 | 0 | 0 | 0 | 1599.3724
1135 | 109.2897 | 105.4824 | 105.4824 | 106.1025 | 105.4039 | 105.4039 | 100 | 97.2667 | 97.2667 | 1135 | 1571.3099 | 1571.3099 | 1571.3099 | 1843.2674 | 1843.2674 | 1843.2674 | 2085.0074 | 2085.0074 | 2085.0074 | 1133 | 451.4851 | 0 | 0 | 150 | 0 | 0 | 718.5691 | 1320.0542 |  | 1133 | 451.4851 | 0 | 0 | 150 | 0 | 0 | 718.5691 | 1320.0542 | 1133 | 451.4851 | 0 | 0 | 150 | 0 | 0 | 718.5691 | 1320.0542 | 1133 | 475.2475 | 355.1968 | 0 | 150 | 0 | 0 | 0 | 980.4443 | 1133 | 475.2475 | 355.1968 | 0 | 150 | 0 | 0 | 0 | 980.4443 | 1133 | 475.2475 | 355.1968 | 0 | 150 | 0 | 0 | 0 | 980.4443 | 1133 | 483.1683 | 710.3935 | 0 | 150 | 0 | 0 | 0 | 0 | 0 | 1343.5619 | 1133 | 483.1683 | 710.3935 | 0 | 66 | 0 | 0 | 0 | 0 | 0 | 1259.5619 | 1133 | 483.1683 | 710.3935 | 0 | 150 | 0 | 0 | 0 | 0 | 0 | 1343.5619
1136 | 109.2897 | 105.4824 | 105.4824 | 102.9275 | 102.9275 | 102.9275 | 96.8601 | 96.0546 | 96.0546 | 1136 | 1633.496 | 1633.496 | 1633.496 | 1916.2165 | 1916.2165 | 1916.2165 | 2167.5236 | 2167.5236 | 2167.5236 | 1134 | 376.2376 | 0 | 0 | 150 | 0 | 0 | 750 | 1276.2376 |  | 1134 | 376.2376 | 0 | 0 | 150 | 0 | 0 | 750 | 1276.2376 | 1134 | 376.2376 | 0 | 0 | 150 | 0 | 0 | 750 | 1276.2376 | 1134 | 396.0396 | 327.9516 | 0 | 150 | 0 | 0 | 150 | 1023.9912 | 1134 | 396.0396 | 327.9516 | 0 | 150 | 0 | 0 | 150 | 1023.9912 | 1134 | 396.0396 | 327.9516 | 0 | 150 | 0 | 0 | 150 | 1023.9912 | 1134 | 402.6403 | 655.9031 | 0 | 150 | 0 | 0 | 0 | 0 | 0 | 1208.5434 | 1134 | 402.6403 | 655.9031 | 0 | 66 | 0 | 0 | 0 | 0 | 0 | 1124.5434 | 1134 | 402.6403 | 655.9031 | 0 | 150 | 0 | 0 | 0 | 0 | 0 | 1208.5434
1137 | 97.5924 | 97.5924 | 97.5924 | 94.2431 | 94.2431 | 94.2431 | 94.4396 | 94.4396 | 94.4396 | 1137 | 1641.2693 | 1641.2693 | 1641.2693 | 1925.3351 | 1925.3351 | 1925.3351 | 2177.8381 | 2177.8381 | 2177.8381 | 1135 | 244.5545 | 0 | 5.0859 | 150 | 0 | 0 | 750 | 1149.6404 |  | 1135 | 244.5545 | 0 | 5.0859 | 150 | 0 | 0 | 750 | 1149.6404 | 1135 | 244.5545 | 0 | 5.0859 | 150 | 0 | 0 | 750 | 1149.6404 | 1135 | 257.4257 | 296.67 | 5.4983 | 150 | 0 | 0 | 150 | 859.5941 | 1135 | 257.4257 | 296.67 | 5.4983 | 150 | 0 | 0 | 150 | 859.5941 | 1135 | 257.4257 | 296.67 | 5.4983 | 150 | 0 | 0 | 150 | 859.5941 | 1135 | 261.7162 | 593.3401 | 6.8729 | 150 | 0 | 0 | 0 | 0 | 0 | 1011.9291 | 1135 | 261.7162 | 593.3401 | 6.8729 | 66 | 0 | 0 | 0 | 0 | 0 | 927.9291 | 1135 | 261.7162 | 593.3401 | 6.8729 | 150 | 0 | 0 | 0 | 0 | 0 | 1011.9291
1138 | 93.5896 | 93.5896 | 93.5896 | 93.8399 | 93.8399 | 93.8399 | 93.8414 | 93.8414 | 93.8414 | 1138 | 1627.9437 | 1627.9437 | 1627.9437 | 1909.7032 | 1909.7032 | 1909.7032 | 2160.1561 | 2160.1561 | 2160.1561 | 1136 | 197.5248 | 0 | 10.1718 | 150 | 0 | 0 | 750 | 1107.6966 |  | 1136 | 197.5248 | 0 | 10.1718 | 150 | 0 | 0 | 750 | 1107.6966 | 1136 | 197.5248 | 0 | 10.1718 | 150 | 0 | 0 | 750 | 1107.6966 | 1136 | 207.9208 | 261.3522 | 10.9966 | 150 | 0 | 0 | 150 | 780.2695 | 1136 | 207.9208 | 261.3522 | 10.9966 | 150 | 0 | 0 | 150 | 780.2695 | 1136 | 207.9208 | 261.3522 | 10.9966 | 150 | 0 | 0 | 150 | 780.2695 | 1136 | 211.3861 | 522.7043 | 13.7457 | 150 | 0 | 0 | 0 | 0 | 0 | 897.8362 | 1136 | 211.3861 | 522.7043 | 13.7457 | 66 | 0 | 0 | 0 | 0 | 0 | 813.8362 | 1136 | 211.3861 | 522.7043 | 13.7457 | 150 | 0 | 0 | 0 | 0 | 0 | 897.8362
1139 | 90.7143 | 90.7143 | 90.7143 | 94.6594 | 94.6594 | 94.6594 | 94.6016 | 94.6016 | 94.6016 | 1139 | 1585.746 | 1585.746 | 1585.746 | 1860.202 | 1860.202 | 1860.202 | 2104.1629 | 2104.1629 | 2104.1629 | 1137 | 169.3069 | 0 | 25.4296 | 150 | 0 | 0 | 300 | 644.7365 |  | 1137 | 169.3069 | 0 | 25.4296 | 150 | 0 | 0 | 300 | 644.7365 | 1137 | 169.3069 | 0 | 25.4296 | 150 | 0 | 0 | 300 | 644.7365 | 1137 | 178.2178 | 227.0434 | 27.4914 | 150 | 0 | 0 | 0 | 582.7526 | 1137 | 178.2178 | 227.0434 | 27.4914 | 150 | 0 | 0 | 0 | 582.7526 | 1137 | 178.2178 | 227.0434 | 27.4914 | 150 | 0 | 0 | 0 | 582.7526 | 1137 | 181.1881 | 454.0868 | 34.3643 | 150 | 0 | 0 | 0 | 0 | 0 | 819.6392 | 1137 | 181.1881 | 454.0868 | 34.3643 | 66 | 0 | 0 | 0 | 0 | 0 | 735.6392 | 1137 | 181.1881 | 454.0868 | 34.3643 | 150 | 0 | 0 | 0 | 0 | 0 | 819.6392
1140 | 96.2822 | 96.2822 | 96.2822 | 104.9397 | 104.9397 | 104.9397 | 95.2975 | 95.2975 | 95.2975 | 1140 | 1602.403 | 1602.403 | 1602.403 | 1879.7419 | 1879.7419 | 1879.7419 | 2126.2655 | 2126.2655 | 2126.2655 | 1138 | 178.7129 | 0 | 45.7732 | 150 | 0 | 0 | 150 | 524.4861 |  | 1138 | 178.7129 | 0 | 45.7732 | 150 | 0 | 0 | 150 | 524.4861 | 1138 | 178.7129 | 0 | 45.7732 | 150 | 0 | 0 | 150 | 524.4861 | 1138 | 188.1188 | 202.8254 | 49.4845 | 150 | 0 | 0 | 0 | 590.4288 | 1138 | 188.1188 | 202.8254 | 49.4845 | 150 | 0 | 0 | 0 | 590.4288 | 1138 | 188.1188 | 202.8254 | 49.4845 | 150 | 0 | 0 | 0 | 590.4288 | 1138 | 191.2541 | 405.6509 | 61.8557 | 150 | 0 | 0 | 0 | 0 | 0 | 808.7607 | 1138 | 191.2541 | 405.6509 | 61.8557 | 66 | 0 | 0 | 0 | 0 | 0 | 724.7607 | 1138 | 191.2541 | 405.6509 | 61.8557 | 150 | 0 | 0 | 0 | 0 | 0 | 808.7607
1141 | 98.9859 | 98.9859 | 98.9859 | 105.4039 | 104.9397 | 104.9397 | 95.6985 | 95.6985 | 95.6985 | 1141 | 1575.7518 | 1575.7518 | 1575.7518 | 1848.478 | 1848.478 | 1848.478 | 2090.9014 | 2090.9014 | 2090.9014 | 1139 | 206.9307 | 0 | 66.1168 | 58.7137 | 0 | 0 | 150 | 481.7613 |  | 1139 | 206.9307 | 0 | 66.1168 | 58.7137 | 0 | 0 | 150 | 481.7613 | 1139 | 206.9307 | 0 | 66.1168 | 58.7137 | 0 | 0 | 150 | 481.7613 | 1139 | 217.8218 | 201.8163 | 71.4777 | 150 | 0 | 0 | 0 | 641.1158 | 1139 | 217.8218 | 201.8163 | 71.4777 | 150 | 0 | 0 | 0 | 641.1158 | 1139 | 217.8218 | 201.8163 | 71.4777 | 150 | 0 | 0 | 0 | 641.1158 | 1139 | 221.4521 | 403.6327 | 89.3471 | 150 | 0 | 0 | 0 | 0 | 0 | 864.4319 | 1139 | 221.4521 | 403.6327 | 89.3471 | 66 | 0 | 0 | 0 | 0 | 0 | 780.4319 | 1139 | 221.4521 | 403.6327 | 89.3471 | 150 | 0 | 0 | 0 | 0 | 0 | 864.4319
1142 | 109.2897 | 105.4824 | 105.4824 | 107.6488 | 106.4298 | 107.1092 | 96.0546 | 96.0546 | 96.0546 | 1142 | 1555.7634 | 1555.7634 | 1555.7634 | 1825.0301 | 1825.0301 | 1825.0301 | 2064.3783 | 2064.3783 | 2064.3783 | 1140 | 300.9901 | 0 | 86.4605 | 150 | 0 | 0 | 300 | 837.4506 |  | 1140 | 300.9901 | 0 | 86.4605 | 150 | 0 | 0 | 300 | 837.4506 | 1140 | 300.9901 | 0 | 86.4605 | 150 | 0 | 0 | 300 | 837.4506 | 1140 | 316.8317 | 200.8073 | 93.4708 | 150 | 0 | 0 | 150 | 911.1097 | 1140 | 316.8317 | 200.8073 | 93.4708 | 150 | 0 | 0 | 150 | 911.1097 | 1140 | 316.8317 | 200.8073 | 93.4708 | 150 | 0 | 0 | 150 | 911.1097 | 1140 | 322.1122 | 401.6145 | 116.8385 | 150 | 0 | 0 | 0 | 0 | 0 | 990.5652 | 1140 | 322.1122 | 401.6145 | 116.8385 | 66 | 0 | 0 | 0 | 0 | 0 | 906.5652 | 1140 | 322.1122 | 401.6145 | 116.8385 | 150 | 0 | 0 | 0 | 0 | 0 | 990.5652
1143 | 109.2897 | 105.4824 | 105.4824 | 107.6488 | 107.1092 | 107.89 | 100 | 97.2667 | 105.9511 | 1143 | 1521.3389 | 1521.3389 | 1521.3389 | 1784.6476 | 1784.6476 | 1784.6476 | 2018.6997 | 2018.6997 | 2018.6997 | 1141 | 413.8614 | 0 | 76.2887 | 150 | 0 | 0 | 450 | 1090.15 |  | 1141 | 413.8614 | 0 | 76.2887 | 150 | 0 | 0 | 450 | 1090.15 | 1141 | 413.8614 | 0 | 76.2887 | 150 | 0 | 0 | 450 | 1090.15 | 1141 | 435.6436 | 190.7164 | 82.4742 | 150 | 0 | 0 | 150 | 1008.8342 | 1141 | 435.6436 | 190.7164 | 82.4742 | 150 | 0 | 0 | 150 | 1008.8342 | 1141 | 435.6436 | 190.7164 | 82.4742 | 150 | 0 | 0 | 150 | 1008.8342 | 1141 | 442.9043 | 381.4329 | 103.0928 | 150 | 0 | 0 | 0 | 0 | 0 | 1077.43 | 1141 | 442.9043 | 381.4329 | 103.0928 | 66 | 0 | 0 | 0 | 0 | 0 | 993.43 | 1141 | 442.9043 | 381.4329 | 103.0928 | 150 | 0 | 0 | 0 | 0 | 0 | 1077.43
1144 | 109.2897 | 105.4824 | 105.4824 | 107.6488 | 107.1092 | 107.89 | 100 | 97.2667 | 105.9511 | 1144 | 1561.3157 | 1561.3157 | 1561.3157 | 1831.5434 | 1831.5434 | 1831.5434 | 2071.7459 | 2071.7459 | 2071.7459 | 1142 | 357.4257 | 0 | 45.7732 | 150 | 0 | 0 | 750 | 1303.1989 |  | 1142 | 357.4257 | 0 | 45.7732 | 150 | 0 | 0 | 750 | 1303.1989 | 1142 | 357.4257 | 0 | 45.7732 | 150 | 0 | 0 | 750 | 1303.1989 | 1142 | 376.2376 | 188.6983 | 49.4845 | 150 | 0 | 0 | 600 | 1364.4204 | 1142 | 376.2376 | 188.6983 | 49.4845 | 150 | 0 | 0 | 300 | 1064.4204 | 1142 | 376.2376 | 188.6983 | 49.4845 | 150 | 0 | 0 | 300.0359 | 1064.4563 | 1142 | 382.5083 | 377.3966 | 61.8557 | 150 | 0 | 0 | 0 | 0 | 0 | 971.7605 | 1142 | 382.5083 | 377.3966 | 61.8557 | 66 | 0 | 0 | 0 | 0 | 0 | 887.7605 | 1142 | 382.5083 | 377.3966 | 61.8557 | 150 | 0 | 0 | 0 | 0 | 0 | 971.7605
1145 | 109.2897 | 105.4824 | 105.4824 | 107.6488 | 106.4298 | 107.1092 | 100 | 97.2667 | 97.2667 | 1145 | 1612.3972 | 1612.3972 | 1612.3972 | 1891.4659 | 1891.4659 | 1891.4659 | 2139.527 | 2139.527 | 2139.527 | 1143 | 329.2079 | 0 | 15.2577 | 150 | 0 | 0 | 750 | 1244.4657 |  | 1143 | 329.2079 | 0 | 15.2577 | 150 | 0 | 0 | 750 | 1244.4657 | 1143 | 329.2079 | 0 | 15.2577 | 150 | 0 | 0 | 750 | 1244.4657 | 1143 | 346.5347 | 215.9435 | 16.4948 | 150 | 0 | 0 | 600 | 1328.973 | 1143 | 346.5347 | 215.9435 | 16.4948 | 150 | 0 | 0 | 450 | 1178.973 | 1143 | 346.5347 | 215.9435 | 16.4948 | 150 | 0 | 0 | 600 | 1328.973 | 1143 | 352.3102 | 431.887 | 20.6186 | 150 | 0 | 0 | 0 | 0 | 0 | 954.8158 | 1143 | 352.3102 | 431.887 | 20.6186 | 66 | 0 | 0 | 0 | 0 | 0 | 870.8158 | 1143 | 352.3102 | 431.887 | 20.6186 | 150 | 0 | 0 | 0 | 0 | 0 | 954.8158
1146 | 109.2897 | 105.4824 | 105.4824 | 107.1092 | 106.302 | 106.302 | 96.8635 | 96.0546 | 96.0546 | 1146 | 1587.9669 | 1587.9669 | 1587.9669 | 1862.8073 | 1862.8073 | 1862.8073 | 2107.1099 | 2107.1099 | 2107.1099 | 1144 | 517.3267 | 0 | 0 | 150 | 0 | 0 | 750 | 1417.3267 |  | 1144 | 517.3267 | 0 | 0 | 150 | 0 | 0 | 750 | 1417.3267 | 1144 | 517.3267 | 0 | 0 | 150 | 0 | 0 | 750 | 1417.3267 | 1144 | 544.5545 | 260.3431 | 0 | 150 | 0 | 0 | 600 | 1554.8975 | 1144 | 544.5545 | 260.3431 | 0 | 150 | 0 | 0 | 424.8805 | 1379.7781 | 1144 | 544.5545 | 260.3431 | 0 | 150 | 0 | 0 | 600 | 1554.8975 | 1144 | 553.6304 | 520.6862 | 0 | 150 | 0 | 0 | 0 | 0 | 0 | 1224.3165 | 1144 | 553.6304 | 520.6862 | 0 | 66 | 0 | 0 | 0 | 0 | 0 | 1140.3165 | 1144 | 553.6304 | 520.6862 | 0 | 150 | 0 | 0 | 0 | 0 | 0 | 1224.3165
1147 | 108.6725 | 105.4824 | 105.4824 | 105.0544 | 104.9397 | 104.9397 | 83.0712 | 83.0712 | 83.0712 | 1147 | 1547.9901 | 1547.9901 | 1547.9901 | 1815.9115 | 1815.9115 | 1815.9115 | 2054.0638 | 2054.0638 | 2054.0638 | 1145 | 554.9505 | 0 | 0 | 150 | 0 | 0 | 750 | 1454.9505 |  | 1145 | 554.9505 | 0 | 0 | 150 | 0 | 0 | 750 | 1454.9505 | 1145 | 554.9505 | 0 | 0 | 150 | 0 | 0 | 750 | 1454.9505 | 1145 | 584.1584 | 295.6609 | 0 | 150 | 0 | 0 | 600 | 1629.8194 | 1145 | 584.1584 | 295.6609 | 0 | 150 | 0 | 0 | 300 | 1329.8194 | 1145 | 584.1584 | 295.6609 | 0 | 150 | 0 | 0 | 300 | 1329.8194 | 1145 | 593.8944 | 591.3219 | 0 | 150 | 0 | 0 | 0 | 0 | 0 | 1335.2163 | 1145 | 593.8944 | 591.3219 | 0 | 66 | 0 | 0 | 0 | 0 | 0 | 1251.2163 | 1145 | 593.8944 | 591.3219 | 0 | 150 | 0 | 0 | 0 | 0 | 0 | 1335.2163
1148 | 98.7585 | 98.7585 | 98.7585 | 102.6038 | 102.6038 | 102.6038 | 72.3414 | 72.3414 | 72.3414 | 1148 | 1493.5773 | 1493.5773 | 1493.5773 | 1752.081 | 1752.081 | 1752.081 | 1981.8621 | 1981.8621 | 1981.8621 | 1146 | 611.3861 | 0 | 0 | 150 | 0 | 0 | 750 | 1511.3861 |  | 1146 | 611.3861 | 0 | 0 | 150 | 0 | 0 | 750 | 1511.3861 | 1146 | 611.3861 | 0 | 0 | 150 | 0 | 0 | 750 | 1511.3861 | 1146 | 643.5644 | 315.8426 | 0 | 150 | 0 | 0 | 411.1485 | 1520.5554 | 1146 | 643.5644 | 315.8426 | 0 | 150 | 0 | 0 | 150 | 1259.4069 | 1146 | 643.5644 | 315.8426 | 0 | 150 | 0 | 0 | 150 | 1259.4069 | 1146 | 654.2904 | 631.6852 | 0 | 150 | 0 | 0 | 0 | 0 | 0 | 1435.9756 | 1146 | 654.2904 | 631.6852 | 0 | 66 | 0 | 0 | 0 | 0 | 0 | 1351.9756 | 1146 | 654.2904 | 631.6852 | 0 | 150 | 0 | 0 | 0 | 0 | 0 | 1435.9756
1149 | 93.283 | 93.283 | 93.283 | 93.8873 | 93.8873 | 93.8873 | 33.0983 | 33.4714 | 33.4714 | 1149 | 1405.8504 | 1405.8504 | 1405.8504 | 1649.1707 | 1649.1707 | 1649.1707 | 1865.4554 | 1865.4554 | 1865.4554 | 1147 | 601.9802 | 0 | 0 | 150 | 0 | 0 | 750 | 1501.9802 |  | 1147 | 601.9802 | 0 | 0 | 150 | 0 | 0 | 750 | 1501.9802 | 1147 | 601.9802 | 0 | 0 | 150 | 0 | 0 | 750 | 1501.9802 | 1147 | 633.6634 | 329.9697 | 0 | 150 | 0 | 0 | 150 | 1263.6331 | 1147 | 633.6634 | 329.9697 | 0 | 150 | 0 | 0 | 150 | 1263.6331 | 1147 | 633.6634 | 329.9697 | 0 | 150 | 0 | 0 | 150 | 1263.6331 | 1147 | 644.2244 | 659.9395 | 0 | 0 | 0 | 0 | 0 | 0 | 0 | 1304.1639 | 1147 | 644.2244 | 659.9395 | 0 | 66 | 0 | 0 | 0 | 0 | 0 | 1370.1639 | 1147 | 644.2244 | 659.9395 | 0 | 0 | 0 | 0 | 0 | 0 | 0 | 1304.1639
1150 | 86.7998 | 86.7998 | 86.7998 | 92.6749 | 92.6749 | 92.6749 | 32.7647 | 33.4714 | 33.4714 | 1150 | 1321.455 | 1321.455 | 1321.455 | 1550.1683 | 1550.1683 | 1550.1683 | 1753.4691 | 1753.4691 | 1753.4691 | 1148 | 573.7624 | 0 | 0 | 150 | 0 | 0 | 450 | 1173.7624 |  | 1148 | 573.7624 | 0 | 0 | 150 | 0 | 0 | 450 | 1173.7624 | 1148 | 573.7624 | 0 | 0 | 150 | 0 | 0 | 450 | 1173.7624 | 1148 | 603.9604 | 332.997 | 0 | 150 | 0 | 0 | 143.1992 | 1230.1565 | 1148 | 603.9604 | 332.997 | 0 | 150 | 0 | 0 | 143.1992 | 1230.1565 | 1148 | 603.9604 | 332.997 | 0 | 150 | 0 | 0 | 143.1992 | 1230.1565 | 1148 | 614.0264 | 665.9939 | 0 | 0 | 0 | 0 | 0 | 0 | 0 | 1280.0203 | 1148 | 614.0264 | 665.9939 | 0 | 35.654 | 0 | 0 | 0 | 0 | 0 | 1315.6744 | 1148 | 614.0264 | 665.9939 | 0 | 0 | 0 | 0 | 0 | 0 | 0 | 1280.0203
1151 | 85.8547 | 85.8547 | 85.8547 | 91.615 | 91.615 | 91.615 | 32.7647 | 33.0983 | 33.0983 | 1151 | 1273.7049 | 1273.7049 | 1273.7049 | 1494.1539 | 1494.1539 | 1494.1539 | 1690.1085 | 1690.1085 | 1690.1085 | 1149 | 583.1683 | 0 | 0 | 150 | 0 | 0 | 150 | 883.1683 |  | 1149 | 583.1683 | 0 | 0 | 150 | 0 | 0 | 150 | 883.1683 | 1149 | 583.1683 | 0 | 0 | 150 | 0 | 0 | 150 | 883.1683 | 1149 | 613.8614 | 322.9062 | 0 | 150 | 0 | 0 | 0 | 1086.7675 | 1149 | 613.8614 | 322.9062 | 0 | 150 | 0 | 0 | 0 | 1086.7675 | 1149 | 613.8614 | 322.9062 | 0 | 150 | 0 | 0 | 0 | 1086.7675 | 1149 | 624.0924 | 645.8123 | 0 | 0 | 0 | 0 | 0 | 0 | 0 | 1269.9047 | 1149 | 624.0924 | 645.8123 | 0 | 17 | 0 | 0 | 0 | 0 | 0 | 1286.9047 | 1149 | 624.0924 | 645.8123 | 0 | 0 | 0 | 0 | 0 | 0 | 0 | 1269.9047
1152 | 84.7706 | 84.7706 | 84.7706 | 67.5063 | 68.6174 | 68.6174 | 32.7647 | 31.1446 | 31.1446 | 1152 | 1253.7165 | 1253.7165 | 1253.7165 | 1470.7059 | 1470.7059 | 1470.7059 | 1663.5854 | 1663.5854 | 1663.5854 | 1150 | 526.7327 | 0 | 0 | 0 | 0 | 0 | 150 | 676.7327 |  | 1150 | 526.7327 | 0 | 0 | 0 | 0 | 0 | 150 | 676.7327 | 1150 | 526.7327 | 0 | 0 | 0 | 0 | 0 | 150 | 676.7327 | 1150 | 554.4554 | 314.8335 | 0 | 150 | 0 | 0 | 0 | 1019.2889 | 1150 | 554.4554 | 314.8335 | 0 | 150 | 0 | 0 | 0 | 1019.2889 | 1150 | 554.4554 | 314.8335 | 0 | 150 | 0 | 0 | 0 | 1019.2889 | 1150 | 563.6964 | 629.667 | 0 | 0 | 0 | 0 | 0 | 0 | 0 | 1193.3634 | 1150 | 563.6964 | 629.667 | 0 | 17 | 0 | 0 | 0 | 0 | 0 | 1210.3634 | 1150 | 563.6964 | 629.667 | 0 | 0 | 0 | 0 | 0 | 0 | 0 | 1193.3634
1153 | 84.7706 | 84.7706 | 84.7706 | 67.5063 | 68.6174 | 68.6174 | 32.7647 | 31.1446 | 31.1446 | 1153 | 1248.1642 | 1248.1642 | 1248.1642 | 1464.1926 | 1464.1926 | 1464.1926 | 1656.2179 | 1656.2179 | 1656.2179 | 1151 | 470.297 | 0 | 0 | 0 | 0 | 0 | 150 | 620.297 |  | 1151 | 470.297 | 0 | 0 | 0 | 0 | 0 | 150 | 620.297 | 1151 | 470.297 | 0 | 0 | 0 | 0 | 0 | 150 | 620.297 | 1151 | 495.0495 | 307.7699 | 0 | 150 | 0 | 0 | 0 | 952.8194 | 1151 | 495.0495 | 307.7699 | 0 | 150 | 0 | 0 | 0 | 952.8194 | 1151 | 495.0495 | 307.7699 | 0 | 150 | 0 | 0 | 0 | 952.8194 | 1151 | 503.3003 | 615.5399 | 0 | 0 | 0 | 0 | 0 | 0 | 0 | 1118.8402 | 1151 | 503.3003 | 615.5399 | 0 | 17 | 0 | 0 | 0 | 0 | 0 | 1135.8402 | 1151 | 503.3003 | 615.5399 | 0 | 0 | 0 | 0 | 0 | 0 | 0 | 1118.8402
1154 | 84.9327 | 84.9327 | 84.9327 | 90.7143 | 90.7143 | 90.7143 | 32.7647 | 33.4714 | 33.4714 | 1154 | 1250.3851 | 1250.3851 | 1250.3851 | 1466.7979 | 1466.7979 | 1466.7979 | 1659.1649 | 1659.1649 | 1659.1649 | 1152 | 376.2376 | 0 | 0 | 0 | 0 | 0 | 150 | 526.2376 |  | 1152 | 376.2376 | 0 | 0 | 0 | 0 | 0 | 150 | 526.2376 | 1152 | 376.2376 | 0 | 0 | 0 | 0 | 0 | 150 | 526.2376 | 1152 | 396.0396 | 287.5883 | 0 | 0 | 0 | 0 | 0 | 683.6279 | 1152 | 396.0396 | 287.5883 | 0 | 0 | 0 | 0 | 0 | 683.6279 | 1152 | 396.0396 | 287.5883 | 0 | 0 | 0 | 0 | 0 | 683.6279 | 1152 | 402.6403 | 575.1766 | 0 | 0 | 0 | 0 | 0 | 0 | 0 | 977.8169 | 1152 | 402.6403 | 575.1766 | 0 | 17 | 0 | 0 | 0 | 0 | 0 | 994.8169 | 1152 | 402.6403 | 575.1766 | 0 | 0 | 0 | 0 | 0 | 0 | 0 | 977.8169
1155 | 85.6286 | 85.6286 | 85.6286 | 91.7331 | 91.7331 | 91.7331 | 57.6737 | 55.7677 | 55.7677 | 1155 | 1264.8212 | 1264.8212 | 1264.8212 | 1483.7326 | 1483.7326 | 1483.7326 | 1678.3204 | 1678.3204 | 1678.3204 | 1153 | 310.396 | 0 | 0 | 0 | 0 | 0 | 150 | 460.396 |  | 1153 | 310.396 | 0 | 0 | 0 | 0 | 0 | 150 | 460.396 | 1153 | 310.396 | 0 | 0 | 0 | 0 | 0 | 150 | 460.396 | 1153 | 326.7327 | 255.2977 | 0 | 0 | 0 | 0 | 0 | 582.0304 | 1153 | 326.7327 | 255.2977 | 0 | 0 | 0 | 0 | 0 | 582.0304 | 1153 | 326.7327 | 255.2977 | 0 | 0 | 0 | 0 | 0 | 582.0304 | 1153 | 332.1782 | 510.5954 | 0 | 0 | 0 | 0 | 0 | 0 | 0 | 842.7736 | 1153 | 332.1782 | 510.5954 | 0 | 17 | 0 | 0 | 0 | 0 | 0 | 859.7736 | 1153 | 332.1782 | 510.5954 | 0 | 0 | 0 | 0 | 0 | 0 | 0 | 842.7736
1156 | 85.9248 | 85.9248 | 85.9248 | 92.2739 | 92.2739 | 92.2739 | 33.0983 | 33.4714 | 33.4714 | 1156 | 1310.3503 | 1310.3503 | 1310.3503 | 1537.1417 | 1537.1417 | 1537.1417 | 1738.7341 | 1738.7341 | 1738.7341 | 1154 | 263.3663 | 0 | 0 | 0 | 0 | 0 | 150 | 413.3663 |  | 1154 | 263.3663 | 0 | 0 | 0 | 0 | 0 | 150 | 413.3663 | 1154 | 263.3663 | 0 | 0 | 0 | 0 | 0 | 150 | 413.3663 | 1154 | 277.2277 | 215.9435 | 0 | 123.0027 | 0 | 0 | 0 | 616.1739 | 1154 | 277.2277 | 215.9435 | 0 | 123.0027 | 0 | 0 | 0 | 616.1739 | 1154 | 277.2277 | 215.9435 | 0 | 123.0027 | 0 | 0 | 0 | 616.1739 | 1154 | 281.8482 | 431.887 | 0 | 0 | 0 | 0 | 0 | 0 | 0 | 713.7352 | 1154 | 281.8482 | 431.887 | 0 | 17 | 0 | 0 | 0 | 0 | 0 | 730.7352 | 1154 | 281.8482 | 431.887 | 0 | 0 | 0 | 0 | 0 | 0 | 0 | 713.7352
1157 | 87.1912 | 87.1912 | 87.1912 | 92.7315 | 92.7315 | 92.7315 | 57.6737 | 55.7677 | 55.7677 | 1157 | 1458.0423 | 1458.0423 | 1458.0423 | 1710.3958 | 1710.3958 | 1710.3958 | 1934.71 | 1934.71 | 1934.71 | 1155 | 225.7426 | 0 | 0 | 0 | 0 | 0 | 150 | 375.7426 |  | 1155 | 225.7426 | 0 | 0 | 0 | 0 | 0 | 150 | 375.7426 | 1155 | 225.7426 | 0 | 0 | 0 | 0 | 0 | 150 | 375.7426 | 1155 | 237.6238 | 178.6075 | 0 | 150 | 0 | 0 | 0 | 566.2312 | 1155 | 237.6238 | 178.6075 | 0 | 150 | 0 | 0 | 0 | 566.2312 | 1155 | 237.6238 | 178.6075 | 0 | 150 | 0 | 0 | 0 | 566.2312 | 1155 | 241.5842 | 357.2149 | 0 | 0 | 0 | 0 | 0 | 0 | 0 | 598.7991 | 1155 | 241.5842 | 357.2149 | 0 | 17 | 0 | 0 | 0 | 0 | 0 | 615.7991 | 1155 | 241.5842 | 357.2149 | 0 | 0 | 0 | 0 | 0 | 0 | 0 | 598.7991
1158 | 97.1386 | 97.1386 | 97.1386 | 98.7225 | 98.7225 | 98.7225 | 57.6737 | 55.7677 | 55.7677 | 1158 | 1595.7402 | 1595.7402 | 1595.7402 | 1871.926 | 1871.926 | 1871.926 | 2117.4245 | 2117.4245 | 2117.4245 | 1156 | 206.9307 | 0 | 0 | 0 | 0 | 0 | 150 | 356.9307 |  | 1156 | 206.9307 | 0 | 0 | 0 | 0 | 0 | 150 | 356.9307 | 1156 | 206.9307 | 0 | 0 | 0 | 0 | 0 | 150 | 356.9307 | 1156 | 217.8218 | 148.335 | 0 | 150 | 0 | 0 | 0 | 516.1568 | 1156 | 217.8218 | 148.335 | 0 | 150 | 0 | 0 | 0 | 516.1568 | 1156 | 217.8218 | 148.335 | 0 | 150 | 0 | 0 | 0 | 516.1568 | 1156 | 221.4521 | 296.67 | 0 | 0 | 0 | 0 | 0 | 0 | 0 | 518.1222 | 1156 | 221.4521 | 296.67 | 0 | 17 | 0 | 0 | 0 | 0 | 0 | 535.1222 | 1156 | 221.4521 | 296.67 | 0 | 0 | 0 | 0 | 0 | 0 | 0 | 518.1222
1159 | 98.7585 | 98.7585 | 98.7585 | 98.7225 | 98.7225 | 98.7225 | 57.6737 | 55.7677 | 55.7677 | 1159 | 1713.4496 | 1713.4496 | 1713.4496 | 2010.0082 | 2010.0082 | 2010.0082 | 2273.6158 | 2273.6158 | 2273.6158 | 1157 | 150.495 | 0 | 0 | 0 | 0 | 0 | 150 | 300.495 |  | 1157 | 150.495 | 0 | 0 | 0 | 0 | 0 | 150 | 300.495 | 1157 | 150.495 | 0 | 0 | 0 | 0 | 0 | 150 | 300.495 | 1157 | 158.4158 | 138.2442 | 0 | 150 | 0 | 0 | 0 | 446.66 | 1157 | 158.4158 | 138.2442 | 0 | 150 | 0 | 0 | 0 | 446.66 | 1157 | 158.4158 | 138.2442 | 0 | 150 | 0 | 0 | 0 | 446.66 | 1157 | 161.0561 | 276.4884 | 0 | 0 | 0 | 0 | 0 | 0 | 0 | 437.5445 | 1157 | 161.0561 | 276.4884 | 0 | 17 | 0 | 0 | 0 | 0 | 0 | 454.5445 | 1157 | 161.0561 | 276.4884 | 0 | 0 | 0 | 0 | 0 | 0 | 0 | 437.5445
1160 | 97.5924 | 97.5924 | 97.5924 | 94.32 | 94.32 | 94.32 | 33.0983 | 33.4714 | 33.4714 | 1160 | 1766.752 | 1766.752 | 1766.752 | 2072.536 | 2072.536 | 2072.536 | 2344.344 | 2344.344 | 2344.344 | 1158 | 169.3069 | 0 | 0 | 150 | 0 | 0 | 300 | 619.3069 |  | 1158 | 169.3069 | 0 | 0 | 150 | 0 | 0 | 300 | 619.3069 | 1158 | 169.3069 | 0 | 0 | 150 | 0 | 0 | 300 | 619.3069 | 1158 | 178.2178 | 145.3078 | 0 | 150 | 0 | 0 | 0 | 473.5256 | 1158 | 178.2178 | 145.3078 | 0 | 150 | 0 | 0 | 0 | 473.5256 | 1158 | 178.2178 | 145.3078 | 0 | 150 | 0 | 0 | 0 | 473.5256 | 1158 | 181.1881 | 290.6155 | 0 | 0 | 0 | 0 | 0 | 0 | 0 | 471.8037 | 1158 | 181.1881 | 290.6155 | 0 | 17 | 0 | 0 | 0 | 0 | 0 | 488.8037 | 1158 | 181.1881 | 290.6155 | 0 | 0 | 0 | 0 | 0 | 0 | 0 | 471.8037
1161 | 87.5977 | 87.5977 | 87.5977 | 92.5701 | 92.5701 | 92.5701 | 57.6737 | 55.7677 | 55.7677 | 1161 | 1740.1008 | 1740.1008 | 1740.1008 | 2041.2721 | 2041.2721 | 2041.2721 | 2308.9799 | 2308.9799 | 2308.9799 | 1159 | 159.901 | 0 | 10.1718 | 150 | 0 | 0 | 450 | 770.0728 |  | 1159 | 159.901 | 0 | 10.1718 | 150 | 0 | 0 | 450 | 770.0728 | 1159 | 159.901 | 0 | 10.1718 | 150 | 0 | 0 | 450 | 770.0728 | 1159 | 168.3168 | 161.4531 | 10.9966 | 150 | 0 | 0 | 0 | 490.7665 | 1159 | 168.3168 | 161.4531 | 10.9966 | 150 | 0 | 0 | 0 | 490.7665 | 1159 | 168.3168 | 161.4531 | 10.9966 | 150 | 0 | 0 | 0 | 490.7665 | 1159 | 171.1221 | 322.9062 | 13.7457 | 0 | 0 | 0 | 0 | 0 | 0 | 507.774 | 1159 | 171.1221 | 322.9062 | 13.7457 | 17 | 0 | 0 | 0 | 0 | 0 | 524.774 | 1159 | 171.1221 | 322.9062 | 13.7457 | 0 | 0 | 0 | 0 | 0 | 0 | 507.774
1162 | 85.0878 | 85.0878 | 85.0878 | 91.4159 | 91.4159 | 91.4159 | 57.6737 | 55.7677 | 55.7677 | 1162 | 1704.5659 | 1704.5659 | 1704.5659 | 1999.5869 | 1999.5869 | 1999.5869 | 2261.8278 | 2261.8278 | 2261.8278 | 1160 | 197.5248 | 0 | 40.6873 | 150 | 0 | 0 | 300 | 688.212 |  | 1160 | 197.5248 | 0 | 40.6873 | 150 | 0 | 0 | 300 | 688.212 | 1160 | 197.5248 | 0 | 40.6873 | 150 | 0 | 0 | 300 | 688.212 | 1160 | 207.9208 | 180.6256 | 43.9863 | 150 | 0 | 0 | 0 | 582.5327 | 1160 | 207.9208 | 180.6256 | 43.9863 | 150 | 0 | 0 | 0 | 582.5327 | 1160 | 207.9208 | 180.6256 | 43.9863 | 150 | 0 | 0 | 0 | 582.5327 | 1160 | 211.3861 | 361.2513 | 54.9828 | 0 | 0 | 0 | 0 | 0 | 0 | 627.6202 | 1160 | 211.3861 | 361.2513 | 54.9828 | 17 | 0 | 0 | 0 | 0 | 0 | 644.6202 | 1160 | 211.3861 | 361.2513 | 54.9828 | 0 | 0 | 0 | 0 | 0 | 0 | 627.6202
1163 | 84.9327 | 84.9327 | 84.9327 | 90.8178 | 90.8178 | 90.8178 | 57.6737 | 55.7677 | 55.7677 | 1163 | 1673.4728 | 1673.4728 | 1673.4728 | 1963.1123 | 1963.1123 | 1963.1123 | 2220.5697 | 2220.5697 | 2220.5697 | 1161 | 188.1188 | 0 | 86.4605 | 0 | 0 | 0 | 150 | 424.5793 |  | 1161 | 188.1188 | 0 | 86.4605 | 0 | 0 | 0 | 150 | 424.5793 | 1161 | 188.1188 | 0 | 86.4605 | 0 | 0 | 0 | 150 | 424.5793 | 1161 | 198.0198 | 193.7437 | 93.4708 | 150 | 0 | 0 | 0 | 635.2343 | 1161 | 198.0198 | 193.7437 | 93.4708 | 150 | 0 | 0 | 0 | 635.2343 | 1161 | 198.0198 | 193.7437 | 93.4708 | 150 | 0 | 0 | 0 | 635.2343 | 1161 | 201.3201 | 387.4874 | 116.8385 | 0 | 0 | 0 | 0 | 0 | 0 | 705.646 | 1161 | 201.3201 | 387.4874 | 116.8385 | 17 | 0 | 0 | 0 | 0 | 0 | 722.646 | 1161 | 201.3201 | 387.4874 | 116.8385 | 0 | 0 | 0 | 0 | 0 | 0 | 705.646
1164 | 84.704 | 84.704 | 84.704 | 90.2712 | 90.2712 | 90.2712 | 57.6737 | 55.7677 | 55.7677 | 1164 | 1654.5949 | 1654.5949 | 1654.5949 | 1940.9671 | 1940.9671 | 1940.9671 | 2195.5201 | 2195.5201 | 2195.5201 | 1162 | 159.901 | 0 | 116.9759 | 0 | 0 | 0 | 150 | 426.8769 |  | 1162 | 159.901 | 0 | 116.9759 | 0 | 0 | 0 | 150 | 426.8769 | 1162 | 159.901 | 0 | 116.9759 | 0 | 0 | 0 | 150 | 426.8769 | 1162 | 168.3168 | 218.9707 | 126.4605 | 150 | 0 | 0 | 0 | 663.748 | 1162 | 168.3168 | 218.9707 | 126.4605 | 150 | 0 | 0 | 0 | 663.748 | 1162 | 168.3168 | 218.9707 | 126.4605 | 150 | 0 | 0 | 0 | 663.748 | 1162 | 171.1221 | 437.9415 | 158.0756 | 0 | 0 | 0 | 0 | 0 | 0 | 767.1392 | 1162 | 171.1221 | 437.9415 | 158.0756 | 17 | 0 | 0 | 0 | 0 | 0 | 784.1392 | 1162 | 171.1221 | 437.9415 | 158.0756 | 0 | 0 | 0 | 0 | 0 | 0 | 767.1392
1165 | 84.8226 | 84.8226 | 84.8226 | 90.8178 | 90.8178 | 90.8178 | 57.6737 | 55.7677 | 55.7677 | 1165 | 1629.0542 | 1629.0542 | 1629.0542 | 1911.0058 | 1911.0058 | 1911.0058 | 2161.6296 | 2161.6296 | 2161.6296 | 1163 | 178.7129 | 0 | 137.3196 | 0 | 0 | 0 | 150 | 466.0325 |  | 1163 | 178.7129 | 0 | 137.3196 | 0 | 0 | 0 | 150 | 466.0325 | 1163 | 178.7129 | 0 | 137.3196 | 0 | 0 | 0 | 150 | 466.0325 | 1163 | 188.1188 | 261.3522 | 148.4536 | 150 | 0 | 0 | 0 | 747.9246 | 1163 | 188.1188 | 261.3522 | 148.4536 | 150 | 0 | 0 | 0 | 747.9246 | 1163 | 188.1188 | 261.3522 | 148.4536 | 150 | 0 | 0 | 0 | 747.9246 | 1163 | 191.2541 | 522.7043 | 185.567 | 0 | 0 | 0 | 0 | 0 | 0 | 899.5255 | 1163 | 191.2541 | 522.7043 | 185.567 | 17 | 0 | 0 | 0 | 0 | 0 | 916.5255 | 1163 | 191.2541 | 522.7043 | 185.567 | 0 | 0 | 0 | 0 | 0 | 0 | 899.5255
1166 | 85.9248 | 85.9248 | 85.9248 | 91.615 | 91.615 | 91.615 | 57.6737 | 55.7677 | 55.7677 | 1166 | 1594.6297 | 1594.6297 | 1594.6297 | 1870.6233 | 1870.6233 | 1870.6233 | 2115.951 | 2115.951 | 2115.951 | 1164 | 235.1485 | 0 | 142.4055 | 0 | 0 | 0 | 150 | 527.554 |  | 1164 | 235.1485 | 0 | 142.4055 | 0 | 0 | 0 | 150 | 527.554 | 1164 | 235.1485 | 0 | 142.4055 | 0 | 0 | 0 | 150 | 527.554 | 1164 | 247.5248 | 296.67 | 153.9519 | 0 | 0 | 0 | 0 | 698.1467 | 1164 | 247.5248 | 296.67 | 153.9519 | 0 | 0 | 0 | 0 | 698.1467 | 1164 | 247.5248 | 296.67 | 153.9519 | 0 | 0 | 0 | 0 | 698.1467 | 1164 | 251.6502 | 593.3401 | 192.4399 | 0 | 0 | 0 | 0 | 0 | 0 | 1037.4301 | 1164 | 251.6502 | 593.3401 | 192.4399 | 17 | 0 | 0 | 0 | 0 | 0 | 1054.4301 | 1164 | 251.6502 | 593.3401 | 192.4399 | 0 | 0 | 0 | 0 | 0 | 0 | 1037.4301
1167 | 87.5977 | 87.5977 | 87.5977 | 92.2739 | 92.2739 | 92.2739 | 57.6737 | 55.7677 | 55.7677 | 1167 | 1563.5367 | 1563.5367 | 1563.5367 | 1834.1488 | 1834.1488 | 1834.1488 | 2074.6929 | 2074.6929 | 2074.6929 | 1165 | 216.3366 | 0 | 111.89 | 0 | 0 | 0 | 150 | 478.2267 |  | 1165 | 216.3366 | 0 | 111.89 | 0 | 0 | 0 | 150 | 478.2267 | 1165 | 216.3366 | 0 | 111.89 | 0 | 0 | 0 | 150 | 478.2267 | 1165 | 227.7228 | 322.9062 | 120.9622 | 150 | 0 | 0 | 0 | 821.5911 | 1165 | 227.7228 | 322.9062 | 120.9622 | 150 | 0 | 0 | 0 | 821.5911 | 1165 | 227.7228 | 322.9062 | 120.9622 | 150 | 0 | 0 | 0 | 821.5911 | 1165 | 231.5182 | 645.8123 | 151.2027 | 0 | 0 | 0 | 0 | 0 | 0 | 1028.5332 | 1165 | 231.5182 | 645.8123 | 151.2027 | 17 | 0 | 0 | 0 | 0 | 0 | 1045.5332 | 1165 | 231.5182 | 645.8123 | 151.2027 | 0 | 0 | 0 | 0 | 0 | 0 | 1028.5332
1168 | 87.4606 | 87.4606 | 87.4606 | 92.7315 | 92.7315 | 92.7315 | 26.0019 | 26.0019 | 26.0019 | 1168 | 1584.6355 | 1584.6355 | 1584.6355 | 1858.8993 | 1858.8993 | 1858.8993 | 2102.6894 | 2102.6894 | 2102.6894 | 1166 | 235.1485 | 0 | 55.945 | 0 | 0 | 0 | 150 | 441.0935 |  | 1166 | 235.1485 | 0 | 55.945 | 0 | 0 | 0 | 150 | 441.0935 | 1166 | 235.1485 | 0 | 55.945 | 0 | 0 | 0 | 150 | 441.0935 | 1166 | 247.5248 | 364.2785 | 60.4811 | 150 | 0 | 0 | 0 | 822.2844 | 1166 | 247.5248 | 364.2785 | 60.4811 | 150 | 0 | 0 | 0 | 822.2844 | 1166 | 247.5248 | 364.2785 | 60.4811 | 150 | 0 | 0 | 0 | 822.2844 | 1166 | 251.6502 | 728.557 | 75.6014 | 0 | 0 | 0 | 0 | 0 | 0 | 1055.8086 | 1166 | 251.6502 | 728.557 | 75.6014 | 17 | 0 | 0 | 0 | 0 | 0 | 1072.8086 | 1166 | 251.6502 | 728.557 | 75.6014 | 0 | 0 | 0 | 0 | 0 | 0 | 1055.8086
1169 | 87.242 | 87.242 | 87.242 | 37.6734 | 43.1599 | 39.015 | 25.6357 | 26.0019 | 26.0019 | 1169 | 1635.717 | 1635.717 | 1635.717 | 1918.8218 | 1918.8218 | 1918.8218 | 2170.4706 | 2170.4706 | 2170.4706 | 1167 | 319.802 | 0 | 20.3436 | 0 | 0 | 0 | 150 | 490.1456 |  | 1167 | 319.802 | 0 | 20.3436 | 0 | 0 | 0 | 150 | 490.1456 | 1167 | 319.802 | 0 | 20.3436 | 0 | 0 | 0 | 150 | 490.1456 | 1167 | 336.6337 | 435.9233 | 21.9931 | 150 | 0 | 0 | 0 | 944.5501 | 1167 | 336.6337 | 435.9233 | 21.9931 | 150 | 0 | 0 | 0 | 944.5501 | 1167 | 336.6337 | 435.9233 | 21.9931 | 150 | 0 | 0 | 0 | 944.5501 | 1167 | 342.2442 | 871.8466 | 27.4914 | 0 | 0 | 0 | 0 | 0 | 0 | 1241.5823 | 1167 | 342.2442 | 871.8466 | 27.4914 | 17 | 0 | 0 | 0 | 0 | 0 | 1258.5823 | 1167 | 342.2442 | 871.8466 | 27.4914 | 0 | 0 | 0 | 0 | 0 | 0 | 1241.5823
1170 | 85.9248 | 85.9248 | 85.9248 | 37.6734 | 43.1599 | 39.015 | 25.6357 | 26.0019 | 26.0019 | 1170 | 1604.6239 | 1604.6239 | 1604.6239 | 1882.3473 | 2054.4348 | 1882.3473 | 2129.2125 | 2129.2125 | 2129.2125 | 1168 | 404.4554 | 0 | 0 | 0 | 0 | 0 | 150 | 554.4554 |  | 1168 | 404.4554 | 0 | 0 | 0 | 0 | 0 | 150 | 554.4554 | 1168 | 404.4554 | 0 | 0 | 0 | 0 | 0 | 150 | 554.4554 | 1168 | 425.7426 | 505.5499 | 0 | 150 | 0 | 0 | 0 | 1081.2925 | 1168 | 425.7426 | 505.5499 | 0 | 150 | 0 | 0 | 0 | 1081.2925 | 1168 | 425.7426 | 505.5499 | 0 | 150 | 0 | 0 | 0 | 1081.2925 | 1168 | 432.8383 | 1011.0999 | 0 | 0 | 0 | 0 | 0 | 0 | 0 | 1443.9382 | 1168 | 432.8383 | 1011.0999 | 0 | 17 | 0 | 0 | 0 | 0 | 0 | 1460.9382 | 1168 | 432.8383 | 1011.0999 | 0 | 0 | 0 | 0 | 0 | 0 | 0 | 1443.9382
1171 | 84.5534 | 84.5534 | 84.5534 | 37.6734 | 43.1599 | 38.0227 | 22.3899 | 25.4934 | 25.4934 | 1171 | 1555.7634 | 1555.7634 | 1555.7634 | 1825.0301 | 2289.2615 | 2060.222 | 2064.3783 | 2064.3783 | 2064.3783 | 1169 | 479.703 | 0 | 0 | 0 | 0 | 0 | 150 | 629.703 |  | 1169 | 479.703 | 0 | 0 | 0 | 0 | 0 | 150 | 629.703 | 1169 | 479.703 | 0 | 0 | 0 | 0 | 0 | 150 | 629.703 | 1169 | 504.9505 | 554.995 | 0 | 0 | 0 | 0 | 0 | 1059.9454 | 1169 | 504.9505 | 554.995 | 0 | 0 | 0 | 0 | 0 | 1059.9454 | 1169 | 504.9505 | 554.995 | 0 | 0 | 0 | 0 | 0 | 1059.9454 | 1169 | 513.3663 | 1109.9899 | 0 | 0 | 0 | 0 | 0 | 0 | 0 | 1623.3562 | 1169 | 513.3663 | 1109.9899 | 0 | 17 | 0 | 0 | 0 | 0 | 0 | 1640.3562 | 1169 | 513.3663 | 1109.9899 | 0 | 0 | 0 | 0 | 0 | 0 | 0 | 1623.3562
1172 | 83.8935 | 83.8935 | 83.8935 | 37.6734 | 37.6734 | 37.6734 | 22.3899 | 24.1017 | 22.3899 | 1172 | 1890.4259 | 1890.4259 | 1890.4259 | 1753.3837 | 2217.615 | 2217.615 | 1983.3356 | 1983.3356 | 2079.4596 | 1170 | 667.8218 | 0 | 0 | 0 | 0 | 0 | 150 | 817.8218 |  | 1170 | 667.8218 | 0 | 0 | 0 | 0 | 0 | 150 | 817.8218 | 1170 | 667.8218 | 0 | 0 | 0 | 0 | 0 | 150 | 817.8218 | 1170 | 702.9703 | 598.3855 | 0 | 0 | 0 | 0 | 0 | 1301.3558 | 1170 | 702.9703 | 598.3855 | 0 | 0 | 0 | 0 | 0 | 1301.3558 | 1170 | 702.9703 | 598.3855 | 0 | 0 | 0 | 0 | 0 | 1301.3558 | 1170 | 714.6865 | 1196.7709 | 0 | 0 | 0 | 0 | 0 | 0 | 0 | 1911.4574 | 1170 | 714.6865 | 1196.7709 | 0 | 17 | 0 | 0 | 0 | 0 | 0 | 1928.4574 | 1170 | 714.6865 | 1196.7709 | 0 | 0 | 0 | 0 | 0 | 0 | 0 | 1911.4574
1173 | 81.7757 | 81.7757 | 81.7757 | 36.2688 | 37.6734 | 37.6734 | 22.9452 | 24.1017 | 23.5356 | 1173 | 1791.5944 | 1791.5944 | 1791.5944 | 1715.1628 | 2101.6781 | 2101.6781 | 1852.1938 | 1852.1938 | 1852.1938 | 1171 | 855.9406 | 0 | 0 | 0 | 0 | 0 | 150 | 1005.9406 |  | 1171 | 855.9406 | 0 | 0 | 0 | 0 | 0 | 150 | 1005.9406 | 1171 | 855.9406 | 0 | 0 | 0 | 0 | 0 | 150 | 1005.9406 | 1171 | 900.9901 | 649.8486 | 0 | 0 | 0 | 0 | 0 | 1550.8387 | 1171 | 900.9901 | 649.8486 | 0 | 0 | 0 | 0 | 0 | 1550.8387 | 1171 | 900.9901 | 649.8486 | 0 | 0 | 0 | 0 | 0 | 1550.8387 | 1171 | 916.0066 | 1299.6973 | 0 | 0 | 0 | 0 | 0 | 0 | 0 | 2215.7039 | 1171 | 916.0066 | 1299.6973 | 0 | 17 | 0 | 0 | 0 | 0 | 0 | 2232.7039 | 1171 | 916.0066 | 1299.6973 | 0 | 0 | 0 | 0 | 0 | 0 | 0 | 2215.7039
1174 | 71.6219 | 74.8683 | 74.8683 | 33.8141 | 37.3944 | 37.3944 | 23.4961 | 24.1017 | 23.8057 | 1174 | 1688.3211 | 1688.3211 | 1688.3211 | 1980.5305 | 1980.5305 | 1980.5305 | 1715.158 | 1715.158 | 1715.158 | 1172 | 912.3762 | 0 | 0 | 0 | 0 | 0 | 150 | 1062.3762 |  | 1172 | 912.3762 | 0 | 0 | 0 | 0 | 0 | 150 | 1062.3762 | 1172 | 912.3762 | 0 | 0 | 0 | 0 | 0 | 150 | 1062.3762 | 1172 | 960.396 | 683.1483 | 0 | 0 | 0 | 0 | 0 | 1643.5444 | 1172 | 960.396 | 683.1483 | 0 | 0 | 0 | 0 | 0 | 1643.5444 | 1172 | 960.396 | 683.1483 | 0 | 0 | 0 | 0 | 0 | 1643.5444 | 1172 | 976.4026 | 1366.2967 | 0 | 0 | 0 | 0 | 0 | 0 | 0 | 2342.6993 | 1172 | 976.4026 | 1366.2967 | 0 | 17 | 0 | 0 | 0 | 0 | 0 | 2359.6993 | 1172 | 976.4026 | 1366.2967 | 0 | 0 | 0 | 0 | 0 | 0 | 0 | 2342.6993
1175 | 71.6219 | 73.1022 | 70.2345 | 33.8141 | 36.2688 | 33.8141 | 25.1317 | 25.2496 | 25.2496 | 1175 | 1627.2454 | 1627.2454 | 1627.2454 | 1908.884 | 1908.884 | 1908.884 | 1634.1153 | 1634.1153 | 1634.1153 | 1173 | 902.9703 | 0 | 0 | 0 | 0 | 0 | 150 | 1052.9703 |  | 1173 | 902.9703 | 0 | 0 | 0 | 0 | 0 | 150 | 1052.9703 | 1173 | 902.9703 | 0 | 0 | 0 | 0 | 0 | 150 | 1052.9703 | 1173 | 950.495 | 688.1937 | 0 | 0 | 0 | 0 | 0 | 1638.6888 | 1173 | 950.495 | 688.1937 | 0 | 0 | 0 | 0 | 0 | 1638.6888 | 1173 | 950.495 | 688.1937 | 0 | 0 | 0 | 0 | 0 | 1638.6888 | 1173 | 966.3366 | 1376.3875 | 0 | 0 | 0 | 0 | 0 | 0 | 0 | 2342.7241 | 1173 | 966.3366 | 1376.3875 | 0 | 17 | 0 | 0 | 0 | 0 | 0 | 2359.7241 | 1173 | 966.3366 | 1376.3875 | 0 | 0 | 0 | 0 | 0 | 0 | 0 | 2342.7241
1176 | 71.6219 | 73.1022 | 72.6878 | 33.8141 | 36.2688 | 33.8141 | 23.2645 | 25.5864 | 25.5864 | 1176 | 1601.7047 | 1601.7047 | 1601.7047 | 1878.9228 | 1878.9228 | 1878.9228 | 1600.2248 | 1600.2248 | 1600.2248 | 1174 | 1034.6535 | 0 | 0 | 0 | 0 | 0 | 0 | 1034.6535 |  | 1174 | 1034.6535 | 0 | 0 | 0 | 0 | 0 | 150 | 1184.6535 | 1174 | 1034.6535 | 0 | 0 | 0 | 0 | 0 | 150 | 1184.6535 | 1174 | 1089.1089 | 652.8759 | 0 | 0 | 0 | 0 | 0 | 1741.9848 | 1174 | 1089.1089 | 652.8759 | 0 | 0 | 0 | 0 | 0 | 1741.9848 | 1174 | 1089.1089 | 652.8759 | 0 | 0 | 0 | 0 | 0 | 1741.9848 | 1174 | 1107.2607 | 1305.7518 | 0 | 0 | 0 | 0 | 0 | 0 | 0 | 2413.0125 | 1174 | 1107.2607 | 1305.7518 | 0 | 17 | 0 | 0 | 0 | 0 | 0 | 2430.0125 | 1174 | 1107.2607 | 1305.7518 | 0 | 0 | 0 | 0 | 0 | 0 | 0 | 2413.0125
1177 | 70.2345 | 70.2345 | 70.2345 | 33.912 | 33.8492 | 33.844 | 25.7786 | 25.7024 | 25.5958 | 1177 | 1192.6409 | 1192.6409 | 1192.6409 | 1399.0595 | 1399.0595 | 1399.0595 | 1582.5427 | 1582.5427 | 1582.5427 | 1175 | 959.4059 | 0 | 0 | 0 | 0 | 0 | 0 | 959.4059 |  | 1175 | 959.4059 | 0 | 0 | 0 | 0 | 0 | 0 | 959.4059 | 1175 | 959.4059 | 0 | 0 | 0 | 0 | 0 | 0 | 959.4059 | 1175 | 1009.901 | 625.6307 | 0 | 0 | 0 | 0 | 0 | 1635.5317 | 1175 | 1009.901 | 625.6307 | 0 | 0 | 0 | 0 | 0 | 1635.5317 | 1175 | 1009.901 | 625.6307 | 0 | 0 | 0 | 0 | 0 | 1635.5317 | 1175 | 1026.7327 | 1251.2614 | 0 | 0 | 0 | 0 | 0 | 0 | 0 | 2277.994 | 1175 | 1026.7327 | 1251.2614 | 0 | 17 | 0 | 0 | 0 | 0 | 0 | 2294.994 | 1175 | 1026.7327 | 1251.2614 | 0 | 0 | 0 | 0 | 0 | 0 | 0 | 2277.994
1178 | 72.6878 | 72.6878 | 72.6878 | 33.912 | 33.8492 | 33.844 | 25.7786 | 25.9671 | 25.9671 | 1178 | 1187.0886 | 1187.0886 | 1187.0886 | 1392.5462 | 1392.5462 | 1856.7775 | 1575.1752 | 1575.1752 | 1575.1752 | 1176 | 902.9703 | 0 | 0 | 0 | 0 | 0 | 0 | 902.9703 |  | 1176 | 902.9703 | 0 | 0 | 0 | 0 | 0 | 0 | 902.9703 | 1176 | 902.9703 | 0 | 0 | 0 | 0 | 0 | 0 | 902.9703 | 1176 | 950.495 | 605.449 | 0 | 0 | 0 | 0 | 0 | 1555.9441 | 1176 | 950.495 | 605.449 | 0 | 0 | 0 | 0 | 0 | 1555.9441 | 1176 | 950.495 | 605.449 | 0 | 0 | 0 | 0 | 0 | 1555.9441 | 1176 | 966.3366 | 1210.8981 | 0 | 0 | 0 | 0 | 0 | 0 | 0 | 2177.2347 | 1176 | 966.3366 | 1210.8981 | 0 | 17 | 0 | 0 | 0 | 0 | 0 | 2194.2347 | 1176 | 966.3366 | 1210.8981 | 0 | 0 | 0 | 0 | 0 | 0 | 0 | 2177.2347
1179 | 74.5018 | 74.5018 | 74.5018 | 33.912 | 33.8492 | 33.844 | 26.3241 | 26.474 | 26.474 | 1179 | 1203.7455 | 1203.7455 | 1203.7455 | 1412.0861 | 1412.0861 | 1412.0861 | 1597.2777 | 1597.2777 | 1597.2777 | 1177 | 790.099 | 0 | 0 | 0 | 0 | 0 | 0 | 790.099 |  | 1177 | 790.099 | 0 | 0 | 0 | 0 | 0 | 0 | 790.099 | 1177 | 790.099 | 0 | 0 | 0 | 0 | 0 | 0 | 790.099 | 1177 | 831.6832 | 604.44 | 0 | 0 | 0 | 0 | 0 | 1436.1231 | 1177 | 831.6832 | 604.44 | 0 | 0 | 0 | 0 | 0 | 1436.1231 | 1177 | 831.6832 | 604.44 | 0 | 0 | 0 | 0 | 0 | 1436.1231 | 1177 | 845.5446 | 1208.8799 | 0 | 0 | 0 | 0 | 0 | 0 | 0 | 2054.4245 | 1177 | 845.5446 | 1208.8799 | 0 | 17 | 0 | 0 | 0 | 0 | 0 | 2071.4245 | 1177 | 845.5446 | 1208.8799 | 0 | 0 | 0 | 0 | 0 | 0 | 0 | 2054.4245
1180 | 74.1528 | 74.1528 | 74.1528 | 33.912 | 33.8492 | 33.844 | 26.3241 | 26.474 | 26.474 | 1180 | 1239.2805 | 1239.2805 | 1239.2805 | 1453.7713 | 1453.7713 | 1453.7713 | 1644.4299 | 1644.4299 | 1644.4299 | 1178 | 649.0099 | 0 | 0 | 0 | 0 | 0 | 0 | 649.0099 |  | 1178 | 649.0099 | 0 | 0 | 0 | 0 | 0 | 0 | 649.0099 | 1178 | 649.0099 | 0 | 0 | 0 | 0 | 0 | 0 | 649.0099 | 1178 | 683.1683 | 606.4581 | 0 | 0 | 0 | 0 | 0 | 1289.6264 | 1178 | 683.1683 | 606.4581 | 0 | 0 | 0 | 0 | 0 | 1289.6264 | 1178 | 683.1683 | 606.4581 | 0 | 0 | 0 | 0 | 0 | 1289.6264 | 1178 | 694.5545 | 1212.9162 | 0 | 0 | 0 | 0 | 0 | 0 | 0 | 1907.4707 | 1178 | 694.5545 | 1212.9162 | 0 | 17 | 0 | 0 | 0 | 0 | 0 | 1924.4707 | 1178 | 694.5545 | 1212.9162 | 0 | 0 | 0 | 0 | 0 | 0 | 0 | 1907.4707
1181 | 74.5018 | 74.5018 | 74.5018 | 33.9932 | 33.8492 | 33.9984 | 27.0338 | 27.0338 | 27.0338 | 1181 | 1370.3155 | 1370.3155 | 1370.3155 | 1607.4855 | 1607.4855 | 1607.4855 | 1818.3033 | 1818.3033 | 1818.3033 | 1179 | 423.2673 | 0 | 0 | 0 | 0 | 0 | 150 | 573.2673 |  | 1179 | 423.2673 | 0 | 0 | 0 | 0 | 0 | 150 | 573.2673 | 1179 | 423.2673 | 0 | 0 | 0 | 0 | 0 | 150 | 573.2673 | 1179 | 445.5446 | 606.4581 | 0 | 0 | 0 | 0 | 0 | 1052.0027 | 1179 | 445.5446 | 606.4581 | 0 | 0 | 0 | 0 | 0 | 1052.0027 | 1179 | 445.5446 | 606.4581 | 0 | 0 | 0 | 0 | 0 | 1052.0027 | 1179 | 452.9703 | 1212.9162 | 0 | 0 | 0 | 0 | 0 | 0 | 0 | 1665.8865 | 1179 | 452.9703 | 1212.9162 | 0 | 17 | 0 | 0 | 0 | 0 | 0 | 1682.8865 | 1179 | 452.9703 | 1212.9162 | 0 | 0 | 0 | 0 | 0 | 0 | 0 | 1665.8865
1182 | 78.1036 | 78.1036 | 78.1036 | 36.1445 | 36.1445 | 36.1445 | 29.4202 | 29.4202 | 29.4202 | 1182 | 1496.9087 | 1496.9087 | 1496.9087 | 1755.989 | 1755.989 | 1755.989 | 1986.2827 | 1986.2827 | 1986.2827 | 1180 | 423.2673 | 0 | 0 | 0 | 0 | 0 | 55.8287 | 479.096 |  | 1180 | 423.2673 | 0 | 0 | 0 | 0 | 0 | 55.8287 | 479.096 | 1180 | 423.2673 | 0 | 0 | 0 | 0 | 0 | 55.8287 | 479.096 | 1180 | 445.5446 | 610.4945 | 0 | 0 | 0 | 0 | 0 | 1056.039 | 1180 | 445.5446 | 610.4945 | 0 | 0 | 0 | 0 | 0 | 1056.039 | 1180 | 445.5446 | 610.4945 | 0 | 0 | 0 | 0 | 0 | 1056.039 | 1180 | 452.9703 | 1220.9889 | 0 | 0 | 0 | 0 | 0 | 0 | 0 | 1673.9592 | 1180 | 452.9703 | 1220.9889 | 0 | 17 | 0 | 0 | 0 | 0 | 0 | 1690.9592 | 1180 | 452.9703 | 1220.9889 | 0 | 0 | 0 | 0 | 0 | 0 | 0 | 1673.9592
1183 | 74.1528 | 74.1528 | 74.1528 | 37.3621 | 37.3621 | 37.3621 | 29.2156 | 29.2156 | 29.2156 | 1183 | 1596.8506 | 1596.8506 | 1596.8506 | 1873.2286 | 1873.2286 | 1873.2286 | 2118.898 | 2118.898 | 2118.898 | 1181 | 554.9505 | 0 | 0 | 0 | 0 | 0 | 150 | 704.9505 |  | 1181 | 554.9505 | 0 | 0 | 0 | 0 | 0 | 150 | 704.9505 | 1181 | 554.9505 | 0 | 0 | 0 | 0 | 0 | 150 | 704.9505 | 1181 | 584.1584 | 605.449 | 0 | 0 | 0 | 0 | 0 | 1189.6075 | 1181 | 584.1584 | 605.449 | 0 | 0 | 0 | 0 | 0 | 1189.6075 | 1181 | 584.1584 | 605.449 | 0 | 0 | 0 | 0 | 0 | 1189.6075 | 1181 | 593.8944 | 1210.8981 | 0 | 0 | 0 | 0 | 0 | 0 | 0 | 1804.7925 | 1181 | 593.8944 | 1210.8981 | 0 | 17 | 0 | 0 | 0 | 0 | 0 | 1821.7925 | 1181 | 593.8944 | 1210.8981 | 0 | 0 | 0 | 0 | 0 | 0 | 0 | 1804.7925
1184 | 72.5897 | 72.5897 | 72.5897 | 36.3168 | 36.3168 | 36.3168 | 28.477 | 28.477 | 28.477 | 1184 | 1652.374 | 1652.374 | 1652.374 | 1938.3618 | 1938.3618 | 1938.3618 | 2192.5731 | 2192.5731 | 2192.5731 | 1182 | 601.9802 | 0 | 0 | 0 | 0 | 0 | 150 | 751.9802 |  | 1182 | 601.9802 | 0 | 0 | 0 | 0 | 0 | 150 | 751.9802 | 1182 | 601.9802 | 0 | 0 | 0 | 0 | 0 | 150 | 751.9802 | 1182 | 633.6634 | 573.1584 | 0 | 0 | 0 | 0 | 0 | 1206.8218 | 1182 | 633.6634 | 573.1584 | 0 | 0 | 0 | 0 | 0 | 1206.8218 | 1182 | 633.6634 | 573.1584 | 0 | 0 | 0 | 0 | 0 | 1206.8218 | 1182 | 644.2244 | 1146.3169 | 0 | 0 | 0 | 0 | 0 | 0 | 0 | 1790.5413 | 1182 | 644.2244 | 1146.3169 | 0 | 17 | 0 | 0 | 0 | 0 | 0 | 1807.5413 | 1182 | 644.2244 | 1146.3169 | 0 | 0 | 0 | 0 | 0 | 0 | 0 | 1790.5413
1185 | 78.803 | 78.803 | 78.803 | 36.2554 | 36.3168 | 36.3168 | 27.6948 | 27.6948 | 27.6948 | 1185 | 1643.4902 | 1643.4902 | 1643.4902 | 1927.9405 | 1927.9405 | 1927.9405 | 2180.7851 | 2180.7851 | 2180.7851 | 1183 | 724.2574 | 0 | 10.1718 | 0 | 0 | 0 | 102.0404 | 836.4696 |  | 1183 | 724.2574 | 0 | 10.1718 | 0 | 0 | 0 | 102.0404 | 836.4696 | 1183 | 724.2574 | 0 | 10.1718 | 0 | 0 | 0 | 102.0404 | 836.4696 | 1183 | 762.3762 | 527.7497 | 10.9966 | 0 | 0 | 0 | 0 | 1301.1225 | 1183 | 762.3762 | 527.7497 | 10.9966 | 0 | 0 | 0 | 0 | 1301.1225 | 1183 | 762.3762 | 527.7497 | 10.9966 | 0 | 0 | 0 | 0 | 1301.1225 | 1183 | 775.0825 | 1055.4995 | 13.7457 | 0 | 0 | 0 | 0 | 0 | 0 | 1844.3277 | 1183 | 775.0825 | 1055.4995 | 13.7457 | 17 | 0 | 0 | 0 | 0 | 0 | 1861.3277 | 1183 | 775.0825 | 1055.4995 | 13.7457 | 0 | 0 | 0 | 0 | 0 | 0 | 1844.3277
1186 | 81.5718 | 81.5718 | 81.5718 | 37.3944 | 37.3944 | 37.3944 | 27.5288 | 27.5288 | 27.5288 | 1186 | 1621.2809 | 1621.2809 | 1621.2809 | 1901.8872 | 1901.8872 | 1901.8872 | 2151.315 | 2151.315 | 2151.315 | 1184 | 564.3564 | 0 | 45.7732 | 0 | 0 | 0 | 0 | 610.1296 |  | 1184 | 564.3564 | 0 | 45.7732 | 0 | 0 | 0 | 0 | 610.1296 | 1184 | 564.3564 | 0 | 45.7732 | 0 | 0 | 0 | 0 | 610.1296 | 1184 | 594.0594 | 468.2139 | 49.4845 | 0 | 0 | 0 | 0 | 1111.7579 | 1184 | 594.0594 | 468.2139 | 49.4845 | 0 | 0 | 0 | 0 | 1111.7579 | 1184 | 594.0594 | 468.2139 | 49.4845 | 0 | 0 | 0 | 0 | 1111.7579 | 1184 | 603.9604 | 936.4279 | 61.8557 | 0 | 0 | 0 | 0 | 0 | 0 | 1602.2439 | 1184 | 603.9604 | 936.4279 | 61.8557 | 17 | 0 | 0 | 0 | 0 | 0 | 1619.2439 | 1184 | 603.9604 | 936.4279 | 61.8557 | 0 | 0 | 0 | 0 | 0 | 0 | 1602.2439
1187 | 81.6271 | 81.6271 | 81.6271 | 37.3944 | 37.3944 | 37.3944 | 27.2786 | 27.2786 | 27.2786 | 1187 | 1597.9611 | 1597.9611 | 1597.9611 | 1874.5313 | 1874.5313 | 1874.5313 | 2120.3715 | 2120.3715 | 2120.3715 | 1185 | 451.4851 | 0 | 86.4605 | 0 | 0 | 0 | 150 | 687.9456 |  | 1185 | 451.4851 | 0 | 86.4605 | 0 | 0 | 0 | 150 | 687.9456 | 1185 | 451.4851 | 0 | 86.4605 | 0 | 0 | 0 | 150 | 687.9456 | 1185 | 475.2475 | 426.8416 | 93.4708 | 0 | 0 | 0 | 0 | 995.5599 | 1185 | 475.2475 | 426.8416 | 93.4708 | 0 | 0 | 0 | 0 | 995.5599 | 1185 | 475.2475 | 426.8416 | 93.4708 | 0 | 0 | 0 | 0 | 995.5599 | 1185 | 483.1683 | 853.6831 | 116.8385 | 0 | 0 | 0 | 0 | 0 | 0 | 1453.69 | 1185 | 483.1683 | 853.6831 | 116.8385 | 17 | 0 | 0 | 0 | 0 | 0 | 1470.69 | 1185 | 483.1683 | 853.6831 | 116.8385 | 0 | 0 | 0 | 0 | 0 | 0 | 1453.69
1188 | 84.9697 | 84.9697 | 84.9697 | 53.8695 | 53.9536 | 53.9536 | 28.2056 | 28.2056 | 28.2056 | 1188 | 1607.9553 | 1607.9553 | 1607.9553 | 1886.2553 | 1886.2553 | 1886.2553 | 2133.633 | 2133.633 | 2133.633 | 1186 | 432.6733 | 0 | 127.1478 | 0 | 0 | 0 | 150 | 709.821 |  | 1186 | 432.6733 | 0 | 127.1478 | 0 | 0 | 0 | 150 | 709.821 | 1186 | 432.6733 | 0 | 127.1478 | 0 | 0 | 0 | 150 | 709.821 | 1186 | 455.4455 | 399.5964 | 137.457 | 0 | 0 | 0 | 0 | 992.499 | 1186 | 455.4455 | 399.5964 | 137.457 | 0 | 0 | 0 | 0 | 992.499 | 1186 | 455.4455 | 399.5964 | 137.457 | 0 | 0 | 0 | 0 | 992.499 | 1186 | 463.0363 | 799.1927 | 171.8213 | 0 | 0 | 0 | 0 | 0 | 0 | 1434.0503 | 1186 | 463.0363 | 799.1927 | 171.8213 | 17 | 0 | 0 | 0 | 0 | 0 | 1451.0503 | 1186 | 463.0363 | 799.1927 | 171.8213 | 0 | 0 | 0 | 0 | 0 | 0 | 1434.0503
1189 | 88.5155 | 88.458 | 88.5155 | 57.1747 | 57.2588 | 57.2588 | 28.5703 | 28.5703 | 28.5703 | 1189 | 1574.6413 | 1574.6413 | 1574.6413 | 1847.1754 | 1847.1754 | 1847.1754 | 2089.4279 | 2089.4279 | 2089.4279 | 1187 | 432.6733 | 0 | 137.3196 | 0 | 0 | 0 | 150 | 719.9929 |  | 1187 | 432.6733 | 0 | 137.3196 | 0 | 0 | 0 | 150 | 719.9929 | 1187 | 432.6733 | 0 | 137.3196 | 0 | 0 | 0 | 150 | 719.9929 | 1187 | 455.4455 | 384.4601 | 148.4536 | 0 | 0 | 0 | 0 | 988.3593 | 1187 | 455.4455 | 384.4601 | 148.4536 | 0 | 0 | 0 | 0 | 988.3593 | 1187 | 455.4455 | 384.4601 | 148.4536 | 0 | 0 | 0 | 0 | 988.3593 | 1187 | 463.0363 | 768.9203 | 185.567 | 0 | 0 | 0 | 0 | 0 | 0 | 1417.5236 | 1187 | 463.0363 | 768.9203 | 185.567 | 17 | 0 | 0 | 0 | 0 | 0 | 1434.5236 | 1187 | 463.0363 | 768.9203 | 185.567 | 0 | 0 | 0 | 0 | 0 | 0 | 1417.5236
1190 | 96.1945 | 94.8028 | 95.377 | 67.9604 | 67.9604 | 67.9604 | 29.4769 | 29.4769 | 29.4769 | 1190 | 1544.6587 | 1544.6587 | 1544.6587 | 1812.0035 | 1812.0035 | 1812.0035 | 2049.6433 | 2049.6433 | 2049.6433 | 1188 | 329.2079 | 0 | 127.1478 | 0 | 0 | 0 | 150 | 606.3557 |  | 1188 | 329.2079 | 0 | 127.1478 | 0 | 0 | 0 | 150 | 606.3557 | 1188 | 329.2079 | 0 | 127.1478 | 0 | 0 | 0 | 150 | 606.3557 | 1188 | 346.5347 | 369.3239 | 137.457 | 0 | 0 | 0 | 0 | 853.3156 | 1188 | 346.5347 | 369.3239 | 137.457 | 0 | 0 | 0 | 0 | 853.3156 | 1188 | 346.5347 | 369.3239 | 137.457 | 0 | 0 | 0 | 0 | 853.3156 | 1188 | 352.3102 | 738.6478 | 171.8213 | 0 | 0 | 0 | 0 | 0 | 0 | 1262.7794 | 1188 | 352.3102 | 738.6478 | 171.8213 | 17 | 0 | 0 | 0 | 0 | 0 | 1279.7794 | 1188 | 352.3102 | 738.6478 | 171.8213 | 0 | 0 | 0 | 0 | 0 | 0 | 1262.7794
1191 | 96.3165 | 94.8028 | 96.1945 | 75.2492 | 73.2817 | 73.4659 | 33.0983 | 33.0983 | 33.0983 | 1191 | 1518.0075 | 1518.0075 | 1518.0075 | 1780.7396 | 1780.7396 | 1780.7396 | 2014.2792 | 2014.2792 | 2014.2792 | 1189 | 263.3663 | 0 | 96.6323 | 0 | 0 | 0 | 150 | 509.9986 |  | 1189 | 263.3663 | 0 | 96.6323 | 0 | 0 | 0 | 150 | 509.9986 | 1189 | 263.3663 | 0 | 96.6323 | 0 | 0 | 0 | 150 | 509.9986 | 1189 | 277.2277 | 353.1786 | 104.4674 | 0 | 0 | 0 | 0 | 734.8737 | 1189 | 277.2277 | 353.1786 | 104.4674 | 0 | 0 | 0 | 0 | 734.8737 | 1189 | 277.2277 | 353.1786 | 104.4674 | 0 | 0 | 0 | 0 | 734.8737 | 1189 | 281.8482 | 706.3572 | 130.5842 | 0 | 0 | 0 | 0 | 0 | 0 | 1118.7896 | 1189 | 281.8482 | 706.3572 | 130.5842 | 17 | 0 | 0 | 0 | 0 | 0 | 1135.7896 | 1189 | 281.8482 | 706.3572 | 130.5842 | 0 | 0 | 0 | 0 | 0 | 0 | 1118.7896
1192 | 96.3165 | 94.8028 | 96.1945 | 50.7073 | 50.7914 | 50.7914 | 29.4762 | 29.4762 | 29.4762 | 1192 | 1521.3389 | 1521.3389 | 1521.3389 | 1784.6476 | 1784.6476 | 1784.6476 | 2018.6997 | 2018.6997 | 2018.6997 | 1190 | 253.9604 | 0 | 61.0309 | 150 | 0 | 0 | 300 | 764.9913 |  | 1190 | 253.9604 | 0 | 61.0309 | 150 | 0 | 0 | 300 | 764.9913 | 1190 | 253.9604 | 0 | 61.0309 | 150 | 0 | 0 | 300 | 764.9913 | 1190 | 267.3267 | 343.0878 | 65.9794 | 0 | 0 | 0 | 0 | 676.3939 | 1190 | 267.3267 | 343.0878 | 65.9794 | 0 | 0 | 0 | 0 | 676.3939 | 1190 | 267.3267 | 343.0878 | 65.9794 | 0 | 0 | 0 | 0 | 676.3939 | 1190 | 271.7822 | 686.1756 | 82.4742 | 0 | 0 | 0 | 0 | 0 | 0 | 1040.432 | 1190 | 271.7822 | 686.1756 | 82.4742 | 17 | 0 | 0 | 0 | 0 | 0 | 1057.432 | 1190 | 271.7822 | 686.1756 | 82.4742 | 0 | 0 | 0 | 0 | 0 | 0 | 1040.432
1193 | 96.3165 | 94.8028 | 94.9096 | 75.2492 | 73.2817 | 73.4955 | 60.1839 | 49.3651 | 58.1185 | 1193 | 1552.432 | 1552.432 | 1552.432 | 1821.1221 | 1821.1221 | 1821.1221 | 2059.9578 | 2059.9578 | 2059.9578 | 1191 | 244.5545 | 0 | 20.3436 | 150 | 0 | 0 | 300 | 714.8981 |  | 1191 | 244.5545 | 0 | 20.3436 | 150 | 0 | 0 | 300 | 714.8981 | 1191 | 244.5545 | 0 | 20.3436 | 150 | 0 | 0 | 300 | 714.8981 | 1191 | 257.4257 | 346.115 | 21.9931 | 0 | 0 | 0 | 0 | 625.5339 | 1191 | 257.4257 | 346.115 | 21.9931 | 0 | 0 | 0 | 0 | 625.5339 | 1191 | 257.4257 | 346.115 | 21.9931 | 0 | 0 | 0 | 0 | 625.5339 | 1191 | 261.7162 | 692.2301 | 27.4914 | 0 | 0 | 0 | 0 | 0 | 0 | 981.4377 | 1191 | 261.7162 | 692.2301 | 27.4914 | 17 | 0 | 0 | 0 | 0 | 0 | 998.4377 | 1191 | 261.7162 | 692.2301 | 27.4914 | 0 | 0 | 0 | 0 | 0 | 0 | 981.4377
1194 | 96.3165 | 94.8028 | 94.9096 | 75.2492 | 73.2817 | 73.4955 | 60.1839 | 49.3651 | 58.1185 | 1194 | 1532.4436 | 1532.4436 | 1532.4436 | 1797.6742 | 1797.6742 | 1797.6742 | 2033.4348 | 2033.4348 | 2033.4348 | 1192 | 451.4851 | 0 | 0 | 150 | 0 | 0 | 300 | 901.4851 |  | 1192 | 451.4851 | 0 | 0 | 150 | 0 | 0 | 300 | 901.4851 | 1192 | 451.4851 | 0 | 0 | 150 | 0 | 0 | 300 | 901.4851 | 1192 | 475.2475 | 374.3693 | 0 | 0 | 0 | 0 | 0 | 849.6168 | 1192 | 475.2475 | 374.3693 | 0 | 0 | 0 | 0 | 0 | 849.6168 | 1192 | 475.2475 | 374.3693 | 0 | 0 | 0 | 0 | 0 | 849.6168 | 1192 | 483.1683 | 748.7386 | 0 | 0 | 0 | 0 | 0 | 0 | 0 | 1231.907 | 1192 | 483.1683 | 748.7386 | 0 | 17 | 0 | 0 | 0 | 0 | 0 | 1248.907 | 1192 | 483.1683 | 748.7386 | 0 | 0 | 0 | 0 | 0 | 0 | 0 | 1231.907
1195 | 96.3165 | 94.8028 | 94.9096 | 75.2492 | 73.2817 | 73.4659 | 60.1839 | 49.3651 | 58.1185 | 1195 | 1493.5773 | 1493.5773 | 1493.5773 | 1752.081 | 1752.081 | 1752.081 | 1981.8621 | 1981.8621 | 1981.8621 | 1193 | 649.0099 | 0 | 0 | 150 | 0 | 0 | 300 | 1099.0099 |  | 1193 | 649.0099 | 0 | 0 | 150 | 0 | 0 | 237.4221 | 1036.432 | 1193 | 649.0099 | 0 | 0 | 150 | 0 | 0 | 300 | 1099.0099 | 1193 | 683.1683 | 385.4692 | 0 | 0 | 0 | 0 | 0 | 1068.6375 | 1193 | 683.1683 | 385.4692 | 0 | 0 | 0 | 0 | 0 | 1068.6375 | 1193 | 683.1683 | 385.4692 | 0 | 0 | 0 | 0 | 0 | 1068.6375 | 1193 | 694.5545 | 770.9384 | 0 | 0 | 0 | 0 | 0 | 0 | 0 | 1465.4929 | 1193 | 694.5545 | 770.9384 | 0 | 17 | 0 | 0 | 0 | 0 | 0 | 1482.4929 | 1193 | 694.5545 | 770.9384 | 0 | 0 | 0 | 0 | 0 | 0 | 0 | 1465.4929
1196 | 96.3165 | 94.8028 | 94.9096 | 75.2492 | 73.2817 | 73.4659 | 60.1839 | 47.82 | 47.82 | 1196 | 1432.5016 | 1432.5016 | 1432.5016 | 1680.4346 | 1680.4346 | 1680.4346 | 1900.8195 | 1900.8195 | 1900.8195 | 1194 | 893.5644 | 0 | 0 | 150 | 0 | 0 | 300 | 1343.5644 |  | 1194 | 893.5644 | 0 | 0 | 150 | 0 | 0 | 300 | 1343.5644 | 1194 | 893.5644 | 0 | 0 | 150 | 0 | 0 | 300 | 1343.5644 | 1194 | 940.5941 | 384.4601 | 0 | 0 | 0 | 0 | 0 | 1325.0542 | 1194 | 940.5941 | 384.4601 | 0 | 0 | 0 | 0 | 0 | 1325.0542 | 1194 | 940.5941 | 384.4601 | 0 | 0 | 0 | 0 | 0 | 1325.0542 | 1194 | 956.2706 | 768.9203 | 0 | 0 | 0 | 0 | 0 | 0 | 0 | 1725.1909 | 1194 | 956.2706 | 768.9203 | 0 | 17 | 0 | 0 | 0 | 0 | 0 | 1742.1909 | 1194 | 956.2706 | 768.9203 | 0 | 0 | 0 | 0 | 0 | 0 | 0 | 1725.1909
1197 | 96.1945 | 94.8028 | 94.9096 | 75.2492 | 73.2817 | 73.4659 | 60.1839 | 47.82 | 47.82 | 1197 | 1348.1062 | 1348.1062 | 1348.1062 | 1581.4322 | 1581.4322 | 1581.4322 | 1788.8332 | 1788.8332 | 1788.8332 | 1195 | 884.1584 | 0 | 0 | 150 | 0 | 0 | 300 | 1334.1584 |  | 1195 | 884.1584 | 0 | 0 | 150 | 0 | 0 | 300 | 1334.1584 | 1195 | 884.1584 | 0 | 0 | 150 | 0 | 0 | 300 | 1334.1584 | 1195 | 930.6931 | 382.442 | 0 | 0 | 0 | 0 | 0 | 1313.135 | 1195 | 930.6931 | 382.442 | 0 | 0 | 0 | 0 | 0 | 1313.135 | 1195 | 930.6931 | 382.442 | 0 | 0 | 0 | 0 | 0 | 1313.135 | 1195 | 946.2046 | 764.884 | 0 | 0 | 0 | 0 | 0 | 0 | 0 | 1711.0886 | 1195 | 946.2046 | 764.884 | 0 | 17 | 0 | 0 | 0 | 0 | 0 | 1728.0886 | 1195 | 946.2046 | 764.884 | 0 | 0 | 0 | 0 | 0 | 0 | 0 | 1711.0886
1198 | 87.5977 | 87.5977 | 87.5977 | 75.2492 | 73.2817 | 73.4659 | 60.1839 | 47.82 | 47.82 | 1198 | 1262.6003 | 1262.6003 | 1262.6003 | 1481.1272 | 1481.1272 | 1481.1272 | 1675.3734 | 1675.3734 | 1675.3734 | 1196 | 799.505 | 0 | 0 | 150 | 0 | 0 | 300 | 1249.505 |  | 1196 | 799.505 | 0 | 0 | 150 | 0 | 0 | 295.2606 | 1244.7655 | 1196 | 799.505 | 0 | 0 | 150 | 0 | 0 | 300 | 1249.505 | 1196 | 841.5842 | 367.3058 | 0 | 0 | 0 | 0 | 0 | 1208.8899 | 1196 | 841.5842 | 367.3058 | 0 | 0 | 0 | 0 | 0 | 1208.8899 | 1196 | 841.5842 | 367.3058 | 0 | 0 | 0 | 0 | 0 | 1208.8899 | 1196 | 855.6106 | 734.6115 | 0 | 0 | 0 | 0 | 0 | 0 | 0 | 1590.2221 | 1196 | 855.6106 | 734.6115 | 0 | 17 | 0 | 0 | 0 | 0 | 0 | 1607.2221 | 1196 | 855.6106 | 734.6115 | 0 | 0 | 0 | 0 | 0 | 0 | 0 | 1590.2221
1199 | 87.5977 | 87.5977 | 87.5977 | 75.2492 | 73.2817 | 73.4659 | 60.1839 | 49.3651 | 58.1185 | 1199 | 1191.5304 | 1191.5304 | 1191.5304 | 1397.7568 | 1397.7568 | 1397.7568 | 1581.0692 | 1581.0692 | 1581.0692 | 1197 | 601.9802 | 0 | 0 | 150 | 0 | 0 | 300 | 1051.9802 |  | 1197 | 601.9802 | 0 | 0 | 150 | 0 | 0 | 300 | 1051.9802 | 1197 | 601.9802 | 0 | 0 | 150 | 0 | 0 | 300 | 1051.9802 | 1197 | 633.6634 | 330.9788 | 0 | 0 | 0 | 0 | 0 | 964.6422 | 1197 | 633.6634 | 330.9788 | 0 | 0 | 0 | 0 | 0 | 964.6422 | 1197 | 633.6634 | 330.9788 | 0 | 0 | 0 | 0 | 0 | 964.6422 | 1197 | 644.2244 | 661.9576 | 0 | 0 | 0 | 0 | 0 | 0 | 0 | 1306.182 | 1197 | 644.2244 | 661.9576 | 0 | 17 | 0 | 0 | 0 | 0 | 0 | 1323.182 | 1197 | 644.2244 | 661.9576 | 0 | 0 | 0 | 0 | 0 | 0 | 0 | 1306.182
1200 | 87.5977 | 87.5977 | 87.5977 | 75.2492 | 73.2817 | 73.4659 | 60.1839 | 49.3651 | 58.1185 | 1200 | 1149.3327 | 1149.3327 | 1149.3327 | 1348.2557 | 1348.2557 | 1348.2557 | 1525.0761 | 1525.0761 | 1525.0761 | 1198 | 507.9208 | 0 | 0 | 0 | 0 | 0 | 150 | 657.9208 |  | 1198 | 507.9208 | 0 | 0 | 0 | 0 | 0 | 150 | 657.9208 | 1198 | 507.9208 | 0 | 0 | 0 | 0 | 0 | 150 | 657.9208 | 1198 | 534.6535 | 280.5247 | 0 | 0 | 0 | 0 | 0 | 815.1782 | 1198 | 534.6535 | 280.5247 | 0 | 0 | 0 | 0 | 0 | 815.1782 | 1198 | 534.6535 | 280.5247 | 0 | 0 | 0 | 0 | 0 | 815.1782 | 1198 | 543.5644 | 561.0494 | 0 | 0 | 0 | 0 | 0 | 0 | 0 | 1104.6138 | 1198 | 543.5644 | 561.0494 | 0 | 17 | 0 | 0 | 0 | 0 | 0 | 1121.6138 | 1198 | 543.5644 | 561.0494 | 0 | 0 | 0 | 0 | 0 | 0 | 0 | 1104.6138
1201 | 87.1912 | 87.1912 | 87.1912 | 75.2492 | 73.2817 | 73.4659 | 60.1839 | 49.3651 | 58.1185 | 1201 | 1131.5652 | 1131.5652 | 1131.5652 | 1327.4131 | 1327.4131 | 1327.4131 | 1501.5 | 1501.5 | 1501.5 | 1199 | 376.2376 | 0 | 0 | 0 | 0 | 0 | 150 | 526.2376 |  | 1199 | 376.2376 | 0 | 0 | 0 | 0 | 0 | 150 | 526.2376 | 1199 | 376.2376 | 0 | 0 | 0 | 0 | 0 | 150 | 526.2376 | 1199 | 396.0396 | 253.2795 | 0 | 0 | 0 | 0 | 0 | 649.3191 | 1199 | 396.0396 | 253.2795 | 0 | 0 | 0 | 0 | 0 | 649.3191 | 1199 | 396.0396 | 253.2795 | 0 | 0 | 0 | 0 | 0 | 649.3191 | 1199 | 402.6403 | 506.559 | 0 | 0 | 0 | 0 | 0 | 0 | 0 | 909.1993 | 1199 | 402.6403 | 506.559 | 0 | 17 | 0 | 0 | 0 | 0 | 0 | 926.1993 | 1199 | 402.6403 | 506.559 | 0 | 0 | 0 | 0 | 0 | 0 | 0 | 909.1993
1202 | 86.0862 | 86.0862 | 86.0862 | 75.2492 | 73.2817 | 73.4659 | 60.1839 | 47.82 | 47.82 | 1202 | 1114.9082 | 1114.9082 | 1114.9082 | 1307.8731 | 1307.8731 | 1307.8731 | 1479.3975 | 1479.3975 | 1479.3975 | 1200 | 329.2079 | 0 | 0 | 0 | 0 | 0 | 150 | 479.2079 |  | 1200 | 329.2079 | 0 | 0 | 0 | 0 | 0 | 150 | 479.2079 | 1200 | 329.2079 | 0 | 0 | 0 | 0 | 0 | 150 | 479.2079 | 1200 | 346.5347 | 253.2795 | 0 | 0 | 0 | 0 | 0 | 599.8142 | 1200 | 346.5347 | 253.2795 | 0 | 0 | 0 | 0 | 0 | 599.8142 | 1200 | 346.5347 | 253.2795 | 0 | 0 | 0 | 0 | 0 | 599.8142 | 1200 | 352.3102 | 506.559 | 0 | 0 | 0 | 0 | 0 | 0 | 0 | 858.8693 | 1200 | 352.3102 | 506.559 | 0 | 17 | 0 | 0 | 0 | 0 | 0 | 875.8693 | 1200 | 352.3102 | 506.559 | 0 | 0 | 0 | 0 | 0 | 0 | 0 | 858.8693
1203 | 86.7998 | 86.7998 | 86.7998 | 75.2492 | 73.2817 | 73.4659 | 33.0315 | 33.0315 | 33.0315 | 1203 | 1111.5768 | 1111.5768 | 1111.5768 | 1303.9651 | 1303.9651 | 1303.9651 | 1474.977 | 1474.977 | 1474.977 | 1201 | 338.6139 | 0 | 0 | 0 | 0 | 0 | 150 | 488.6139 |  | 1201 | 338.6139 | 0 | 0 | 0 | 0 | 0 | 150 | 488.6139 | 1201 | 338.6139 | 0 | 0 | 0 | 0 | 0 | 150 | 488.6139 | 1201 | 356.4356 | 261.3522 | 0 | 0 | 0 | 0 | 0 | 617.7878 | 1201 | 356.4356 | 261.3522 | 0 | 0 | 0 | 0 | 0 | 617.7878 | 1201 | 356.4356 | 261.3522 | 0 | 0 | 0 | 0 | 0 | 617.7878 | 1201 | 362.3762 | 522.7043 | 0 | 0 | 0 | 0 | 0 | 0 | 0 | 885.0806 | 1201 | 362.3762 | 522.7043 | 0 | 17 | 0 | 0 | 0 | 0 | 0 | 902.0806 | 1201 | 362.3762 | 522.7043 | 0 | 0 | 0 | 0 | 0 | 0 | 0 | 885.0806
1204 | 87.242 | 87.242 | 87.242 | 47.554 | 48.0104 | 48.1595 | 33.0315 | 33.0315 | 33.0315 | 1204 | 1136.0071 | 1136.0071 | 1136.0071 | 1332.6237 | 1332.6237 | 1332.6237 | 1507.394 | 1507.394 | 1507.394 | 1202 | 338.6139 | 0 | 0 | 0 | 0 | 0 | 150 | 488.6139 |  | 1202 | 338.6139 | 0 | 0 | 0 | 0 | 0 | 150 | 488.6139 | 1202 | 338.6139 | 0 | 0 | 0 | 0 | 0 | 150 | 488.6139 | 1202 | 356.4356 | 285.5701 | 0 | 0 | 0 | 0 | 0 | 642.0058 | 1202 | 356.4356 | 285.5701 | 0 | 0 | 0 | 0 | 0 | 642.0058 | 1202 | 356.4356 | 285.5701 | 0 | 0 | 0 | 0 | 0 | 642.0058 | 1202 | 362.3762 | 571.1403 | 0 | 0 | 0 | 0 | 0 | 0 | 0 | 933.5165 | 1202 | 362.3762 | 571.1403 | 0 | 17 | 0 | 0 | 0 | 0 | 0 | 950.5165 | 1202 | 362.3762 | 571.1403 | 0 | 0 | 0 | 0 | 0 | 0 | 0 | 933.5165
1205 | 90.7143 | 90.7143 | 90.7143 | 47.554 | 45.8816 | 46.0381 | 29.4769 | 29.4769 | 29.4769 | 1205 | 1174.8734 | 1174.8734 | 1174.8734 | 1378.2169 | 1378.2169 | 1378.2169 | 1558.9667 | 1558.9667 | 1558.9667 | 1203 | 395.0495 | 0 | 0 | 0 | 0 | 0 | 150 | 545.0495 |  | 1203 | 395.0495 | 0 | 0 | 0 | 0 | 0 | 150 | 545.0495 | 1203 | 395.0495 | 0 | 0 | 0 | 0 | 0 | 150 | 545.0495 | 1203 | 415.8416 | 330.9788 | 0 | 0 | 0 | 0 | 0 | 746.8204 | 1203 | 415.8416 | 330.9788 | 0 | 0 | 0 | 0 | 0 | 746.8204 | 1203 | 415.8416 | 330.9788 | 0 | 0 | 0 | 0 | 0 | 746.8204 | 1203 | 422.7723 | 661.9576 | 0 | 0 | 0 | 0 | 0 | 0 | 0 | 1084.7299 | 1203 | 422.7723 | 661.9576 | 0 | 17 | 0 | 0 | 0 | 0 | 0 | 1101.7299 | 1203 | 422.7723 | 661.9576 | 0 | 0 | 0 | 0 | 0 | 0 | 0 | 1084.7299
1206 | 94.411 | 94.3535 | 94.411 | 47.554 | 48.0104 | 48.1595 | 31.2634 | 31.2634 | 31.2634 | 1206 | 1221.513 | 1221.513 | 1221.513 | 1432.9287 | 1432.9287 | 1432.9287 | 1620.8538 | 1620.8538 | 1620.8538 | 1204 | 385.6436 | 0 | 0 | 0 | 0 | 0 | 150 | 535.6436 |  | 1204 | 385.6436 | 0 | 0 | 0 | 0 | 0 | 150 | 535.6436 | 1204 | 385.6436 | 0 | 0 | 0 | 0 | 0 | 150 | 535.6436 | 1204 | 405.9406 | 377.3966 | 0 | 0 | 0 | 0 | 0 | 783.3372 | 1204 | 405.9406 | 377.3966 | 0 | 0 | 0 | 0 | 0 | 783.3372 | 1204 | 405.9406 | 377.3966 | 0 | 0 | 0 | 0 | 0 | 783.3372 | 1204 | 412.7063 | 754.7931 | 0 | 0 | 0 | 0 | 0 | 0 | 0 | 1167.4994 | 1204 | 412.7063 | 754.7931 | 0 | 17 | 0 | 0 | 0 | 0 | 0 | 1184.4994 | 1204 | 412.7063 | 754.7931 | 0 | 0 | 0 | 0 | 0 | 0 | 0 | 1167.4994
1207 | 94.9322 | 94.8028 | 94.9096 | 75.2492 | 73.2817 | 73.4659 | 33.0315 | 33.0315 | 33.0315 | 1207 | 1304.798 | 1304.798 | 1304.798 | 1530.6284 | 1530.6284 | 1530.6284 | 1731.3666 | 1731.3666 | 1731.3666 | 1205 | 404.4554 | 0 | 0 | 65.3439 | 0 | 0 | 150 | 619.7993 |  | 1205 | 404.4554 | 0 | 0 | 65.3439 | 0 | 0 | 150 | 619.7993 | 1205 | 404.4554 | 0 | 0 | 65.3439 | 0 | 0 | 150 | 619.7993 | 1205 | 425.7426 | 411.7053 | 0 | 0 | 0 | 0 | 0 | 837.4479 | 1205 | 425.7426 | 411.7053 | 0 | 0 | 0 | 0 | 0 | 837.4479 | 1205 | 425.7426 | 411.7053 | 0 | 0 | 0 | 0 | 0 | 837.4479 | 1205 | 432.8383 | 823.4107 | 0 | 0 | 0 | 0 | 0 | 0 | 0 | 1256.249 | 1205 | 432.8383 | 823.4107 | 0 | 17 | 0 | 0 | 0 | 0 | 0 | 1273.249 | 1205 | 432.8383 | 823.4107 | 0 | 0 | 0 | 0 | 0 | 0 | 0 | 1256.249
1208 | 94.5137 | 94.5137 | 94.5137 | 75.2492 | 73.2817 | 73.4659 | 33.0315 | 33.0315 | 33.0315 | 1208 | 1392.5248 | 1392.5248 | 1392.5248 | 1633.5387 | 1633.5387 | 1633.5387 | 1847.7733 | 1847.7733 | 1847.7733 | 1206 | 460.8911 | 0 | 0 | 150 | 0 | 0 | 150 | 760.8911 |  | 1206 | 460.8911 | 0 | 0 | 150 | 0 | 0 | 150 | 760.8911 | 1206 | 460.8911 | 0 | 0 | 150 | 0 | 0 | 150 | 760.8911 | 1206 | 485.1485 | 414.7326 | 0 | 0 | 0 | 0 | 0 | 899.8811 | 1206 | 485.1485 | 414.7326 | 0 | 0 | 0 | 0 | 0 | 899.8811 | 1206 | 485.1485 | 414.7326 | 0 | 0 | 0 | 0 | 0 | 899.8811 | 1206 | 493.2343 | 829.4652 | 0 | 0 | 0 | 0 | 0 | 0 | 0 | 1322.6995 | 1206 | 493.2343 | 829.4652 | 0 | 17 | 0 | 0 | 0 | 0 | 0 | 1339.6995 | 1206 | 493.2343 | 829.4652 | 0 | 0 | 0 | 0 | 0 | 0 | 0 | 1322.6995
1209 | 86.0295 | 86.0295 | 86.0295 | 75.2492 | 73.2817 | 73.4659 | 33.0983 | 33.0983 | 33.0983 | 1209 | 1425.8388 | 1425.8388 | 1425.8388 | 1672.6186 | 1672.6186 | 1672.6186 | 1891.9784 | 1891.9784 | 1891.9784 | 1207 | 432.6733 | 0 | 5.0859 | 150 | 0 | 0 | 300 | 887.7592 |  | 1207 | 432.6733 | 0 | 5.0859 | 150 | 0 | 0 | 300 | 887.7592 | 1207 | 432.6733 | 0 | 5.0859 | 150 | 0 | 0 | 300 | 887.7592 | 1207 | 455.4455 | 390.5146 | 5.4983 | 0 | 0 | 0 | 0 | 851.4585 | 1207 | 455.4455 | 390.5146 | 5.4983 | 0 | 0 | 0 | 0 | 851.4585 | 1207 | 455.4455 | 390.5146 | 5.4983 | 0 | 0 | 0 | 0 | 851.4585 | 1207 | 463.0363 | 781.0293 | 6.8729 | 0 | 0 | 0 | 0 | 0 | 0 | 1250.9384 | 1207 | 463.0363 | 781.0293 | 6.8729 | 17 | 0 | 0 | 0 | 0 | 0 | 1267.9384 | 1207 | 463.0363 | 781.0293 | 6.8729 | 0 | 0 | 0 | 0 | 0 | 0 | 1250.9384
1210 | 82.7165 | 82.7165 | 82.7165 | 75.2492 | 73.2817 | 73.4659 | 31.603 | 31.603 | 31.603 | 1210 | 1426.9493 | 1426.9493 | 1426.9493 | 1673.9213 | 1673.9213 | 1673.9213 | 1893.4519 | 1893.4519 | 1893.4519 | 1208 | 395.0495 | 0 | 10.1718 | 150 | 0 | 0 | 150 | 705.2213 |  | 1208 | 395.0495 | 0 | 10.1718 | 150 | 0 | 0 | 150 | 705.2213 | 1208 | 395.0495 | 0 | 10.1718 | 150 | 0 | 0 | 150 | 705.2213 | 1208 | 415.8416 | 361.2513 | 10.9966 | 0 | 0 | 0 | 0 | 788.0894 | 1208 | 415.8416 | 361.2513 | 10.9966 | 0 | 0 | 0 | 0 | 788.0894 | 1208 | 415.8416 | 361.2513 | 10.9966 | 0 | 0 | 0 | 0 | 788.0894 | 1208 | 422.7723 | 722.5025 | 13.7457 | 0 | 0 | 0 | 0 | 0 | 0 | 1159.0205 | 1208 | 422.7723 | 722.5025 | 13.7457 | 17 | 0 | 0 | 0 | 0 | 0 | 1176.0205 | 1208 | 422.7723 | 722.5025 | 13.7457 | 0 | 0 | 0 | 0 | 0 | 0 | 1159.0205
1211 | 79.9023 | 79.9023 | 79.9023 | 60.1772 | 60.1772 | 60.1772 | 23.4961 | 22.8974 | 22.8974 | 1211 | 1413.6237 | 1413.6237 | 1413.6237 | 1658.2893 | 1658.2893 | 1658.2893 | 1875.7699 | 1875.7699 | 1875.7699 | 1209 | 376.2376 | 0 | 15.2577 | 0 | 0 | 0 | 150 | 541.4954 |  | 1209 | 376.2376 | 0 | 15.2577 | 0 | 0 | 0 | 150 | 541.4954 | 1209 | 376.2376 | 0 | 15.2577 | 0 | 0 | 0 | 150 | 541.4954 | 1209 | 396.0396 | 331.9879 | 16.4948 | 0 | 0 | 0 | 0 | 744.5223 | 1209 | 396.0396 | 331.9879 | 16.4948 | 0 | 0 | 0 | 0 | 744.5223 | 1209 | 396.0396 | 331.9879 | 16.4948 | 0 | 0 | 0 | 0 | 744.5223 | 1209 | 402.6403 | 663.9758 | 20.6186 | 0 | 0 | 0 | 0 | 0 | 0 | 1087.2346 | 1209 | 402.6403 | 663.9758 | 20.6186 | 17 | 0 | 0 | 0 | 0 | 0 | 1104.2346 | 1209 | 402.6403 | 663.9758 | 20.6186 | 0 | 0 | 0 | 0 | 0 | 0 | 1087.2346
1212 | 81.5331 | 81.5331 | 81.5331 | 67.7877 | 67.7877 | 67.7877 | 23.4961 | 23.4961 | 23.4961 | 1212 | 1394.7458 | 1394.7458 | 1394.7458 | 1636.1441 | 1636.1441 | 1636.1441 | 1850.7203 | 1850.7203 | 1850.7203 | 1210 | 300.9901 | 0 | 20.3436 | 0 | 0 | 0 | 150 | 471.3337 |  | 1210 | 300.9901 | 0 | 20.3436 | 0 | 0 | 0 | 150 | 471.3337 | 1210 | 300.9901 | 0 | 20.3436 | 0 | 0 | 0 | 150 | 471.3337 | 1210 | 316.8317 | 322.9062 | 21.9931 | 0 | 0 | 0 | 0 | 661.731 | 1210 | 316.8317 | 322.9062 | 21.9931 | 0 | 0 | 0 | 0 | 661.731 | 1210 | 316.8317 | 322.9062 | 21.9931 | 0 | 0 | 0 | 0 | 661.731 | 1210 | 322.1122 | 645.8123 | 27.4914 | 0 | 0 | 0 | 0 | 0 | 0 | 995.4159 | 1210 | 322.1122 | 645.8123 | 27.4914 | 17 | 0 | 0 | 0 | 0 | 0 | 1012.4159 | 1210 | 322.1122 | 645.8123 | 27.4914 | 0 | 0 | 0 | 0 | 0 | 0 | 995.4159
1213 | 82.7165 | 82.7165 | 82.7165 | 75.2492 | 73.2817 | 73.4659 | 25.5958 | 25.5958 | 25.5958 | 1213 | 1388.083 | 1388.083 | 1388.083 | 1628.3281 | 1628.3281 | 1628.3281 | 1841.8793 | 1841.8793 | 1841.8793 | 1211 | 272.7723 | 0 | 25.4296 | 0 | 0 | 0 | 150 | 448.2018 |  | 1211 | 272.7723 | 0 | 25.4296 | 0 | 0 | 0 | 150 | 448.2018 | 1211 | 272.7723 | 0 | 25.4296 | 0 | 0 | 0 | 150 | 448.2018 | 1211 | 287.1287 | 344.0969 | 27.4914 | 0 | 0 | 0 | 0 | 658.717 | 1211 | 287.1287 | 344.0969 | 27.4914 | 0 | 0 | 0 | 0 | 658.717 | 1211 | 287.1287 | 344.0969 | 27.4914 | 0 | 0 | 0 | 0 | 658.717 | 1211 | 291.9142 | 688.1937 | 34.3643 | 0 | 0 | 0 | 0 | 0 | 0 | 1014.4722 | 1211 | 291.9142 | 688.1937 | 34.3643 | 17 | 0 | 0 | 0 | 0 | 0 | 1031.4722 | 1211 | 291.9142 | 688.1937 | 34.3643 | 0 | 0 | 0 | 0 | 0 | 0 | 1014.4722
1214 | 84.1725 | 84.1725 | 84.1725 | 75.2492 | 73.2817 | 73.4659 | 33.0315 | 33.0315 | 33.0315 | 1214 | 1360.3213 | 1360.3213 | 1360.3213 | 1595.7615 | 1595.7615 | 1595.7615 | 1805.0417 | 1805.0417 | 1805.0417 | 1212 | 300.9901 | 0 | 20.3436 | 0 | 0 | 0 | 150 | 471.3337 |  | 1212 | 300.9901 | 0 | 20.3436 | 0 | 0 | 0 | 150 | 471.3337 | 1212 | 300.9901 | 0 | 20.3436 | 0 | 0 | 0 | 150 | 471.3337 | 1212 | 316.8317 | 364.2785 | 21.9931 | 0 | 0 | 0 | 0 | 703.1033 | 1212 | 316.8317 | 364.2785 | 21.9931 | 0 | 0 | 0 | 0 | 703.1033 | 1212 | 316.8317 | 364.2785 | 21.9931 | 0 | 0 | 0 | 0 | 703.1033 | 1212 | 322.1122 | 728.557 | 27.4914 | 0 | 0 | 0 | 0 | 0 | 0 | 1078.1606 | 1212 | 322.1122 | 728.557 | 27.4914 | 17 | 0 | 0 | 0 | 0 | 0 | 1095.1606 | 1212 | 322.1122 | 728.557 | 27.4914 | 0 | 0 | 0 | 0 | 0 | 0 | 1078.1606
1215 | 84.9327 | 84.9327 | 84.9327 | 75.2492 | 73.2817 | 73.4659 | 33.0315 | 33.0315 | 33.0315 | 1215 | 1346.9957 | 1346.9957 | 1346.9957 | 1580.1296 | 1580.1296 | 1580.1296 | 1787.3597 | 1787.3597 | 1787.3597 | 1213 | 376.2376 | 0 | 15.2577 | 0 | 0 | 0 | 150 | 541.4954 |  | 1213 | 376.2376 | 0 | 15.2577 | 0 | 0 | 0 | 150 | 541.4954 | 1213 | 376.2376 | 0 | 15.2577 | 0 | 0 | 0 | 150 | 541.4954 | 1213 | 396.0396 | 365.2876 | 16.4948 | 0 | 0 | 0 | 0 | 777.822 | 1213 | 396.0396 | 365.2876 | 16.4948 | 0 | 0 | 0 | 0 | 777.822 | 1213 | 396.0396 | 365.2876 | 16.4948 | 0 | 0 | 0 | 0 | 777.822 | 1213 | 402.6403 | 730.5752 | 20.6186 | 0 | 0 | 0 | 0 | 0 | 0 | 1153.834 | 1213 | 402.6403 | 730.5752 | 20.6186 | 17 | 0 | 0 | 0 | 0 | 0 | 1170.834 | 1213 | 402.6403 | 730.5752 | 20.6186 | 0 | 0 | 0 | 0 | 0 | 0 | 1153.834
1216 | 85.6286 | 85.6286 | 85.6286 | 38.2588 | 38.2588 | 38.2588 | 33.0315 | 33.0315 | 33.0315 | 1216 | 1372.5364 | 1372.5364 | 1372.5364 | 1610.0908 | 1610.0908 | 1610.0908 | 1821.2503 | 1821.2503 | 1821.2503 | 1214 | 470.297 | 0 | 10.1718 | 0 | 0 | 0 | 150 | 630.4689 |  | 1214 | 470.297 | 0 | 10.1718 | 0 | 0 | 0 | 150 | 630.4689 | 1214 | 470.297 | 0 | 10.1718 | 0 | 0 | 0 | 150 | 630.4689 | 1214 | 495.0495 | 397.5782 | 10.9966 | 0 | 0 | 0 | 0 | 903.6243 | 1214 | 495.0495 | 397.5782 | 10.9966 | 0 | 0 | 0 | 0 | 903.6243 | 1214 | 495.0495 | 397.5782 | 10.9966 | 0 | 0 | 0 | 0 | 903.6243 | 1214 | 503.3003 | 795.1564 | 13.7457 | 0 | 0 | 0 | 0 | 0 | 0 | 1312.2024 | 1214 | 503.3003 | 795.1564 | 13.7457 | 17 | 0 | 0 | 0 | 0 | 0 | 1329.2024 | 1214 | 503.3003 | 795.1564 | 13.7457 | 0 | 0 | 0 | 0 | 0 | 0 | 1312.2024
1217 | 85.9248 | 85.9248 | 85.9248 | 38.2588 | 38.2588 | 38.2588 | 32.5965 | 32.5965 | 32.5965 | 1217 | 1421.397 | 1421.397 | 1421.397 | 1667.408 | 1667.408 | 1667.408 | 1886.0844 | 1886.0844 | 1886.0844 | 1215 | 554.9505 | 0 | 5.0859 | 0 | 0 | 0 | 150 | 710.0364 |  | 1215 | 554.9505 | 0 | 5.0859 | 0 | 0 | 0 | 150 | 710.0364 | 1215 | 554.9505 | 0 | 5.0859 | 0 | 0 | 0 | 150 | 710.0364 | 1215 | 584.1584 | 428.8597 | 5.4983 | 0 | 0 | 0 | 0 | 1018.5164 | 1215 | 584.1584 | 428.8597 | 5.4983 | 0 | 0 | 0 | 0 | 1018.5164 | 1215 | 584.1584 | 428.8597 | 5.4983 | 0 | 0 | 0 | 0 | 1018.5164 | 1215 | 593.8944 | 857.7195 | 6.8729 | 0 | 0 | 0 | 0 | 0 | 0 | 1458.4867 | 1215 | 593.8944 | 857.7195 | 6.8729 | 17 | 0 | 0 | 0 | 0 | 0 | 1475.4867 | 1215 | 593.8944 | 857.7195 | 6.8729 | 0 | 0 | 0 | 0 | 0 | 0 | 1458.4867
1218 | 84.704 | 84.704 | 84.704 | 38.2588 | 38.2588 | 38.2588 | 25.3559 | 25.3559 | 25.3559 | 1218 | 1389.1934 | 1389.1934 | 1389.1934 | 1629.6308 | 1629.6308 | 1629.6308 | 1843.3528 | 1843.3528 | 1843.3528 | 1216 | 592.5743 | 0 | 0 | 0 | 0 | 0 | 150 | 742.5743 |  | 1216 | 592.5743 | 0 | 0 | 0 | 0 | 0 | 150 | 742.5743 | 1216 | 592.5743 | 0 | 0 | 0 | 0 | 0 | 150 | 742.5743 | 1216 | 623.7624 | 481.332 | 0 | 0 | 0 | 0 | 0 | 1105.0944 | 1216 | 623.7624 | 481.332 | 0 | 0 | 0 | 0 | 0 | 1105.0944 | 1216 | 623.7624 | 481.332 | 0 | 0 | 0 | 0 | 0 | 1105.0944 | 1216 | 634.1584 | 962.664 | 0 | 0 | 0 | 0 | 0 | 0 | 0 | 1596.8224 | 1216 | 634.1584 | 962.664 | 0 | 17 | 0 | 0 | 0 | 0 | 0 | 1613.8224 | 1216 | 634.1584 | 962.664 | 0 | 0 | 0 | 0 | 0 | 0 | 0 | 1596.8224
1219 | 82.317 | 82.317 | 82.317 | 38.1037 | 38.1037 | 38.1037 | 20.9838 | 22.8974 | 22.8974 | 1219 | 1331.4492 | 1331.4492 | 1331.4492 | 1561.8923 | 1561.8923 | 1561.8923 | 1918.3638 | 1766.7306 | 1766.7306 | 1217 | 630.198 | 0 | 0 | 0 | 0 | 0 | 150 | 780.198 |  | 1217 | 630.198 | 0 | 0 | 0 | 0 | 0 | 150 | 780.198 | 1217 | 630.198 | 0 | 0 | 0 | 0 | 0 | 150 | 780.198 | 1217 | 663.3663 | 532.7952 | 0 | 0 | 0 | 0 | 0 | 1196.1615 | 1217 | 663.3663 | 532.7952 | 0 | 0 | 0 | 0 | 0 | 1196.1615 | 1217 | 663.3663 | 532.7952 | 0 | 0 | 0 | 0 | 0 | 1196.1615 | 1217 | 674.4224 | 1065.5903 | 0 | 0 | 0 | 0 | 0 | 0 | 0 | 1740.0128 | 1217 | 674.4224 | 1065.5903 | 0 | 17 | 0 | 0 | 0 | 0 | 0 | 1757.0128 | 1217 | 674.4224 | 1065.5903 | 0 | 0 | 0 | 0 | 0 | 0 | 0 | 1740.0128
1220 | 74.1528 | 74.1528 | 74.1528 | 33.5603 | 33.8492 | 33.844 | 20.9838 | 21.7964 | 20.9838 | 1220 | 1254.827 | 1254.827 | 1254.827 | 1496.9032 | 1536.6161 | 1472.0086 | 2170.2125 | 1665.0589 | 1670.2125 | 1218 | 780.6931 | 0 | 0 | 0 | 0 | 0 | 150 | 930.6931 |  | 1218 | 780.6931 | 0 | 0 | 0 | 0 | 0 | 150 | 930.6931 | 1218 | 780.6931 | 0 | 0 | 0 | 0 | 0 | 150 | 930.6931 | 1218 | 821.7822 | 591.3219 | 0 | 0 | 0 | 0 | 0 | 1413.1041 | 1218 | 821.7822 | 591.3219 | 0 | 0 | 0 | 0 | 0 | 1413.1041 | 1218 | 821.7822 | 591.3219 | 0 | 0 | 0 | 0 | 0 | 1413.1041 | 1218 | 835.4785 | 1182.6438 | 0 | 0 | 0 | 0 | 0 | 0 | 0 | 2018.1223 | 1218 | 835.4785 | 1182.6438 | 0 | 17 | 0 | 0 | 0 | 0 | 0 | 2035.1223 | 1218 | 835.4785 | 1182.6438 | 0 | 0 | 0 | 0 | 0 | 0 | 0 | 2018.1223
1221 | 58.4808 | 58.7621 | 58.4808 | 33.5603 | 33.8492 | 33.844 | 20.9838 | 21.7964 | 20.9838 | 1221 | 1436.297 | 1436.297 | 1436.297 | 1789.8367 | 1376.9142 | 1829.5496 | 1961.0499 | 2012.68 | 2012.68 | 1219 | 1025.2475 | 0 | 0 | 0 | 0 | 0 | 150 | 1175.2475 |  | 1219 | 1025.2475 | 0 | 0 | 0 | 0 | 0 | 150 | 1175.2475 | 1219 | 1025.2475 | 0 | 0 | 0 | 0 | 0 | 150 | 1175.2475 | 1219 | 1079.2079 | 651.8668 | 0 | 0 | 0 | 0 | 0 | 1731.0747 | 1219 | 1079.2079 | 651.8668 | 0 | 0 | 0 | 0 | 0 | 1731.0747 | 1219 | 1079.2079 | 651.8668 | 0 | 0 | 0 | 0 | 0 | 1731.0747 | 1219 | 1097.1947 | 1303.7336 | 0 | 0 | 0 | 0 | 0 | 0 | 0 | 2400.9283 | 1219 | 1097.1947 | 1303.7336 | 0 | 17 | 0 | 0 | 0 | 0 | 0 | 2417.9283 | 1219 | 1097.1947 | 1303.7336 | 0 | 0 | 0 | 0 | 0 | 0 | 0 | 2400.9283
1222 | 58.4808 | 58.7621 | 58.4808 | 33.5603 | 33.8492 | 33.844 | 20.9838 | 21.7964 | 16.9307 | 1222 | 1500.6522 | 1500.6522 | 1227.8812 | 1760.3805 | 1760.3805 | 1669.78 | 1991.2501 | 1821.3574 | 1991.2501 | 1220 | 1185.1485 | 0 | 0 | 0 | 0 | 0 | 53.6785 | 1238.827 |  | 1220 | 1185.1485 | 0 | 0 | 0 | 0 | 0 | 53.6785 | 1238.827 | 1220 | 1185.1485 | 0 | 0 | 0 | 0 | 0 | 53.6785 | 1238.827 | 1220 | 1247.5248 | 692.2301 | 0 | 0 | 0 | 0 | 0 | 1939.7548 | 1220 | 1247.5248 | 692.2301 | 0 | 0 | 0 | 0 | 0 | 1939.7548 | 1220 | 1247.5248 | 692.2301 | 0 | 0 | 0 | 0 | 0 | 1939.7548 | 1220 | 1268.3168 | 1384.4601 | 0 | 0 | 0 | 0 | 0 | 0 | 0 | 2652.777 | 1220 | 1268.3168 | 1384.4601 | 0 | 17 | 0 | 0 | 0 | 0 | 0 | 2669.777 | 1220 | 1268.3168 | 1384.4601 | 0 | 0 | 0 | 0 | 0 | 0 | 0 | 2652.777
1223 | 58.4808 | 58.4808 | 58.4808 | 33.5603 | 33.8492 | 33.844 | 20.9838 | 22.3877 | 22.3877 | 1223 | 1428.4719 | 1428.4719 | 1428.4719 | 1675.7075 | 1675.7075 | 1675.7075 | 1370.3582 | 1370.3582 | 1370.3582 | 1221 | 1420.297 | 0 | 0 | 0 | 0 | 0 | 0 | 1420.297 |  | 1221 | 1420.297 | 0 | 0 | 0 | 0 | 0 | 0 | 1420.297 | 1221 | 1420.297 | 0 | 0 | 0 | 0 | 0 | 0 | 1420.297 | 1221 | 1495.0495 | 737.6387 | 0 | 0 | 0 | 0 | 0 | 2232.6883 | 1221 | 1495.0495 | 737.6387 | 0 | 0 | 0 | 0 | 0 | 2232.6883 | 1221 | 1495.0495 | 737.6387 | 0 | 0 | 0 | 0 | 0 | 2232.6883 | 1221 | 1519.967 | 1475.2775 | 0 | 0 | 0 | 0 | 0 | 0 | 0 | 2995.2445 | 1221 | 1519.967 | 1475.2775 | 0 | 17 | 0 | 0 | 0 | 0 | 0 | 3012.2445 | 1221 | 1519.967 | 1475.2775 | 0 | 0 | 0 | 0 | 0 | 0 | 0 | 2995.2445
1224 | 58.4808 | 58.4808 | 58.4808 | 33.5603 | 33.8492 | 33.844 | 22.3877 | 22.3877 | 22.3877 | 1224 | 1155.1035 | 1387.3847 | 1387.3847 | 1568.409 | 1627.5089 | 1627.5089 | 1315.8386 | 1315.8386 | 1315.8386 | 1222 | 1711.8812 | 0 | 0 | 0 | 0 | 0 | 0 | 1711.8812 |  | 1222 | 1711.8812 | 0 | 0 | 0 | 0 | 0 | 0 | 1711.8812 | 1222 | 1711.8812 | 0 | 0 | 0 | 0 | 0 | 0 | 1711.8812 | 1222 | 1801.9802 | 770.9384 | 0 | 0 | 0 | 0 | 0 | 2572.9186 | 1222 | 1801.9802 | 770.9384 | 0 | 0 | 0 | 0 | 0 | 2572.9186 | 1222 | 1801.9802 | 770.9384 | 0 | 0 | 0 | 0 | 0 | 2572.9186 | 1222 | 1832.0132 | 1541.8769 | 0 | 0 | 0 | 0 | 0 | 0 | 0 | 3373.8901 | 1222 | 1832.0132 | 1541.8769 | 0 | 17 | 0 | 0 | 0 | 0 | 0 | 3390.8901 | 1222 | 1832.0132 | 1541.8769 | 0 | 0 | 0 | 0 | 0 | 0 | 0 | 3373.8901
1225 | 58.4808 | 58.4808 | 58.4808 | 33.5603 | 33.8492 | 33.844 | 20.9838 | 21.7964 | 20.9838 | 1225 | 1364.0649 | 1364.0649 | 1364.0649 | 1600.153 | 1600.153 | 1600.153 | 1284.895 | 1616.5083 | 1450.2748 | 1223 | 1758.9109 | 0 | 0 | 0 | 0 | 0 | 0 | 1758.9109 |  | 1223 | 1758.9109 | 0 | 0 | 0 | 0 | 0 | 0 | 1758.9109 | 1223 | 1758.9109 | 0 | 0 | 0 | 0 | 0 | 0 | 1758.9109 | 1223 | 1851.4851 | 786.0747 | 0 | 0 | 0 | 0 | 0 | 2637.5598 | 1223 | 1851.4851 | 786.0747 | 0 | 0 | 0 | 0 | 0 | 2637.5598 | 1223 | 1851.4851 | 786.0747 | 0 | 0 | 0 | 0 | 0 | 2637.5598 | 1223 | 1882.3432 | 1572.1493 | 0 | 0 | 0 | 0 | 0 | 0 | 0 | 3454.4926 | 1223 | 1882.3432 | 1572.1493 | 0 | 17 | 0 | 0 | 0 | 0 | 0 | 3471.4926 | 1223 | 1882.3432 | 1572.1493 | 0 | 0 | 0 | 0 | 0 | 0 | 0 | 3454.4926
1226 | 58.4808 | 58.4808 | 58.4808 | 33.5603 | 33.8492 | 33.844 | 22.3877 | 22.3877 | 22.3877 | 1226 | 1367.3963 | 1367.3963 | 1367.3963 | 1604.061 | 1604.061 | 1604.061 | 1289.3155 | 1289.3155 | 1289.3155 | 1224 | 1843.5644 | 0 | 0 | 0 | 0 | 0 | 0 | 1843.5644 |  | 1224 | 1843.5644 | 0 | 0 | 0 | 0 | 0 | 0 | 1843.5644 | 1224 | 1843.5644 | 0 | 0 | 0 | 0 | 0 | 0 | 1843.5644 | 1224 | 1940.5941 | 784.0565 | 0 | 0 | 0 | 0 | 0 | 2724.6506 | 1224 | 1940.5941 | 784.0565 | 0 | 0 | 0 | 0 | 0 | 2724.6506 | 1224 | 1940.5941 | 784.0565 | 0 | 0 | 0 | 0 | 0 | 2724.6506 | 1224 | 1972.9373 | 1568.113 | 0 | 0 | 0 | 0 | 0 | 0 | 0 | 3541.0503 | 1224 | 1972.9373 | 1568.113 | 0 | 17 | 0 | 0 | 0 | 0 | 0 | 3558.0503 | 1224 | 1972.9373 | 1568.113 | 0 | 0 | 0 | 0 | 0 | 0 | 0 | 3541.0503
1227 | 58.4808 | 58.4808 | 58.4808 | 33.5603 | 33.8492 | 33.844 | 22.3877 | 22.3877 | 22.3877 | 1227 | 1367.3963 | 1367.3963 | 1367.3963 | 1604.061 | 1604.061 | 1604.061 | 1289.3155 | 1289.3155 | 1289.3155 | 1225 | 1730.6931 | 0 | 0 | 0 | 0 | 0 | 0 | 1730.6931 |  | 1225 | 1730.6931 | 0 | 0 | 0 | 0 | 0 | 0 | 1730.6931 | 1225 | 1730.6931 | 0 | 0 | 0 | 0 | 0 | 0 | 1730.6931 | 1225 | 1821.7822 | 800.2018 | 0 | 0 | 0 | 0 | 0 | 2621.984 | 1225 | 1821.7822 | 800.2018 | 0 | 0 | 0 | 0 | 0 | 2621.984 | 1225 | 1821.7822 | 800.2018 | 0 | 0 | 0 | 0 | 0 | 2621.984 | 1225 | 1852.1452 | 1600.4036 | 0 | 0 | 0 | 0 | 0 | 0 | 0 | 3452.5488 | 1225 | 1852.1452 | 1600.4036 | 0 | 17 | 0 | 0 | 0 | 0 | 0 | 3469.5488 | 1225 | 1852.1452 | 1600.4036 | 0 | 0 | 0 | 0 | 0 | 0 | 0 | 3452.5488
1228 | 58.4808 | 58.4808 | 58.4808 | 33.5603 | 33.8492 | 33.844 | 22.617 | 22.8974 | 22.8974 | 1228 | 974.9895 | 1370.7277 | 1370.7277 | 1607.969 | 1607.969 | 1579.0925 | 1293.736 | 1293.736 | 1293.736 | 1226 | 1617.8218 | 0 | 0 | 0 | 0 | 0 | 0 | 1617.8218 |  | 1226 | 1617.8218 | 0 | 0 | 0 | 0 | 0 | 0 | 1617.8218 | 1226 | 1617.8218 | 0 | 0 | 0 | 0 | 0 | 0 | 1617.8218 | 1226 | 1702.9703 | 811.3017 | 0 | 0 | 0 | 0 | 0 | 2514.272 | 1226 | 1702.9703 | 811.3017 | 0 | 0 | 0 | 0 | 0 | 2514.272 | 1226 | 1702.9703 | 811.3017 | 0 | 0 | 0 | 0 | 0 | 2514.272 | 1226 | 1731.3531 | 1622.6034 | 0 | 0 | 0 | 0 | 0 | 0 | 0 | 3353.9566 | 1226 | 1731.3531 | 1622.6034 | 0 | 17 | 0 | 0 | 0 | 0 | 0 | 3370.9566 | 1226 | 1731.3531 | 1622.6034 | 0 | 0 | 0 | 0 | 0 | 0 | 0 | 3353.9566
1229 | 58.4808 | 58.4808 | 58.4808 | 33.5603 | 33.8492 | 33.844 | 23.2645 | 23.2645 | 23.2645 | 1229 | 1405.1521 | 1405.1521 | 1405.1521 | 1648.3515 | 1585.082 | 1321.9165 | 1339.4146 | 1339.4146 | 1339.4146 | 1227 | 1599.0099 | 0 | 0 | 0 | 0 | 0 | 0 | 1599.0099 |  | 1227 | 1599.0099 | 0 | 0 | 0 | 0 | 0 | 0 | 1599.0099 | 1227 | 1599.0099 | 0 | 0 | 0 | 0 | 0 | 0 | 1599.0099 | 1227 | 1683.1683 | 815.338 | 0 | 0 | 0 | 0 | 0 | 2498.5064 | 1227 | 1683.1683 | 815.338 | 0 | 0 | 0 | 0 | 0 | 2498.5064 | 1227 | 1683.1683 | 815.338 | 0 | 0 | 0 | 0 | 0 | 2498.5064 | 1227 | 1711.2211 | 1630.6761 | 0 | 0 | 0 | 0 | 0 | 0 | 0 | 3341.8972 | 1227 | 1711.2211 | 1630.6761 | 0 | 17 | 0 | 0 | 0 | 0 | 0 | 3358.8972 | 1227 | 1711.2211 | 1630.6761 | 0 | 0 | 0 | 0 | 0 | 0 | 0 | 3341.8972
1230 | 58.4808 | 58.4808 | 58.4808 | 33.5603 | 33.8492 | 33.844 | 25.1317 | 25.1317 | 25.1317 | 1230 | 1450.6813 | 1450.6813 | 1450.6813 | 1237.5294 | 1486.1621 | 1486.1621 | 1399.8283 | 1399.8283 | 1399.8283 | 1228 | 1655.4455 | 0 | 0 | 0 | 0 | 0 | 0 | 1655.4455 |  | 1228 | 1655.4455 | 0 | 0 | 0 | 0 | 0 | 0 | 1655.4455 | 1228 | 1655.4455 | 0 | 0 | 0 | 0 | 0 | 0 | 1655.4455 | 1228 | 1742.5743 | 739.6569 | 0 | 0 | 0 | 0 | 0 | 2482.2312 | 1228 | 1742.5743 | 739.6569 | 0 | 0 | 0 | 0 | 0 | 2482.2312 | 1228 | 1742.5743 | 739.6569 | 0 | 0 | 0 | 0 | 0 | 2482.2312 | 1228 | 1771.6172 | 1479.3138 | 0 | 0 | 0 | 0 | 0 | 0 | 0 | 3250.931 | 1228 | 1771.6172 | 1479.3138 | 0 | 17 | 0 | 0 | 0 | 0 | 0 | 3267.931 | 1228 | 1771.6172 | 1479.3138 | 0 | 0 | 0 | 0 | 0 | 0 | 0 | 3250.931
1231 | 58.4808 | 58.7621 | 58.4808 | 34.4815 | 34.4815 | 34.4815 | 24.6041 | 24.6041 | 24.6041 | 1231 | 1521.7511 | 1521.7511 | 1204.1804 | 1320.8997 | 1320.8997 | 1320.8997 | 1494.1325 | 1494.1325 | 1494.1325 | 1229 | 1448.5149 | 0 | 0 | 0 | 0 | 0 | 0 | 1448.5149 |  | 1229 | 1448.5149 | 0 | 0 | 0 | 0 | 0 | 0 | 1448.5149 | 1229 | 1448.5149 | 0 | 0 | 0 | 0 | 0 | 0 | 1448.5149 | 1229 | 1524.7525 | 700.3027 | 0 | 0 | 0 | 0 | 0 | 2225.0552 | 1229 | 1524.7525 | 700.3027 | 0 | 0 | 0 | 0 | 0 | 2225.0552 | 1229 | 1524.7525 | 700.3027 | 0 | 0 | 0 | 0 | 0 | 2225.0552 | 1229 | 1550.165 | 1400.6054 | 0 | 0 | 0 | 0 | 0 | 0 | 0 | 2950.7705 | 1229 | 1550.165 | 1400.6054 | 0 | 17 | 0 | 0 | 0 | 0 | 0 | 2967.7705 | 1229 | 1550.165 | 1400.6054 | 0 | 0 | 0 | 0 | 0 | 0 | 0 | 2950.7705
1232 | 58.4808 | 58.7621 | 58.4808 | 33.912 | 33.8492 | 33.844 | 23.4961 | 23.4961 | 23.4961 | 1232 | 1237.8887 | 1237.8887 | 1209.2979 | 1418.5994 | 1418.5994 | 1418.5994 | 1604.6453 | 1604.6453 | 1604.6453 | 1230 | 1185.1485 | 0 | 0 | 0 | 0 | 0 | 0 | 1185.1485 |  | 1230 | 1185.1485 | 0 | 0 | 0 | 0 | 0 | 0 | 1185.1485 | 1230 | 1185.1485 | 0 | 0 | 0 | 0 | 0 | 0 | 1185.1485 | 1230 | 1247.5248 | 641.776 | 0 | 0 | 0 | 0 | 0 | 1889.3007 | 1230 | 1247.5248 | 641.776 | 0 | 0 | 0 | 0 | 0 | 1889.3007 | 1230 | 1247.5248 | 641.776 | 0 | 0 | 0 | 0 | 0 | 1889.3007 | 1230 | 1268.3168 | 1283.552 | 0 | 0 | 0 | 0 | 0 | 0 | 0 | 2551.8688 | 1230 | 1268.3168 | 1283.552 | 0 | 17 | 0 | 0 | 0 | 0 | 0 | 2568.8688 | 1230 | 1268.3168 | 1283.552 | 0 | 0 | 0 | 0 | 0 | 0 | 0 | 2551.8688
1233 | 58.4808 | 58.7621 | 58.4808 | 33.5603 | 33.8492 | 33.844 | 25.355 | 25.355 | 25.355 | 1233 | 1653.8966 | 1653.8966 | 1258.1584 | 1670.0325 | 1475.9166 | 1497.7961 | 1669.4794 | 1669.4794 | 1669.4794 | 1231 | 968.8119 | 0 | 10.1718 | 0 | 0 | 0 | 0 | 978.9837 |  | 1231 | 968.8119 | 0 | 10.1718 | 0 | 0 | 0 | 0 | 978.9837 | 1231 | 968.8119 | 0 | 10.1718 | 0 | 0 | 0 | 0 | 978.9837 | 1231 | 1019.802 | 583.2492 | 10.9966 | 0 | 0 | 0 | 0 | 1614.0478 | 1231 | 1019.802 | 583.2492 | 10.9966 | 0 | 0 | 0 | 0 | 1614.0478 | 1231 | 1019.802 | 583.2492 | 10.9966 | 0 | 0 | 0 | 0 | 1614.0478 | 1231 | 1036.7987 | 1166.4985 | 13.7457 | 0 | 0 | 0 | 0 | 0 | 0 | 2217.0429 | 1231 | 1036.7987 | 1166.4985 | 13.7457 | 17 | 0 | 0 | 0 | 0 | 0 | 2234.0429 | 1231 | 1036.7987 | 1166.4985 | 13.7457 | 0 | 0 | 0 | 0 | 0 | 0 | 2217.0429
1234 | 58.4808 | 58.7621 | 58.4808 | 33.5603 | 33.8492 | 33.844 | 23.4961 | 23.4961 | 23.4961 | 1234 | 1261.4898 | 1657.228 | 1547.5162 | 1944.0559 | 1944.0559 | 1916.7912 | 1673.8999 | 1673.8999 | 1673.8999 | 1232 | 874.7525 | 0 | 30.5155 | 0 | 0 | 0 | 0 | 905.2679 |  | 1232 | 874.7525 | 0 | 30.5155 | 0 | 0 | 0 | 0 | 905.2679 | 1232 | 874.7525 | 0 | 30.5155 | 0 | 0 | 0 | 0 | 905.2679 | 1232 | 920.7921 | 533.8042 | 32.9897 | 0 | 0 | 0 | 0 | 1487.586 | 1232 | 920.7921 | 533.8042 | 32.9897 | 0 | 0 | 0 | 0 | 1487.586 | 1232 | 920.7921 | 533.8042 | 32.9897 | 0 | 0 | 0 | 0 | 1487.586 | 1232 | 936.1386 | 1067.6085 | 41.2371 | 0 | 0 | 0 | 0 | 0 | 0 | 2044.9842 | 1232 | 936.1386 | 1067.6085 | 41.2371 | 17 | 0 | 0 | 0 | 0 | 0 | 2061.9842 | 1232 | 936.1386 | 1067.6085 | 41.2371 | 0 | 0 | 0 | 0 | 0 | 0 | 2044.9842
1235 | 58.4808 | 58.7621 | 58.4808 | 33.5603 | 33.8492 | 33.844 | 20.9838 | 21.7964 | 20.9838 | 1235 | 1652.7861 | 1652.7861 | 1439.3227 | 1938.8453 | 1938.8453 | 1938.8453 | 1847.0513 | 2145.907 | 2145.8224 | 1233 | 686.6337 | 0 | 50.8591 | 0 | 0 | 0 | 0 | 737.4928 |  | 1233 | 686.6337 | 0 | 50.8591 | 0 | 0 | 0 | 0 | 737.4928 | 1233 | 686.6337 | 0 | 50.8591 | 0 | 0 | 0 | 0 | 737.4928 | 1233 | 722.7723 | 500.5045 | 54.9828 | 0 | 0 | 0 | 0 | 1278.2596 | 1233 | 722.7723 | 500.5045 | 54.9828 | 0 | 0 | 0 | 0 | 1278.2596 | 1233 | 722.7723 | 500.5045 | 54.9828 | 0 | 0 | 0 | 0 | 1278.2596 | 1233 | 734.8185 | 1001.0091 | 68.7285 | 0 | 0 | 0 | 0 | 0 | 0 | 1804.5561 | 1233 | 734.8185 | 1001.0091 | 68.7285 | 17 | 0 | 0 | 0 | 0 | 0 | 1821.5561 | 1233 | 734.8185 | 1001.0091 | 68.7285 | 0 | 0 | 0 | 0 | 0 | 0 | 1804.5561
1236 | 58.4808 | 58.7621 | 58.4808 | 33.5603 | 33.8492 | 33.844 | 20.9838 | 21.7964 | 19.1482 | 1236 | 1648.3443 | 1374.7438 | 1648.3443 | 1643.9994 | 1933.6346 | 1933.6346 | 2187.2261 | 1670.8401 | 2187.2261 | 1234 | 498.5149 | 0 | 66.1168 | 0 | 0 | 0 | 0 | 564.6317 |  | 1234 | 498.5149 | 0 | 66.1168 | 0 | 0 | 0 | 0 | 564.6317 | 1234 | 498.5149 | 0 | 66.1168 | 0 | 0 | 0 | 0 | 564.6317 | 1234 | 524.7525 | 448.0323 | 71.4777 | 0 | 0 | 0 | 0 | 1044.2624 | 1234 | 524.7525 | 448.0323 | 71.4777 | 0 | 0 | 0 | 0 | 1044.2624 | 1234 | 524.7525 | 448.0323 | 71.4777 | 0 | 0 | 0 | 0 | 1044.2624 | 1234 | 533.4983 | 896.0646 | 89.3471 | 0 | 0 | 0 | 0 | 0 | 0 | 1518.91 | 1234 | 533.4983 | 896.0646 | 89.3471 | 17 | 0 | 0 | 0 | 0 | 0 | 1535.91 | 1234 | 533.4983 | 896.0646 | 89.3471 | 0 | 0 | 0 | 0 | 0 | 0 | 1518.91
1237 | 58.4808 | 58.7621 | 58.4808 | 33.5603 | 33.8492 | 33.844 | 21.6761 | 21.7964 | 21.6761 | 1237 | 1638.3501 | 1272.7868 | 1534.7213 | 1888.6836 | 1921.9107 | 1457.6793 | 1648.8504 | 2173.9645 | 1648.8504 | 1235 | 376.2376 | 0 | 76.2887 | 0 | 0 | 0 | 0 | 452.5263 |  | 1235 | 376.2376 | 0 | 76.2887 | 0 | 0 | 0 | 0 | 452.5263 | 1235 | 376.2376 | 0 | 76.2887 | 0 | 0 | 0 | 0 | 452.5263 | 1235 | 396.0396 | 391.5237 | 82.4742 | 0 | 0 | 0 | 0 | 870.0375 | 1235 | 396.0396 | 391.5237 | 82.4742 | 0 | 0 | 0 | 0 | 870.0375 | 1235 | 396.0396 | 391.5237 | 82.4742 | 0 | 0 | 0 | 0 | 870.0375 | 1235 | 402.6403 | 783.0474 | 103.0928 | 0 | 0 | 0 | 0 | 0 | 0 | 1288.7805 | 1235 | 402.6403 | 783.0474 | 103.0928 | 17 | 0 | 0 | 0 | 0 | 0 | 1305.7805 | 1235 | 402.6403 | 783.0474 | 103.0928 | 0 | 0 | 0 | 0 | 0 | 0 | 1288.7805
1238 | 58.4808 | 58.7621 | 58.4808 | 33.912 | 33.8492 | 33.844 | 22.3877 | 22.3877 | 22.3877 | 1238 | 1631.6873 | 1235.9491 | 1606.9716 | 1449.8633 | 1449.8633 | 1449.8633 | 1640.0093 | 1640.0093 | 1640.0093 | 1236 | 235.1485 | 0 | 71.2027 | 0 | 0 | 0 | 0 | 306.3513 |  | 1236 | 235.1485 | 0 | 71.2027 | 0 | 0 | 0 | 0 | 306.3513 | 1236 | 235.1485 | 0 | 71.2027 | 0 | 0 | 0 | 0 | 306.3513 | 1236 | 247.5248 | 341.0696 | 76.9759 | 0 | 0 | 0 | 0 | 665.5703 | 1236 | 247.5248 | 341.0696 | 76.9759 | 0 | 0 | 0 | 0 | 665.5703 | 1236 | 247.5248 | 341.0696 | 76.9759 | 0 | 0 | 0 | 0 | 665.5703 | 1236 | 251.6502 | 682.1393 | 96.2199 | 0 | 0 | 0 | 0 | 0 | 0 | 1030.0093 | 1236 | 251.6502 | 682.1393 | 96.2199 | 17 | 0 | 0 | 0 | 0 | 0 | 1047.0093 | 1236 | 251.6502 | 682.1393 | 96.2199 | 0 | 0 | 0 | 0 | 0 | 0 | 1030.0093
1239 | 80.0874 | 80.0874 | 80.0874 | 53.7926 | 53.7926 | 53.7926 | 25.1317 | 25.1317 | 25.1317 | 1239 | 1247.0537 | 1247.0537 | 1247.0537 | 1462.89 | 1462.89 | 1462.89 | 1654.7444 | 1654.7444 | 1654.7444 | 1237 | 235.1485 | 0 | 50.8591 | 0 | 0 | 0 | 0 | 286.0076 |  | 1237 | 235.1485 | 0 | 50.8591 | 0 | 0 | 0 | 0 | 286.0076 | 1237 | 235.1485 | 0 | 50.8591 | 0 | 0 | 0 | 0 | 286.0076 | 1237 | 247.5248 | 283.552 | 54.9828 | 0 | 0 | 0 | 0 | 586.0595 | 1237 | 247.5248 | 283.552 | 54.9828 | 0 | 0 | 0 | 0 | 586.0595 | 1237 | 247.5248 | 283.552 | 54.9828 | 0 | 0 | 0 | 0 | 586.0595 | 1237 | 251.6502 | 567.1039 | 68.7285 | 0 | 0 | 0 | 0 | 0 | 0 | 887.4826 | 1237 | 251.6502 | 567.1039 | 68.7285 | 17 | 0 | 0 | 0 | 0 | 0 | 904.4826 | 1237 | 251.6502 | 567.1039 | 68.7285 | 0 | 0 | 0 | 0 | 0 | 0 | 887.4826
1240 | 82.7179 | 82.7179 | 82.7179 | 85.8038 | 85.8038 | 85.8038 | 33.0315 | 33.0315 | 33.0315 | 1240 | 1294.8038 | 1294.8038 | 1294.8038 | 1518.9044 | 1518.9044 | 1518.9044 | 1718.105 | 1718.105 | 1718.105 | 1238 | 197.5248 | 0 | 30.5155 | 0 | 0 | 0 | 0 | 228.0402 |  | 1238 | 197.5248 | 0 | 30.5155 | 0 | 0 | 0 | 0 | 228.0402 | 1238 | 197.5248 | 0 | 30.5155 | 0 | 0 | 0 | 0 | 228.0402 | 1238 | 207.9208 | 218.9707 | 32.9897 | 0 | 0 | 0 | 0 | 459.8812 | 1238 | 207.9208 | 218.9707 | 32.9897 | 0 | 0 | 0 | 0 | 459.8812 | 1238 | 207.9208 | 218.9707 | 32.9897 | 0 | 0 | 0 | 0 | 459.8812 | 1238 | 211.3861 | 437.9415 | 41.2371 | 0 | 0 | 0 | 0 | 0 | 0 | 690.5647 | 1238 | 211.3861 | 437.9415 | 41.2371 | 17 | 0 | 0 | 0 | 0 | 0 | 707.5647 | 1238 | 211.3861 | 437.9415 | 41.2371 | 0 | 0 | 0 | 0 | 0 | 0 | 690.5647
1241 | 84.1053 | 84.1053 | 84.1053 | 85.8038 | 85.8038 | 85.8038 | 64.3789 | 63.6707 | 63.6707 | 1241 | 1345.8852 | 1345.8852 | 1345.8852 | 1578.8269 | 1578.8269 | 1578.8269 | 1785.8862 | 1785.8862 | 1785.8862 | 1239 | 206.9307 | 0 | 15.2577 | 0 | 0 | 0 | 150 | 372.1884 |  | 1239 | 206.9307 | 0 | 15.2577 | 0 | 0 | 0 | 150 | 372.1884 | 1239 | 206.9307 | 0 | 15.2577 | 0 | 0 | 0 | 150 | 372.1884 | 1239 | 217.8218 | 165.4894 | 16.4948 | 0 | 0 | 0 | 0 | 399.806 | 1239 | 217.8218 | 165.4894 | 16.4948 | 0 | 0 | 0 | 0 | 399.806 | 1239 | 217.8218 | 165.4894 | 16.4948 | 0 | 0 | 0 | 0 | 399.806 | 1239 | 221.4521 | 330.9788 | 20.6186 | 0 | 0 | 0 | 0 | 0 | 0 | 573.0495 | 1239 | 221.4521 | 330.9788 | 20.6186 | 17 | 0 | 0 | 0 | 0 | 0 | 590.0495 | 1239 | 221.4521 | 330.9788 | 20.6186 | 0 | 0 | 0 | 0 | 0 | 0 | 573.0495
1242 | 84.5534 | 84.5534 | 84.5534 | 85.8038 | 85.8038 | 85.8038 | 64.3789 | 61.9316 | 61.9316 | 1242 | 1320.3445 | 1320.3445 | 1320.3445 | 1548.8657 | 1548.8657 | 1548.8657 | 1751.9956 | 1751.9956 | 1751.9956 | 1240 | 235.1485 | 0 | 0 | 0 | 0 | 0 | 150 | 385.1485 |  | 1240 | 235.1485 | 0 | 0 | 0 | 0 | 0 | 150 | 385.1485 | 1240 | 235.1485 | 0 | 0 | 0 | 0 | 0 | 150 | 385.1485 | 1240 | 247.5248 | 179.6165 | 0 | 0 | 0 | 0 | 0 | 427.1413 | 1240 | 247.5248 | 179.6165 | 0 | 0 | 0 | 0 | 0 | 427.1413 | 1240 | 247.5248 | 179.6165 | 0 | 0 | 0 | 0 | 0 | 427.1413 | 1240 | 251.6502 | 359.2331 | 0 | 0 | 0 | 0 | 0 | 0 | 0 | 610.8833 | 1240 | 251.6502 | 359.2331 | 0 | 17 | 0 | 0 | 0 | 0 | 0 | 627.8833 | 1240 | 251.6502 | 359.2331 | 0 | 0 | 0 | 0 | 0 | 0 | 0 | 610.8833
1243 | 84.1053 | 84.1053 | 84.1053 | 85.8038 | 84.0898 | 84.0898 | 47.4274 | 47.4295 | 47.4292 | 1243 | 1271.484 | 1271.484 | 1271.484 | 1491.5485 | 1491.5485 | 1491.5485 | 1687.1615 | 1687.1615 | 1687.1615 | 1241 | 272.7723 | 0 | 0 | 0 | 0 | 0 | 150 | 422.7723 |  | 1241 | 272.7723 | 0 | 0 | 0 | 0 | 0 | 150 | 422.7723 | 1241 | 272.7723 | 0 | 0 | 0 | 0 | 0 | 150 | 422.7723 | 1241 | 287.1287 | 229.0616 | 0 | 0 | 0 | 0 | 0 | 516.1903 | 1241 | 287.1287 | 229.0616 | 0 | 0 | 0 | 0 | 0 | 516.1903 | 1241 | 287.1287 | 229.0616 | 0 | 0 | 0 | 0 | 0 | 516.1903 | 1241 | 291.9142 | 458.1231 | 0 | 0 | 0 | 0 | 0 | 0 | 0 | 750.0373 | 1241 | 291.9142 | 458.1231 | 0 | 17 | 0 | 0 | 0 | 0 | 0 | 767.0373 | 1241 | 291.9142 | 458.1231 | 0 | 0 | 0 | 0 | 0 | 0 | 0 | 750.0373
1244 | 83.4259 | 83.4259 | 83.4259 | 85.8038 | 84.0898 | 84.0898 | 45.2317 | 45.2317 | 45.2317 | 1244 | 1210.4083 | 1210.4083 | 1210.4083 | 1419.9021 | 1419.9021 | 1419.9021 | 1606.1188 | 1606.1188 | 1606.1188 | 1242 | 366.8317 | 0 | 0 | 0 | 0 | 0 | 150 | 516.8317 |  | 1242 | 366.8317 | 0 | 0 | 0 | 0 | 0 | 150 | 516.8317 | 1242 | 366.8317 | 0 | 0 | 0 | 0 | 0 | 150 | 516.8317 | 1242 | 386.1386 | 290.6155 | 0 | 0 | 0 | 0 | 0 | 676.7542 | 1242 | 386.1386 | 290.6155 | 0 | 0 | 0 | 0 | 0 | 676.7542 | 1242 | 386.1386 | 290.6155 | 0 | 0 | 0 | 0 | 0 | 676.7542 | 1242 | 392.5743 | 581.2311 | 0 | 0 | 0 | 0 | 0 | 0 | 0 | 973.8053 | 1242 | 392.5743 | 581.2311 | 0 | 17 | 0 | 0 | 0 | 0 | 0 | 990.8053 | 1242 | 392.5743 | 581.2311 | 0 | 0 | 0 | 0 | 0 | 0 | 0 | 973.8053
1245 | 82.4284 | 82.4284 | 82.4284 | 67.9604 | 67.9604 | 67.9604 | 43.7941 | 43.7941 | 43.7941 | 1245 | 1133.7862 | 1133.7862 | 1133.7862 | 1330.0184 | 1330.0184 | 1330.0184 | 1504.447 | 1504.447 | 1504.447 | 1243 | 498.5149 | 0 | 0 | 0 | 0 | 0 | 150 | 648.5149 |  | 1243 | 498.5149 | 0 | 0 | 0 | 0 | 0 | 150 | 648.5149 | 1243 | 498.5149 | 0 | 0 | 0 | 0 | 0 | 150 | 648.5149 | 1243 | 524.7525 | 316.8517 | 0 | 0 | 0 | 0 | 0 | 841.6041 | 1243 | 524.7525 | 316.8517 | 0 | 0 | 0 | 0 | 0 | 841.6041 | 1243 | 524.7525 | 316.8517 | 0 | 0 | 0 | 0 | 0 | 841.6041 | 1243 | 533.4983 | 633.7033 | 0 | 0 | 0 | 0 | 0 | 0 | 0 | 1167.2017 | 1243 | 533.4983 | 633.7033 | 0 | 17 | 0 | 0 | 0 | 0 | 0 | 1184.2017 | 1243 | 533.4983 | 633.7033 | 0 | 0 | 0 | 0 | 0 | 0 | 0 | 1167.2017
1246 | 81.7757 | 81.7757 | 81.7757 | 45.5106 | 56.7649 | 56.7649 | 38.4642 | 38.4642 | 38.4642 | 1246 | 1064.9372 | 1064.9372 | 1064.9372 | 1249.2533 | 1249.2533 | 1249.2533 | 1413.0898 | 1413.0898 | 1413.0898 | 1244 | 601.9802 | 0 | 0 | 0 | 0 | 0 | 150 | 751.9802 |  | 1244 | 601.9802 | 0 | 0 | 0 | 0 | 0 | 150 | 751.9802 | 1244 | 601.9802 | 0 | 0 | 0 | 0 | 0 | 150 | 751.9802 | 1244 | 633.6634 | 329.9697 | 0 | 0 | 0 | 0 | 0 | 963.6331 | 1244 | 633.6634 | 329.9697 | 0 | 0 | 0 | 0 | 0 | 963.6331 | 1244 | 633.6634 | 329.9697 | 0 | 0 | 0 | 0 | 0 | 963.6331 | 1244 | 644.2244 | 659.9395 | 0 | 0 | 0 | 0 | 0 | 0 | 0 | 1304.1639 | 1244 | 644.2244 | 659.9395 | 0 | 17 | 0 | 0 | 0 | 0 | 0 | 1321.1639 | 1244 | 644.2244 | 659.9395 | 0 | 0 | 0 | 0 | 0 | 0 | 0 | 1304.1639
1247 | 81.5331 | 81.5331 | 81.5331 | 45.5106 | 56.7649 | 56.7649 | 38.4642 | 38.4642 | 38.4642 | 1247 | 1022.7395 | 1022.7395 | 1022.7395 | 1199.7521 | 1199.7521 | 1199.7521 | 1357.0967 | 1357.0967 | 1357.0967 | 1245 | 620.7921 | 0 | 0 | 0 | 0 | 0 | 150 | 770.7921 |  | 1245 | 620.7921 | 0 | 0 | 0 | 0 | 0 | 150 | 770.7921 | 1245 | 620.7921 | 0 | 0 | 0 | 0 | 0 | 150 | 770.7921 | 1245 | 653.4653 | 350.1514 | 0 | 0 | 0 | 0 | 0 | 1003.6167 | 1245 | 653.4653 | 350.1514 | 0 | 0 | 0 | 0 | 0 | 1003.6167 | 1245 | 653.4653 | 350.1514 | 0 | 0 | 0 | 0 | 0 | 1003.6167 | 1245 | 664.3564 | 700.3027 | 0 | 0 | 0 | 0 | 0 | 0 | 0 | 1364.6592 | 1245 | 664.3564 | 700.3027 | 0 | 17 | 0 | 0 | 0 | 0 | 0 | 1381.6592 | 1245 | 664.3564 | 700.3027 | 0 | 0 | 0 | 0 | 0 | 0 | 0 | 1364.6592
1248 | 81.5331 | 81.5331 | 81.5331 | 45.5106 | 56.7649 | 56.7649 | 40.0855 | 40.0855 | 40.0855 | 1248 | 981.6523 | 981.6523 | 981.6523 | 1151.5536 | 1151.5536 | 1151.5536 | 1302.5771 | 1302.5771 | 1302.5771 | 1246 | 611.3861 | 0 | 0 | 0 | 0 | 0 | 150 | 761.3861 |  | 1246 | 611.3861 | 0 | 0 | 0 | 0 | 0 | 150 | 761.3861 | 1246 | 611.3861 | 0 | 0 | 0 | 0 | 0 | 150 | 761.3861 | 1246 | 643.5644 | 337.0333 | 0 | 0 | 0 | 0 | 0 | 980.5977 | 1246 | 643.5644 | 337.0333 | 0 | 0 | 0 | 0 | 0 | 980.5977 | 1246 | 643.5644 | 337.0333 | 0 | 0 | 0 | 0 | 0 | 980.5977 | 1246 | 654.2904 | 674.0666 | 0 | 0 | 0 | 0 | 0 | 0 | 0 | 1328.357 | 1246 | 654.2904 | 674.0666 | 0 | 17 | 0 | 0 | 0 | 0 | 0 | 1345.357 | 1246 | 654.2904 | 674.0666 | 0 | 0 | 0 | 0 | 0 | 0 | 0 | 1328.357
1249 | 81.6271 | 81.6271 | 81.6271 | 45.5106 | 56.7513 | 56.7513 | 39.7787 | 39.7787 | 39.7787 | 1249 | 967.2162 | 967.2162 | 967.2162 | 1134.619 | 1134.619 | 1134.619 | 1283.4215 | 1283.4215 | 1283.4215 | 1247 | 507.9208 | 0 | 0 | 0 | 0 | 0 | 150 | 657.9208 |  | 1247 | 507.9208 | 0 | 0 | 0 | 0 | 0 | 150 | 657.9208 | 1247 | 507.9208 | 0 | 0 | 0 | 0 | 0 | 150 | 657.9208 | 1247 | 534.6535 | 325.9334 | 0 | 0 | 0 | 0 | 0 | 860.5869 | 1247 | 534.6535 | 325.9334 | 0 | 0 | 0 | 0 | 0 | 860.5869 | 1247 | 534.6535 | 325.9334 | 0 | 0 | 0 | 0 | 0 | 860.5869 | 1247 | 543.5644 | 651.8668 | 0 | 0 | 0 | 0 | 0 | 0 | 0 | 1195.4312 | 1247 | 543.5644 | 651.8668 | 0 | 17 | 0 | 0 | 0 | 0 | 0 | 1212.4312 | 1247 | 543.5644 | 651.8668 | 0 | 0 | 0 | 0 | 0 | 0 | 0 | 1195.4312
1250 | 82.317 | 82.317 | 82.317 | 45.5106 | 56.5253 | 43.8377 | 38.4642 | 38.4642 | 38.4642 | 1250 | 960.5534 | 960.5534 | 960.5534 | 1126.803 | 1126.803 | 1126.803 | 1274.5805 | 1274.5805 | 1274.5805 | 1248 | 413.8614 | 0 | 0 | 0 | 0 | 0 | 150 | 563.8614 |  | 1248 | 413.8614 | 0 | 0 | 0 | 0 | 0 | 150 | 563.8614 | 1248 | 413.8614 | 0 | 0 | 0 | 0 | 0 | 150 | 563.8614 | 1248 | 435.6436 | 339.0515 | 0 | 0 | 0 | 0 | 0 | 774.695 | 1248 | 435.6436 | 339.0515 | 0 | 0 | 0 | 0 | 0 | 774.695 | 1248 | 435.6436 | 339.0515 | 0 | 0 | 0 | 0 | 0 | 774.695 | 1248 | 442.9043 | 678.1029 | 0 | 0 | 0 | 0 | 0 | 0 | 0 | 1121.0072 | 1248 | 442.9043 | 678.1029 | 0 | 17 | 0 | 0 | 0 | 0 | 0 | 1138.0072 | 1248 | 442.9043 | 678.1029 | 0 | 0 | 0 | 0 | 0 | 0 | 0 | 1121.0072
1251 | 83.0279 | 83.0279 | 83.0279 | 45.5106 | 56.5253 | 43.9921 | 38.4642 | 37.8622 | 37.8622 | 1251 | 971.6581 | 971.6581 | 971.6581 | 1139.8297 | 1139.8297 | 1139.8297 | 1289.3155 | 1289.3155 | 1289.3155 | 1249 | 413.8614 | 0 | 0 | 0 | 0 | 0 | 150 | 563.8614 |  | 1249 | 413.8614 | 0 | 0 | 0 | 0 | 0 | 150 | 563.8614 | 1249 | 413.8614 | 0 | 0 | 0 | 0 | 0 | 150 | 563.8614 | 1249 | 435.6436 | 363.2694 | 0 | 0 | 0 | 0 | 0 | 798.913 | 1249 | 435.6436 | 363.2694 | 0 | 0 | 0 | 0 | 0 | 798.913 | 1249 | 435.6436 | 363.2694 | 0 | 0 | 0 | 0 | 0 | 798.913 | 1249 | 442.9043 | 726.5388 | 0 | 0 | 0 | 0 | 0 | 0 | 0 | 1169.4431 | 1249 | 442.9043 | 726.5388 | 0 | 17 | 0 | 0 | 0 | 0 | 0 | 1186.4431 | 1249 | 442.9043 | 726.5388 | 0 | 0 | 0 | 0 | 0 | 0 | 0 | 1169.4431
1252 | 84.704 | 84.704 | 84.704 | 45.5106 | 56.5253 | 45.5106 | 38.4642 | 38.4642 | 38.4642 | 1252 | 1010.5244 | 1010.5244 | 1010.5244 | 1185.4229 | 1185.4229 | 1185.4229 | 1340.8881 | 1340.8881 | 1340.8881 | 1250 | 432.6733 | 0 | 0 | 0 | 0 | 0 | 150 | 582.6733 |  | 1250 | 432.6733 | 0 | 0 | 0 | 0 | 0 | 150 | 582.6733 | 1250 | 432.6733 | 0 | 0 | 0 | 0 | 0 | 150 | 582.6733 | 1250 | 455.4455 | 379.4147 | 0 | 0 | 0 | 0 | 0 | 834.8603 | 1250 | 455.4455 | 379.4147 | 0 | 0 | 0 | 0 | 0 | 834.8603 | 1250 | 455.4455 | 379.4147 | 0 | 0 | 0 | 0 | 0 | 834.8603 | 1250 | 463.0363 | 758.8295 | 0 | 0 | 0 | 0 | 0 | 0 | 0 | 1221.8658 | 1250 | 463.0363 | 758.8295 | 0 | 17 | 0 | 0 | 0 | 0 | 0 | 1238.8658 | 1250 | 463.0363 | 758.8295 | 0 | 0 | 0 | 0 | 0 | 0 | 0 | 1221.8658
1253 | 86.7998 | 86.7998 | 86.7998 | 89.3618 | 85.9894 | 85.9894 | 56.6787 | 56.6787 | 56.6787 | 1253 | 1141.5594 | 1141.5594 | 1141.5594 | 1339.137 | 1339.137 | 1339.137 | 1514.7615 | 1514.7615 | 1514.7615 | 1251 | 338.6139 | 0 | 0 | 0 | 0 | 0 | 150 | 488.6139 |  | 1251 | 338.6139 | 0 | 0 | 0 | 0 | 0 | 150 | 488.6139 | 1251 | 338.6139 | 0 | 0 | 0 | 0 | 0 | 150 | 488.6139 | 1251 | 356.4356 | 379.4147 | 0 | 0 | 0 | 0 | 0 | 735.8504 | 1251 | 356.4356 | 379.4147 | 0 | 0 | 0 | 0 | 0 | 735.8504 | 1251 | 356.4356 | 379.4147 | 0 | 0 | 0 | 0 | 0 | 735.8504 | 1251 | 362.3762 | 758.8295 | 0 | 0 | 0 | 0 | 0 | 0 | 0 | 1121.2057 | 1251 | 362.3762 | 758.8295 | 0 | 17 | 0 | 0 | 0 | 0 | 0 | 1138.2057 | 1251 | 362.3762 | 758.8295 | 0 | 0 | 0 | 0 | 0 | 0 | 0 | 1121.2057
1254 | 96.3165 | 90.7143 | 94.8028 | 89.3618 | 85.9894 | 85.9894 | 72.3414 | 65.4038 | 65.4038 | 1254 | 1271.484 | 1271.484 | 1271.484 | 1491.5485 | 1491.5485 | 1491.5485 | 1687.1615 | 1687.1615 | 1687.1615 | 1252 | 272.7723 | 0 | 0 | 0 | 0 | 0 | 150 | 422.7723 |  | 1252 | 272.7723 | 0 | 0 | 0 | 0 | 0 | 150 | 422.7723 | 1252 | 272.7723 | 0 | 0 | 0 | 0 | 0 | 150 | 422.7723 | 1252 | 287.1287 | 355.1968 | 0 | 0 | 0 | 0 | 0 | 642.3255 | 1252 | 287.1287 | 355.1968 | 0 | 0 | 0 | 0 | 0 | 642.3255 | 1252 | 287.1287 | 355.1968 | 0 | 0 | 0 | 0 | 0 | 642.3255 | 1252 | 291.9142 | 710.3935 | 0 | 0 | 0 | 0 | 0 | 0 | 0 | 1002.3077 | 1252 | 291.9142 | 710.3935 | 0 | 17 | 0 | 0 | 0 | 0 | 0 | 1019.3077 | 1252 | 291.9142 | 710.3935 | 0 | 0 | 0 | 0 | 0 | 0 | 0 | 1002.3077
1255 | 96.3165 | 90.7143 | 94.8028 | 89.3618 | 85.9894 | 85.9894 | 83.4848 | 67.6877 | 77.8351 | 1255 | 1400.2981 | 1400.2981 | 1400.2981 | 1642.6574 | 1642.6574 | 1642.6574 | 1858.0879 | 1858.0879 | 1858.0879 | 1253 | 263.3663 | 0 | 0 | 0 | 0 | 0 | 150 | 413.3663 |  | 1253 | 263.3663 | 0 | 0 | 0 | 0 | 0 | 150 | 413.3663 | 1253 | 263.3663 | 0 | 0 | 0 | 0 | 0 | 150 | 413.3663 | 1253 | 277.2277 | 291.6246 | 0 | 0 | 0 | 0 | 0 | 568.8523 | 1253 | 277.2277 | 291.6246 | 0 | 0 | 0 | 0 | 0 | 568.8523 | 1253 | 277.2277 | 291.6246 | 0 | 0 | 0 | 0 | 0 | 568.8523 | 1253 | 281.8482 | 583.2492 | 0 | 0 | 0 | 0 | 0 | 0 | 0 | 865.0974 | 1253 | 281.8482 | 583.2492 | 0 | 17 | 0 | 0 | 0 | 0 | 0 | 882.0974 | 1253 | 281.8482 | 583.2492 | 0 | 0 | 0 | 0 | 0 | 0 | 0 | 865.0974
1256 | 91.7637 | 90.7143 | 90.7143 | 89.3618 | 85.9894 | 85.9894 | 83.4848 | 65.4038 | 65.4038 | 1256 | 1481.3621 | 1481.3621 | 1481.3621 | 1737.7517 | 1737.7517 | 1737.7517 | 1965.6536 | 1965.6536 | 1965.6536 | 1254 | 282.1782 | 0 | 0 | 150 | 0 | 0 | 300 | 732.1782 |  | 1254 | 282.1782 | 0 | 0 | 150 | 0 | 0 | 150 | 582.1782 | 1254 | 282.1782 | 0 | 0 | 150 | 0 | 0 | 150.6538 | 582.832 | 1254 | 297.0297 | 214.9344 | 0 | 0 | 0 | 0 | 0 | 511.9641 | 1254 | 297.0297 | 214.9344 | 0 | 0 | 0 | 0 | 0 | 511.9641 | 1254 | 297.0297 | 214.9344 | 0 | 0 | 0 | 0 | 0 | 511.9641 | 1254 | 301.9802 | 429.8688 | 0 | 0 | 0 | 0 | 0 | 0 | 0 | 731.849 | 1254 | 301.9802 | 429.8688 | 0 | 17 | 0 | 0 | 0 | 0 | 0 | 748.849 | 1254 | 301.9802 | 429.8688 | 0 | 0 | 0 | 0 | 0 | 0 | 0 | 731.849
1257 | 84.704 | 84.704 | 84.704 | 89.3618 | 85.9894 | 85.9894 | 72.3414 | 65.4038 | 65.4038 | 1257 | 1498.0191 | 1498.0191 | 1498.0191 | 1757.2917 | 1757.2917 | 1757.2917 | 1987.7562 | 1987.7562 | 1987.7562 | 1255 | 554.9505 | 0 | 15.2577 | 150 | 0 | 0 | 300 | 1020.2082 |  | 1255 | 554.9505 | 0 | 15.2577 | 150 | 0 | 0 | 150 | 870.2082 | 1255 | 554.9505 | 0 | 15.2577 | 150 | 0 | 0 | 164.0899 | 884.2981 | 1255 | 584.1584 | 148.335 | 16.4948 | 0 | 0 | 0 | 0 | 748.9883 | 1255 | 584.1584 | 148.335 | 16.4948 | 0 | 0 | 0 | 0 | 748.9883 | 1255 | 584.1584 | 148.335 | 16.4948 | 0 | 0 | 0 | 0 | 748.9883 | 1255 | 593.8944 | 296.67 | 20.6186 | 0 | 0 | 0 | 0 | 0 | 0 | 911.183 | 1255 | 593.8944 | 296.67 | 20.6186 | 17 | 0 | 0 | 0 | 0 | 0 | 928.183 | 1255 | 593.8944 | 296.67 | 20.6186 | 0 | 0 | 0 | 0 | 0 | 0 | 911.183
1258 | 82.4284 | 82.4284 | 82.4284 | 86.7327 | 85.9894 | 85.9894 | 60.472 | 60.472 | 60.472 | 1258 | 1498.0191 | 1498.0191 | 1498.0191 | 1757.2917 | 1757.2917 | 1757.2917 | 1987.7562 | 1987.7562 | 1987.7562 | 1256 | 658.4158 | 0 | 40.6873 | 150 | 0 | 0 | 150 | 999.1031 |  | 1256 | 658.4158 | 0 | 40.6873 | 99.0581 | 0 | 0 | 150 | 948.1612 | 1256 | 658.4158 | 0 | 40.6873 | 99.0581 | 0 | 0 | 150 | 948.1612 | 1256 | 693.0693 | 109.9899 | 43.9863 | 0 | 0 | 0 | 0 | 847.0455 | 1256 | 693.0693 | 109.9899 | 43.9863 | 0 | 0 | 0 | 0 | 847.0455 | 1256 | 693.0693 | 109.9899 | 43.9863 | 0 | 0 | 0 | 0 | 847.0455 | 1256 | 704.6205 | 219.9798 | 54.9828 | 0 | 0 | 0 | 0 | 0 | 0 | 979.5831 | 1256 | 704.6205 | 219.9798 | 54.9828 | 17 | 0 | 0 | 0 | 0 | 0 | 996.5831 | 1256 | 704.6205 | 219.9798 | 54.9828 | 0 | 0 | 0 | 0 | 0 | 0 | 979.5831
1259 | 81.5331 | 81.5331 | 81.5331 | 85.9279 | 85.9279 | 85.9279 | 54.7042 | 41.2766 | 41.2766 | 1259 | 1490.2459 | 1490.2459 | 1490.2459 | 1748.173 | 1748.173 | 1748.173 | 1977.4416 | 1977.4416 | 1977.4416 | 1257 | 498.5149 | 0 | 66.1168 | 0 | 0 | 0 | 150 | 714.6317 |  | 1257 | 498.5149 | 0 | 66.1168 | 0 | 0 | 0 | 150 | 714.6317 | 1257 | 498.5149 | 0 | 66.1168 | 0 | 0 | 0 | 150 | 714.6317 | 1257 | 524.7525 | 105.9536 | 71.4777 | 0 | 0 | 0 | 0 | 702.1837 | 1257 | 524.7525 | 105.9536 | 71.4777 | 0 | 0 | 0 | 0 | 702.1837 | 1257 | 524.7525 | 105.9536 | 71.4777 | 0 | 0 | 0 | 0 | 702.1837 | 1257 | 533.4983 | 211.9072 | 89.3471 | 0 | 0 | 0 | 0 | 0 | 0 | 834.7526 | 1257 | 533.4983 | 211.9072 | 89.3471 | 17 | 0 | 0 | 0 | 0 | 0 | 851.7526 | 1257 | 533.4983 | 211.9072 | 89.3471 | 0 | 0 | 0 | 0 | 0 | 0 | 834.7526
1260 | 81.7757 | 81.7757 | 81.7757 | 86.5476 | 85.9894 | 85.9894 | 54.7042 | 41.2766 | 41.2766 | 1260 | 1504.6819 | 1504.6819 | 1504.6819 | 1765.1077 | 1765.1077 | 1765.1077 | 1996.5972 | 1996.5972 | 1996.5972 | 1258 | 498.5149 | 0 | 81.3746 | 0 | 0 | 0 | 150 | 729.8894 |  | 1258 | 498.5149 | 0 | 81.3746 | 0 | 0 | 0 | 150 | 729.8894 | 1258 | 498.5149 | 0 | 81.3746 | 0 | 0 | 0 | 150 | 729.8894 | 1258 | 524.7525 | 132.1897 | 87.9725 | 0 | 0 | 0 | 0 | 744.9147 | 1258 | 524.7525 | 132.1897 | 87.9725 | 0 | 0 | 0 | 0 | 744.9147 | 1258 | 524.7525 | 132.1897 | 87.9725 | 0 | 0 | 0 | 0 | 744.9147 | 1258 | 533.4983 | 264.3794 | 109.9656 | 0 | 0 | 0 | 0 | 0 | 0 | 907.8434 | 1258 | 533.4983 | 264.3794 | 109.9656 | 17 | 0 | 0 | 0 | 0 | 0 | 924.8434 | 1258 | 533.4983 | 264.3794 | 109.9656 | 0 | 0 | 0 | 0 | 0 | 0 | 907.8434
1261 | 84.9327 | 84.9327 | 84.9327 | 89.3618 | 85.9894 | 85.9894 | 72.3414 | 65.4038 | 65.4038 | 1261 | 1490.2459 | 1490.2459 | 1490.2459 | 1748.173 | 1748.173 | 1748.173 | 1977.4416 | 1977.4416 | 1977.4416 | 1259 | 498.5149 | 0 | 91.5464 | 0 | 0 | 0 | 150 | 740.0612 |  | 1259 | 498.5149 | 0 | 91.5464 | 0 | 0 | 0 | 150 | 740.0612 | 1259 | 498.5149 | 0 | 91.5464 | 0 | 0 | 0 | 150 | 740.0612 | 1259 | 524.7525 | 178.6075 | 98.9691 | 0 | 0 | 0 | 0 | 802.329 | 1259 | 524.7525 | 178.6075 | 98.9691 | 0 | 0 | 0 | 0 | 802.329 | 1259 | 524.7525 | 178.6075 | 98.9691 | 0 | 0 | 0 | 0 | 802.329 | 1259 | 533.4983 | 357.2149 | 123.7113 | 0 | 0 | 0 | 0 | 0 | 0 | 1014.4246 | 1259 | 533.4983 | 357.2149 | 123.7113 | 17 | 0 | 0 | 0 | 0 | 0 | 1031.4246 | 1259 | 533.4983 | 357.2149 | 123.7113 | 0 | 0 | 0 | 0 | 0 | 0 | 1014.4246
1262 | 88.122 | 87.5977 | 87.5977 | 92.5701 | 90.7143 | 91.7331 | 92.0973 | 65.4038 | 65.4038 | 1262 | 1480.2517 | 1480.2517 | 1480.2517 | 1736.4491 | 1736.4491 | 1736.4491 | 1964.1801 | 1964.1801 | 1964.1801 | 1260 | 554.9505 | 0 | 86.4605 | 0 | 0 | 0 | 150 | 791.411 |  | 1260 | 554.9505 | 0 | 86.4605 | 0 | 0 | 0 | 150 | 791.411 | 1260 | 554.9505 | 0 | 86.4605 | 0 | 0 | 0 | 150 | 791.411 | 1260 | 584.1584 | 241.1705 | 93.4708 | 0 | 0 | 0 | 0 | 918.7997 | 1260 | 584.1584 | 241.1705 | 93.4708 | 0 | 0 | 0 | 0 | 918.7997 | 1260 | 584.1584 | 241.1705 | 93.4708 | 0 | 0 | 0 | 0 | 918.7997 | 1260 | 593.8944 | 482.3411 | 116.8385 | 0 | 0 | 0 | 0 | 0 | 0 | 1193.0739 | 1260 | 593.8944 | 482.3411 | 116.8385 | 17 | 0 | 0 | 0 | 0 | 0 | 1210.0739 | 1260 | 593.8944 | 482.3411 | 116.8385 | 0 | 0 | 0 | 0 | 0 | 0 | 1193.0739
1263 | 98.6288 | 90.7143 | 94.8028 | 92.5701 | 90.7143 | 92.5051 | 94.6386 | 90.7143 | 92.3757 | 1263 | 1460.2633 | 1460.2633 | 1460.2633 | 1713.0012 | 1713.0012 | 1713.0012 | 1937.657 | 1937.657 | 1937.657 | 1261 | 573.7624 | 0 | 66.1168 | 0 | 0 | 0 | 150 | 789.8792 |  | 1261 | 573.7624 | 0 | 66.1168 | 0 | 0 | 0 | 150 | 789.8792 | 1261 | 573.7624 | 0 | 66.1168 | 0 | 0 | 0 | 150 | 789.8792 | 1261 | 603.9604 | 309.7881 | 71.4777 | 0 | 0 | 0 | 0 | 985.2262 | 1261 | 603.9604 | 309.7881 | 71.4777 | 0 | 0 | 0 | 0 | 985.2262 | 1261 | 603.9604 | 309.7881 | 71.4777 | 0 | 0 | 0 | 0 | 985.2262 | 1261 | 614.0264 | 619.5762 | 89.3471 | 0 | 0 | 0 | 0 | 0 | 0 | 1322.9497 | 1261 | 614.0264 | 619.5762 | 89.3471 | 17 | 0 | 0 | 0 | 0 | 0 | 1339.9497 | 1261 | 614.0264 | 619.5762 | 89.3471 | 0 | 0 | 0 | 0 | 0 | 0 | 1322.9497
1264 | 98.6288 | 90.7143 | 94.8028 | 92.5701 | 90.7143 | 92.5051 | 94.6386 | 90.7143 | 92.3757 | 1264 | 1461.3737 | 1461.3737 | 1461.3737 | 1714.3038 | 1714.3038 | 1714.3038 | 1939.1305 | 1939.1305 | 1939.1305 | 1262 | 611.3861 | 0 | 45.7732 | 0 | 0 | 0 | 150 | 807.1593 |  | 1262 | 611.3861 | 0 | 45.7732 | 0 | 0 | 0 | 150 | 807.1593 | 1262 | 611.3861 | 0 | 45.7732 | 0 | 0 | 0 | 150 | 807.1593 | 1262 | 643.5644 | 367.3058 | 49.4845 | 150 | 0 | 0 | 0 | 1210.3546 | 1262 | 643.5644 | 367.3058 | 49.4845 | 0 | 0 | 0 | 0 | 1060.3546 | 1262 | 643.5644 | 367.3058 | 49.4845 | 150 | 0 | 0 | 0 | 1210.3546 | 1262 | 654.2904 | 734.6115 | 61.8557 | 150 | 0 | 0 | 0 | 0 | 0 | 1600.7576 | 1262 | 654.2904 | 734.6115 | 61.8557 | 17 | 0 | 0 | 0 | 0 | 0 | 1467.7576 | 1262 | 654.2904 | 734.6115 | 61.8557 | 0 | 0 | 0 | 0 | 0 | 0 | 1450.7576
1265 | 98.6288 | 90.7143 | 94.8028 | 92.5701 | 90.7143 | 92.5051 | 94.6386 | 90.7143 | 91.1971 | 1265 | 1481.3621 | 1481.3621 | 1481.3621 | 1737.7517 | 1737.7517 | 1737.7517 | 1965.6536 | 1965.6536 | 1965.6536 | 1263 | 507.9208 | 0 | 15.2577 | 150 | 0 | 0 | 450 | 1123.1785 |  | 1263 | 507.9208 | 0 | 15.2577 | 150 | 0 | 0 | 150 | 823.1785 | 1263 | 507.9208 | 0 | 15.2577 | 150 | 0 | 0 | 271.0848 | 944.2633 | 1263 | 534.6535 | 414.7326 | 16.4948 | 150 | 0 | 0 | 0 | 1115.8809 | 1263 | 534.6535 | 414.7326 | 16.4948 | 0 | 0 | 0 | 0 | 965.8809 | 1263 | 534.6535 | 414.7326 | 16.4948 | 150 | 0 | 0 | 0 | 1115.8809 | 1263 | 543.5644 | 829.4652 | 20.6186 | 150 | 0 | 0 | 0 | 0 | 0 | 1543.6481 | 1263 | 543.5644 | 829.4652 | 20.6186 | 17 | 0 | 0 | 0 | 0 | 0 | 1410.6481 | 1263 | 543.5644 | 829.4652 | 20.6186 | 150 | 0 | 0 | 0 | 0 | 0 | 1543.6481
1266 | 98.6288 | 90.7143 | 94.8028 | 92.5701 | 90.7143 | 90.7143 | 94.6386 | 90.7143 | 92.3757 | 1266 | 1443.6063 | 1443.6063 | 1443.6063 | 1693.4612 | 1693.4612 | 1693.4612 | 1915.5545 | 1915.5545 | 1915.5545 | 1264 | 423.2673 | 0 | 5.0859 | 150 | 0 | 0 | 450 | 1028.3532 |  | 1264 | 423.2673 | 0 | 5.0859 | 150 | 0 | 0 | 150 | 728.3532 | 1264 | 423.2673 | 0 | 5.0859 | 150 | 0 | 0 | 300 | 878.3532 | 1264 | 445.5446 | 453.0777 | 5.4983 | 150 | 0 | 0 | 0 | 1054.1205 | 1264 | 445.5446 | 453.0777 | 5.4983 | 32.4604 | 0 | 0 | 0 | 936.5809 | 1264 | 445.5446 | 453.0777 | 5.4983 | 150 | 0 | 0 | 0 | 1054.1205 | 1264 | 452.9703 | 906.1554 | 6.8729 | 150 | 0 | 0 | 0 | 0 | 0 | 1515.9985 | 1264 | 452.9703 | 906.1554 | 6.8729 | 17 | 0 | 0 | 0 | 0 | 0 | 1382.9985 | 1264 | 452.9703 | 906.1554 | 6.8729 | 150 | 0 | 0 | 0 | 0 | 0 | 1515.9985
1267 | 98.6288 | 90.7143 | 94.8028 | 92.5701 | 88.2112 | 88.2112 | 92.4166 | 90.7143 | 92.3757 | 1267 | 1393.6353 | 1393.6353 | 1393.6353 | 1634.8414 | 1634.8414 | 1634.8414 | 1849.2468 | 1849.2468 | 1849.2468 | 1265 | 432.6733 | 0 | 0 | 150 | 0 | 0 | 450 | 1032.6733 |  | 1265 | 432.6733 | 0 | 0 | 55.4476 | 0 | 0 | 150 | 638.1208 | 1265 | 432.6733 | 0 | 0 | 150 | 0 | 0 | 300 | 882.6733 | 1265 | 455.4455 | 463.1685 | 0 | 150 | 0 | 0 | 0 | 1068.6141 | 1265 | 455.4455 | 463.1685 | 0 | 0 | 0 | 0 | 0 | 918.6141 | 1265 | 455.4455 | 463.1685 | 0 | 150 | 0 | 0 | 0 | 1068.6141 | 1265 | 463.0363 | 926.337 | 0 | 150 | 0 | 0 | 0 | 0 | 0 | 1539.3733 | 1265 | 463.0363 | 926.337 | 0 | 17 | 0 | 0 | 0 | 0 | 0 | 1406.3733 | 1265 | 463.0363 | 926.337 | 0 | 150 | 0 | 0 | 0 | 0 | 0 | 1539.3733
1268 | 98.6288 | 90.7143 | 94.8028 | 90.7143 | 88.2112 | 88.2112 | 91.8882 | 90.7143 | 90.7143 | 1268 | 1333.6701 | 1333.6701 | 1333.6701 | 1564.4976 | 1564.4976 | 1564.4976 | 1769.6776 | 1769.6776 | 1769.6776 | 1266 | 507.9208 | 0 | 0 | 150 | 0 | 0 | 364.3578 | 1022.2786 |  | 1266 | 507.9208 | 0 | 0 | 150 | 0 | 0 | 150 | 807.9208 | 1266 | 507.9208 | 0 | 0 | 150 | 0 | 0 | 269.6855 | 927.6063 | 1266 | 534.6535 | 445.005 | 0 | 150 | 0 | 0 | 0 | 1129.6585 | 1266 | 534.6535 | 445.005 | 0 | 0 | 0 | 0 | 0 | 979.6585 | 1266 | 534.6535 | 445.005 | 0 | 65.0462 | 0 | 0 | 0 | 1044.7047 | 1266 | 543.5644 | 890.0101 | 0 | 150 | 0 | 0 | 0 | 0 | 0 | 1583.5744 | 1266 | 543.5644 | 890.0101 | 0 | 17 | 0 | 0 | 0 | 0 | 0 | 1450.5744 | 1266 | 543.5644 | 890.0101 | 0 | 150 | 0 | 0 | 0 | 0 | 0 | 1583.5744
1269 | 98.6288 | 90.7143 | 94.8028 | 89.3618 | 85.9894 | 85.9894 | 72.3414 | 65.4038 | 65.4038 | 1269 | 1251.4956 | 1251.4956 | 1251.4956 | 1468.1006 | 1468.1006 | 1468.1006 | 1660.6384 | 1660.6384 | 1660.6384 | 1267 | 507.9208 | 0 | 0 | 150 | 0 | 0 | 450 | 1107.9208 |  | 1267 | 507.9208 | 0 | 0 | 0 | 0 | 0 | 150 | 657.9208 | 1267 | 507.9208 | 0 | 0 | 150 | 0 | 0 | 219.7145 | 877.6353 | 1267 | 534.6535 | 441.9778 | 0 | 150 | 0 | 0 | 0 | 1126.6313 | 1267 | 534.6535 | 441.9778 | 0 | 0 | 0 | 0 | 0 | 976.6313 | 1267 | 534.6535 | 441.9778 | 0 | 0 | 0 | 0 | 0 | 976.6313 | 1267 | 543.5644 | 883.9556 | 0 | 150 | 0 | 0 | 0 | 0 | 0 | 1577.52 | 1267 | 543.5644 | 883.9556 | 0 | 17 | 0 | 0 | 0 | 0 | 0 | 1444.52 | 1267 | 543.5644 | 883.9556 | 0 | 150 | 0 | 0 | 0 | 0 | 0 | 1577.52
1270 | 96.3165 | 87.5977 | 87.5977 | 89.3618 | 85.9894 | 85.9894 | 57.5516 | 57.5516 | 57.5516 | 1270 | 1146.0013 | 1146.0013 | 1146.0013 | 1344.3477 | 1344.3477 | 1344.3477 | 1520.6556 | 1520.6556 | 1520.6556 | 1268 | 489.1089 | 0 | 0 | 150 | 0 | 0 | 450 | 1089.1089 |  | 1268 | 489.1089 | 0 | 0 | 0 | 0 | 0 | 150 | 639.1089 | 1268 | 489.1089 | 0 | 0 | 150 | 0 | 0 | 178.5612 | 817.6701 | 1268 | 514.8515 | 472.2503 | 0 | 59.1381 | 0 | 0 | 0 | 1046.2398 | 1268 | 514.8515 | 472.2503 | 0 | 0 | 0 | 0 | 0 | 987.1017 | 1268 | 514.8515 | 472.2503 | 0 | 0 | 0 | 0 | 0 | 987.1017 | 1268 | 523.4323 | 944.5005 | 0 | 150 | 0 | 0 | 0 | 0 | 0 | 1617.9328 | 1268 | 523.4323 | 944.5005 | 0 | 17 | 0 | 0 | 0 | 0 | 0 | 1484.9328 | 1268 | 523.4323 | 944.5005 | 0 | 85.7448 | 0 | 0 | 0 | 0 | 0 | 1553.6776
1271 | 86.7998 | 86.7998 | 86.7998 | 70.9593 | 70.9593 | 70.9593 | 40.4681 | 40.4681 | 40.4681 | 1271 | 1087.1466 | 1087.1466 | 1087.1466 | 1275.3066 | 1275.3066 | 1275.3066 | 1442.5599 | 1442.5599 | 1442.5599 | 1269 | 423.2673 | 0 | 0 | 150 | 0 | 0 | 378.4791 | 951.7464 |  | 1269 | 423.2673 | 0 | 0 | 150 | 0 | 0 | 150 | 723.2673 | 1269 | 423.2673 | 0 | 0 | 150 | 0 | 0 | 162.2283 | 735.4956 | 1269 | 445.5446 | 517.6589 | 0 | 0 | 0 | 0 | 0 | 963.2035 | 1269 | 445.5446 | 517.6589 | 0 | 0 | 0 | 0 | 0 | 963.2035 | 1269 | 445.5446 | 517.6589 | 0 | 0 | 0 | 0 | 0 | 963.2035 | 1269 | 452.9703 | 1035.3179 | 0 | 0 | 0 | 0 | 0 | 0 | 0 | 1488.2882 | 1269 | 452.9703 | 1035.3179 | 0 | 17 | 0 | 0 | 0 | 0 | 0 | 1505.2882 | 1269 | 452.9703 | 1035.3179 | 0 | 0 | 0 | 0 | 0 | 0 | 0 | 1488.2882
1272 | 84.9697 | 84.9697 | 84.9697 | 38.9484 | 48.1404 | 48.1404 | 38.4642 | 38.4642 | 38.4642 | 1272 | 1063.8268 | 1063.8268 | 1063.8268 | 1247.9506 | 1247.9506 | 1247.9506 | 1411.6163 | 1411.6163 | 1411.6163 | 1270 | 592.5743 | 0 | 0 | 150 | 0 | 0 | 300 | 1042.5743 |  | 1270 | 592.5743 | 0 | 0 | 0 | 0 | 0 | 150 | 742.5743 | 1270 | 592.5743 | 0 | 0 | 0 | 0 | 0 | 150 | 742.5743 | 1270 | 623.7624 | 542.886 | 0 | 0 | 0 | 0 | 0 | 1166.6483 | 1270 | 623.7624 | 542.886 | 0 | 0 | 0 | 0 | 0 | 1166.6483 | 1270 | 623.7624 | 542.886 | 0 | 0 | 0 | 0 | 0 | 1166.6483 | 1270 | 634.1584 | 1085.7719 | 0 | 0 | 0 | 0 | 0 | 0 | 0 | 1719.9304 | 1270 | 634.1584 | 1085.7719 | 0 | 17 | 0 | 0 | 0 | 0 | 0 | 1736.9304 | 1270 | 634.1584 | 1085.7719 | 0 | 0 | 0 | 0 | 0 | 0 | 0 | 1719.9304
1273 | 84.1725 | 84.1725 | 84.1725 | 40.7681 | 48.1404 | 48.1404 | 29.4762 | 29.4762 | 29.4762 | 1273 | 1048.2803 | 1048.2803 | 1048.2803 | 1229.7134 | 1229.7134 | 1229.7134 | 1390.9873 | 1390.9873 | 1390.9873 | 1271 | 545.5446 | 0 | 0 | 0 | 0 | 0 | 150 | 695.5446 |  | 1271 | 545.5446 | 0 | 0 | 0 | 0 | 0 | 150 | 695.5446 | 1271 | 545.5446 | 0 | 0 | 0 | 0 | 0 | 150 | 695.5446 | 1271 | 574.2574 | 536.8315 | 0 | 0 | 0 | 0 | 0 | 1111.0889 | 1271 | 574.2574 | 536.8315 | 0 | 0 | 0 | 0 | 0 | 1111.0889 | 1271 | 574.2574 | 536.8315 | 0 | 0 | 0 | 0 | 0 | 1111.0889 | 1271 | 583.8284 | 1073.663 | 0 | 0 | 0 | 0 | 0 | 0 | 0 | 1657.4913 | 1271 | 583.8284 | 1073.663 | 0 | 17 | 0 | 0 | 0 | 0 | 0 | 1674.4913 | 1271 | 583.8284 | 1073.663 | 0 | 0 | 0 | 0 | 0 | 0 | 0 | 1657.4913
1274 | 83.6259 | 83.6259 | 83.6259 | 57.4888 | 57.4888 | 57.4888 | 20.9838 | 21.7964 | 20.9838 | 1274 | 1043.8384 | 1043.8384 | 1043.8384 | 1224.5027 | 1224.5027 | 1224.5027 | 1392.6404 | 1392.6404 | 1392.6404 | 1272 | 451.4851 | 0 | 0 | 0 | 0 | 0 | 150 | 601.4851 |  | 1272 | 451.4851 | 0 | 0 | 0 | 0 | 0 | 150 | 601.4851 | 1272 | 451.4851 | 0 | 0 | 0 | 0 | 0 | 150 | 601.4851 | 1272 | 475.2475 | 565.0858 | 0 | 0 | 0 | 0 | 0 | 1040.3333 | 1272 | 475.2475 | 565.0858 | 0 | 0 | 0 | 0 | 0 | 1040.3333 | 1272 | 475.2475 | 565.0858 | 0 | 0 | 0 | 0 | 0 | 1040.3333 | 1272 | 483.1683 | 1130.1715 | 0 | 0 | 0 | 0 | 0 | 0 | 0 | 1613.3399 | 1272 | 483.1683 | 1130.1715 | 0 | 17 | 0 | 0 | 0 | 0 | 0 | 1630.3399 | 1272 | 483.1683 | 1130.1715 | 0 | 0 | 0 | 0 | 0 | 0 | 0 | 1613.3399
1275 | 83.4259 | 83.4259 | 83.4259 | 58.8895 | 58.8895 | 58.8895 | 20.9838 | 21.7964 | 20.9838 | 1275 | 1053.8326 | 1053.8326 | 1053.8326 | 1236.2267 | 1236.2267 | 1236.2267 | 1608.1621 | 1608.1621 | 1608.1621 | 1273 | 564.3564 | 0 | 0 | 0 | 0 | 0 | 150 | 714.3564 |  | 1273 | 564.3564 | 0 | 0 | 0 | 0 | 0 | 150 | 714.3564 | 1273 | 564.3564 | 0 | 0 | 0 | 0 | 0 | 150 | 714.3564 | 1273 | 594.0594 | 582.2402 | 0 | 0 | 0 | 0 | 0 | 1176.2996 | 1273 | 594.0594 | 582.2402 | 0 | 0 | 0 | 0 | 0 | 1176.2996 | 1273 | 594.0594 | 582.2402 | 0 | 0 | 0 | 0 | 0 | 1176.2996 | 1273 | 603.9604 | 1164.4803 | 0 | 0 | 0 | 0 | 0 | 0 | 0 | 1768.4407 | 1273 | 603.9604 | 1164.4803 | 0 | 17 | 0 | 0 | 0 | 0 | 0 | 1785.4407 | 1273 | 603.9604 | 1164.4803 | 0 | 0 | 0 | 0 | 0 | 0 | 0 | 1768.4407
1276 | 83.6259 | 83.6259 | 83.6259 | 36.2554 | 48.1404 | 48.1404 | 20.9838 | 21.7964 | 20.9838 | 1276 | 1101.5826 | 1101.5826 | 1101.5826 | 1292.2412 | 1292.2412 | 1292.2412 | 1805.694 | 1805.694 | 1805.694 | 1274 | 639.604 | 0 | 0 | 0 | 0 | 0 | 150 | 789.604 |  | 1274 | 639.604 | 0 | 0 | 0 | 0 | 0 | 150 | 789.604 | 1274 | 639.604 | 0 | 0 | 0 | 0 | 0 | 150 | 789.604 | 1274 | 673.2673 | 595.3582 | 0 | 0 | 0 | 0 | 0 | 1268.6256 | 1274 | 673.2673 | 595.3582 | 0 | 0 | 0 | 0 | 0 | 1268.6256 | 1274 | 673.2673 | 595.3582 | 0 | 0 | 0 | 0 | 0 | 1268.6256 | 1274 | 684.4884 | 1190.7164 | 0 | 0 | 0 | 0 | 0 | 0 | 0 | 1875.2049 | 1274 | 684.4884 | 1190.7164 | 0 | 17 | 0 | 0 | 0 | 0 | 0 | 1892.2049 | 1274 | 684.4884 | 1190.7164 | 0 | 0 | 0 | 0 | 0 | 0 | 0 | 1875.2049
1277 | 84.7706 | 84.7706 | 84.7706 | 61.511 | 61.5286 | 61.5286 | 20.9838 | 21.7964 | 20.9838 | 1277 | 1228.1758 | 1228.1758 | 1228.1758 | 1440.7447 | 1440.7447 | 1440.7447 | 1687.069 | 1687.069 | 1687.069 | 1275 | 799.505 | 0 | 0 | 0 | 0 | 0 | 150 | 949.505 |  | 1275 | 799.505 | 0 | 0 | 0 | 0 | 0 | 150 | 949.505 | 1275 | 799.505 | 0 | 0 | 0 | 0 | 0 | 150 | 949.505 | 1275 | 841.5842 | 617.558 | 0 | 0 | 0 | 0 | 0 | 1459.1422 | 1275 | 841.5842 | 617.558 | 0 | 0 | 0 | 0 | 0 | 1459.1422 | 1275 | 841.5842 | 617.558 | 0 | 0 | 0 | 0 | 0 | 1459.1422 | 1275 | 855.6106 | 1235.116 | 0 | 0 | 0 | 0 | 0 | 0 | 0 | 2090.7266 | 1275 | 855.6106 | 1235.116 | 0 | 17 | 0 | 0 | 0 | 0 | 0 | 2107.7266 | 1275 | 855.6106 | 1235.116 | 0 | 0 | 0 | 0 | 0 | 0 | 0 | 2090.7266
1278 | 84.704 | 84.704 | 84.704 | 36.2554 | 39.0261 | 39.0261 | 12.0947 | 20.7688 | 20.7688 | 1278 | 1349.2166 | 1349.2166 | 1349.2166 | 1582.7349 | 1582.7349 | 1582.7349 | 2315.4209 | 2315.4209 | 2315.4209 | 1276 | 893.5644 | 0 | 0 | 0 | 0 | 0 | 150 | 1043.5644 |  | 1276 | 893.5644 | 0 | 0 | 0 | 0 | 0 | 150 | 1043.5644 | 1276 | 893.5644 | 0 | 0 | 0 | 0 | 0 | 150 | 1043.5644 | 1276 | 940.5941 | 665.9939 | 0 | 0 | 0 | 0 | 0 | 1606.588 | 1276 | 940.5941 | 665.9939 | 0 | 0 | 0 | 0 | 0 | 1606.588 | 1276 | 940.5941 | 665.9939 | 0 | 0 | 0 | 0 | 0 | 1606.588 | 1276 | 956.2706 | 1331.9879 | 0 | 0 | 0 | 0 | 0 | 0 | 0 | 2288.2585 | 1276 | 956.2706 | 1331.9879 | 0 | 17 | 0 | 0 | 0 | 0 | 0 | 2305.2585 | 1276 | 956.2706 | 1331.9879 | 0 | 0 | 0 | 0 | 0 | 0 | 0 | 2288.2585
1279 | 74.1528 | 74.1528 | 74.1528 | 34.4823 | 36.7724 | 36.7724 | 10.4218 | 6.2624 | 6.108 | 1279 | 1450.2691 | 1450.2691 | 1450.2691 | 1701.2772 | 1701.2772 | 1701.2772 | 2449.5097 | 2449.5097 | 2449.5097 | 1277 | 724.2574 | 0 | 0 | 0 | 0 | 0 | 150 | 874.2574 |  | 1277 | 724.2574 | 0 | 0 | 0 | 0 | 0 | 150 | 874.2574 | 1277 | 724.2574 | 0 | 0 | 0 | 0 | 0 | 150 | 874.2574 | 1277 | 762.3762 | 697.2755 | 0 | 0 | 0 | 0 | 0 | 1459.6517 | 1277 | 762.3762 | 697.2755 | 0 | 0 | 0 | 0 | 0 | 1459.6517 | 1277 | 762.3762 | 697.2755 | 0 | 0 | 0 | 0 | 0 | 1459.6517 | 1277 | 775.0825 | 1394.551 | 0 | 0 | 0 | 0 | 0 | 0 | 0 | 2169.6335 | 1277 | 775.0825 | 1394.551 | 0 | 17 | 0 | 0 | 0 | 0 | 0 | 2186.6335 | 1277 | 775.0825 | 1394.551 | 0 | 0 | 0 | 0 | 0 | 0 | 0 | 2169.6335
1280 | 58.4808 | 59.8869 | 59.7976 | 34.4823 | 35.66 | 35.66 | 10.4218 | 6.2624 | 6.084 | 1280 | 1620.8617 | 1511.3447 | 1511.3447 | 1772.9236 | 1772.9236 | 1772.9236 | 2530.5524 | 2530.5524 | 2530.5524 | 1278 | 1147.5248 | 0 | 0 | 0 | 0 | 0 | 150 | 1297.5248 |  | 1278 | 1147.5248 | 0 | 0 | 0 | 0 | 0 | 150 | 1297.5248 | 1278 | 1147.5248 | 0 | 0 | 0 | 0 | 0 | 150 | 1297.5248 | 1278 | 1207.9208 | 691.221 | 0 | 0 | 0 | 0 | 0 | 1899.1418 | 1278 | 1207.9208 | 691.221 | 0 | 0 | 0 | 0 | 0 | 1899.1418 | 1278 | 1207.9208 | 691.221 | 0 | 0 | 0 | 0 | 0 | 1899.1418 | 1278 | 1228.0528 | 1382.442 | 0 | 0 | 0 | 0 | 0 | 0 | 0 | 2610.4948 | 1278 | 1228.0528 | 1382.442 | 0 | 17 | 0 | 0 | 0 | 0 | 0 | 2627.4948 | 1278 | 1228.0528 | 1382.442 | 0 | 0 | 0 | 0 | 0 | 0 | 0 | 2610.4948
1281 | 58.4808 | 59.8869 | 58.4808 | 34.4823 | 35.652 | 35.6359 | 10.4218 | 6.2624 | 6.084 | 1281 | 1924.8504 | 1529.1122 | 1924.8504 | 1793.7662 | 1793.7662 | 1793.7662 | 2554.1284 | 2554.1284 | 2554.1284 | 1279 | 1401.4851 | 0 | 10.1718 | 0 | 0 | 0 | 22.6121 | 1434.2691 |  | 1279 | 1401.4851 | 0 | 10.1718 | 0 | 0 | 0 | 22.6121 | 1434.2691 | 1279 | 1401.4851 | 0 | 10.1718 | 0 | 0 | 0 | 22.6121 | 1434.2691 | 1279 | 1475.2475 | 711.4026 | 10.9966 | 0 | 0 | 0 | 0 | 2197.6467 | 1279 | 1475.2475 | 711.4026 | 10.9966 | 0 | 0 | 0 | 0 | 2197.6467 | 1279 | 1475.2475 | 711.4026 | 10.9966 | 0 | 0 | 0 | 0 | 2197.6467 | 1279 | 1499.835 | 1422.8052 | 13.7457 | 0 | 0 | 0 | 0 | 0 | 0 | 2936.3859 | 1279 | 1499.835 | 1422.8052 | 13.7457 | 17 | 0 | 0 | 0 | 0 | 0 | 2953.3859 | 1279 | 1499.835 | 1422.8052 | 13.7457 | 0 | 0 | 0 | 0 | 0 | 0 | 2936.3859
1282 | 58.4808 | 59.8869 | 58.4808 | 34.4823 | 35.652 | 35.652 | 13.6685 | 14.9898 | 14.9898 | 1282 | 1526.8913 | 1526.8913 | 1831.0674 | 1791.1609 | 1791.1609 | 1791.1609 | 2551.1814 | 2551.1814 | 2551.1814 | 1280 | 1589.604 | 0 | 15.2577 | 0 | 0 | 0 | 0 | 1604.8617 |  | 1280 | 1589.604 | 0 | 15.2577 | 0 | 0 | 0 | 0 | 1604.8617 | 1280 | 1589.604 | 0 | 15.2577 | 0 | 0 | 0 | 0 | 1604.8617 | 1280 | 1673.2673 | 712.4117 | 16.4948 | 0 | 0 | 0 | 0 | 2402.1739 | 1280 | 1673.2673 | 712.4117 | 16.4948 | 0 | 0 | 0 | 0 | 2402.1739 | 1280 | 1673.2673 | 712.4117 | 16.4948 | 0 | 0 | 0 | 0 | 2402.1739 | 1280 | 1701.1551 | 1424.8234 | 20.6186 | 0 | 0 | 0 | 0 | 0 | 0 | 3146.5971 | 1280 | 1701.1551 | 1424.8234 | 20.6186 | 17 | 0 | 0 | 0 | 0 | 0 | 3163.5971 | 1280 | 1701.1551 | 1424.8234 | 20.6186 | 0 | 0 | 0 | 0 | 0 | 0 | 3146.5971
1283 | 58.4808 | 59.8869 | 58.4808 | 34.4823 | 35.652 | 35.6359 | 18.6145 | 20.7688 | 20.7688 | 1283 | 1899.3097 | 1503.5715 | 1899.3097 | 1763.805 | 1763.805 | 1763.805 | 2520.2378 | 2520.2378 | 2520.2378 | 1281 | 1702.4752 | 0 | 20.3436 | 0 | 0 | 0 | 0 | 1722.8189 |  | 1281 | 1702.4752 | 0 | 20.3436 | 0 | 0 | 0 | 0 | 1722.8189 | 1281 | 1702.4752 | 0 | 20.3436 | 0 | 0 | 0 | 0 | 1722.8189 | 1281 | 1792.0792 | 685.1665 | 21.9931 | 0 | 0 | 0 | 0 | 2499.2388 | 1281 | 1792.0792 | 685.1665 | 21.9931 | 0 | 0 | 0 | 0 | 2499.2388 | 1281 | 1792.0792 | 685.1665 | 21.9931 | 0 | 0 | 0 | 0 | 2499.2388 | 1281 | 1821.9472 | 1370.333 | 27.4914 | 0 | 0 | 0 | 0 | 0 | 0 | 3219.7716 | 1281 | 1821.9472 | 1370.333 | 27.4914 | 17 | 0 | 0 | 0 | 0 | 0 | 3236.7716 | 1281 | 1821.9472 | 1370.333 | 27.4914 | 0 | 0 | 0 | 0 | 0 | 0 | 3219.7716
1284 | 58.4808 | 59.8869 | 58.4808 | 34.4823 | 35.652 | 35.6359 | 22.3899 | 22.3899 | 22.3899 | 1284 | 1468.0365 | 1468.0365 | 1475.2737 | 1722.1198 | 1722.1198 | 1722.1198 | 1947.9716 | 1947.9716 | 1947.9716 | 1282 | 1805.9406 | 0 | 30.5155 | 0 | 0 | 0 | 0 | 1836.4561 |  | 1282 | 1805.9406 | 0 | 30.5155 | 0 | 0 | 0 | 0 | 1836.4561 | 1282 | 1805.9406 | 0 | 30.5155 | 0 | 0 | 0 | 0 | 1836.4561 | 1282 | 1900.9901 | 688.1937 | 32.9897 | 0 | 0 | 0 | 0 | 2622.1735 | 1282 | 1900.9901 | 688.1937 | 32.9897 | 0 | 0 | 0 | 0 | 2622.1735 | 1282 | 1900.9901 | 688.1937 | 32.9897 | 0 | 0 | 0 | 0 | 2622.1735 | 1282 | 1932.6733 | 1376.3875 | 41.2371 | 0 | 0 | 0 | 0 | 0 | 0 | 3350.2979 | 1282 | 1932.6733 | 1376.3875 | 41.2371 | 17 | 0 | 0 | 0 | 0 | 0 | 3367.2979 | 1282 | 1932.6733 | 1376.3875 | 41.2371 | 0 | 0 | 0 | 0 | 0 | 0 | 3350.2979
1285 | 70.867 | 70.867 | 70.867 | 34.4823 | 35.66 | 35.66 | 25.165 | 25.165 | 25.165 | 1285 | 1423.6179 | 1423.6179 | 1423.6179 | 1670.0133 | 1670.0133 | 1670.0133 | 1889.0314 | 1889.0314 | 1889.0314 | 1283 | 1796.5347 | 0 | 30.5155 | 0 | 0 | 0 | 0 | 1827.0501 |  | 1283 | 1796.5347 | 0 | 30.5155 | 0 | 0 | 0 | 0 | 1827.0501 | 1283 | 1796.5347 | 0 | 30.5155 | 0 | 0 | 0 | 0 | 1827.0501 | 1283 | 1891.0891 | 689.2028 | 32.9897 | 0 | 0 | 0 | 0 | 2613.2816 | 1283 | 1891.0891 | 689.2028 | 32.9897 | 0 | 0 | 0 | 0 | 2613.2816 | 1283 | 1891.0891 | 689.2028 | 32.9897 | 0 | 0 | 0 | 0 | 2613.2816 | 1283 | 1922.6073 | 1378.4057 | 41.2371 | 0 | 0 | 0 | 0 | 0 | 0 | 3342.25 | 1283 | 1922.6073 | 1378.4057 | 41.2371 | 17 | 0 | 0 | 0 | 0 | 0 | 3359.25 | 1283 | 1922.6073 | 1378.4057 | 41.2371 | 0 | 0 | 0 | 0 | 0 | 0 | 3342.25
1286 | 82.5741 | 82.5741 | 82.5741 | 37.47 | 37.6734 | 37.6734 | 26.7419 | 26.7419 | 26.7419 | 1286 | 1401.4086 | 1401.4086 | 1401.4086 | 1643.96 | 1643.96 | 1643.96 | 1859.5614 | 1859.5614 | 1859.5614 | 1284 | 1655.4455 | 0 | 35.6014 | 0 | 0 | 0 | 0 | 1691.0469 |  | 1284 | 1655.4455 | 0 | 35.6014 | 0 | 0 | 0 | 0 | 1691.0469 | 1284 | 1655.4455 | 0 | 35.6014 | 0 | 0 | 0 | 0 | 1691.0469 | 1284 | 1742.5743 | 653.885 | 38.488 | 0 | 0 | 0 | 0 | 2434.9472 | 1284 | 1742.5743 | 653.885 | 38.488 | 0 | 0 | 0 | 0 | 2434.9472 | 1284 | 1742.5743 | 653.885 | 38.488 | 0 | 0 | 0 | 0 | 2434.9472 | 1284 | 1771.6172 | 1307.7699 | 48.11 | 0 | 0 | 0 | 0 | 0 | 0 | 3127.4971 | 1284 | 1771.6172 | 1307.7699 | 48.11 | 17 | 0 | 0 | 0 | 0 | 0 | 3144.4971 | 1284 | 1771.6172 | 1307.7699 | 48.11 | 0 | 0 | 0 | 0 | 0 | 0 | 3127.4971
1287 | 84.5534 | 84.5534 | 84.5534 | 38.2588 | 38.2588 | 38.2588 | 28.2038 | 28.2056 | 28.2056 | 1287 | 1383.6411 | 1383.6411 | 1383.6411 | 1623.1174 | 1623.1174 | 1623.1174 | 1835.9853 | 1835.9853 | 1835.9853 | 1285 | 1401.4851 | 0 | 30.5155 | 0 | 0 | 0 | 0 | 1432.0006 |  | 1285 | 1401.4851 | 0 | 30.5155 | 0 | 0 | 0 | 0 | 1432.0006 | 1285 | 1401.4851 | 0 | 30.5155 | 0 | 0 | 0 | 0 | 1432.0006 | 1285 | 1475.2475 | 590.3128 | 32.9897 | 0 | 0 | 0 | 0 | 2098.55 | 1285 | 1475.2475 | 590.3128 | 32.9897 | 0 | 0 | 0 | 0 | 2098.55 | 1285 | 1475.2475 | 590.3128 | 32.9897 | 0 | 0 | 0 | 0 | 2098.55 | 1285 | 1499.835 | 1180.6256 | 41.2371 | 0 | 0 | 0 | 0 | 0 | 0 | 2721.6977 | 1285 | 1499.835 | 1180.6256 | 41.2371 | 17 | 0 | 0 | 0 | 0 | 0 | 2738.6977 | 1285 | 1499.835 | 1180.6256 | 41.2371 | 0 | 0 | 0 | 0 | 0 | 0 | 2721.6977
1288 | 85.3447 | 85.3447 | 85.3447 | 38.2588 | 39.015 | 39.015 | 29.4202 | 29.4202 | 29.4202 | 1288 | 1395.8562 | 1395.8562 | 1395.8562 | 1637.4467 | 1637.4467 | 1637.4467 | 1852.1938 | 1852.1938 | 1852.1938 | 1286 | 1034.6535 | 0 | 20.3436 | 0 | 0 | 0 | 150 | 1204.9971 |  | 1286 | 1034.6535 | 0 | 20.3436 | 0 | 0 | 0 | 150 | 1204.9971 | 1286 | 1034.6535 | 0 | 20.3436 | 0 | 0 | 0 | 150 | 1204.9971 | 1286 | 1089.1089 | 642.7851 | 21.9931 | 0 | 0 | 0 | 0 | 1753.8871 | 1286 | 1089.1089 | 642.7851 | 21.9931 | 0 | 0 | 0 | 0 | 1753.8871 | 1286 | 1089.1089 | 642.7851 | 21.9931 | 0 | 0 | 0 | 0 | 1753.8871 | 1286 | 1107.2607 | 1285.5701 | 27.4914 | 0 | 0 | 0 | 0 | 0 | 0 | 2420.3223 | 1286 | 1107.2607 | 1285.5701 | 27.4914 | 17 | 0 | 0 | 0 | 0 | 0 | 2437.3223 | 1286 | 1107.2607 | 1285.5701 | 27.4914 | 0 | 0 | 0 | 0 | 0 | 0 | 2420.3223
1289 | 91.5934 | 90.7143 | 91.207 | 73.4703 | 73.4422 | 73.4422 | 33.0315 | 33.0315 | 33.0315 | 1289 | 1419.176 | 1419.176 | 1419.176 | 1664.8026 | 1664.8026 | 1664.8026 | 1883.1374 | 1883.1374 | 1883.1374 | 1287 | 743.0693 | 0 | 10.1718 | 0 | 0 | 0 | 150 | 903.2411 |  | 1287 | 743.0693 | 0 | 10.1718 | 0 | 0 | 0 | 150 | 903.2411 | 1287 | 743.0693 | 0 | 10.1718 | 0 | 0 | 0 | 150 | 903.2411 | 1287 | 782.1782 | 652.8759 | 10.9966 | 0 | 0 | 0 | 0 | 1446.0507 | 1287 | 782.1782 | 652.8759 | 10.9966 | 0 | 0 | 0 | 0 | 1446.0507 | 1287 | 782.1782 | 652.8759 | 10.9966 | 0 | 0 | 0 | 0 | 1446.0507 | 1287 | 795.2145 | 1305.7518 | 13.7457 | 0 | 0 | 0 | 0 | 0 | 0 | 2114.712 | 1287 | 795.2145 | 1305.7518 | 13.7457 | 17 | 0 | 0 | 0 | 0 | 0 | 2131.712 | 1287 | 795.2145 | 1305.7518 | 13.7457 | 0 | 0 | 0 | 0 | 0 | 0 | 2114.712
1290 | 91.5934 | 90.7143 | 92.0772 | 76.2886 | 75.0159 | 75.0159 | 45.4111 | 40.0855 | 40.0855 | 1290 | 1379.1992 | 1379.1992 | 1379.1992 | 1617.9068 | 1617.9068 | 1617.9068 | 1830.0913 | 1830.0913 | 1830.0913 | 1288 | 677.2277 | 0 | 0 | 0 | 0 | 0 | 150 | 827.2277 |  | 1288 | 677.2277 | 0 | 0 | 0 | 0 | 0 | 150 | 827.2277 | 1288 | 677.2277 | 0 | 0 | 0 | 0 | 0 | 150 | 827.2277 | 1288 | 712.8713 | 605.449 | 0 | 0 | 0 | 0 | 0 | 1318.3203 | 1288 | 712.8713 | 605.449 | 0 | 0 | 0 | 0 | 0 | 1318.3203 | 1288 | 712.8713 | 605.449 | 0 | 0 | 0 | 0 | 0 | 1318.3203 | 1288 | 724.7525 | 1210.8981 | 0 | 0 | 0 | 0 | 0 | 0 | 0 | 1935.6506 | 1288 | 724.7525 | 1210.8981 | 0 | 17 | 0 | 0 | 0 | 0 | 0 | 1952.6506 | 1288 | 724.7525 | 1210.8981 | 0 | 0 | 0 | 0 | 0 | 0 | 0 | 1935.6506
1291 | 91.5934 | 90.7143 | 92.0772 | 76.2886 | 75.698 | 75.7079 | 45.4111 | 40.0855 | 40.0855 | 1291 | 1320.3445 | 1320.3445 | 1320.3445 | 1548.8657 | 1548.8657 | 1548.8657 | 1751.9956 | 1751.9956 | 1751.9956 | 1289 | 611.3861 | 0 | 0 | 150 | 0 | 0 | 150 | 911.3861 |  | 1289 | 611.3861 | 0 | 0 | 0 | 0 | 0 | 150 | 761.3861 | 1289 | 611.3861 | 0 | 0 | 150 | 0 | 0 | 150 | 911.3861 | 1289 | 643.5644 | 554.995 | 0 | 0 | 0 | 0 | 0 | 1198.5593 | 1289 | 643.5644 | 554.995 | 0 | 0 | 0 | 0 | 0 | 1198.5593 | 1289 | 643.5644 | 554.995 | 0 | 0 | 0 | 0 | 0 | 1198.5593 | 1289 | 654.2904 | 1109.9899 | 0 | 0 | 0 | 0 | 0 | 0 | 0 | 1764.2803 | 1289 | 654.2904 | 1109.9899 | 0 | 17 | 0 | 0 | 0 | 0 | 0 | 1781.2803 | 1289 | 654.2904 | 1109.9899 | 0 | 0 | 0 | 0 | 0 | 0 | 0 | 1764.2803
1292 | 87.5977 | 87.1946 | 87.2023 | 76.2886 | 74.438 | 74.438 | 39.3748 | 39.3748 | 39.3748 | 1292 | 1248.1642 | 1248.1642 | 1248.1642 | 1464.1926 | 1464.1926 | 1464.1926 | 1656.2179 | 1656.2179 | 1656.2179 | 1290 | 592.5743 | 0 | 0 | 150 | 0 | 0 | 150 | 892.5743 |  | 1290 | 592.5743 | 0 | 0 | 150 | 0 | 0 | 150 | 892.5743 | 1290 | 592.5743 | 0 | 0 | 150 | 0 | 0 | 150 | 892.5743 | 1290 | 623.7624 | 509.5863 | 0 | 0 | 0 | 0 | 0 | 1133.3487 | 1290 | 623.7624 | 509.5863 | 0 | 0 | 0 | 0 | 0 | 1133.3487 | 1290 | 623.7624 | 509.5863 | 0 | 0 | 0 | 0 | 0 | 1133.3487 | 1290 | 634.1584 | 1019.1726 | 0 | 0 | 0 | 0 | 0 | 0 | 0 | 1653.331 | 1290 | 634.1584 | 1019.1726 | 0 | 17 | 0 | 0 | 0 | 0 | 0 | 1670.331 | 1290 | 634.1584 | 1019.1726 | 0 | 0 | 0 | 0 | 0 | 0 | 0 | 1653.331
1293 | 85.9248 | 85.9248 | 85.9248 | 76.2886 | 75.0159 | 75.0159 | 40.0855 | 40.0855 | 40.0855 | 1293 | 1188.199 | 1188.199 | 1188.199 | 1393.8488 | 1393.8488 | 1393.8488 | 1576.6487 | 1576.6487 | 1576.6487 | 1291 | 667.8218 | 0 | 0 | 150 | 0 | 0 | 150 | 967.8218 |  | 1291 | 667.8218 | 0 | 0 | 89.9687 | 0 | 0 | 150 | 907.7905 | 1291 | 667.8218 | 0 | 0 | 150 | 0 | 0 | 150 | 967.8218 | 1291 | 702.9703 | 488.3956 | 0 | 0 | 0 | 0 | 0 | 1191.3659 | 1291 | 702.9703 | 488.3956 | 0 | 0 | 0 | 0 | 0 | 1191.3659 | 1291 | 702.9703 | 488.3956 | 0 | 0 | 0 | 0 | 0 | 1191.3659 | 1291 | 714.6865 | 976.7911 | 0 | 0 | 0 | 0 | 0 | 0 | 0 | 1691.4776 | 1291 | 714.6865 | 976.7911 | 0 | 17 | 0 | 0 | 0 | 0 | 0 | 1708.4776 | 1291 | 714.6865 | 976.7911 | 0 | 0 | 0 | 0 | 0 | 0 | 0 | 1691.4776
1294 | 83.6259 | 83.6259 | 83.6259 | 76.2886 | 74.438 | 74.438 | 34.547 | 34.547 | 34.547 | 1294 | 1121.571 | 1121.571 | 1121.571 | 1315.6891 | 1315.6891 | 1315.6891 | 1488.2385 | 1488.2385 | 1488.2385 | 1292 | 564.3564 | 0 | 0 | 0 | 0 | 0 | 150 | 714.3564 |  | 1292 | 564.3564 | 0 | 0 | 0 | 0 | 0 | 150 | 714.3564 | 1292 | 564.3564 | 0 | 0 | 0 | 0 | 0 | 150 | 714.3564 | 1292 | 594.0594 | 488.3956 | 0 | 0 | 0 | 0 | 0 | 1082.455 | 1292 | 594.0594 | 488.3956 | 0 | 0 | 0 | 0 | 0 | 1082.455 | 1292 | 594.0594 | 488.3956 | 0 | 0 | 0 | 0 | 0 | 1082.455 | 1292 | 603.9604 | 976.7911 | 0 | 0 | 0 | 0 | 0 | 0 | 0 | 1580.7515 | 1292 | 603.9604 | 976.7911 | 0 | 17 | 0 | 0 | 0 | 0 | 0 | 1597.7515 | 1292 | 603.9604 | 976.7911 | 0 | 0 | 0 | 0 | 0 | 0 | 0 | 1580.7515
1295 | 82.4284 | 82.4284 | 82.4284 | 76.2886 | 75.0159 | 75.0159 | 33.2534 | 33.2534 | 33.2534 | 1295 | 1066.0477 | 1066.0477 | 1066.0477 | 1250.556 | 1250.556 | 1250.556 | 1414.5633 | 1414.5633 | 1414.5633 | 1293 | 507.9208 | 0 | 0 | 0 | 0 | 0 | 150 | 657.9208 |  | 1293 | 507.9208 | 0 | 0 | 0 | 0 | 0 | 150 | 657.9208 | 1293 | 507.9208 | 0 | 0 | 0 | 0 | 0 | 150 | 657.9208 | 1293 | 534.6535 | 467.2048 | 0 | 0 | 0 | 0 | 0 | 1001.8583 | 1293 | 534.6535 | 467.2048 | 0 | 0 | 0 | 0 | 0 | 1001.8583 | 1293 | 534.6535 | 467.2048 | 0 | 0 | 0 | 0 | 0 | 1001.8583 | 1293 | 543.5644 | 934.4097 | 0 | 0 | 0 | 0 | 0 | 0 | 0 | 1477.974 | 1293 | 543.5644 | 934.4097 | 0 | 17 | 0 | 0 | 0 | 0 | 0 | 1494.974 | 1293 | 543.5644 | 934.4097 | 0 | 0 | 0 | 0 | 0 | 0 | 0 | 1477.974
1296 | 82.4284 | 82.4284 | 82.4284 | 76.2886 | 75.698 | 75.7079 | 45.4111 | 40.0855 | 40.0855 | 1296 | 1033.8442 | 1033.8442 | 1033.8442 | 1212.7788 | 1212.7788 | 1212.7788 | 1371.8317 | 1371.8317 | 1371.8317 | 1294 | 470.297 | 0 | 0 | 0 | 0 | 0 | 150 | 620.297 |  | 1294 | 470.297 | 0 | 0 | 0 | 0 | 0 | 150 | 620.297 | 1294 | 470.297 | 0 | 0 | 0 | 0 | 0 | 150 | 620.297 | 1294 | 495.0495 | 464.1776 | 0 | 0 | 0 | 0 | 0 | 959.2271 | 1294 | 495.0495 | 464.1776 | 0 | 0 | 0 | 0 | 0 | 959.2271 | 1294 | 495.0495 | 464.1776 | 0 | 0 | 0 | 0 | 0 | 959.2271 | 1294 | 503.3003 | 928.3552 | 0 | 0 | 0 | 0 | 0 | 0 | 0 | 1431.6555 | 1294 | 503.3003 | 928.3552 | 0 | 17 | 0 | 0 | 0 | 0 | 0 | 1448.6555 | 1294 | 503.3003 | 928.3552 | 0 | 0 | 0 | 0 | 0 | 0 | 0 | 1431.6555
1297 | 82.317 | 82.317 | 82.317 | 76.2886 | 75.698 | 75.7079 | 45.4111 | 40.0855 | 40.0855 | 1297 | 994.9779 | 994.9779 | 994.9779 | 1167.1856 | 1167.1856 | 1167.1856 | 1320.2591 | 1320.2591 | 1320.2591 | 1295 | 583.1683 | 0 | 0 | 0 | 0 | 0 | 150 | 733.1683 |  | 1295 | 583.1683 | 0 | 0 | 0 | 0 | 0 | 150 | 733.1683 | 1295 | 583.1683 | 0 | 0 | 0 | 0 | 0 | 150 | 733.1683 | 1295 | 613.8614 | 471.2412 | 0 | 0 | 0 | 0 | 0 | 1085.1026 | 1295 | 613.8614 | 471.2412 | 0 | 0 | 0 | 0 | 0 | 1085.1026 | 1295 | 613.8614 | 471.2412 | 0 | 0 | 0 | 0 | 0 | 1085.1026 | 1295 | 624.0924 | 942.4823 | 0 | 0 | 0 | 0 | 0 | 0 | 0 | 1566.5748 | 1295 | 624.0924 | 942.4823 | 0 | 17 | 0 | 0 | 0 | 0 | 0 | 1583.5748 | 1295 | 624.0924 | 942.4823 | 0 | 0 | 0 | 0 | 0 | 0 | 0 | 1566.5748
1298 | 82.4284 | 82.4284 | 82.4284 | 76.2886 | 75.698 | 75.7079 | 45.4111 | 40.0855 | 40.0855 | 1298 | 973.879 | 973.879 | 973.879 | 1142.435 | 1142.435 | 1142.435 | 1292.2625 | 1292.2625 | 1292.2625 | 1296 | 338.6139 | 0 | 0 | 0 | 0 | 0 | 150 | 488.6139 |  | 1296 | 338.6139 | 0 | 0 | 0 | 0 | 0 | 150 | 488.6139 | 1296 | 338.6139 | 0 | 0 | 0 | 0 | 0 | 150 | 488.6139 | 1296 | 356.4356 | 339.0515 | 0 | 0 | 0 | 0 | 0 | 695.4871 | 1296 | 356.4356 | 339.0515 | 0 | 0 | 0 | 0 | 0 | 695.4871 | 1296 | 356.4356 | 339.0515 | 0 | 0 | 0 | 0 | 0 | 695.4871 | 1296 | 362.3762 | 678.1029 | 0 | 0 | 0 | 0 | 0 | 0 | 0 | 1040.4792 | 1296 | 362.3762 | 678.1029 | 0 | 17 | 0 | 0 | 0 | 0 | 0 | 1057.4792 | 1296 | 362.3762 | 678.1029 | 0 | 0 | 0 | 0 | 0 | 0 | 0 | 1040.4792
1299 | 80.4864 | 80.4864 | 80.4864 | 76.2886 | 75.0159 | 75.0159 | 33.0315 | 33.0315 | 33.0315 | 1299 | 983.8732 | 983.8732 | 983.8732 | 1154.159 | 1154.159 | 1154.159 | 1305.5241 | 1305.5241 | 1305.5241 | 1297 | 291.5842 | 0 | 0 | 0 | 0 | 0 | 150 | 441.5842 |  | 1297 | 291.5842 | 0 | 0 | 0 | 0 | 0 | 150 | 441.5842 | 1297 | 291.5842 | 0 | 0 | 0 | 0 | 0 | 150 | 441.5842 | 1297 | 306.9307 | 344.0969 | 0 | 0 | 0 | 0 | 0 | 651.0276 | 1297 | 306.9307 | 344.0969 | 0 | 0 | 0 | 0 | 0 | 651.0276 | 1297 | 306.9307 | 344.0969 | 0 | 0 | 0 | 0 | 0 | 651.0276 | 1297 | 312.0462 | 688.1937 | 0 | 0 | 0 | 0 | 0 | 0 | 0 | 1000.2399 | 1297 | 312.0462 | 688.1937 | 0 | 17 | 0 | 0 | 0 | 0 | 0 | 1017.2399 | 1297 | 312.0462 | 688.1937 | 0 | 0 | 0 | 0 | 0 | 0 | 0 | 1000.2399
1300 | 79.9023 | 79.9023 | 79.9023 | 72.4651 | 72.4651 | 72.4651 | 33.0315 | 33.0315 | 33.0315 | 1300 | 1000.5302 | 1000.5302 | 1000.5302 | 1173.6989 | 1173.6989 | 1173.6989 | 1327.6266 | 1327.6266 | 1327.6266 | 1298 | 385.6436 | 0 | 0 | 0 | 0 | 0 | 150 | 535.6436 |  | 1298 | 385.6436 | 0 | 0 | 0 | 0 | 0 | 150 | 535.6436 | 1298 | 385.6436 | 0 | 0 | 0 | 0 | 0 | 150 | 535.6436 | 1298 | 405.9406 | 330.9788 | 0 | 0 | 0 | 0 | 0 | 736.9194 | 1298 | 405.9406 | 330.9788 | 0 | 0 | 0 | 0 | 0 | 736.9194 | 1298 | 405.9406 | 330.9788 | 0 | 0 | 0 | 0 | 0 | 736.9194 | 1298 | 412.7063 | 661.9576 | 0 | 0 | 0 | 0 | 0 | 0 | 0 | 1074.6639 | 1298 | 412.7063 | 661.9576 | 0 | 17 | 0 | 0 | 0 | 0 | 0 | 1091.6639 | 1298 | 412.7063 | 661.9576 | 0 | 0 | 0 | 0 | 0 | 0 | 0 | 1074.6639
1301 | 81.7757 | 81.7757 | 81.7757 | 38.2588 | 38.2588 | 38.2588 | 29.4202 | 29.4202 | 29.4202 | 1301 | 1056.0535 | 1056.0535 | 1056.0535 | 1238.832 | 1238.832 | 1238.832 | 1401.3018 | 1401.3018 | 1401.3018 | 1299 | 413.8614 | 0 | 0 | 0 | 0 | 0 | 150 | 563.8614 |  | 1299 | 413.8614 | 0 | 0 | 0 | 0 | 0 | 150 | 563.8614 | 1299 | 413.8614 | 0 | 0 | 0 | 0 | 0 | 150 | 563.8614 | 1299 | 435.6436 | 371.3421 | 0 | 0 | 0 | 0 | 0 | 806.9856 | 1299 | 435.6436 | 371.3421 | 0 | 0 | 0 | 0 | 0 | 806.9856 | 1299 | 435.6436 | 371.3421 | 0 | 0 | 0 | 0 | 0 | 806.9856 | 1299 | 442.9043 | 742.6842 | 0 | 0 | 0 | 0 | 0 | 0 | 0 | 1185.5884 | 1299 | 442.9043 | 742.6842 | 0 | 17 | 0 | 0 | 0 | 0 | 0 | 1202.5884 | 1299 | 442.9043 | 742.6842 | 0 | 0 | 0 | 0 | 0 | 0 | 0 | 1185.5884
1302 | 85.6286 | 85.6286 | 85.6286 | 38.2588 | 38.2588 | 38.2588 | 28.2056 | 28.2056 | 28.2056 | 1302 | 1107.135 | 1107.135 | 1107.135 | 1298.7545 | 1298.7545 | 1298.7545 | 1469.0829 | 1469.0829 | 1469.0829 | 1300 | 507.9208 | 0 | 0 | 0 | 0 | 0 | 150 | 657.9208 |  | 1300 | 507.9208 | 0 | 0 | 0 | 0 | 0 | 150 | 657.9208 | 1300 | 507.9208 | 0 | 0 | 0 | 0 | 0 | 150 | 657.9208 | 1300 | 534.6535 | 414.7326 | 0 | 0 | 0 | 0 | 0 | 949.3861 | 1300 | 534.6535 | 414.7326 | 0 | 0 | 0 | 0 | 0 | 949.3861 | 1300 | 534.6535 | 414.7326 | 0 | 0 | 0 | 0 | 0 | 949.3861 | 1300 | 543.5644 | 829.4652 | 0 | 0 | 0 | 0 | 0 | 0 | 0 | 1373.0295 | 1300 | 543.5644 | 829.4652 | 0 | 17 | 0 | 0 | 0 | 0 | 0 | 1390.0295 | 1300 | 543.5644 | 829.4652 | 0 | 0 | 0 | 0 | 0 | 0 | 0 | 1373.0295
1303 | 87.242 | 87.1946 | 87.2023 | 38.2588 | 38.2588 | 38.2588 | 31.2634 | 31.2634 | 31.2634 | 1303 | 1183.7572 | 1183.7572 | 1183.7572 | 1388.6382 | 1388.6382 | 1388.6382 | 1570.7547 | 1570.7547 | 1570.7547 | 1301 | 395.0495 | 0 | 0 | 0 | 0 | 0 | 150 | 545.0495 |  | 1301 | 395.0495 | 0 | 0 | 0 | 0 | 0 | 150 | 545.0495 | 1301 | 395.0495 | 0 | 0 | 0 | 0 | 0 | 150 | 545.0495 | 1301 | 415.8416 | 385.4692 | 0 | 0 | 0 | 0 | 0 | 801.3108 | 1301 | 415.8416 | 385.4692 | 0 | 0 | 0 | 0 | 0 | 801.3108 | 1301 | 415.8416 | 385.4692 | 0 | 0 | 0 | 0 | 0 | 801.3108 | 1301 | 422.7723 | 770.9384 | 0 | 0 | 0 | 0 | 0 | 0 | 0 | 1193.7107 | 1301 | 422.7723 | 770.9384 | 0 | 17 | 0 | 0 | 0 | 0 | 0 | 1210.7107 | 1301 | 422.7723 | 770.9384 | 0 | 0 | 0 | 0 | 0 | 0 | 0 | 1193.7107
1304 | 85.0878 | 85.0878 | 85.0878 | 38.2588 | 38.2588 | 38.2588 | 29.4769 | 29.4769 | 29.4769 | 1304 | 1250.3851 | 1250.3851 | 1250.3851 | 1466.7979 | 1466.7979 | 1466.7979 | 1659.1649 | 1659.1649 | 1659.1649 | 1302 | 413.8614 | 0 | 0 | 0 | 0 | 0 | 150 | 563.8614 |  | 1302 | 413.8614 | 0 | 0 | 0 | 0 | 0 | 150 | 563.8614 | 1302 | 413.8614 | 0 | 0 | 0 | 0 | 0 | 150 | 563.8614 | 1302 | 435.6436 | 297.6791 | 0 | 0 | 0 | 0 | 0 | 733.3227 | 1302 | 435.6436 | 297.6791 | 0 | 0 | 0 | 0 | 0 | 733.3227 | 1302 | 435.6436 | 297.6791 | 0 | 0 | 0 | 0 | 0 | 733.3227 | 1302 | 442.9043 | 595.3582 | 0 | 0 | 0 | 0 | 0 | 0 | 0 | 1038.2625 | 1302 | 442.9043 | 595.3582 | 0 | 17 | 0 | 0 | 0 | 0 | 0 | 1055.2625 | 1302 | 442.9043 | 595.3582 | 0 | 0 | 0 | 0 | 0 | 0 | 0 | 1038.2625
1305 | 81.5718 | 81.5718 | 81.5718 | 38.2588 | 38.2588 | 38.2588 | 20.9838 | 21.7964 | 20.9838 | 1305 | 1293.6933 | 1293.6933 | 1293.6933 | 1517.6018 | 1517.6018 | 1517.6018 | 1716.6315 | 1852.4837 | 1852.4837 | 1303 | 235.1485 | 0 | 15.2577 | 0 | 0 | 0 | 150 | 400.4062 |  | 1303 | 235.1485 | 0 | 15.2577 | 0 | 0 | 0 | 150 | 400.4062 | 1303 | 235.1485 | 0 | 15.2577 | 0 | 0 | 0 | 150 | 400.4062 | 1303 | 247.5248 | 278.5066 | 16.4948 | 0 | 0 | 0 | 0 | 542.5262 | 1303 | 247.5248 | 278.5066 | 16.4948 | 0 | 0 | 0 | 0 | 542.5262 | 1303 | 247.5248 | 278.5066 | 16.4948 | 0 | 0 | 0 | 0 | 542.5262 | 1303 | 251.6502 | 557.0131 | 20.6186 | 0 | 0 | 0 | 0 | 0 | 0 | 829.2818 | 1303 | 251.6502 | 557.0131 | 20.6186 | 17 | 0 | 0 | 0 | 0 | 0 | 846.2818 | 1303 | 251.6502 | 557.0131 | 20.6186 | 0 | 0 | 0 | 0 | 0 | 0 | 829.2818
1306 | 65.5061 | 65.5061 | 65.5061 | 34.4815 | 34.4815 | 34.4815 | 11.1093 | 11.1093 | 11.1093 | 1306 | 1293.6933 | 1293.6933 | 1293.6933 | 1517.6018 | 1517.6018 | 1517.6018 | 2241.7457 | 2241.7457 | 2241.7457 | 1304 | 338.6139 | 0 | 40.6873 | 0 | 0 | 0 | 150 | 529.3011 |  | 1304 | 338.6139 | 0 | 40.6873 | 0 | 0 | 0 | 150 | 529.3011 | 1304 | 338.6139 | 0 | 40.6873 | 0 | 0 | 0 | 150 | 529.3011 | 1304 | 356.4356 | 307.7699 | 43.9863 | 0 | 0 | 0 | 0 | 708.1918 | 1304 | 356.4356 | 307.7699 | 43.9863 | 0 | 0 | 0 | 0 | 708.1918 | 1304 | 356.4356 | 307.7699 | 43.9863 | 0 | 0 | 0 | 0 | 708.1918 | 1304 | 362.3762 | 615.5399 | 54.9828 | 0 | 0 | 0 | 0 | 0 | 0 | 1032.8989 | 1304 | 362.3762 | 615.5399 | 54.9828 | 17 | 0 | 0 | 0 | 0 | 0 | 1049.8989 | 1304 | 362.3762 | 615.5399 | 54.9828 | 0 | 0 | 0 | 0 | 0 | 0 | 1032.8989
1307 | 58.7621 | 58.7621 | 58.7621 | 31.3356 | 31.3356 | 31.3356 | 0.10514 | 0.10514 | 0.10514 | 1307 | 1281.4782 | 1391.9321 | 1281.4782 | 1967.5038 | 1967.5038 | 1967.5038 | 2225.5371 | 2225.5371 | 2225.5371 | 1305 | 517.3267 | 0 | 66.1168 | 0 | 0 | 0 | 150 | 733.4436 |  | 1305 | 517.3267 | 0 | 66.1168 | 0 | 0 | 0 | 150 | 733.4436 | 1305 | 517.3267 | 0 | 66.1168 | 0 | 0 | 0 | 150 | 733.4436 | 1305 | 544.5545 | 430.8779 | 71.4777 | 0 | 0 | 0 | 0 | 1046.91 | 1305 | 544.5545 | 430.8779 | 71.4777 | 0 | 0 | 0 | 0 | 1046.91 | 1305 | 544.5545 | 430.8779 | 71.4777 | 0 | 0 | 0 | 0 | 1046.91 | 1305 | 553.6304 | 861.7558 | 89.3471 | 0 | 0 | 0 | 0 | 0 | 0 | 1504.7332 | 1305 | 553.6304 | 861.7558 | 89.3471 | 17 | 0 | 0 | 0 | 0 | 0 | 1521.7332 | 1305 | 553.6304 | 861.7558 | 89.3471 | 0 | 0 | 0 | 0 | 0 | 0 | 1504.7332
1308 | 58.4808 | 58.7621 | 58.4808 | 30.864 | 30.864 | 30.864 | 0.10514 | 0.10514 | 0.10514 | 1308 | 1388.3957 | 1398.603 | 1388.3957 | 1944.0559 | 1944.0559 | 1944.0559 | 2199.0141 | 2199.0141 | 2199.0141 | 1306 | 752.4752 | 0 | 76.2887 | 0 | 0 | 0 | 0 | 828.7639 |  | 1306 | 752.4752 | 0 | 76.2887 | 0 | 0 | 0 | 0 | 828.7639 | 1306 | 752.4752 | 0 | 76.2887 | 0 | 0 | 0 | 0 | 828.7639 | 1306 | 792.0792 | 551.9677 | 82.4742 | 0 | 0 | 0 | 0 | 1426.5211 | 1306 | 792.0792 | 551.9677 | 82.4742 | 0 | 0 | 0 | 0 | 1426.5211 | 1306 | 792.0792 | 551.9677 | 82.4742 | 0 | 0 | 0 | 0 | 1426.5211 | 1306 | 805.2805 | 1103.9354 | 103.0928 | 0 | 0 | 0 | 0 | 0 | 0 | 2012.3087 | 1306 | 805.2805 | 1103.9354 | 103.0928 | 17 | 0 | 0 | 0 | 0 | 0 | 2029.3087 | 1306 | 805.2805 | 1103.9354 | 103.0928 | 0 | 0 | 0 | 0 | 0 | 0 | 2012.3087
1309 | 58.4808 | 58.7621 | 58.4808 | 30.3612 | 30.3612 | 30.3612 | 0.01 | 0.01 | 0.01 | 1309 | 1546.1791 | 1546.1791 | 1546.1791 | 1910.1867 | 1910.1867 | 1910.1867 | 2160.703 | 2160.703 | 2160.703 | 1307 | 1015.8416 | 0 | 91.5464 | 0 | 0 | 0 | 0 | 1107.388 |  | 1307 | 1015.8416 | 0 | 91.5464 | 0 | 0 | 0 | 0 | 1107.388 | 1307 | 1015.8416 | 0 | 91.5464 | 0 | 0 | 0 | 0 | 1107.388 | 1307 | 1069.3069 | 637.7397 | 98.9691 | 0 | 0 | 0 | 0 | 1806.0157 | 1307 | 1069.3069 | 637.7397 | 98.9691 | 0 | 0 | 0 | 0 | 1806.0157 | 1307 | 1069.3069 | 637.7397 | 98.9691 | 0 | 0 | 0 | 0 | 1806.0157 | 1307 | 1087.1287 | 1275.4793 | 123.7113 | 0 | 0 | 0 | 0 | 0 | 0 | 2486.3194 | 1307 | 1087.1287 | 1275.4793 | 123.7113 | 17 | 0 | 0 | 0 | 0 | 0 | 2503.3194 | 1307 | 1087.1287 | 1275.4793 | 123.7113 | 0 | 0 | 0 | 0 | 0 | 0 | 2486.3194
1310 | 34.6322 | 36.7969 | 36.7969 | 20.9838 | 20.9838 | 20.9838 | 0.01 | 0.01 | 0.01 | 1310 | 1609.4779 | 1609.4779 | 1609.4779 | 1888.0414 | 1888.0414 | 1888.0414 | 2135.6534 | 2135.6534 | 2135.6534 | 1308 | 1138.1188 | 0 | 81.3746 | 0 | 0 | 0 | 0 | 1219.4934 |  | 1308 | 1138.1188 | 0 | 81.3746 | 0 | 0 | 0 | 0 | 1219.4934 | 1308 | 1138.1188 | 0 | 81.3746 | 0 | 0 | 0 | 0 | 1219.4934 | 1308 | 1198.0198 | 706.3572 | 87.9725 | 0 | 0 | 0 | 0 | 1992.3495 | 1308 | 1198.0198 | 706.3572 | 87.9725 | 0 | 0 | 0 | 0 | 1992.3495 | 1308 | 1198.0198 | 706.3572 | 87.9725 | 0 | 0 | 0 | 0 | 1992.3495 | 1308 | 1217.9868 | 1412.7144 | 109.9656 | 0 | 0 | 0 | 0 | 0 | 0 | 2740.6669 | 1308 | 1217.9868 | 1412.7144 | 109.9656 | 17 | 0 | 0 | 0 | 0 | 0 | 2757.6669 | 1308 | 1217.9868 | 1412.7144 | 109.9656 | 0 | 0 | 0 | 0 | 0 | 0 | 2740.6669
1311 | 34.6322 | 36.7969 | 36.7969 | 20.9838 | 20.9838 | 20.9838 | 0.10514 | 0.10514 | 0.10514 | 1311 | 1591.7105 | 1591.7105 | 1591.7105 | 1867.1988 | 1867.1988 | 1867.1988 | 2112.0774 | 2112.0774 | 2112.0774 | 1309 | 1382.6733 | 0 | 66.1168 | 0 | 0 | 0 | 0 | 1448.7901 |  | 1309 | 1382.6733 | 0 | 66.1168 | 0 | 0 | 0 | 0 | 1448.7901 | 1309 | 1382.6733 | 0 | 66.1168 | 0 | 0 | 0 | 0 | 1448.7901 | 1309 | 1455.4455 | 759.8385 | 71.4777 | 0 | 0 | 0 | 0 | 2286.7618 | 1309 | 1455.4455 | 759.8385 | 71.4777 | 0 | 0 | 0 | 0 | 2286.7618 | 1309 | 1455.4455 | 759.8385 | 71.4777 | 0 | 0 | 0 | 0 | 2286.7618 | 1309 | 1479.703 | 1519.6771 | 89.3471 | 0 | 0 | 0 | 0 | 0 | 0 | 3088.7271 | 1309 | 1479.703 | 1519.6771 | 89.3471 | 17 | 0 | 0 | 0 | 0 | 0 | 3105.7271 | 1309 | 1479.703 | 1519.6771 | 89.3471 | 0 | 0 | 0 | 0 | 0 | 0 | 3088.7271
1312 | 34.6322 | 35.5472 | 35.2784 | 20.9838 | 20.9838 | 20.9838 | 1.1209 | 1.1209 | 1.1209 | 1312 | 1613.9198 | 1613.9198 | 1613.9198 | 1893.2521 | 1893.2521 | 1893.2521 | 2141.5474 | 2141.5474 | 2141.5474 | 1310 | 1514.3564 | 0 | 45.7732 | 0 | 0 | 0 | 0 | 1560.1296 |  | 1310 | 1514.3564 | 0 | 45.7732 | 0 | 0 | 0 | 0 | 1560.1296 | 1310 | 1514.3564 | 0 | 45.7732 | 0 | 0 | 0 | 0 | 1560.1296 | 1310 | 1594.0594 | 801.2109 | 49.4845 | 0 | 0 | 0 | 0 | 2444.7548 | 1310 | 1594.0594 | 801.2109 | 49.4845 | 0 | 0 | 0 | 0 | 2444.7548 | 1310 | 1594.0594 | 801.2109 | 49.4845 | 0 | 0 | 0 | 0 | 2444.7548 | 1310 | 1620.6271 | 1602.4218 | 61.8557 | 0 | 0 | 0 | 0 | 0 | 0 | 3284.9045 | 1310 | 1620.6271 | 1602.4218 | 61.8557 | 17 | 0 | 0 | 0 | 0 | 0 | 3301.9045 | 1310 | 1620.6271 | 1602.4218 | 61.8557 | 0 | 0 | 0 | 0 | 0 | 0 | 3284.9045
1313 | 34.6322 | 36.7969 | 36.7969 | 20.9838 | 20.9838 | 20.9838 | 2.3567 | 2.3567 | 2.3567 | 1313 | 1647.2338 | 1647.2338 | 1647.2338 | 1932.332 | 1932.332 | 1932.332 | 2185.7525 | 2185.7525 | 2185.7525 | 1311 | 1683.6634 | 0 | 20.3436 | 0 | 0 | 0 | 0 | 1704.007 |  | 1311 | 1683.6634 | 0 | 20.3436 | 0 | 0 | 0 | 0 | 1704.007 | 1311 | 1683.6634 | 0 | 20.3436 | 0 | 0 | 0 | 0 | 1704.007 | 1311 | 1772.2772 | 825.4289 | 21.9931 | 0 | 0 | 0 | 0 | 2619.6992 | 1311 | 1772.2772 | 825.4289 | 21.9931 | 0 | 0 | 0 | 0 | 2619.6992 | 1311 | 1772.2772 | 825.4289 | 21.9931 | 0 | 0 | 0 | 0 | 2619.6992 | 1311 | 1801.8152 | 1650.8577 | 27.4914 | 0 | 0 | 0 | 0 | 0 | 0 | 3480.1643 | 1311 | 1801.8152 | 1650.8577 | 27.4914 | 17 | 0 | 0 | 0 | 0 | 0 | 3497.1643 | 1311 | 1801.8152 | 1650.8577 | 27.4914 | 0 | 0 | 0 | 0 | 0 | 0 | 3480.1643
1314 | 58.4808 | 58.4808 | 58.4808 | 20.9838 | 20.9838 | 20.9838 | 3.0198 | 3.0198 | 3.0198 | 1314 | 1610.5884 | 1610.5884 | 1600.0214 | 1889.3441 | 1889.3441 | 1889.3441 | 2137.1269 | 2137.1269 | 2137.1269 | 1312 | 1768.3168 | 0 | 5.0859 | 0 | 0 | 0 | 0 | 1773.4027 |  | 1312 | 1768.3168 | 0 | 5.0859 | 0 | 0 | 0 | 0 | 1773.4027 | 1312 | 1768.3168 | 0 | 5.0859 | 0 | 0 | 0 | 0 | 1773.4027 | 1312 | 1861.3861 | 836.5288 | 5.4983 | 0 | 0 | 0 | 0 | 2703.4132 | 1312 | 1861.3861 | 836.5288 | 5.4983 | 0 | 0 | 0 | 0 | 2703.4132 | 1312 | 1861.3861 | 836.5288 | 5.4983 | 0 | 0 | 0 | 0 | 2703.4132 | 1312 | 1892.4092 | 1673.0575 | 6.8729 | 0 | 0 | 0 | 0 | 0 | 0 | 3572.3396 | 1312 | 1892.4092 | 1673.0575 | 6.8729 | 17 | 0 | 0 | 0 | 0 | 0 | 3589.3396 | 1312 | 1892.4092 | 1673.0575 | 6.8729 | 0 | 0 | 0 | 0 | 0 | 0 | 3572.3396
1315 | 58.4808 | 58.4808 | 58.4808 | 22.3899 | 22.3899 | 22.3899 | 0.01 | 0.01 | 0.01 | 1315 | 1575.0535 | 1575.0535 | 1575.0535 | 1847.6589 | 1847.6589 | 1847.6589 | 2089.9748 | 2089.9748 | 2089.9748 | 1313 | 1805.9406 | 0 | 0 | 0 | 0 | 0 | 0 | 1805.9406 |  | 1313 | 1805.9406 | 0 | 0 | 0 | 0 | 0 | 0 | 1805.9406 | 1313 | 1805.9406 | 0 | 0 | 0 | 0 | 0 | 0 | 1805.9406 | 1313 | 1900.9901 | 840.5651 | 0 | 0 | 0 | 0 | 0 | 2741.5552 | 1313 | 1900.9901 | 840.5651 | 0 | 0 | 0 | 0 | 0 | 2741.5552 | 1313 | 1900.9901 | 840.5651 | 0 | 0 | 0 | 0 | 0 | 2741.5552 | 1313 | 1932.6733 | 1681.1302 | 0 | 0 | 0 | 0 | 0 | 0 | 0 | 3613.8034 | 1313 | 1932.6733 | 1681.1302 | 0 | 17 | 0 | 0 | 0 | 0 | 0 | 3630.8034 | 1313 | 1932.6733 | 1681.1302 | 0 | 0 | 0 | 0 | 0 | 0 | 0 | 3613.8034
1316 | 56.9497 | 56.9558 | 56.9558 | 22.3899 | 22.3899 | 22.3899 | 0.01 | 0.01 | 0.01 | 1316 | 1520.6406 | 1520.6406 | 1520.6406 | 1783.8284 | 1783.8284 | 1783.8284 | 2017.7732 | 2017.7732 | 2017.7732 | 1314 | 1843.5644 | 0 | 0 | 0 | 0 | 0 | 0 | 1843.5644 |  | 1314 | 1843.5644 | 0 | 0 | 0 | 0 | 0 | 0 | 1843.5644 | 1314 | 1843.5644 | 0 | 0 | 0 | 0 | 0 | 0 | 1843.5644 | 1314 | 1940.5941 | 838.5469 | 0 | 0 | 0 | 0 | 0 | 2779.141 | 1314 | 1940.5941 | 838.5469 | 0 | 0 | 0 | 0 | 0 | 2779.141 | 1314 | 1940.5941 | 838.5469 | 0 | 0 | 0 | 0 | 0 | 2779.141 | 1314 | 1972.9373 | 1677.0938 | 0 | 0 | 0 | 0 | 0 | 0 | 0 | 3650.0311 | 1314 | 1972.9373 | 1677.0938 | 0 | 17 | 0 | 0 | 0 | 0 | 0 | 3667.0311 | 1314 | 1972.9373 | 1677.0938 | 0 | 0 | 0 | 0 | 0 | 0 | 0 | 3650.0311
1317 | 58.4808 | 58.4808 | 58.4808 | 22.3899 | 22.3899 | 22.3899 | 0.01 | 0.01 | 0.01 | 1317 | 1468.4487 | 1468.4487 | 1468.4487 | 1722.6033 | 1722.6033 | 1722.6033 | 1948.5185 | 1948.5185 | 1948.5185 | 1315 | 1937.6238 | 0 | 0 | 0 | 0 | 0 | 0 | 1937.6238 |  | 1315 | 1937.6238 | 0 | 0 | 0 | 0 | 0 | 0 | 1937.6238 | 1315 | 1937.6238 | 0 | 0 | 0 | 0 | 0 | 0 | 1937.6238 | 1315 | 2039.604 | 834.5106 | 0 | 0 | 0 | 0 | 0 | 2874.1146 | 1315 | 2039.604 | 834.5106 | 0 | 0 | 0 | 0 | 0 | 2874.1146 | 1315 | 2039.604 | 834.5106 | 0 | 0 | 0 | 0 | 0 | 2874.1146 | 1315 | 1690.3166 | 1669.0212 | 0 | 0 | 0 | 0 | 0 | 0 | 0 | 3359.3378 | 1315 | 2073.5974 | 1669.0212 | 0 | 17 | 0 | 0 | 0 | 0 | 0 | 3759.6186 | 1315 | 1970.3166 | 1669.0212 | 0 | 0 | 0 | 0 | 0 | 0 | 0 | 3639.3378
1318 | 58.4808 | 58.4808 | 58.4808 | 22.8974 | 22.8974 | 22.8974 | 0.01 | 0.01 | 0.01 | 1318 | 1401.8207 | 1401.8207 | 1401.8207 | 1644.4436 | 1644.4436 | 1644.4436 | 1860.1083 | 1860.1083 | 1860.1083 | 1316 | 1843.5644 | 0 | 0 | 0 | 0 | 0 | 0 | 1843.5644 |  | 1316 | 1843.5644 | 0 | 0 | 0 | 0 | 0 | 0 | 1843.5644 | 1316 | 1843.5644 | 0 | 0 | 0 | 0 | 0 | 0 | 1843.5644 | 1316 | 1940.5941 | 823.4107 | 0 | 0 | 0 | 0 | 0 | 2764.0048 | 1316 | 1940.5941 | 823.4107 | 0 | 0 | 0 | 0 | 0 | 2764.0048 | 1316 | 1940.5941 | 823.4107 | 0 | 0 | 0 | 0 | 0 | 2764.0048 | 1316 | 1164.3612 | 1646.8214 | 0 | 0 | 0 | 0 | 0 | 0 | 0 | 2811.1826 | 1316 | 1604.3612 | 1646.8214 | 0 | 17 | 0 | 0 | 0 | 0 | 0 | 3268.1826 | 1316 | 944.3612 | 1646.8214 | 0 | 0 | 0 | 0 | 0 | 0 | 0 | 2591.1826
1319 | 35.5472 | 36.7969 | 36.7969 | 28.5703 | 28.5703 | 28.5703 | 0.01 | 0.01 | 0.01 | 1319 | 1352.9602 | 1352.9602 | 1352.9602 | 1587.1264 | 1587.1264 | 1587.1264 | 1795.2741 | 1795.2741 | 1795.2741 | 1317 | 1514.3564 | 0 | 0 | 0 | 0 | 0 | 0 | 1514.3564 |  | 1317 | 1514.3564 | 0 | 0 | 0 | 0 | 0 | 0 | 1514.3564 | 1317 | 1514.3564 | 0 | 0 | 0 | 0 | 0 | 0 | 1514.3564 | 1317 | 1594.0594 | 791.1201 | 0 | 0 | 0 | 0 | 0 | 2385.1795 | 1317 | 1594.0594 | 791.1201 | 0 | 0 | 0 | 0 | 0 | 2385.1795 | 1317 | 1594.0594 | 791.1201 | 0 | 0 | 0 | 0 | 0 | 2385.1795 | 1317 | 796.4198 | 1582.2402 | 0 | 0 | 0 | 0 | 0 | 0 | 0 | 2378.6599 | 1317 | 1201.1978 | 1582.2402 | 0 | 17 | 0 | 0 | 0 | 0 | 0 | 2800.4379 | 1317 | 761.1978 | 1582.2402 | 0 | 0 | 0 | 0 | 0 | 0 | 0 | 2343.4379
1320 | 34.6322 | 36.7969 | 36.7969 | 23.4961 | 23.4961 | 23.4961 | 0.01 | 0.01 | 0.01 | 1320 | 1314.0939 | 1314.0939 | 1314.0939 | 1541.5332 | 1541.5332 | 1541.5332 | 1743.7015 | 1743.7015 | 1743.7015 | 1318 | 1523.7624 | 0 | 0 | 0 | 0 | 0 | 0 | 1523.7624 |  | 1318 | 1523.7624 | 0 | 0 | 0 | 0 | 0 | 0 | 1523.7624 | 1318 | 1523.7624 | 0 | 0 | 0 | 0 | 0 | 0 | 1523.7624 | 1318 | 1603.9604 | 756.8113 | 0 | 0 | 0 | 0 | 0 | 2360.7717 | 1318 | 1603.9604 | 756.8113 | 0 | 0 | 0 | 0 | 0 | 2360.7717 | 1318 | 1603.9604 | 756.8113 | 0 | 0 | 0 | 0 | 0 | 2360.7717 | 1318 | 553.0398 | 1513.6226 | 0 | 0 | 0 | 0 | 0 | 0 | 0 | 2066.6624 | 1318 | 895.5528 | 1513.6226 | 0 | 17 | 0 | 0 | 0 | 0 | 0 | 2426.1754 | 1318 | 553.0398 | 1513.6226 | 0 | 0 | 0 | 0 | 0 | 0 | 0 | 2066.6624
1321 | 34.6322 | 36.7969 | 36.7969 | 22.3899 | 22.3899 | 22.3899 | 0.01 | 0.01 | 0.01 | 1321 | 1294.1055 | 1294.1055 | 1294.1055 | 1518.0853 | 1518.0853 | 1518.0853 | 1717.1784 | 1717.1784 | 1717.1784 | 1319 | 1599.0099 | 0 | 0 | 0 | 0 | 0 | 0 | 1599.0099 |  | 1319 | 1599.0099 | 0 | 0 | 0 | 0 | 0 | 0 | 1599.0099 | 1319 | 1599.0099 | 0 | 0 | 0 | 0 | 0 | 0 | 1599.0099 | 1319 | 1683.1683 | 730.5752 | 0 | 0 | 0 | 0 | 0 | 2413.7435 | 1319 | 1683.1683 | 730.5752 | 0 | 0 | 0 | 0 | 0 | 2413.7435 | 1319 | 1683.1683 | 730.5752 | 0 | 0 | 0 | 0 | 0 | 2413.7435 | 1319 | 505.4225 | 1461.1504 | 0 | 0 | 0 | 0 | 0 | 0 | 0 | 1966.5729 | 1319 | 1005.4225 | 1461.1504 | 0 | 17 | 0 | 0 | 0 | 0 | 0 | 2483.5729 | 1319 | 1005.4225 | 1461.1504 | 0 | 0 | 0 | 0 | 0 | 0 | 0 | 2466.5729
1322 | 34.6322 | 36.7969 | 36.7969 | 22.3899 | 22.3899 | 22.3899 | 0.01 | 0.01 | 0.01 | 1322 | 1288.5532 | 1288.5532 | 1288.5532 | 1511.572 | 1511.572 | 1511.572 | 1709.8109 | 1709.8109 | 1709.8109 | 1320 | 1495.5446 | 0 | 0 | 0 | 0 | 0 | 0 | 1495.5446 |  | 1320 | 1495.5446 | 0 | 0 | 0 | 0 | 0 | 0 | 1495.5446 | 1320 | 1495.5446 | 0 | 0 | 0 | 0 | 0 | 0 | 1495.5446 | 1320 | 1574.2574 | 711.4026 | 0 | 0 | 0 | 0 | 0 | 2285.66 | 1320 | 1574.2574 | 711.4026 | 0 | 0 | 0 | 0 | 0 | 2285.66 | 1320 | 1574.2574 | 711.4026 | 0 | 0 | 0 | 0 | 0 | 2285.66 | 1320 | 475.5369 | 1422.8052 | 0 | 0 | 0 | 0 | 0 | 0 | 0 | 1898.3422 | 1320 | 975.5369 | 1422.8052 | 0 | 17 | 0 | 0 | 0 | 0 | 0 | 2415.3422 | 1320 | 475.5369 | 1422.8052 | 0 | 0 | 0 | 0 | 0 | 0 | 0 | 1898.3422
1323 | 34.6322 | 35.5472 | 35.2784 | 22.3899 | 22.3899 | 22.3899 | 0.01 | 0.01 | 0.01 | 1323 | 1300.7683 | 1300.7683 | 1300.7683 | 1525.9013 | 1525.9013 | 1525.9013 | 1726.0195 | 1726.0195 | 1726.0195 | 1321 | 1307.4257 | 0 | 0 | 0 | 0 | 0 | 0 | 1307.4257 |  | 1321 | 1307.4257 | 0 | 0 | 0 | 0 | 0 | 0 | 1307.4257 | 1321 | 1307.4257 | 0 | 0 | 0 | 0 | 0 | 0 | 1307.4257 | 1321 | 1376.2376 | 773.9657 | 0 | 0 | 0 | 0 | 0 | 2150.2033 | 1321 | 1376.2376 | 773.9657 | 0 | 0 | 0 | 0 | 0 | 2150.2033 | 1321 | 1376.2376 | 773.9657 | 0 | 0 | 0 | 0 | 0 | 2150.2033 | 1321 | 339.1416 | 1547.9314 | 0 | 0 | 0 | 0 | 0 | 0 | 0 | 1887.073 | 1321 | 1399.1749 | 1547.9314 | 0 | 17 | 0 | 0 | 0 | 0 | 0 | 2964.1063 | 1321 | 1399.1749 | 1547.9314 | 0 | 0 | 0 | 0 | 0 | 0 | 0 | 2947.1063
1324 | 34.6322 | 35.5472 | 35.2784 | 20.9838 | 20.9838 | 20.9838 | 0.01 | 0.01 | 0.01 | 1324 | 1339.6346 | 1339.6346 | 1339.6346 | 1571.4945 | 1571.4945 | 1571.4945 | 1777.5921 | 1777.5921 | 1777.5921 | 1322 | 1354.4554 | 0 | 0 | 0 | 0 | 0 | 0 | 1354.4554 |  | 1322 | 1354.4554 | 0 | 0 | 0 | 0 | 0 | 0 | 1354.4554 | 1322 | 1354.4554 | 0 | 0 | 0 | 0 | 0 | 0 | 1354.4554 | 1322 | 1425.7426 | 791.1201 | 0 | 0 | 0 | 0 | 0 | 2216.8627 | 1322 | 1425.7426 | 791.1201 | 0 | 0 | 0 | 0 | 0 | 2216.8627 | 1322 | 1425.7426 | 791.1201 | 0 | 0 | 0 | 0 | 0 | 2216.8627 | 1322 | 1074.3573 | 1582.2402 | 0 | 0 | 0 | 0 | 0 | 0 | 0 | 2656.5974 | 1322 | 1233.6039 | 1582.2402 | 0 | 17 | 0 | 0 | 0 | 0 | 0 | 2832.8441 | 1322 | 1449.505 | 1582.2402 | 0 | 0 | 0 | 0 | 0 | 0 | 0 | 3031.7451
1325 | 34.6322 | 36.7969 | 36.7969 | 20.9838 | 20.9838 | 20.9838 | 0.01 | 0.01 | 0.01 | 1325 | 1475.1115 | 1475.1115 | 1475.1115 | 1730.4193 | 1730.4193 | 1730.4193 | 1957.3595 | 1957.3595 | 1957.3595 | 1323 | 1363.8614 | 0 | 0 | 0 | 0 | 0 | 0 | 1363.8614 |  | 1323 | 1363.8614 | 0 | 0 | 0 | 0 | 0 | 0 | 1363.8614 | 1323 | 1363.8614 | 0 | 0 | 0 | 0 | 0 | 0 | 1363.8614 | 1323 | 1435.6436 | 795.1564 | 0 | 0 | 0 | 0 | 0 | 2230.8 | 1323 | 1435.6436 | 795.1564 | 0 | 0 | 0 | 0 | 0 | 2230.8 | 1323 | 1435.6436 | 795.1564 | 0 | 0 | 0 | 0 | 0 | 2230.8 | 1323 | 1459.571 | 1590.3128 | 0 | 0 | 0 | 0 | 0 | 0 | 0 | 3049.8838 | 1323 | 1459.571 | 1590.3128 | 0 | 17 | 0 | 0 | 0 | 0 | 0 | 3066.8838 | 1323 | 1459.571 | 1590.3128 | 0 | 0 | 0 | 0 | 0 | 0 | 0 | 3049.8838
1326 | 47.1858 | 47.1858 | 47.1858 | 20.9838 | 20.9838 | 20.9838 | 2.1668 | 2.1668 | 2.1668 | 1326 | 1596.1524 | 1596.1524 | 1596.1524 | 1872.4095 | 1872.4095 | 1872.4095 | 2117.9714 | 2117.9714 | 2117.9714 | 1324 | 1420.297 | 0 | 0 | 0 | 0 | 0 | 0 | 1420.297 |  | 1324 | 1420.297 | 0 | 0 | 0 | 0 | 0 | 0 | 1420.297 | 1324 | 1420.297 | 0 | 0 | 0 | 0 | 0 | 0 | 1420.297 | 1324 | 1495.0495 | 806.2563 | 0 | 0 | 0 | 0 | 0 | 2301.3058 | 1324 | 1495.0495 | 806.2563 | 0 | 0 | 0 | 0 | 0 | 2301.3058 | 1324 | 1495.0495 | 806.2563 | 0 | 0 | 0 | 0 | 0 | 2301.3058 | 1324 | 1519.967 | 1612.5126 | 0 | 0 | 0 | 0 | 0 | 0 | 0 | 3132.4796 | 1324 | 1519.967 | 1612.5126 | 0 | 17 | 0 | 0 | 0 | 0 | 0 | 3149.4796 | 1324 | 1519.967 | 1612.5126 | 0 | 0 | 0 | 0 | 0 | 0 | 0 | 3132.4796
1327 | 53.2941 | 53.2941 | 53.2941 | 20.9838 | 20.9838 | 20.9838 | 0.10514 | 0.10514 | 0.10514 | 1327 | 1727.1874 | 1727.1874 | 1727.1874 | 2026.1237 | 2026.1237 | 2026.1237 | 2291.8448 | 2291.8448 | 2291.8448 | 1325 | 1335.6436 | 0 | 0 | 0 | 0 | 0 | 0 | 1335.6436 |  | 1325 | 1335.6436 | 0 | 0 | 0 | 0 | 0 | 0 | 1335.6436 | 1325 | 1335.6436 | 0 | 0 | 0 | 0 | 0 | 0 | 1335.6436 | 1325 | 1405.9406 | 824.4198 | 0 | 0 | 0 | 0 | 0 | 2230.3604 | 1325 | 1405.9406 | 824.4198 | 0 | 0 | 0 | 0 | 0 | 2230.3604 | 1325 | 1405.9406 | 824.4198 | 0 | 0 | 0 | 0 | 0 | 2230.3604 | 1325 | 1429.3729 | 1648.8396 | 0 | 0 | 0 | 0 | 0 | 0 | 0 | 3078.2125 | 1325 | 1429.3729 | 1648.8396 | 0 | 17 | 0 | 0 | 0 | 0 | 0 | 3095.2125 | 1325 | 1429.3729 | 1648.8396 | 0 | 0 | 0 | 0 | 0 | 0 | 0 | 3078.2125
1328 | 37.7309 | 37.7309 | 37.7309 | 20.9838 | 20.9838 | 20.9838 | 0.01 | 0.01 | 0.01 | 1328 | 1794.9258 | 1794.9258 | 1794.9258 | 2105.5861 | 2105.5861 | 2105.5861 | 2381.7285 | 2381.7285 | 2381.7285 | 1326 | 1542.5743 | 0 | 5.0859 | 0 | 0 | 0 | 0 | 1547.6602 |  | 1326 | 1542.5743 | 0 | 5.0859 | 0 | 0 | 0 | 0 | 1547.6602 | 1326 | 1542.5743 | 0 | 5.0859 | 0 | 0 | 0 | 0 | 1547.6602 | 1326 | 1623.7624 | 824.4198 | 5.4983 | 0 | 0 | 0 | 0 | 2453.6804 | 1326 | 1623.7624 | 824.4198 | 5.4983 | 0 | 0 | 0 | 0 | 2453.6804 | 1326 | 1623.7624 | 824.4198 | 5.4983 | 0 | 0 | 0 | 0 | 2453.6804 | 1326 | 1650.8251 | 1648.8396 | 6.8729 | 0 | 0 | 0 | 0 | 0 | 0 | 3306.5375 | 1326 | 1650.8251 | 1648.8396 | 6.8729 | 17 | 0 | 0 | 0 | 0 | 0 | 3323.5375 | 1326 | 1650.8251 | 1648.8396 | 6.8729 | 0 | 0 | 0 | 0 | 0 | 0 | 3306.5375
1329 | 34.6322 | 35.5472 | 35.2784 | 20.9838 | 20.9838 | 20.9838 | 0.10514 | 0.10514 | 0.10514 | 1329 | 1799.3677 | 1799.3677 | 1799.3677 | 2110.7967 | 2110.7967 | 2110.7967 | 2387.6225 | 2387.6225 | 2387.6225 | 1327 | 1410.8911 | 0 | 15.2577 | 0 | 0 | 0 | 0 | 1426.1488 |  | 1327 | 1410.8911 | 0 | 15.2577 | 0 | 0 | 0 | 0 | 1426.1488 | 1327 | 1410.8911 | 0 | 15.2577 | 0 | 0 | 0 | 0 | 1426.1488 | 1327 | 1485.1485 | 805.2472 | 16.4948 | 0 | 0 | 0 | 0 | 2306.8906 | 1327 | 1485.1485 | 805.2472 | 16.4948 | 0 | 0 | 0 | 0 | 2306.8906 | 1327 | 1485.1485 | 805.2472 | 16.4948 | 0 | 0 | 0 | 0 | 2306.8906 | 1327 | 1509.901 | 1610.4944 | 20.6186 | 0 | 0 | 0 | 0 | 0 | 0 | 3141.014 | 1327 | 1509.901 | 1610.4944 | 20.6186 | 17 | 0 | 0 | 0 | 0 | 0 | 3158.014 | 1327 | 1509.901 | 1610.4944 | 20.6186 | 0 | 0 | 0 | 0 | 0 | 0 | 3141.014
1330 | 34.6322 | 35.5472 | 35.2784 | 21.7964 | 21.7964 | 21.7964 | 0.01 | 0.01 | 0.01 | 1330 | 1790.484 | 1790.484 | 1790.484 | 2100.3754 | 2100.3754 | 2100.3754 | 2375.8345 | 2375.8345 | 2375.8345 | 1328 | 1335.6436 | 0 | 55.945 | 0 | 0 | 0 | 0 | 1391.5886 |  | 1328 | 1335.6436 | 0 | 55.945 | 0 | 0 | 0 | 0 | 1391.5886 | 1328 | 1335.6436 | 0 | 55.945 | 0 | 0 | 0 | 0 | 1391.5886 | 1328 | 1405.9406 | 771.9475 | 60.4811 | 0 | 0 | 0 | 0 | 2238.3692 | 1328 | 1405.9406 | 771.9475 | 60.4811 | 0 | 0 | 0 | 0 | 2238.3692 | 1328 | 1405.9406 | 771.9475 | 60.4811 | 0 | 0 | 0 | 0 | 2238.3692 | 1328 | 1429.3729 | 1543.8951 | 75.6014 | 0 | 0 | 0 | 0 | 0 | 0 | 3048.8694 | 1328 | 1429.3729 | 1543.8951 | 75.6014 | 17 | 0 | 0 | 0 | 0 | 0 | 3065.8694 | 1328 | 1429.3729 | 1543.8951 | 75.6014 | 0 | 0 | 0 | 0 | 0 | 0 | 3048.8694
1331 | 34.6322 | 36.7969 | 36.7969 | 28.5703 | 28.5703 | 28.5703 | 0.01 | 0.01 | 0.01 | 1331 | 1777.1584 | 1777.1584 | 1777.1584 | 2084.7435 | 2084.7435 | 2084.7435 | 2358.1525 | 2358.1525 | 2358.1525 | 1329 | 1486.1386 | 0 | 96.6323 | 0 | 0 | 0 | 0 | 1582.7709 |  | 1329 | 1486.1386 | 0 | 96.6323 | 0 | 0 | 0 | 0 | 1582.7709 | 1329 | 1486.1386 | 0 | 96.6323 | 0 | 0 | 0 | 0 | 1582.7709 | 1329 | 1564.3564 | 752.775 | 104.4674 | 0 | 0 | 0 | 0 | 2421.5988 | 1329 | 1564.3564 | 752.775 | 104.4674 | 0 | 0 | 0 | 0 | 2421.5988 | 1329 | 1564.3564 | 752.775 | 104.4674 | 0 | 0 | 0 | 0 | 2421.5988 | 1329 | 1590.429 | 1505.55 | 130.5842 | 0 | 0 | 0 | 0 | 0 | 0 | 3226.5632 | 1329 | 1590.429 | 1505.55 | 130.5842 | 17 | 0 | 0 | 0 | 0 | 0 | 3243.5632 | 1329 | 1590.429 | 1505.55 | 130.5842 | 0 | 0 | 0 | 0 | 0 | 0 | 3226.5632
1332 | 34.6322 | 36.7969 | 36.7969 | 22.3877 | 22.3877 | 22.3877 | 0.01 | 0.01 | 0.01 | 1332 | 1776.0479 | 1776.0479 | 1776.0479 | 2083.4408 | 2083.4408 | 2083.4408 | 2356.6789 | 2356.6789 | 2356.6789 | 1330 | 1514.3564 | 0 | 132.2337 | 0 | 0 | 0 | 0 | 1646.5901 |  | 1330 | 1514.3564 | 0 | 132.2337 | 0 | 0 | 0 | 0 | 1646.5901 | 1330 | 1514.3564 | 0 | 132.2337 | 0 | 0 | 0 | 0 | 1646.5901 | 1330 | 1594.0594 | 756.8113 | 142.9553 | 0 | 0 | 0 | 0 | 2493.826 | 1330 | 1594.0594 | 756.8113 | 142.9553 | 0 | 0 | 0 | 0 | 2493.826 | 1330 | 1594.0594 | 756.8113 | 142.9553 | 0 | 0 | 0 | 0 | 2493.826 | 1330 | 1620.6271 | 1513.6226 | 178.6942 | 0 | 0 | 0 | 0 | 0 | 0 | 3312.9438 | 1330 | 1620.6271 | 1513.6226 | 178.6942 | 17 | 0 | 0 | 0 | 0 | 0 | 3329.9438 | 1330 | 1620.6271 | 1513.6226 | 178.6942 | 0 | 0 | 0 | 0 | 0 | 0 | 3312.9438
1333 | 34.6322 | 35.5472 | 34.6322 | 22.3877 | 22.3877 | 22.3877 | 14.0926 | 14.0926 | 14.0926 | 1333 | 1759.3909 | 1759.3909 | 1759.3909 | 2063.9009 | 2063.9009 | 2063.9009 | 2334.5764 | 2334.5764 | 2334.5764 | 1331 | 1448.5149 | 0 | 122.0619 | 0 | 0 | 0 | 0 | 1570.5767 |  | 1331 | 1448.5149 | 0 | 122.0619 | 0 | 0 | 0 | 0 | 1570.5767 | 1331 | 1448.5149 | 0 | 122.0619 | 0 | 0 | 0 | 0 | 1570.5767 | 1331 | 1524.7525 | 761.8567 | 131.9588 | 0 | 0 | 0 | 0 | 2418.5679 | 1331 | 1524.7525 | 761.8567 | 131.9588 | 0 | 0 | 0 | 0 | 2418.5679 | 1331 | 1524.7525 | 761.8567 | 131.9588 | 0 | 0 | 0 | 0 | 2418.5679 | 1331 | 1334.2655 | 1523.7134 | 164.9485 | 0 | 0 | 0 | 0 | 0 | 0 | 3022.9274 | 1331 | 1550.165 | 1523.7134 | 164.9485 | 17 | 0 | 0 | 0 | 0 | 0 | 3255.8269 | 1331 | 1550.165 | 1523.7134 | 164.9485 | 0 | 0 | 0 | 0 | 0 | 0 | 3238.8269
1334 | 34.6322 | 36.7969 | 36.7969 | 22.8974 | 22.8974 | 22.8974 | 14.9898 | 14.4573 | 14.4573 | 1334 | 1746.0653 | 1746.0653 | 1746.0653 | 2048.2689 | 2048.2689 | 2048.2689 | 2316.8944 | 2316.8944 | 2316.8944 | 1332 | 1504.9505 | 0 | 116.9759 | 0 | 0 | 0 | 0 | 1621.9264 |  | 1332 | 1504.9505 | 0 | 116.9759 | 0 | 0 | 0 | 0 | 1621.9264 | 1332 | 1504.9505 | 0 | 116.9759 | 0 | 0 | 0 | 0 | 1621.9264 | 1332 | 1584.1584 | 763.8749 | 126.4605 | 0 | 0 | 0 | 0 | 2474.4938 | 1332 | 1584.1584 | 763.8749 | 126.4605 | 0 | 0 | 0 | 0 | 2474.4938 | 1332 | 1584.1584 | 763.8749 | 126.4605 | 0 | 0 | 0 | 0 | 2474.4938 | 1332 | 1596.0411 | 1527.7497 | 158.0756 | 0 | 0 | 0 | 0 | 0 | 0 | 3281.8665 | 1332 | 1610.5611 | 1527.7497 | 158.0756 | 17 | 0 | 0 | 0 | 0 | 0 | 3313.3864 | 1332 | 1610.5611 | 1527.7497 | 158.0756 | 0 | 0 | 0 | 0 | 0 | 0 | 3296.3864
1335 | 58.4808 | 58.4808 | 58.4808 | 29.4202 | 29.4202 | 29.4202 | 18.6145 | 17.012 | 17.012 | 1335 | 1713.8618 | 1713.8618 | 1713.8618 | 2010.4917 | 2010.4917 | 2010.4917 | 2274.1628 | 2274.1628 | 2274.1628 | 1333 | 1580.198 | 0 | 86.4605 | 0 | 0 | 0 | 0 | 1666.6585 |  | 1333 | 1580.198 | 0 | 86.4605 | 0 | 0 | 0 | 0 | 1666.6585 | 1333 | 1580.198 | 0 | 86.4605 | 0 | 0 | 0 | 0 | 1666.6585 | 1333 | 1663.3663 | 788.0928 | 93.4708 | 0 | 0 | 0 | 0 | 2544.93 | 1333 | 1663.3663 | 788.0928 | 93.4708 | 0 | 0 | 0 | 0 | 2544.93 | 1333 | 1663.3663 | 788.0928 | 93.4708 | 0 | 0 | 0 | 0 | 2544.93 | 1333 | 1691.0891 | 1576.1857 | 116.8385 | 0 | 0 | 0 | 0 | 0 | 0 | 3384.1133 | 1333 | 1691.0891 | 1576.1857 | 116.8385 | 17 | 0 | 0 | 0 | 0 | 0 | 3401.1133 | 1333 | 1691.0891 | 1576.1857 | 116.8385 | 0 | 0 | 0 | 0 | 0 | 0 | 3384.1133
1336 | 58.4808 | 58.4808 | 58.4808 | 29.4202 | 29.4202 | 29.4202 | 18.6145 | 17.783 | 17.783 | 1336 | 1307.0189 | 1702.7571 | 1702.7571 | 1997.4651 | 1997.4651 | 1997.4651 | 2259.4277 | 2259.4277 | 2259.4277 | 1334 | 1335.6436 | 0 | 55.945 | 0 | 0 | 0 | 0 | 1391.5886 |  | 1334 | 1335.6436 | 0 | 55.945 | 0 | 0 | 0 | 0 | 1391.5886 | 1334 | 1335.6436 | 0 | 55.945 | 0 | 0 | 0 | 0 | 1391.5886 | 1334 | 1405.9406 | 838.5469 | 60.4811 | 0 | 0 | 0 | 0 | 2304.9686 | 1334 | 1405.9406 | 838.5469 | 60.4811 | 0 | 0 | 0 | 0 | 2304.9686 | 1334 | 1405.9406 | 838.5469 | 60.4811 | 0 | 0 | 0 | 0 | 2304.9686 | 1334 | 1429.3729 | 1677.0938 | 75.6014 | 0 | 0 | 0 | 0 | 0 | 0 | 3182.0682 | 1334 | 1429.3729 | 1677.0938 | 75.6014 | 17 | 0 | 0 | 0 | 0 | 0 | 3199.0682 | 1334 | 1429.3729 | 1677.0938 | 75.6014 | 0 | 0 | 0 | 0 | 0 | 0 | 3182.0682
1337 | 58.4808 | 58.4808 | 58.4808 | 22.8974 | 22.8974 | 22.8974 | 0.01 | 0.01 | 0.01 | 1337 | 1732.7397 | 1732.7397 | 1732.7397 | 2032.637 | 2032.637 | 2032.637 | 2299.2123 | 2299.2123 | 2299.2123 | 1335 | 1523.7624 | 0 | 25.4296 | 0 | 0 | 0 | 0 | 1549.1919 |  | 1335 | 1523.7624 | 0 | 25.4296 | 0 | 0 | 0 | 0 | 1549.1919 | 1335 | 1523.7624 | 0 | 25.4296 | 0 | 0 | 0 | 0 | 1549.1919 | 1335 | 1603.9604 | 851.665 | 27.4914 | 0 | 0 | 0 | 0 | 2483.1168 | 1335 | 1603.9604 | 851.665 | 27.4914 | 0 | 0 | 0 | 0 | 2483.1168 | 1335 | 1603.9604 | 851.665 | 27.4914 | 0 | 0 | 0 | 0 | 2483.1168 | 1335 | 1630.6931 | 1703.33 | 34.3643 | 0 | 0 | 0 | 0 | 0 | 0 | 3368.3873 | 1335 | 1630.6931 | 1703.33 | 34.3643 | 17 | 0 | 0 | 0 | 0 | 0 | 3385.3873 | 1335 | 1630.6931 | 1703.33 | 34.3643 | 0 | 0 | 0 | 0 | 0 | 0 | 3368.3873
1338 | 58.4808 | 58.4808 | 58.4808 | 20.9838 | 20.9838 | 20.9838 | 0.01 | 0.01 | 0.01 | 1338 | 1687.2106 | 1687.2106 | 1502.1259 | 1979.2278 | 1979.2278 | 1979.2278 | 2238.7987 | 2238.7987 | 2238.7987 | 1336 | 1702.4752 | 0 | 5.0859 | 0 | 0 | 0 | 0 | 1707.5612 |  | 1336 | 1702.4752 | 0 | 5.0859 | 0 | 0 | 0 | 0 | 1707.5612 | 1336 | 1702.4752 | 0 | 5.0859 | 0 | 0 | 0 | 0 | 1707.5612 | 1336 | 1792.0792 | 865.7921 | 5.4983 | 0 | 0 | 0 | 0 | 2663.3696 | 1336 | 1792.0792 | 865.7921 | 5.4983 | 0 | 0 | 0 | 0 | 2663.3696 | 1336 | 1792.0792 | 865.7921 | 5.4983 | 0 | 0 | 0 | 0 | 2663.3696 | 1336 | 1821.9472 | 1731.5843 | 6.8729 | 0 | 0 | 0 | 0 | 0 | 0 | 3560.4043 | 1336 | 1821.9472 | 1731.5843 | 6.8729 | 17 | 0 | 0 | 0 | 0 | 0 | 3577.4043 | 1336 | 1821.9472 | 1731.5843 | 6.8729 | 0 | 0 | 0 | 0 | 0 | 0 | 3560.4043
1339 | 34.6322 | 36.7969 | 36.7969 | 20.9838 | 20.9838 | 20.9838 | 0.01 | 0.01 | 0.01 | 1339 | 1631.6873 | 1631.6873 | 1631.6873 | 1914.0947 | 1914.0947 | 1914.0947 | 2165.1235 | 2165.1235 | 2165.1235 | 1337 | 1758.9109 | 0 | 0 | 0 | 0 | 0 | 0 | 1758.9109 |  | 1337 | 1758.9109 | 0 | 0 | 0 | 0 | 0 | 0 | 1758.9109 | 1337 | 1758.9109 | 0 | 0 | 0 | 0 | 0 | 0 | 1758.9109 | 1337 | 1851.4851 | 858.7286 | 0 | 0 | 0 | 0 | 0 | 2710.2137 | 1337 | 1851.4851 | 858.7286 | 0 | 0 | 0 | 0 | 0 | 2710.2137 | 1337 | 1851.4851 | 858.7286 | 0 | 0 | 0 | 0 | 0 | 2710.2137 | 1337 | 1810.616 | 1717.4571 | 0 | 0 | 0 | 0 | 0 | 0 | 0 | 3528.0731 | 1337 | 1882.3432 | 1717.4571 | 0 | 17 | 0 | 0 | 0 | 0 | 0 | 3616.8003 | 1337 | 1850.616 | 1717.4571 | 0 | 0 | 0 | 0 | 0 | 0 | 0 | 3568.0731
1340 | 58.4808 | 58.4808 | 58.4808 | 21.7964 | 21.7964 | 21.7964 | 0.01 | 0.01 | 0.01 | 1340 | 1580.6058 | 1580.6058 | 1467.3297 | 1854.1722 | 1854.1722 | 1854.1722 | 2097.3423 | 2097.3423 | 2097.3423 | 1338 | 1843.5644 | 0 | 0 | 0 | 0 | 0 | 0 | 1843.5644 |  | 1338 | 1843.5644 | 0 | 0 | 0 | 0 | 0 | 0 | 1843.5644 | 1338 | 1843.5644 | 0 | 0 | 0 | 0 | 0 | 0 | 1843.5644 | 1338 | 1940.5941 | 841.5742 | 0 | 0 | 0 | 0 | 0 | 2782.1682 | 1338 | 1940.5941 | 841.5742 | 0 | 0 | 0 | 0 | 0 | 2782.1682 | 1338 | 1940.5941 | 841.5742 | 0 | 0 | 0 | 0 | 0 | 2782.1682 | 1338 | 1468.4097 | 1683.1483 | 0 | 0 | 0 | 0 | 0 | 0 | 0 | 3151.558 | 1338 | 1972.9373 | 1683.1483 | 0 | 17 | 0 | 0 | 0 | 0 | 0 | 3673.0856 | 1338 | 1652.7991 | 1683.1483 | 0 | 0 | 0 | 0 | 0 | 0 | 0 | 3335.9474
1341 | 58.4808 | 58.4808 | 58.4808 | 23.4961 | 23.4961 | 23.4961 | 0.01 | 0.01 | 0.01 | 1341 | 1114.9082 | 1510.6464 | 1510.6464 | 1772.1045 | 1772.1045 | 1772.1045 | 2004.5116 | 2004.5116 | 2004.5116 | 1339 | 1900 | 0 | 0 | 0 | 0 | 0 | 0 | 1900 |  | 1339 | 1900 | 0 | 0 | 0 | 0 | 0 | 0 | 1900 | 1339 | 1900 | 0 | 0 | 0 | 0 | 0 | 0 | 1900 | 1339 | 2000 | 829.4652 | 0 | 0 | 0 | 0 | 0 | 2829.4652 | 1339 | 2000 | 829.4652 | 0 | 0 | 0 | 0 | 0 | 2829.4652 | 1339 | 2000 | 829.4652 | 0 | 0 | 0 | 0 | 0 | 2829.4652 | 1339 | 2033.3333 | 1658.9304 | 0 | 0 | 0 | 0 | 0 | 0 | 0 | 3692.2637 | 1339 | 1046.2033 | 1658.9304 | 0 | 17 | 0 | 0 | 0 | 0 | 0 | 2722.1337 | 1339 | 1571.2342 | 1658.9304 | 0 | 0 | 0 | 0 | 0 | 0 | 0 | 3230.1645
1342 | 58.4808 | 58.4808 | 58.4808 | 20.9838 | 20.9838 | 20.9838 | 0.01 | 0.01 | 0.01 | 1342 | 1407.3731 | 1407.3731 | 1165.3609 | 1650.9569 | 1650.9569 | 1650.9569 | 1867.4758 | 1867.4758 | 1867.4758 | 1340 | 1815.3465 | 0 | 0 | 0 | 0 | 0 | 0 | 1815.3465 |  | 1340 | 1815.3465 | 0 | 0 | 0 | 0 | 0 | 0 | 1815.3465 | 1340 | 1815.3465 | 0 | 0 | 0 | 0 | 0 | 0 | 1815.3465 | 1340 | 1910.8911 | 827.447 | 0 | 0 | 0 | 0 | 0 | 2738.3381 | 1340 | 1910.8911 | 827.447 | 0 | 0 | 0 | 0 | 0 | 2738.3381 | 1340 | 1910.8911 | 827.447 | 0 | 0 | 0 | 0 | 0 | 2738.3381 | 1340 | 432.7394 | 1654.894 | 0 | 0 | 0 | 0 | 0 | 0 | 0 | 2087.6334 | 1340 | 652.7394 | 1654.894 | 0 | 17 | 0 | 0 | 0 | 0 | 0 | 2324.6334 | 1340 | 872.7394 | 1654.894 | 0 | 0 | 0 | 0 | 0 | 0 | 0 | 2527.6334
1343 | 34.6322 | 36.7969 | 36.7969 | 20.9838 | 20.9838 | 20.9838 | 0.01 | 0.01 | 0.01 | 1343 | 1332.9718 | 1332.9718 | 1332.9718 | 1563.6785 | 1563.6785 | 1563.6785 | 1768.7511 | 1768.7511 | 1768.7511 | 1341 | 1702.4752 | 0 | 0 | 0 | 0 | 0 | 0 | 1702.4752 |  | 1341 | 1702.4752 | 0 | 0 | 0 | 0 | 0 | 0 | 1702.4752 | 1341 | 1702.4752 | 0 | 0 | 0 | 0 | 0 | 0 | 1702.4752 | 1341 | 1792.0792 | 842.5832 | 0 | 0 | 0 | 0 | 0 | 2634.6625 | 1341 | 1792.0792 | 842.5832 | 0 | 0 | 0 | 0 | 0 | 2634.6625 | 1341 | 1792.0792 | 842.5832 | 0 | 0 | 0 | 0 | 0 | 2634.6625 | 1341 | 516.5758 | 1685.1665 | 0 | 0 | 0 | 0 | 0 | 0 | 0 | 2201.7423 | 1341 | 516.5758 | 1685.1665 | 0 | 17 | 0 | 0 | 0 | 0 | 0 | 2218.7423 | 1341 | 516.5758 | 1685.1665 | 0 | 0 | 0 | 0 | 0 | 0 | 0 | 2201.7423
1344 | 34.6322 | 35.5472 | 35.2784 | 20.9838 | 20.9838 | 20.9838 | 0.01 | 0.01 | 0.01 | 1344 | 1292.995 | 1292.995 | 1292.995 | 1516.7826 | 1516.7826 | 1516.7826 | 1715.7049 | 1715.7049 | 1715.7049 | 1342 | 1787.1287 | 0 | 0 | 0 | 0 | 0 | 0 | 1787.1287 |  | 1342 | 1787.1287 | 0 | 0 | 0 | 0 | 0 | 0 | 1787.1287 | 1342 | 1787.1287 | 0 | 0 | 0 | 0 | 0 | 0 | 1787.1287 | 1342 | 1881.1881 | 861.7558 | 0 | 0 | 0 | 0 | 0 | 2742.9439 | 1342 | 1881.1881 | 861.7558 | 0 | 0 | 0 | 0 | 0 | 2742.9439 | 1342 | 1881.1881 | 861.7558 | 0 | 0 | 0 | 0 | 0 | 2742.9439 | 1342 | 266.1959 | 1723.5116 | 0 | 0 | 0 | 0 | 0 | 0 | 0 | 1989.7075 | 1342 | 766.1959 | 1723.5116 | 0 | 17 | 0 | 0 | 0 | 0 | 0 | 2506.7075 | 1342 | 766.1959 | 1723.5116 | 0 | 0 | 0 | 0 | 0 | 0 | 0 | 2489.7075
1345 | 12.3675 | 12.3675 | 12.3675 | 0.01 | 0.01 | 0.01 | 0.01 | 0.01 | 0.01 | 1345 | 1265.2334 | 1265.2334 | 1265.2334 | 1484.2161 | 1484.2161 | 1484.2161 | 1678.8674 | 1678.8674 | 1678.8674 | 1343 | 2106.9307 | 0 | 0 | 0 | 0 | 0 | 0 | 2106.9307 |  | 1343 | 2106.9307 | 0 | 0 | 0 | 0 | 0 | 0 | 2106.9307 | 1343 | 2106.9307 | 0 | 0 | 0 | 0 | 0 | 0 | 2106.9307 | 1343 | 2217.8218 | 894.0464 | 0 | 0 | 0 | 0 | 0 | 3111.8682 | 1343 | 2217.8218 | 894.0464 | 0 | 0 | 0 | 0 | 0 | 3111.8682 | 1343 | 2217.8218 | 894.0464 | 0 | 0 | 0 | 0 | 0 | 3111.8682 | 1343 | 27.3719 | 1788.0928 | 0 | 0 | 0 | 0 | 0 | 0 | 0 | 1815.4647 | 1343 | 527.3719 | 1788.0928 | 0 | 17 | 0 | 0 | 0 | 0 | 0 | 2332.4647 | 1343 | 527.3719 | 1788.0928 | 0 | 0 | 0 | 0 | 0 | 0 | 0 | 2315.4647
1346 | 12.3675 | 12.3675 | 12.3675 | 0.01 | 0.01 | 0.01 | 0.01 | 0.01 | 0.01 | 1346 | 1254.1287 | 1254.1287 | 1254.1287 | 1471.1894 | 1471.1894 | 1471.1894 | 1139.0182 | 1139.0182 | 1664.1323 | 1344 | 2135.1485 | 0 | 0 | 0 | 0 | 0 | 0 | 2135.1485 |  | 1344 | 2135.1485 | 0 | 0 | 0 | 0 | 0 | 0 | 2135.1485 | 1344 | 2135.1485 | 0 | 0 | 0 | 0 | 0 | 0 | 2135.1485 | 1344 | 2247.5248 | 941.4733 | 0 | 0 | 0 | 0 | 0 | 3188.998 | 1344 | 2247.5248 | 941.4733 | 0 | 0 | 0 | 0 | 0 | 3188.998 | 1344 | 2247.5248 | 941.4733 | 0 | 0 | 0 | 0 | 0 | 3188.998 | 1344 | 0 | 1882.9465 | 0 | 0 | 0 | 0 | 0 | 0 | 0 | 1882.9465 | 1344 | 322.2103 | 1882.9465 | 0 | 17 | 0 | 0 | 0 | 0 | 0 | 2222.1568 | 1344 | 322.2103 | 1882.9465 | 0 | 0 | 0 | 0 | 0 | 0 | 0 | 2205.1568
1347 | 12.3675 | 12.3675 | 12.3675 | 0.01 | 0.01 | 0.01 | 0.01 | 0.01 | 0.01 | 1347 | 1263.0124 | 1263.0124 | 1263.0124 | 1481.6107 | 1481.6107 | 1481.6107 | 1150.8062 | 1150.8062 | 1675.9204 | 1345 | 2238.6139 | 0 | 0 | 0 | 0 | 0 | 0 | 2238.6139 |  | 1345 | 2238.6139 | 0 | 0 | 0 | 0 | 0 | 0 | 2238.6139 | 1345 | 2238.6139 | 0 | 0 | 0 | 0 | 0 | 0 | 2238.6139 | 1345 | 1555.9273 | 959.6367 | 0 | 0 | 0 | 0 | 0 | 2515.5641 | 1345 | 1115.9273 | 959.6367 | 0 | 0 | 0 | 0 | 0 | 2075.5641 | 1345 | 2015.9273 | 959.6367 | 0 | 0 | 0 | 0 | 0 | 2975.5641 | 1345 | 0 | 1919.2735 | 0 | 0 | 0 | 0 | 0 | 0 | 0 | 1919.2735 | 1345 | 0 | 1919.2735 | 0 | 17 | 0 | 0 | 0 | 0 | 0 | 1936.2735 | 1345 | 0 | 1919.2735 | 0 | 0 | 0 | 0 | 0 | 0 | 0 | 1919.2735
1348 | 12.3675 | 12.3675 | 12.3675 | 0.01 | 0.01 | 0.01 | 0.01 | 0.01 | 0.01 | 1348 | 1298.5474 | 1298.5474 | 1298.5474 | 1523.2959 | 1523.2959 | 1523.2959 | 1723.0725 | 1723.0725 | 1723.0725 | 1346 | 2266.8317 | 0 | 0 | 0 | 0 | 0 | 0 | 2266.8317 |  | 1346 | 2266.8317 | 0 | 0 | 0 | 0 | 0 | 0 | 2266.8317 | 1346 | 2266.8317 | 0 | 0 | 0 | 0 | 0 | 0 | 2266.8317 | 1346 | 2335.0366 | 968.7185 | 0 | 0 | 0 | 0 | 0 | 3303.7551 | 1346 | 1048.4619 | 968.7185 | 0 | 0 | 0 | 0 | 0 | 2017.1804 | 1346 | 1048.4619 | 968.7185 | 0 | 0 | 0 | 0 | 0 | 2017.1804 | 1346 | 0 | 1937.4369 | 0 | 0 | 0 | 0 | 0 | 0 | 0 | 1937.4369 | 1346 | 0 | 1937.4369 | 0 | 17 | 0 | 0 | 0 | 0 | 0 | 1954.4369 | 1346 | 0 | 1937.4369 | 0 | 0 | 0 | 0 | 0 | 0 | 0 | 1937.4369
1349 | 12.3675 | 12.3675 | 12.3675 | 0.01 | 0.01 | 0.01 | 0.01 | 0.01 | 0.01 | 1349 | 1427.3615 | 1031.6233 | 1337.3861 | 1674.4048 | 1674.4048 | 1674.4048 | 1893.9989 | 1893.9989 | 1368.8847 | 1347 | 2266.8317 | 0 | 0 | 0 | 0 | 0 | 0 | 2266.8317 |  | 1347 | 2266.8317 | 0 | 0 | 0 | 0 | 0 | 0 | 2266.8317 | 1347 | 2266.8317 | 0 | 0 | 0 | 0 | 0 | 0 | 2266.8317 | 1347 | 1859.8956 | 962.664 | 0 | 0 | 0 | 0 | 0 | 2822.5595 | 1347 | 2386.1386 | 962.664 | 0 | 0 | 0 | 0 | 0 | 3348.8026 | 1347 | 1639.8956 | 962.664 | 0 | 0 | 0 | 0 | 0 | 2602.5595 | 1347 | 2425.9076 | 1925.328 | 0 | 0 | 0 | 0 | 0 | 0 | 0 | 4351.2355 | 1347 | 2199.7745 | 1925.328 | 0 | 17 | 0 | 0 | 0 | 0 | 0 | 4142.1024 | 1347 | 0 | 1925.328 | 0 | 0 | 0 | 0 | 0 | 0 | 0 | 1925.328
1350 | 12.3675 | 12.3675 | 12.3675 | 0.01 | 0.01 | 0.01 | 0.01 | 0.01 | 0.01 | 1350 | 1538.4081 | 1538.4081 | 1142.6699 | 1804.671 | 1804.671 | 1804.671 | 2041.3492 | 1516.2351 | 1516.2351 | 1348 | 2285.6436 | 0 | 0 | 0 | 0 | 0 | 0 | 2285.6436 |  | 1348 | 2285.6436 | 0 | 0 | 0 | 0 | 0 | 0 | 2285.6436 | 1348 | 2285.6436 | 0 | 0 | 0 | 0 | 0 | 0 | 2285.6436 | 1348 | 1706.7687 | 948.5368 | 0 | 0 | 0 | 0 | 0 | 2655.3055 | 1348 | 2405.9406 | 948.5368 | 0 | 0 | 0 | 0 | 0 | 3354.4774 | 1348 | 1486.7687 | 948.5368 | 0 | 0 | 0 | 0 | 0 | 2435.3055 | 1348 | 0 | 1897.0737 | 0 | 0 | 0 | 0 | 0 | 0 | 0 | 1897.0737 | 1348 | 0 | 1897.0737 | 0 | 17 | 0 | 0 | 0 | 0 | 0 | 1914.0737 | 1348 | 0 | 1897.0737 | 0 | 0 | 0 | 0 | 0 | 0 | 0 | 1897.0737
1351 | 12.3675 | 12.3675 | 12.3675 | 0.01 | 0.01 | 0.01 | 0.01 | 0.01 | 0.01 | 1351 | 1645.7007 | 1278.1468 | 1425.7007 | 1963.5959 | 1499.3645 | 1963.5959 | 1696.0025 | 2221.1166 | 1696.0025 | 1349 | 2229.2079 | 0 | 0 | 0 | 0 | 0 | 0 | 2229.2079 |  | 1349 | 2229.2079 | 0 | 0 | 0 | 0 | 0 | 0 | 2229.2079 | 1349 | 2229.2079 | 0 | 0 | 0 | 0 | 0 | 0 | 2229.2079 | 1349 | 1805.8805 | 937.4369 | 0 | 0 | 0 | 0 | 0 | 2743.3175 | 1349 | 2346.5347 | 937.4369 | 0 | 0 | 0 | 0 | 0 | 3283.9716 | 1349 | 2305.8805 | 937.4369 | 0 | 0 | 0 | 0 | 0 | 3243.3175 | 1349 | 201.4749 | 1874.8739 | 0 | 0 | 0 | 0 | 0 | 0 | 0 | 2076.3488 | 1349 | 201.4749 | 1874.8739 | 0 | 17 | 0 | 0 | 0 | 0 | 0 | 2093.3488 | 1349 | 0 | 1874.8739 | 0 | 0 | 0 | 0 | 0 | 0 | 0 | 1874.8739
1352 | 18.6145 | 18.6145 | 18.6145 | 0.01 | 0.01 | 0.01 | 0.01 | 0.01 | 0.01 | 1352 | 1341.4434 | 1341.4434 | 1341.4434 | 1890.711 | 1890.711 | 1605.9072 | 2305.1063 | 2305.1063 | 1779.9922 | 1350 | 2313.8614 | 0 | 5.0859 | 0 | 0 | 0 | 0 | 2318.9473 |  | 1350 | 2313.8614 | 0 | 5.0859 | 0 | 0 | 0 | 0 | 2318.9473 | 1350 | 2313.8614 | 0 | 5.0859 | 0 | 0 | 0 | 0 | 2318.9473 | 1350 | 2196.0339 | 914.2281 | 5.4983 | 0 | 0 | 0 | 0 | 3115.7603 | 1350 | 2228.9176 | 914.2281 | 5.4983 | 0 | 0 | 0 | 0 | 3148.644 | 1350 | 2408.9176 | 914.2281 | 5.4983 | 0 | 0 | 0 | 0 | 3328.644 | 1350 | 279.8386 | 1828.4561 | 6.8729 | 0 | 0 | 0 | 0 | 0 | 0 | 2115.1676 | 1350 | 0 | 1828.4561 | 6.8729 | 17 | 0 | 0 | 0 | 0 | 0 | 1852.329 | 1350 | 0 | 1828.4561 | 6.8729 | 0 | 0 | 0 | 0 | 0 | 0 | 1835.329
1353 | 12.3675 | 12.3675 | 12.3675 | 0.01 | 0.01 | 0.01 | 0.01 | 0.01 | 0.01 | 1353 | 1584.4799 | 1584.4799 | 1584.4799 | 2048.2689 | 2048.2689 | 2048.2689 | 1791.7802 | 1791.7802 | 1791.7802 | 1351 | 2182.1782 | 0 | 30.5155 | 0 | 0 | 0 | 0 | 2212.6937 |  | 1351 | 2182.1782 | 0 | 30.5155 | 0 | 0 | 0 | 0 | 2212.6937 | 1351 | 2182.1782 | 0 | 30.5155 | 0 | 0 | 0 | 0 | 2212.6937 | 1351 | 2297.0297 | 884.9647 | 32.9897 | 0 | 0 | 0 | 0 | 3214.9841 | 1351 | 1971.0298 | 884.9647 | 32.9897 | 0 | 0 | 0 | 0 | 2888.9841 | 1351 | 2297.0297 | 884.9647 | 32.9897 | 0 | 0 | 0 | 0 | 3214.9841 | 1351 | 0 | 1769.9294 | 41.2371 | 0 | 0 | 0 | 0 | 0 | 0 | 1811.1665 | 1351 | 448.9469 | 1769.9294 | 41.2371 | 17 | 0 | 0 | 0 | 0 | 0 | 2277.1134 | 1351 | 0 | 1769.9294 | 41.2371 | 0 | 0 | 0 | 0 | 0 | 0 | 1811.1665
1354 | 12.3675 | 12.3675 | 12.3675 | 0.01 | 0.01 | 0.01 | 0.01 | 0.01 | 0.01 | 1354 | 1759.3909 | 1505.9384 | 1759.3909 | 2063.9009 | 2063.9009 | 2063.9009 | 1809.4622 | 1809.4622 | 1809.4622 | 1352 | 2022.2772 | 0 | 86.4605 | 0 | 0 | 0 | 0 | 2108.7377 |  | 1352 | 2022.2772 | 0 | 86.4605 | 0 | 0 | 0 | 0 | 2108.7377 | 1352 | 2022.2772 | 0 | 86.4605 | 0 | 0 | 0 | 0 | 2108.7377 | 1352 | 2128.7129 | 834.5106 | 93.4708 | 0 | 0 | 0 | 0 | 3056.6943 | 1352 | 2128.7129 | 834.5106 | 93.4708 | 0 | 0 | 0 | 0 | 3056.6943 | 1352 | 2128.7129 | 834.5106 | 93.4708 | 0 | 0 | 0 | 0 | 3056.6943 | 1352 | 521.3514 | 1669.0212 | 116.8385 | 0 | 0 | 0 | 0 | 0 | 0 | 2307.2111 | 1352 | 521.3514 | 1669.0212 | 116.8385 | 17 | 0 | 0 | 0 | 0 | 0 | 2324.2111 | 1352 | 0 | 1669.0212 | 116.8385 | 0 | 0 | 0 | 0 | 0 | 0 | 1785.8597
1355 | 12.3675 | 12.3675 | 12.3675 | 0.01 | 0.01 | 0.01 | 0.01 | 0.01 | 0.01 | 1355 | 1660.8715 | 1660.8715 | 1660.8715 | 2041.7556 | 2041.7556 | 2041.7556 | 2309.5268 | 1784.4127 | 1784.4127 | 1353 | 1871.7822 | 0 | 142.4055 | 0 | 0 | 0 | 0 | 2014.1877 |  | 1353 | 1871.7822 | 0 | 142.4055 | 0 | 0 | 0 | 0 | 2014.1877 | 1353 | 1871.7822 | 0 | 142.4055 | 0 | 0 | 0 | 0 | 2014.1877 | 1353 | 1970.297 | 748.7386 | 153.9519 | 0 | 0 | 0 | 0 | 2872.9876 | 1353 | 1970.297 | 748.7386 | 153.9519 | 0 | 0 | 0 | 0 | 2872.9876 | 1353 | 1970.297 | 748.7386 | 153.9519 | 0 | 0 | 0 | 0 | 2872.9876 | 1353 | 96.4415 | 1497.4773 | 192.4399 | 0 | 0 | 0 | 0 | 0 | 0 | 1786.3586 | 1353 | 96.4415 | 1497.4773 | 192.4399 | 17 | 0 | 0 | 0 | 0 | 0 | 1803.3586 | 1353 | 96.4415 | 1497.4773 | 192.4399 | 0 | 0 | 0 | 0 | 0 | 0 | 1786.3586
1356 | 12.3675 | 12.3675 | 12.3675 | 0.01 | 0.01 | 0.01 | 0.01 | 0.01 | 0.01 | 1356 | 1558.9379 | 1558.9379 | 1558.9379 | 2048.2689 | 1584.0376 | 2048.2689 | 2316.8944 | 2316.8944 | 1791.7802 | 1354 | 1702.4752 | 0 | 172.921 | 0 | 0 | 0 | 0 | 1875.3962 |  | 1354 | 1702.4752 | 0 | 172.921 | 0 | 0 | 0 | 0 | 1875.3962 | 1354 | 1702.4752 | 0 | 172.921 | 0 | 0 | 0 | 0 | 1875.3962 | 1354 | 1792.0792 | 660.9485 | 186.9416 | 0 | 0 | 0 | 0 | 2639.9693 | 1354 | 1792.0792 | 660.9485 | 186.9416 | 0 | 0 | 0 | 0 | 2639.9693 | 1354 | 1792.0792 | 660.9485 | 186.9416 | 0 | 0 | 0 | 0 | 2639.9693 | 1354 | 1821.9472 | 1321.8971 | 233.677 | 0 | 0 | 0 | 0 | 0 | 0 | 3377.5212 | 1354 | 214.8655 | 1321.8971 | 233.677 | 17 | 0 | 0 | 0 | 0 | 0 | 1787.4395 | 1354 | 214.8655 | 1321.8971 | 233.677 | 0 | 0 | 0 | 0 | 0 | 0 | 1770.4395
1357 | 12.3675 | 12.3675 | 12.3675 | 0.01 | 0.01 | 0.01 | 0.01 | 0.01 | 0.01 | 1357 | 1391.1627 | 1391.1627 | 1332.5596 | 1792.9768 | 1563.195 | 1563.195 | 2293.3183 | 1768.2041 | 1768.2041 | 1355 | 1504.9505 | 0 | 172.921 | 0 | 0 | 0 | 0 | 1677.8715 |  | 1355 | 1504.9505 | 0 | 172.921 | 0 | 0 | 0 | 0 | 1677.8715 | 1355 | 1504.9505 | 0 | 172.921 | 0 | 0 | 0 | 0 | 1677.8715 | 1355 | 1376.8366 | 659.9395 | 186.9416 | 0 | 0 | 0 | 0 | 2223.7176 | 1355 | 1376.8366 | 659.9395 | 186.9416 | 0 | 0 | 0 | 0 | 2223.7176 | 1355 | 1584.1584 | 659.9395 | 186.9416 | 0 | 0 | 0 | 0 | 2431.0395 | 1355 | 671.5354 | 1319.8789 | 233.677 | 0 | 0 | 0 | 0 | 0 | 0 | 2225.0913 | 1355 | 146.4213 | 1319.8789 | 233.677 | 17 | 0 | 0 | 0 | 0 | 0 | 1716.9772 | 1355 | 146.4213 | 1319.8789 | 233.677 | 0 | 0 | 0 | 0 | 0 | 0 | 1699.9772
1358 | 17.3416 | 17.3416 | 17.3416 | 14.9898 | 14.108 | 14.108 | 0.01 | 0.01 | 0.01 | 1358 | 1313.6817 | 1313.6817 | 1313.6817 | 1541.0497 | 1541.0497 | 1541.0497 | 1743.1546 | 1743.1546 | 1743.1546 | 1356 | 1382.6733 | 0 | 193.2646 | 0 | 0 | 0 | 0 | 1575.9379 |  | 1356 | 1382.6733 | 0 | 193.2646 | 0 | 0 | 0 | 0 | 1575.9379 | 1356 | 1382.6733 | 0 | 193.2646 | 0 | 0 | 0 | 0 | 1575.9379 | 1356 | 1445.4714 | 628.6579 | 208.9347 | 0 | 0 | 0 | 0 | 2283.064 | 1356 | 1455.4455 | 628.6579 | 208.9347 | 0 | 0 | 0 | 0 | 2293.0382 | 1356 | 1455.4455 | 628.6579 | 208.9347 | 0 | 0 | 0 | 0 | 2293.0382 | 1356 | 764.7938 | 1257.3158 | 261.1684 | 0 | 0 | 0 | 0 | 0 | 0 | 2283.278 | 1356 | 1479.703 | 1257.3158 | 261.1684 | 17 | 0 | 0 | 0 | 0 | 0 | 3015.1872 | 1356 | 239.6797 | 1257.3158 | 261.1684 | 0 | 0 | 0 | 0 | 0 | 0 | 1758.1639
1359 | 17.3416 | 17.3416 | 17.3416 | 8.0251 | 8.0251 | 8.0251 | 0.01 | 0.01 | 0.01 | 1359 | 1282.5887 | 1282.5887 | 1282.5887 | 1504.5752 | 1504.5752 | 1504.5752 | 1701.8965 | 1701.8965 | 1701.8965 | 1357 | 1194.5545 | 0 | 213.6082 | 0 | 0 | 0 | 0 | 1408.1627 |  | 1357 | 1194.5545 | 0 | 213.6082 | 0 | 0 | 0 | 0 | 1408.1627 | 1357 | 1194.5545 | 0 | 213.6082 | 0 | 0 | 0 | 0 | 1408.1627 | 1357 | 1257.4257 | 609.4854 | 230.9278 | 0 | 0 | 0 | 0 | 2097.8389 | 1357 | 1257.4257 | 609.4854 | 230.9278 | 0 | 0 | 0 | 0 | 2097.8389 | 1357 | 1257.4257 | 609.4854 | 230.9278 | 0 | 0 | 0 | 0 | 2097.8389 | 1357 | 823.4534 | 1218.9707 | 288.6598 | 0 | 0 | 0 | 0 | 0 | 0 | 2331.0839 | 1357 | 298.3392 | 1218.9707 | 288.6598 | 17 | 0 | 0 | 0 | 0 | 0 | 1822.9698 | 1357 | 298.3392 | 1218.9707 | 288.6598 | 0 | 0 | 0 | 0 | 0 | 0 | 1805.9698
1360 | 17.3416 | 17.3416 | 17.3416 | 5.1105 | 5.1105 | 5.1105 | 0.01 | 0.01 | 0.01 | 1360 | 1271.484 | 1271.484 | 1271.484 | 1491.5485 | 1491.5485 | 1491.5485 | 1687.1615 | 1687.1615 | 2212.2756 | 1358 | 997.0297 | 0 | 188.1787 | 0 | 0 | 0 | 0 | 1185.2084 |  | 1358 | 997.0297 | 0 | 188.1787 | 0 | 0 | 0 | 0 | 1185.2084 | 1358 | 997.0297 | 0 | 188.1787 | 0 | 0 | 0 | 0 | 1185.2084 | 1358 | 1049.505 | 602.4218 | 203.4364 | 0 | 0 | 0 | 0 | 1855.3632 | 1358 | 1049.505 | 602.4218 | 203.4364 | 0 | 0 | 0 | 0 | 1855.3632 | 1358 | 1049.505 | 602.4218 | 203.4364 | 0 | 0 | 0 | 0 | 1855.3632 | 1358 | 386.55 | 1204.8436 | 254.2955 | 0 | 0 | 0 | 0 | 0 | 0 | 1845.6891 | 1358 | 386.55 | 1204.8436 | 254.2955 | 17 | 0 | 0 | 0 | 0 | 0 | 1862.6891 | 1358 | 609.4833 | 1204.8436 | 254.2955 | 0 | 0 | 0 | 0 | 0 | 0 | 2068.6225
1361 | 14.9898 | 14.9898 | 14.9898 | 0.01 | 0.01 | 0.01 | 0.01 | 0.01 | 0.01 | 1361 | 1324.7864 | 1324.7864 | 1324.7864 | 1554.0763 | 1554.0763 | 2018.3077 | 1757.8896 | 1964.9197 | 2283.0038 | 1359 | 959.4059 | 0 | 96.6323 | 0 | 0 | 0 | 0 | 1056.0382 |  | 1359 | 959.4059 | 0 | 96.6323 | 0 | 0 | 0 | 0 | 1056.0382 | 1359 | 959.4059 | 0 | 96.6323 | 0 | 0 | 0 | 0 | 1056.0382 | 1359 | 1009.901 | 609.4854 | 104.4674 | 0 | 0 | 0 | 0 | 1723.8537 | 1359 | 1009.901 | 609.4854 | 104.4674 | 0 | 0 | 0 | 0 | 1723.8537 | 1359 | 1009.901 | 609.4854 | 104.4674 | 0 | 0 | 0 | 0 | 1723.8537 | 1359 | 567.5497 | 1218.9707 | 130.5842 | 0 | 0 | 0 | 0 | 0 | 0 | 1917.1046 | 1359 | 567.5497 | 1218.9707 | 130.5842 | 17 | 0 | 0 | 0 | 0 | 0 | 1934.1046 | 1359 | 761.1497 | 1218.9707 | 130.5842 | 0 | 0 | 0 | 0 | 0 | 0 | 2110.7046
1362 | 13.3772 | 13.3772 | 13.3772 | 0.01 | 0.01 | 0.01 | 0.01 | 0.01 | 0.01 | 1362 | 1297.0247 | 1297.0247 | 1297.0247 | 1521.5098 | 1521.5098 | 1521.5098 | 1738.321 | 1721.052 | 1721.052 | 1360 | 1034.6535 | 0 | 15.2577 | 0 | 0 | 0 | 0 | 1049.9112 |  | 1360 | 1034.6535 | 0 | 15.2577 | 0 | 0 | 0 | 0 | 1049.9112 | 1360 | 1034.6535 | 0 | 15.2577 | 0 | 0 | 0 | 0 | 1049.9112 | 1360 | 1089.1089 | 637.7397 | 16.4948 | 0 | 0 | 0 | 0 | 1743.3434 | 1360 | 1089.1089 | 637.7397 | 16.4948 | 0 | 0 | 0 | 0 | 1743.3434 | 1360 | 1089.1089 | 637.7397 | 16.4948 | 0 | 0 | 0 | 0 | 1743.3434 | 1360 | 1107.2607 | 1275.4793 | 20.6186 | 0 | 0 | 0 | 0 | 0 | 0 | 2403.3586 | 1360 | 1107.2607 | 1275.4793 | 20.6186 | 17 | 0 | 0 | 0 | 0 | 0 | 2420.3586 | 1360 | 1107.2607 | 1275.4793 | 20.6186 | 0 | 0 | 0 | 0 | 0 | 0 | 2403.3586
1363 | 34.0299 | 28.321 | 28.321 | 0.01 | 0.01 | 0.01 | 0.01 | 0.01 | 0.01 | 1363 | 1249.2747 | 1249.2747 | 1249.2747 | 1465.4953 | 1929.7266 | 1465.4953 | 2182.8055 | 1657.6914 | 2182.8055 | 1361 | 1015.8416 | 0 | 0 | 0 | 0 | 0 | 0 | 1015.8416 |  | 1361 | 1015.8416 | 0 | 0 | 0 | 0 | 0 | 0 | 1015.8416 | 1361 | 1015.8416 | 0 | 0 | 0 | 0 | 0 | 0 | 1015.8416 | 1361 | 1069.3069 | 674.0666 | 0 | 0 | 0 | 0 | 0 | 1743.3735 | 1361 | 1069.3069 | 674.0666 | 0 | 0 | 0 | 0 | 0 | 1743.3735 | 1361 | 1069.3069 | 674.0666 | 0 | 0 | 0 | 0 | 0 | 1743.3735 | 1361 | 0 | 1348.1332 | 0 | 0 | 0 | 0 | 0 | 0 | 0 | 1348.1332 | 1361 | 0 | 1348.1332 | 0 | 17 | 0 | 0 | 0 | 0 | 0 | 1365.1332 | 1361 | 0 | 1348.1332 | 0 | 0 | 0 | 0 | 0 | 0 | 0 | 1348.1332
1364 | 12.3675 | 12.3675 | 12.3675 | 0.01 | 0.01 | 0.01 | 0.01 | 0.01 | 0.01 | 1364 | 1361.0495 | 1361.0495 | 1361.0495 | 1851.5669 | 1387.3355 | 1472.6881 | 1569.2812 | 1569.2812 | 2094.3953 | 1362 | 1081.6832 | 0 | 0 | 0 | 0 | 0 | 0 | 1081.6832 |  | 1362 | 1081.6832 | 0 | 0 | 0 | 0 | 0 | 0 | 1081.6832 | 1362 | 1081.6832 | 0 | 0 | 0 | 0 | 0 | 0 | 1081.6832 | 1362 | 1138.6139 | 742.6842 | 0 | 0 | 0 | 0 | 0 | 1881.298 | 1362 | 1138.6139 | 742.6842 | 0 | 0 | 0 | 0 | 0 | 1881.298 | 1362 | 1138.6139 | 742.6842 | 0 | 0 | 0 | 0 | 0 | 1881.298 | 1362 | 0 | 1485.3683 | 0 | 0 | 0 | 0 | 0 | 0 | 0 | 1485.3683 | 1362 | 0 | 1485.3683 | 0 | 17 | 0 | 0 | 0 | 0 | 0 | 1502.3683 | 1362 | 0 | 1485.3683 | 0 | 0 | 0 | 0 | 0 | 0 | 0 | 1485.3683
1365 | 12.3675 | 12.3675 | 12.3675 | 0.01 | 0.01 | 0.01 | 0.01 | 0.01 | 0.01 | 1365 | 1481.7743 | 1481.7743 | 1086.0361 | 1274.0039 | 1738.2353 | 1274.0039 | 1441.0864 | 1441.0864 | 1441.0864 | 1363 | 1194.5545 | 0 | 0 | 0 | 0 | 0 | 0 | 1194.5545 |  | 1363 | 1194.5545 | 0 | 0 | 0 | 0 | 0 | 0 | 1194.5545 | 1363 | 1194.5545 | 0 | 0 | 0 | 0 | 0 | 0 | 1194.5545 | 1363 | 1257.4257 | 784.0565 | 0 | 0 | 0 | 0 | 0 | 2041.4823 | 1363 | 1257.4257 | 784.0565 | 0 | 0 | 0 | 0 | 0 | 2041.4823 | 1363 | 1257.4257 | 784.0565 | 0 | 0 | 0 | 0 | 0 | 2041.4823 | 1363 | 0 | 1568.113 | 0 | 0 | 0 | 0 | 0 | 0 | 0 | 1568.113 | 1363 | 0 | 1568.113 | 0 | 17 | 0 | 0 | 0 | 0 | 0 | 1585.113 | 1363 | 0 | 1568.113 | 0 | 0 | 0 | 0 | 0 | 0 | 0 | 1568.113
1366 | 12.3675 | 12.3675 | 12.3675 | 0.01 | 0.01 | 0.01 | 0.01 | 0.01 | 0.01 | 1366 | 1396.2684 | 1396.2684 | 1396.2684 | 1173.6989 | 1173.6989 | 1173.6989 | 1327.6266 | 1327.6266 | 1327.6266 | 1364 | 1345.0495 | 0 | 0 | 0 | 0 | 0 | 0 | 1345.0495 |  | 1364 | 1345.0495 | 0 | 0 | 0 | 0 | 0 | 0 | 1345.0495 | 1364 | 1345.0495 | 0 | 0 | 0 | 0 | 0 | 0 | 1345.0495 | 1364 | 1415.8416 | 800.2018 | 0 | 0 | 0 | 0 | 0 | 2216.0434 | 1364 | 1415.8416 | 800.2018 | 0 | 0 | 0 | 0 | 0 | 2216.0434 | 1364 | 1415.8416 | 800.2018 | 0 | 0 | 0 | 0 | 0 | 2216.0434 | 1364 | 0 | 1600.4036 | 0 | 0 | 0 | 0 | 0 | 0 | 0 | 1600.4036 | 1364 | 0 | 1600.4036 | 0 | 17 | 0 | 0 | 0 | 0 | 0 | 1617.4036 | 1364 | 0 | 1600.4036 | 0 | 0 | 0 | 0 | 0 | 0 | 0 | 1600.4036
1367 | 12.3675 | 12.3675 | 12.3675 | 0.01 | 0.01 | 0.01 | 0.01 | 0.01 | 0.01 | 1367 | 1352.9602 | 1352.9602 | 1352.9602 | 1587.1264 | 1122.8951 | 1587.1264 | 1270.16 | 1795.2741 | 1270.16 | 1365 | 1467.3267 | 0 | 0 | 0 | 0 | 0 | 0 | 1467.3267 |  | 1365 | 1467.3267 | 0 | 0 | 0 | 0 | 0 | 0 | 1467.3267 | 1365 | 1467.3267 | 0 | 0 | 0 | 0 | 0 | 0 | 1467.3267 | 1365 | 1544.5545 | 813.3199 | 0 | 0 | 0 | 0 | 0 | 2357.8743 | 1365 | 1544.5545 | 813.3199 | 0 | 0 | 0 | 0 | 0 | 2357.8743 | 1365 | 1544.5545 | 813.3199 | 0 | 0 | 0 | 0 | 0 | 2357.8743 | 1365 | 0 | 1626.6398 | 0 | 0 | 0 | 0 | 0 | 0 | 0 | 1626.6398 | 1365 | 0 | 1626.6398 | 0 | 17 | 0 | 0 | 0 | 0 | 0 | 1643.6398 | 1365 | 0 | 1626.6398 | 0 | 0 | 0 | 0 | 0 | 0 | 0 | 1626.6398
1368 | 12.3675 | 12.3675 | 12.3675 | 0.01 | 0.01 | 0.01 | 0.01 | 0.01 | 0.01 | 1368 | 1320.7567 | 925.0185 | 1320.7567 | 1085.1178 | 1549.3492 | 1549.3492 | 1752.5425 | 1752.5425 | 1752.5425 | 1366 | 1514.3564 | 0 | 0 | 0 | 0 | 0 | 0 | 1514.3564 |  | 1366 | 1514.3564 | 0 | 0 | 0 | 0 | 0 | 0 | 1514.3564 | 1366 | 1514.3564 | 0 | 0 | 0 | 0 | 0 | 0 | 1514.3564 | 1366 | 1594.0594 | 821.3925 | 0 | 0 | 0 | 0 | 0 | 2415.4519 | 1366 | 1594.0594 | 821.3925 | 0 | 0 | 0 | 0 | 0 | 2415.4519 | 1366 | 1594.0594 | 821.3925 | 0 | 0 | 0 | 0 | 0 | 2415.4519 | 1366 | 1494.7306 | 1642.7851 | 0 | 0 | 0 | 0 | 0 | 0 | 0 | 3137.5157 | 1366 | 1494.7306 | 1642.7851 | 0 | 17 | 0 | 0 | 0 | 0 | 0 | 3154.5157 | 1366 | 1494.7306 | 1642.7851 | 0 | 0 | 0 | 0 | 0 | 0 | 0 | 3137.5157
1369 | 12.3675 | 12.3675 | 12.3675 | 0.01 | 0.01 | 0.01 | 0.01 | 0.01 | 0.01 | 1369 | 1289.6636 | 1289.6636 | 1273.0789 | 1048.6433 | 1512.8746 | 1512.8746 | 1186.1703 | 1711.2844 | 1711.2844 | 1367 | 1570.7921 | 0 | 0 | 0 | 0 | 0 | 0 | 1570.7921 |  | 1367 | 1570.7921 | 0 | 0 | 0 | 0 | 0 | 0 | 1570.7921 | 1367 | 1570.7921 | 0 | 0 | 0 | 0 | 0 | 0 | 1570.7921 | 1367 | 1653.4653 | 824.4198 | 0 | 0 | 0 | 0 | 0 | 2477.8851 | 1367 | 1653.4653 | 824.4198 | 0 | 0 | 0 | 0 | 0 | 2477.8851 | 1367 | 1131.59 | 824.4198 | 0 | 0 | 0 | 0 | 0 | 1956.0098 | 1367 | 0 | 1648.8396 | 0 | 0 | 0 | 0 | 0 | 0 | 0 | 1648.8396 | 1367 | 0 | 1648.8396 | 0 | 17 | 0 | 0 | 0 | 0 | 0 | 1665.8396 | 1367 | 0 | 1648.8396 | 0 | 0 | 0 | 0 | 0 | 0 | 0 | 1648.8396
1370 | 12.3675 | 12.3675 | 12.3675 | 0.01 | 0.01 | 0.01 | 0.01 | 0.01 | 0.01 | 1370 | 877.2684 | 877.2684 | 877.2684 | 1493.3347 | 1493.3347 | 1493.3347 | 1689.1819 | 1689.1819 | 1689.1819 | 1368 | 1617.8218 | 0 | 0 | 0 | 0 | 0 | 0 | 1617.8218 |  | 1368 | 1617.8218 | 0 | 0 | 0 | 0 | 0 | 0 | 1617.8218 | 1368 | 1617.8218 | 0 | 0 | 0 | 0 | 0 | 0 | 1617.8218 | 1368 | 1702.9703 | 820.3835 | 0 | 0 | 0 | 0 | 0 | 2523.3537 | 1368 | 1702.9703 | 820.3835 | 0 | 0 | 0 | 0 | 0 | 2523.3537 | 1368 | 424.3758 | 820.3835 | 0 | 0 | 0 | 0 | 0 | 1244.7593 | 1368 | 0 | 1640.7669 | 0 | 0 | 0 | 0 | 0 | 0 | 0 | 1640.7669 | 1368 | 1660.942 | 1640.7669 | 0 | 17 | 0 | 0 | 0 | 0 | 0 | 3318.7089 | 1368 | 1661.4843 | 1640.7669 | 0 | 0 | 0 | 0 | 0 | 0 | 0 | 3302.2512
1371 | 12.3675 | 12.3675 | 12.3675 | 0.01 | 0.01 | 0.01 | 0.01 | 0.01 | 0.01 | 1371 | 873.937 | 873.937 | 873.937 | 1025.1954 | 1025.1954 | 1489.4267 | 1684.7614 | 1684.7614 | 1684.7614 | 1369 | 1702.4752 | 0 | 0 | 0 | 0 | 0 | 0 | 1702.4752 |  | 1369 | 1702.4752 | 0 | 0 | 0 | 0 | 0 | 0 | 1702.4752 | 1369 | 1702.4752 | 0 | 0 | 0 | 0 | 0 | 0 | 1702.4752 | 1369 | 1792.0792 | 810.2926 | 0 | 0 | 0 | 0 | 0 | 2602.3718 | 1369 | 1792.0792 | 810.2926 | 0 | 0 | 0 | 0 | 0 | 2602.3718 | 1369 | 1792.0792 | 810.2926 | 0 | 0 | 0 | 0 | 0 | 2602.3718 | 1369 | 0 | 1620.5853 | 0 | 0 | 0 | 0 | 0 | 0 | 0 | 1620.5853 | 1369 | 1242.4057 | 1620.5853 | 0 | 17 | 0 | 0 | 0 | 0 | 0 | 2879.991 | 1369 | 1242.4057 | 1620.5853 | 0 | 0 | 0 | 0 | 0 | 0 | 0 | 2862.991
1372 | 13.0305 | 13.0305 | 13.0305 | 0.01 | 0.01 | 0.01 | 0.01 | 0.01 | 0.01 | 1372 | 887.2626 | 887.2626 | 887.2626 | 1040.8273 | 1040.8273 | 1040.8273 | 1177.3293 | 1702.4434 | 1702.4434 | 1370 | 1711.8812 | 0 | 0 | 0 | 0 | 0 | 0 | 1711.8812 |  | 1370 | 1711.8812 | 0 | 0 | 0 | 0 | 0 | 0 | 1711.8812 | 1370 | 1711.8812 | 0 | 0 | 0 | 0 | 0 | 0 | 1711.8812 | 1370 | 1801.9802 | 801.2109 | 0 | 0 | 0 | 0 | 0 | 2603.1911 | 1370 | 1801.9802 | 801.2109 | 0 | 0 | 0 | 0 | 0 | 2603.1911 | 1370 | 1801.9802 | 801.2109 | 0 | 0 | 0 | 0 | 0 | 2603.1911 | 1370 | 0 | 1602.4218 | 0 | 0 | 0 | 0 | 0 | 0 | 0 | 1602.4218 | 1370 | 0 | 1602.4218 | 0 | 17 | 0 | 0 | 0 | 0 | 0 | 1619.4218 | 1370 | 0 | 1602.4218 | 0 | 0 | 0 | 0 | 0 | 0 | 0 | 1602.4218
1373 | 14.0644 | 14.0644 | 14.0644 | 0.01 | 0.01 | 0.01 | 0.01 | 0.01 | 0.01 | 1373 | 930.5708 | 930.5708 | 930.5708 | 1091.6312 | 1091.6312 | 1091.6312 | 1759.91 | 1234.7959 | 1234.7959 | 1371 | 1627.2277 | 0 | 0 | 0 | 0 | 0 | 0 | 1627.2277 |  | 1371 | 1627.2277 | 0 | 0 | 0 | 0 | 0 | 0 | 1627.2277 | 1371 | 1627.2277 | 0 | 0 | 0 | 0 | 0 | 0 | 1627.2277 | 1371 | 1712.8713 | 799.1927 | 0 | 0 | 0 | 0 | 0 | 2512.064 | 1371 | 1712.8713 | 799.1927 | 0 | 0 | 0 | 0 | 0 | 2512.064 | 1371 | 1712.8713 | 799.1927 | 0 | 0 | 0 | 0 | 0 | 2512.064 | 1371 | 0 | 1598.3855 | 0 | 0 | 0 | 0 | 0 | 0 | 0 | 1598.3855 | 1371 | 0 | 1598.3855 | 0 | 17 | 0 | 0 | 0 | 0 | 0 | 1615.3855 | 1371 | 0 | 1598.3855 | 0 | 0 | 0 | 0 | 0 | 0 | 0 | 1598.3855
1374 | 17.3416 | 17.3416 | 17.3416 | 8.0251 | 8.0251 | 8.0251 | 0.01 | 0.01 | 0.01 | 1374 | 964.9953 | 964.9953 | 964.9953 | 1132.0137 | 1132.0137 | 1132.0137 | 1280.4745 | 1280.4745 | 1280.4745 | 1372 | 1674.2574 | 0 | 0 | 0 | 0 | 0 | 0 | 1674.2574 |  | 1372 | 1674.2574 | 0 | 0 | 0 | 0 | 0 | 0 | 1674.2574 | 1372 | 1674.2574 | 0 | 0 | 0 | 0 | 0 | 0 | 1674.2574 | 1372 | 1762.3762 | 800.2018 | 0 | 0 | 0 | 0 | 0 | 2562.5781 | 1372 | 1762.3762 | 800.2018 | 0 | 0 | 0 | 0 | 0 | 2562.5781 | 1372 | 1762.3762 | 800.2018 | 0 | 0 | 0 | 0 | 0 | 2562.5781 | 1372 | 0 | 1600.4036 | 0 | 0 | 0 | 0 | 0 | 0 | 0 | 1600.4036 | 1372 | 248.8389 | 1600.4036 | 0 | 17 | 0 | 0 | 0 | 0 | 0 | 1866.2425 | 1372 | 248.8389 | 1600.4036 | 0 | 0 | 0 | 0 | 0 | 0 | 0 | 1849.2425
1375 | 18.6145 | 18.6145 | 18.6145 | 16.5855 | 16.5855 | 16.5855 | 0.01 | 0.01 | 0.01 | 1375 | 1061.6059 | 1061.6059 | 1061.6059 | 1245.3453 | 1245.3453 | 1245.3453 | 1408.6693 | 1408.6693 | 1408.6693 | 1373 | 1655.4455 | 0 | 0 | 0 | 0 | 0 | 0 | 1655.4455 |  | 1373 | 1655.4455 | 0 | 0 | 0 | 0 | 0 | 0 | 1655.4455 | 1373 | 1655.4455 | 0 | 0 | 0 | 0 | 0 | 0 | 1655.4455 | 1373 | 1742.5743 | 808.2745 | 0 | 0 | 0 | 0 | 0 | 2550.8487 | 1373 | 1742.5743 | 808.2745 | 0 | 0 | 0 | 0 | 0 | 2550.8487 | 1373 | 1742.5743 | 808.2745 | 0 | 0 | 0 | 0 | 0 | 2550.8487 | 1373 | 1771.6172 | 1616.5489 | 0 | 0 | 0 | 0 | 0 | 0 | 0 | 3388.1661 | 1373 | 1771.6172 | 1616.5489 | 0 | 17 | 0 | 0 | 0 | 0 | 0 | 3405.1661 | 1373 | 0 | 1616.5489 | 0 | 0 | 0 | 0 | 0 | 0 | 0 | 1616.5489
1376 | 20.3086 | 20.3086 | 20.3086 | 18.6145 | 18.6145 | 18.6145 | 0.01 | 0.01 | 0.01 | 1376 | 1131.5652 | 1131.5652 | 1131.5652 | 1327.4131 | 1327.4131 | 1327.4131 | 1501.5 | 1501.5 | 1501.5 | 1374 | 1655.4455 | 0 | 5.0859 | 0 | 0 | 0 | 0 | 1660.5315 |  | 1374 | 1655.4455 | 0 | 5.0859 | 0 | 0 | 0 | 0 | 1660.5315 | 1374 | 1655.4455 | 0 | 5.0859 | 0 | 0 | 0 | 0 | 1660.5315 | 1374 | 1742.5743 | 815.338 | 5.4983 | 0 | 0 | 0 | 0 | 2563.4106 | 1374 | 1742.5743 | 815.338 | 5.4983 | 0 | 0 | 0 | 0 | 2563.4106 | 1374 | 1742.5743 | 815.338 | 5.4983 | 0 | 0 | 0 | 0 | 2563.4106 | 1374 | 650.4375 | 1630.6761 | 6.8729 | 0 | 0 | 0 | 0 | 0 | 0 | 2287.9864 | 1374 | 650.4375 | 1630.6761 | 6.8729 | 17 | 0 | 0 | 0 | 0 | 0 | 2304.9864 | 1374 | 650.4375 | 1630.6761 | 6.8729 | 0 | 0 | 0 | 0 | 0 | 0 | 2287.9864
1377 | 22.5641 | 22.5641 | 22.5641 | 20.9838 | 19.3152 | 20.9838 | 0.01 | 0.01 | 0.01 | 1377 | 1167.1002 | 1167.1002 | 1167.1002 | 1369.0983 | 1369.0983 | 1369.0983 | 2073.7663 | 2073.7663 | 2073.7663 | 1375 | 1674.2574 | 0 | 71.2027 | 0 | 0 | 0 | 0 | 1745.4602 |  | 1375 | 1674.2574 | 0 | 71.2027 | 0 | 0 | 0 | 0 | 1745.4602 | 1375 | 1674.2574 | 0 | 71.2027 | 0 | 0 | 0 | 0 | 1745.4602 | 1375 | 1762.3762 | 795.1564 | 76.9759 | 0 | 0 | 0 | 0 | 2634.5086 | 1375 | 1762.3762 | 795.1564 | 76.9759 | 0 | 0 | 0 | 0 | 2634.5086 | 1375 | 1762.3762 | 795.1564 | 76.9759 | 0 | 0 | 0 | 0 | 2634.5086 | 1375 | 1218.8282 | 1590.3128 | 96.2199 | 0 | 0 | 0 | 0 | 0 | 0 | 2905.3609 | 1375 | 1245.9445 | 1590.3128 | 96.2199 | 17 | 0 | 0 | 0 | 0 | 0 | 2949.4772 | 1375 | 1218.8282 | 1590.3128 | 96.2199 | 0 | 0 | 0 | 0 | 0 | 0 | 2905.3609
1378 | 21.2814 | 21.2814 | 21.2814 | 18.6145 | 17.8837 | 17.8837 | 0.01 | 0.01 | 0.01 | 1378 | 1160.4374 | 1160.4374 | 1160.4374 | 1361.2823 | 1361.2823 | 1361.2823 | 2064.9253 | 2064.9253 | 2064.9253 | 1376 | 1627.2277 | 0 | 188.1787 | 0 | 0 | 0 | 0 | 1815.4064 |  | 1376 | 1627.2277 | 0 | 188.1787 | 0 | 0 | 0 | 0 | 1815.4064 | 1376 | 1627.2277 | 0 | 188.1787 | 0 | 0 | 0 | 0 | 1815.4064 | 1376 | 1712.8713 | 759.8385 | 203.4364 | 0 | 0 | 0 | 0 | 2676.1463 | 1376 | 1712.8713 | 759.8385 | 203.4364 | 0 | 0 | 0 | 0 | 2676.1463 | 1376 | 1712.8713 | 759.8385 | 203.4364 | 0 | 0 | 0 | 0 | 2676.1463 | 1376 | 987.318 | 1519.6771 | 254.2955 | 0 | 0 | 0 | 0 | 0 | 0 | 2761.2907 | 1376 | 987.318 | 1519.6771 | 254.2955 | 17 | 0 | 0 | 0 | 0 | 0 | 2778.2907 | 1376 | 987.318 | 1519.6771 | 254.2955 | 0 | 0 | 0 | 0 | 0 | 0 | 2761.2907
1379 | 17.6948 | 17.6948 | 17.6948 | 18.6145 | 17.8837 | 17.8837 | 0.01 | 0.01 | 0.01 | 1379 | 1143.7804 | 1143.7804 | 1143.7804 | 1341.7423 | 1341.7423 | 1341.7423 | 2042.8227 | 2042.8227 | 2042.8227 | 1377 | 1561.3861 | 0 | 274.6392 | 0 | 0 | 0 | 0 | 1836.0253 |  | 1377 | 1561.3861 | 0 | 274.6392 | 0 | 0 | 0 | 0 | 1836.0253 | 1377 | 1561.3861 | 0 | 274.6392 | 0 | 0 | 0 | 0 | 1836.0253 | 1377 | 1643.5644 | 787.0838 | 296.9072 | 0 | 0 | 0 | 0 | 2727.5553 | 1377 | 1643.5644 | 787.0838 | 296.9072 | 0 | 0 | 0 | 0 | 2727.5553 | 1377 | 1643.5644 | 787.0838 | 296.9072 | 0 | 0 | 0 | 0 | 2727.5553 | 1377 | 1037.9297 | 1574.1675 | 371.134 | 0 | 0 | 0 | 0 | 0 | 0 | 2983.2312 | 1377 | 1037.9297 | 1574.1675 | 371.134 | 17 | 0 | 0 | 0 | 0 | 0 | 3000.2312 | 1377 | 1065.046 | 1574.1675 | 371.134 | 0 | 0 | 0 | 0 | 0 | 0 | 3010.3475
1380 | 12.3675 | 12.3675 | 12.3675 | 17.7619 | 17.7619 | 17.7619 | 0.01 | 0.01 | 0.01 | 1380 | 1121.571 | 1517.3092 | 1517.3092 | 1315.6891 | 1315.6891 | 1315.6891 | 2013.3526 | 2013.3526 | 2013.3526 | 1378 | 1542.5743 | 0 | 356.0137 | 0 | 0 | 0 | 0 | 1898.588 |  | 1378 | 1542.5743 | 0 | 356.0137 | 0 | 0 | 0 | 0 | 1898.588 | 1378 | 1542.5743 | 0 | 356.0137 | 0 | 0 | 0 | 0 | 1898.588 | 1378 | 1623.7624 | 809.2836 | 384.8797 | 0 | 0 | 0 | 0 | 2817.9257 | 1378 | 1623.7624 | 809.2836 | 384.8797 | 0 | 0 | 0 | 0 | 2817.9257 | 1378 | 1623.7624 | 809.2836 | 384.8797 | 0 | 0 | 0 | 0 | 2817.9257 | 1378 | 341.1104 | 1618.5671 | 481.0997 | 0 | 0 | 0 | 0 | 0 | 0 | 2440.7771 | 1378 | 1650.8251 | 1618.5671 | 481.0997 | 17 | 0 | 0 | 0 | 0 | 0 | 3767.4918 | 1378 | 1650.8251 | 1618.5671 | 481.0997 | 0 | 0 | 0 | 0 | 0 | 0 | 3750.4918
1381 | 12.3675 | 12.3675 | 12.3675 | 18.6145 | 17.9778 | 17.9778 | 0.01 | 0.01 | 0.01 | 1381 | 1383.0001 | 1383.0001 | 1383.0001 | 1297.4518 | 1297.4518 | 1297.4518 | 1992.7236 | 1992.7236 | 1992.7236 | 1379 | 1420.297 | 0 | 401.7869 | 0 | 0 | 0 | 0 | 1822.084 |  | 1379 | 1420.297 | 0 | 401.7869 | 0 | 0 | 0 | 0 | 1822.084 | 1379 | 1420.297 | 0 | 401.7869 | 0 | 0 | 0 | 0 | 1822.084 | 1379 | 1495.0495 | 795.1564 | 434.3643 | 0 | 0 | 0 | 0 | 2724.5702 | 1379 | 1495.0495 | 795.1564 | 434.3643 | 0 | 0 | 0 | 0 | 2724.5702 | 1379 | 1495.0495 | 795.1564 | 434.3643 | 0 | 0 | 0 | 0 | 2724.5702 | 1379 | 374.5254 | 1590.3128 | 542.9553 | 0 | 0 | 0 | 0 | 0 | 0 | 2507.7935 | 1379 | 374.5254 | 1590.3128 | 542.9553 | 17 | 0 | 0 | 0 | 0 | 0 | 2524.7935 | 1379 | 374.5254 | 1590.3128 | 542.9553 | 0 | 0 | 0 | 0 | 0 | 0 | 2507.7935
1382 | 12.5459 | 12.5459 | 12.5459 | 20.5633 | 19.3152 | 19.9786 | 0.01 | 0.01 | 0.01 | 1382 | 1097.1408 | 1097.1408 | 1097.1408 | 1287.0305 | 1287.0305 | 1287.0305 | 1455.8214 | 1980.9356 | 1980.9356 | 1380 | 1316.8317 | 0 | 417.0447 | 0 | 0 | 0 | 0 | 1733.8764 |  | 1380 | 1316.8317 | 0 | 417.0447 | 0 | 0 | 0 | 0 | 1733.8764 | 1380 | 1316.8317 | 0 | 417.0447 | 0 | 0 | 0 | 0 | 1733.8764 | 1380 | 1386.1386 | 774.9748 | 450.8591 | 0 | 0 | 0 | 0 | 2611.9725 | 1380 | 1386.1386 | 774.9748 | 450.8591 | 0 | 0 | 0 | 0 | 2611.9725 | 1380 | 1386.1386 | 774.9748 | 450.8591 | 0 | 0 | 0 | 0 | 2611.9725 | 1380 | 0 | 1549.9495 | 563.5739 | 0 | 0 | 0 | 0 | 0 | 0 | 2113.5234 | 1380 | 0 | 1549.9495 | 563.5739 | 17 | 0 | 0 | 0 | 0 | 0 | 2130.5234 | 1380 | 0 | 1549.9495 | 563.5739 | 0 | 0 | 0 | 0 | 0 | 0 | 2113.5234
1383 | 22.3899 | 22.3899 | 22.3899 | 20.1732 | 19.0765 | 19.0765 | 1.6113 | 1.6113 | 1.6113 | 1383 | 1097.1408 | 1097.1408 | 1097.1408 | 1287.0305 | 1287.0305 | 1287.0305 | 1455.8214 | 1455.8214 | 1455.8214 | 1381 | 1269.802 | 0 | 381.4433 | 0 | 0 | 0 | 0 | 1651.2453 |  | 1381 | 1269.802 | 0 | 381.4433 | 0 | 0 | 0 | 0 | 1651.2453 | 1381 | 1269.802 | 0 | 381.4433 | 0 | 0 | 0 | 0 | 1651.2453 | 1381 | 1336.6337 | 743.6932 | 412.3711 | 0 | 0 | 0 | 0 | 2492.698 | 1381 | 1336.6337 | 743.6932 | 412.3711 | 0 | 0 | 0 | 0 | 2492.698 | 1381 | 1336.6337 | 743.6932 | 412.3711 | 0 | 0 | 0 | 0 | 2492.698 | 1381 | 63.9511 | 1487.3865 | 515.4639 | 0 | 0 | 0 | 0 | 0 | 0 | 2066.8015 | 1381 | 63.9511 | 1487.3865 | 515.4639 | 17 | 0 | 0 | 0 | 0 | 0 | 2083.8015 | 1381 | 63.9511 | 1487.3865 | 515.4639 | 0 | 0 | 0 | 0 | 0 | 0 | 2066.8015
1384 | 20.9838 | 20.9838 | 20.9838 | 19.039 | 19.039 | 19.039 | 0.01 | 0.01 | 0.01 | 1384 | 1148.2222 | 1148.2222 | 1148.2222 | 1346.953 | 1346.953 | 1346.953 | 1523.6026 | 1523.6026 | 1523.6026 | 1382 | 1363.8614 | 0 | 294.9828 | 0 | 0 | 0 | 0 | 1658.8442 |  | 1382 | 1363.8614 | 0 | 294.9828 | 0 | 0 | 0 | 0 | 1658.8442 | 1382 | 1363.8614 | 0 | 294.9828 | 0 | 0 | 0 | 0 | 1658.8442 | 1382 | 1435.6436 | 680.1211 | 318.9003 | 0 | 0 | 0 | 0 | 2434.665 | 1382 | 1435.6436 | 680.1211 | 318.9003 | 0 | 0 | 0 | 0 | 2434.665 | 1382 | 1435.6436 | 680.1211 | 318.9003 | 0 | 0 | 0 | 0 | 2434.665 | 1382 | 1459.571 | 1360.2422 | 398.6254 | 0 | 0 | 0 | 0 | 0 | 0 | 3218.4386 | 1382 | 401.7625 | 1360.2422 | 398.6254 | 17 | 0 | 0 | 0 | 0 | 0 | 2177.6301 | 1382 | 402.2202 | 1360.2422 | 398.6254 | 0 | 0 | 0 | 0 | 0 | 0 | 2161.0878
1385 | 34.0299 | 28.321 | 28.321 | 17.8837 | 17.8837 | 17.8837 | 0.01 | 0.01 | 0.01 | 1385 | 1238.17 | 1238.17 | 1238.17 | 1452.4687 | 1452.4687 | 1452.4687 | 1642.9564 | 1642.9564 | 1642.9564 | 1383 | 1232.1782 | 0 | 147.4914 | 0 | 0 | 0 | 0 | 1379.6696 |  | 1383 | 1232.1782 | 0 | 147.4914 | 0 | 0 | 0 | 0 | 1379.6696 | 1383 | 1232.1782 | 0 | 147.4914 | 0 | 0 | 0 | 0 | 1379.6696 | 1383 | 1297.0297 | 652.8759 | 159.4502 | 0 | 0 | 0 | 0 | 2109.3558 | 1383 | 1297.0297 | 652.8759 | 159.4502 | 0 | 0 | 0 | 0 | 2109.3558 | 1383 | 1297.0297 | 652.8759 | 159.4502 | 0 | 0 | 0 | 0 | 2109.3558 | 1383 | 1318.6469 | 1305.7518 | 199.3127 | 0 | 0 | 0 | 0 | 0 | 0 | 2823.7113 | 1383 | 1318.6469 | 1305.7518 | 199.3127 | 17 | 0 | 0 | 0 | 0 | 0 | 2840.7113 | 1383 | 1318.6469 | 1305.7518 | 199.3127 | 0 | 0 | 0 | 0 | 0 | 0 | 2823.7113
1386 | 34.0299 | 28.321 | 28.321 | 8.0251 | 8.0251 | 8.0251 | 0.01 | 0.01 | 0.01 | 1386 | 1228.1758 | 1228.1758 | 1228.1758 | 1440.7447 | 1440.7447 | 1440.7447 | 1629.6948 | 1629.6948 | 2154.809 | 1384 | 1119.3069 | 0 | 15.2577 | 0 | 0 | 0 | 0 | 1134.5647 |  | 1384 | 1119.3069 | 0 | 15.2577 | 0 | 0 | 0 | 0 | 1134.5647 | 1384 | 1119.3069 | 0 | 15.2577 | 0 | 0 | 0 | 0 | 1134.5647 | 1384 | 1178.2178 | 651.8668 | 16.4948 | 0 | 0 | 0 | 0 | 1846.5795 | 1384 | 1178.2178 | 651.8668 | 16.4948 | 0 | 0 | 0 | 0 | 1846.5795 | 1384 | 1178.2178 | 651.8668 | 16.4948 | 0 | 0 | 0 | 0 | 1846.5795 | 1384 | 1197.8548 | 1303.7336 | 20.6186 | 0 | 0 | 0 | 0 | 0 | 0 | 2522.2069 | 1384 | 1197.8548 | 1303.7336 | 20.6186 | 17 | 0 | 0 | 0 | 0 | 0 | 2539.2069 | 1384 | 1197.8548 | 1303.7336 | 20.6186 | 0 | 0 | 0 | 0 | 0 | 0 | 2522.2069
1387 | 34.0299 | 28.321 | 28.321 | 20.9838 | 17.8837 | 17.8837 | 0.01 | 0.01 | 0.01 | 1387 | 1189.3095 | 1189.3095 | 1189.3095 | 1395.1515 | 1395.1515 | 1395.1515 | 1578.1222 | 1578.1222 | 1578.1222 | 1385 | 1109.901 | 0 | 0 | 0 | 0 | 0 | 0 | 1109.901 |  | 1385 | 1109.901 | 0 | 0 | 0 | 0 | 0 | 0 | 1109.901 | 1385 | 1109.901 | 0 | 0 | 0 | 0 | 0 | 0 | 1109.901 | 1385 | 1168.3168 | 622.6034 | 0 | 0 | 0 | 0 | 0 | 1790.9203 | 1385 | 1168.3168 | 622.6034 | 0 | 0 | 0 | 0 | 0 | 1790.9203 | 1385 | 1168.3168 | 622.6034 | 0 | 0 | 0 | 0 | 0 | 1790.9203 | 1385 | 1187.7888 | 1245.2069 | 0 | 0 | 0 | 0 | 0 | 0 | 0 | 2432.9956 | 1385 | 1187.7888 | 1245.2069 | 0 | 17 | 0 | 0 | 0 | 0 | 0 | 2449.9956 | 1385 | 1187.7888 | 1245.2069 | 0 | 0 | 0 | 0 | 0 | 0 | 0 | 2432.9956
1388 | 34.0299 | 28.321 | 28.321 | 20.9838 | 17.8837 | 17.8837 | 0.01 | 0.01 | 0.01 | 1388 | 1136.0071 | 1136.0071 | 1136.0071 | 1332.6237 | 1332.6237 | 1332.6237 | 1507.394 | 1507.394 | 1507.394 | 1386 | 1044.0594 | 0 | 0 | 0 | 0 | 0 | 0 | 1044.0594 |  | 1386 | 1044.0594 | 0 | 0 | 0 | 0 | 0 | 0 | 1044.0594 | 1386 | 1044.0594 | 0 | 0 | 0 | 0 | 0 | 0 | 1044.0594 | 1386 | 1099.0099 | 585.2674 | 0 | 0 | 0 | 0 | 0 | 1684.2773 | 1386 | 1099.0099 | 585.2674 | 0 | 0 | 0 | 0 | 0 | 1684.2773 | 1386 | 1099.0099 | 585.2674 | 0 | 0 | 0 | 0 | 0 | 1684.2773 | 1386 | 1117.3267 | 1170.5348 | 0 | 0 | 0 | 0 | 0 | 0 | 0 | 2287.8615 | 1386 | 1117.3267 | 1170.5348 | 0 | 17 | 0 | 0 | 0 | 0 | 0 | 2304.8615 | 1386 | 1117.3267 | 1170.5348 | 0 | 0 | 0 | 0 | 0 | 0 | 0 | 2287.8615
1389 | 34.0299 | 28.321 | 28.321 | 20.9838 | 17.8837 | 17.8837 | 0.01 | 0.01 | 0.01 | 1389 | 1067.1582 | 1067.1582 | 1067.1582 | 1251.8586 | 1251.8586 | 1251.8586 | 1416.0368 | 1416.0368 | 1416.0368 | 1387 | 1025.2475 | 0 | 0 | 0 | 0 | 0 | 0 | 1025.2475 |  | 1387 | 1025.2475 | 0 | 0 | 0 | 0 | 0 | 0 | 1025.2475 | 1387 | 1025.2475 | 0 | 0 | 0 | 0 | 0 | 0 | 1025.2475 | 1387 | 1079.2079 | 567.1039 | 0 | 0 | 0 | 0 | 0 | 1646.3119 | 1387 | 1079.2079 | 567.1039 | 0 | 0 | 0 | 0 | 0 | 1646.3119 | 1387 | 1079.2079 | 567.1039 | 0 | 0 | 0 | 0 | 0 | 1646.3119 | 1387 | 1097.1947 | 1134.2079 | 0 | 0 | 0 | 0 | 0 | 0 | 0 | 2231.4026 | 1387 | 1097.1947 | 1134.2079 | 0 | 17 | 0 | 0 | 0 | 0 | 0 | 2248.4026 | 1387 | 1097.1947 | 1134.2079 | 0 | 0 | 0 | 0 | 0 | 0 | 0 | 2231.4026
1390 | 34.0299 | 28.321 | 28.321 | 20.9838 | 17.8837 | 17.8837 | 0.01 | 0.01 | 0.01 | 1390 | 1033.8442 | 1033.8442 | 1033.8442 | 1212.7788 | 1212.7788 | 1212.7788 | 1371.8317 | 1371.8317 | 1371.8317 | 1388 | 733.6634 | 0 | 0 | 0 | 0 | 0 | 0 | 733.6634 |  | 1388 | 733.6634 | 0 | 0 | 0 | 0 | 0 | 0 | 733.6634 | 1388 | 733.6634 | 0 | 0 | 0 | 0 | 0 | 0 | 733.6634 | 1388 | 772.2772 | 545.9132 | 0 | 0 | 0 | 0 | 0 | 1318.1904 | 1388 | 772.2772 | 545.9132 | 0 | 0 | 0 | 0 | 0 | 1318.1904 | 1388 | 772.2772 | 545.9132 | 0 | 0 | 0 | 0 | 0 | 1318.1904 | 1388 | 785.1485 | 1091.8264 | 0 | 0 | 0 | 0 | 0 | 0 | 0 | 1876.975 | 1388 | 612.5319 | 1091.8264 | 0 | 17 | 0 | 0 | 0 | 0 | 0 | 1721.3583 | 1388 | 785.1485 | 1091.8264 | 0 | 0 | 0 | 0 | 0 | 0 | 0 | 1876.975
1391 | 34.0299 | 28.321 | 28.321 | 20.9838 | 17.8837 | 17.8837 | 0.01 | 0.01 | 0.01 | 1391 | 986.0941 | 986.0941 | 986.0941 | 1156.7643 | 1156.7643 | 1156.7643 | 1308.4711 | 1308.4711 | 1308.4711 | 1389 | 724.2574 | 0 | 0 | 0 | 0 | 0 | 0 | 724.2574 |  | 1389 | 724.2574 | 0 | 0 | 0 | 0 | 0 | 0 | 724.2574 | 1389 | 724.2574 | 0 | 0 | 0 | 0 | 0 | 0 | 724.2574 | 1389 | 762.3762 | 542.886 | 0 | 0 | 0 | 0 | 0 | 1305.2622 | 1389 | 762.3762 | 542.886 | 0 | 0 | 0 | 0 | 0 | 1305.2622 | 1389 | 762.3762 | 542.886 | 0 | 0 | 0 | 0 | 0 | 1305.2622 | 1389 | 775.0825 | 1085.7719 | 0 | 0 | 0 | 0 | 0 | 0 | 0 | 1860.8545 | 1389 | 775.0825 | 1085.7719 | 0 | 17 | 0 | 0 | 0 | 0 | 0 | 1877.8545 | 1389 | 775.0825 | 1085.7719 | 0 | 0 | 0 | 0 | 0 | 0 | 0 | 1860.8545
1392 | 34.0299 | 28.321 | 28.321 | 5.3042 | 5.3042 | 5.3042 | 0.01 | 0.01 | 0.01 | 1392 | 936.1232 | 936.1232 | 936.1232 | 1098.1445 | 1098.1445 | 1098.1445 | 1242.1634 | 1242.1634 | 1242.1634 | 1390 | 639.604 | 0 | 0 | 0 | 0 | 0 | 0 | 639.604 |  | 1390 | 639.604 | 0 | 0 | 0 | 0 | 0 | 0 | 639.604 | 1390 | 639.604 | 0 | 0 | 0 | 0 | 0 | 0 | 639.604 | 1390 | 673.2673 | 590.3128 | 0 | 0 | 0 | 0 | 0 | 1263.5801 | 1390 | 673.2673 | 590.3128 | 0 | 0 | 0 | 0 | 0 | 1263.5801 | 1390 | 673.2673 | 590.3128 | 0 | 0 | 0 | 0 | 0 | 1263.5801 | 1390 | 673.7706 | 1180.6256 | 0 | 0 | 0 | 0 | 0 | 0 | 0 | 1854.3962 | 1390 | 673.7706 | 1180.6256 | 0 | 17 | 0 | 0 | 0 | 0 | 0 | 1871.3962 | 1390 | 673.7706 | 1180.6256 | 0 | 0 | 0 | 0 | 0 | 0 | 0 | 1854.3962
1393 | 15.641 | 15.641 | 15.641 | 6.1263 | 6.1263 | 6.1263 | 0.01 | 0.01 | 0.01 | 1393 | 907.251 | 907.251 | 907.251 | 1064.2752 | 1064.2752 | 1064.2752 | 1203.8523 | 1203.8523 | 1203.8523 | 1391 | 752.4752 | 0 | 0 | 0 | 0 | 0 | 0 | 752.4752 |  | 1391 | 752.4752 | 0 | 0 | 0 | 0 | 0 | 0 | 752.4752 | 1391 | 752.4752 | 0 | 0 | 0 | 0 | 0 | 0 | 752.4752 | 1391 | 792.0792 | 657.9213 | 0 | 0 | 0 | 0 | 0 | 1450.0005 | 1391 | 792.0792 | 657.9213 | 0 | 0 | 0 | 0 | 0 | 1450.0005 | 1391 | 792.0792 | 657.9213 | 0 | 0 | 0 | 0 | 0 | 1450.0005 | 1391 | 475.193 | 1315.8426 | 0 | 0 | 0 | 0 | 0 | 0 | 0 | 1791.0355 | 1391 | 475.193 | 1315.8426 | 0 | 17 | 0 | 0 | 0 | 0 | 0 | 1808.0355 | 1391 | 805.2805 | 1315.8426 | 0 | 0 | 0 | 0 | 0 | 0 | 0 | 2121.1231
1394 | 14.9898 | 14.9898 | 14.9898 | 5.1105 | 5.1105 | 5.1105 | 0.01 | 0.01 | 0.01 | 1394 | 896.1464 | 896.1464 | 896.1464 | 1051.2486 | 1051.2486 | 1051.2486 | 1189.1173 | 1189.1173 | 1189.1173 | 1392 | 902.9703 | 0 | 0 | 0 | 0 | 0 | 0 | 902.9703 |  | 1392 | 902.9703 | 0 | 0 | 0 | 0 | 0 | 0 | 902.9703 | 1392 | 902.9703 | 0 | 0 | 0 | 0 | 0 | 0 | 902.9703 | 1392 | 950.495 | 734.6115 | 0 | 0 | 0 | 0 | 0 | 1685.1066 | 1392 | 950.495 | 734.6115 | 0 | 0 | 0 | 0 | 0 | 1685.1066 | 1392 | 950.495 | 734.6115 | 0 | 0 | 0 | 0 | 0 | 1685.1066 | 1392 | 966.3366 | 1469.223 | 0 | 0 | 0 | 0 | 0 | 0 | 0 | 2435.5596 | 1392 | 966.3366 | 1469.223 | 0 | 17 | 0 | 0 | 0 | 0 | 0 | 2452.5596 | 1392 | 966.3366 | 1469.223 | 0 | 0 | 0 | 0 | 0 | 0 | 0 | 2435.5596
1395 | 14.9898 | 14.9898 | 14.9898 | 5.1105 | 5.1105 | 5.1105 | 0.01 | 0.01 | 0.01 | 1395 | 883.9312 | 883.9312 | 883.9312 | 1036.9193 | 1036.9193 | 1036.9193 | 1172.9087 | 1172.9087 | 1172.9087 | 1393 | 1241.5842 | 0 | 0 | 0 | 0 | 0 | 0 | 1241.5842 |  | 1393 | 1241.5842 | 0 | 0 | 0 | 0 | 0 | 0 | 1241.5842 | 1393 | 1241.5842 | 0 | 0 | 0 | 0 | 0 | 0 | 1241.5842 | 1393 | 1306.9307 | 750.7568 | 0 | 0 | 0 | 0 | 0 | 2057.6875 | 1393 | 1306.9307 | 750.7568 | 0 | 0 | 0 | 0 | 0 | 2057.6875 | 1393 | 1306.9307 | 750.7568 | 0 | 0 | 0 | 0 | 0 | 2057.6875 | 1393 | 1328.7129 | 1501.5136 | 0 | 0 | 0 | 0 | 0 | 0 | 0 | 2830.2265 | 1393 | 1328.7129 | 1501.5136 | 0 | 17 | 0 | 0 | 0 | 0 | 0 | 2847.2265 | 1393 | 1328.7129 | 1501.5136 | 0 | 0 | 0 | 0 | 0 | 0 | 0 | 2830.2265
1396 | 15.641 | 15.641 | 15.641 | 5.1274 | 5.1274 | 5.1274 | 0.01 | 0.01 | 0.01 | 1396 | 896.1464 | 896.1464 | 896.1464 | 1051.2486 | 1051.2486 | 1051.2486 | 1189.1173 | 1189.1173 | 1189.1173 | 1394 | 1279.2079 | 0 | 0 | 0 | 0 | 0 | 0 | 1279.2079 |  | 1394 | 1279.2079 | 0 | 0 | 0 | 0 | 0 | 0 | 1279.2079 | 1394 | 1279.2079 | 0 | 0 | 0 | 0 | 0 | 0 | 1279.2079 | 1394 | 1346.5347 | 740.666 | 0 | 0 | 0 | 0 | 0 | 2087.2006 | 1394 | 1346.5347 | 740.666 | 0 | 0 | 0 | 0 | 0 | 2087.2006 | 1394 | 1346.5347 | 740.666 | 0 | 0 | 0 | 0 | 0 | 2087.2006 | 1394 | 1368.9769 | 1481.332 | 0 | 0 | 0 | 0 | 0 | 0 | 0 | 2850.3089 | 1394 | 1368.9769 | 1481.332 | 0 | 17 | 0 | 0 | 0 | 0 | 0 | 2867.3089 | 1394 | 1368.9769 | 1481.332 | 0 | 0 | 0 | 0 | 0 | 0 | 0 | 2850.3089
1397 | 15.641 | 15.641 | 15.641 | 5.1105 | 5.1105 | 5.1105 | 0.01 | 0.01 | 0.01 | 1397 | 911.6929 | 911.6929 | 911.6929 | 1069.4859 | 1069.4859 | 1069.4859 | 1209.7463 | 1209.7463 | 1209.7463 | 1395 | 1213.3663 | 0 | 0 | 0 | 0 | 0 | 0 | 1213.3663 |  | 1395 | 1213.3663 | 0 | 0 | 0 | 0 | 0 | 0 | 1213.3663 | 1395 | 1213.3663 | 0 | 0 | 0 | 0 | 0 | 0 | 1213.3663 | 1395 | 1277.2277 | 725.5298 | 0 | 0 | 0 | 0 | 0 | 2002.7575 | 1395 | 1277.2277 | 725.5298 | 0 | 0 | 0 | 0 | 0 | 2002.7575 | 1395 | 1277.2277 | 725.5298 | 0 | 0 | 0 | 0 | 0 | 2002.7575 | 1395 | 1298.5149 | 1451.0595 | 0 | 0 | 0 | 0 | 0 | 0 | 0 | 2749.5744 | 1395 | 1298.5149 | 1451.0595 | 0 | 17 | 0 | 0 | 0 | 0 | 0 | 2766.5744 | 1395 | 1298.5149 | 1451.0595 | 0 | 0 | 0 | 0 | 0 | 0 | 0 | 2749.5744
1398 | 14.9898 | 14.9898 | 14.9898 | 3.6594 | 3.6594 | 3.6594 | 0.01 | 0.01 | 0.01 | 1398 | 928.3499 | 928.3499 | 928.3499 | 1089.0258 | 1089.0258 | 1089.0258 | 1231.8489 | 1231.8489 | 1231.8489 | 1396 | 1307.4257 | 0 | 0 | 0 | 0 | 0 | 0 | 1307.4257 |  | 1396 | 1307.4257 | 0 | 0 | 0 | 0 | 0 | 0 | 1307.4257 | 1396 | 1307.4257 | 0 | 0 | 0 | 0 | 0 | 0 | 1307.4257 | 1396 | 1376.2376 | 695.2573 | 0 | 0 | 0 | 0 | 0 | 2071.4949 | 1396 | 1376.2376 | 695.2573 | 0 | 0 | 0 | 0 | 0 | 2071.4949 | 1396 | 1376.2376 | 695.2573 | 0 | 0 | 0 | 0 | 0 | 2071.4949 | 1396 | 1399.1749 | 1390.5146 | 0 | 0 | 0 | 0 | 0 | 0 | 0 | 2789.6895 | 1396 | 1399.1749 | 1390.5146 | 0 | 17 | 0 | 0 | 0 | 0 | 0 | 2806.6895 | 1396 | 1399.1749 | 1390.5146 | 0 | 0 | 0 | 0 | 0 | 0 | 0 | 2789.6895
1399 | 14.9898 | 14.9898 | 14.9898 | 0.034028 | 0.034028 | 0.034028 | 0.01 | 0.01 | 0.01 | 1399 | 1000.5302 | 1000.5302 | 1000.5302 | 1173.6989 | 1173.6989 | 1173.6989 | 1327.6266 | 1852.7408 | 1327.6266 | 1397 | 1504.9505 | 0 | 0 | 0 | 0 | 0 | 0 | 1504.9505 |  | 1397 | 1504.9505 | 0 | 0 | 0 | 0 | 0 | 0 | 1504.9505 | 1397 | 1504.9505 | 0 | 0 | 0 | 0 | 0 | 0 | 1504.9505 | 1397 | 1584.1584 | 698.2846 | 0 | 0 | 0 | 0 | 0 | 2282.443 | 1397 | 1584.1584 | 698.2846 | 0 | 0 | 0 | 0 | 0 | 2282.443 | 1397 | 1584.1584 | 698.2846 | 0 | 0 | 0 | 0 | 0 | 2282.443 | 1397 | 1610.5611 | 1396.5691 | 0 | 0 | 0 | 0 | 0 | 0 | 0 | 3007.1302 | 1397 | 1610.5611 | 1396.5691 | 0 | 17 | 0 | 0 | 0 | 0 | 0 | 3024.1302 | 1397 | 1610.5611 | 1396.5691 | 0 | 0 | 0 | 0 | 0 | 0 | 0 | 3007.1302
1400 | 17.3416 | 17.3416 | 17.3416 | 5.3042 | 5.3042 | 5.3042 | 0.01 | 0.01 | 0.01 | 1400 | 1041.6175 | 1041.6175 | 1041.6175 | 1221.8974 | 1221.8974 | 1221.8974 | 1907.2604 | 1907.2604 | 1907.2604 | 1398 | 1561.3861 | 0 | 10.1718 | 0 | 0 | 0 | 0 | 1571.558 |  | 1398 | 1561.3861 | 0 | 10.1718 | 0 | 0 | 0 | 0 | 1571.558 | 1398 | 1561.3861 | 0 | 10.1718 | 0 | 0 | 0 | 0 | 1571.558 | 1398 | 1643.5644 | 767.9112 | 10.9966 | 0 | 0 | 0 | 0 | 2422.4721 | 1398 | 1643.5644 | 767.9112 | 10.9966 | 0 | 0 | 0 | 0 | 2422.4721 | 1398 | 1643.5644 | 767.9112 | 10.9966 | 0 | 0 | 0 | 0 | 2422.4721 | 1398 | 1670.9571 | 1535.8224 | 13.7457 | 0 | 0 | 0 | 0 | 0 | 0 | 3220.5252 | 1398 | 1670.9571 | 1535.8224 | 13.7457 | 17 | 0 | 0 | 0 | 0 | 0 | 3237.5252 | 1398 | 1670.9571 | 1535.8224 | 13.7457 | 0 | 0 | 0 | 0 | 0 | 0 | 3220.5252
1401 | 17.3416 | 17.3416 | 17.3416 | 7.3621 | 7.3621 | 7.3621 | 0.01 | 0.01 | 0.01 | 1401 | 1046.0593 | 1046.0593 | 1046.0593 | 1227.1081 | 1227.1081 | 1227.1081 | 1388.0403 | 1388.0403 | 1913.1544 | 1399 | 1382.6733 | 0 | 86.4605 | 0 | 0 | 0 | 0 | 1469.1337 |  | 1399 | 1382.6733 | 0 | 86.4605 | 0 | 0 | 0 | 0 | 1469.1337 | 1399 | 1382.6733 | 0 | 86.4605 | 0 | 0 | 0 | 0 | 1469.1337 | 1399 | 1455.4455 | 792.1292 | 93.4708 | 0 | 0 | 0 | 0 | 2341.0455 | 1399 | 1455.4455 | 792.1292 | 93.4708 | 0 | 0 | 0 | 0 | 2341.0455 | 1399 | 1455.4455 | 792.1292 | 93.4708 | 0 | 0 | 0 | 0 | 2341.0455 | 1399 | 1228.0541 | 1584.2583 | 116.8385 | 0 | 0 | 0 | 0 | 0 | 0 | 2929.1509 | 1399 | 1479.703 | 1584.2583 | 116.8385 | 17 | 0 | 0 | 0 | 0 | 0 | 3197.7998 | 1399 | 1383.4361 | 1584.2583 | 116.8385 | 0 | 0 | 0 | 0 | 0 | 0 | 3084.5329
1402 | 12.3675 | 12.3675 | 12.3675 | 0.034028 | 0.034028 | 0.034028 | 0.01 | 0.01 | 0.01 | 1402 | 1264.012 | 1442.908 | 1442.908 | 1228.4107 | 1228.4107 | 1228.4107 | 1389.5138 | 1389.5138 | 1389.5138 | 1400 | 1232.1782 | 0 | 289.8969 | 0 | 0 | 0 | 0 | 1522.0751 |  | 1400 | 1232.1782 | 0 | 289.8969 | 0 | 0 | 0 | 0 | 1522.0751 | 1400 | 1232.1782 | 0 | 289.8969 | 0 | 0 | 0 | 0 | 1522.0751 | 1400 | 1297.0297 | 709.3845 | 313.4021 | 0 | 0 | 0 | 0 | 2319.8162 | 1400 | 1297.0297 | 709.3845 | 313.4021 | 0 | 0 | 0 | 0 | 2319.8162 | 1400 | 1297.0297 | 709.3845 | 313.4021 | 0 | 0 | 0 | 0 | 2319.8162 | 1400 | 1318.6469 | 1418.7689 | 391.7526 | 0 | 0 | 0 | 0 | 0 | 0 | 3129.1684 | 1400 | 1318.6469 | 1418.7689 | 391.7526 | 17 | 0 | 0 | 0 | 0 | 0 | 3146.1684 | 1400 | 1318.6469 | 1418.7689 | 391.7526 | 0 | 0 | 0 | 0 | 0 | 0 | 3129.1684
1403 | 12.3675 | 12.3675 | 12.3675 | 0.01 | 0.01 | 0.01 | 0.01 | 0.01 | 0.01 | 1403 | 1027.1814 | 1422.9196 | 1422.9196 | 1669.1941 | 1669.1941 | 1669.1941 | 1362.9907 | 1362.9907 | 1362.9907 | 1401 | 1392.0792 | 0 | 498.4192 | 0 | 0 | 0 | 0 | 1890.4985 |  | 1401 | 1392.0792 | 0 | 498.4192 | 0 | 0 | 0 | 0 | 1890.4985 | 1401 | 1392.0792 | 0 | 498.4192 | 0 | 0 | 0 | 0 | 1890.4985 | 1401 | 1465.3465 | 709.3845 | 538.8316 | 0 | 0 | 0 | 0 | 2713.5626 | 1401 | 1465.3465 | 709.3845 | 538.8316 | 0 | 0 | 0 | 0 | 2713.5626 | 1401 | 1465.3465 | 709.3845 | 538.8316 | 0 | 0 | 0 | 0 | 2713.5626 | 1401 | 1489.769 | 1418.7689 | 673.5395 | 0 | 0 | 0 | 0 | 0 | 0 | 3582.0774 | 1401 | 1294.5313 | 1418.7689 | 673.5395 | 17 | 0 | 0 | 0 | 0 | 0 | 3403.8397 | 1401 | 1489.769 | 1418.7689 | 673.5395 | 0 | 0 | 0 | 0 | 0 | 0 | 3582.0774
1404 | 12.3675 | 12.3675 | 12.3675 | 0.01 | 0.01 | 0.01 | 0.01 | 0.01 | 0.01 | 1404 | 1009.4139 | 1405.1521 | 1405.1521 | 1184.1202 | 1648.3515 | 1648.3515 | 1864.5288 | 1864.5288 | 1864.5288 | 1402 | 1655.4455 | 0 | 554.3643 | 0 | 0 | 0 | 0 | 2209.8098 |  | 1402 | 1655.4455 | 0 | 554.3643 | 0 | 0 | 0 | 0 | 2209.8098 | 1402 | 1655.4455 | 0 | 554.3643 | 0 | 0 | 0 | 0 | 2209.8098 | 1402 | 1742.5743 | 728.557 | 599.3127 | 0 | 0 | 0 | 0 | 3070.444 | 1402 | 1742.5743 | 728.557 | 599.3127 | 0 | 0 | 0 | 0 | 3070.444 | 1402 | 1742.5743 | 728.557 | 599.3127 | 0 | 0 | 0 | 0 | 3070.444 | 1402 | 1771.6172 | 1457.114 | 749.1409 | 0 | 0 | 0 | 0 | 0 | 0 | 3977.8721 | 1402 | 1771.6172 | 1457.114 | 749.1409 | 17 | 0 | 0 | 0 | 0 | 0 | 3994.8721 | 1402 | 1771.6172 | 1457.114 | 749.1409 | 0 | 0 | 0 | 0 | 0 | 0 | 3977.8721
1405 | 12.3675 | 12.3675 | 12.3675 | 0.01 | 0.01 | 0.01 | 0.01 | 0.01 | 0.01 | 1405 | 993.8674 | 1336.8692 | 1336.8692 | 1630.1143 | 1630.1143 | 1420.321 | 1843.8997 | 1843.8997 | 1318.7856 | 1403 | 1250.9901 | 0 | 600.1375 | 0 | 0 | 0 | 0 | 1851.1276 |  | 1403 | 1250.9901 | 0 | 600.1375 | 0 | 0 | 0 | 0 | 1851.1276 | 1403 | 1250.9901 | 0 | 600.1375 | 0 | 0 | 0 | 0 | 1851.1276 | 1403 | 335.0536 | 737.6387 | 648.7973 | 0 | 0 | 0 | 0 | 1721.4896 | 1403 | 1316.8317 | 737.6387 | 648.7973 | 0 | 0 | 0 | 0 | 2703.2677 | 1403 | 835.0536 | 737.6387 | 648.7973 | 0 | 0 | 0 | 0 | 2221.4896 | 1403 | 1338.7789 | 1475.2775 | 810.9966 | 0 | 0 | 0 | 0 | 0 | 0 | 3625.0529 | 1403 | 1338.7789 | 1475.2775 | 810.9966 | 17 | 0 | 0 | 0 | 0 | 0 | 3642.0529 | 1403 | 1338.7789 | 1475.2775 | 810.9966 | 0 | 0 | 0 | 0 | 0 | 0 | 3625.0529
1406 | 12.3675 | 12.3675 | 12.3675 | 0.01 | 0.01 | 0.01 | 0.01 | 0.01 | 0.01 | 1406 | 1006.0825 | 1075.7406 | 1006.0825 | 1644.4436 | 1644.4436 | 1644.4436 | 1860.1083 | 1860.1083 | 1860.1083 | 1404 | 931.1881 | 0 | 605.2234 | 0 | 0 | 0 | 0 | 1536.4115 |  | 1404 | 931.1881 | 0 | 605.2234 | 0 | 0 | 0 | 0 | 1536.4115 | 1404 | 931.1881 | 0 | 605.2234 | 0 | 0 | 0 | 0 | 1536.4115 | 1404 | 980.198 | 740.666 | 654.2955 | 0 | 0 | 0 | 0 | 2375.1595 | 1404 | 919.0351 | 740.666 | 654.2955 | 0 | 0 | 0 | 0 | 2313.9966 | 1404 | 980.198 | 740.666 | 654.2955 | 0 | 0 | 0 | 0 | 2375.1595 | 1404 | 996.5347 | 1481.332 | 817.8694 | 0 | 0 | 0 | 0 | 0 | 0 | 3295.7361 | 1404 | 996.5347 | 1481.332 | 817.8694 | 17 | 0 | 0 | 0 | 0 | 0 | 3312.7361 | 1404 | 996.5347 | 1481.332 | 817.8694 | 0 | 0 | 0 | 0 | 0 | 0 | 3295.7361
1407 | 21.217 | 21.217 | 21.217 | 1.1461 | 1.1461 | 1.1461 | 0.01 | 0.01 | 0.01 | 1407 | 1057.164 | 1057.164 | 1057.164 | 1240.1347 | 1240.1347 | 1240.1347 | 1402.7753 | 1402.7753 | 1402.7753 | 1405 | 799.505 | 0 | 554.3643 | 0 | 0 | 0 | 0 | 1353.8692 |  | 1405 | 799.505 | 0 | 554.3643 | 0 | 0 | 0 | 0 | 1353.8692 | 1405 | 799.505 | 0 | 554.3643 | 0 | 0 | 0 | 0 | 1353.8692 | 1405 | 551.3774 | 712.4117 | 599.3127 | 0 | 0 | 0 | 0 | 1863.1018 | 1405 | 841.5842 | 712.4117 | 599.3127 | 0 | 0 | 0 | 0 | 2153.3086 | 1405 | 841.5842 | 712.4117 | 599.3127 | 0 | 0 | 0 | 0 | 2153.3086 | 1405 | 855.6106 | 1424.8234 | 749.1409 | 0 | 0 | 0 | 0 | 0 | 0 | 3029.5749 | 1405 | 855.6106 | 1424.8234 | 749.1409 | 17 | 0 | 0 | 0 | 0 | 0 | 3046.5749 | 1405 | 0 | 1424.8234 | 749.1409 | 0 | 0 | 0 | 0 | 0 | 0 | 2173.9643
1408 | 59.5485 | 28.321 | 28.321 | 0.034028 | 0.034028 | 0.034028 | 0.01 | 0.01 | 0.01 | 1408 | 1084.9256 | 1084.9256 | 1084.9256 | 1272.7012 | 1272.7012 | 1272.7012 | 1964.727 | 1964.727 | 1439.6129 | 1406 | 696.0396 | 0 | 396.701 | 0 | 0 | 0 | 0 | 1092.7406 |  | 1406 | 696.0396 | 0 | 396.701 | 0 | 0 | 0 | 0 | 1092.7406 | 1406 | 696.0396 | 0 | 396.701 | 0 | 0 | 0 | 0 | 1092.7406 | 1406 | 732.6733 | 659.9395 | 428.866 | 0 | 0 | 0 | 0 | 1821.4787 | 1406 | 732.6733 | 659.9395 | 428.866 | 0 | 0 | 0 | 0 | 1821.4787 | 1406 | 732.6733 | 659.9395 | 428.866 | 0 | 0 | 0 | 0 | 1821.4787 | 1406 | 744.8845 | 1319.8789 | 536.0825 | 0 | 0 | 0 | 0 | 0 | 0 | 2600.8459 | 1406 | 0 | 1319.8789 | 536.0825 | 17 | 0 | 0 | 0 | 0 | 0 | 1872.9614 | 1406 | 0 | 1319.8789 | 536.0825 | 0 | 0 | 0 | 0 | 0 | 0 | 1855.9614
1409 | 59.5485 | 28.321 | 28.321 | 0.034028 | 0.034028 | 0.034028 | 0.01 | 0.01 | 0.01 | 1409 | 1197.0827 | 1197.0827 | 1197.0827 | 1404.2701 | 1404.2701 | 1404.2701 | 1588.4367 | 1588.4367 | 1588.4367 | 1407 | 536.1386 | 0 | 162.7491 | 0 | 0 | 0 | 0 | 698.8878 |  | 1407 | 536.1386 | 0 | 162.7491 | 0 | 0 | 0 | 0 | 698.8878 | 1407 | 536.1386 | 0 | 162.7491 | 0 | 0 | 0 | 0 | 698.8878 | 1407 | 564.3564 | 630.6761 | 175.945 | 0 | 0 | 0 | 0 | 1370.9775 | 1407 | 564.3564 | 630.6761 | 175.945 | 0 | 0 | 0 | 0 | 1370.9775 | 1407 | 564.3564 | 630.6761 | 175.945 | 0 | 0 | 0 | 0 | 1370.9775 | 1407 | 573.7624 | 1261.3522 | 219.9313 | 0 | 0 | 0 | 0 | 0 | 0 | 2055.0458 | 1407 | 573.7624 | 1261.3522 | 219.9313 | 17 | 0 | 0 | 0 | 0 | 0 | 2072.0458 | 1407 | 573.7624 | 1261.3522 | 219.9313 | 0 | 0 | 0 | 0 | 0 | 0 | 2055.0458
1410 | 59.5485 | 31.3809 | 31.3809 | 0.034028 | 0.034028 | 0.034028 | 0.01 | 0.01 | 0.01 | 1410 | 1211.5188 | 1211.5188 | 1211.5188 | 1421.2048 | 1421.2048 | 1421.2048 | 1607.5923 | 1607.5923 | 1607.5923 | 1408 | 752.4752 | 0 | 20.3436 | 0 | 0 | 0 | 0 | 772.8189 |  | 1408 | 752.4752 | 0 | 20.3436 | 0 | 0 | 0 | 0 | 772.8189 | 1408 | 752.4752 | 0 | 20.3436 | 0 | 0 | 0 | 0 | 772.8189 | 1408 | 792.0792 | 630.6761 | 21.9931 | 0 | 0 | 0 | 0 | 1444.7484 | 1408 | 792.0792 | 630.6761 | 21.9931 | 0 | 0 | 0 | 0 | 1444.7484 | 1408 | 792.0792 | 630.6761 | 21.9931 | 0 | 0 | 0 | 0 | 1444.7484 | 1408 | 0 | 1261.3522 | 27.4914 | 0 | 0 | 0 | 0 | 0 | 0 | 1288.8436 | 1408 | 0 | 1261.3522 | 27.4914 | 17 | 0 | 0 | 0 | 0 | 0 | 1305.8436 | 1408 | 0 | 1261.3522 | 27.4914 | 0 | 0 | 0 | 0 | 0 | 0 | 1288.8436
1411 | 59.5485 | 31.3809 | 31.3809 | 0.034028 | 0.034028 | 0.034028 | 0.01 | 0.01 | 0.01 | 1411 | 1180.4258 | 1180.4258 | 1180.4258 | 1384.7302 | 1384.7302 | 1384.7302 | 1566.3342 | 2091.4483 | 1566.3342 | 1409 | 771.2871 | 0 | 0 | 0 | 0 | 0 | 0 | 771.2871 |  | 1409 | 771.2871 | 0 | 0 | 0 | 0 | 0 | 0 | 771.2871 | 1409 | 771.2871 | 0 | 0 | 0 | 0 | 0 | 0 | 771.2871 | 1409 | 811.8812 | 632.6942 | 0 | 0 | 0 | 0 | 0 | 1444.5754 | 1409 | 811.8812 | 632.6942 | 0 | 0 | 0 | 0 | 0 | 1444.5754 | 1409 | 811.8812 | 632.6942 | 0 | 0 | 0 | 0 | 0 | 1444.5754 | 1409 | 0 | 1265.3885 | 0 | 0 | 0 | 0 | 0 | 0 | 0 | 1265.3885 | 1409 | 0 | 1265.3885 | 0 | 17 | 0 | 0 | 0 | 0 | 0 | 1282.3885 | 1409 | 0 | 1265.3885 | 0 | 0 | 0 | 0 | 0 | 0 | 0 | 1265.3885
1412 | 59.5485 | 28.321 | 28.321 | 19.3152 | 14.022 | 14.022 | 0.01 | 0.01 | 0.01 | 1412 | 1128.2338 | 1128.2338 | 1128.2338 | 1323.5051 | 1323.5051 | 1323.5051 | 1497.0795 | 1497.0795 | 1497.0795 | 1410 | 677.2277 | 0 | 0 | 0 | 0 | 0 | 0 | 677.2277 |  | 1410 | 677.2277 | 0 | 0 | 0 | 0 | 0 | 0 | 677.2277 | 1410 | 677.2277 | 0 | 0 | 0 | 0 | 0 | 0 | 677.2277 | 1410 | 712.8713 | 630.6761 | 0 | 0 | 0 | 0 | 0 | 1343.5474 | 1410 | 712.8713 | 630.6761 | 0 | 0 | 0 | 0 | 0 | 1343.5474 | 1410 | 712.8713 | 630.6761 | 0 | 0 | 0 | 0 | 0 | 1343.5474 | 1410 | 0 | 1261.3522 | 0 | 0 | 0 | 0 | 0 | 0 | 0 | 1261.3522 | 1410 | 0 | 1261.3522 | 0 | 17 | 0 | 0 | 0 | 0 | 0 | 1278.3522 | 1410 | 0 | 1261.3522 | 0 | 0 | 0 | 0 | 0 | 0 | 0 | 1261.3522
1413 | 59.5485 | 28.321 | 28.321 | 19.3152 | 14.022 | 14.022 | 0.01 | 0.01 | 0.01 | 1413 | 1049.3907 | 1049.3907 | 1049.3907 | 1231.016 | 1231.016 | 1231.016 | 1392.4608 | 1392.4608 | 1392.4608 | 1411 | 630.198 | 0 | 0 | 0 | 0 | 0 | 0 | 630.198 |  | 1411 | 630.198 | 0 | 0 | 0 | 0 | 0 | 0 | 630.198 | 1411 | 630.198 | 0 | 0 | 0 | 0 | 0 | 0 | 630.198 | 1411 | 663.3663 | 631.6852 | 0 | 0 | 0 | 0 | 0 | 1295.0515 | 1411 | 663.3663 | 631.6852 | 0 | 0 | 0 | 0 | 0 | 1295.0515 | 1411 | 663.3663 | 631.6852 | 0 | 0 | 0 | 0 | 0 | 1295.0515 | 1411 | 0 | 1263.3703 | 0 | 0 | 0 | 0 | 0 | 0 | 0 | 1263.3703 | 1411 | 72.0675 | 1263.3703 | 0 | 17 | 0 | 0 | 0 | 0 | 0 | 1352.4378 | 1411 | 0 | 1263.3703 | 0 | 0 | 0 | 0 | 0 | 0 | 0 | 1263.3703
1414 | 12.3675 | 12.3675 | 12.3675 | 0.01 | 0.01 | 0.01 | 0.01 | 0.01 | 0.01 | 1414 | 977.2104 | 1248.1782 | 1248.1782 | 1146.343 | 1359.3694 | 1146.343 | 1296.683 | 1296.683 | 1296.683 | 1412 | 761.8812 | 0 | 0 | 0 | 0 | 0 | 0 | 761.8812 |  | 1412 | 761.8812 | 0 | 0 | 0 | 0 | 0 | 0 | 761.8812 | 1412 | 761.8812 | 0 | 0 | 0 | 0 | 0 | 0 | 761.8812 | 1412 | 801.9802 | 627.6488 | 0 | 0 | 0 | 0 | 0 | 1429.629 | 1412 | 801.9802 | 627.6488 | 0 | 0 | 0 | 0 | 0 | 1429.629 | 1412 | 801.9802 | 627.6488 | 0 | 0 | 0 | 0 | 0 | 1429.629 | 1412 | 0 | 1255.2977 | 0 | 0 | 0 | 0 | 0 | 0 | 0 | 1255.2977 | 1412 | 0 | 1255.2977 | 0 | 17 | 0 | 0 | 0 | 0 | 0 | 1272.2977 | 1412 | 0 | 1255.2977 | 0 | 0 | 0 | 0 | 0 | 0 | 0 | 1255.2977
1415 | 12.3675 | 12.3675 | 12.3675 | 0.01 | 0.01 | 0.01 | 0.01 | 0.01 | 0.01 | 1415 | 1060.0594 | 1060.0594 | 1060.0594 | 1153.2769 | 1153.2769 | 1153.2769 | 1240.6899 | 1240.6899 | 1240.6899 | 1413 | 931.1881 | 0 | 0 | 0 | 0 | 0 | 0 | 931.1881 |  | 1413 | 931.1881 | 0 | 0 | 0 | 0 | 0 | 0 | 931.1881 | 1413 | 931.1881 | 0 | 0 | 0 | 0 | 0 | 0 | 931.1881 | 1413 | 980.198 | 595.3582 | 0 | 0 | 0 | 0 | 0 | 1575.5562 | 1413 | 980.198 | 595.3582 | 0 | 0 | 0 | 0 | 0 | 1575.5562 | 1413 | 980.198 | 595.3582 | 0 | 0 | 0 | 0 | 0 | 1575.5562 | 1413 | 316.7661 | 1190.7164 | 0 | 0 | 0 | 0 | 0 | 0 | 0 | 1507.4825 | 1413 | 497.7661 | 1190.7164 | 0 | 17 | 0 | 0 | 0 | 0 | 0 | 1705.4825 | 1413 | 316.7661 | 1190.7164 | 0 | 0 | 0 | 0 | 0 | 0 | 0 | 1507.4825
1416 | 12.3675 | 12.3675 | 12.3675 | 19.3152 | 14.022 | 14.022 | 0.01 | 0.01 | 0.01 | 1416 | 947.1881 | 918.3557 | 947.1881 | 1077.3019 | 1077.3019 | 1077.3019 | 1218.5874 | 1218.5874 | 1218.5874 | 1414 | 1232.1782 | 0 | 0 | 0 | 0 | 0 | 0 | 1232.1782 |  | 1414 | 1232.1782 | 0 | 0 | 0 | 0 | 0 | 0 | 1232.1782 | 1414 | 1232.1782 | 0 | 0 | 0 | 0 | 0 | 0 | 1232.1782 | 1414 | 1297.0297 | 544.9041 | 0 | 0 | 0 | 0 | 0 | 1841.9338 | 1414 | 1297.0297 | 544.9041 | 0 | 0 | 0 | 0 | 0 | 1841.9338 | 1414 | 1084.0033 | 544.9041 | 0 | 0 | 0 | 0 | 0 | 1628.9075 | 1414 | 689.4392 | 1089.8083 | 0 | 0 | 0 | 0 | 0 | 0 | 0 | 1779.2475 | 1414 | 1318.6469 | 1089.8083 | 0 | 17 | 0 | 0 | 0 | 0 | 0 | 2425.4551 | 1414 | 1318.6469 | 1089.8083 | 0 | 0 | 0 | 0 | 0 | 0 | 0 | 2408.4551
1417 | 12.3675 | 12.3675 | 12.3675 | 19.3152 | 14.022 | 14.022 | 0.01 | 0.01 | 0.01 | 1417 | 928.3762 | 928.3762 | 928.3762 | 1073.3939 | 1073.3939 | 1073.3939 | 1214.1668 | 1214.1668 | 1541.265 | 1415 | 1044.0594 | 0 | 0 | 0 | 0 | 0 | 0 | 1044.0594 |  | 1415 | 1044.0594 | 0 | 0 | 0 | 0 | 0 | 0 | 1044.0594 | 1415 | 1044.0594 | 0 | 0 | 0 | 0 | 0 | 0 | 1044.0594 | 1415 | 1099.0099 | 536.8315 | 0 | 0 | 0 | 0 | 0 | 1635.8414 | 1415 | 1099.0099 | 536.8315 | 0 | 0 | 0 | 0 | 0 | 1635.8414 | 1415 | 1099.0099 | 536.8315 | 0 | 0 | 0 | 0 | 0 | 1635.8414 | 1415 | 649.5914 | 1073.663 | 0 | 0 | 0 | 0 | 0 | 0 | 0 | 1723.2544 | 1415 | 649.5914 | 1073.663 | 0 | 17 | 0 | 0 | 0 | 0 | 0 | 1740.2544 | 1415 | 649.5914 | 1073.663 | 0 | 0 | 0 | 0 | 0 | 0 | 0 | 1723.2544
1418 | 34.0299 | 28.321 | 28.321 | 19.3152 | 14.022 | 14.022 | 0.01 | 0.01 | 0.01 | 1418 | 910.5824 | 910.5824 | 910.5824 | 1068.1832 | 1068.1832 | 1068.1832 | 1208.2728 | 1208.2728 | 1208.2728 | 1416 | 931.1881 | 0 | 0 | 0 | 0 | 0 | 0 | 931.1881 |  | 1416 | 931.1881 | 0 | 0 | 0 | 0 | 0 | 0 | 931.1881 | 1416 | 931.1881 | 0 | 0 | 0 | 0 | 0 | 0 | 931.1881 | 1416 | 980.198 | 539.8587 | 0 | 0 | 0 | 0 | 0 | 1520.0567 | 1416 | 980.198 | 539.8587 | 0 | 0 | 0 | 0 | 0 | 1520.0567 | 1416 | 980.198 | 539.8587 | 0 | 0 | 0 | 0 | 0 | 1520.0567 | 1416 | 996.5347 | 1079.7175 | 0 | 0 | 0 | 0 | 0 | 0 | 0 | 2076.2521 | 1416 | 996.5347 | 1079.7175 | 0 | 17 | 0 | 0 | 0 | 0 | 0 | 2093.2521 | 1416 | 996.5347 | 1079.7175 | 0 | 0 | 0 | 0 | 0 | 0 | 0 | 2076.2521
1419 | 12.3675 | 12.3675 | 12.3675 | 0.01 | 0.01 | 0.01 | 0.01 | 0.01 | 0.01 | 1419 | 1047.4091 | 1078.8713 | 1078.8713 | 1057.7619 | 1116.5703 | 1057.7619 | 1196.4848 | 1196.4848 | 1196.4848 | 1417 | 912.3762 | 0 | 0 | 0 | 0 | 0 | 0 | 912.3762 |  | 1417 | 912.3762 | 0 | 0 | 0 | 0 | 0 | 0 | 912.3762 | 1417 | 912.3762 | 0 | 0 | 0 | 0 | 0 | 0 | 912.3762 | 1417 | 960.396 | 523.7134 | 0 | 0 | 0 | 0 | 0 | 1484.1095 | 1417 | 960.396 | 523.7134 | 0 | 0 | 0 | 0 | 0 | 1484.1095 | 1417 | 960.396 | 523.7134 | 0 | 0 | 0 | 0 | 0 | 1484.1095 | 1417 | 976.4026 | 1047.4268 | 0 | 0 | 0 | 0 | 0 | 0 | 0 | 2023.8295 | 1417 | 976.4026 | 1047.4268 | 0 | 17 | 0 | 0 | 0 | 0 | 0 | 2040.8295 | 1417 | 976.4026 | 1047.4268 | 0 | 0 | 0 | 0 | 0 | 0 | 0 | 2023.8295
1420 | 12.3675 | 12.3675 | 12.3675 | 0.01 | 0.01 | 0.01 | 0.01 | 0.01 | 0.01 | 1420 | 1330.7509 | 1330.7509 | 1330.7509 | 1096.8418 | 1415.9978 | 1096.8418 | 1240.6899 | 1240.6899 | 1240.6899 | 1418 | 771.2871 | 0 | 0 | 0 | 0 | 0 | 0 | 771.2871 |  | 1418 | 771.2871 | 0 | 0 | 0 | 0 | 0 | 0 | 771.2871 | 1418 | 771.2871 | 0 | 0 | 0 | 0 | 0 | 0 | 771.2871 | 1418 | 811.8812 | 495.4591 | 0 | 0 | 0 | 0 | 0 | 1307.3403 | 1418 | 811.8812 | 495.4591 | 0 | 0 | 0 | 0 | 0 | 1307.3403 | 1418 | 811.8812 | 495.4591 | 0 | 0 | 0 | 0 | 0 | 1307.3403 | 1418 | 699.919 | 990.9183 | 0 | 0 | 0 | 0 | 0 | 0 | 0 | 1690.8373 | 1418 | 825.4125 | 990.9183 | 0 | 17 | 0 | 0 | 0 | 0 | 0 | 1833.3308 | 1418 | 825.4125 | 990.9183 | 0 | 0 | 0 | 0 | 0 | 0 | 0 | 1816.3308
1421 | 12.3675 | 12.3675 | 12.3675 | 0.01 | 0.01 | 0.01 | 0.01 | 0.01 | 0.01 | 1421 | 1389.2673 | 1389.2673 | 1389.2673 | 1240.1347 | 1469.5391 | 1240.1347 | 1402.7753 | 1402.7753 | 1402.7753 | 1419 | 1062.8713 | 0 | 0 | 0 | 0 | 0 | 0 | 1062.8713 |  | 1419 | 1062.8713 | 0 | 0 | 0 | 0 | 0 | 0 | 1062.8713 | 1419 | 1062.8713 | 0 | 0 | 0 | 0 | 0 | 0 | 1062.8713 | 1419 | 1118.8119 | 480.3229 | 0 | 0 | 0 | 0 | 0 | 1599.1348 | 1419 | 1118.8119 | 480.3229 | 0 | 0 | 0 | 0 | 0 | 1599.1348 | 1419 | 1118.8119 | 480.3229 | 0 | 0 | 0 | 0 | 0 | 1599.1348 | 1419 | 1137.4587 | 960.6458 | 0 | 0 | 0 | 0 | 0 | 0 | 0 | 2098.1046 | 1419 | 718.4035 | 960.6458 | 0 | 17 | 0 | 0 | 0 | 0 | 0 | 1696.0493 | 1419 | 718.4035 | 960.6458 | 0 | 0 | 0 | 0 | 0 | 0 | 0 | 1679.0493
1422 | 12.3675 | 12.3675 | 12.3675 | 19.3152 | 14.022 | 14.022 | 0.01 | 0.01 | 0.01 | 1422 | 1291.6538 | 1291.6538 | 1189.3095 | 1395.1515 | 1395.1515 | 1395.1515 | 1578.1222 | 1578.1222 | 1578.1222 | 1420 | 1326.2376 | 0 | 0 | 0 | 0 | 0 | 0 | 1326.2376 |  | 1420 | 1326.2376 | 0 | 0 | 0 | 0 | 0 | 0 | 1326.2376 | 1420 | 1326.2376 | 0 | 0 | 0 | 0 | 0 | 0 | 1326.2376 | 1420 | 1396.0396 | 502.5227 | 0 | 0 | 0 | 0 | 0 | 1898.5623 | 1420 | 1396.0396 | 502.5227 | 0 | 0 | 0 | 0 | 0 | 1898.5623 | 1420 | 1396.0396 | 502.5227 | 0 | 0 | 0 | 0 | 0 | 1898.5623 | 1420 | 1419.3069 | 1005.0454 | 0 | 0 | 0 | 0 | 0 | 0 | 0 | 2424.3523 | 1420 | 718.209 | 1005.0454 | 0 | 17 | 0 | 0 | 0 | 0 | 0 | 1740.2544 | 1420 | 718.209 | 1005.0454 | 0 | 0 | 0 | 0 | 0 | 0 | 0 | 1723.2544
1423 | 34.0299 | 28.321 | 28.321 | 19.3152 | 14.022 | 14.022 | 0.01 | 0.01 | 0.01 | 1423 | 1324.7864 | 1324.7864 | 1324.7864 | 1554.0763 | 1554.0763 | 1554.0763 | 1757.8896 | 1757.8896 | 1757.8896 | 1421 | 1373.2673 | 0 | 0 | 0 | 0 | 0 | 0 | 1373.2673 |  | 1421 | 1373.2673 | 0 | 0 | 0 | 0 | 0 | 0 | 1373.2673 | 1421 | 1373.2673 | 0 | 0 | 0 | 0 | 0 | 0 | 1373.2673 | 1421 | 1286.6995 | 506.559 | 0 | 0 | 0 | 0 | 0 | 1793.2585 | 1421 | 1445.5446 | 506.559 | 0 | 0 | 0 | 0 | 0 | 1952.1036 | 1421 | 1216.1401 | 506.559 | 0 | 0 | 0 | 0 | 0 | 1722.6992 | 1421 | 872.2217 | 1013.1181 | 0 | 0 | 0 | 0 | 0 | 0 | 0 | 1885.3398 | 1421 | 872.2217 | 1013.1181 | 0 | 17 | 0 | 0 | 0 | 0 | 0 | 1902.3398 | 1421 | 872.2217 | 1013.1181 | 0 | 0 | 0 | 0 | 0 | 0 | 0 | 1885.3398
1424 | 34.0299 | 28.321 | 28.321 | 19.3152 | 14.022 | 14.022 | 0.01 | 0.01 | 0.01 | 1424 | 1346.9957 | 1346.9957 | 1346.9957 | 1580.1296 | 1580.1296 | 1580.1296 | 2102.9588 | 1787.3597 | 1787.3597 | 1422 | 1260.396 | 0 | 15.2577 | 0 | 0 | 0 | 0 | 1275.6538 |  | 1422 | 1260.396 | 0 | 15.2577 | 0 | 0 | 0 | 0 | 1275.6538 | 1422 | 1260.396 | 0 | 15.2577 | 0 | 0 | 0 | 0 | 1275.6538 | 1422 | 1326.7327 | 488.3956 | 16.4948 | 0 | 0 | 0 | 0 | 1831.6231 | 1422 | 1326.7327 | 488.3956 | 16.4948 | 0 | 0 | 0 | 0 | 1831.6231 | 1422 | 1326.7327 | 488.3956 | 16.4948 | 0 | 0 | 0 | 0 | 1831.6231 | 1422 | 1063.277 | 976.7911 | 20.6186 | 0 | 0 | 0 | 0 | 0 | 0 | 2060.6867 | 1422 | 1063.277 | 976.7911 | 20.6186 | 17 | 0 | 0 | 0 | 0 | 0 | 2077.6867 | 1422 | 1063.277 | 976.7911 | 20.6186 | 0 | 0 | 0 | 0 | 0 | 0 | 2060.6867
1425 | 12.3675 | 12.3675 | 12.3675 | 0.01 | 0.01 | 0.01 | 0.01 | 0.01 | 0.01 | 1425 | 1515.0031 | 1515.0031 | 1515.0031 | 1639.8562 | 1639.8562 | 1639.8562 | 2247.6397 | 1722.5255 | 1722.5255 | 1423 | 1091.0891 | 0 | 91.5464 | 0 | 0 | 0 | 0 | 1182.6355 |  | 1423 | 1091.0891 | 0 | 91.5464 | 0 | 0 | 0 | 0 | 1182.6355 | 1423 | 1091.0891 | 0 | 91.5464 | 0 | 0 | 0 | 0 | 1182.6355 | 1423 | 1148.5149 | 492.4319 | 98.9691 | 0 | 0 | 0 | 0 | 1739.9158 | 1423 | 1148.5149 | 492.4319 | 98.9691 | 0 | 0 | 0 | 0 | 1739.9158 | 1423 | 1148.5149 | 492.4319 | 98.9691 | 0 | 0 | 0 | 0 | 1739.9158 | 1423 | 1167.6568 | 984.8638 | 123.7113 | 0 | 0 | 0 | 0 | 0 | 0 | 2276.2319 | 1423 | 1131.879 | 984.8638 | 123.7113 | 17 | 0 | 0 | 0 | 0 | 0 | 2257.4541 | 1423 | 1131.879 | 984.8638 | 123.7113 | 0 | 0 | 0 | 0 | 0 | 0 | 2240.4541
1426 | 11.0239 | 12.3675 | 12.3675 | 0.01 | 0.01 | 0.01 | 0.01 | 0.01 | 0.01 | 1426 | 1682.7687 | 1682.7687 | 1682.7687 | 1509.7858 | 1509.7858 | 1509.7858 | 2232.9047 | 2232.9047 | 1707.7905 | 1424 | 1044.0594 | 0 | 269.5533 | 0 | 0 | 0 | 0 | 1313.6127 |  | 1424 | 1044.0594 | 0 | 269.5533 | 0 | 0 | 0 | 0 | 1313.6127 | 1424 | 1044.0594 | 0 | 269.5533 | 0 | 0 | 0 | 0 | 1313.6127 | 1424 | 1099.0099 | 551.9677 | 291.4089 | 0 | 0 | 0 | 0 | 1942.3865 | 1424 | 1099.0099 | 551.9677 | 291.4089 | 0 | 0 | 0 | 0 | 1942.3865 | 1424 | 1099.0099 | 551.9677 | 291.4089 | 0 | 0 | 0 | 0 | 1942.3865 | 1424 | 1117.3267 | 1103.9354 | 364.2612 | 0 | 0 | 0 | 0 | 0 | 0 | 2585.5233 | 1424 | 1117.3267 | 1103.9354 | 364.2612 | 17 | 0 | 0 | 0 | 0 | 0 | 2602.5233 | 1424 | 1117.3267 | 1103.9354 | 364.2612 | 0 | 0 | 0 | 0 | 0 | 0 | 2585.5233
1427 | 11.0239 | 12.3675 | 12.3675 | 0.01 | 0.01 | 0.01 | 0.01 | 0.01 | 0.01 | 1427 | 1670.5536 | 1670.5536 | 1277.8788 | 1495.4565 | 1959.6879 | 1959.6879 | 1691.582 | 2216.6961 | 1691.582 | 1425 | 1015.8416 | 0 | 483.1615 | 0 | 0 | 0 | 0 | 1499.0031 |  | 1425 | 1015.8416 | 0 | 483.1615 | 0 | 0 | 0 | 0 | 1499.0031 | 1425 | 1015.8416 | 0 | 483.1615 | 0 | 0 | 0 | 0 | 1499.0031 | 1425 | 1069.3069 | 530.777 | 522.3368 | 0 | 0 | 0 | 0 | 2122.4207 | 1425 | 1069.3069 | 530.777 | 522.3368 | 0 | 0 | 0 | 0 | 2122.4207 | 1425 | 1069.3069 | 530.777 | 522.3368 | 0 | 0 | 0 | 0 | 2122.4207 | 1425 | 1087.1287 | 1061.554 | 652.921 | 0 | 0 | 0 | 0 | 0 | 0 | 2801.6037 | 1425 | 1087.1287 | 1061.554 | 652.921 | 17 | 0 | 0 | 0 | 0 | 0 | 2818.6037 | 1425 | 0 | 1061.554 | 652.921 | 0 | 0 | 0 | 0 | 0 | 0 | 1714.4749
1428 | 11.0239 | 12.3675 | 12.3675 | 0.01 | 0.01 | 0.01 | 0.01 | 0.01 | 0.01 | 1428 | 1703.8676 | 1703.8676 | 1703.8676 | 1534.5364 | 1534.5364 | 1998.7677 | 1735.7871 | 2260.9012 | 2260.9012 | 1426 | 1147.5248 | 0 | 554.3643 | 0 | 0 | 0 | 0 | 1701.889 |  | 1426 | 1147.5248 | 0 | 554.3643 | 0 | 0 | 0 | 0 | 1701.889 | 1426 | 1147.5248 | 0 | 554.3643 | 0 | 0 | 0 | 0 | 1701.889 | 1426 | 1207.9208 | 510.5954 | 599.3127 | 0 | 0 | 0 | 0 | 2317.8289 | 1426 | 882.4422 | 510.5954 | 599.3127 | 0 | 0 | 0 | 0 | 1992.3503 | 1426 | 1207.9208 | 510.5954 | 599.3127 | 0 | 0 | 0 | 0 | 2317.8289 | 1426 | 1228.0528 | 1021.1907 | 749.1409 | 0 | 0 | 0 | 0 | 0 | 0 | 2998.3844 | 1426 | 1228.0528 | 1021.1907 | 749.1409 | 17 | 0 | 0 | 0 | 0 | 0 | 3015.3844 | 1426 | 1228.0528 | 1021.1907 | 749.1409 | 0 | 0 | 0 | 0 | 0 | 0 | 2998.3844
1429 | 11.0239 | 12.3675 | 12.3675 | 0.01 | 0.01 | 0.01 | 0.01 | 0.01 | 0.01 | 1429 | 1689.4315 | 1689.4315 | 1689.4315 | 1981.8331 | 1981.8331 | 1981.8331 | 2241.7457 | 2241.7457 | 1716.6315 | 1427 | 1222.7723 | 0 | 539.1065 | 0 | 0 | 0 | 0 | 1761.8788 |  | 1427 | 1222.7723 | 0 | 539.1065 | 0 | 0 | 0 | 0 | 1761.8788 | 1427 | 1222.7723 | 0 | 539.1065 | 0 | 0 | 0 | 0 | 1761.8788 | 1427 | 1287.1287 | 560.0404 | 582.8179 | 0 | 0 | 0 | 0 | 2429.9869 | 1427 | 1287.1287 | 560.0404 | 582.8179 | 0 | 0 | 0 | 0 | 2429.9869 | 1427 | 1287.1287 | 560.0404 | 582.8179 | 0 | 0 | 0 | 0 | 2429.9869 | 1427 | 1308.5809 | 1120.0807 | 728.5223 | 0 | 0 | 0 | 0 | 0 | 0 | 3157.1839 | 1427 | 1308.5809 | 1120.0807 | 728.5223 | 17 | 0 | 0 | 0 | 0 | 0 | 3174.1839 | 1427 | 1308.5809 | 1120.0807 | 728.5223 | 0 | 0 | 0 | 0 | 0 | 0 | 3157.1839
1430 | 12.3675 | 12.3675 | 12.3675 | 0.01 | 0.01 | 0.01 | 0.01 | 0.01 | 0.01 | 1430 | 1535.9929 | 1535.9929 | 1535.9929 | 1998.7677 | 1998.7677 | 1998.7677 | 1735.7871 | 2260.9012 | 1735.7871 | 1428 | 1345.0495 | 0 | 406.8729 | 0 | 0 | 0 | 0 | 1751.9224 |  | 1428 | 1345.0495 | 0 | 406.8729 | 0 | 0 | 0 | 0 | 1751.9224 | 1428 | 1345.0495 | 0 | 406.8729 | 0 | 0 | 0 | 0 | 1751.9224 | 1428 | 1415.8416 | 606.4581 | 439.8625 | 0 | 0 | 0 | 0 | 2462.1623 | 1428 | 1415.8416 | 606.4581 | 439.8625 | 0 | 0 | 0 | 0 | 2462.1623 | 1428 | 1415.8416 | 606.4581 | 439.8625 | 0 | 0 | 0 | 0 | 2462.1623 | 1428 | 0 | 1212.9162 | 549.8282 | 0 | 0 | 0 | 0 | 0 | 0 | 1762.7444 | 1428 | 0 | 1212.9162 | 549.8282 | 17 | 0 | 0 | 0 | 0 | 0 | 1779.7444 | 1428 | 0 | 1212.9162 | 549.8282 | 0 | 0 | 0 | 0 | 0 | 0 | 1762.7444
1431 | 32.4492 | 28.321 | 28.321 | 0.01 | 0.01 | 0.01 | 0.01 | 0.01 | 0.01 | 1431 | 1255.9375 | 1255.9375 | 1255.9375 | 1937.5426 | 1937.5426 | 1937.5426 | 1666.5324 | 1666.5324 | 1666.5324 | 1429 | 1580.198 | 0 | 254.2955 | 0 | 0 | 0 | 0 | 1834.4936 |  | 1429 | 1580.198 | 0 | 254.2955 | 0 | 0 | 0 | 0 | 1834.4936 | 1429 | 1580.198 | 0 | 254.2955 | 0 | 0 | 0 | 0 | 1834.4936 | 1429 | 1663.3663 | 629.667 | 274.9141 | 0 | 0 | 0 | 0 | 2567.9474 | 1429 | 1663.3663 | 629.667 | 274.9141 | 0 | 0 | 0 | 0 | 2567.9474 | 1429 | 1663.3663 | 629.667 | 274.9141 | 0 | 0 | 0 | 0 | 2567.9474 | 1429 | 0 | 1259.334 | 343.6426 | 0 | 0 | 0 | 0 | 0 | 0 | 1602.9766 | 1429 | 59.962 | 1259.334 | 343.6426 | 17 | 0 | 0 | 0 | 0 | 0 | 1679.9386 | 1429 | 1037.9337 | 1259.334 | 343.6426 | 0 | 0 | 0 | 0 | 0 | 0 | 2640.9103
1432 | 32.4492 | 28.321 | 28.321 | 0.01 | 0.01 | 0.01 | 0.01 | 0.01 | 0.01 | 1432 | 1262.6003 | 1262.6003 | 1262.6003 | 1481.1272 | 1945.3586 | 1945.3586 | 1675.3734 | 1675.3734 | 1675.3734 | 1430 | 1382.6733 | 0 | 137.3196 | 0 | 0 | 0 | 0 | 1519.9929 |  | 1430 | 1382.6733 | 0 | 137.3196 | 0 | 0 | 0 | 0 | 1519.9929 | 1430 | 1382.6733 | 0 | 137.3196 | 0 | 0 | 0 | 0 | 1519.9929 | 1430 | 1455.4455 | 643.7941 | 148.4536 | 0 | 0 | 0 | 0 | 2247.6933 | 1430 | 1455.4455 | 643.7941 | 148.4536 | 0 | 0 | 0 | 0 | 2247.6933 | 1430 | 1455.4455 | 643.7941 | 148.4536 | 0 | 0 | 0 | 0 | 2247.6933 | 1430 | 1100.5725 | 1287.5883 | 185.567 | 0 | 0 | 0 | 0 | 0 | 0 | 2573.7278 | 1430 | 0 | 1287.5883 | 185.567 | 17 | 0 | 0 | 0 | 0 | 0 | 1490.1553 | 1430 | 1447.2392 | 1287.5883 | 185.567 | 0 | 0 | 0 | 0 | 0 | 0 | 2920.3945
1433 | 32.4492 | 28.321 | 28.321 | 0.01 | 0.01 | 0.01 | 0.01 | 0.01 | 0.01 | 1433 | 1315.9026 | 1315.9026 | 1315.9026 | 1543.655 | 2007.8864 | 2007.8864 | 1746.1016 | 1746.1016 | 2271.2157 | 1431 | 1128.7129 | 0 | 71.2027 | 0 | 0 | 0 | 0 | 1199.9156 |  | 1431 | 1128.7129 | 0 | 71.2027 | 0 | 0 | 0 | 0 | 1199.9156 | 1431 | 1128.7129 | 0 | 71.2027 | 0 | 0 | 0 | 0 | 1199.9156 | 1431 | 0 | 647.8305 | 76.9759 | 0 | 0 | 0 | 0 | 724.8064 | 1431 | 1188.1188 | 647.8305 | 76.9759 | 0 | 0 | 0 | 0 | 1912.9252 | 1431 | 1188.1188 | 647.8305 | 76.9759 | 0 | 0 | 0 | 0 | 1912.9252 | 1431 | 0 | 1295.6609 | 96.2199 | 0 | 0 | 0 | 0 | 0 | 0 | 1391.8809 | 1431 | 0 | 1295.6609 | 96.2199 | 17 | 0 | 0 | 0 | 0 | 0 | 1408.8809 | 1431 | 0 | 1295.6609 | 96.2199 | 0 | 0 | 0 | 0 | 0 | 0 | 1391.8809
1434 | 12.3675 | 12.3675 | 12.3675 | 0.01 | 0.01 | 0.01 | 0.01 | 0.01 | 0.01 | 1434 | 1558.5743 | 1558.5743 | 1558.5743 | 1985.7411 | 1985.7411 | 1521.5098 | 1721.052 | 1721.052 | 1721.052 | 1432 | 1156.9307 | 0 | 15.2577 | 0 | 0 | 0 | 0 | 1172.1884 |  | 1432 | 1156.9307 | 0 | 15.2577 | 0 | 0 | 0 | 0 | 1172.1884 | 1432 | 1156.9307 | 0 | 15.2577 | 0 | 0 | 0 | 0 | 1172.1884 | 1432 | 47.3949 | 649.8486 | 16.4948 | 0 | 0 | 0 | 0 | 713.7384 | 1432 | 651.6262 | 649.8486 | 16.4948 | 0 | 0 | 0 | 0 | 1317.9697 | 1432 | 571.6262 | 649.8486 | 16.4948 | 0 | 0 | 0 | 0 | 1237.9697 | 1432 | 0 | 1299.6973 | 20.6186 | 0 | 0 | 0 | 0 | 0 | 0 | 1320.3158 | 1432 | 0 | 1299.6973 | 20.6186 | 17 | 0 | 0 | 0 | 0 | 0 | 1337.3158 | 1432 | 0 | 1299.6973 | 20.6186 | 0 | 0 | 0 | 0 | 0 | 0 | 1320.3158
1435 | 11.4179 | 12.3675 | 12.3675 | 0.01 | 0.01 | 0.01 | 0.01 | 0.01 | 0.01 | 1435 | 1640.571 | 1640.571 | 1640.571 | 1924.516 | 1924.516 | 1460.2846 | 2176.9115 | 1651.7974 | 1651.7974 | 1433 | 1298.0198 | 0 | 0 | 0 | 0 | 0 | 0 | 1298.0198 |  | 1433 | 1298.0198 | 0 | 0 | 0 | 0 | 0 | 0 | 1298.0198 | 1433 | 1298.0198 | 0 | 0 | 0 | 0 | 0 | 0 | 1298.0198 | 1433 | 0 | 670.0303 | 0 | 0 | 0 | 0 | 0 | 670.0303 | 1433 | 1366.3366 | 670.0303 | 0 | 0 | 0 | 0 | 0 | 2036.3669 | 1433 | 1180.0662 | 670.0303 | 0 | 0 | 0 | 0 | 0 | 1850.0965 | 1433 | 0 | 1340.0605 | 0 | 0 | 0 | 0 | 0 | 0 | 0 | 1340.0605 | 1433 | 0 | 1340.0605 | 0 | 17 | 0 | 0 | 0 | 0 | 0 | 1357.0605 | 1433 | 1389.1089 | 1340.0605 | 0 | 0 | 0 | 0 | 0 | 0 | 0 | 2729.1695
1436 | 11.1093 | 12.3675 | 12.3675 | 0.01 | 0.01 | 0.01 | 0.01 | 0.01 | 0.01 | 1436 | 1583.9372 | 1583.9372 | 1583.9372 | 1858.0802 | 1858.0802 | 1393.8488 | 2101.7629 | 1576.6487 | 1576.6487 | 1434 | 1542.5743 | 0 | 0 | 0 | 0 | 0 | 0 | 1542.5743 |  | 1434 | 1542.5743 | 0 | 0 | 0 | 0 | 0 | 0 | 1542.5743 | 1434 | 1542.5743 | 0 | 0 | 0 | 0 | 0 | 0 | 1542.5743 | 1434 | 563.703 | 698.2846 | 0 | 0 | 0 | 0 | 0 | 1261.9876 | 1434 | 1623.7624 | 698.2846 | 0 | 0 | 0 | 0 | 0 | 2322.0469 | 1434 | 1623.7624 | 698.2846 | 0 | 0 | 0 | 0 | 0 | 2322.0469 | 1434 | 1108.5901 | 1396.5691 | 0 | 0 | 0 | 0 | 0 | 0 | 0 | 2505.1592 | 1434 | 1158.5901 | 1396.5691 | 0 | 17 | 0 | 0 | 0 | 0 | 0 | 2572.1592 | 1434 | 1548.5901 | 1396.5691 | 0 | 0 | 0 | 0 | 0 | 0 | 0 | 2945.1592
1437 | 11.4179 | 12.3675 | 12.3675 | 0.01 | 0.01 | 0.01 | 0.01 | 0.01 | 0.01 | 1437 | 1498.4313 | 1102.6931 | 1498.4313 | 1757.7752 | 1757.7752 | 1293.5438 | 1988.3031 | 1463.1889 | 1463.1889 | 1435 | 1693.0693 | 0 | 0 | 0 | 0 | 0 | 0 | 1693.0693 |  | 1435 | 1693.0693 | 0 | 0 | 0 | 0 | 0 | 0 | 1693.0693 | 1435 | 1693.0693 | 0 | 0 | 0 | 0 | 0 | 0 | 1693.0693 | 1435 | 671.1917 | 716.448 | 0 | 0 | 0 | 0 | 0 | 1387.6398 | 1435 | 1782.1782 | 716.448 | 0 | 0 | 0 | 0 | 0 | 2498.6263 | 1435 | 1782.1782 | 716.448 | 0 | 0 | 0 | 0 | 0 | 2498.6263 | 1435 | 0 | 1432.8961 | 0 | 0 | 0 | 0 | 0 | 0 | 0 | 1432.8961 | 1435 | 0 | 1432.8961 | 0 | 17 | 0 | 0 | 0 | 0 | 0 | 1449.8961 | 1435 | 0 | 1432.8961 | 0 | 0 | 0 | 0 | 0 | 0 | 0 | 1432.8961
1438 | 12.3675 | 12.3675 | 12.3675 | 0.01 | 0.01 | 0.01 | 0.01 | 0.01 | 0.01 | 1438 | 1342.2376 | 1342.2376 | 1342.2376 | 1181.5149 | 1645.7462 | 1645.7462 | 1861.5818 | 1336.4676 | 1336.4676 | 1436 | 1740.099 | 0 | 0 | 0 | 0 | 0 | 0 | 1740.099 |  | 1436 | 1740.099 | 0 | 0 | 0 | 0 | 0 | 0 | 1740.099 | 1436 | 1740.099 | 0 | 0 | 0 | 0 | 0 | 0 | 1740.099 | 1436 | 1831.6832 | 718.4662 | 0 | 0 | 0 | 0 | 0 | 2550.1494 | 1436 | 198.0598 | 718.4662 | 0 | 0 | 0 | 0 | 0 | 916.526 | 1436 | 186.9284 | 718.4662 | 0 | 0 | 0 | 0 | 0 | 905.3946 | 1436 | 0 | 1436.9324 | 0 | 0 | 0 | 0 | 0 | 0 | 0 | 1436.9324 | 1436 | 0 | 1436.9324 | 0 | 17 | 0 | 0 | 0 | 0 | 0 | 1453.9324 | 1436 | 0 | 1436.9324 | 0 | 0 | 0 | 0 | 0 | 0 | 0 | 1436.9324
1439 | 12.3675 | 12.3675 | 12.3675 | 0.01 | 0.01 | 0.01 | 0.01 | 0.01 | 0.01 | 1439 | 1304.6139 | 1304.6139 | 955.0011 | 1584.5211 | 1584.5211 | 1584.5211 | 1792.3271 | 1792.3271 | 1267.213 | 1437 | 1551.9802 | 0 | 0 | 0 | 0 | 0 | 0 | 1551.9802 |  | 1437 | 1551.9802 | 0 | 0 | 0 | 0 | 0 | 0 | 1551.9802 | 1437 | 1551.9802 | 0 | 0 | 0 | 0 | 0 | 0 | 1551.9802 | 1437 | 1633.6634 | 709.3845 | 0 | 0 | 0 | 0 | 0 | 2343.0478 | 1437 | 1633.6634 | 709.3845 | 0 | 0 | 0 | 0 | 0 | 2343.0478 | 1437 | 1633.6634 | 709.3845 | 0 | 0 | 0 | 0 | 0 | 2343.0478 | 1437 | 0 | 1418.7689 | 0 | 0 | 0 | 0 | 0 | 0 | 0 | 1418.7689 | 1437 | 0 | 1418.7689 | 0 | 17 | 0 | 0 | 0 | 0 | 0 | 1435.7689 | 1437 | 0 | 1418.7689 | 0 | 0 | 0 | 0 | 0 | 0 | 0 | 1418.7689
1440 | 12.3675 | 12.3675 | 12.3675 | 0.01 | 0.01 | 0.01 | 0.01 | 0.01 | 0.01 | 1440 | 1191.7426 | 1191.7426 | 1191.7426 | 1085.1178 | 1549.3492 | 1549.3492 | 1752.5425 | 1227.4284 | 1752.5425 | 1438 | 1326.2376 | 0 | 0 | 0 | 0 | 0 | 0 | 1326.2376 |  | 1438 | 1326.2376 | 0 | 0 | 0 | 0 | 0 | 0 | 1326.2376 | 1438 | 1326.2376 | 0 | 0 | 0 | 0 | 0 | 0 | 1326.2376 | 1438 | 1396.0396 | 689.2028 | 0 | 0 | 0 | 0 | 0 | 2085.2424 | 1438 | 1396.0396 | 689.2028 | 0 | 0 | 0 | 0 | 0 | 2085.2424 | 1438 | 1396.0396 | 689.2028 | 0 | 0 | 0 | 0 | 0 | 2085.2424 | 1438 | 0 | 1378.4057 | 0 | 0 | 0 | 0 | 0 | 0 | 0 | 1378.4057 | 1438 | 0 | 1378.4057 | 0 | 17 | 0 | 0 | 0 | 0 | 0 | 1395.4057 | 1438 | 0 | 1378.4057 | 0 | 0 | 0 | 0 | 0 | 0 | 0 | 1378.4057
1441 | 12.3675 | 12.3675 | 12.3675 | 0.01 | 0.01 | 0.01 | 0.01 | 0.01 | 0.01 | 1441 | 1295.2079 | 1295.2079 | 1295.2079 | 1060.3673 | 1524.5986 | 1524.5986 | 1724.546 | 1199.4318 | 1724.546 | 1439 | 1288.6139 | 0 | 0 | 0 | 0 | 0 | 0 | 1288.6139 |  | 1439 | 1288.6139 | 0 | 0 | 0 | 0 | 0 | 0 | 1288.6139 | 1439 | 1288.6139 | 0 | 0 | 0 | 0 | 0 | 0 | 1288.6139 | 1439 | 1356.4356 | 657.9213 | 0 | 0 | 0 | 0 | 0 | 2014.3569 | 1439 | 1356.4356 | 657.9213 | 0 | 0 | 0 | 0 | 0 | 2014.3569 | 1439 | 1356.4356 | 657.9213 | 0 | 0 | 0 | 0 | 0 | 2014.3569 | 1439 | 0 | 1315.8426 | 0 | 0 | 0 | 0 | 0 | 0 | 0 | 1315.8426 | 1439 | 0 | 1315.8426 | 0 | 17 | 0 | 0 | 0 | 0 | 0 | 1332.8426 | 1439 | 0 | 1315.8426 | 0 | 0 | 0 | 0 | 0 | 0 | 0 | 1315.8426
1442 | 11.5117 | 12.3675 | 12.3675 | 0.01 | 0.01 | 0.01 | 0.01 | 0.01 | 0.01 | 1442 | 1288.5532 | 945.703 | 1288.5532 | 1511.572 | 1047.3406 | 1511.572 | 1184.6968 | 1184.6968 | 1184.6968 | 1440 | 1175.7426 | 0 | 0 | 0 | 0 | 0 | 0 | 1175.7426 |  | 1440 | 1175.7426 | 0 | 0 | 0 | 0 | 0 | 0 | 1175.7426 | 1440 | 1175.7426 | 0 | 0 | 0 | 0 | 0 | 0 | 1175.7426 | 1440 | 1237.6238 | 656.9122 | 0 | 0 | 0 | 0 | 0 | 1894.536 | 1440 | 1237.6238 | 656.9122 | 0 | 0 | 0 | 0 | 0 | 1894.536 | 1440 | 1237.6238 | 656.9122 | 0 | 0 | 0 | 0 | 0 | 1894.536 | 1440 | 0 | 1313.8244 | 0 | 0 | 0 | 0 | 0 | 0 | 0 | 1313.8244 | 1440 | 0 | 1313.8244 | 0 | 17 | 0 | 0 | 0 | 0 | 0 | 1330.8244 | 1440 | 0 | 1313.8244 | 0 | 0 | 0 | 0 | 0 | 0 | 0 | 1313.8244
1443 | 11.5117 | 12.3675 | 12.3675 | 0.01 | 0.01 | 0.01 | 0.01 | 0.01 | 0.01 | 1443 | 1297.4369 | 1152.6337 | 1297.4369 | 1521.9933 | 1521.9933 | 1521.9933 | 1196.4848 | 1721.599 | 1196.4848 | 1441 | 1279.2079 | 0 | 0 | 0 | 0 | 0 | 0 | 1279.2079 |  | 1441 | 1279.2079 | 0 | 0 | 0 | 0 | 0 | 0 | 1279.2079 | 1441 | 1279.2079 | 0 | 0 | 0 | 0 | 0 | 0 | 1279.2079 | 1441 | 1346.5347 | 691.221 | 0 | 0 | 0 | 0 | 0 | 2037.7556 | 1441 | 1346.5347 | 691.221 | 0 | 0 | 0 | 0 | 0 | 2037.7556 | 1441 | 1346.5347 | 691.221 | 0 | 0 | 0 | 0 | 0 | 2037.7556 | 1441 | 0 | 1382.442 | 0 | 0 | 0 | 0 | 0 | 0 | 0 | 1382.442 | 1441 | 0 | 1382.442 | 0 | 17 | 0 | 0 | 0 | 0 | 0 | 1399.442 | 1441 | 0 | 1382.442 | 0 | 0 | 0 | 0 | 0 | 0 | 0 | 1382.442
1444 | 12.3675 | 12.3675 | 12.3675 | 0.01 | 0.01 | 0.01 | 0.01 | 0.01 | 0.01 | 1444 | 925.0185 | 1320.7567 | 1320.7567 | 1549.3492 | 1549.3492 | 1085.1178 | 1227.4284 | 1752.5425 | 1752.5425 | 1442 | 1429.703 | 0 | 0 | 0 | 0 | 0 | 0 | 1429.703 |  | 1442 | 1429.703 | 0 | 0 | 0 | 0 | 0 | 0 | 1429.703 | 1442 | 1429.703 | 0 | 0 | 0 | 0 | 0 | 0 | 1429.703 | 1442 | 1504.9505 | 750.7568 | 0 | 0 | 0 | 0 | 0 | 2255.7073 | 1442 | 1504.9505 | 750.7568 | 0 | 0 | 0 | 0 | 0 | 2255.7073 | 1442 | 1504.9505 | 750.7568 | 0 | 0 | 0 | 0 | 0 | 2255.7073 | 1442 | 727.5242 | 1501.5136 | 0 | 0 | 0 | 0 | 0 | 0 | 0 | 2229.0378 | 1442 | 1048.6787 | 1501.5136 | 0 | 17 | 0 | 0 | 0 | 0 | 0 | 2567.1924 | 1442 | 1167.5242 | 1501.5136 | 0 | 0 | 0 | 0 | 0 | 0 | 0 | 2669.0378
1445 | 13.0305 | 13.0305 | 13.0305 | 0.01 | 0.01 | 0.01 | 0.01 | 0.01 | 0.01 | 1445 | 1046.0593 | 1046.0593 | 1046.0593 | 1691.3394 | 1227.1081 | 1227.1081 | 1388.0403 | 1913.1544 | 1913.1544 | 1443 | 1636.6337 | 0 | 0 | 0 | 0 | 0 | 0 | 1636.6337 |  | 1443 | 1636.6337 | 0 | 0 | 0 | 0 | 0 | 0 | 1636.6337 | 1443 | 1636.6337 | 0 | 0 | 0 | 0 | 0 | 0 | 1636.6337 | 1443 | 1722.7723 | 823.4107 | 0 | 0 | 0 | 0 | 0 | 2546.183 | 1443 | 1722.7723 | 823.4107 | 0 | 0 | 0 | 0 | 0 | 2546.183 | 1443 | 1722.7723 | 823.4107 | 0 | 0 | 0 | 0 | 0 | 2546.183 | 1443 | 0 | 1646.8214 | 0 | 0 | 0 | 0 | 0 | 0 | 0 | 1646.8214 | 1443 | 0 | 1646.8214 | 0 | 17 | 0 | 0 | 0 | 0 | 0 | 1663.8214 | 1443 | 0 | 1646.8214 | 0 | 0 | 0 | 0 | 0 | 0 | 0 | 1646.8214
1446 | 13.0305 | 13.0305 | 13.0305 | 0.01 | 0.01 | 0.01 | 0.01 | 0.01 | 0.01 | 1446 | 1158.2164 | 1158.2164 | 1158.2164 | 1822.9083 | 1822.9083 | 1358.677 | 2061.9783 | 1536.8641 | 2061.9783 | 1444 | 1617.8218 | 0 | 0 | 0 | 0 | 0 | 0 | 1617.8218 |  | 1444 | 1617.8218 | 0 | 0 | 0 | 0 | 0 | 0 | 1617.8218 | 1444 | 1617.8218 | 0 | 0 | 0 | 0 | 0 | 0 | 1617.8218 | 1444 | 1702.9703 | 819.3744 | 0 | 0 | 0 | 0 | 0 | 2522.3447 | 1444 | 1702.9703 | 819.3744 | 0 | 0 | 0 | 0 | 0 | 2522.3447 | 1444 | 1702.9703 | 819.3744 | 0 | 0 | 0 | 0 | 0 | 2522.3447 | 1444 | 0 | 1638.7487 | 0 | 0 | 0 | 0 | 0 | 0 | 0 | 1638.7487 | 1444 | 0 | 1638.7487 | 0 | 17 | 0 | 0 | 0 | 0 | 0 | 1655.7487 | 1444 | 0 | 1638.7487 | 0 | 0 | 0 | 0 | 0 | 0 | 0 | 1638.7487
1447 | 13.0305 | 13.0305 | 13.0305 | 0.01 | 0.01 | 0.01 | 0.01 | 0.01 | 0.01 | 1447 | 1263.7107 | 1263.7107 | 1263.7107 | 1946.6612 | 1946.6612 | 1946.6612 | 1676.8469 | 2201.9611 | 2201.9611 | 1445 | 1439.1089 | 0 | 0 | 0 | 0 | 0 | 0 | 1439.1089 |  | 1445 | 1439.1089 | 0 | 0 | 0 | 0 | 0 | 0 | 1439.1089 | 1445 | 1439.1089 | 0 | 0 | 0 | 0 | 0 | 0 | 1439.1089 | 1445 | 1514.8515 | 806.2563 | 0 | 0 | 0 | 0 | 0 | 2321.1078 | 1445 | 1514.8515 | 806.2563 | 0 | 0 | 0 | 0 | 0 | 2321.1078 | 1445 | 1514.8515 | 806.2563 | 0 | 0 | 0 | 0 | 0 | 2321.1078 | 1445 | 839.4888 | 1612.5126 | 0 | 0 | 0 | 0 | 0 | 0 | 0 | 2452.0014 | 1445 | 0 | 1612.5126 | 0 | 17 | 0 | 0 | 0 | 0 | 0 | 1629.5126 | 1445 | 0 | 1612.5126 | 0 | 0 | 0 | 0 | 0 | 0 | 0 | 1612.5126
1448 | 11.4179 | 12.3675 | 12.3675 | 0.01 | 0.01 | 0.01 | 0.01 | 0.01 | 0.01 | 1448 | 1663.8908 | 1663.8908 | 1663.8908 | 1951.8719 | 1487.6405 | 1951.8719 | 2207.8551 | 2207.8551 | 2207.8551 | 1446 | 1429.703 | 0 | 20.3436 | 0 | 0 | 0 | 0 | 1450.0466 |  | 1446 | 1429.703 | 0 | 20.3436 | 0 | 0 | 0 | 0 | 1450.0466 | 1446 | 1429.703 | 0 | 20.3436 | 0 | 0 | 0 | 0 | 1450.0466 | 1446 | 1504.9505 | 817.3562 | 21.9931 | 0 | 0 | 0 | 0 | 2344.2998 | 1446 | 1504.9505 | 817.3562 | 21.9931 | 0 | 0 | 0 | 0 | 2344.2998 | 1446 | 1504.9505 | 817.3562 | 21.9931 | 0 | 0 | 0 | 0 | 2344.2998 | 1446 | 1410.4654 | 1634.7124 | 27.4914 | 0 | 0 | 0 | 0 | 0 | 0 | 3072.6692 | 1446 | 889.6685 | 1634.7124 | 27.4914 | 17 | 0 | 0 | 0 | 0 | 0 | 2568.8723 | 1446 | 0 | 1634.7124 | 27.4914 | 0 | 0 | 0 | 0 | 0 | 0 | 1662.2038
1449 | 11.1093 | 11.4179 | 11.4179 | 0.01 | 0.01 | 0.01 | 0.01 | 0.01 | 0.01 | 1449 | 1616.1407 | 1616.1407 | 1616.1407 | 1694.3625 | 1431.6261 | 1431.6261 | 1619.3803 | 1619.3803 | 2144.4945 | 1447 | 1429.703 | 0 | 193.2646 | 0 | 0 | 0 | 0 | 1622.9676 |  | 1447 | 1429.703 | 0 | 193.2646 | 0 | 0 | 0 | 0 | 1622.9676 | 1447 | 1429.703 | 0 | 193.2646 | 0 | 0 | 0 | 0 | 1622.9676 | 1447 | 1504.9505 | 802.22 | 208.9347 | 0 | 0 | 0 | 0 | 2516.1052 | 1447 | 1504.9505 | 802.22 | 208.9347 | 0 | 0 | 0 | 0 | 2516.1052 | 1447 | 1504.9505 | 802.22 | 208.9347 | 0 | 0 | 0 | 0 | 2516.1052 | 1447 | 0 | 1604.44 | 261.1684 | 0 | 0 | 0 | 0 | 0 | 0 | 1865.6083 | 1447 | 0 | 1604.44 | 261.1684 | 17 | 0 | 0 | 0 | 0 | 0 | 1882.6083 | 1447 | 1277.8367 | 1604.44 | 261.1684 | 0 | 0 | 0 | 0 | 0 | 0 | 3143.445
1450 | 11.0239 | 10.3096 | 10.3096 | 0.01 | 0.01 | 0.01 | 0.01 | 0.01 | 0.01 | 1450 | 1587.2686 | 1587.2686 | 1587.2686 | 1861.9882 | 1397.7568 | 1861.9882 | 1581.0692 | 1581.0692 | 2106.1834 | 1448 | 1514.3564 | 0 | 462.8179 | 0 | 0 | 0 | 0 | 1977.1743 |  | 1448 | 1514.3564 | 0 | 462.8179 | 0 | 0 | 0 | 0 | 1977.1743 | 1448 | 1514.3564 | 0 | 462.8179 | 0 | 0 | 0 | 0 | 1977.1743 | 1448 | 1594.0594 | 779.0111 | 500.3436 | 0 | 0 | 0 | 0 | 2873.4141 | 1448 | 1594.0594 | 779.0111 | 500.3436 | 0 | 0 | 0 | 0 | 2873.4141 | 1448 | 1594.0594 | 779.0111 | 500.3436 | 0 | 0 | 0 | 0 | 2873.4141 | 1448 | 1324.8986 | 1558.0222 | 625.4296 | 0 | 0 | 0 | 0 | 0 | 0 | 3508.3504 | 1448 | 1324.8986 | 1558.0222 | 625.4296 | 17 | 0 | 0 | 0 | 0 | 0 | 3525.3504 | 1448 | 1324.8986 | 1558.0222 | 625.4296 | 0 | 0 | 0 | 0 | 0 | 0 | 3508.3504
1451 | 11.0239 | 10.1159 | 10.1159 | 0.01 | 0.01 | 0.01 | 0.01 | 0.01 | 0.01 | 1451 | 1550.6232 | 1550.6232 | 1550.6232 | 1819.0003 | 1354.769 | 1354.769 | 1532.4436 | 1532.4436 | 1532.4436 | 1449 | 1608.4158 | 0 | 671.3402 | 0 | 0 | 0 | 0 | 2279.756 |  | 1449 | 1608.4158 | 0 | 671.3402 | 0 | 0 | 0 | 0 | 2279.756 | 1449 | 1608.4158 | 0 | 671.3402 | 0 | 0 | 0 | 0 | 2279.756 | 1449 | 1693.0693 | 815.338 | 725.7732 | 0 | 0 | 0 | 0 | 3234.1805 | 1449 | 1693.0693 | 815.338 | 725.7732 | 0 | 0 | 0 | 0 | 3234.1805 | 1449 | 1693.0693 | 815.338 | 725.7732 | 0 | 0 | 0 | 0 | 3234.1805 | 1449 | 1721.2871 | 1630.6761 | 907.2165 | 0 | 0 | 0 | 0 | 0 | 0 | 4259.1797 | 1449 | 1209.5684 | 1630.6761 | 907.2165 | 17 | 0 | 0 | 0 | 0 | 0 | 3764.461 | 1449 | 1721.2871 | 1630.6761 | 907.2165 | 0 | 0 | 0 | 0 | 0 | 0 | 4259.1797
1452 | 11.0239 | 10.3096 | 10.3096 | 0.01 | 0.01 | 0.01 | 0.01 | 0.01 | 0.01 | 1452 | 1562.8384 | 1562.8384 | 1562.8384 | 1833.3296 | 1369.0983 | 1833.3296 | 2073.7663 | 1548.6521 | 1548.6521 | 1450 | 1787.1287 | 0 | 793.4021 | 0 | 0 | 0 | 0 | 2580.5308 |  | 1450 | 1787.1287 | 0 | 793.4021 | 0 | 0 | 0 | 0 | 2580.5308 | 1450 | 1787.1287 | 0 | 793.4021 | 0 | 0 | 0 | 0 | 2580.5308 | 1450 | 1881.1881 | 856.7104 | 857.732 | 0 | 0 | 0 | 0 | 3595.6305 | 1450 | 1881.1881 | 856.7104 | 857.732 | 0 | 0 | 0 | 0 | 3595.6305 | 1450 | 1881.1881 | 856.7104 | 857.732 | 0 | 0 | 0 | 0 | 3595.6305 | 1450 | 1912.5413 | 1713.4208 | 1072.1649 | 0 | 0 | 0 | 0 | 0 | 0 | 4698.127 | 1450 | 1168.0725 | 1713.4208 | 1072.1649 | 17 | 0 | 0 | 0 | 0 | 0 | 3970.6582 | 1450 | 1912.5413 | 1713.4208 | 1072.1649 | 0 | 0 | 0 | 0 | 0 | 0 | 4698.127
1453 | 11.0239 | 11.4179 | 11.4179 | 0.01 | 0.01 | 0.01 | 0.01 | 0.01 | 0.01 | 1453 | 1569.5012 | 1569.5012 | 1569.5012 | 1841.1456 | 1841.1456 | 1376.9142 | 1557.4932 | 1557.4932 | 2082.6073 | 1451 | 1937.6238 | 0 | 829.0034 | 0 | 0 | 0 | 0 | 2766.6272 |  | 1451 | 1937.6238 | 0 | 829.0034 | 0 | 0 | 0 | 0 | 2766.6272 | 1451 | 1937.6238 | 0 | 829.0034 | 0 | 0 | 0 | 0 | 2766.6272 | 1451 | 2039.604 | 849.6468 | 896.2199 | 0 | 0 | 0 | 0 | 3785.4707 | 1451 | 2039.604 | 849.6468 | 896.2199 | 0 | 0 | 0 | 0 | 3785.4707 | 1451 | 2039.604 | 849.6468 | 896.2199 | 0 | 0 | 0 | 0 | 3785.4707 | 1451 | 425.5913 | 1699.2936 | 1120.2749 | 0 | 0 | 0 | 0 | 0 | 0 | 3245.1598 | 1451 | 641.3587 | 1699.2936 | 1120.2749 | 17 | 0 | 0 | 0 | 0 | 0 | 3477.9272 | 1451 | 865.5913 | 1699.2936 | 1120.2749 | 0 | 0 | 0 | 0 | 0 | 0 | 3685.1598
1454 | 11.8881 | 12.3675 | 12.3675 | 0.01 | 0.01 | 0.01 | 0.01 | 0.01 | 0.01 | 1454 | 1596.1524 | 1596.1524 | 1211.3429 | 1872.4095 | 1408.1781 | 1872.4095 | 1592.8572 | 1592.8572 | 2117.9714 | 1452 | 2116.3366 | 0 | 788.3162 | 0 | 0 | 0 | 0 | 2904.6528 |  | 1452 | 2116.3366 | 0 | 788.3162 | 0 | 0 | 0 | 0 | 2904.6528 | 1452 | 2116.3366 | 0 | 788.3162 | 0 | 0 | 0 | 0 | 2904.6528 | 1452 | 2227.7228 | 847.6287 | 852.2337 | 0 | 0 | 0 | 0 | 3927.5851 | 1452 | 2227.7228 | 847.6287 | 852.2337 | 0 | 0 | 0 | 0 | 3927.5851 | 1452 | 2227.7228 | 847.6287 | 852.2337 | 0 | 0 | 0 | 0 | 3927.5851 | 1452 | 1153.2376 | 1695.2573 | 1065.2921 | 0 | 0 | 0 | 0 | 0 | 0 | 3913.787 | 1452 | 852.3561 | 1695.2573 | 1065.2921 | 17 | 0 | 0 | 0 | 0 | 0 | 3629.9055 | 1452 | 1068.1235 | 1695.2573 | 1065.2921 | 0 | 0 | 0 | 0 | 0 | 0 | 3828.6729
1455 | 12.3675 | 12.3675 | 12.3675 | 0.01 | 0.01 | 0.01 | 0.01 | 0.01 | 0.01 | 1455 | 1210.4083 | 1606.1465 | 1210.4083 | 1884.1335 | 1884.1335 | 1884.1335 | 2131.2329 | 1718.636 | 1718.636 | 1453 | 2182.1782 | 0 | 671.3402 | 0 | 0 | 0 | 0 | 2853.5184 |  | 1453 | 2182.1782 | 0 | 671.3402 | 0 | 0 | 0 | 0 | 2853.5184 | 1453 | 2182.1782 | 0 | 671.3402 | 0 | 0 | 0 | 0 | 2853.5184 | 1453 | 2297.0297 | 839.556 | 725.7732 | 0 | 0 | 0 | 0 | 3862.3589 | 1453 | 2297.0297 | 839.556 | 725.7732 | 0 | 0 | 0 | 0 | 3862.3589 | 1453 | 2297.0297 | 839.556 | 725.7732 | 0 | 0 | 0 | 0 | 3862.3589 | 1453 | 1072.7073 | 1679.112 | 907.2165 | 0 | 0 | 0 | 0 | 0 | 0 | 3659.0358 | 1453 | 1146.2715 | 1679.112 | 907.2165 | 17 | 0 | 0 | 0 | 0 | 0 | 3749.6 | 1453 | 1451.3856 | 1679.112 | 907.2165 | 0 | 0 | 0 | 0 | 0 | 0 | 4037.7141
1456 | 12.9218 | 12.9218 | 12.9218 | 0.01 | 0.01 | 0.01 | 0.01 | 0.01 | 0.01 | 1456 | 1212.6293 | 1212.6293 | 1212.6293 | 1886.7388 | 1886.7388 | 1886.7388 | 2134.1799 | 2134.1799 | 2134.1799 | 1454 | 2172.7723 | 0 | 432.3024 | 0 | 0 | 0 | 0 | 2605.0747 |  | 1454 | 2172.7723 | 0 | 432.3024 | 0 | 0 | 0 | 0 | 2605.0747 | 1454 | 2172.7723 | 0 | 432.3024 | 0 | 0 | 0 | 0 | 2605.0747 | 1454 | 2287.1287 | 829.4652 | 467.354 | 0 | 0 | 0 | 0 | 3583.9479 | 1454 | 2287.1287 | 829.4652 | 467.354 | 0 | 0 | 0 | 0 | 3583.9479 | 1454 | 2287.1287 | 829.4652 | 467.354 | 0 | 0 | 0 | 0 | 3583.9479 | 1454 | 2325.2475 | 1658.9304 | 584.1924 | 0 | 0 | 0 | 0 | 0 | 0 | 4568.3703 | 1454 | 2325.2475 | 1658.9304 | 584.1924 | 17 | 0 | 0 | 0 | 0 | 0 | 4585.3703 | 1454 | 2325.2475 | 1658.9304 | 584.1924 | 0 | 0 | 0 | 0 | 0 | 0 | 4568.3703
1457 | 12.3675 | 12.3675 | 12.3675 | 0.01 | 0.01 | 0.01 | 0.01 | 0.01 | 0.01 | 1457 | 1676.1059 | 1313.8069 | 1676.1059 | 1966.2012 | 1966.2012 | 1966.2012 | 2224.0636 | 1698.9495 | 2224.0636 | 1455 | 2163.3663 | 0 | 178.0069 | 0 | 0 | 0 | 0 | 2341.3732 |  | 1455 | 2163.3663 | 0 | 178.0069 | 0 | 0 | 0 | 0 | 2341.3732 | 1455 | 2163.3663 | 0 | 178.0069 | 0 | 0 | 0 | 0 | 2341.3732 | 1455 | 2277.2277 | 830.4743 | 192.4399 | 0 | 0 | 0 | 0 | 3300.1419 | 1455 | 2277.2277 | 830.4743 | 192.4399 | 0 | 0 | 0 | 0 | 3300.1419 | 1455 | 2277.2277 | 830.4743 | 192.4399 | 0 | 0 | 0 | 0 | 3300.1419 | 1455 | 2315.1815 | 1660.9485 | 240.5498 | 0 | 0 | 0 | 0 | 0 | 0 | 4216.6799 | 1455 | 2315.1815 | 1660.9485 | 240.5498 | 17 | 0 | 0 | 0 | 0 | 0 | 4233.6799 | 1455 | 2315.1815 | 1660.9485 | 240.5498 | 0 | 0 | 0 | 0 | 0 | 0 | 4216.6799
1458 | 12.3675 | 12.3675 | 12.3675 | 0.01 | 0.01 | 0.01 | 0.01 | 0.01 | 0.01 | 1458 | 1686.1001 | 1290.3619 | 1686.1001 | 1977.9251 | 1977.9251 | 1977.9251 | 1712.211 | 1712.211 | 2237.3252 | 1456 | 1975.2475 | 0 | 30.5155 | 0 | 0 | 0 | 0 | 2005.763 |  | 1456 | 1975.2475 | 0 | 30.5155 | 0 | 0 | 0 | 0 | 2005.763 | 1456 | 1975.2475 | 0 | 30.5155 | 0 | 0 | 0 | 0 | 2005.763 | 1456 | 2079.2079 | 819.3744 | 32.9897 | 0 | 0 | 0 | 0 | 2931.572 | 1456 | 2079.2079 | 819.3744 | 32.9897 | 0 | 0 | 0 | 0 | 2931.572 | 1456 | 1516.9392 | 819.3744 | 32.9897 | 0 | 0 | 0 | 0 | 2369.3033 | 1456 | 506.9529 | 1638.7487 | 41.2371 | 0 | 0 | 0 | 0 | 0 | 0 | 2186.9388 | 1456 | 195.7983 | 1638.7487 | 41.2371 | 17 | 0 | 0 | 0 | 0 | 0 | 1892.7842 | 1456 | 145.7983 | 1638.7487 | 41.2371 | 0 | 0 | 0 | 0 | 0 | 0 | 1825.7842
1459 | 12.3675 | 12.3675 | 12.3675 | 0.01 | 0.01 | 0.01 | 0.01 | 0.01 | 0.01 | 1459 | 1642.7919 | 1642.7919 | 1642.7919 | 1927.1213 | 1927.1213 | 1927.1213 | 1654.7444 | 2179.8585 | 2179.8585 | 1457 | 1918.8119 | 0 | 0 | 0 | 0 | 0 | 0 | 1918.8119 |  | 1457 | 1918.8119 | 0 | 0 | 0 | 0 | 0 | 0 | 1918.8119 | 1457 | 1918.8119 | 0 | 0 | 0 | 0 | 0 | 0 | 1918.8119 | 1457 | 1666.7273 | 782.0383 | 0 | 0 | 0 | 0 | 0 | 2448.7657 | 1457 | 1666.7273 | 782.0383 | 0 | 0 | 0 | 0 | 0 | 2448.7657 | 1457 | 1666.7273 | 782.0383 | 0 | 0 | 0 | 0 | 0 | 2448.7657 | 1457 | 2053.4653 | 1564.0767 | 0 | 0 | 0 | 0 | 0 | 0 | 0 | 3617.542 | 1457 | 2053.4653 | 1564.0767 | 0 | 17 | 0 | 0 | 0 | 0 | 0 | 3634.542 | 1457 | 2053.4653 | 1564.0767 | 0 | 0 | 0 | 0 | 0 | 0 | 0 | 3617.542
1460 | 11.7919 | 12.3675 | 12.3675 | 0.01 | 0.01 | 0.01 | 0.01 | 0.01 | 0.01 | 1460 | 1576.164 | 1576.164 | 1576.164 | 1848.9616 | 1848.9616 | 1848.9616 | 1566.3342 | 2091.4483 | 1566.3342 | 1458 | 1862.3762 | 0 | 0 | 0 | 0 | 0 | 0 | 1862.3762 |  | 1458 | 1862.3762 | 0 | 0 | 0 | 0 | 0 | 0 | 1862.3762 | 1458 | 1862.3762 | 0 | 0 | 0 | 0 | 0 | 0 | 1862.3762 | 1458 | 1721.8418 | 738.6478 | 0 | 0 | 0 | 0 | 0 | 2460.4896 | 1458 | 1721.8418 | 738.6478 | 0 | 0 | 0 | 0 | 0 | 2460.4896 | 1458 | 1721.8418 | 738.6478 | 0 | 0 | 0 | 0 | 0 | 2460.4896 | 1458 | 377.1821 | 1477.2957 | 0 | 0 | 0 | 0 | 0 | 0 | 0 | 1854.4778 | 1458 | 1993.0693 | 1477.2957 | 0 | 17 | 0 | 0 | 0 | 0 | 0 | 3487.365 | 1458 | 1993.0693 | 1477.2957 | 0 | 0 | 0 | 0 | 0 | 0 | 0 | 3470.365
1461 | 12.3675 | 12.3675 | 12.3675 | 0.01 | 0.01 | 0.01 | 0.01 | 0.01 | 0.01 | 1461 | 1500.6522 | 1104.914 | 1500.6522 | 1760.3805 | 1760.3805 | 1760.3805 | 1991.2501 | 1466.1359 | 1466.1359 | 1459 | 1843.5644 | 0 | 0 | 0 | 0 | 0 | 0 | 1843.5644 |  | 1459 | 1843.5644 | 0 | 0 | 0 | 0 | 0 | 0 | 1843.5644 | 1459 | 1843.5644 | 0 | 0 | 0 | 0 | 0 | 0 | 1843.5644 | 1459 | 1702.3195 | 707.3663 | 0 | 0 | 0 | 0 | 0 | 2409.6858 | 1459 | 1702.3195 | 707.3663 | 0 | 0 | 0 | 0 | 0 | 2409.6858 | 1459 | 1702.3195 | 707.3663 | 0 | 0 | 0 | 0 | 0 | 2409.6858 | 1459 | 722.5763 | 1414.7326 | 0 | 0 | 0 | 0 | 0 | 0 | 0 | 2137.3089 | 1459 | 1972.9373 | 1414.7326 | 0 | 17 | 0 | 0 | 0 | 0 | 0 | 3404.6699 | 1459 | 1972.9373 | 1414.7326 | 0 | 0 | 0 | 0 | 0 | 0 | 0 | 3387.6699
1462 | 12.3675 | 12.3675 | 12.3675 | 0.01 | 0.01 | 0.01 | 0.01 | 0.01 | 0.01 | 1462 | 1419.5882 | 1419.5882 | 1419.5882 | 1665.2862 | 1201.0548 | 1201.0548 | 1358.5702 | 1358.5702 | 1358.5702 | 1460 | 1805.9406 | 0 | 0 | 0 | 0 | 0 | 0 | 1805.9406 |  | 1460 | 1805.9406 | 0 | 0 | 0 | 0 | 0 | 0 | 1805.9406 | 1460 | 1805.9406 | 0 | 0 | 0 | 0 | 0 | 0 | 1805.9406 | 1460 | 1900.9901 | 690.2119 | 0 | 0 | 0 | 0 | 0 | 2591.202 | 1460 | 1900.9901 | 690.2119 | 0 | 0 | 0 | 0 | 0 | 2591.202 | 1460 | 1641.3141 | 690.2119 | 0 | 0 | 0 | 0 | 0 | 2331.526 | 1460 | 1932.6733 | 1380.4238 | 0 | 0 | 0 | 0 | 0 | 0 | 0 | 3313.0971 | 1460 | 1193.589 | 1380.4238 | 0 | 17 | 0 | 0 | 0 | 0 | 0 | 2591.0128 | 1460 | 668.4748 | 1380.4238 | 0 | 0 | 0 | 0 | 0 | 0 | 0 | 2048.8986
1463 | 12.3675 | 12.3675 | 12.3675 | 0.01 | 0.01 | 0.01 | 0.01 | 0.01 | 0.01 | 1463 | 1351.6436 | 1351.6436 | 969.4371 | 1573.2248 | 1137.2243 | 1573.2248 | 1811.4827 | 1811.4827 | 1286.3685 | 1461 | 1740.099 | 0 | 0 | 0 | 0 | 0 | 0 | 1740.099 |  | 1461 | 1740.099 | 0 | 0 | 0 | 0 | 0 | 0 | 1740.099 | 1461 | 1740.099 | 0 | 0 | 0 | 0 | 0 | 0 | 1740.099 | 1461 | 1568.8784 | 674.0666 | 0 | 0 | 0 | 0 | 0 | 2242.945 | 1461 | 1831.6832 | 674.0666 | 0 | 0 | 0 | 0 | 0 | 2505.7498 | 1461 | 1831.6832 | 674.0666 | 0 | 0 | 0 | 0 | 0 | 2505.7498 | 1461 | 1862.2112 | 1348.1332 | 0 | 0 | 0 | 0 | 0 | 0 | 0 | 3210.3444 | 1461 | 1862.2112 | 1348.1332 | 0 | 17 | 0 | 0 | 0 | 0 | 0 | 3227.3444 | 1461 | 1862.2112 | 1348.1332 | 0 | 0 | 0 | 0 | 0 | 0 | 0 | 3210.3444
1464 | 12.4766 | 12.4766 | 12.4766 | 0.01 | 0.01 | 0.01 | 0.01 | 0.01 | 0.01 | 1464 | 943.8964 | 943.8964 | 943.8964 | 1107.2631 | 1107.2631 | 1107.2631 | 1252.4779 | 1252.4779 | 1777.5921 | 1462 | 1523.7624 | 0 | 0 | 0 | 0 | 0 | 0 | 1523.7624 |  | 1462 | 1523.7624 | 0 | 0 | 0 | 0 | 0 | 0 | 1523.7624 | 1462 | 1523.7624 | 0 | 0 | 0 | 0 | 0 | 0 | 1523.7624 | 1462 | 1488.9203 | 658.9304 | 0 | 0 | 0 | 0 | 0 | 2147.8506 | 1462 | 1603.9604 | 658.9304 | 0 | 0 | 0 | 0 | 0 | 2262.8908 | 1462 | 1603.9604 | 658.9304 | 0 | 0 | 0 | 0 | 0 | 2262.8908 | 1462 | 523.2739 | 1317.8607 | 0 | 0 | 0 | 0 | 0 | 0 | 0 | 1841.1347 | 1462 | 1630.6931 | 1317.8607 | 0 | 17 | 0 | 0 | 0 | 0 | 0 | 2965.5538 | 1462 | 1630.6931 | 1317.8607 | 0 | 0 | 0 | 0 | 0 | 0 | 0 | 2948.5538
1465 | 12.3675 | 12.3675 | 12.3675 | 0.01 | 0.01 | 0.01 | 0.01 | 0.01 | 0.01 | 1465 | 932.7918 | 1157.5906 | 932.7918 | 1094.2365 | 1456.2412 | 1094.2365 | 1762.8571 | 1762.8571 | 1237.7429 | 1463 | 1335.6436 | 0 | 0 | 0 | 0 | 0 | 0 | 1335.6436 |  | 1463 | 1335.6436 | 0 | 0 | 0 | 0 | 0 | 0 | 1335.6436 | 1463 | 1335.6436 | 0 | 0 | 0 | 0 | 0 | 0 | 1335.6436 | 1463 | 1405.9406 | 649.8486 | 0 | 0 | 0 | 0 | 0 | 2055.7892 | 1463 | 1405.9406 | 649.8486 | 0 | 0 | 0 | 0 | 0 | 2055.7892 | 1463 | 1405.9406 | 649.8486 | 0 | 0 | 0 | 0 | 0 | 2055.7892 | 1463 | 994.3499 | 1299.6973 | 0 | 0 | 0 | 0 | 0 | 0 | 0 | 2294.0471 | 1463 | 1239.6059 | 1299.6973 | 0 | 17 | 0 | 0 | 0 | 0 | 0 | 2556.3031 | 1463 | 469.2357 | 1299.6973 | 0 | 0 | 0 | 0 | 0 | 0 | 0 | 1768.933
1466 | 12.3675 | 12.3675 | 12.3675 | 0.01 | 0.01 | 0.01 | 0.01 | 0.01 | 0.01 | 1466 | 928.3499 | 928.3499 | 928.3499 | 1089.0258 | 1526.5572 | 1526.5572 | 1231.8489 | 1231.8489 | 1231.8489 | 1464 | 1194.5545 | 0 | 0 | 0 | 0 | 0 | 0 | 1194.5545 |  | 1464 | 1194.5545 | 0 | 0 | 0 | 0 | 0 | 0 | 1194.5545 | 1464 | 1194.5545 | 0 | 0 | 0 | 0 | 0 | 0 | 1194.5545 | 1464 | 947.0425 | 642.7851 | 0 | 0 | 0 | 0 | 0 | 1589.8276 | 1464 | 1257.4257 | 642.7851 | 0 | 0 | 0 | 0 | 0 | 1900.2108 | 1464 | 1257.4257 | 642.7851 | 0 | 0 | 0 | 0 | 0 | 1900.2108 | 1464 | 1278.3828 | 1285.5701 | 0 | 0 | 0 | 0 | 0 | 0 | 0 | 2563.953 | 1464 | 1278.3828 | 1285.5701 | 0 | 17 | 0 | 0 | 0 | 0 | 0 | 2580.953 | 1464 | 1278.3828 | 1285.5701 | 0 | 0 | 0 | 0 | 0 | 0 | 0 | 2563.953
1467 | 13.0305 | 13.0305 | 13.0305 | 0.01 | 0.01 | 0.01 | 0.01 | 0.01 | 0.01 | 1467 | 933.9022 | 933.9022 | 933.9022 | 1095.5391 | 1404.9679 | 1095.5391 | 1764.3306 | 1239.2164 | 1764.3306 | 1465 | 1232.1782 | 0 | 0 | 0 | 0 | 0 | 0 | 1232.1782 |  | 1465 | 1232.1782 | 0 | 0 | 0 | 0 | 0 | 0 | 1232.1782 | 1465 | 1232.1782 | 0 | 0 | 0 | 0 | 0 | 0 | 1232.1782 | 1465 | 935.025 | 641.776 | 0 | 0 | 0 | 0 | 0 | 1576.801 | 1465 | 1297.0297 | 641.776 | 0 | 0 | 0 | 0 | 0 | 1938.8057 | 1465 | 1297.0297 | 641.776 | 0 | 0 | 0 | 0 | 0 | 1938.8057 | 1465 | 961.8696 | 1283.552 | 0 | 0 | 0 | 0 | 0 | 0 | 0 | 2245.4215 | 1465 | 1318.6469 | 1283.552 | 0 | 17 | 0 | 0 | 0 | 0 | 0 | 2619.1988 | 1465 | 1318.6469 | 1283.552 | 0 | 0 | 0 | 0 | 0 | 0 | 0 | 2602.1988
1468 | 13.0305 | 13.0305 | 13.0305 | 0.01 | 0.01 | 0.01 | 0.01 | 0.01 | 0.01 | 1468 | 969.4371 | 969.4371 | 969.4371 | 1137.2243 | 1137.2243 | 1137.2243 | 1286.3685 | 1286.3685 | 1286.3685 | 1466 | 1298.0198 | 0 | 0 | 0 | 0 | 0 | 0 | 1298.0198 |  | 1466 | 1298.0198 | 0 | 0 | 0 | 0 | 0 | 0 | 1298.0198 | 1466 | 1298.0198 | 0 | 0 | 0 | 0 | 0 | 0 | 1298.0198 | 1466 | 928.8052 | 642.7851 | 0 | 0 | 0 | 0 | 0 | 1571.5903 | 1466 | 1366.3366 | 642.7851 | 0 | 0 | 0 | 0 | 0 | 2009.1217 | 1466 | 1366.3366 | 642.7851 | 0 | 0 | 0 | 0 | 0 | 2009.1217 | 1466 | 1389.1089 | 1285.5701 | 0 | 0 | 0 | 0 | 0 | 0 | 0 | 2674.679 | 1466 | 428.8432 | 1285.5701 | 0 | 17 | 0 | 0 | 0 | 0 | 0 | 1731.4134 | 1466 | 428.8432 | 1285.5701 | 0 | 0 | 0 | 0 | 0 | 0 | 0 | 1714.4134
1469 | 13.6426 | 13.6426 | 13.6426 | 0.01 | 0.01 | 0.01 | 0.01 | 0.01 | 0.01 | 1469 | 1100.4722 | 1100.4722 | 1100.4722 | 1290.9385 | 1290.9385 | 1290.9385 | 1460.2419 | 1460.2419 | 1460.2419 | 1467 | 1222.7723 | 0 | 0 | 0 | 0 | 0 | 0 | 1222.7723 |  | 1467 | 1222.7723 | 0 | 0 | 0 | 0 | 0 | 0 | 1222.7723 | 1467 | 1222.7723 | 0 | 0 | 0 | 0 | 0 | 0 | 1222.7723 | 1467 | 977.7 | 600.4036 | 0 | 0 | 0 | 0 | 0 | 1578.1036 | 1467 | 1287.1287 | 600.4036 | 0 | 0 | 0 | 0 | 0 | 1887.5323 | 1467 | 1287.1287 | 600.4036 | 0 | 0 | 0 | 0 | 0 | 1887.5323 | 1467 | 1046.0878 | 1200.8073 | 0 | 0 | 0 | 0 | 0 | 0 | 0 | 2246.895 | 1467 | 1308.5809 | 1200.8073 | 0 | 17 | 0 | 0 | 0 | 0 | 0 | 2526.3881 | 1467 | 1308.5809 | 1200.8073 | 0 | 0 | 0 | 0 | 0 | 0 | 0 | 2509.3881
1470 | 34.0299 | 28.321 | 28.321 | 19.3152 | 14.022 | 14.022 | 0.01 | 0.01 | 0.01 | 1470 | 1209.2979 | 1209.2979 | 1209.2979 | 1418.5994 | 1418.5994 | 1418.5994 | 1604.6453 | 1604.6453 | 1604.6453 | 1468 | 1156.9307 | 0 | 0 | 0 | 0 | 0 | 0 | 1156.9307 |  | 1468 | 1156.9307 | 0 | 0 | 0 | 0 | 0 | 0 | 1156.9307 | 1468 | 1156.9307 | 0 | 0 | 0 | 0 | 0 | 0 | 1156.9307 | 1468 | 1047.6395 | 572.1493 | 0 | 0 | 0 | 0 | 0 | 1619.7888 | 1468 | 1217.8218 | 572.1493 | 0 | 0 | 0 | 0 | 0 | 1789.9711 | 1468 | 1047.6395 | 572.1493 | 0 | 0 | 0 | 0 | 0 | 1619.7888 | 1468 | 1238.1188 | 1144.2987 | 0 | 0 | 0 | 0 | 0 | 0 | 0 | 2382.4175 | 1468 | 624.6343 | 1144.2987 | 0 | 17 | 0 | 0 | 0 | 0 | 0 | 1785.933 | 1468 | 624.6343 | 1144.2987 | 0 | 0 | 0 | 0 | 0 | 0 | 0 | 1768.933
1471 | 34.0299 | 28.321 | 28.321 | 19.3152 | 14.022 | 14.022 | 0.01 | 0.01 | 0.01 | 1471 | 1323.6759 | 1323.6759 | 1323.6759 | 1552.7737 | 1552.7737 | 1552.7737 | 1756.4161 | 1960.6626 | 1756.4161 | 1469 | 1147.5248 | 0 | 0 | 0 | 0 | 0 | 0 | 1147.5248 |  | 1469 | 1147.5248 | 0 | 0 | 0 | 0 | 0 | 0 | 1147.5248 | 1469 | 1147.5248 | 0 | 0 | 0 | 0 | 0 | 0 | 1147.5248 | 1469 | 1199.3355 | 574.1675 | 0 | 0 | 0 | 0 | 0 | 1773.503 | 1469 | 1207.9208 | 574.1675 | 0 | 0 | 0 | 0 | 0 | 1782.0883 | 1469 | 1207.9208 | 574.1675 | 0 | 0 | 0 | 0 | 0 | 1782.0883 | 1469 | 794.4714 | 1148.335 | 0 | 0 | 0 | 0 | 0 | 0 | 0 | 1942.8064 | 1469 | 1228.0528 | 1148.335 | 0 | 17 | 0 | 0 | 0 | 0 | 0 | 2393.3878 | 1469 | 1228.0528 | 1148.335 | 0 | 0 | 0 | 0 | 0 | 0 | 0 | 2376.3878
1472 | 34.0299 | 28.321 | 28.321 | 19.3152 | 14.022 | 14.022 | 0.01 | 0.01 | 0.01 | 1472 | 1331.4492 | 1331.4492 | 1331.4492 | 1561.8923 | 1561.8923 | 1561.8923 | 2241.7305 | 2241.7305 | 2241.7305 | 1470 | 1091.0891 | 0 | 25.4296 | 0 | 0 | 0 | 0 | 1116.5187 |  | 1470 | 1091.0891 | 0 | 25.4296 | 0 | 0 | 0 | 0 | 1116.5187 | 1470 | 1091.0891 | 0 | 25.4296 | 0 | 0 | 0 | 0 | 1116.5187 | 1470 | 1148.5149 | 600.4036 | 27.4914 | 0 | 0 | 0 | 0 | 1776.4099 | 1470 | 1148.5149 | 600.4036 | 27.4914 | 0 | 0 | 0 | 0 | 1776.4099 | 1470 | 1148.5149 | 600.4036 | 27.4914 | 0 | 0 | 0 | 0 | 1776.4099 | 1470 | 1167.6568 | 1200.8073 | 34.3643 | 0 | 0 | 0 | 0 | 0 | 0 | 2402.8283 | 1470 | 852.0382 | 1200.8073 | 34.3643 | 17 | 0 | 0 | 0 | 0 | 0 | 2104.2097 | 1470 | 852.0382 | 1200.8073 | 34.3643 | 0 | 0 | 0 | 0 | 0 | 0 | 2087.2097
1473 | 12.3675 | 12.3675 | 12.3675 | 0.01 | 0.01 | 0.01 | 0.01 | 0.01 | 0.01 | 1473 | 1596.8683 | 1596.8683 | 1596.8683 | 1508.4831 | 1659.6769 | 1508.4831 | 1706.317 | 1706.317 | 2231.4312 | 1471 | 893.5644 | 0 | 172.921 | 0 | 0 | 0 | 0 | 1066.4853 |  | 1471 | 893.5644 | 0 | 172.921 | 0 | 0 | 0 | 0 | 1066.4853 | 1471 | 893.5644 | 0 | 172.921 | 0 | 0 | 0 | 0 | 1066.4853 | 1471 | 940.5941 | 626.6398 | 186.9416 | 0 | 0 | 0 | 0 | 1754.1754 | 1471 | 940.5941 | 626.6398 | 186.9416 | 0 | 0 | 0 | 0 | 1754.1754 | 1471 | 940.5941 | 626.6398 | 186.9416 | 0 | 0 | 0 | 0 | 1754.1754 | 1471 | 752.0241 | 1253.2795 | 233.677 | 0 | 0 | 0 | 0 | 0 | 0 | 2238.9806 | 1471 | 956.2706 | 1253.2795 | 233.677 | 17 | 0 | 0 | 0 | 0 | 0 | 2460.2271 | 1471 | 956.2706 | 1253.2795 | 233.677 | 0 | 0 | 0 | 0 | 0 | 0 | 2443.2271
1474 | 12.3675 | 12.3675 | 12.3675 | 0.01 | 0.01 | 0.01 | 0.01 | 0.01 | 0.01 | 1474 | 1451.9498 | 1451.9498 | 1451.9498 | 1525.4178 | 1525.4178 | 1525.4178 | 1725.4725 | 1725.4725 | 1725.4725 | 1472 | 855.9406 | 0 | 376.3574 | 0 | 0 | 0 | 0 | 1232.298 |  | 1472 | 855.9406 | 0 | 376.3574 | 0 | 0 | 0 | 0 | 1232.298 | 1472 | 855.9406 | 0 | 376.3574 | 0 | 0 | 0 | 0 | 1232.298 | 1472 | 900.9901 | 649.8486 | 406.8729 | 0 | 0 | 0 | 0 | 1957.7116 | 1472 | 900.9901 | 649.8486 | 406.8729 | 0 | 0 | 0 | 0 | 1957.7116 | 1472 | 900.9901 | 649.8486 | 406.8729 | 0 | 0 | 0 | 0 | 1957.7116 | 1472 | 916.0066 | 1299.6973 | 508.5911 | 0 | 0 | 0 | 0 | 0 | 0 | 2724.2949 | 1472 | 916.0066 | 1299.6973 | 508.5911 | 17 | 0 | 0 | 0 | 0 | 0 | 2741.2949 | 1472 | 916.0066 | 1299.6973 | 508.5911 | 0 | 0 | 0 | 0 | 0 | 0 | 2724.2949
1475 | 12.3675 | 12.3675 | 12.3675 | 0.01 | 0.01 | 0.01 | 0.01 | 0.01 | 0.01 | 1475 | 1565.0364 | 1565.0364 | 1565.0364 | 1546.2604 | 1546.2604 | 1546.2604 | 2274.1628 | 1749.0486 | 1749.0486 | 1473 | 1072.2772 | 0 | 508.5911 | 0 | 0 | 0 | 0 | 1580.8683 |  | 1473 | 1072.2772 | 0 | 508.5911 | 0 | 0 | 0 | 0 | 1580.8683 | 1473 | 1072.2772 | 0 | 508.5911 | 0 | 0 | 0 | 0 | 1580.8683 | 1473 | 1128.7129 | 706.3572 | 549.8282 | 0 | 0 | 0 | 0 | 2384.8983 | 1473 | 886.056 | 706.3572 | 549.8282 | 0 | 0 | 0 | 0 | 2142.2414 | 1473 | 1128.7129 | 706.3572 | 549.8282 | 0 | 0 | 0 | 0 | 2384.8983 | 1473 | 1147.5248 | 1412.7144 | 687.2852 | 0 | 0 | 0 | 0 | 0 | 0 | 3247.5244 | 1473 | 1147.5248 | 1412.7144 | 687.2852 | 17 | 0 | 0 | 0 | 0 | 0 | 3264.5244 | 1473 | 1147.5248 | 1412.7144 | 687.2852 | 0 | 0 | 0 | 0 | 0 | 0 | 3247.5244
1476 | 12.3675 | 12.3675 | 12.3675 | 0.01 | 0.01 | 0.01 | 0.01 | 0.01 | 0.01 | 1476 | 1726.1939 | 1726.1939 | 1726.1939 | 2032.637 | 2032.637 | 2032.637 | 2299.2123 | 2299.2123 | 2299.2123 | 1474 | 978.2178 | 0 | 457.732 | 0 | 0 | 0 | 0 | 1435.9498 |  | 1474 | 978.2178 | 0 | 457.732 | 0 | 0 | 0 | 0 | 1435.9498 | 1474 | 978.2178 | 0 | 457.732 | 0 | 0 | 0 | 0 | 1435.9498 | 1474 | 796.6888 | 716.448 | 494.8454 | 0 | 0 | 0 | 0 | 2007.9822 | 1474 | 796.6888 | 716.448 | 494.8454 | 0 | 0 | 0 | 0 | 2007.9822 | 1474 | 1029.703 | 716.448 | 494.8454 | 0 | 0 | 0 | 0 | 2240.9964 | 1474 | 1046.8647 | 1432.8961 | 618.5567 | 0 | 0 | 0 | 0 | 0 | 0 | 3098.3175 | 1474 | 1046.8647 | 1432.8961 | 618.5567 | 17 | 0 | 0 | 0 | 0 | 0 | 3115.3175 | 1474 | 1046.8647 | 1432.8961 | 618.5567 | 0 | 0 | 0 | 0 | 0 | 0 | 3098.3175
1477 | 12.3675 | 12.3675 | 12.3675 | 0.01 | 0.01 | 0.01 | 0.01 | 0.01 | 0.01 | 1477 | 1308.4249 | 1689.4315 | 1689.4315 | 1981.8331 | 1517.6018 | 1981.8331 | 2241.7457 | 2241.7457 | 2241.7457 | 1475 | 1213.3663 | 0 | 335.6701 | 0 | 0 | 0 | 0 | 1549.0364 |  | 1475 | 1213.3663 | 0 | 335.6701 | 0 | 0 | 0 | 0 | 1549.0364 | 1475 | 1213.3663 | 0 | 335.6701 | 0 | 0 | 0 | 0 | 1549.0364 | 1475 | 1277.2277 | 763.8749 | 362.8866 | 0 | 0 | 0 | 0 | 2403.9892 | 1475 | 1277.2277 | 763.8749 | 362.8866 | 0 | 0 | 0 | 0 | 2403.9892 | 1475 | 902.0634 | 763.8749 | 362.8866 | 0 | 0 | 0 | 0 | 2028.8248 | 1475 | 1298.5149 | 1527.7497 | 453.6082 | 0 | 0 | 0 | 0 | 0 | 0 | 3279.8728 | 1475 | 1298.5149 | 1527.7497 | 453.6082 | 17 | 0 | 0 | 0 | 0 | 0 | 3296.8728 | 1475 | 1298.5149 | 1527.7497 | 453.6082 | 0 | 0 | 0 | 0 | 0 | 0 | 3279.8728
1478 | 13.5572 | 13.5572 | 13.5572 | 0.01 | 0.01 | 0.01 | 0.01 | 0.01 | 0.01 | 1478 | 1265.9317 | 1265.9317 | 1265.9317 | 1708.6077 | 1485.0352 | 1708.6077 | 1679.7939 | 2204.9081 | 1679.7939 | 1476 | 1420.297 | 0 | 289.8969 | 0 | 0 | 0 | 0 | 1710.1939 |  | 1476 | 1420.297 | 0 | 289.8969 | 0 | 0 | 0 | 0 | 1710.1939 | 1476 | 1420.297 | 0 | 289.8969 | 0 | 0 | 0 | 0 | 1710.1939 | 1476 | 1440.9518 | 760.8476 | 313.4021 | 0 | 0 | 0 | 0 | 2515.2014 | 1476 | 1495.0495 | 760.8476 | 313.4021 | 0 | 0 | 0 | 0 | 2569.2992 | 1476 | 1440.9518 | 760.8476 | 313.4021 | 0 | 0 | 0 | 0 | 2515.2014 | 1476 | 1519.967 | 1521.6953 | 391.7526 | 0 | 0 | 0 | 0 | 0 | 0 | 3433.4148 | 1476 | 479.0999 | 1521.6953 | 391.7526 | 17 | 0 | 0 | 0 | 0 | 0 | 2409.5477 | 1476 | 419.6346 | 1521.6953 | 391.7526 | 0 | 0 | 0 | 0 | 0 | 0 | 2333.0825
1479 | 17.3416 | 17.3416 | 17.3416 | 7.3621 | 7.3621 | 7.3621 | 0.01 | 0.01 | 0.01 | 1479 | 1251.4956 | 1251.4956 | 1251.4956 | 1468.1006 | 1468.1006 | 1468.1006 | 1660.6384 | 2185.7525 | 1660.6384 | 1477 | 1504.9505 | 0 | 259.3814 | 0 | 0 | 0 | 0 | 1764.3319 |  | 1477 | 1504.9505 | 0 | 259.3814 | 0 | 0 | 0 | 0 | 1764.3319 | 1477 | 1504.9505 | 0 | 259.3814 | 0 | 0 | 0 | 0 | 1764.3319 | 1477 | 1431.2103 | 752.775 | 280.4124 | 0 | 0 | 0 | 0 | 2464.3976 | 1477 | 1584.1584 | 752.775 | 280.4124 | 0 | 0 | 0 | 0 | 2617.3458 | 1477 | 1584.1584 | 752.775 | 280.4124 | 0 | 0 | 0 | 0 | 2617.3458 | 1477 | 1610.5611 | 1505.55 | 350.5155 | 0 | 0 | 0 | 0 | 0 | 0 | 3466.6265 | 1477 | 336.7947 | 1505.55 | 350.5155 | 17 | 0 | 0 | 0 | 0 | 0 | 2209.8601 | 1477 | 354.6405 | 1505.55 | 350.5155 | 0 | 0 | 0 | 0 | 0 | 0 | 2210.7059
1480 | 17.3416 | 17.3416 | 17.3416 | 7.3621 | 7.3621 | 7.3621 | 0.01 | 0.01 | 0.01 | 1480 | 1262.6003 | 1262.6003 | 1262.6003 | 1481.1272 | 1481.1272 | 1481.1272 | 1675.3734 | 1675.3734 | 1675.3734 | 1478 | 1627.2277 | 0 | 188.1787 | 0 | 0 | 0 | 0 | 1815.4064 |  | 1478 | 1627.2277 | 0 | 188.1787 | 0 | 0 | 0 | 0 | 1815.4064 | 1478 | 1627.2277 | 0 | 188.1787 | 0 | 0 | 0 | 0 | 1815.4064 | 1478 | 1712.8713 | 760.8476 | 203.4364 | 0 | 0 | 0 | 0 | 2677.1553 | 1478 | 1712.8713 | 760.8476 | 203.4364 | 0 | 0 | 0 | 0 | 2677.1553 | 1478 | 1712.8713 | 760.8476 | 203.4364 | 0 | 0 | 0 | 0 | 2677.1553 | 1478 | 1741.4191 | 1521.6953 | 254.2955 | 0 | 0 | 0 | 0 | 0 | 0 | 3517.4099 | 1478 | 1741.4191 | 1521.6953 | 254.2955 | 17 | 0 | 0 | 0 | 0 | 0 | 3534.4099 | 1478 | 1741.4191 | 1521.6953 | 254.2955 | 0 | 0 | 0 | 0 | 0 | 0 | 3517.4099
1481 | 17.3416 | 17.3416 | 17.3416 | 6.4125 | 6.4125 | 6.4125 | 0.01 | 0.01 | 0.01 | 1481 | 1298.1352 | 1298.1352 | 1298.1352 | 1522.8124 | 1522.8124 | 1522.8124 | 1722.5255 | 1722.5255 | 1722.5255 | 1479 | 1608.4158 | 0 | 81.3746 | 0 | 0 | 0 | 0 | 1689.7904 |  | 1479 | 1608.4158 | 0 | 81.3746 | 0 | 0 | 0 | 0 | 1689.7904 | 1479 | 1608.4158 | 0 | 81.3746 | 0 | 0 | 0 | 0 | 1689.7904 | 1479 | 1693.0693 | 728.557 | 87.9725 | 0 | 0 | 0 | 0 | 2509.5988 | 1479 | 1693.0693 | 728.557 | 87.9725 | 0 | 0 | 0 | 0 | 2509.5988 | 1479 | 1693.0693 | 728.557 | 87.9725 | 0 | 0 | 0 | 0 | 2509.5988 | 1479 | 1721.2871 | 1457.114 | 109.9656 | 0 | 0 | 0 | 0 | 0 | 0 | 3288.3668 | 1479 | 1721.2871 | 1457.114 | 109.9656 | 17 | 0 | 0 | 0 | 0 | 0 | 3305.3668 | 1479 | 1721.2871 | 1457.114 | 109.9656 | 0 | 0 | 0 | 0 | 0 | 0 | 3288.3668
1482 | 15.4801 | 15.4801 | 15.4801 | 5.3042 | 5.3042 | 5.3042 | 0.01 | 0.01 | 0.01 | 1482 | 1307.0189 | 1307.0189 | 1307.0189 | 1533.2337 | 1533.2337 | 1533.2337 | 1734.3136 | 1734.3136 | 1734.3136 | 1480 | 1542.5743 | 0 | 10.1718 | 0 | 0 | 0 | 0 | 1552.7461 |  | 1480 | 1542.5743 | 0 | 10.1718 | 0 | 0 | 0 | 0 | 1552.7461 | 1480 | 1542.5743 | 0 | 10.1718 | 0 | 0 | 0 | 0 | 1552.7461 | 1480 | 1623.7624 | 685.1665 | 10.9966 | 0 | 0 | 0 | 0 | 2319.9254 | 1480 | 1623.7624 | 685.1665 | 10.9966 | 0 | 0 | 0 | 0 | 2319.9254 | 1480 | 1623.7624 | 685.1665 | 10.9966 | 0 | 0 | 0 | 0 | 2319.9254 | 1480 | 1650.8251 | 1370.333 | 13.7457 | 0 | 0 | 0 | 0 | 0 | 0 | 3034.9038 | 1480 | 1650.8251 | 1370.333 | 13.7457 | 17 | 0 | 0 | 0 | 0 | 0 | 3051.9038 | 1480 | 1650.8251 | 1370.333 | 13.7457 | 0 | 0 | 0 | 0 | 0 | 0 | 3034.9038
1483 | 14.9898 | 14.9898 | 14.9898 | 5.1105 | 5.1105 | 5.1105 | 0.01 | 0.01 | 0.01 | 1483 | 1267.0421 | 1267.0421 | 1267.0421 | 1486.3379 | 1486.3379 | 1486.3379 | 1681.2674 | 1681.2674 | 1681.2674 | 1481 | 1711.8812 | 0 | 0 | 0 | 0 | 0 | 0 | 1711.8812 |  | 1481 | 1711.8812 | 0 | 0 | 0 | 0 | 0 | 0 | 1711.8812 | 1481 | 1711.8812 | 0 | 0 | 0 | 0 | 0 | 0 | 1711.8812 | 1481 | 1801.9802 | 680.1211 | 0 | 0 | 0 | 0 | 0 | 2482.1013 | 1481 | 1801.9802 | 680.1211 | 0 | 0 | 0 | 0 | 0 | 2482.1013 | 1481 | 1801.9802 | 680.1211 | 0 | 0 | 0 | 0 | 0 | 2482.1013 | 1481 | 1832.0132 | 1360.2422 | 0 | 0 | 0 | 0 | 0 | 0 | 0 | 3192.2554 | 1481 | 1832.0132 | 1360.2422 | 0 | 17 | 0 | 0 | 0 | 0 | 0 | 3209.2554 | 1481 | 1832.0132 | 1360.2422 | 0 | 0 | 0 | 0 | 0 | 0 | 0 | 3192.2554
1484 | 13.6685 | 13.6685 | 13.6685 | 1.1461 | 1.1461 | 1.1461 | 0.01 | 0.01 | 0.01 | 1484 | 1191.5304 | 1191.5304 | 1191.5304 | 1397.7568 | 1397.7568 | 1397.7568 | 1581.0692 | 1581.0692 | 1581.0692 | 1482 | 1608.4158 | 0 | 0 | 0 | 0 | 0 | 0 | 1608.4158 |  | 1482 | 1608.4158 | 0 | 0 | 0 | 0 | 0 | 0 | 1608.4158 | 1482 | 1608.4158 | 0 | 0 | 0 | 0 | 0 | 0 | 1608.4158 | 1482 | 1693.0693 | 674.0666 | 0 | 0 | 0 | 0 | 0 | 2367.1359 | 1482 | 1693.0693 | 674.0666 | 0 | 0 | 0 | 0 | 0 | 2367.1359 | 1482 | 1693.0693 | 674.0666 | 0 | 0 | 0 | 0 | 0 | 2367.1359 | 1482 | 1721.2871 | 1348.1332 | 0 | 0 | 0 | 0 | 0 | 0 | 0 | 3069.4203 | 1482 | 1721.2871 | 1348.1332 | 0 | 17 | 0 | 0 | 0 | 0 | 0 | 3086.4203 | 1482 | 868.7448 | 1348.1332 | 0 | 0 | 0 | 0 | 0 | 0 | 0 | 2216.878
1485 | 14.9898 | 14.9898 | 14.9898 | 5.1105 | 5.1105 | 5.1105 | 0.01 | 0.01 | 0.01 | 1485 | 1101.5826 | 1101.5826 | 1101.5826 | 1292.2412 | 1292.2412 | 1292.2412 | 1461.7154 | 1986.8296 | 1986.8296 | 1483 | 1429.703 | 0 | 0 | 0 | 0 | 0 | 0 | 1429.703 |  | 1483 | 1429.703 | 0 | 0 | 0 | 0 | 0 | 0 | 1429.703 | 1483 | 1429.703 | 0 | 0 | 0 | 0 | 0 | 0 | 1429.703 | 1483 | 1504.9505 | 647.8305 | 0 | 0 | 0 | 0 | 0 | 2152.781 | 1483 | 1504.9505 | 647.8305 | 0 | 0 | 0 | 0 | 0 | 2152.781 | 1483 | 1504.9505 | 647.8305 | 0 | 0 | 0 | 0 | 0 | 2152.781 | 1483 | 868.171 | 1295.6609 | 0 | 0 | 0 | 0 | 0 | 0 | 0 | 2163.8319 | 1483 | 1530.033 | 1295.6609 | 0 | 17 | 0 | 0 | 0 | 0 | 0 | 2842.694 | 1483 | 1530.033 | 1295.6609 | 0 | 0 | 0 | 0 | 0 | 0 | 0 | 2825.694
1486 | 17.012 | 17.012 | 17.012 | 6.4125 | 6.4125 | 6.4125 | 0.01 | 0.01 | 0.01 | 1486 | 1011.6349 | 1011.6349 | 1011.6349 | 1186.7255 | 1186.7255 | 1186.7255 | 1342.3616 | 1342.3616 | 1342.3616 | 1484 | 1486.1386 | 0 | 0 | 0 | 0 | 0 | 0 | 1486.1386 |  | 1484 | 1486.1386 | 0 | 0 | 0 | 0 | 0 | 0 | 1486.1386 | 1484 | 1486.1386 | 0 | 0 | 0 | 0 | 0 | 0 | 1486.1386 | 1484 | 1564.3564 | 604.44 | 0 | 0 | 0 | 0 | 0 | 2168.7964 | 1484 | 1564.3564 | 604.44 | 0 | 0 | 0 | 0 | 0 | 2168.7964 | 1484 | 1564.3564 | 604.44 | 0 | 0 | 0 | 0 | 0 | 2168.7964 | 1484 | 1590.429 | 1208.8799 | 0 | 0 | 0 | 0 | 0 | 0 | 0 | 2799.309 | 1484 | 854.7538 | 1208.8799 | 0 | 17 | 0 | 0 | 0 | 0 | 0 | 2080.6337 | 1484 | 854.7538 | 1208.8799 | 0 | 0 | 0 | 0 | 0 | 0 | 0 | 2063.6337
1487 | 17.8837 | 17.8837 | 17.8837 | 30.4988 | 20.9838 | 20.9838 | 0.01 | 0.01 | 0.01 | 1487 | 950.5592 | 950.5592 | 950.5592 | 1115.0791 | 1115.0791 | 1115.0791 | 1261.319 | 1595.5073 | 1261.319 | 1485 | 1298.0198 | 0 | 0 | 0 | 0 | 0 | 0 | 1298.0198 |  | 1485 | 1298.0198 | 0 | 0 | 0 | 0 | 0 | 0 | 1298.0198 | 1485 | 1298.0198 | 0 | 0 | 0 | 0 | 0 | 0 | 1298.0198 | 1485 | 1366.3366 | 556.004 | 0 | 0 | 0 | 0 | 0 | 1922.3407 | 1485 | 1366.3366 | 556.004 | 0 | 0 | 0 | 0 | 0 | 1922.3407 | 1485 | 1366.3366 | 556.004 | 0 | 0 | 0 | 0 | 0 | 1922.3407 | 1485 | 1389.1089 | 1112.0081 | 0 | 0 | 0 | 0 | 0 | 0 | 0 | 2501.117 | 1485 | 1357.386 | 1112.0081 | 0 | 17 | 0 | 0 | 0 | 0 | 0 | 2486.3941 | 1485 | 1357.386 | 1112.0081 | 0 | 0 | 0 | 0 | 0 | 0 | 0 | 2469.3941
1488 | 18.6145 | 18.6145 | 18.6145 | 30.4988 | 20.9838 | 20.9838 | 0.01 | 0.01 | 0.01 | 1488 | 916.1348 | 916.1348 | 916.1348 | 1074.6965 | 1074.6965 | 1074.6965 | 1215.6403 | 1215.6403 | 1215.6403 | 1486 | 1175.7426 | 0 | 0 | 0 | 0 | 0 | 0 | 1175.7426 |  | 1486 | 1175.7426 | 0 | 0 | 0 | 0 | 0 | 0 | 1175.7426 | 1486 | 1175.7426 | 0 | 0 | 0 | 0 | 0 | 0 | 1175.7426 | 1486 | 1237.6238 | 518.668 | 0 | 0 | 0 | 0 | 0 | 1756.2918 | 1486 | 1237.6238 | 518.668 | 0 | 0 | 0 | 0 | 0 | 1756.2918 | 1486 | 1237.6238 | 518.668 | 0 | 0 | 0 | 0 | 0 | 1756.2918 | 1486 | 787.5901 | 1037.336 | 0 | 0 | 0 | 0 | 0 | 0 | 0 | 1824.9261 | 1486 | 787.5901 | 1037.336 | 0 | 17 | 0 | 0 | 0 | 0 | 0 | 1841.9261 | 1486 | 1258.2508 | 1037.336 | 0 | 0 | 0 | 0 | 0 | 0 | 0 | 2295.5868
1489 | 35.0574 | 28.321 | 28.321 | 30.4988 | 20.9838 | 20.9838 | 0.01 | 0.01 | 0.01 | 1489 | 902.8092 | 902.8092 | 902.8092 | 1059.0646 | 1059.0646 | 1059.0646 | 1197.9583 | 1197.9583 | 1197.9583 | 1487 | 1006.4356 | 0 | 0 | 0 | 0 | 0 | 0 | 1006.4356 |  | 1487 | 1006.4356 | 0 | 0 | 0 | 0 | 0 | 0 | 1006.4356 | 1487 | 1006.4356 | 0 | 0 | 0 | 0 | 0 | 0 | 1006.4356 | 1487 | 1059.4059 | 500.5045 | 0 | 0 | 0 | 0 | 0 | 1559.9105 | 1487 | 1059.4059 | 500.5045 | 0 | 0 | 0 | 0 | 0 | 1559.9105 | 1487 | 1059.4059 | 500.5045 | 0 | 0 | 0 | 0 | 0 | 1559.9105 | 1487 | 742.8744 | 1001.0091 | 0 | 0 | 0 | 0 | 0 | 0 | 0 | 1743.8834 | 1487 | 1077.0627 | 1001.0091 | 0 | 17 | 0 | 0 | 0 | 0 | 0 | 2095.0718 | 1487 | 1077.0627 | 1001.0091 | 0 | 0 | 0 | 0 | 0 | 0 | 0 | 2078.0718
1490 | 17.9644 | 17.9644 | 17.9644 | 30.4988 | 20.9838 | 20.9838 | 0.01 | 0.01 | 0.01 | 1490 | 902.8092 | 902.8092 | 902.8092 | 1059.0646 | 1059.0646 | 1059.0646 | 1197.9583 | 1197.9583 | 1197.9583 | 1488 | 940.5941 | 0 | 0 | 0 | 0 | 0 | 0 | 940.5941 |  | 1488 | 940.5941 | 0 | 0 | 0 | 0 | 0 | 0 | 940.5941 | 1488 | 940.5941 | 0 | 0 | 0 | 0 | 0 | 0 | 940.5941 | 1488 | 990.099 | 498.4864 | 0 | 0 | 0 | 0 | 0 | 1488.5854 | 1488 | 990.099 | 498.4864 | 0 | 0 | 0 | 0 | 0 | 1488.5854 | 1488 | 990.099 | 498.4864 | 0 | 0 | 0 | 0 | 0 | 1488.5854 | 1488 | 701.2321 | 996.9728 | 0 | 0 | 0 | 0 | 0 | 0 | 0 | 1698.2048 | 1488 | 701.2321 | 996.9728 | 0 | 17 | 0 | 0 | 0 | 0 | 0 | 1715.2048 | 1488 | 1006.6007 | 996.9728 | 0 | 0 | 0 | 0 | 0 | 0 | 0 | 2003.5734
1491 | 35.0574 | 28.321 | 28.321 | 30.4988 | 20.9838 | 20.9838 | 0.01 | 0.01 | 0.01 | 1491 | 932.7918 | 932.7918 | 932.7918 | 1094.2365 | 1094.2365 | 1094.2365 | 1237.7429 | 1237.7429 | 1237.7429 | 1489 | 874.7525 | 0 | 0 | 0 | 0 | 0 | 0 | 874.7525 |  | 1489 | 874.7525 | 0 | 0 | 0 | 0 | 0 | 0 | 874.7525 | 1489 | 874.7525 | 0 | 0 | 0 | 0 | 0 | 0 | 874.7525 | 1489 | 920.7921 | 504.5409 | 0 | 0 | 0 | 0 | 0 | 1425.3329 | 1489 | 920.7921 | 504.5409 | 0 | 0 | 0 | 0 | 0 | 1425.3329 | 1489 | 920.7921 | 504.5409 | 0 | 0 | 0 | 0 | 0 | 1425.3329 | 1489 | 671.441 | 1009.0817 | 0 | 0 | 0 | 0 | 0 | 0 | 0 | 1680.5228 | 1489 | 671.441 | 1009.0817 | 0 | 17 | 0 | 0 | 0 | 0 | 0 | 1697.5228 | 1489 | 936.1386 | 1009.0817 | 0 | 0 | 0 | 0 | 0 | 0 | 0 | 1945.2203
1492 | 35.0574 | 28.321 | 28.321 | 30.4988 | 20.9838 | 20.9838 | 19.1387 | 14.4573 | 14.4573 | 1492 | 991.6465 | 991.6465 | 991.6465 | 1163.2776 | 1163.2776 | 1163.2776 | 1315.8386 | 1315.8386 | 1315.8386 | 1490 | 931.1881 | 0 | 0 | 0 | 0 | 0 | 0 | 931.1881 |  | 1490 | 931.1881 | 0 | 0 | 0 | 0 | 0 | 0 | 931.1881 | 1490 | 931.1881 | 0 | 0 | 0 | 0 | 0 | 0 | 931.1881 | 1490 | 980.198 | 514.6317 | 0 | 0 | 0 | 0 | 0 | 1494.8297 | 1490 | 980.198 | 514.6317 | 0 | 0 | 0 | 0 | 0 | 1494.8297 | 1490 | 980.198 | 514.6317 | 0 | 0 | 0 | 0 | 0 | 1494.8297 | 1490 | 996.5347 | 1029.2634 | 0 | 0 | 0 | 0 | 0 | 0 | 0 | 2025.798 | 1490 | 651.2594 | 1029.2634 | 0 | 17 | 0 | 0 | 0 | 0 | 0 | 1697.5228 | 1490 | 996.5347 | 1029.2634 | 0 | 0 | 0 | 0 | 0 | 0 | 0 | 2025.798
1493 | 35.0574 | 28.321 | 28.321 | 30.4988 | 20.9838 | 20.9838 | 19.1387 | 14.4573 | 14.4573 | 1493 | 1109.3559 | 1109.3559 | 1109.3559 | 1301.3598 | 1301.3598 | 1301.3598 | 1472.03 | 1472.03 | 1472.03 | 1491 | 799.505 | 0 | 0 | 0 | 0 | 0 | 0 | 799.505 |  | 1491 | 799.505 | 0 | 0 | 0 | 0 | 0 | 0 | 799.505 | 1491 | 799.505 | 0 | 0 | 0 | 0 | 0 | 0 | 799.505 | 1491 | 841.5842 | 523.7134 | 0 | 0 | 0 | 0 | 0 | 1365.2976 | 1491 | 841.5842 | 523.7134 | 0 | 0 | 0 | 0 | 0 | 1365.2976 | 1491 | 841.5842 | 523.7134 | 0 | 0 | 0 | 0 | 0 | 1365.2976 | 1491 | 855.6106 | 1047.4268 | 0 | 0 | 0 | 0 | 0 | 0 | 0 | 1903.0374 | 1491 | 672.8805 | 1047.4268 | 0 | 17 | 0 | 0 | 0 | 0 | 0 | 1737.3074 | 1491 | 855.6106 | 1047.4268 | 0 | 0 | 0 | 0 | 0 | 0 | 0 | 1903.0374
1494 | 35.0574 | 28.321 | 28.321 | 30.4988 | 20.9838 | 20.9838 | 19.1387 | 14.4573 | 14.4573 | 1494 | 1214.8502 | 1214.8502 | 1214.8502 | 1425.1127 | 1425.1127 | 1425.1127 | 1612.0128 | 1612.0128 | 1612.0128 | 1492 | 686.6337 | 0 | 0 | 0 | 0 | 0 | 0 | 686.6337 |  | 1492 | 686.6337 | 0 | 0 | 0 | 0 | 0 | 0 | 686.6337 | 1492 | 686.6337 | 0 | 0 | 0 | 0 | 0 | 0 | 686.6337 | 1492 | 722.7723 | 529.7679 | 0 | 0 | 0 | 0 | 0 | 1252.5402 | 1492 | 722.7723 | 529.7679 | 0 | 0 | 0 | 0 | 0 | 1252.5402 | 1492 | 722.7723 | 529.7679 | 0 | 0 | 0 | 0 | 0 | 1252.5402 | 1492 | 734.8185 | 1059.5358 | 0 | 0 | 0 | 0 | 0 | 0 | 0 | 1794.3543 | 1492 | 734.8185 | 1059.5358 | 0 | 17 | 0 | 0 | 0 | 0 | 0 | 1811.3543 | 1492 | 734.8185 | 1059.5358 | 0 | 0 | 0 | 0 | 0 | 0 | 0 | 1794.3543
1495 | 35.0574 | 28.321 | 28.321 | 30.4988 | 20.9838 | 20.9838 | 0.01 | 0.01 | 0.01 | 1495 | 1329.2282 | 1329.2282 | 1329.2282 | 1559.287 | 1559.287 | 1559.287 | 1763.7836 | 1763.7836 | 1763.7836 | 1493 | 639.604 | 0 | 0 | 0 | 0 | 0 | 0 | 639.604 |  | 1493 | 639.604 | 0 | 0 | 0 | 0 | 0 | 0 | 639.604 | 1493 | 639.604 | 0 | 0 | 0 | 0 | 0 | 0 | 639.604 | 1493 | 673.2673 | 536.8315 | 0 | 0 | 0 | 0 | 0 | 1210.0988 | 1493 | 673.2673 | 536.8315 | 0 | 0 | 0 | 0 | 0 | 1210.0988 | 1493 | 673.2673 | 536.8315 | 0 | 0 | 0 | 0 | 0 | 1210.0988 | 1493 | 684.4884 | 1073.663 | 0 | 0 | 0 | 0 | 0 | 0 | 0 | 1758.1514 | 1493 | 684.4884 | 1073.663 | 0 | 17 | 0 | 0 | 0 | 0 | 0 | 1775.1514 | 1493 | 684.4884 | 1073.663 | 0 | 0 | 0 | 0 | 0 | 0 | 0 | 1758.1514
1496 | 17.3416 | 17.3416 | 17.3416 | 15.4801 | 15.4801 | 15.4801 | 0.01 | 0.01 | 0.01 | 1496 | 1343.6643 | 1343.6643 | 1343.6643 | 1576.2216 | 1576.2216 | 1576.2216 | 2308.0533 | 1782.9392 | 2308.0533 | 1494 | 790.099 | 0 | 25.4296 | 0 | 0 | 0 | 0 | 815.5286 |  | 1494 | 790.099 | 0 | 25.4296 | 0 | 0 | 0 | 0 | 815.5286 | 1494 | 790.099 | 0 | 25.4296 | 0 | 0 | 0 | 0 | 815.5286 | 1494 | 831.6832 | 573.1584 | 27.4914 | 0 | 0 | 0 | 0 | 1432.333 | 1494 | 831.6832 | 573.1584 | 27.4914 | 0 | 0 | 0 | 0 | 1432.333 | 1494 | 831.6832 | 573.1584 | 27.4914 | 0 | 0 | 0 | 0 | 1432.333 | 1494 | 845.5446 | 1146.3169 | 34.3643 | 0 | 0 | 0 | 0 | 0 | 0 | 2026.2257 | 1494 | 845.5446 | 1146.3169 | 34.3643 | 17 | 0 | 0 | 0 | 0 | 0 | 2043.2257 | 1494 | 845.5446 | 1146.3169 | 34.3643 | 0 | 0 | 0 | 0 | 0 | 0 | 2026.2257
1497 | 17.3416 | 17.3416 | 17.3416 | 7.3621 | 7.3621 | 7.3621 | 0.01 | 0.01 | 0.01 | 1497 | 1303.6875 | 1303.6875 | 1303.6875 | 1529.3257 | 1529.3257 | 1529.3257 | 2255.0072 | 1729.8931 | 1729.8931 | 1495 | 978.2178 | 0 | 157.6632 | 0 | 0 | 0 | 0 | 1135.8811 |  | 1495 | 978.2178 | 0 | 157.6632 | 0 | 0 | 0 | 0 | 1135.8811 | 1495 | 978.2178 | 0 | 157.6632 | 0 | 0 | 0 | 0 | 1135.8811 | 1495 | 1029.703 | 576.1857 | 170.4467 | 0 | 0 | 0 | 0 | 1776.3354 | 1495 | 1029.703 | 576.1857 | 170.4467 | 0 | 0 | 0 | 0 | 1776.3354 | 1495 | 1029.703 | 576.1857 | 170.4467 | 0 | 0 | 0 | 0 | 1776.3354 | 1495 | 1046.8647 | 1152.3713 | 213.0584 | 0 | 0 | 0 | 0 | 0 | 0 | 2412.2944 | 1495 | 1046.8647 | 1152.3713 | 213.0584 | 17 | 0 | 0 | 0 | 0 | 0 | 2429.2944 | 1495 | 880.9183 | 1152.3713 | 213.0584 | 0 | 0 | 0 | 0 | 0 | 0 | 2246.3481
1498 | 13.3772 | 13.3772 | 13.3772 | 7.3621 | 5.6491 | 5.6491 | 0.01 | 0.01 | 0.01 | 1498 | 1292.5829 | 1292.5829 | 1292.5829 | 1516.2991 | 1516.2991 | 1516.2991 | 1715.158 | 1715.158 | 1715.158 | 1496 | 1241.5842 | 0 | 350.9278 | 0 | 0 | 0 | 0 | 1592.512 |  | 1496 | 1241.5842 | 0 | 350.9278 | 0 | 0 | 0 | 0 | 1592.512 | 1496 | 1241.5842 | 0 | 350.9278 | 0 | 0 | 0 | 0 | 1592.512 | 1496 | 1306.9307 | 634.7124 | 379.3814 | 0 | 0 | 0 | 0 | 2321.0245 | 1496 | 1306.9307 | 634.7124 | 379.3814 | 0 | 0 | 0 | 0 | 2321.0245 | 1496 | 1306.9307 | 634.7124 | 379.3814 | 0 | 0 | 0 | 0 | 2321.0245 | 1496 | 1046.9662 | 1269.4248 | 474.2268 | 0 | 0 | 0 | 0 | 0 | 0 | 2790.6178 | 1496 | 1328.7129 | 1269.4248 | 474.2268 | 17 | 0 | 0 | 0 | 0 | 0 | 3089.3645 | 1496 | 1328.7129 | 1269.4248 | 474.2268 | 0 | 0 | 0 | 0 | 0 | 0 | 3072.3645
1499 | 13.2408 | 13.0305 | 13.0305 | 7.3621 | 1.4284 | 1.4284 | 0.01 | 0.01 | 0.01 | 1499 | 1264.8212 | 1264.8212 | 1264.8212 | 1483.7326 | 1483.7326 | 1483.7326 | 1678.3204 | 1678.3204 | 1678.3204 | 1497 | 1194.5545 | 0 | 488.2474 | 0 | 0 | 0 | 0 | 1682.8019 |  | 1497 | 1194.5545 | 0 | 488.2474 | 0 | 0 | 0 | 0 | 1682.8019 | 1497 | 1194.5545 | 0 | 488.2474 | 0 | 0 | 0 | 0 | 1682.8019 | 1497 | 1257.4257 | 651.8668 | 527.8351 | 0 | 0 | 0 | 0 | 2437.1276 | 1497 | 1257.4257 | 651.8668 | 527.8351 | 0 | 0 | 0 | 0 | 2437.1276 | 1497 | 1257.4257 | 651.8668 | 527.8351 | 0 | 0 | 0 | 0 | 2437.1276 | 1497 | 1278.3828 | 1303.7336 | 659.7938 | 0 | 0 | 0 | 0 | 0 | 0 | 3241.9103 | 1497 | 1278.3828 | 1303.7336 | 659.7938 | 17 | 0 | 0 | 0 | 0 | 0 | 3258.9103 | 1497 | 1278.3828 | 1303.7336 | 659.7938 | 0 | 0 | 0 | 0 | 0 | 0 | 3241.9103
1500 | 17.3416 | 17.3416 | 17.3416 | 7.3621 | 7.3621 | 7.3621 | 0.01 | 0.01 | 0.01 | 1500 | 1287.0305 | 1287.0305 | 1287.0305 | 1509.7858 | 1509.7858 | 1509.7858 | 2232.9047 | 2232.9047 | 1707.7905 | 1498 | 1185.1485 | 0 | 523.8488 | 0 | 0 | 0 | 0 | 1708.9973 |  | 1498 | 1185.1485 | 0 | 523.8488 | 0 | 0 | 0 | 0 | 1708.9973 | 1498 | 1185.1485 | 0 | 523.8488 | 0 | 0 | 0 | 0 | 1708.9973 | 1498 | 1247.5248 | 638.7487 | 566.323 | 0 | 0 | 0 | 0 | 2452.5965 | 1498 | 1247.5248 | 638.7487 | 566.323 | 0 | 0 | 0 | 0 | 2452.5965 | 1498 | 1247.5248 | 638.7487 | 566.323 | 0 | 0 | 0 | 0 | 2452.5965 | 1498 | 1268.3168 | 1277.4975 | 707.9038 | 0 | 0 | 0 | 0 | 0 | 0 | 3253.7181 | 1498 | 1268.3168 | 1277.4975 | 707.9038 | 17 | 0 | 0 | 0 | 0 | 0 | 3270.7181 | 1498 | 1268.3168 | 1277.4975 | 707.9038 | 0 | 0 | 0 | 0 | 0 | 0 | 3253.7181
1501 | 17.8837 | 17.8837 | 17.8837 | 12.9218 | 12.9218 | 12.9218 | 0.01 | 0.01 | 0.01 | 1501 | 1237.0595 | 1237.0595 | 1237.0595 | 1451.166 | 1451.166 | 1451.166 | 1641.4828 | 1641.4828 | 1641.4828 | 1499 | 1288.6139 | 0 | 589.9656 | 0 | 0 | 0 | 0 | 1878.5795 |  | 1499 | 1288.6139 | 0 | 589.9656 | 0 | 0 | 0 | 0 | 1878.5795 | 1499 | 1288.6139 | 0 | 589.9656 | 0 | 0 | 0 | 0 | 1878.5795 | 1499 | 1356.4356 | 619.5762 | 637.8007 | 0 | 0 | 0 | 0 | 2613.8125 | 1499 | 1356.4356 | 619.5762 | 637.8007 | 0 | 0 | 0 | 0 | 2613.8125 | 1499 | 1356.4356 | 619.5762 | 637.8007 | 0 | 0 | 0 | 0 | 2613.8125 | 1499 | 1379.0429 | 1239.1524 | 797.2509 | 0 | 0 | 0 | 0 | 0 | 0 | 3415.4461 | 1499 | 1379.0429 | 1239.1524 | 797.2509 | 17 | 0 | 0 | 0 | 0 | 0 | 3432.4461 | 1499 | 1379.0429 | 1239.1524 | 797.2509 | 0 | 0 | 0 | 0 | 0 | 0 | 3415.4461
1502 | 18.6145 | 18.6145 | 18.6145 | 13.6917 | 13.6917 | 13.6917 | 0.01 | 0.01 | 0.01 | 1502 | 1222.6235 | 1222.6235 | 1222.6235 | 1434.2314 | 1434.2314 | 1434.2314 | 1622.3273 | 2147.4415 | 2040.6941 | 1500 | 1213.3663 | 0 | 620.4811 | 0 | 0 | 0 | 0 | 1833.8474 |  | 1500 | 1213.3663 | 0 | 620.4811 | 0 | 0 | 0 | 0 | 1833.8474 | 1500 | 1213.3663 | 0 | 620.4811 | 0 | 0 | 0 | 0 | 1833.8474 | 1500 | 1277.2277 | 599.3946 | 670.7904 | 0 | 0 | 0 | 0 | 2547.4127 | 1500 | 1277.2277 | 599.3946 | 670.7904 | 0 | 0 | 0 | 0 | 2547.4127 | 1500 | 1277.2277 | 599.3946 | 670.7904 | 0 | 0 | 0 | 0 | 2547.4127 | 1500 | 1298.5149 | 1198.7891 | 838.488 | 0 | 0 | 0 | 0 | 0 | 0 | 3335.7919 | 1500 | 1298.5149 | 1198.7891 | 838.488 | 17 | 0 | 0 | 0 | 0 | 0 | 3352.7919 | 1500 | 1298.5149 | 1198.7891 | 838.488 | 0 | 0 | 0 | 0 | 0 | 0 | 3335.7919
1503 | 18.7755 | 18.7755 | 18.7755 | 18.6145 | 18.6145 | 18.6145 | 0.01 | 0.01 | 0.01 | 1503 | 1238.17 | 1238.17 | 1238.17 | 1452.4687 | 1452.4687 | 1452.4687 | 1642.9564 | 1642.9564 | 1642.9564 | 1501 | 1241.5842 | 0 | 625.567 | 0 | 0 | 0 | 0 | 1867.1512 |  | 1501 | 1241.5842 | 0 | 625.567 | 0 | 0 | 0 | 0 | 1867.1512 | 1501 | 1241.5842 | 0 | 625.567 | 0 | 0 | 0 | 0 | 1867.1512 | 1501 | 1306.9307 | 579.2129 | 676.2887 | 0 | 0 | 0 | 0 | 2562.4323 | 1501 | 1306.9307 | 579.2129 | 676.2887 | 0 | 0 | 0 | 0 | 2562.4323 | 1501 | 1306.9307 | 579.2129 | 676.2887 | 0 | 0 | 0 | 0 | 2562.4323 | 1501 | 1328.7129 | 1158.4258 | 845.3608 | 0 | 0 | 0 | 0 | 0 | 0 | 3332.4995 | 1501 | 1328.7129 | 1158.4258 | 845.3608 | 17 | 0 | 0 | 0 | 0 | 0 | 3349.4995 | 1501 | 1328.7129 | 1158.4258 | 845.3608 | 0 | 0 | 0 | 0 | 0 | 0 | 3332.4995
1504 | 21.0113 | 21.0113 | 21.0113 | 20.9838 | 20.9838 | 20.9838 | 3.0198 | 3.0198 | 3.0198 | 1504 | 1262.6003 | 1262.6003 | 1262.6003 | 1481.1272 | 1481.1272 | 1481.1272 | 1675.3734 | 1675.3734 | 1675.3734 | 1502 | 1439.1089 | 0 | 493.3333 | 0 | 0 | 0 | 0 | 1932.4422 |  | 1502 | 1439.1089 | 0 | 493.3333 | 0 | 0 | 0 | 0 | 1932.4422 | 1502 | 1439.1089 | 0 | 493.3333 | 0 | 0 | 0 | 0 | 1932.4422 | 1502 | 1514.8515 | 571.1403 | 533.3333 | 0 | 0 | 0 | 0 | 2619.3251 | 1502 | 1514.8515 | 571.1403 | 533.3333 | 0 | 0 | 0 | 0 | 2619.3251 | 1502 | 1514.8515 | 571.1403 | 533.3333 | 0 | 0 | 0 | 0 | 2619.3251 | 1502 | 1540.099 | 1142.2805 | 666.6667 | 0 | 0 | 0 | 0 | 0 | 0 | 3349.0462 | 1502 | 1540.099 | 1142.2805 | 666.6667 | 17 | 0 | 0 | 0 | 0 | 0 | 3366.0462 | 1502 | 1540.099 | 1142.2805 | 666.6667 | 0 | 0 | 0 | 0 | 0 | 0 | 3349.0462
1505 | 22.3899 | 22.3899 | 22.3899 | 22.3899 | 21.7964 | 22.3899 | 14.9898 | 14.4573 | 14.4573 | 1505 | 1324.7864 | 1324.7864 | 1324.7864 | 1554.0763 | 1554.0763 | 1554.0763 | 1757.8896 | 1757.8896 | 1757.8896 | 1503 | 1279.2079 | 0 | 233.9519 | 0 | 0 | 0 | 0 | 1513.1598 |  | 1503 | 1279.2079 | 0 | 233.9519 | 0 | 0 | 0 | 0 | 1513.1598 | 1503 | 1279.2079 | 0 | 233.9519 | 0 | 0 | 0 | 0 | 1513.1598 | 1503 | 1346.5347 | 571.1403 | 252.921 | 0 | 0 | 0 | 0 | 2170.5959 | 1503 | 1346.5347 | 571.1403 | 252.921 | 0 | 0 | 0 | 0 | 2170.5959 | 1503 | 1346.5347 | 571.1403 | 252.921 | 0 | 0 | 0 | 0 | 2170.5959 | 1503 | 1368.9769 | 1142.2805 | 316.1512 | 0 | 0 | 0 | 0 | 0 | 0 | 2827.4086 | 1503 | 1368.9769 | 1142.2805 | 316.1512 | 17 | 0 | 0 | 0 | 0 | 0 | 2844.4086 | 1503 | 1368.9769 | 1142.2805 | 316.1512 | 0 | 0 | 0 | 0 | 0 | 0 | 2827.4086
1506 | 22.2497 | 22.2497 | 22.2497 | 22.3899 | 21.7964 | 21.7964 | 14.0674 | 14.0674 | 14.0674 | 1506 | 1318.1236 | 1318.1236 | 1318.1236 | 1546.2604 | 1546.2604 | 1546.2604 | 1749.0486 | 1749.0486 | 1749.0486 | 1504 | 1307.4257 | 0 | 35.6014 | 0 | 0 | 0 | 0 | 1343.0271 |  | 1504 | 1307.4257 | 0 | 35.6014 | 0 | 0 | 0 | 0 | 1343.0271 | 1504 | 1307.4257 | 0 | 35.6014 | 0 | 0 | 0 | 0 | 1343.0271 | 1504 | 1376.2376 | 649.8486 | 38.488 | 0 | 0 | 0 | 0 | 2064.5742 | 1504 | 1376.2376 | 649.8486 | 38.488 | 0 | 0 | 0 | 0 | 2064.5742 | 1504 | 1376.2376 | 649.8486 | 38.488 | 0 | 0 | 0 | 0 | 2064.5742 | 1504 | 1399.1749 | 1299.6973 | 48.11 | 0 | 0 | 0 | 0 | 0 | 0 | 2746.9822 | 1504 | 1399.1749 | 1299.6973 | 48.11 | 17 | 0 | 0 | 0 | 0 | 0 | 2763.9822 | 1504 | 1399.1749 | 1299.6973 | 48.11 | 0 | 0 | 0 | 0 | 0 | 0 | 2746.9822
1507 | 20.9838 | 20.9838 | 20.9838 | 20.5633 | 20.5633 | 20.5633 | 2.3567 | 2.3567 | 2.3567 | 1507 | 1284.8096 | 1284.8096 | 1284.8096 | 1507.1805 | 1507.1805 | 1507.1805 | 1704.8435 | 1704.8435 | 1704.8435 | 1505 | 1495.5446 | 0 | 0 | 0 | 0 | 0 | 0 | 1495.5446 |  | 1505 | 1495.5446 | 0 | 0 | 0 | 0 | 0 | 0 | 1495.5446 | 1505 | 1495.5446 | 0 | 0 | 0 | 0 | 0 | 0 | 1495.5446 | 1505 | 1574.2574 | 742.6842 | 0 | 0 | 0 | 0 | 0 | 2316.9416 | 1505 | 1574.2574 | 742.6842 | 0 | 0 | 0 | 0 | 0 | 2316.9416 | 1505 | 1574.2574 | 742.6842 | 0 | 0 | 0 | 0 | 0 | 2316.9416 | 1505 | 1600.495 | 1485.3683 | 0 | 0 | 0 | 0 | 0 | 0 | 0 | 3085.8634 | 1505 | 1600.495 | 1485.3683 | 0 | 17 | 0 | 0 | 0 | 0 | 0 | 3102.8634 | 1505 | 1600.495 | 1485.3683 | 0 | 0 | 0 | 0 | 0 | 0 | 0 | 3085.8634
1508 | 18.7755 | 18.7755 | 18.7755 | 19.039 | 19.039 | 19.039 | 1.4071 | 1.4071 | 1.4071 | 1508 | 1218.1816 | 1218.1816 | 1218.1816 | 1429.0207 | 1429.0207 | 1429.0207 | 1616.4333 | 1616.4333 | 1616.4333 | 1506 | 1439.1089 | 0 | 0 | 0 | 0 | 0 | 0 | 1439.1089 |  | 1506 | 1439.1089 | 0 | 0 | 0 | 0 | 0 | 0 | 1439.1089 | 1506 | 1439.1089 | 0 | 0 | 0 | 0 | 0 | 0 | 1439.1089 | 1506 | 1514.8515 | 797.1746 | 0 | 0 | 0 | 0 | 0 | 2312.0261 | 1506 | 1514.8515 | 797.1746 | 0 | 0 | 0 | 0 | 0 | 2312.0261 | 1506 | 1514.8515 | 797.1746 | 0 | 0 | 0 | 0 | 0 | 2312.0261 | 1506 | 1540.099 | 1594.3491 | 0 | 0 | 0 | 0 | 0 | 0 | 0 | 3134.4482 | 1506 | 1540.099 | 1594.3491 | 0 | 17 | 0 | 0 | 0 | 0 | 0 | 3151.4482 | 1506 | 1540.099 | 1594.3491 | 0 | 0 | 0 | 0 | 0 | 0 | 0 | 3134.4482
1509 | 18.7755 | 18.7755 | 18.7755 | 19.039 | 19.039 | 19.039 | 1.1209 | 1.1209 | 1.1209 | 1509 | 1143.7804 | 1143.7804 | 1143.7804 | 1341.7423 | 1341.7423 | 1341.7423 | 1517.7086 | 1517.7086 | 1517.7086 | 1507 | 1345.0495 | 0 | 0 | 0 | 0 | 0 | 0 | 1345.0495 |  | 1507 | 1345.0495 | 0 | 0 | 0 | 0 | 0 | 0 | 1345.0495 | 1507 | 1345.0495 | 0 | 0 | 0 | 0 | 0 | 0 | 1345.0495 | 1507 | 1415.8416 | 824.4198 | 0 | 0 | 0 | 0 | 0 | 2240.2614 | 1507 | 1415.8416 | 824.4198 | 0 | 0 | 0 | 0 | 0 | 2240.2614 | 1507 | 1415.8416 | 824.4198 | 0 | 0 | 0 | 0 | 0 | 2240.2614 | 1507 | 1439.4389 | 1648.8396 | 0 | 0 | 0 | 0 | 0 | 0 | 0 | 3088.2785 | 1507 | 1439.4389 | 1648.8396 | 0 | 17 | 0 | 0 | 0 | 0 | 0 | 3105.2785 | 1507 | 1439.4389 | 1648.8396 | 0 | 0 | 0 | 0 | 0 | 0 | 0 | 3088.2785
1510 | 18.6145 | 18.6145 | 18.6145 | 19.039 | 19.039 | 19.039 | 0.01 | 0.01 | 0.01 | 1510 | 1059.3849 | 1059.3849 | 1059.3849 | 1242.74 | 1242.74 | 1242.74 | 1405.7223 | 1405.7223 | 1405.7223 | 1508 | 1392.0792 | 0 | 0 | 0 | 0 | 0 | 0 | 1392.0792 |  | 1508 | 1392.0792 | 0 | 0 | 0 | 0 | 0 | 0 | 1392.0792 | 1508 | 1392.0792 | 0 | 0 | 0 | 0 | 0 | 0 | 1392.0792 | 1508 | 1465.3465 | 827.447 | 0 | 0 | 0 | 0 | 0 | 2292.7936 | 1508 | 1465.3465 | 827.447 | 0 | 0 | 0 | 0 | 0 | 2292.7936 | 1508 | 1465.3465 | 827.447 | 0 | 0 | 0 | 0 | 0 | 2292.7936 | 1508 | 1489.769 | 1654.894 | 0 | 0 | 0 | 0 | 0 | 0 | 0 | 3144.663 | 1508 | 1489.769 | 1654.894 | 0 | 17 | 0 | 0 | 0 | 0 | 0 | 3161.663 | 1508 | 1489.769 | 1654.894 | 0 | 0 | 0 | 0 | 0 | 0 | 0 | 3144.663
1511 | 18.6145 | 18.6145 | 18.6145 | 18.6145 | 18.6145 | 18.6145 | 0.01 | 0.01 | 0.01 | 1511 | 1010.5244 | 1010.5244 | 1010.5244 | 1185.4229 | 1185.4229 | 1185.4229 | 1340.8881 | 1340.8881 | 1340.8881 | 1509 | 1429.703 | 0 | 0 | 0 | 0 | 0 | 0 | 1429.703 |  | 1509 | 1429.703 | 0 | 0 | 0 | 0 | 0 | 0 | 1429.703 | 1509 | 1429.703 | 0 | 0 | 0 | 0 | 0 | 0 | 1429.703 | 1509 | 1504.9505 | 798.1837 | 0 | 0 | 0 | 0 | 0 | 2303.1341 | 1509 | 1504.9505 | 798.1837 | 0 | 0 | 0 | 0 | 0 | 2303.1341 | 1509 | 1504.9505 | 798.1837 | 0 | 0 | 0 | 0 | 0 | 2303.1341 | 1509 | 1530.033 | 1596.3673 | 0 | 0 | 0 | 0 | 0 | 0 | 0 | 3126.4003 | 1509 | 1530.033 | 1596.3673 | 0 | 17 | 0 | 0 | 0 | 0 | 0 | 3143.4003 | 1509 | 1530.033 | 1596.3673 | 0 | 0 | 0 | 0 | 0 | 0 | 0 | 3126.4003
1512 | 18.6145 | 18.6145 | 18.6145 | 19.039 | 19.039 | 19.039 | 0.01 | 0.01 | 0.01 | 1512 | 991.6465 | 991.6465 | 991.6465 | 1163.2776 | 1163.2776 | 1163.2776 | 1315.8386 | 1315.8386 | 1315.8386 | 1510 | 1382.6733 | 0 | 0 | 0 | 0 | 0 | 0 | 1382.6733 |  | 1510 | 1382.6733 | 0 | 0 | 0 | 0 | 0 | 0 | 1382.6733 | 1510 | 1382.6733 | 0 | 0 | 0 | 0 | 0 | 0 | 1382.6733 | 1510 | 1455.4455 | 758.8295 | 0 | 0 | 0 | 0 | 0 | 2214.275 | 1510 | 1455.4455 | 758.8295 | 0 | 0 | 0 | 0 | 0 | 2214.275 | 1510 | 1455.4455 | 758.8295 | 0 | 0 | 0 | 0 | 0 | 2214.275 | 1510 | 1479.703 | 1517.6589 | 0 | 0 | 0 | 0 | 0 | 0 | 0 | 2997.3619 | 1510 | 1479.703 | 1517.6589 | 0 | 17 | 0 | 0 | 0 | 0 | 0 | 3014.3619 | 1510 | 1479.703 | 1517.6589 | 0 | 0 | 0 | 0 | 0 | 0 | 0 | 2997.3619
1513 | 63.4714 | 64.4486 | 64.4633 | 62.2214 | 62.8603 | 62.9097 | 42.0481 | 42.3123 | 42.1968 | 1513 | 983.8732 | 983.8732 | 983.8732 | 1154.159 | 1154.159 | 1154.159 | 1305.5241 | 1305.5241 | 1305.5241 | 1511 | 1194.5545 | 0 | 0 | 0 | 0 | 0 | 0 | 1194.5545 |  | 1511 | 1194.5545 | 0 | 0 | 0 | 0 | 0 | 0 | 1194.5545 | 1511 | 1194.5545 | 0 | 0 | 0 | 0 | 0 | 0 | 1194.5545 | 1511 | 1257.4257 | 729.5661 | 0 | 0 | 0 | 0 | 0 | 1986.9918 | 1511 | 1257.4257 | 729.5661 | 0 | 0 | 0 | 0 | 0 | 1986.9918 | 1511 | 1257.4257 | 729.5661 | 0 | 0 | 0 | 0 | 0 | 1986.9918 | 1511 | 1278.3828 | 1459.1322 | 0 | 0 | 0 | 0 | 0 | 0 | 0 | 2737.515 | 1511 | 1278.3828 | 1459.1322 | 0 | 17 | 0 | 0 | 0 | 0 | 0 | 2754.515 | 1511 | 1278.3828 | 1459.1322 | 0 | 0 | 0 | 0 | 0 | 0 | 0 | 2737.515
1514 | 86.7998 | 86.7998 | 86.7998 | 62.243 | 62.8603 | 62.9097 | 42.0481 | 42.3123 | 42.1968 | 1514 | 980.5418 | 980.5418 | 980.5418 | 1150.251 | 1150.251 | 1150.251 | 1301.1036 | 1301.1036 | 1301.1036 | 1512 | 1044.0594 | 0 | 0 | 0 | 0 | 0 | 0 | 1044.0594 |  | 1512 | 1044.0594 | 0 | 0 | 0 | 0 | 0 | 0 | 1044.0594 | 1512 | 1044.0594 | 0 | 0 | 0 | 0 | 0 | 0 | 1044.0594 | 1512 | 1099.0099 | 692.2301 | 0 | 0 | 0 | 0 | 0 | 1791.24 | 1512 | 1099.0099 | 692.2301 | 0 | 0 | 0 | 0 | 0 | 1791.24 | 1512 | 1099.0099 | 692.2301 | 0 | 0 | 0 | 0 | 0 | 1791.24 | 1512 | 1117.3267 | 1384.4601 | 0 | 0 | 0 | 0 | 0 | 0 | 0 | 2501.7869 | 1512 | 1117.3267 | 1384.4601 | 0 | 17 | 0 | 0 | 0 | 0 | 0 | 2518.7869 | 1512 | 413.9429 | 1384.4601 | 0 | 0 | 0 | 0 | 0 | 0 | 0 | 1798.4031
1515 | 85.9248 | 85.9248 | 85.9248 | 86.0396 | 86.0396 | 86.0396 | 42.0481 | 42.3123 | 42.1968 | 1515 | 998.3093 | 998.3093 | 998.3093 | 1171.0936 | 1171.0936 | 1171.0936 | 1324.6796 | 1324.6796 | 1324.6796 | 1513 | 978.2178 | 0 | 0 | 0 | 0 | 0 | 0 | 978.2178 |  | 1513 | 978.2178 | 0 | 0 | 0 | 0 | 0 | 0 | 978.2178 | 1513 | 978.2178 | 0 | 0 | 0 | 0 | 0 | 0 | 978.2178 | 1513 | 1029.703 | 600.4036 | 0 | 0 | 0 | 0 | 0 | 1630.1066 | 1513 | 1029.703 | 600.4036 | 0 | 0 | 0 | 0 | 0 | 1630.1066 | 1513 | 1029.703 | 600.4036 | 0 | 0 | 0 | 0 | 0 | 1630.1066 | 1513 | 1046.8647 | 1200.8073 | 0 | 0 | 0 | 0 | 0 | 0 | 0 | 2247.672 | 1513 | 1046.8647 | 1200.8073 | 0 | 17 | 0 | 0 | 0 | 0 | 0 | 2264.672 | 1513 | 1046.8647 | 1200.8073 | 0 | 0 | 0 | 0 | 0 | 0 | 0 | 2247.672
1516 | 85.4929 | 85.4929 | 85.4929 | 87.9363 | 87.9363 | 87.9363 | 42.2611 | 42.4641 | 43.4696 | 1516 | 1046.0593 | 1046.0593 | 1046.0593 | 1227.1081 | 1227.1081 | 1227.1081 | 1388.0403 | 1388.0403 | 1388.0403 | 1514 | 743.0693 | 0 | 0 | 0 | 0 | 0 | 150 | 893.0693 |  | 1514 | 743.0693 | 0 | 0 | 0 | 0 | 0 | 150 | 893.0693 | 1514 | 743.0693 | 0 | 0 | 0 | 0 | 0 | 150 | 893.0693 | 1514 | 782.1782 | 471.2412 | 0 | 0 | 0 | 0 | 0 | 1253.4194 | 1514 | 782.1782 | 471.2412 | 0 | 0 | 0 | 0 | 0 | 1253.4194 | 1514 | 782.1782 | 471.2412 | 0 | 0 | 0 | 0 | 0 | 1253.4194 | 1514 | 795.2145 | 942.4823 | 0 | 0 | 0 | 0 | 0 | 0 | 0 | 1737.6969 | 1514 | 795.2145 | 942.4823 | 0 | 17 | 0 | 0 | 0 | 0 | 0 | 1754.6969 | 1514 | 795.2145 | 942.4823 | 0 | 0 | 0 | 0 | 0 | 0 | 0 | 1737.6969
1517 | 86.9563 | 86.9563 | 86.9563 | 88.8508 | 88.8646 | 88.8646 | 43.2952 | 43.2952 | 43.4696 | 1517 | 1160.4374 | 1160.4374 | 1160.4374 | 1361.2823 | 1361.2823 | 1361.2823 | 1539.8111 | 1539.8111 | 1539.8111 | 1515 | 630.198 | 0 | 0 | 0 | 0 | 0 | 150 | 780.198 |  | 1515 | 630.198 | 0 | 0 | 0 | 0 | 0 | 150 | 780.198 | 1515 | 630.198 | 0 | 0 | 0 | 0 | 0 | 150 | 780.198 | 1515 | 663.3663 | 348.1332 | 0 | 0 | 0 | 0 | 0 | 1011.4995 | 1515 | 663.3663 | 348.1332 | 0 | 0 | 0 | 0 | 0 | 1011.4995 | 1515 | 663.3663 | 348.1332 | 0 | 0 | 0 | 0 | 0 | 1011.4995 | 1515 | 674.4224 | 696.2664 | 0 | 0 | 0 | 0 | 0 | 0 | 0 | 1370.6888 | 1515 | 674.4224 | 696.2664 | 0 | 17 | 0 | 0 | 0 | 0 | 0 | 1387.6888 | 1515 | 674.4224 | 696.2664 | 0 | 0 | 0 | 0 | 0 | 0 | 0 | 1370.6888
1518 | 92.6368 | 92.6187 | 92.6368 | 90.7143 | 90.7143 | 90.7143 | 90.7143 | 66.8698 | 68.1112 | 1518 | 1278.1468 | 1278.1468 | 1278.1468 | 1499.3645 | 1499.3645 | 1499.3645 | 1696.0025 | 1696.0025 | 1696.0025 | 1516 | 611.3861 | 0 | 0 | 0 | 0 | 0 | 150 | 761.3861 |  | 1516 | 611.3861 | 0 | 0 | 0 | 0 | 0 | 150 | 761.3861 | 1516 | 611.3861 | 0 | 0 | 0 | 0 | 0 | 150 | 761.3861 | 1516 | 643.5644 | 286.5792 | 0 | 0 | 0 | 0 | 0 | 930.1436 | 1516 | 643.5644 | 286.5792 | 0 | 0 | 0 | 0 | 0 | 930.1436 | 1516 | 643.5644 | 286.5792 | 0 | 0 | 0 | 0 | 0 | 930.1436 | 1516 | 654.2904 | 573.1584 | 0 | 0 | 0 | 0 | 0 | 0 | 0 | 1227.4489 | 1516 | 654.2904 | 573.1584 | 0 | 17 | 0 | 0 | 0 | 0 | 0 | 1244.4489 | 1516 | 654.2904 | 573.1584 | 0 | 0 | 0 | 0 | 0 | 0 | 0 | 1227.4489
1519 | 94.1522 | 92.6187 | 92.6368 | 92.5051 | 91.615 | 91.8045 | 93.2948 | 90.7143 | 96.6253 | 1519 | 1411.4028 | 1411.4028 | 1411.4028 | 1655.684 | 1655.684 | 1655.684 | 1872.8229 | 1872.8229 | 1872.8229 | 1517 | 479.703 | 0 | 0 | 0 | 0 | 0 | 150 | 629.703 |  | 1517 | 479.703 | 0 | 0 | 0 | 0 | 0 | 150 | 629.703 | 1517 | 479.703 | 0 | 0 | 0 | 0 | 0 | 150 | 629.703 | 1517 | 504.9505 | 282.5429 | 0 | 0 | 0 | 0 | 0 | 787.4934 | 1517 | 504.9505 | 282.5429 | 0 | 0 | 0 | 0 | 0 | 787.4934 | 1517 | 504.9505 | 282.5429 | 0 | 0 | 0 | 0 | 0 | 787.4934 | 1517 | 513.3663 | 565.0858 | 0 | 0 | 0 | 0 | 0 | 0 | 0 | 1078.4521 | 1517 | 513.3663 | 565.0858 | 0 | 17 | 0 | 0 | 0 | 0 | 0 | 1095.4521 | 1517 | 513.3663 | 565.0858 | 0 | 0 | 0 | 0 | 0 | 0 | 0 | 1078.4521
1520 | 94.1522 | 92.6187 | 93.9241 | 92.5051 | 91.615 | 91.8045 | 93.2948 | 90.7143 | 93.2948 | 1520 | 1445.8272 | 1445.8272 | 1445.8272 | 1696.0665 | 1696.0665 | 1696.0665 | 1918.5015 | 1918.5015 | 1918.5015 | 1518 | 376.2376 | 0 | 10.1718 | 150 | 0 | 0 | 150 | 686.4094 |  | 1518 | 376.2376 | 0 | 10.1718 | 150 | 0 | 0 | 150 | 686.4094 | 1518 | 376.2376 | 0 | 10.1718 | 150 | 0 | 0 | 150 | 686.4094 | 1518 | 396.0396 | 286.5792 | 10.9966 | 44.4829 | 0 | 0 | 0 | 738.0983 | 1518 | 396.0396 | 286.5792 | 10.9966 | 44.4829 | 0 | 0 | 0 | 738.0983 | 1518 | 396.0396 | 286.5792 | 10.9966 | 44.4829 | 0 | 0 | 0 | 738.0983 | 1518 | 402.6403 | 573.1584 | 13.7457 | 62.082 | 0 | 0 | 0 | 0 | 0 | 1051.6264 | 1518 | 402.6403 | 573.1584 | 13.7457 | 17 | 0 | 0 | 0 | 0 | 0 | 1006.5444 | 1518 | 402.6403 | 573.1584 | 13.7457 | 0 | 0 | 0 | 0 | 0 | 0 | 989.5444
1521 | 87.242 | 87.242 | 87.242 | 92.5051 | 91.615 | 91.8045 | 82.6536 | 66.8698 | 68.1112 | 1521 | 1418.0656 | 1418.0656 | 1418.0656 | 1663.5 | 1663.5 | 1663.5 | 1881.6639 | 1881.6639 | 1881.6639 | 1519 | 263.3663 | 0 | 71.2027 | 150 | 0 | 0 | 150 | 634.5691 |  | 1519 | 263.3663 | 0 | 71.2027 | 150 | 0 | 0 | 150 | 634.5691 | 1519 | 263.3663 | 0 | 71.2027 | 150 | 0 | 0 | 150 | 634.5691 | 1519 | 277.2277 | 266.3976 | 76.9759 | 150 | 0 | 0 | 0 | 770.6012 | 1519 | 277.2277 | 266.3976 | 76.9759 | 150 | 0 | 0 | 0 | 770.6012 | 1519 | 277.2277 | 266.3976 | 76.9759 | 150 | 0 | 0 | 0 | 770.6012 | 1519 | 281.8482 | 532.7952 | 96.2199 | 150 | 0 | 0 | 0 | 0 | 0 | 1060.8633 | 1519 | 281.8482 | 532.7952 | 96.2199 | 27.874 | 0 | 0 | 0 | 0 | 0 | 938.7373 | 1519 | 281.8482 | 532.7952 | 96.2199 | 150 | 0 | 0 | 0 | 0 | 0 | 1060.8633
1522 | 84.1725 | 84.1725 | 84.1725 | 89.2062 | 89.2062 | 89.2062 | 42.2611 | 42.4641 | 43.4696 | 1522 | 1392.5248 | 1392.5248 | 1392.5248 | 1633.5387 | 1633.5387 | 1633.5387 | 1847.7733 | 1847.7733 | 1847.7733 | 1520 | 272.7723 | 0 | 193.2646 | 150 | 0 | 0 | 150 | 766.0369 |  | 1520 | 272.7723 | 0 | 193.2646 | 150 | 0 | 0 | 150 | 766.0369 | 1520 | 272.7723 | 0 | 193.2646 | 150 | 0 | 0 | 150 | 766.0369 | 1520 | 287.1287 | 250.2523 | 208.9347 | 150 | 0 | 0 | 0 | 896.3157 | 1520 | 287.1287 | 250.2523 | 208.9347 | 150 | 0 | 0 | 0 | 896.3157 | 1520 | 287.1287 | 250.2523 | 208.9347 | 150 | 0 | 0 | 0 | 896.3157 | 1520 | 291.9142 | 500.5045 | 261.1684 | 150 | 0 | 0 | 0 | 0 | 0 | 1203.5871 | 1520 | 291.9142 | 500.5045 | 261.1684 | 17 | 0 | 0 | 0 | 0 | 0 | 1070.5871 | 1520 | 291.9142 | 500.5045 | 261.1684 | 150 | 0 | 0 | 0 | 0 | 0 | 1203.5871
1523 | 79.3441 | 79.3441 | 79.3441 | 54.172 | 54.6416 | 54.172 | 33.3394 | 29.4762 | 30.4817 | 1523 | 1351.4376 | 1351.4376 | 1351.4376 | 1585.3402 | 1585.3402 | 1585.3402 | 1793.2537 | 1793.2537 | 1793.2537 | 1521 | 300.9901 | 0 | 335.6701 | 0 | 0 | 0 | 150 | 786.6602 |  | 1521 | 300.9901 | 0 | 335.6701 | 0 | 0 | 0 | 150 | 786.6602 | 1521 | 300.9901 | 0 | 335.6701 | 0 | 0 | 0 | 150 | 786.6602 | 1521 | 316.8317 | 257.3158 | 362.8866 | 150 | 0 | 0 | 0 | 1087.0341 | 1521 | 316.8317 | 257.3158 | 362.8866 | 150 | 0 | 0 | 0 | 1087.0341 | 1521 | 316.8317 | 257.3158 | 362.8866 | 150 | 0 | 0 | 0 | 1087.0341 | 1521 | 322.1122 | 514.6317 | 453.6082 | 0 | 0 | 0 | 0 | 0 | 0 | 1290.3521 | 1521 | 322.1122 | 514.6317 | 453.6082 | 17 | 0 | 0 | 0 | 0 | 0 | 1307.3521 | 1521 | 322.1122 | 514.6317 | 453.6082 | 0 | 0 | 0 | 0 | 0 | 0 | 1290.3521
1524 | 79.3441 | 79.3441 | 79.3441 | 54.172 | 54.6416 | 54.172 | 33.3394 | 29.4762 | 30.4817 | 1524 | 1344.7748 | 1344.7748 | 1344.7748 | 1577.5243 | 1577.5243 | 1577.5243 | 1784.4127 | 1784.4127 | 1784.4127 | 1522 | 348.0198 | 0 | 457.732 | 0 | 0 | 0 | 150 | 955.7518 |  | 1522 | 348.0198 | 0 | 457.732 | 0 | 0 | 0 | 150 | 955.7518 | 1522 | 348.0198 | 0 | 457.732 | 0 | 0 | 0 | 150 | 955.7518 | 1522 | 366.3366 | 282.5429 | 494.8454 | 0 | 0 | 0 | 0 | 1143.7249 | 1522 | 366.3366 | 282.5429 | 494.8454 | 0 | 0 | 0 | 0 | 1143.7249 | 1522 | 366.3366 | 282.5429 | 494.8454 | 0 | 0 | 0 | 0 | 1143.7249 | 1522 | 372.4422 | 565.0858 | 618.5567 | 0 | 0 | 0 | 0 | 0 | 0 | 1556.0847 | 1522 | 372.4422 | 565.0858 | 618.5567 | 17 | 0 | 0 | 0 | 0 | 0 | 1573.0847 | 1522 | 372.4422 | 565.0858 | 618.5567 | 0 | 0 | 0 | 0 | 0 | 0 | 1556.0847
1525 | 81.5718 | 81.5718 | 81.5718 | 54.172 | 54.6416 | 54.172 | 33.3394 | 29.4762 | 28.9632 | 1525 | 1319.234 | 1319.234 | 1319.234 | 1547.563 | 1547.563 | 1547.563 | 1750.5221 | 1750.5221 | 1750.5221 | 1523 | 357.4257 | 0 | 574.7079 | 0 | 0 | 0 | 150 | 1082.1336 |  | 1523 | 357.4257 | 0 | 574.7079 | 0 | 0 | 0 | 150 | 1082.1336 | 1523 | 357.4257 | 0 | 574.7079 | 0 | 0 | 0 | 150 | 1082.1336 | 1523 | 376.2376 | 313.8244 | 621.3058 | 0 | 0 | 0 | 0 | 1311.3679 | 1523 | 376.2376 | 313.8244 | 621.3058 | 0 | 0 | 0 | 0 | 1311.3679 | 1523 | 376.2376 | 313.8244 | 621.3058 | 0 | 0 | 0 | 0 | 1311.3679 | 1523 | 382.5083 | 627.6488 | 776.6323 | 0 | 0 | 0 | 0 | 0 | 0 | 1786.7894 | 1523 | 382.5083 | 627.6488 | 776.6323 | 17 | 0 | 0 | 0 | 0 | 0 | 1803.7894 | 1523 | 382.5083 | 627.6488 | 776.6323 | 0 | 0 | 0 | 0 | 0 | 0 | 1786.7894
1526 | 74.1528 | 74.1528 | 74.1528 | 54.172 | 54.6416 | 54.172 | 33.3394 | 29.4762 | 28.8088 | 1526 | 1311.4608 | 1311.4608 | 1311.4608 | 1538.4444 | 1538.4444 | 1538.4444 | 1740.2076 | 1740.2076 | 1740.2076 | 1524 | 451.4851 | 0 | 625.567 | 0 | 0 | 0 | 150 | 1227.0522 |  | 1524 | 451.4851 | 0 | 625.567 | 0 | 0 | 0 | 150 | 1227.0522 | 1524 | 451.4851 | 0 | 625.567 | 0 | 0 | 0 | 150 | 1227.0522 | 1524 | 475.2475 | 335.0151 | 676.2887 | 0 | 0 | 0 | 0 | 1486.5513 | 1524 | 475.2475 | 335.0151 | 676.2887 | 0 | 0 | 0 | 0 | 1486.5513 | 1524 | 475.2475 | 335.0151 | 676.2887 | 0 | 0 | 0 | 0 | 1486.5513 | 1524 | 483.1683 | 670.0303 | 845.3608 | 0 | 0 | 0 | 0 | 0 | 0 | 1998.5594 | 1524 | 483.1683 | 670.0303 | 845.3608 | 17 | 0 | 0 | 0 | 0 | 0 | 2015.5594 | 1524 | 483.1683 | 670.0303 | 845.3608 | 0 | 0 | 0 | 0 | 0 | 0 | 1998.5594
1527 | 84.1725 | 84.1725 | 84.1725 | 54.172 | 54.6416 | 54.172 | 33.3394 | 29.4762 | 29.1702 | 1527 | 1284.8096 | 1284.8096 | 1284.8096 | 1507.1805 | 1507.1805 | 1507.1805 | 1704.8435 | 1704.8435 | 1704.8435 | 1525 | 536.1386 | 0 | 579.7938 | 0 | 0 | 0 | 150 | 1265.9324 |  | 1525 | 536.1386 | 0 | 579.7938 | 0 | 0 | 0 | 150 | 1265.9324 | 1525 | 536.1386 | 0 | 579.7938 | 0 | 0 | 0 | 150 | 1265.9324 | 1525 | 564.3564 | 340.0605 | 626.8041 | 0 | 0 | 0 | 0 | 1531.2211 | 1525 | 564.3564 | 340.0605 | 626.8041 | 0 | 0 | 0 | 0 | 1531.2211 | 1525 | 564.3564 | 340.0605 | 626.8041 | 0 | 0 | 0 | 0 | 1531.2211 | 1525 | 573.7624 | 680.1211 | 783.5052 | 0 | 0 | 0 | 0 | 0 | 0 | 2037.3886 | 1525 | 573.7624 | 680.1211 | 783.5052 | 17 | 0 | 0 | 0 | 0 | 0 | 2054.3886 | 1525 | 573.7624 | 680.1211 | 783.5052 | 0 | 0 | 0 | 0 | 0 | 0 | 2037.3886
1528 | 86.3097 | 86.3097 | 86.3097 | 59.1837 | 59.3794 | 59.3794 | 47.638 | 47.638 | 47.6312 | 1528 | 1291.4724 | 1291.4724 | 1291.4724 | 1514.9965 | 1514.9965 | 1514.9965 | 1713.6845 | 1713.6845 | 1713.6845 | 1526 | 564.3564 | 0 | 457.732 | 0 | 0 | 0 | 49.1877 | 1071.276 |  | 1526 | 564.3564 | 0 | 457.732 | 0 | 0 | 0 | 49.1877 | 1071.276 | 1526 | 564.3564 | 0 | 457.732 | 0 | 0 | 0 | 49.1877 | 1071.276 | 1526 | 594.0594 | 340.0605 | 494.8454 | 0 | 0 | 0 | 0 | 1428.9653 | 1526 | 594.0594 | 340.0605 | 494.8454 | 0 | 0 | 0 | 0 | 1428.9653 | 1526 | 594.0594 | 340.0605 | 494.8454 | 0 | 0 | 0 | 0 | 1428.9653 | 1526 | 603.9604 | 680.1211 | 618.5567 | 0 | 0 | 0 | 0 | 0 | 0 | 1902.6382 | 1526 | 603.9604 | 680.1211 | 618.5567 | 17 | 0 | 0 | 0 | 0 | 0 | 1919.6382 | 1526 | 603.9604 | 680.1211 | 618.5567 | 0 | 0 | 0 | 0 | 0 | 0 | 1902.6382
1529 | 94.1522 | 92.6187 | 92.6368 | 92.5051 | 91.615 | 91.8045 | 82.6536 | 66.8698 | 68.1112 | 1529 | 1361.4318 | 1361.4318 | 1361.4318 | 1597.0642 | 1597.0642 | 1597.0642 | 1806.5152 | 1806.5152 | 1806.5152 | 1527 | 601.9802 | 0 | 233.9519 | 0 | 0 | 0 | 150 | 985.9321 |  | 1527 | 601.9802 | 0 | 233.9519 | 0 | 0 | 0 | 150 | 985.9321 | 1527 | 601.9802 | 0 | 233.9519 | 0 | 0 | 0 | 150 | 985.9321 | 1527 | 633.6634 | 337.0333 | 252.921 | 0 | 0 | 0 | 0 | 1223.6176 | 1527 | 633.6634 | 337.0333 | 252.921 | 0 | 0 | 0 | 0 | 1223.6176 | 1527 | 633.6634 | 337.0333 | 252.921 | 0 | 0 | 0 | 0 | 1223.6176 | 1527 | 644.2244 | 674.0666 | 316.1512 | 0 | 0 | 0 | 0 | 0 | 0 | 1634.4422 | 1527 | 644.2244 | 674.0666 | 316.1512 | 17 | 0 | 0 | 0 | 0 | 0 | 1651.4422 | 1527 | 644.2244 | 674.0666 | 316.1512 | 0 | 0 | 0 | 0 | 0 | 0 | 1634.4422
1530 | 94.1522 | 92.6187 | 92.6368 | 92.5051 | 91.615 | 91.6759 | 82.6536 | 66.8698 | 68.1112 | 1530 | 1361.4318 | 1361.4318 | 1361.4318 | 1597.0642 | 1597.0642 | 1597.0642 | 1806.5152 | 1806.5152 | 1806.5152 | 1528 | 536.1386 | 0 | 40.6873 | 0 | 0 | 0 | 150 | 726.8259 |  | 1528 | 536.1386 | 0 | 40.6873 | 0 | 0 | 0 | 150 | 726.8259 | 1528 | 536.1386 | 0 | 40.6873 | 0 | 0 | 0 | 150 | 726.8259 | 1528 | 564.3564 | 359.2331 | 43.9863 | 0 | 0 | 0 | 0 | 967.5758 | 1528 | 564.3564 | 359.2331 | 43.9863 | 0 | 0 | 0 | 0 | 967.5758 | 1528 | 564.3564 | 359.2331 | 43.9863 | 0 | 0 | 0 | 0 | 967.5758 | 1528 | 573.7624 | 718.4662 | 54.9828 | 0 | 0 | 0 | 0 | 0 | 0 | 1347.2114 | 1528 | 573.7624 | 718.4662 | 54.9828 | 17 | 0 | 0 | 0 | 0 | 0 | 1364.2114 | 1528 | 573.7624 | 718.4662 | 54.9828 | 0 | 0 | 0 | 0 | 0 | 0 | 1347.2114
1531 | 94.1522 | 92.6187 | 92.6368 | 92.5051 | 91.615 | 91.6759 | 82.6536 | 66.8698 | 68.1112 | 1531 | 1329.2282 | 1329.2282 | 1329.2282 | 1559.287 | 1559.287 | 1559.287 | 1763.7836 | 1763.7836 | 1763.7836 | 1529 | 630.198 | 0 | 5.0859 | 150 | 0 | 0 | 150 | 935.2839 |  | 1529 | 630.198 | 0 | 5.0859 | 150 | 0 | 0 | 150 | 935.2839 | 1529 | 630.198 | 0 | 5.0859 | 150 | 0 | 0 | 150 | 935.2839 | 1529 | 663.3663 | 399.5964 | 5.4983 | 150 | 0 | 0 | 0 | 1218.461 | 1529 | 663.3663 | 399.5964 | 5.4983 | 150 | 0 | 0 | 0 | 1218.461 | 1529 | 663.3663 | 399.5964 | 5.4983 | 150 | 0 | 0 | 0 | 1218.461 | 1529 | 674.4224 | 799.1927 | 6.8729 | 0 | 0 | 0 | 0 | 0 | 0 | 1480.488 | 1529 | 674.4224 | 799.1927 | 6.8729 | 17 | 0 | 0 | 0 | 0 | 0 | 1497.488 | 1529 | 674.4224 | 799.1927 | 6.8729 | 0 | 0 | 0 | 0 | 0 | 0 | 1480.488
1532 | 94.1522 | 92.6187 | 92.6368 | 92.5051 | 91.615 | 91.8045 | 82.6536 | 66.8698 | 68.1112 | 1532 | 1264.8212 | 1264.8212 | 1264.8212 | 1483.7326 | 1483.7326 | 1483.7326 | 1678.3204 | 1678.3204 | 1678.3204 | 1530 | 855.9406 | 0 | 0 | 150 | 0 | 0 | 150 | 1155.9406 |  | 1530 | 855.9406 | 0 | 0 | 150 | 0 | 0 | 150 | 1155.9406 | 1530 | 855.9406 | 0 | 0 | 150 | 0 | 0 | 150 | 1155.9406 | 1530 | 900.9901 | 411.7053 | 0 | 150 | 0 | 0 | 0 | 1462.6954 | 1530 | 900.9901 | 411.7053 | 0 | 150 | 0 | 0 | 0 | 1462.6954 | 1530 | 900.9901 | 411.7053 | 0 | 150 | 0 | 0 | 0 | 1462.6954 | 1530 | 916.0066 | 823.4107 | 0 | 0 | 0 | 0 | 0 | 0 | 0 | 1739.4173 | 1530 | 916.0066 | 823.4107 | 0 | 17 | 0 | 0 | 0 | 0 | 0 | 1756.4173 | 1530 | 916.0066 | 823.4107 | 0 | 0 | 0 | 0 | 0 | 0 | 0 | 1739.4173
1533 | 94.1522 | 92.6187 | 92.6368 | 92.5051 | 91.615 | 91.8045 | 82.6536 | 66.8698 | 68.1112 | 1533 | 1190.4199 | 1190.4199 | 1190.4199 | 1396.4542 | 1396.4542 | 1396.4542 | 1579.5957 | 1579.5957 | 1579.5957 | 1531 | 780.6931 | 0 | 0 | 150 | 0 | 0 | 150 | 1080.6931 |  | 1531 | 780.6931 | 0 | 0 | 150 | 0 | 0 | 150 | 1080.6931 | 1531 | 780.6931 | 0 | 0 | 150 | 0 | 0 | 150 | 1080.6931 | 1531 | 821.7822 | 394.551 | 0 | 150 | 0 | 0 | 0 | 1366.3331 | 1531 | 821.7822 | 394.551 | 0 | 150 | 0 | 0 | 0 | 1366.3331 | 1531 | 821.7822 | 394.551 | 0 | 150 | 0 | 0 | 0 | 1366.3331 | 1531 | 835.4785 | 789.1019 | 0 | 0 | 0 | 0 | 0 | 0 | 0 | 1624.5805 | 1531 | 835.4785 | 789.1019 | 0 | 17 | 0 | 0 | 0 | 0 | 0 | 1641.5805 | 1531 | 835.4785 | 789.1019 | 0 | 0 | 0 | 0 | 0 | 0 | 0 | 1624.5805
1534 | 94.0338 | 92.6187 | 92.6368 | 92.5051 | 91.615 | 91.8045 | 82.6536 | 66.8698 | 68.1112 | 1534 | 1113.7978 | 1113.7978 | 1113.7978 | 1306.5705 | 1306.5705 | 1306.5705 | 1477.924 | 1477.924 | 1477.924 | 1532 | 696.0396 | 0 | 0 | 150 | 0 | 0 | 150 | 996.0396 |  | 1532 | 696.0396 | 0 | 0 | 150 | 0 | 0 | 150 | 996.0396 | 1532 | 696.0396 | 0 | 0 | 150 | 0 | 0 | 150 | 996.0396 | 1532 | 732.6733 | 358.224 | 0 | 150 | 0 | 0 | 0 | 1240.8973 | 1532 | 732.6733 | 358.224 | 0 | 150 | 0 | 0 | 0 | 1240.8973 | 1532 | 732.6733 | 358.224 | 0 | 150 | 0 | 0 | 0 | 1240.8973 | 1532 | 744.8845 | 716.448 | 0 | 0 | 0 | 0 | 0 | 0 | 0 | 1461.3325 | 1532 | 744.8845 | 716.448 | 0 | 17 | 0 | 0 | 0 | 0 | 0 | 1478.3325 | 1532 | 744.8845 | 716.448 | 0 | 0 | 0 | 0 | 0 | 0 | 0 | 1461.3325
1535 | 92.6368 | 92.6187 | 92.6368 | 92.1742 | 91.615 | 91.8045 | 82.6536 | 66.8698 | 68.1112 | 1535 | 1074.9314 | 1074.9314 | 1074.9314 | 1260.9773 | 1260.9773 | 1260.9773 | 1426.3513 | 1426.3513 | 1426.3513 | 1533 | 517.3267 | 0 | 0 | 150 | 0 | 0 | 150 | 817.3267 |  | 1533 | 517.3267 | 0 | 0 | 150 | 0 | 0 | 150 | 817.3267 | 1533 | 517.3267 | 0 | 0 | 150 | 0 | 0 | 150 | 817.3267 | 1533 | 544.5545 | 316.8517 | 0 | 150 | 0 | 0 | 0 | 1011.4061 | 1533 | 544.5545 | 316.8517 | 0 | 150 | 0 | 0 | 0 | 1011.4061 | 1533 | 544.5545 | 316.8517 | 0 | 150 | 0 | 0 | 0 | 1011.4061 | 1533 | 553.6304 | 633.7033 | 0 | 0 | 0 | 0 | 0 | 0 | 0 | 1187.3337 | 1533 | 553.6304 | 633.7033 | 0 | 17 | 0 | 0 | 0 | 0 | 0 | 1204.3337 | 1533 | 553.6304 | 633.7033 | 0 | 0 | 0 | 0 | 0 | 0 | 0 | 1187.3337
1536 | 91.4301 | 91.4301 | 91.4301 | 91.7331 | 91.615 | 91.6759 | 82.6536 | 66.8698 | 68.1112 | 1536 | 1058.2745 | 1058.2745 | 1058.2745 | 1241.4373 | 1241.4373 | 1241.4373 | 1404.2488 | 1404.2488 | 1404.2488 | 1534 | 329.2079 | 0 | 0 | 150 | 0 | 0 | 150 | 629.2079 |  | 1534 | 329.2079 | 0 | 0 | 150 | 0 | 0 | 150 | 629.2079 | 1534 | 329.2079 | 0 | 0 | 150 | 0 | 0 | 150 | 629.2079 | 1534 | 346.5347 | 266.3976 | 0 | 150 | 0 | 0 | 0 | 762.9322 | 1534 | 346.5347 | 266.3976 | 0 | 150 | 0 | 0 | 0 | 762.9322 | 1534 | 346.5347 | 266.3976 | 0 | 150 | 0 | 0 | 0 | 762.9322 | 1534 | 352.3102 | 532.7952 | 0 | 0 | 0 | 0 | 0 | 0 | 0 | 885.1054 | 1534 | 352.3102 | 532.7952 | 0 | 17 | 0 | 0 | 0 | 0 | 0 | 902.1054 | 1534 | 352.3102 | 532.7952 | 0 | 0 | 0 | 0 | 0 | 0 | 0 | 885.1054
1537 | 88.4643 | 88.4643 | 88.4643 | 90.4156 | 90.4156 | 90.4156 | 82.6536 | 66.8698 | 68.1112 | 1537 | 1043.8384 | 1043.8384 | 1043.8384 | 1224.5027 | 1224.5027 | 1224.5027 | 1385.0932 | 1385.0932 | 1385.0932 | 1535 | 150.495 | 0 | 0 | 150 | 0 | 0 | 150 | 450.495 |  | 1535 | 150.495 | 0 | 0 | 150 | 0 | 0 | 150 | 450.495 | 1535 | 150.495 | 0 | 0 | 150 | 0 | 0 | 150 | 450.495 | 1535 | 158.4158 | 235.116 | 0 | 150 | 0 | 0 | 0 | 543.5319 | 1535 | 158.4158 | 235.116 | 0 | 150 | 0 | 0 | 0 | 543.5319 | 1535 | 158.4158 | 235.116 | 0 | 150 | 0 | 0 | 0 | 543.5319 | 1535 | 161.0561 | 470.2321 | 0 | 0 | 0 | 0 | 0 | 0 | 0 | 631.2882 | 1535 | 161.0561 | 470.2321 | 0 | 17 | 0 | 0 | 0 | 0 | 0 | 648.2882 | 1535 | 161.0561 | 470.2321 | 0 | 0 | 0 | 0 | 0 | 0 | 0 | 631.2882
1538 | 86.9293 | 86.9271 | 86.9271 | 90.2712 | 90.2712 | 90.2712 | 82.6536 | 66.8698 | 68.1112 | 1538 | 1042.7279 | 1042.7279 | 1042.7279 | 1223.2001 | 1223.2001 | 1223.2001 | 1383.6197 | 1383.6197 | 1383.6197 | 1536 | 122.2772 | 0 | 0 | 150 | 0 | 0 | 150 | 422.2772 |  | 1536 | 122.2772 | 0 | 0 | 150 | 0 | 0 | 150 | 422.2772 | 1536 | 122.2772 | 0 | 0 | 150 | 0 | 0 | 150 | 422.2772 | 1536 | 128.7129 | 238.1433 | 0 | 150 | 0 | 0 | 0 | 516.8562 | 1536 | 128.7129 | 238.1433 | 0 | 150 | 0 | 0 | 0 | 516.8562 | 1536 | 128.7129 | 238.1433 | 0 | 150 | 0 | 0 | 0 | 516.8562 | 1536 | 130.8581 | 476.2866 | 0 | 0 | 0 | 0 | 0 | 0 | 0 | 607.1447 | 1536 | 130.8581 | 476.2866 | 0 | 17 | 0 | 0 | 0 | 0 | 0 | 624.1447 | 1536 | 130.8581 | 476.2866 | 0 | 0 | 0 | 0 | 0 | 0 | 0 | 607.1447
1539 | 86.3097 | 86.3097 | 86.3097 | 88.4806 | 88.4806 | 88.4806 | 82.6536 | 66.8698 | 68.1112 | 1539 | 1040.507 | 1040.507 | 1040.507 | 1220.5947 | 1220.5947 | 1220.5947 | 1380.6727 | 1380.6727 | 1380.6727 | 1537 | 178.7129 | 0 | 0 | 0 | 0 | 0 | 150 | 328.7129 |  | 1537 | 178.7129 | 0 | 0 | 0 | 0 | 0 | 150 | 328.7129 | 1537 | 178.7129 | 0 | 0 | 0 | 0 | 0 | 150 | 328.7129 | 1537 | 188.1188 | 277.4975 | 0 | 0 | 0 | 0 | 0 | 465.6163 | 1537 | 188.1188 | 277.4975 | 0 | 0 | 0 | 0 | 0 | 465.6163 | 1537 | 188.1188 | 277.4975 | 0 | 0 | 0 | 0 | 0 | 465.6163 | 1537 | 191.2541 | 554.995 | 0 | 0 | 0 | 0 | 0 | 0 | 0 | 746.2491 | 1537 | 191.2541 | 554.995 | 0 | 17 | 0 | 0 | 0 | 0 | 0 | 763.2491 | 1537 | 191.2541 | 554.995 | 0 | 0 | 0 | 0 | 0 | 0 | 0 | 746.2491
1540 | 86.2388 | 86.2388 | 86.2388 | 88.2112 | 88.2112 | 88.2112 | 28.8088 | 28.8088 | 28.8088 | 1540 | 1047.1698 | 1047.1698 | 1047.1698 | 1228.4107 | 1228.4107 | 1228.4107 | 1389.5138 | 1389.5138 | 1389.5138 | 1538 | 282.1782 | 0 | 0 | 0 | 0 | 0 | 150 | 432.1782 |  | 1538 | 282.1782 | 0 | 0 | 0 | 0 | 0 | 150 | 432.1782 | 1538 | 282.1782 | 0 | 0 | 0 | 0 | 0 | 150 | 432.1782 | 1538 | 297.0297 | 340.0605 | 0 | 0 | 0 | 0 | 0 | 637.0902 | 1538 | 297.0297 | 340.0605 | 0 | 0 | 0 | 0 | 0 | 637.0902 | 1538 | 297.0297 | 340.0605 | 0 | 0 | 0 | 0 | 0 | 637.0902 | 1538 | 301.9802 | 680.1211 | 0 | 0 | 0 | 0 | 0 | 0 | 0 | 982.1013 | 1538 | 301.9802 | 680.1211 | 0 | 17 | 0 | 0 | 0 | 0 | 0 | 999.1013 | 1538 | 301.9802 | 680.1211 | 0 | 0 | 0 | 0 | 0 | 0 | 0 | 982.1013
1541 | 14.9898 | 14.9898 | 14.9898 | 30.4988 | 30.4988 | 30.4988 | 0.01 | 0.01 | 0.01 | 1541 | 1074.5513 | 1074.5513 | 1074.5513 | 1257.0693 | 1257.0693 | 1257.0693 | 1882.7808 | 1421.9308 | 1882.7808 | 1539 | 517.3267 | 0 | 0 | 0 | 0 | 0 | 150 | 667.3267 |  | 1539 | 517.3267 | 0 | 0 | 0 | 0 | 0 | 150 | 667.3267 | 1539 | 517.3267 | 0 | 0 | 0 | 0 | 0 | 150 | 667.3267 | 1539 | 544.5545 | 410.6963 | 0 | 0 | 0 | 0 | 0 | 955.2507 | 1539 | 544.5545 | 410.6963 | 0 | 0 | 0 | 0 | 0 | 955.2507 | 1539 | 544.5545 | 410.6963 | 0 | 0 | 0 | 0 | 0 | 955.2507 | 1539 | 553.6304 | 821.3925 | 0 | 0 | 0 | 0 | 0 | 0 | 0 | 1375.0229 | 1539 | 553.6304 | 821.3925 | 0 | 17 | 0 | 0 | 0 | 0 | 0 | 1392.0229 | 1539 | 553.6304 | 821.3925 | 0 | 0 | 0 | 0 | 0 | 0 | 0 | 1375.0229
1542 | 13.3772 | 13.3772 | 13.3772 | 0.01 | 0.01 | 0.01 | 0.01 | 0.01 | 0.01 | 1542 | 1480.6638 | 1480.6638 | 1480.6638 | 1736.9326 | 1272.7012 | 1736.9326 | 1964.727 | 1964.727 | 1439.6129 | 1540 | 771.2871 | 0 | 0 | 0 | 0 | 0 | 150 | 921.2871 |  | 1540 | 771.2871 | 0 | 0 | 0 | 0 | 0 | 150 | 921.2871 | 1540 | 771.2871 | 0 | 0 | 0 | 0 | 0 | 150 | 921.2871 | 1540 | 811.8812 | 489.4046 | 0 | 0 | 0 | 0 | 0 | 1301.2858 | 1540 | 811.8812 | 489.4046 | 0 | 0 | 0 | 0 | 0 | 1301.2858 | 1540 | 811.8812 | 489.4046 | 0 | 0 | 0 | 0 | 0 | 1301.2858 | 1540 | 825.4125 | 978.8093 | 0 | 0 | 0 | 0 | 0 | 0 | 0 | 1804.2218 | 1540 | 825.4125 | 978.8093 | 0 | 17 | 0 | 0 | 0 | 0 | 0 | 1821.2218 | 1540 | 825.4125 | 978.8093 | 0 | 0 | 0 | 0 | 0 | 0 | 0 | 1804.2218
1543 | 13.0305 | 13.0305 | 13.0305 | 0.01 | 0.01 | 0.01 | 0.01 | 0.01 | 0.01 | 1543 | 1535.0767 | 1535.0767 | 1535.0767 | 1800.7631 | 1800.7631 | 1800.7631 | 1511.8145 | 2036.9287 | 2036.9287 | 1541 | 1053.4653 | 0 | 5.0859 | 0 | 0 | 0 | 0 | 1058.5513 |  | 1541 | 1053.4653 | 0 | 5.0859 | 0 | 0 | 0 | 0 | 1058.5513 | 1541 | 1053.4653 | 0 | 5.0859 | 0 | 0 | 0 | 0 | 1058.5513 | 1541 | 1108.9109 | 615.5399 | 5.4983 | 0 | 0 | 0 | 0 | 1729.949 | 1541 | 1108.9109 | 615.5399 | 5.4983 | 0 | 0 | 0 | 0 | 1729.949 | 1541 | 1108.9109 | 615.5399 | 5.4983 | 0 | 0 | 0 | 0 | 1729.949 | 1541 | 1127.3927 | 1231.0797 | 6.8729 | 0 | 0 | 0 | 0 | 0 | 0 | 2365.3453 | 1541 | 666.5427 | 1231.0797 | 6.8729 | 17 | 0 | 0 | 0 | 0 | 0 | 1921.4953 | 1541 | 1127.3927 | 1231.0797 | 6.8729 | 0 | 0 | 0 | 0 | 0 | 0 | 2365.3453
1544 | 13.0305 | 13.0305 | 13.0305 | 0.01 | 0.01 | 0.01 | 0.01 | 0.01 | 0.01 | 1544 | 1561.7279 | 1561.7279 | 1561.7279 | 1832.027 | 1832.027 | 1832.027 | 1547.1786 | 2072.2928 | 2072.2928 | 1542 | 1457.9208 | 0 | 35.6014 | 0 | 0 | 0 | 0 | 1493.5222 |  | 1542 | 1457.9208 | 0 | 35.6014 | 0 | 0 | 0 | 0 | 1493.5222 | 1542 | 1457.9208 | 0 | 35.6014 | 0 | 0 | 0 | 0 | 1493.5222 | 1542 | 1456.4884 | 724.5207 | 38.488 | 0 | 0 | 0 | 0 | 2219.4971 | 1542 | 1492.2571 | 724.5207 | 38.488 | 0 | 0 | 0 | 0 | 2255.2657 | 1542 | 1534.6535 | 724.5207 | 38.488 | 0 | 0 | 0 | 0 | 2297.6621 | 1542 | 950.1402 | 1449.0414 | 48.11 | 0 | 0 | 0 | 0 | 0 | 0 | 2447.2915 | 1542 | 1560.231 | 1449.0414 | 48.11 | 17 | 0 | 0 | 0 | 0 | 0 | 3074.3824 | 1542 | 1560.231 | 1449.0414 | 48.11 | 0 | 0 | 0 | 0 | 0 | 0 | 3057.3824
1545 | 13.3772 | 13.3772 | 13.3772 | 0.01 | 0.01 | 0.01 | 0.01 | 0.01 | 0.01 | 1545 | 1548.4023 | 1548.4023 | 1548.4023 | 1816.395 | 1816.395 | 1816.395 | 1529.4966 | 1529.4966 | 2054.6107 | 1543 | 1965.8416 | 0 | 127.1478 | 0 | 0 | 0 | 0 | 2092.9894 |  | 1543 | 1965.8416 | 0 | 127.1478 | 0 | 0 | 0 | 0 | 2092.9894 | 1543 | 1965.8416 | 0 | 127.1478 | 0 | 0 | 0 | 0 | 2092.9894 | 1543 | 2069.3069 | 773.9657 | 137.457 | 0 | 0 | 0 | 0 | 2980.7297 | 1543 | 1871.9048 | 773.9657 | 137.457 | 0 | 0 | 0 | 0 | 2783.3275 | 1543 | 1871.9048 | 773.9657 | 137.457 | 0 | 0 | 0 | 0 | 2783.3275 | 1543 | 2103.7954 | 1547.9314 | 171.8213 | 0 | 0 | 0 | 0 | 0 | 0 | 3823.5481 | 1543 | 1299.7405 | 1547.9314 | 171.8213 | 17 | 0 | 0 | 0 | 0 | 0 | 3036.4932 | 1543 | 799.7405 | 1547.9314 | 171.8213 | 0 | 0 | 0 | 0 | 0 | 0 | 2519.4932
1546 | 0.01 | 0.01 | 0.01 | 0.01 | 0.01 | 0.01 | 0.01 | 0.01 | 0.01 | 1546 | 1563.9488 | 1563.9488 | 1563.9488 | 1834.6323 | 1834.6323 | 1834.6323 | 2075.2398 | 2075.2398 | 2075.2398 | 1544 | 2219.802 | 0 | 269.5533 | 0 | 0 | 0 | 0 | 2489.3552 |  | 1544 | 2219.802 | 0 | 269.5533 | 0 | 0 | 0 | 0 | 2489.3552 | 1544 | 2219.802 | 0 | 269.5533 | 0 | 0 | 0 | 0 | 2489.3552 | 1544 | 2336.6337 | 842.5832 | 291.4089 | 0 | 0 | 0 | 0 | 3470.6258 | 1544 | 1180.5992 | 842.5832 | 291.4089 | 0 | 0 | 0 | 0 | 2314.5914 | 1544 | 2336.6337 | 842.5832 | 291.4089 | 0 | 0 | 0 | 0 | 3470.6258 | 1544 | 0 | 1685.1665 | 364.2612 | 0 | 0 | 0 | 0 | 0 | 0 | 2049.4277 | 1544 | 300.0295 | 1685.1665 | 364.2612 | 17 | 0 | 0 | 0 | 0 | 0 | 2366.4572 | 1544 | 20.0295 | 1685.1665 | 364.2612 | 0 | 0 | 0 | 0 | 0 | 0 | 2069.4572
1547 | 0.01 | 0.01 | 0.01 | 0.01 | 0.01 | 0.01 | 0.01 | 0.01 | 0.01 | 1547 | 1589.4896 | 1589.4896 | 1589.4896 | 1864.5935 | 1864.5935 | 1864.5935 | 2109.1304 | 2109.1304 | 2109.1304 | 1545 | 2332.6733 | 0 | 310.2405 | 0 | 0 | 0 | 0 | 2642.9138 |  | 1545 | 2332.6733 | 0 | 310.2405 | 0 | 0 | 0 | 0 | 2642.9138 | 1545 | 2332.6733 | 0 | 310.2405 | 0 | 0 | 0 | 0 | 2642.9138 | 1545 | 2455.4455 | 891.0192 | 335.3952 | 0 | 0 | 0 | 0 | 3681.8599 | 1545 | 2455.4455 | 891.0192 | 335.3952 | 0 | 0 | 0 | 0 | 3681.8599 | 1545 | 2455.4455 | 891.0192 | 335.3952 | 0 | 0 | 0 | 0 | 3681.8599 | 1545 | 1303.1169 | 1782.0383 | 419.244 | 0 | 0 | 0 | 0 | 0 | 0 | 3504.3993 | 1545 | 2496.3696 | 1782.0383 | 419.244 | 17 | 0 | 0 | 0 | 0 | 0 | 4714.652 | 1545 | 2496.3696 | 1782.0383 | 419.244 | 0 | 0 | 0 | 0 | 0 | 0 | 4697.652
1548 | 0.01 | 0.01 | 0.01 | 0.01 | 0.01 | 0.01 | 0.01 | 0.01 | 0.01 | 1548 | 1597.2628 | 1597.2628 | 1597.2628 | 1873.7122 | 1873.7122 | 1873.7122 | 2119.4449 | 2119.4449 | 2119.4449 | 1546 | 1341.911 | 0 | 239.0378 | 0 | 0 | 0 | 0 | 1580.9488 |  | 1546 | 2182.1782 | 0 | 239.0378 | 0 | 0 | 0 | 0 | 2421.216 | 1546 | 2182.1782 | 0 | 239.0378 | 0 | 0 | 0 | 0 | 2421.216 | 1546 | 2297.0297 | 914.2281 | 258.4192 | 0 | 0 | 0 | 0 | 3469.677 | 1546 | 1253.3851 | 914.2281 | 258.4192 | 0 | 0 | 0 | 0 | 2426.0324 | 1546 | 1203.3851 | 914.2281 | 258.4192 | 0 | 0 | 0 | 0 | 2376.0324 | 1546 | 44.8079 | 1828.4561 | 323.0241 | 0 | 0 | 0 | 0 | 0 | 0 | 2196.2881 | 1546 | 339.3241 | 1828.4561 | 323.0241 | 17 | 0 | 0 | 0 | 0 | 0 | 2507.8043 | 1546 | 0 | 1828.4561 | 323.0241 | 0 | 0 | 0 | 0 | 0 | 0 | 2151.4802
1549 | 0.01 | 0.01 | 0.01 | 0.01 | 0.01 | 0.01 | 0.01 | 0.01 | 0.01 | 1549 | 1580.6058 | 1580.6058 | 1580.6058 | 1854.1722 | 1854.1722 | 1854.1722 | 2097.3423 | 2097.3423 | 1620.166 | 1547 | 1438.6545 | 0 | 167.8351 | 0 | 0 | 0 | 0 | 1606.4896 |  | 1547 | 1438.6545 | 0 | 167.8351 | 0 | 0 | 0 | 0 | 1606.4896 | 1547 | 1938.6545 | 0 | 167.8351 | 0 | 0 | 0 | 0 | 2106.4896 | 1547 | 2168.3413 | 930.3734 | 181.4433 | 0 | 0 | 0 | 0 | 3280.158 | 1547 | 668.3413 | 930.3734 | 181.4433 | 0 | 0 | 0 | 0 | 1780.158 | 1547 | 668.3413 | 930.3734 | 181.4433 | 0 | 0 | 0 | 0 | 1780.158 | 1547 | 0 | 1860.7467 | 226.8041 | 0 | 0 | 0 | 0 | 0 | 0 | 2087.5508 | 1547 | 437.144 | 1860.7467 | 226.8041 | 17 | 0 | 0 | 0 | 0 | 0 | 2541.6948 | 1547 | 437.144 | 1860.7467 | 226.8041 | 0 | 0 | 0 | 0 | 0 | 0 | 2524.6948
1550 | 0.01 | 0.01 | 0.01 | 0.01 | 0.01 | 0.01 | 0.01 | 0.01 | 0.01 | 1550 | 1568.3907 | 1568.3907 | 1568.3907 | 1839.8429 | 1839.8429 | 1839.8429 | 2081.1338 | 2081.1338 | 2081.1338 | 1548 | 1887.434 | 0 | 132.2337 | 0 | 0 | 0 | 0 | 2019.6677 |  | 1548 | 1982.0291 | 0 | 132.2337 | 0 | 0 | 0 | 0 | 2114.2628 | 1548 | 1982.0291 | 0 | 132.2337 | 0 | 0 | 0 | 0 | 2114.2628 | 1548 | 793.2466 | 943.4914 | 142.9553 | 0 | 0 | 0 | 0 | 1879.6934 | 1548 | 793.2466 | 943.4914 | 142.9553 | 0 | 0 | 0 | 0 | 1879.6934 | 1548 | 793.2466 | 943.4914 | 142.9553 | 0 | 0 | 0 | 0 | 1879.6934 | 1548 | 1235.0429 | 1886.9828 | 178.6942 | 0 | 0 | 0 | 0 | 0 | 0 | 3300.7199 | 1548 | 0 | 1886.9828 | 178.6942 | 17 | 0 | 0 | 0 | 0 | 0 | 2082.677 | 1548 | 0 | 1886.9828 | 178.6942 | 0 | 0 | 0 | 0 | 0 | 0 | 2065.677
1551 | 0.01 | 0.01 | 0.01 | 0.01 | 0.01 | 0.01 | 0.01 | 0.01 | 0.01 | 1551 | 1570.6116 | 1570.6116 | 1570.6116 | 1842.4483 | 1842.4483 | 1842.4483 | 1558.9667 | 2084.0808 | 2084.0808 | 1549 | 2492.5743 | 0 | 96.6323 | 0 | 0 | 0 | 0 | 2589.2066 |  | 1549 | 2000.9735 | 0 | 96.6323 | 0 | 0 | 0 | 0 | 2097.6058 | 1549 | 2000.9735 | 0 | 96.6323 | 0 | 0 | 0 | 0 | 2097.6058 | 1549 | 892.2477 | 952.5732 | 104.4674 | 0 | 0 | 0 | 0 | 1949.2882 | 1549 | 892.2477 | 952.5732 | 104.4674 | 0 | 0 | 0 | 0 | 1949.2882 | 1549 | 892.2477 | 952.5732 | 104.4674 | 0 | 0 | 0 | 0 | 1949.2882 | 1549 | 0 | 1905.1463 | 130.5842 | 0 | 0 | 0 | 0 | 0 | 0 | 2035.7305 | 1549 | 0 | 1905.1463 | 130.5842 | 17 | 0 | 0 | 0 | 0 | 0 | 2052.7305 | 1549 | 0 | 1905.1463 | 130.5842 | 0 | 0 | 0 | 0 | 0 | 0 | 2035.7305
1552 | 0.01 | 0.01 | 0.01 | 0.01 | 0.01 | 0.01 | 0.01 | 0.01 | 0.01 | 1552 | 1582.8268 | 1582.8268 | 1582.8268 | 1856.7775 | 1856.7775 | 1856.7775 | 2100.2893 | 2100.2893 | 1575.1752 | 1550 | 2567.8218 | 0 | 61.0309 | 0 | 0 | 0 | 0 | 2628.8527 |  | 1550 | 2024.3598 | 0 | 61.0309 | 0 | 0 | 0 | 0 | 2085.3907 | 1550 | 2024.3598 | 0 | 61.0309 | 0 | 0 | 0 | 0 | 2085.3907 | 1550 | 927.9859 | 956.6095 | 65.9794 | 0 | 0 | 0 | 0 | 1950.5748 | 1550 | 927.9859 | 956.6095 | 65.9794 | 0 | 0 | 0 | 0 | 1950.5748 | 1550 | 927.9859 | 956.6095 | 65.9794 | 0 | 0 | 0 | 0 | 1950.5748 | 1550 | 1448.6979 | 1913.219 | 82.4742 | 0 | 0 | 0 | 0 | 0 | 0 | 3444.3911 | 1550 | 1.0051 | 1913.219 | 82.4742 | 17 | 0 | 0 | 0 | 0 | 0 | 2013.6983 | 1550 | 1.0051 | 1913.219 | 82.4742 | 0 | 0 | 0 | 0 | 0 | 0 | 1996.6983
1553 | 0.01 | 0.01 | 0.01 | 0.01 | 0.01 | 0.01 | 0.01 | 0.01 | 0.01 | 1553 | 1648.3443 | 1648.3443 | 1648.3443 | 1933.6346 | 1933.6346 | 1933.6346 | 1662.1119 | 2187.2261 | 2187.2261 | 1551 | 2586.6337 | 0 | 25.4296 | 0 | 0 | 0 | 0 | 2612.0632 |  | 1551 | 2586.6337 | 0 | 25.4296 | 0 | 0 | 0 | 0 | 2612.0632 | 1551 | 2586.6337 | 0 | 25.4296 | 0 | 0 | 0 | 0 | 2612.0632 | 1551 | 816.5675 | 959.6367 | 27.4914 | 0 | 0 | 0 | 0 | 1803.6956 | 1551 | 816.5675 | 959.6367 | 27.4914 | 0 | 0 | 0 | 0 | 1803.6956 | 1551 | 962.7162 | 959.6367 | 27.4914 | 0 | 0 | 0 | 0 | 1949.8443 | 1551 | 817.3148 | 1919.2735 | 34.3643 | 0 | 0 | 0 | 0 | 0 | 0 | 2770.9525 | 1551 | 0 | 1919.2735 | 34.3643 | 17 | 0 | 0 | 0 | 0 | 0 | 1970.6377 | 1551 | 0 | 1919.2735 | 34.3643 | 0 | 0 | 0 | 0 | 0 | 0 | 1953.6377
1554 | 0.01 | 0.01 | 0.01 | 0.01 | 0.01 | 0.01 | 0.01 | 0.01 | 0.01 | 1554 | 1633.9082 | 1633.9082 | 1633.9082 | 1452.4687 | 1916.7 | 1916.7 | 1642.9564 | 1642.9564 | 2168.0705 | 1552 | 2577.2277 | 0 | 5.0859 | 0 | 0 | 0 | 0 | 2582.3136 |  | 1552 | 2568.5103 | 0 | 5.0859 | 0 | 0 | 0 | 0 | 2573.5962 | 1552 | 2419.1603 | 0 | 5.0859 | 0 | 0 | 0 | 0 | 2424.2462 | 1552 | 1857.91 | 960.6458 | 5.4983 | 0 | 0 | 0 | 0 | 2824.0541 | 1552 | 1857.91 | 960.6458 | 5.4983 | 0 | 0 | 0 | 0 | 2824.0541 | 1552 | 1632.0361 | 960.6458 | 5.4983 | 0 | 0 | 0 | 0 | 2598.1802 | 1552 | 0 | 1921.2916 | 6.8729 | 0 | 0 | 0 | 0 | 0 | 0 | 1928.1645 | 1552 | 87.6893 | 1921.2916 | 6.8729 | 17 | 0 | 0 | 0 | 0 | 0 | 2032.8538 | 1552 | 62.5752 | 1921.2916 | 6.8729 | 0 | 0 | 0 | 0 | 0 | 0 | 1990.7397
1555 | 0.01 | 0.01 | 0.01 | 0.01 | 0.01 | 0.01 | 0.01 | 0.01 | 0.01 | 1555 | 1588.3791 | 1588.3791 | 1588.3791 | 1863.2909 | 1863.2909 | 1863.2909 | 2107.6569 | 2107.6569 | 2107.6569 | 1553 | 2520.7921 | 0 | 0 | 0 | 0 | 0 | 0 | 2520.7921 |  | 1553 | 2520.7921 | 0 | 0 | 0 | 0 | 0 | 0 | 2520.7921 | 1553 | 2520.7921 | 0 | 0 | 0 | 0 | 0 | 0 | 2520.7921 | 1553 | 2293.4897 | 959.6367 | 0 | 0 | 0 | 0 | 0 | 3253.1265 | 1553 | 2573.4897 | 959.6367 | 0 | 0 | 0 | 0 | 0 | 3533.1265 | 1553 | 2086.5897 | 959.6367 | 0 | 0 | 0 | 0 | 0 | 3046.2265 | 1553 | 0 | 1919.2735 | 0 | 0 | 0 | 0 | 0 | 0 | 0 | 1919.2735 | 1553 | 1183.5171 | 1919.2735 | 0 | 17 | 0 | 0 | 0 | 0 | 0 | 3119.7905 | 1553 | 683.5171 | 1919.2735 | 0 | 0 | 0 | 0 | 0 | 0 | 0 | 2602.7905
1556 | 0.01 | 0.01 | 0.01 | 0.01 | 0.01 | 0.01 | 0.01 | 0.01 | 0.01 | 1556 | 1549.5128 | 1549.5128 | 1549.5128 | 1817.6977 | 1817.6977 | 1817.6977 | 2056.0842 | 1530.9701 | 1530.9701 | 1554 | 2511.3861 | 0 | 0 | 0 | 0 | 0 | 0 | 2511.3861 |  | 1554 | 2511.3861 | 0 | 0 | 0 | 0 | 0 | 0 | 2511.3861 | 1554 | 2511.3861 | 0 | 0 | 0 | 0 | 0 | 0 | 2511.3861 | 1554 | 1207.476 | 960.6458 | 0 | 0 | 0 | 0 | 0 | 2168.1219 | 1554 | 1951.7074 | 960.6458 | 0 | 0 | 0 | 0 | 0 | 2912.3532 | 1554 | 1891.7074 | 960.6458 | 0 | 0 | 0 | 0 | 0 | 2852.3532 | 1554 | 0 | 1921.2916 | 0 | 0 | 0 | 0 | 0 | 0 | 0 | 1921.2916 | 1554 | 137.2292 | 1921.2916 | 0 | 17 | 0 | 0 | 0 | 0 | 0 | 2075.5208 | 1554 | 162.3434 | 1921.2916 | 0 | 0 | 0 | 0 | 0 | 0 | 0 | 2083.635
1557 | 0.01 | 0.01 | 0.01 | 0.01 | 0.01 | 0.01 | 0.01 | 0.01 | 0.01 | 1557 | 1491.7685 | 1491.7685 | 1491.7685 | 1749.9592 | 1749.9592 | 1749.9592 | 1979.4621 | 1454.3479 | 1454.3479 | 1555 | 2511.3861 | 0 | 0 | 0 | 0 | 0 | 0 | 2511.3861 |  | 1555 | 2425.2405 | 0 | 0 | 0 | 0 | 0 | 0 | 2425.2405 | 1555 | 2511.3861 | 0 | 0 | 0 | 0 | 0 | 0 | 2511.3861 | 1555 | 1276.4767 | 960.6458 | 0 | 0 | 0 | 0 | 0 | 2237.1225 | 1555 | 1716.4767 | 960.6458 | 0 | 0 | 0 | 0 | 0 | 2677.1225 | 1555 | 1716.4767 | 960.6458 | 0 | 0 | 0 | 0 | 0 | 2677.1225 | 1555 | 101.9297 | 1921.2916 | 0 | 0 | 0 | 0 | 0 | 0 | 0 | 2023.2213 | 1555 | 601.9297 | 1921.2916 | 0 | 17 | 0 | 0 | 0 | 0 | 0 | 2540.2213 | 1555 | 101.9297 | 1921.2916 | 0 | 0 | 0 | 0 | 0 | 0 | 0 | 2023.2213
1558 | 0.01 | 0.01 | 0.01 | 0.01 | 0.01 | 0.01 | 0.01 | 0.01 | 0.01 | 1558 | 1445.1289 | 1445.1289 | 1445.1289 | 1231.016 | 1695.2474 | 1695.2474 | 1917.5749 | 1392.4608 | 1392.4608 | 1556 | 2370.297 | 0 | 0 | 0 | 0 | 0 | 0 | 2370.297 |  | 1556 | 2370.297 | 0 | 0 | 0 | 0 | 0 | 0 | 2370.297 | 1556 | 2370.297 | 0 | 0 | 0 | 0 | 0 | 0 | 2370.297 | 1556 | 1551.9271 | 947.5277 | 0 | 0 | 0 | 0 | 0 | 2499.4548 | 1556 | 1551.9271 | 947.5277 | 0 | 0 | 0 | 0 | 0 | 2499.4548 | 1556 | 1551.9271 | 947.5277 | 0 | 0 | 0 | 0 | 0 | 2499.4548 | 1556 | 0 | 1895.0555 | 0 | 0 | 0 | 0 | 0 | 0 | 0 | 1895.0555 | 1556 | 0 | 1895.0555 | 0 | 17 | 0 | 0 | 0 | 0 | 0 | 1912.0555 | 1556 | 51.4791 | 1895.0555 | 0 | 0 | 0 | 0 | 0 | 0 | 0 | 1946.5346
1559 | 0.01 | 0.01 | 0.01 | 0.01 | 0.01 | 0.01 | 0.01 | 0.01 | 0.01 | 1559 | 1384.0533 | 1384.0533 | 1384.0533 | 1159.3696 | 1623.601 | 1623.601 | 1836.5322 | 1311.4181 | 1836.5322 | 1557 | 2031.6832 | 0 | 0 | 0 | 0 | 0 | 0 | 2031.6832 |  | 1557 | 2031.6832 | 0 | 0 | 0 | 0 | 0 | 0 | 2031.6832 | 1557 | 1613.8032 | 0 | 0 | 0 | 0 | 0 | 0 | 1613.8032 | 1557 | 1096.5192 | 931.3824 | 0 | 0 | 0 | 0 | 0 | 2027.9017 | 1557 | 1316.5192 | 931.3824 | 0 | 0 | 0 | 0 | 0 | 2247.9017 | 1557 | 1316.5192 | 931.3824 | 0 | 0 | 0 | 0 | 0 | 2247.9017 | 1557 | 32.2617 | 1862.7649 | 0 | 0 | 0 | 0 | 0 | 0 | 0 | 1895.0265 | 1557 | 0 | 1862.7649 | 0 | 17 | 0 | 0 | 0 | 0 | 0 | 1879.7649 | 1557 | 0 | 1862.7649 | 0 | 0 | 0 | 0 | 0 | 0 | 0 | 1862.7649
1560 | 0.01 | 0.01 | 0.01 | 0.01 | 0.01 | 0.01 | 0.01 | 0.01 | 0.01 | 1560 | 1347.4079 | 1347.4079 | 1347.4079 | 1580.6131 | 1580.6131 | 1580.6131 | 1787.9066 | 1787.9066 | 1787.9066 | 1558 | 1928.2178 | 0 | 0 | 0 | 0 | 0 | 0 | 1928.2178 |  | 1558 | 1928.2178 | 0 | 0 | 0 | 0 | 0 | 0 | 1928.2178 | 1558 | 1928.2178 | 0 | 0 | 0 | 0 | 0 | 0 | 1928.2178 | 1558 | 527.5347 | 919.2735 | 0 | 0 | 0 | 0 | 0 | 1446.8081 | 1558 | 1491.766 | 919.2735 | 0 | 0 | 0 | 0 | 0 | 2411.0395 | 1558 | 1431.766 | 919.2735 | 0 | 0 | 0 | 0 | 0 | 2351.0395 | 1558 | 0 | 1838.5469 | 0 | 0 | 0 | 0 | 0 | 0 | 0 | 1838.5469 | 1558 | 0 | 1838.5469 | 0 | 17 | 0 | 0 | 0 | 0 | 0 | 1855.5469 | 1558 | 0 | 1838.5469 | 0 | 0 | 0 | 0 | 0 | 0 | 0 | 1838.5469
1561 | 0.01 | 0.01 | 0.01 | 0.01 | 0.01 | 0.01 | 0.01 | 0.01 | 0.01 | 1561 | 1329.6404 | 1329.6404 | 1329.6404 | 1559.7705 | 1559.7705 | 1559.7705 | 1764.3306 | 1764.3306 | 1764.3306 | 1559 | 2097.5248 | 0 | 0 | 0 | 0 | 0 | 0 | 2097.5248 |  | 1559 | 2097.5248 | 0 | 0 | 0 | 0 | 0 | 0 | 2097.5248 | 1559 | 2097.5248 | 0 | 0 | 0 | 0 | 0 | 0 | 2097.5248 | 1559 | 325.0577 | 904.1372 | 0 | 0 | 0 | 0 | 0 | 1229.1949 | 1559 | 2207.9208 | 904.1372 | 0 | 0 | 0 | 0 | 0 | 3112.058 | 1559 | 1289.2891 | 904.1372 | 0 | 0 | 0 | 0 | 0 | 2193.4263 | 1559 | 0 | 1808.2745 | 0 | 0 | 0 | 0 | 0 | 0 | 0 | 1808.2745 | 1559 | 0 | 1808.2745 | 0 | 17 | 0 | 0 | 0 | 0 | 0 | 1825.2745 | 1559 | 0 | 1808.2745 | 0 | 0 | 0 | 0 | 0 | 0 | 0 | 1808.2745
1562 | 0.01 | 0.01 | 0.01 | 0.01 | 0.01 | 0.01 | 0.01 | 0.01 | 0.01 | 1562 | 1327.4195 | 1327.4195 | 1327.4195 | 1557.1652 | 1557.1652 | 1557.1652 | 1761.3836 | 1761.3836 | 1761.3836 | 1560 | 2012.8713 | 0 | 0 | 0 | 0 | 0 | 0 | 2012.8713 |  | 1560 | 2012.8713 | 0 | 0 | 0 | 0 | 0 | 0 | 2012.8713 | 1560 | 2012.8713 | 0 | 0 | 0 | 0 | 0 | 0 | 2012.8713 | 1560 | 834.3453 | 968.7185 | 0 | 0 | 0 | 0 | 0 | 1803.0638 | 1560 | 1961.3237 | 968.7185 | 0 | 0 | 0 | 0 | 0 | 2930.0422 | 1560 | 834.3453 | 968.7185 | 0 | 0 | 0 | 0 | 0 | 1803.0638 | 1560 | 2154.1254 | 1937.4369 | 0 | 0 | 0 | 0 | 0 | 0 | 0 | 4091.5623 | 1560 | 0 | 1937.4369 | 0 | 17 | 0 | 0 | 0 | 0 | 0 | 1954.4369 | 1560 | 307.8974 | 1937.4369 | 0 | 0 | 0 | 0 | 0 | 0 | 0 | 2245.3343
1563 | 0.01 | 0.01 | 0.01 | 0.01 | 0.01 | 0.01 | 0.01 | 0.01 | 0.01 | 1563 | 1337.4137 | 1337.4137 | 1337.4137 | 1568.8891 | 1568.8891 | 1568.8891 | 1705.2167 | 1249.5309 | 1249.5309 | 1561 | 2200.9901 | 0 | 0 | 0 | 0 | 0 | 0 | 2200.9901 |  | 1561 | 2200.9901 | 0 | 0 | 0 | 0 | 0 | 0 | 2200.9901 | 1561 | 2200.9901 | 0 | 0 | 0 | 0 | 0 | 0 | 2200.9901 | 1561 | 798.0725 | 980.8274 | 0 | 0 | 0 | 0 | 0 | 1778.9 | 1561 | 1298.0725 | 980.8274 | 0 | 0 | 0 | 0 | 0 | 2278.9 | 1561 | 1298.0725 | 980.8274 | 0 | 0 | 0 | 0 | 0 | 2278.9 | 1561 | 2355.4455 | 1961.6549 | 0 | 0 | 0 | 0 | 0 | 0 | 0 | 4317.1004 | 1561 | 0 | 1961.6549 | 0 | 17 | 0 | 0 | 0 | 0 | 0 | 1978.6549 | 1561 | 0 | 1961.6549 | 0 | 0 | 0 | 0 | 0 | 0 | 0 | 1961.6549
1564 | 0.01 | 0.01 | 0.01 | 0.01 | 0.01 | 0.01 | 0.01 | 0.01 | 0.01 | 1564 | 1347.4079 | 1347.4079 | 1347.4079 | 1580.6131 | 1580.6131 | 1580.6131 | 1787.9066 | 1262.7925 | 1787.9066 | 1562 | 2210.396 | 0 | 0 | 0 | 0 | 0 | 0 | 2210.396 |  | 1562 | 2210.396 | 0 | 0 | 0 | 0 | 0 | 0 | 2210.396 | 1562 | 2210.396 | 0 | 0 | 0 | 0 | 0 | 0 | 2210.396 | 1562 | 815.5866 | 939.4551 | 0 | 0 | 0 | 0 | 0 | 1755.0417 | 1562 | 1315.5866 | 939.4551 | 0 | 0 | 0 | 0 | 0 | 2255.0417 | 1562 | 1315.5866 | 939.4551 | 0 | 0 | 0 | 0 | 0 | 2255.0417 | 1562 | 0 | 1878.9102 | 0 | 0 | 0 | 0 | 0 | 0 | 0 | 1878.9102 | 1562 | 0 | 1878.9102 | 0 | 17 | 0 | 0 | 0 | 0 | 0 | 1895.9102 | 1562 | 0 | 1878.9102 | 0 | 0 | 0 | 0 | 0 | 0 | 0 | 1878.9102
1565 | 0.01 | 0.01 | 0.01 | 0.01 | 0.01 | 0.01 | 0.01 | 0.01 | 0.01 | 1565 | 1372.9486 | 1372.9486 | 1372.9486 | 1610.5743 | 1610.5743 | 1610.5743 | 1296.683 | 1821.7972 | 1821.7972 | 1563 | 2097.5248 | 0 | 0 | 0 | 0 | 0 | 0 | 2097.5248 |  | 1563 | 1854.4137 | 0 | 0 | 0 | 0 | 0 | 0 | 1854.4137 | 1563 | 2097.5248 | 0 | 0 | 0 | 0 | 0 | 0 | 2097.5248 | 1563 | 942.0829 | 898.0827 | 0 | 0 | 0 | 0 | 0 | 1840.1657 | 1563 | 942.0829 | 898.0827 | 0 | 0 | 0 | 0 | 0 | 1840.1657 | 1563 | 942.0829 | 898.0827 | 0 | 0 | 0 | 0 | 0 | 1840.1657 | 1563 | 0 | 1796.1655 | 0 | 0 | 0 | 0 | 0 | 0 | 0 | 1796.1655 | 1563 | 0 | 1796.1655 | 0 | 17 | 0 | 0 | 0 | 0 | 0 | 1813.1655 | 1563 | 0 | 1796.1655 | 0 | 0 | 0 | 0 | 0 | 0 | 0 | 1796.1655
1566 | 0.01 | 0.01 | 0.01 | 0.01 | 0.01 | 0.01 | 0.01 | 0.01 | 0.01 | 1566 | 1412.9254 | 1412.9254 | 1412.9254 | 1657.4702 | 1657.4702 | 1193.2388 | 1874.8433 | 1349.7292 | 1874.8433 | 1564 | 1364.4079 | 0 | 0 | 0 | 0 | 0 | 0 | 1364.4079 |  | 1564 | 1364.4079 | 0 | 0 | 0 | 0 | 0 | 0 | 1364.4079 | 1564 | 2135.1485 | 0 | 0 | 0 | 0 | 0 | 0 | 2135.1485 | 1564 | 1550.9039 | 938.446 | 0 | 0 | 0 | 0 | 0 | 2489.3499 | 1564 | 1830.9039 | 938.446 | 0 | 0 | 0 | 0 | 0 | 2769.3499 | 1564 | 2247.5248 | 938.446 | 0 | 0 | 0 | 0 | 0 | 3185.9708 | 1564 | 0 | 1876.892 | 0 | 0 | 0 | 0 | 0 | 0 | 0 | 1876.892 | 1564 | 0 | 1876.892 | 0 | 17 | 0 | 0 | 0 | 0 | 0 | 1893.892 | 1564 | 0 | 1876.892 | 0 | 0 | 0 | 0 | 0 | 0 | 0 | 1876.892
1567 | 0.01 | 0.01 | 0.01 | 0.01 | 0.01 | 0.01 | 0.01 | 0.01 | 0.01 | 1567 | 1497.3208 | 1497.3208 | 1497.3208 | 1756.4725 | 1756.4725 | 1756.4725 | 1986.8296 | 1986.8296 | 1986.8296 | 1565 | 2125.7426 | 0 | 0 | 0 | 0 | 0 | 0 | 2125.7426 |  | 1565 | 1389.9486 | 0 | 0 | 0 | 0 | 0 | 0 | 1389.9486 | 1565 | 1889.9486 | 0 | 0 | 0 | 0 | 0 | 0 | 1889.9486 | 1565 | 1798.6909 | 963.6731 | 0 | 0 | 0 | 0 | 0 | 2762.364 | 1565 | 1919.1857 | 963.6731 | 0 | 0 | 0 | 0 | 0 | 2882.8587 | 1565 | 0 | 963.6731 | 0 | 0 | 0 | 0 | 0 | 963.6731 | 1565 | 0 | 1927.3461 | 0 | 0 | 0 | 0 | 0 | 0 | 0 | 1927.3461 | 1565 | 0 | 1927.3461 | 0 | 17 | 0 | 0 | 0 | 0 | 0 | 1944.3461 | 1565 | 0 | 1927.3461 | 0 | 0 | 0 | 0 | 0 | 0 | 0 | 1927.3461
1568 | 0.01 | 0.01 | 0.01 | 0.01 | 0.01 | 0.01 | 0.01 | 0.01 | 0.01 | 1568 | 1577.2744 | 1577.2744 | 1577.2744 | 1850.2642 | 1850.2642 | 1850.2642 | 2092.9218 | 2092.9218 | 1567.8077 | 1566 | 2041.0891 | 0 | 5.0859 | 0 | 0 | 0 | 0 | 2046.175 |  | 1566 | 1924.8395 | 0 | 5.0859 | 0 | 0 | 0 | 0 | 1929.9254 | 1566 | 2041.0891 | 0 | 5.0859 | 0 | 0 | 0 | 0 | 2046.175 | 1566 | 0 | 957.6186 | 5.4983 | 0 | 0 | 0 | 0 | 963.1168 | 1566 | 0 | 957.6186 | 5.4983 | 0 | 0 | 0 | 0 | 963.1168 | 1566 | 0 | 957.6186 | 5.4983 | 0 | 0 | 0 | 0 | 963.1168 | 1566 | 279.2598 | 1915.2371 | 6.8729 | 0 | 0 | 0 | 0 | 0 | 0 | 2201.3698 | 1566 | 0 | 1915.2371 | 6.8729 | 17 | 0 | 0 | 0 | 0 | 0 | 1939.11 | 1566 | 0 | 1915.2371 | 6.8729 | 0 | 0 | 0 | 0 | 0 | 0 | 1922.11
1569 | 0.01 | 0.01 | 0.01 | 0.01 | 0.01 | 0.01 | 0.01 | 0.01 | 0.01 | 1569 | 1587.2686 | 1587.2686 | 1587.2686 | 1861.9882 | 1861.9882 | 1861.9882 | 2106.1834 | 2106.1834 | 2106.1834 | 1567 | 1924.3142 | 0 | 35.6014 | 0 | 0 | 0 | 0 | 1959.9155 |  | 1567 | 1984.6535 | 0 | 35.6014 | 0 | 0 | 0 | 0 | 2020.2548 | 1567 | 1776.4096 | 0 | 35.6014 | 0 | 0 | 0 | 0 | 1812.011 | 1567 | 2089.1089 | 949.5459 | 38.488 | 0 | 0 | 0 | 0 | 3077.1428 | 1567 | 2089.1089 | 949.5459 | 38.488 | 0 | 0 | 0 | 0 | 3077.1428 | 1567 | 2089.1089 | 949.5459 | 38.488 | 0 | 0 | 0 | 0 | 3077.1428 | 1567 | 0 | 1899.0918 | 48.11 | 0 | 0 | 0 | 0 | 0 | 0 | 1947.2018 | 1567 | 2123.9274 | 1899.0918 | 48.11 | 17 | 0 | 0 | 0 | 0 | 0 | 4088.1292 | 1567 | 2123.9274 | 1899.0918 | 48.11 | 0 | 0 | 0 | 0 | 0 | 0 | 4071.1292
1570 | 0.01 | 0.01 | 0.01 | 0.01 | 0.01 | 0.01 | 0.01 | 0.01 | 0.01 | 1570 | 1581.7163 | 1581.7163 | 1581.7163 | 1855.4749 | 1855.4749 | 1855.4749 | 2098.8158 | 2098.8158 | 2098.8158 | 1568 | 2003.4653 | 0 | 61.0309 | 0 | 0 | 0 | 0 | 2064.4963 |  | 1568 | 2003.4653 | 0 | 61.0309 | 0 | 0 | 0 | 0 | 2064.4963 | 1568 | 1706.6248 | 0 | 61.0309 | 0 | 0 | 0 | 0 | 1767.6557 | 1568 | 2108.9109 | 968.7185 | 65.9794 | 0 | 0 | 0 | 0 | 3143.6087 | 1568 | 1798.1309 | 968.7185 | 65.9794 | 0 | 0 | 0 | 0 | 2832.8287 | 1568 | 2108.9109 | 968.7185 | 65.9794 | 0 | 0 | 0 | 0 | 3143.6087 | 1568 | 519.939 | 1937.4369 | 82.4742 | 0 | 0 | 0 | 0 | 0 | 0 | 2539.8501 | 1568 | 980.0353 | 1937.4369 | 82.4742 | 17 | 0 | 0 | 0 | 0 | 0 | 3016.9465 | 1568 | 14.9212 | 1937.4369 | 82.4742 | 0 | 0 | 0 | 0 | 0 | 0 | 2034.8323
1571 | 0.01 | 0.01 | 0.01 | 0.01 | 0.01 | 0.01 | 0.01 | 0.01 | 0.01 | 1571 | 1588.3791 | 1588.3791 | 1588.3791 | 1863.2909 | 1863.2909 | 1863.2909 | 2107.6569 | 2107.6569 | 2107.6569 | 1569 | 2012.8713 | 0 | 91.5464 | 0 | 0 | 0 | 0 | 2104.4177 |  | 1569 | 2012.8713 | 0 | 91.5464 | 0 | 0 | 0 | 0 | 2104.4177 | 1569 | 2012.8713 | 0 | 91.5464 | 0 | 0 | 0 | 0 | 2104.4177 | 1569 | 794.4069 | 984.8638 | 98.9691 | 0 | 0 | 0 | 0 | 1878.2398 | 1569 | 1294.4069 | 984.8638 | 98.9691 | 0 | 0 | 0 | 0 | 2378.2398 | 1569 | 1294.4069 | 984.8638 | 98.9691 | 0 | 0 | 0 | 0 | 2378.2398 | 1569 | 0 | 1969.7275 | 123.7113 | 0 | 0 | 0 | 0 | 0 | 0 | 2093.4389 | 1569 | 0 | 1969.7275 | 123.7113 | 17 | 0 | 0 | 0 | 0 | 0 | 2110.4389 | 1569 | 0 | 1969.7275 | 123.7113 | 0 | 0 | 0 | 0 | 0 | 0 | 2093.4389
1572 | 0.01 | 0.01 | 0.01 | 0.01 | 0.01 | 0.01 | 0.01 | 0.01 | 0.01 | 1572 | 1592.821 | 1592.821 | 1592.821 | 1868.5015 | 1868.5015 | 1868.5015 | 2113.5509 | 2113.5509 | 2113.5509 | 1570 | 1486.8263 | 0 | 111.89 | 0 | 0 | 0 | 0 | 1598.7163 |  | 1570 | 2059.901 | 0 | 111.89 | 0 | 0 | 0 | 0 | 2171.791 | 1570 | 1486.8263 | 0 | 111.89 | 0 | 0 | 0 | 0 | 1598.7163 | 1570 | 664.2043 | 985.8729 | 120.9622 | 0 | 0 | 0 | 0 | 1771.0394 | 1570 | 664.2043 | 985.8729 | 120.9622 | 0 | 0 | 0 | 0 | 1771.0394 | 1570 | 1164.2043 | 985.8729 | 120.9622 | 0 | 0 | 0 | 0 | 2271.0394 | 1570 | 0 | 1971.7457 | 151.2027 | 0 | 0 | 0 | 0 | 0 | 0 | 2122.9485 | 1570 | 0 | 1971.7457 | 151.2027 | 17 | 0 | 0 | 0 | 0 | 0 | 2139.9485 | 1570 | 0 | 1971.7457 | 151.2027 | 0 | 0 | 0 | 0 | 0 | 0 | 2122.9485
1573 | 0.01 | 0.01 | 0.01 | 0.01 | 0.01 | 0.01 | 0.01 | 0.01 | 0.01 | 1573 | 1601.7047 | 1601.7047 | 1601.7047 | 1878.9228 | 1878.9228 | 1878.9228 | 2125.3389 | 2125.3389 | 2125.3389 | 1571 | 1488.4031 | 0 | 116.9759 | 0 | 0 | 0 | 0 | 1605.3791 |  | 1571 | 1956.4356 | 0 | 116.9759 | 0 | 0 | 0 | 0 | 2073.4116 | 1571 | 1488.4031 | 0 | 116.9759 | 0 | 0 | 0 | 0 | 1605.3791 | 1571 | 2059.4059 | 979.8184 | 126.4605 | 0 | 0 | 0 | 0 | 3165.6848 | 1571 | 672.5765 | 979.8184 | 126.4605 | 0 | 0 | 0 | 0 | 1778.8553 | 1571 | 672.5765 | 979.8184 | 126.4605 | 0 | 0 | 0 | 0 | 1778.8553 | 1571 | 170.359 | 1959.6367 | 158.0756 | 0 | 0 | 0 | 0 | 0 | 0 | 2288.0713 | 1571 | 0 | 1959.6367 | 158.0756 | 17 | 0 | 0 | 0 | 0 | 0 | 2134.7123 | 1571 | 370.5091 | 1959.6367 | 158.0756 | 0 | 0 | 0 | 0 | 0 | 0 | 2488.2215
1574 | 0.01 | 0.01 | 0.01 | 0.01 | 0.01 | 0.01 | 0.01 | 0.01 | 0.01 | 1574 | 1600.5942 | 1600.5942 | 1600.5942 | 1877.6201 | 1877.6201 | 1877.6201 | 2123.8654 | 2123.8654 | 1598.7512 | 1572 | 1482.6732 | 0 | 127.1478 | 0 | 0 | 0 | 0 | 1609.821 |  | 1572 | 1843.5644 | 0 | 127.1478 | 0 | 0 | 0 | 0 | 1970.7121 | 1572 | 1843.5644 | 0 | 127.1478 | 0 | 0 | 0 | 0 | 1970.7121 | 1572 | 676.8814 | 969.7275 | 137.457 | 0 | 0 | 0 | 0 | 1784.066 | 1572 | 676.8814 | 969.7275 | 137.457 | 0 | 0 | 0 | 0 | 1784.066 | 1572 | 1176.8814 | 969.7275 | 137.457 | 0 | 0 | 0 | 0 | 2284.066 | 1572 | 858.3066 | 1939.4551 | 171.8213 | 0 | 0 | 0 | 0 | 0 | 0 | 2969.583 | 1572 | 0 | 1939.4551 | 171.8213 | 17 | 0 | 0 | 0 | 0 | 0 | 2128.2764 | 1572 | 0 | 1939.4551 | 171.8213 | 0 | 0 | 0 | 0 | 0 | 0 | 2111.2764
1575 | 0.01 | 0.01 | 0.01 | 0.01 | 0.01 | 0.01 | 0.01 | 0.01 | 0.01 | 1575 | 1606.1465 | 1606.1465 | 1606.1465 | 1884.1335 | 1884.1335 | 1684.2465 | 1606.1188 | 2131.2329 | 2131.2329 | 1573 | 1522.0724 | 0 | 96.6323 | 0 | 0 | 0 | 0 | 1618.7047 |  | 1573 | 1674.2574 | 0 | 96.6323 | 0 | 0 | 0 | 0 | 1770.8897 | 1573 | 1674.2574 | 0 | 96.6323 | 0 | 0 | 0 | 0 | 1770.8897 | 1573 | 731.3923 | 958.6276 | 104.4674 | 0 | 0 | 0 | 0 | 1794.4873 | 1573 | 731.3923 | 958.6276 | 104.4674 | 0 | 0 | 0 | 0 | 1794.4873 | 1573 | 731.3923 | 958.6276 | 104.4674 | 0 | 0 | 0 | 0 | 1794.4873 | 1573 | 0 | 1917.2553 | 130.5842 | 0 | 0 | 0 | 0 | 0 | 0 | 2047.8395 | 1573 | 0 | 1917.2553 | 130.5842 | 17 | 0 | 0 | 0 | 0 | 0 | 2064.8395 | 1573 | 0 | 1917.2553 | 130.5842 | 0 | 0 | 0 | 0 | 0 | 0 | 2047.8395
1576 | 14.9898 | 14.9898 | 14.9898 | 0.01 | 0.01 | 0.01 | 0.01 | 0.01 | 0.01 | 1576 | 1218.1816 | 1449.0739 | 1218.1816 | 1429.0207 | 1893.2521 | 1878.8784 | 1616.4333 | 1616.4333 | 1616.4333 | 1574 | 1561.6492 | 0 | 55.945 | 0 | 0 | 0 | 0 | 1617.5942 |  | 1574 | 1561.6492 | 0 | 55.945 | 0 | 0 | 0 | 0 | 1617.5942 | 1574 | 1740.099 | 0 | 55.945 | 0 | 0 | 0 | 0 | 1796.044 | 1574 | 805.6681 | 942.4823 | 60.4811 | 0 | 0 | 0 | 0 | 1808.6315 | 1574 | 992.1848 | 942.4823 | 60.4811 | 0 | 0 | 0 | 0 | 1995.1482 | 1574 | 805.6681 | 942.4823 | 60.4811 | 0 | 0 | 0 | 0 | 1808.6315 | 1574 | 0 | 1884.9647 | 75.6014 | 0 | 0 | 0 | 0 | 0 | 0 | 1960.5661 | 1574 | 78.8638 | 1884.9647 | 75.6014 | 17 | 0 | 0 | 0 | 0 | 0 | 2056.4299 | 1574 | 0 | 1884.9647 | 75.6014 | 0 | 0 | 0 | 0 | 0 | 0 | 1960.5661
1577 | 14.9898 | 14.9898 | 14.9898 | 0.01 | 0.01 | 0.01 | 0.01 | 0.01 | 0.01 | 1577 | 1288.141 | 1288.141 | 1288.141 | 1975.3198 | 1511.0885 | 1511.0885 | 1709.264 | 2234.3782 | 1947.2212 | 1575 | 1693.0693 | 0 | 30.5155 | 0 | 0 | 0 | 0 | 1723.5848 |  | 1575 | 1693.0693 | 0 | 30.5155 | 0 | 0 | 0 | 0 | 1723.5848 | 1575 | 1592.6311 | 0 | 30.5155 | 0 | 0 | 0 | 0 | 1623.1465 | 1575 | 1485.679 | 931.3824 | 32.9897 | 0 | 0 | 0 | 0 | 2450.0511 | 1575 | 1782.1782 | 931.3824 | 32.9897 | 0 | 0 | 0 | 0 | 2746.5504 | 1575 | 1782.1782 | 931.3824 | 32.9897 | 0 | 0 | 0 | 0 | 2746.5504 | 1575 | 1658.303 | 1862.7649 | 41.2371 | 0 | 0 | 0 | 0 | 0 | 0 | 3562.305 | 1575 | 142.7954 | 1862.7649 | 41.2371 | 17 | 0 | 0 | 0 | 0 | 0 | 2063.7974 | 1575 | 142.7954 | 1862.7649 | 41.2371 | 0 | 0 | 0 | 0 | 0 | 0 | 2046.7974
1578 | 17.8837 | 17.8837 | 17.8837 | 1.1461 | 1.1461 | 1.1461 | 0.01 | 0.01 | 0.01 | 1578 | 1320.3445 | 1320.3445 | 1320.3445 | 1548.8657 | 1548.8657 | 1548.8657 | 2277.1098 | 2277.1098 | 2277.1098 | 1576 | 1787.1287 | 0 | 5.0859 | 0 | 0 | 0 | 0 | 1792.2146 |  | 1576 | 1787.1287 | 0 | 5.0859 | 0 | 0 | 0 | 0 | 1792.2146 | 1576 | 1787.1287 | 0 | 5.0859 | 0 | 0 | 0 | 0 | 1792.2146 | 1576 | 1431.3304 | 935.4188 | 5.4983 | 0 | 0 | 0 | 0 | 2372.2475 | 1576 | 1881.1881 | 935.4188 | 5.4983 | 0 | 0 | 0 | 0 | 2822.1052 | 1576 | 1881.1881 | 935.4188 | 5.4983 | 0 | 0 | 0 | 0 | 2822.1052 | 1576 | 1912.5413 | 1870.8375 | 6.8729 | 0 | 0 | 0 | 0 | 0 | 0 | 3790.2516 | 1576 | 0 | 1870.8375 | 6.8729 | 17 | 0 | 0 | 0 | 0 | 0 | 1894.7104 | 1576 | 0 | 1870.8375 | 6.8729 | 0 | 0 | 0 | 0 | 0 | 0 | 1877.7104
1579 | 18.6145 | 18.6145 | 18.6145 | 5.3042 | 5.3042 | 5.3042 | 0.01 | 0.01 | 0.01 | 1579 | 1289.2515 | 1289.2515 | 1289.2515 | 1512.3911 | 1512.3911 | 1512.3911 | 1710.7375 | 2235.8517 | 1710.7375 | 1577 | 1805.9406 | 0 | 0 | 0 | 0 | 0 | 0 | 1805.9406 |  | 1577 | 1805.9406 | 0 | 0 | 0 | 0 | 0 | 0 | 1805.9406 | 1577 | 1805.9406 | 0 | 0 | 0 | 0 | 0 | 0 | 1805.9406 | 1577 | 1900.9901 | 940.4642 | 0 | 0 | 0 | 0 | 0 | 2841.4543 | 1577 | 1900.9901 | 940.4642 | 0 | 0 | 0 | 0 | 0 | 2841.4543 | 1577 | 1900.9901 | 940.4642 | 0 | 0 | 0 | 0 | 0 | 2841.4543 | 1577 | 1932.6733 | 1880.9284 | 0 | 0 | 0 | 0 | 0 | 0 | 0 | 3813.6016 | 1577 | 788.3889 | 1880.9284 | 0 | 17 | 0 | 0 | 0 | 0 | 0 | 2686.3172 | 1577 | 0 | 1880.9284 | 0 | 0 | 0 | 0 | 0 | 0 | 0 | 1880.9284
1580 | 20.9838 | 20.9838 | 20.9838 | 7.3621 | 7.3621 | 7.3621 | 0.01 | 0.01 | 0.01 | 1580 | 1238.17 | 1238.17 | 1238.17 | 1452.4687 | 1452.4687 | 1452.4687 | 1642.9564 | 2168.0705 | 2168.0705 | 1578 | 1721.2871 | 0 | 0 | 0 | 0 | 0 | 0 | 1721.2871 |  | 1578 | 1721.2871 | 0 | 0 | 0 | 0 | 0 | 0 | 1721.2871 | 1578 | 1721.2871 | 0 | 0 | 0 | 0 | 0 | 0 | 1721.2871 | 1578 | 1811.8812 | 929.3643 | 0 | 0 | 0 | 0 | 0 | 2741.2455 | 1578 | 1811.8812 | 929.3643 | 0 | 0 | 0 | 0 | 0 | 2741.2455 | 1578 | 1811.8812 | 929.3643 | 0 | 0 | 0 | 0 | 0 | 2741.2455 | 1578 | 1842.0792 | 1858.7286 | 0 | 0 | 0 | 0 | 0 | 0 | 0 | 3700.8078 | 1578 | 914.9319 | 1858.7286 | 0 | 17 | 0 | 0 | 0 | 0 | 0 | 2790.6604 | 1578 | 1134.9319 | 1858.7286 | 0 | 0 | 0 | 0 | 0 | 0 | 0 | 2993.6604
1581 | 22.3899 | 22.3899 | 22.3899 | 16.9307 | 14.022 | 14.022 | 0.01 | 0.01 | 0.01 | 1581 | 1171.542 | 1171.542 | 1171.542 | 1374.3089 | 1374.3089 | 1374.3089 | 1554.5461 | 2079.6603 | 1554.5461 | 1579 | 1909.4059 | 0 | 0 | 0 | 0 | 0 | 0 | 1909.4059 |  | 1579 | 1909.4059 | 0 | 0 | 0 | 0 | 0 | 0 | 1909.4059 | 1579 | 1909.4059 | 0 | 0 | 0 | 0 | 0 | 0 | 1909.4059 | 1579 | 2009.901 | 909.1826 | 0 | 0 | 0 | 0 | 0 | 2919.0836 | 1579 | 2009.901 | 909.1826 | 0 | 0 | 0 | 0 | 0 | 2919.0836 | 1579 | 2009.901 | 909.1826 | 0 | 0 | 0 | 0 | 0 | 2919.0836 | 1579 | 2043.3993 | 1818.3653 | 0 | 0 | 0 | 0 | 0 | 0 | 0 | 3861.7646 | 1579 | 1792.5836 | 1818.3653 | 0 | 17 | 0 | 0 | 0 | 0 | 0 | 3627.9489 | 1579 | 827.4694 | 1818.3653 | 0 | 0 | 0 | 0 | 0 | 0 | 0 | 2645.8347
1582 | 22.3899 | 22.3899 | 22.3899 | 0.01 | 0.01 | 0.01 | 0.01 | 0.01 | 0.01 | 1582 | 1106.0245 | 1106.0245 | 1106.0245 | 1297.4518 | 1297.4518 | 1297.4518 | 1992.7236 | 1467.6094 | 1467.6094 | 1580 | 1834.1584 | 0 | 0 | 0 | 0 | 0 | 0 | 1834.1584 |  | 1580 | 1834.1584 | 0 | 0 | 0 | 0 | 0 | 0 | 1834.1584 | 1580 | 1834.1584 | 0 | 0 | 0 | 0 | 0 | 0 | 1834.1584 | 1580 | 1930.6931 | 878.9102 | 0 | 0 | 0 | 0 | 0 | 2809.6033 | 1580 | 1930.6931 | 878.9102 | 0 | 0 | 0 | 0 | 0 | 2809.6033 | 1580 | 1930.6931 | 878.9102 | 0 | 0 | 0 | 0 | 0 | 2809.6033 | 1580 | 1962.8713 | 1757.8204 | 0 | 0 | 0 | 0 | 0 | 0 | 0 | 3720.6917 | 1580 | 1962.8713 | 1757.8204 | 0 | 17 | 0 | 0 | 0 | 0 | 0 | 3737.6917 | 1580 | 1962.8713 | 1757.8204 | 0 | 0 | 0 | 0 | 0 | 0 | 0 | 3720.6917
1583 | 22.3899 | 22.3899 | 22.3899 | 0.01 | 0.01 | 0.01 | 0.01 | 0.01 | 0.01 | 1583 | 1068.2686 | 1068.2686 | 1068.2686 | 1462.6428 | 1462.6428 | 1253.1613 | 1417.5103 | 1417.5103 | 1417.5103 | 1581 | 1721.2871 | 0 | 0 | 0 | 0 | 0 | 0 | 1721.2871 |  | 1581 | 1721.2871 | 0 | 0 | 0 | 0 | 0 | 0 | 1721.2871 | 1581 | 1721.2871 | 0 | 0 | 0 | 0 | 0 | 0 | 1721.2871 | 1581 | 1811.8812 | 841.5742 | 0 | 0 | 0 | 0 | 0 | 2653.4554 | 1581 | 1811.8812 | 841.5742 | 0 | 0 | 0 | 0 | 0 | 2653.4554 | 1581 | 1811.8812 | 841.5742 | 0 | 0 | 0 | 0 | 0 | 2653.4554 | 1581 | 1842.0792 | 1683.1483 | 0 | 0 | 0 | 0 | 0 | 0 | 0 | 3525.2275 | 1581 | 1333.7887 | 1683.1483 | 0 | 17 | 0 | 0 | 0 | 0 | 0 | 3033.937 | 1581 | 308.6746 | 1683.1483 | 0 | 0 | 0 | 0 | 0 | 0 | 0 | 1991.8229
1584 | 14.9898 | 14.9898 | 14.9898 | 0.01 | 0.01 | 0.01 | 0.01 | 0.01 | 0.01 | 1584 | 1327.2322 | 1327.2322 | 1327.2322 | 1686.1288 | 1221.8974 | 1221.8974 | 1382.1462 | 1652.2007 | 1737.8427 | 1582 | 1495.5446 | 0 | 0 | 0 | 0 | 0 | 0 | 1495.5446 |  | 1582 | 1495.5446 | 0 | 0 | 0 | 0 | 0 | 0 | 1495.5446 | 1582 | 1495.5446 | 0 | 0 | 0 | 0 | 0 | 0 | 1495.5446 | 1582 | 1570.5115 | 807.2654 | 0 | 0 | 0 | 0 | 0 | 2377.7769 | 1582 | 1574.2574 | 807.2654 | 0 | 0 | 0 | 0 | 0 | 2381.5228 | 1582 | 1570.5115 | 807.2654 | 0 | 0 | 0 | 0 | 0 | 2377.7769 | 1582 | 293.7573 | 1614.5308 | 0 | 0 | 0 | 0 | 0 | 0 | 0 | 1908.2881 | 1582 | 268.6431 | 1614.5308 | 0 | 17 | 0 | 0 | 0 | 0 | 0 | 1900.1739 | 1582 | 0 | 1614.5308 | 0 | 0 | 0 | 0 | 0 | 0 | 0 | 1614.5308
1585 | 29.4202 | 29.4202 | 29.4202 | 0.01 | 0.01 | 0.01 | 0.01 | 0.01 | 0.01 | 1585 | 1023.85 | 1023.85 | 1023.85 | 1241.544 | 1201.0548 | 1201.0548 | 1358.5702 | 1883.6843 | 1358.5702 | 1583 | 1533.1683 | 0 | 0 | 0 | 0 | 0 | 0 | 1533.1683 |  | 1583 | 1533.1683 | 0 | 0 | 0 | 0 | 0 | 0 | 1533.1683 | 1583 | 1533.1683 | 0 | 0 | 0 | 0 | 0 | 0 | 1533.1683 | 1583 | 1613.8614 | 779.0111 | 0 | 0 | 0 | 0 | 0 | 2392.8725 | 1583 | 1613.8614 | 779.0111 | 0 | 0 | 0 | 0 | 0 | 2392.8725 | 1583 | 1556.6229 | 779.0111 | 0 | 0 | 0 | 0 | 0 | 2335.634 | 1583 | 1640.7591 | 1558.0222 | 0 | 0 | 0 | 0 | 0 | 0 | 0 | 3198.7813 | 1583 | 0 | 1558.0222 | 0 | 17 | 0 | 0 | 0 | 0 | 0 | 1575.0222 | 1583 | 0 | 1558.0222 | 0 | 0 | 0 | 0 | 0 | 0 | 0 | 1558.0222
1586 | 69.494 | 69.494 | 69.494 | 23.3122 | 23.3122 | 23.3122 | 0.01 | 0.01 | 0.01 | 1586 | 1000.5302 | 1000.5302 | 1000.5302 | 1173.6989 | 1173.6989 | 1173.6989 | 1852.7408 | 1852.7408 | 1327.6266 | 1584 | 1551.9802 | 0 | 0 | 0 | 0 | 0 | 0 | 1551.9802 |  | 1584 | 1551.9802 | 0 | 0 | 0 | 0 | 0 | 0 | 1551.9802 | 1584 | 1551.9802 | 0 | 0 | 0 | 0 | 0 | 0 | 1551.9802 | 1584 | 1458.6971 | 752.775 | 0 | 0 | 0 | 0 | 0 | 2211.4721 | 1584 | 1633.6634 | 752.775 | 0 | 0 | 0 | 0 | 0 | 2386.4383 | 1584 | 1612.2657 | 752.775 | 0 | 0 | 0 | 0 | 0 | 2365.0407 | 1584 | 1660.8911 | 1505.55 | 0 | 0 | 0 | 0 | 0 | 0 | 0 | 3166.441 | 1584 | 62.2153 | 1505.55 | 0 | 17 | 0 | 0 | 0 | 0 | 0 | 1584.7652 | 1584 | 147.8572 | 1505.55 | 0 | 0 | 0 | 0 | 0 | 0 | 0 | 1653.4071
1587 | 42.512 | 45.7176 | 45.7176 | 23.3122 | 23.3122 | 23.3122 | 0.01 | 0.01 | 0.01 | 1587 | 1009.4139 | 1009.4139 | 1009.4139 | 1184.1202 | 1184.1202 | 1184.1202 | 1864.5288 | 1864.5288 | 1864.5288 | 1585 | 1514.3564 | 0 | 0 | 0 | 0 | 0 | 0 | 1514.3564 |  | 1585 | 1514.3564 | 0 | 0 | 0 | 0 | 0 | 0 | 1514.3564 | 1585 | 1514.3564 | 0 | 0 | 0 | 0 | 0 | 0 | 1514.3564 | 1585 | 1594.0594 | 725.5298 | 0 | 0 | 0 | 0 | 0 | 2319.5892 | 1585 | 1592.2358 | 725.5298 | 0 | 0 | 0 | 0 | 0 | 2317.7655 | 1585 | 1594.0594 | 725.5298 | 0 | 0 | 0 | 0 | 0 | 2319.5892 | 1585 | 1620.6271 | 1451.0595 | 0 | 0 | 0 | 0 | 0 | 0 | 0 | 3071.6866 | 1585 | 348.1893 | 1451.0595 | 0 | 17 | 0 | 0 | 0 | 0 | 0 | 1816.2488 | 1585 | 0 | 1451.0595 | 0 | 0 | 0 | 0 | 0 | 0 | 0 | 1451.0595
1588 | 77.0256 | 77.0256 | 77.0256 | 29.4202 | 29.4202 | 29.4202 | 0.01 | 0.01 | 0.01 | 1588 | 1058.2745 | 1058.2745 | 1058.2745 | 1241.4373 | 1241.4373 | 1241.4373 | 1404.2488 | 1404.2488 | 1404.2488 | 1586 | 1504.9505 | 0 | 0 | 0 | 0 | 0 | 0 | 1504.9505 |  | 1586 | 1504.9505 | 0 | 0 | 0 | 0 | 0 | 0 | 1504.9505 | 1586 | 1504.9505 | 0 | 0 | 0 | 0 | 0 | 0 | 1504.9505 | 1586 | 1584.1584 | 692.2301 | 0 | 0 | 0 | 0 | 0 | 2276.3885 | 1586 | 1584.1584 | 692.2301 | 0 | 0 | 0 | 0 | 0 | 2276.3885 | 1586 | 1584.1584 | 692.2301 | 0 | 0 | 0 | 0 | 0 | 2276.3885 | 1586 | 1610.5611 | 1384.4601 | 0 | 0 | 0 | 0 | 0 | 0 | 0 | 2995.0212 | 1586 | 383.8451 | 1384.4601 | 0 | 17 | 0 | 0 | 0 | 0 | 0 | 1785.3052 | 1586 | 0 | 1384.4601 | 0 | 0 | 0 | 0 | 0 | 0 | 0 | 1384.4601
1589 | 87.242 | 87.242 | 87.242 | 34.4815 | 34.4815 | 34.4815 | 25.0885 | 25.0885 | 25.0885 | 1589 | 1192.6409 | 1192.6409 | 1192.6409 | 1399.0595 | 1399.0595 | 1399.0595 | 1582.5427 | 1582.5427 | 1582.5427 | 1587 | 1382.6733 | 0 | 0 | 0 | 0 | 0 | 0 | 1382.6733 |  | 1587 | 1382.6733 | 0 | 0 | 0 | 0 | 0 | 0 | 1382.6733 | 1587 | 1382.6733 | 0 | 0 | 0 | 0 | 0 | 0 | 1382.6733 | 1587 | 1455.4455 | 680.1211 | 0 | 0 | 0 | 0 | 0 | 2135.5666 | 1587 | 1455.4455 | 680.1211 | 0 | 0 | 0 | 0 | 0 | 2135.5666 | 1587 | 1455.4455 | 680.1211 | 0 | 0 | 0 | 0 | 0 | 2135.5666 | 1587 | 1479.703 | 1360.2422 | 0 | 0 | 0 | 0 | 0 | 0 | 0 | 2839.9452 | 1587 | 548.3869 | 1360.2422 | 0 | 17 | 0 | 0 | 0 | 0 | 0 | 1925.6291 | 1587 | 419.8511 | 1360.2422 | 0 | 0 | 0 | 0 | 0 | 0 | 0 | 1780.0933
1590 | 94.4919 | 93.9242 | 93.9242 | 35.4234 | 35.4234 | 35.4234 | 26.474 | 26.474 | 26.474 | 1590 | 1320.3445 | 1320.3445 | 1320.3445 | 1548.8657 | 1548.8657 | 1548.8657 | 1751.9956 | 1751.9956 | 1751.9956 | 1588 | 1138.1188 | 0 | 0 | 0 | 0 | 0 | 150 | 1288.1188 |  | 1588 | 1138.1188 | 0 | 0 | 0 | 0 | 0 | 150 | 1288.1188 | 1588 | 1138.1188 | 0 | 0 | 0 | 0 | 0 | 150 | 1288.1188 | 1588 | 1198.0198 | 662.9667 | 0 | 0 | 0 | 0 | 0 | 1860.9865 | 1588 | 1198.0198 | 662.9667 | 0 | 0 | 0 | 0 | 0 | 1860.9865 | 1588 | 1198.0198 | 662.9667 | 0 | 0 | 0 | 0 | 0 | 1860.9865 | 1588 | 1217.9868 | 1325.9334 | 0 | 0 | 0 | 0 | 0 | 0 | 0 | 2543.9202 | 1588 | 984.5426 | 1325.9334 | 0 | 17 | 0 | 0 | 0 | 0 | 0 | 2327.476 | 1588 | 1217.9868 | 1325.9334 | 0 | 0 | 0 | 0 | 0 | 0 | 0 | 2543.9202
1591 | 94.4919 | 93.9242 | 93.9242 | 59.4386 | 56.1269 | 56.1269 | 25.7024 | 25.7024 | 25.7024 | 1591 | 1446.9377 | 1446.9377 | 1446.9377 | 1697.3692 | 1697.3692 | 1697.3692 | 1919.975 | 1919.975 | 1919.975 | 1589 | 987.6238 | 0 | 0 | 0 | 0 | 0 | 150 | 1137.6238 |  | 1589 | 987.6238 | 0 | 0 | 0 | 0 | 0 | 150 | 1137.6238 | 1589 | 987.6238 | 0 | 0 | 0 | 0 | 0 | 150 | 1137.6238 | 1589 | 1039.604 | 635.7215 | 0 | 0 | 0 | 0 | 0 | 1675.3255 | 1589 | 1039.604 | 635.7215 | 0 | 0 | 0 | 0 | 0 | 1675.3255 | 1589 | 1039.604 | 635.7215 | 0 | 0 | 0 | 0 | 0 | 1675.3255 | 1589 | 1056.9307 | 1271.443 | 0 | 0 | 0 | 0 | 0 | 0 | 0 | 2328.3737 | 1589 | 1056.9307 | 1271.443 | 0 | 17 | 0 | 0 | 0 | 0 | 0 | 2345.3737 | 1589 | 1056.9307 | 1271.443 | 0 | 0 | 0 | 0 | 0 | 0 | 0 | 2328.3737
1592 | 89.9854 | 89.9854 | 89.9854 | 59.4386 | 59.4386 | 71.7351 | 28.8088 | 28.8088 | 28.8088 | 1592 | 1503.5715 | 1503.5715 | 1503.5715 | 1763.805 | 1763.805 | 1763.805 | 1995.1237 | 1995.1237 | 1995.1237 | 1590 | 827.7228 | 0 | 5.0859 | 150 | 0 | 0 | 150 | 1132.8087 |  | 1590 | 827.7228 | 0 | 5.0859 | 150 | 0 | 0 | 150 | 1132.8087 | 1590 | 827.7228 | 0 | 5.0859 | 150 | 0 | 0 | 150 | 1132.8087 | 1590 | 871.2871 | 608.4763 | 5.4983 | 0 | 0 | 0 | 0 | 1485.2617 | 1590 | 871.2871 | 608.4763 | 5.4983 | 0 | 0 | 0 | 0 | 1485.2617 | 1590 | 871.2871 | 608.4763 | 5.4983 | 0 | 0 | 0 | 0 | 1485.2617 | 1590 | 885.8086 | 1216.9526 | 6.8729 | 0 | 0 | 0 | 0 | 0 | 0 | 2109.634 | 1590 | 885.8086 | 1216.9526 | 6.8729 | 17 | 0 | 0 | 0 | 0 | 0 | 2126.634 | 1590 | 885.8086 | 1216.9526 | 6.8729 | 0 | 0 | 0 | 0 | 0 | 0 | 2109.634
1593 | 79.5999 | 79.5999 | 79.5999 | 42.0277 | 42.0277 | 42.0277 | 30.8575 | 30.8575 | 30.8575 | 1593 | 1502.461 | 1502.461 | 1502.461 | 1762.5023 | 1762.5023 | 1762.5023 | 1993.6502 | 1993.6502 | 1993.6502 | 1591 | 724.2574 | 0 | 15.2577 | 150 | 0 | 0 | 150 | 1039.5152 |  | 1591 | 724.2574 | 0 | 15.2577 | 150 | 0 | 0 | 150 | 1039.5152 | 1591 | 724.2574 | 0 | 15.2577 | 150 | 0 | 0 | 150 | 1039.5152 | 1591 | 762.3762 | 576.1857 | 16.4948 | 0 | 0 | 0 | 0 | 1355.0568 | 1591 | 762.3762 | 576.1857 | 16.4948 | 0 | 0 | 0 | 0 | 1355.0568 | 1591 | 762.3762 | 576.1857 | 16.4948 | 0 | 0 | 0 | 0 | 1355.0568 | 1591 | 775.0825 | 1152.3713 | 20.6186 | 0 | 0 | 0 | 0 | 0 | 0 | 1948.0724 | 1591 | 775.0825 | 1152.3713 | 20.6186 | 17 | 0 | 0 | 0 | 0 | 0 | 1965.0724 | 1591 | 775.0825 | 1152.3713 | 20.6186 | 0 | 0 | 0 | 0 | 0 | 0 | 1948.0724
1594 | 67.2991 | 67.2991 | 67.2991 | 36.2688 | 36.2688 | 36.2688 | 25.0095 | 25.0095 | 25.0095 | 1594 | 1516.8971 | 1516.8971 | 1516.8971 | 1779.4369 | 1779.4369 | 1779.4369 | 2012.8057 | 2012.8057 | 2012.8057 | 1592 | 573.7624 | 0 | 30.5155 | 0 | 0 | 0 | 150 | 754.2778 |  | 1592 | 573.7624 | 0 | 30.5155 | 0 | 0 | 0 | 150 | 754.2778 | 1592 | 573.7624 | 0 | 30.5155 | 0 | 0 | 0 | 150 | 754.2778 | 1592 | 603.9604 | 539.8587 | 32.9897 | 0 | 0 | 0 | 0 | 1176.8088 | 1592 | 603.9604 | 539.8587 | 32.9897 | 0 | 0 | 0 | 0 | 1176.8088 | 1592 | 603.9604 | 539.8587 | 32.9897 | 0 | 0 | 0 | 0 | 1176.8088 | 1592 | 614.0264 | 1079.7175 | 41.2371 | 0 | 0 | 0 | 0 | 0 | 0 | 1734.981 | 1592 | 614.0264 | 1079.7175 | 41.2371 | 17 | 0 | 0 | 0 | 0 | 0 | 1751.981 | 1592 | 614.0264 | 1079.7175 | 41.2371 | 0 | 0 | 0 | 0 | 0 | 0 | 1734.981
1595 | 67.2991 | 67.2991 | 67.2991 | 34.1149 | 34.1149 | 34.1149 | 22.3877 | 22.3877 | 22.3877 | 1595 | 1483.5831 | 1483.5831 | 1483.5831 | 1740.3571 | 1740.3571 | 1740.3571 | 1968.6006 | 1968.6006 | 1968.6006 | 1593 | 489.1089 | 0 | 50.8591 | 0 | 0 | 0 | 150 | 689.968 |  | 1593 | 489.1089 | 0 | 50.8591 | 0 | 0 | 0 | 150 | 689.968 | 1593 | 489.1089 | 0 | 50.8591 | 0 | 0 | 0 | 150 | 689.968 | 1593 | 514.8515 | 492.4319 | 54.9828 | 0 | 0 | 0 | 0 | 1062.2662 | 1593 | 514.8515 | 492.4319 | 54.9828 | 0 | 0 | 0 | 0 | 1062.2662 | 1593 | 514.8515 | 492.4319 | 54.9828 | 0 | 0 | 0 | 0 | 1062.2662 | 1593 | 523.4323 | 984.8638 | 68.7285 | 0 | 0 | 0 | 0 | 0 | 0 | 1577.0246 | 1593 | 523.4323 | 984.8638 | 68.7285 | 17 | 0 | 0 | 0 | 0 | 0 | 1594.0246 | 1593 | 523.4323 | 984.8638 | 68.7285 | 0 | 0 | 0 | 0 | 0 | 0 | 1577.0246
1596 | 63.7602 | 65.5061 | 65.5061 | 34.1149 | 34.1149 | 34.1149 | 21.7964 | 21.7964 | 21.7964 | 1596 | 1470.2575 | 1470.2575 | 1470.2575 | 1724.7251 | 1724.7251 | 1724.7251 | 1950.9186 | 1950.9186 | 1950.9186 | 1594 | 460.8911 | 0 | 101.7182 | 0 | 0 | 0 | 0 | 562.6093 |  | 1594 | 460.8911 | 0 | 101.7182 | 0 | 0 | 0 | 0 | 562.6093 | 1594 | 460.8911 | 0 | 101.7182 | 0 | 0 | 0 | 0 | 562.6093 | 1594 | 485.1485 | 465.1867 | 109.9656 | 0 | 0 | 0 | 0 | 1060.3008 | 1594 | 485.1485 | 465.1867 | 109.9656 | 0 | 0 | 0 | 0 | 1060.3008 | 1594 | 485.1485 | 465.1867 | 109.9656 | 0 | 0 | 0 | 0 | 1060.3008 | 1594 | 493.2343 | 930.3734 | 137.457 | 0 | 0 | 0 | 0 | 0 | 0 | 1561.0647 | 1594 | 493.2343 | 930.3734 | 137.457 | 17 | 0 | 0 | 0 | 0 | 0 | 1578.0647 | 1594 | 493.2343 | 930.3734 | 137.457 | 0 | 0 | 0 | 0 | 0 | 0 | 1561.0647
1597 | 63.7602 | 65.5061 | 65.5061 | 34.1149 | 34.1149 | 34.1149 | 23.4961 | 23.4961 | 23.4961 | 1597 | 1438.0539 | 1438.0539 | 1438.0539 | 1686.9479 | 1686.9479 | 1686.9479 | 1908.187 | 1908.187 | 1908.187 | 1595 | 536.1386 | 0 | 178.0069 | 0 | 0 | 0 | 0 | 714.1455 |  | 1595 | 536.1386 | 0 | 178.0069 | 0 | 0 | 0 | 0 | 714.1455 | 1595 | 536.1386 | 0 | 178.0069 | 0 | 0 | 0 | 0 | 714.1455 | 1595 | 564.3564 | 451.0595 | 192.4399 | 0 | 0 | 0 | 0 | 1207.8558 | 1595 | 564.3564 | 451.0595 | 192.4399 | 0 | 0 | 0 | 0 | 1207.8558 | 1595 | 564.3564 | 451.0595 | 192.4399 | 0 | 0 | 0 | 0 | 1207.8558 | 1595 | 573.7624 | 902.1191 | 240.5498 | 0 | 0 | 0 | 0 | 0 | 0 | 1716.4313 | 1595 | 573.7624 | 902.1191 | 240.5498 | 17 | 0 | 0 | 0 | 0 | 0 | 1733.4313 | 1595 | 573.7624 | 902.1191 | 240.5498 | 0 | 0 | 0 | 0 | 0 | 0 | 1716.4313
1598 | 76.1824 | 76.1824 | 76.1824 | 38.1037 | 38.1037 | 38.1037 | 23.2645 | 23.2645 | 23.2645 | 1598 | 1403.6295 | 1403.6295 | 1403.6295 | 1646.5654 | 1646.5654 | 1646.5654 | 1862.5084 | 1862.5084 | 1862.5084 | 1596 | 592.5743 | 0 | 249.2096 | 0 | 0 | 0 | 0 | 841.7839 |  | 1596 | 592.5743 | 0 | 249.2096 | 0 | 0 | 0 | 0 | 841.7839 | 1596 | 592.5743 | 0 | 249.2096 | 0 | 0 | 0 | 0 | 841.7839 | 1596 | 623.7624 | 436.9324 | 269.4158 | 0 | 0 | 0 | 0 | 1330.1106 | 1596 | 623.7624 | 436.9324 | 269.4158 | 0 | 0 | 0 | 0 | 1330.1106 | 1596 | 623.7624 | 436.9324 | 269.4158 | 0 | 0 | 0 | 0 | 1330.1106 | 1596 | 634.1584 | 873.8648 | 336.7698 | 0 | 0 | 0 | 0 | 0 | 0 | 1844.793 | 1596 | 634.1584 | 873.8648 | 336.7698 | 17 | 0 | 0 | 0 | 0 | 0 | 1861.793 | 1596 | 634.1584 | 873.8648 | 336.7698 | 0 | 0 | 0 | 0 | 0 | 0 | 1844.793
1599 | 94.8028 | 94.8028 | 94.8028 | 67.9604 | 67.9604 | 67.9604 | 33.3394 | 33.3394 | 33.3326 | 1599 | 1355.8794 | 1355.8794 | 1355.8794 | 1590.5509 | 1590.5509 | 1590.5509 | 1799.1477 | 1799.1477 | 1799.1477 | 1597 | 620.7921 | 0 | 274.6392 | 0 | 0 | 0 | 0 | 895.4313 |  | 1597 | 620.7921 | 0 | 274.6392 | 0 | 0 | 0 | 0 | 895.4313 | 1597 | 620.7921 | 0 | 274.6392 | 0 | 0 | 0 | 0 | 895.4313 | 1597 | 653.4653 | 428.8597 | 296.9072 | 0 | 0 | 0 | 0 | 1379.2323 | 1597 | 653.4653 | 428.8597 | 296.9072 | 0 | 0 | 0 | 0 | 1379.2323 | 1597 | 653.4653 | 428.8597 | 296.9072 | 0 | 0 | 0 | 0 | 1379.2323 | 1597 | 664.3564 | 857.7195 | 371.134 | 0 | 0 | 0 | 0 | 0 | 0 | 1893.2099 | 1597 | 664.3564 | 857.7195 | 371.134 | 17 | 0 | 0 | 0 | 0 | 0 | 1910.2099 | 1597 | 664.3564 | 857.7195 | 371.134 | 0 | 0 | 0 | 0 | 0 | 0 | 1893.2099
1600 | 100.2517 | 98.6288 | 98.6288 | 90.7143 | 90.7143 | 90.7143 | 80.4217 | 80.4217 | 80.4217 | 1600 | 1356.9899 | 1356.9899 | 1356.9899 | 1591.8535 | 1591.8535 | 1591.8535 | 1800.6212 | 1800.6212 | 1800.6212 | 1598 | 677.2277 | 0 | 223.7801 | 0 | 0 | 0 | 150 | 1051.0078 |  | 1598 | 677.2277 | 0 | 223.7801 | 0 | 0 | 0 | 150 | 1051.0078 | 1598 | 677.2277 | 0 | 223.7801 | 0 | 0 | 0 | 150 | 1051.0078 | 1598 | 712.8713 | 419.778 | 241.9244 | 0 | 0 | 0 | 0 | 1374.5737 | 1598 | 712.8713 | 419.778 | 241.9244 | 0 | 0 | 0 | 0 | 1374.5737 | 1598 | 712.8713 | 419.778 | 241.9244 | 0 | 0 | 0 | 0 | 1374.5737 | 1598 | 724.7525 | 839.556 | 302.4055 | 0 | 0 | 0 | 0 | 0 | 0 | 1866.714 | 1598 | 724.7525 | 839.556 | 302.4055 | 17 | 0 | 0 | 0 | 0 | 0 | 1883.714 | 1598 | 724.7525 | 839.556 | 302.4055 | 0 | 0 | 0 | 0 | 0 | 0 | 1866.714
1601 | 105.8697 | 99.3081 | 99.3081 | 102.9275 | 102.9275 | 102.9275 | 104.1639 | 104.1467 | 104.1609 | 1601 | 1422.5074 | 1422.5074 | 1422.5074 | 1668.7106 | 1668.7106 | 1668.7106 | 1887.5579 | 1887.5579 | 1887.5579 | 1599 | 620.7921 | 0 | 127.1478 | 150 | 0 | 0 | 217.8782 | 1115.818 |  | 1599 | 620.7921 | 0 | 127.1478 | 150 | 0 | 0 | 217.8782 | 1115.818 | 1599 | 620.7921 | 0 | 127.1478 | 150 | 0 | 0 | 217.8782 | 1115.818 | 1599 | 653.4653 | 394.551 | 137.457 | 0 | 0 | 0 | 0 | 1185.4733 | 1599 | 653.4653 | 394.551 | 137.457 | 0 | 0 | 0 | 0 | 1185.4733 | 1599 | 653.4653 | 394.551 | 137.457 | 0 | 0 | 0 | 0 | 1185.4733 | 1599 | 664.3564 | 789.1019 | 171.8213 | 0 | 0 | 0 | 0 | 0 | 0 | 1625.2797 | 1599 | 664.3564 | 789.1019 | 171.8213 | 17 | 0 | 0 | 0 | 0 | 0 | 1642.2797 | 1599 | 664.3564 | 789.1019 | 171.8213 | 0 | 0 | 0 | 0 | 0 | 0 | 1625.2797
1602 | 105.8697 | 105.4824 | 108.1359 | 103.6298 | 103.6298 | 103.8811 | 105.9511 | 105.9511 | 108.4275 | 1602 | 1436.9435 | 1436.9435 | 1436.9435 | 1685.6452 | 1685.6452 | 1685.6452 | 1906.7135 | 1906.7135 | 1906.7135 | 1600 | 357.4257 | 0 | 30.5155 | 150 | 0 | 0 | 750 | 1287.9412 |  | 1600 | 357.4257 | 0 | 30.5155 | 150 | 0 | 0 | 336.0487 | 873.9899 | 1600 | 357.4257 | 0 | 30.5155 | 150 | 0 | 0 | 336.0487 | 873.9899 | 1600 | 376.2376 | 355.1968 | 32.9897 | 62.4275 | 0 | 0 | 0 | 826.8516 | 1600 | 376.2376 | 355.1968 | 32.9897 | 62.4275 | 0 | 0 | 0 | 826.8516 | 1600 | 376.2376 | 355.1968 | 32.9897 | 62.4275 | 0 | 0 | 0 | 826.8516 | 1600 | 382.5083 | 710.3935 | 41.2371 | 0 | 0 | 0 | 0 | 0 | 0 | 1134.1389 | 1600 | 382.5083 | 710.3935 | 41.2371 | 42 | 0 | 0 | 0 | 0 | 0 | 1176.1389 | 1600 | 382.5083 | 710.3935 | 41.2371 | 0 | 0 | 0 | 0 | 0 | 0 | 1134.1389
1603 | 105.8697 | 105.4824 | 105.6677 | 102.8038 | 102.7662 | 102.7662 | 105.8947 | 104.1467 | 104.1609 | 1603 | 1392.5248 | 1392.5248 | 1392.5248 | 1633.5387 | 1633.5387 | 1633.5387 | 1847.7733 | 1847.7733 | 1847.7733 | 1601 | 291.5842 | 0 | 0 | 150 | 0 | 0 | 750 | 1191.5842 |  | 1601 | 291.5842 | 0 | 0 | 150 | 0 | 0 | 497.9233 | 939.5074 | 1601 | 291.5842 | 0 | 0 | 150 | 0 | 0 | 497.9233 | 939.5074 | 1601 | 306.9307 | 325.9334 | 0 | 150 | 0 | 0 | 150 | 932.8641 | 1601 | 306.9307 | 325.9334 | 0 | 150 | 0 | 0 | 150 | 932.8641 | 1601 | 306.9307 | 325.9334 | 0 | 150 | 0 | 0 | 150 | 932.8641 | 1601 | 312.0462 | 651.8668 | 0 | 150 | 0 | 0 | 0 | 0 | 0 | 1113.913 | 1601 | 312.0462 | 651.8668 | 0 | 66 | 0 | 0 | 0 | 0 | 0 | 1029.913 | 1601 | 312.0462 | 651.8668 | 0 | 150 | 0 | 0 | 0 | 0 | 0 | 1113.913
1604 | 99.4244 | 98.9859 | 98.9859 | 100.4172 | 100.3961 | 100.3961 | 105.8947 | 101.7462 | 101.7462 | 1604 | 1361.4318 | 1361.4318 | 1361.4318 | 1597.0642 | 1597.0642 | 1597.0642 | 1806.5152 | 1806.5152 | 1806.5152 | 1602 | 310.396 | 0 | 0 | 150 | 0 | 0 | 750 | 1210.396 |  | 1602 | 310.396 | 0 | 0 | 150 | 0 | 0 | 750 | 1210.396 | 1602 | 310.396 | 0 | 0 | 150 | 0 | 0 | 750 | 1210.396 | 1602 | 326.7327 | 272.4521 | 0 | 150 | 0 | 0 | 150 | 899.1847 | 1602 | 326.7327 | 272.4521 | 0 | 150 | 0 | 0 | 150 | 899.1847 | 1602 | 326.7327 | 272.4521 | 0 | 150 | 0 | 0 | 150 | 899.1847 | 1602 | 332.1782 | 544.9041 | 0 | 150 | 0 | 0 | 0 | 0 | 0 | 1027.0824 | 1602 | 332.1782 | 544.9041 | 0 | 66 | 0 | 0 | 0 | 0 | 0 | 943.0824 | 1602 | 332.1782 | 544.9041 | 0 | 150 | 0 | 0 | 150 | 0 | 0 | 1177.0824
1605 | 98.9859 | 98.9859 | 98.9859 | 99.264 | 99.264 | 99.264 | 103.8627 | 103.8627 | 103.8627 | 1605 | 1294.8038 | 1294.8038 | 1294.8038 | 1518.9044 | 1518.9044 | 1518.9044 | 1718.105 | 1718.105 | 1718.105 | 1603 | 282.1782 | 0 | 0 | 150 | 0 | 0 | 750 | 1182.1782 |  | 1603 | 282.1782 | 0 | 0 | 150 | 0 | 0 | 750 | 1182.1782 | 1603 | 282.1782 | 0 | 0 | 150 | 0 | 0 | 750 | 1182.1782 | 1603 | 297.0297 | 190.7164 | 0 | 150 | 0 | 0 | 150 | 787.7462 | 1603 | 297.0297 | 190.7164 | 0 | 150 | 0 | 0 | 150 | 787.7462 | 1603 | 297.0297 | 190.7164 | 0 | 150 | 0 | 0 | 150 | 787.7462 | 1603 | 301.9802 | 381.4329 | 0 | 150 | 0 | 0 | 0 | 0 | 0 | 833.4131 | 1603 | 301.9802 | 381.4329 | 0 | 66 | 0 | 0 | 0 | 0 | 0 | 749.4131 | 1603 | 301.9802 | 381.4329 | 0 | 150 | 0 | 0 | 0 | 0 | 0 | 833.4131
1606 | 98.9859 | 98.6288 | 98.6288 | 98.7225 | 94.1247 | 94.1247 | 102.4652 | 101.7462 | 101.7462 | 1606 | 1213.7397 | 1213.7397 | 1213.7397 | 1423.8101 | 1423.8101 | 1423.8101 | 1610.5393 | 1610.5393 | 1610.5393 | 1604 | 216.3366 | 0 | 0 | 150 | 0 | 0 | 748.1609 | 1114.4975 |  | 1604 | 216.3366 | 0 | 0 | 150 | 0 | 0 | 450 | 816.3366 | 1604 | 216.3366 | 0 | 0 | 150 | 0 | 0 | 450 | 816.3366 | 1604 | 227.7228 | 112.0081 | 0 | 150 | 0 | 0 | 0 | 489.7308 | 1604 | 227.7228 | 112.0081 | 0 | 150 | 0 | 0 | 0 | 489.7308 | 1604 | 227.7228 | 112.0081 | 0 | 150 | 0 | 0 | 0 | 489.7308 | 1604 | 231.5182 | 224.0161 | 0 | 150 | 0 | 0 | 0 | 0 | 0 | 605.5343 | 1604 | 231.5182 | 224.0161 | 0 | 66 | 0 | 0 | 0 | 0 | 0 | 521.5343 | 1604 | 231.5182 | 224.0161 | 0 | 150 | 0 | 0 | 0 | 0 | 0 | 605.5343
1607 | 98.9859 | 98.6288 | 98.6288 | 98.7225 | 92.6839 | 92.6839 | 97.4195 | 97.3436 | 97.3436 | 1607 | 1159.3269 | 1159.3269 | 1159.3269 | 1359.9796 | 1359.9796 | 1359.9796 | 1538.3376 | 1538.3376 | 1538.3376 | 1605 | 150.495 | 0 | 15.2577 | 150 | 0 | 0 | 450 | 765.7528 |  | 1605 | 150.495 | 0 | 15.2577 | 150 | 0 | 0 | 450 | 765.7528 | 1605 | 150.495 | 0 | 15.2577 | 150 | 0 | 0 | 450 | 765.7528 | 1605 | 158.4158 | 54.4904 | 16.4948 | 150 | 0 | 0 | 0 | 379.4011 | 1605 | 158.4158 | 54.4904 | 16.4948 | 150 | 0 | 0 | 0 | 379.4011 | 1605 | 158.4158 | 54.4904 | 16.4948 | 150 | 0 | 0 | 0 | 379.4011 | 1605 | 161.0561 | 108.9808 | 20.6186 | 150 | 0 | 0 | 0 | 0 | 0 | 440.6555 | 1605 | 161.0561 | 108.9808 | 20.6186 | 66 | 0 | 0 | 0 | 0 | 0 | 356.6555 | 1605 | 161.0561 | 108.9808 | 20.6186 | 150 | 0 | 0 | 0 | 0 | 0 | 440.6555
1608 | 98.9859 | 98.6288 | 98.6288 | 98.7225 | 92.6839 | 92.6839 | 96.4688 | 95.6985 | 95.6985 | 1608 | 1134.8966 | 1134.8966 | 1134.8966 | 1331.321 | 1331.321 | 1331.321 | 1505.9205 | 1505.9205 | 1505.9205 | 1606 | 112.8713 | 0 | 0 | 150 | 0 | 0 | 450 | 712.8713 |  | 1606 | 112.8713 | 0 | 0 | 150 | 0 | 0 | 434.8685 | 697.7397 | 1606 | 112.8713 | 0 | 0 | 150 | 0 | 0 | 434.8685 | 697.7397 | 1606 | 118.8119 | 30.2725 | 0 | 150 | 0 | 0 | 0 | 299.0843 | 1606 | 118.8119 | 30.2725 | 0 | 150 | 0 | 0 | 0 | 299.0843 | 1606 | 118.8119 | 30.2725 | 0 | 150 | 0 | 0 | 0 | 299.0843 | 1606 | 120.7921 | 60.5449 | 0 | 150 | 0 | 0 | 0 | 0 | 0 | 331.337 | 1606 | 120.7921 | 60.5449 | 0 | 66 | 0 | 0 | 0 | 0 | 0 | 247.337 | 1606 | 120.7921 | 60.5449 | 0 | 150 | 0 | 0 | 0 | 0 | 0 | 331.337
1609 | 98.9859 | 98.6288 | 98.6288 | 98.7225 | 92.6839 | 92.6839 | 96.4688 | 95.6985 | 95.6985 | 1609 | 1119.3501 | 1119.3501 | 1119.3501 | 1313.0838 | 1313.0838 | 1313.0838 | 1485.2915 | 1485.2915 | 1485.2915 | 1607 | 75.2475 | 0 | 0 | 150 | 0 | 0 | 450 | 675.2475 |  | 1607 | 75.2475 | 0 | 0 | 150 | 0 | 0 | 418.0794 | 643.3269 | 1607 | 75.2475 | 0 | 0 | 150 | 0 | 0 | 418.0794 | 643.3269 | 1607 | 79.2079 | 41.3724 | 0 | 150 | 0 | 0 | 0 | 270.5803 | 1607 | 79.2079 | 41.3724 | 0 | 150 | 0 | 0 | 0 | 270.5803 | 1607 | 79.2079 | 41.3724 | 0 | 150 | 0 | 0 | 0 | 270.5803 | 1607 | 80.5281 | 82.7447 | 0 | 150 | 0 | 0 | 0 | 0 | 0 | 313.2728 | 1607 | 80.5281 | 82.7447 | 0 | 66 | 0 | 0 | 0 | 0 | 0 | 229.2728 | 1607 | 80.5281 | 82.7447 | 0 | 150 | 0 | 0 | 0 | 0 | 0 | 313.2728
1610 | 98.9859 | 98.6288 | 98.6288 | 98.7225 | 92.6839 | 92.6839 | 95.7551 | 95.5937 | 95.5937 | 1610 | 1103.8036 | 1103.8036 | 1103.8036 | 1294.8465 | 1294.8465 | 1294.8465 | 1464.6624 | 1464.6624 | 1464.6624 | 1608 | 94.0594 | 0 | 0 | 150 | 0 | 0 | 450 | 694.0594 |  | 1608 | 94.0594 | 0 | 0 | 150 | 0 | 0 | 450 | 694.0594 | 1608 | 94.0594 | 0 | 0 | 150 | 0 | 0 | 450 | 694.0594 | 1608 | 99.0099 | 95.8628 | 0 | 150 | 0 | 0 | 0 | 344.8727 | 1608 | 99.0099 | 95.8628 | 0 | 150 | 0 | 0 | 0 | 344.8727 | 1608 | 99.0099 | 95.8628 | 0 | 150 | 0 | 0 | 0 | 344.8727 | 1608 | 100.6601 | 191.7255 | 0 | 150 | 0 | 0 | 0 | 0 | 0 | 442.3856 | 1608 | 100.6601 | 191.7255 | 0 | 66 | 0 | 0 | 0 | 0 | 0 | 358.3856 | 1608 | 100.6601 | 191.7255 | 0 | 150 | 0 | 0 | 0 | 0 | 0 | 442.3856
1611 | 98.9859 | 98.6288 | 98.6288 | 98.7225 | 92.6839 | 92.6839 | 96.0546 | 90.7143 | 90.7143 | 1611 | 1107.135 | 1107.135 | 1107.135 | 1298.7545 | 1298.7545 | 1298.7545 | 1469.0829 | 1469.0829 | 1469.0829 | 1609 | 225.7426 | 0 | 0 | 150 | 0 | 0 | 450 | 825.7426 |  | 1609 | 225.7426 | 0 | 0 | 150 | 0 | 0 | 433.1504 | 808.893 | 1609 | 225.7426 | 0 | 0 | 150 | 0 | 0 | 450 | 825.7426 | 1609 | 237.6238 | 192.7346 | 0 | 150 | 0 | 0 | 0 | 580.3584 | 1609 | 237.6238 | 192.7346 | 0 | 150 | 0 | 0 | 0 | 580.3584 | 1609 | 237.6238 | 192.7346 | 0 | 150 | 0 | 0 | 0 | 580.3584 | 1609 | 241.5842 | 385.4692 | 0 | 150 | 0 | 0 | 0 | 0 | 0 | 777.0534 | 1609 | 241.5842 | 385.4692 | 0 | 66 | 0 | 0 | 0 | 0 | 0 | 693.0534 | 1609 | 241.5842 | 385.4692 | 0 | 150 | 0 | 0 | 0 | 0 | 0 | 777.0534
1612 | 98.6288 | 98.6288 | 98.6288 | 98.7225 | 92.6839 | 92.6839 | 90.7143 | 90.7143 | 90.7143 | 1612 | 1142.6699 | 1142.6699 | 1142.6699 | 1340.4397 | 1340.4397 | 1340.4397 | 1516.2351 | 1516.2351 | 1516.2351 | 1610 | 319.802 | 0 | 0 | 150 | 0 | 0 | 450 | 919.802 |  | 1610 | 319.802 | 0 | 0 | 150 | 0 | 0 | 450 | 919.802 | 1610 | 319.802 | 0 | 0 | 150 | 0 | 0 | 450 | 919.802 | 1610 | 336.6337 | 317.8607 | 0 | 150 | 0 | 0 | 0 | 804.4944 | 1610 | 336.6337 | 317.8607 | 0 | 150 | 0 | 0 | 0 | 804.4944 | 1610 | 336.6337 | 317.8607 | 0 | 150 | 0 | 0 | 0 | 804.4944 | 1610 | 342.2442 | 635.7215 | 0 | 150 | 0 | 0 | 0 | 0 | 0 | 1127.9657 | 1610 | 342.2442 | 635.7215 | 0 | 66 | 0 | 0 | 0 | 0 | 0 | 1043.9657 | 1610 | 342.2442 | 635.7215 | 0 | 150 | 0 | 0 | 0 | 0 | 0 | 1127.9657
1613 | 98.6288 | 98.6288 | 98.6288 | 92.8844 | 92.6839 | 92.6839 | 62.8372 | 61.7781 | 61.7781 | 1613 | 1243.7223 | 1243.7223 | 1243.7223 | 1458.982 | 1458.982 | 1458.982 | 1650.3239 | 1650.3239 | 1650.3239 | 1611 | 366.8317 | 0 | 0 | 150 | 0 | 0 | 450 | 966.8317 |  | 1611 | 366.8317 | 0 | 0 | 150 | 0 | 0 | 450 | 966.8317 | 1611 | 366.8317 | 0 | 0 | 150 | 0 | 0 | 450 | 966.8317 | 1611 | 386.1386 | 436.9324 | 0 | 150 | 0 | 0 | 0 | 973.071 | 1611 | 386.1386 | 436.9324 | 0 | 150 | 0 | 0 | 0 | 973.071 | 1611 | 386.1386 | 436.9324 | 0 | 150 | 0 | 0 | 0 | 973.071 | 1611 | 392.5743 | 873.8648 | 0 | 150 | 0 | 0 | 0 | 0 | 0 | 1416.439 | 1611 | 392.5743 | 873.8648 | 0 | 66 | 0 | 0 | 0 | 0 | 0 | 1332.439 | 1611 | 392.5743 | 873.8648 | 0 | 150 | 0 | 0 | 0 | 0 | 0 | 1416.439
1614 | 98.6288 | 98.6288 | 98.6288 | 99.0413 | 92.6839 | 92.6839 | 62.8372 | 61.7781 | 61.7781 | 1614 | 1351.4376 | 1351.4376 | 1351.4376 | 1585.3402 | 1585.3402 | 1585.3402 | 1793.2537 | 1793.2537 | 1793.2537 | 1612 | 573.7624 | 0 | 0 | 150 | 0 | 0 | 402.9075 | 1126.6699 |  | 1612 | 573.7624 | 0 | 0 | 150 | 0 | 0 | 300 | 1023.7624 | 1612 | 573.7624 | 0 | 0 | 150 | 0 | 0 | 402.9075 | 1126.6699 | 1612 | 603.9604 | 544.9041 | 0 | 150 | 0 | 0 | 0 | 1298.8645 | 1612 | 603.9604 | 544.9041 | 0 | 150 | 0 | 0 | 0 | 1298.8645 | 1612 | 603.9604 | 544.9041 | 0 | 150 | 0 | 0 | 0 | 1298.8645 | 1612 | 614.0264 | 1089.8083 | 0 | 96.4004 | 0 | 0 | 0 | 0 | 0 | 1800.2351 | 1612 | 614.0264 | 1089.8083 | 0 | 66 | 0 | 0 | 0 | 0 | 0 | 1769.8347 | 1612 | 614.0264 | 1089.8083 | 0 | 96.4004 | 0 | 0 | 0 | 0 | 0 | 1800.2351
1615 | 98.9859 | 98.6288 | 98.6288 | 99.264 | 92.6839 | 92.6839 | 90.7143 | 90.7143 | 90.7143 | 1615 | 1484.6935 | 1484.6935 | 1484.6935 | 1741.6597 | 1741.6597 | 1741.6597 | 1970.0741 | 1970.0741 | 1970.0741 | 1613 | 761.8812 | 0 | 0 | 150 | 0 | 0 | 315.8411 | 1227.7223 |  | 1613 | 761.8812 | 0 | 0 | 150 | 0 | 0 | 315.8411 | 1227.7223 | 1613 | 761.8812 | 0 | 0 | 150 | 0 | 0 | 315.8411 | 1227.7223 | 1613 | 801.9802 | 615.5399 | 0 | 150 | 0 | 0 | 0 | 1567.5201 | 1613 | 801.9802 | 615.5399 | 0 | 150 | 0 | 0 | 0 | 1567.5201 | 1613 | 801.9802 | 615.5399 | 0 | 150 | 0 | 0 | 0 | 1567.5201 | 1613 | 815.3465 | 1231.0797 | 0 | 0 | 0 | 0 | 0 | 0 | 0 | 2046.4263 | 1613 | 815.3465 | 1231.0797 | 0 | 17 | 0 | 0 | 0 | 0 | 0 | 2063.4263 | 1613 | 815.3465 | 1231.0797 | 0 | 0 | 0 | 0 | 0 | 0 | 0 | 2046.4263
1616 | 98.7585 | 98.6288 | 98.6288 | 89.3632 | 89.3632 | 89.3632 | 93.0531 | 90.7143 | 90.7143 | 1616 | 1523.5599 | 1523.5599 | 1523.5599 | 1787.2529 | 1787.2529 | 1787.2529 | 2021.6467 | 2021.6467 | 2021.6467 | 1614 | 808.9109 | 0 | 10.1718 | 150 | 0 | 0 | 366.3549 | 1335.4376 |  | 1614 | 808.9109 | 0 | 10.1718 | 150 | 0 | 0 | 366.3549 | 1335.4376 | 1614 | 808.9109 | 0 | 10.1718 | 150 | 0 | 0 | 366.3549 | 1335.4376 | 1614 | 851.4851 | 635.7215 | 10.9966 | 150 | 0 | 0 | 0 | 1648.2032 | 1614 | 851.4851 | 635.7215 | 10.9966 | 150 | 0 | 0 | 0 | 1648.2032 | 1614 | 851.4851 | 635.7215 | 10.9966 | 150 | 0 | 0 | 0 | 1648.2032 | 1614 | 865.6766 | 1271.443 | 13.7457 | 0 | 0 | 0 | 0 | 0 | 0 | 2150.8653 | 1614 | 865.6766 | 1271.443 | 13.7457 | 17 | 0 | 0 | 0 | 0 | 0 | 2167.8653 | 1614 | 865.6766 | 1271.443 | 13.7457 | 0 | 0 | 0 | 0 | 0 | 0 | 2150.8653
1617 | 92.0772 | 92.0772 | 92.0772 | 56.091 | 56.5605 | 56.091 | 33.3394 | 33.3394 | 33.3326 | 1617 | 1509.1238 | 1509.1238 | 1509.1238 | 1770.3183 | 1770.3183 | 1770.3183 | 2002.4912 | 2002.4912 | 2002.4912 | 1615 | 780.6931 | 0 | 35.6014 | 150 | 0 | 0 | 450 | 1416.2944 |  | 1615 | 780.6931 | 0 | 35.6014 | 150 | 0 | 0 | 450 | 1416.2944 | 1615 | 780.6931 | 0 | 35.6014 | 150 | 0 | 0 | 330.2429 | 1296.5373 | 1615 | 821.7822 | 620.5853 | 38.488 | 150 | 0 | 0 | 0 | 1630.8554 | 1615 | 821.7822 | 620.5853 | 38.488 | 150 | 0 | 0 | 0 | 1630.8554 | 1615 | 821.7822 | 620.5853 | 38.488 | 150 | 0 | 0 | 0 | 1630.8554 | 1615 | 835.4785 | 1241.1705 | 48.11 | 129.3151 | 0 | 0 | 0 | 0 | 0 | 2254.0741 | 1615 | 835.4785 | 1241.1705 | 48.11 | 66 | 0 | 0 | 0 | 0 | 0 | 2190.759 | 1615 | 835.4785 | 1241.1705 | 48.11 | 121.0844 | 0 | 0 | 0 | 0 | 0 | 2245.8435
1618 | 85.6286 | 85.6286 | 85.6286 | 54.172 | 54.6416 | 54.172 | 25.7603 | 25.7603 | 25.7603 | 1618 | 1483.5831 | 1483.5831 | 1483.5831 | 1740.3571 | 1740.3571 | 1740.3571 | 1968.6006 | 1968.6006 | 1968.6006 | 1616 | 620.7921 | 0 | 76.2887 | 150 | 0 | 0 | 450 | 1297.0807 |  | 1616 | 620.7921 | 0 | 76.2887 | 150 | 0 | 0 | 450 | 1297.0807 | 1616 | 620.7921 | 0 | 76.2887 | 150 | 0 | 0 | 450 | 1297.0807 | 1616 | 653.4653 | 591.3219 | 82.4742 | 0 | 0 | 0 | 0 | 1327.2615 | 1616 | 653.4653 | 591.3219 | 82.4742 | 0 | 0 | 0 | 0 | 1327.2615 | 1616 | 653.4653 | 591.3219 | 82.4742 | 0 | 0 | 0 | 0 | 1327.2615 | 1616 | 664.3564 | 1182.6438 | 103.0928 | 150 | 0 | 0 | 0 | 0 | 0 | 2100.093 | 1616 | 664.3564 | 1182.6438 | 103.0928 | 66 | 0 | 0 | 0 | 0 | 0 | 2016.093 | 1616 | 664.3564 | 1182.6438 | 103.0928 | 150 | 0 | 0 | 0 | 0 | 0 | 2100.093
1619 | 84.5534 | 84.5534 | 84.5534 | 36.2688 | 37.3944 | 37.3944 | 21.2809 | 21.2809 | 21.2809 | 1619 | 1465.8156 | 1465.8156 | 1465.8156 | 1719.5145 | 1719.5145 | 1719.5145 | 1945.0246 | 1945.0246 | 1945.0246 | 1617 | 517.3267 | 0 | 116.9759 | 150 | 0 | 0 | 150 | 934.3027 |  | 1617 | 517.3267 | 0 | 116.9759 | 150 | 0 | 0 | 150 | 934.3027 | 1617 | 517.3267 | 0 | 116.9759 | 150 | 0 | 0 | 150 | 934.3027 | 1617 | 544.5545 | 585.2674 | 126.4605 | 0 | 0 | 0 | 0 | 1256.2823 | 1617 | 544.5545 | 585.2674 | 126.4605 | 0 | 0 | 0 | 0 | 1256.2823 | 1617 | 544.5545 | 585.2674 | 126.4605 | 0 | 0 | 0 | 0 | 1256.2823 | 1617 | 553.6304 | 1170.5348 | 158.0756 | 0 | 0 | 0 | 0 | 0 | 0 | 1882.2408 | 1617 | 553.6304 | 1170.5348 | 158.0756 | 17 | 0 | 0 | 0 | 0 | 0 | 1899.2408 | 1617 | 553.6304 | 1170.5348 | 158.0756 | 0 | 0 | 0 | 0 | 0 | 0 | 1882.2408
1620 | 84.1725 | 84.1725 | 84.1725 | 36.2688 | 36.4987 | 36.2688 | 18.6145 | 18.6145 | 18.6145 | 1620 | 1465.8156 | 1465.8156 | 1465.8156 | 1719.5145 | 1719.5145 | 1719.5145 | 1945.0246 | 1945.0246 | 1945.0246 | 1618 | 517.3267 | 0 | 152.5773 | 0 | 0 | 0 | 150 | 819.9041 |  | 1618 | 517.3267 | 0 | 152.5773 | 0 | 0 | 0 | 150 | 819.9041 | 1618 | 517.3267 | 0 | 152.5773 | 0 | 0 | 0 | 150 | 819.9041 | 1618 | 544.5545 | 571.1403 | 164.9485 | 0 | 0 | 0 | 0 | 1280.6432 | 1618 | 544.5545 | 571.1403 | 164.9485 | 0 | 0 | 0 | 0 | 1280.6432 | 1618 | 544.5545 | 571.1403 | 164.9485 | 0 | 0 | 0 | 0 | 1280.6432 | 1618 | 553.6304 | 1142.2805 | 206.1856 | 0 | 0 | 0 | 0 | 0 | 0 | 1902.0965 | 1618 | 553.6304 | 1142.2805 | 206.1856 | 17 | 0 | 0 | 0 | 0 | 0 | 1919.0965 | 1618 | 553.6304 | 1142.2805 | 206.1856 | 0 | 0 | 0 | 0 | 0 | 0 | 1902.0965
1621 | 84.704 | 84.704 | 84.704 | 36.2688 | 36.4987 | 36.2554 | 19.8162 | 19.8162 | 19.8162 | 1621 | 1436.9435 | 1436.9435 | 1436.9435 | 1685.6452 | 1685.6452 | 1685.6452 | 1906.7135 | 1906.7135 | 1906.7135 | 1619 | 620.7921 | 0 | 167.8351 | 0 | 0 | 0 | 150 | 938.6271 |  | 1619 | 620.7921 | 0 | 167.8351 | 0 | 0 | 0 | 150 | 938.6271 | 1619 | 620.7921 | 0 | 167.8351 | 0 | 0 | 0 | 150 | 938.6271 | 1619 | 653.4653 | 557.0131 | 181.4433 | 0 | 0 | 0 | 0 | 1391.9218 | 1619 | 653.4653 | 557.0131 | 181.4433 | 0 | 0 | 0 | 0 | 1391.9218 | 1619 | 653.4653 | 557.0131 | 181.4433 | 0 | 0 | 0 | 0 | 1391.9218 | 1619 | 664.3564 | 1114.0262 | 226.8041 | 0 | 0 | 0 | 0 | 0 | 0 | 2005.1868 | 1619 | 664.3564 | 1114.0262 | 226.8041 | 17 | 0 | 0 | 0 | 0 | 0 | 2022.1868 | 1619 | 664.3564 | 1114.0262 | 226.8041 | 0 | 0 | 0 | 0 | 0 | 0 | 2005.1868
1622 | 87.5977 | 87.5977 | 87.5977 | 37.3944 | 37.3944 | 37.3944 | 25.8621 | 25.8621 | 25.8621 | 1622 | 1436.9435 | 1436.9435 | 1436.9435 | 1685.6452 | 1685.6452 | 1685.6452 | 1906.7135 | 1906.7135 | 1906.7135 | 1620 | 884.1584 | 0 | 157.6632 | 0 | 0 | 0 | 150 | 1191.8216 |  | 1620 | 884.1584 | 0 | 157.6632 | 0 | 0 | 0 | 150 | 1191.8216 | 1620 | 884.1584 | 0 | 157.6632 | 0 | 0 | 0 | 150 | 1191.8216 | 1620 | 930.6931 | 521.6953 | 170.4467 | 0 | 0 | 0 | 0 | 1622.8351 | 1620 | 930.6931 | 521.6953 | 170.4467 | 0 | 0 | 0 | 0 | 1622.8351 | 1620 | 930.6931 | 521.6953 | 170.4467 | 0 | 0 | 0 | 0 | 1622.8351 | 1620 | 946.2046 | 1043.3905 | 213.0584 | 0 | 0 | 0 | 0 | 0 | 0 | 2202.6536 | 1620 | 946.2046 | 1043.3905 | 213.0584 | 17 | 0 | 0 | 0 | 0 | 0 | 2219.6536 | 1620 | 946.2046 | 1043.3905 | 213.0584 | 0 | 0 | 0 | 0 | 0 | 0 | 2202.6536
1623 | 90.7143 | 90.7143 | 90.7143 | 54.172 | 54.6416 | 54.172 | 30.6546 | 30.6546 | 30.6546 | 1623 | 1414.7342 | 1414.7342 | 1414.7342 | 1659.592 | 1659.592 | 1659.592 | 1877.2434 | 1877.2434 | 1877.2434 | 1621 | 1053.4653 | 0 | 122.0619 | 0 | 0 | 0 | 150 | 1325.5272 |  | 1621 | 1053.4653 | 0 | 122.0619 | 0 | 0 | 0 | 150 | 1325.5272 | 1621 | 1053.4653 | 0 | 122.0619 | 0 | 0 | 0 | 150 | 1325.5272 | 1621 | 1108.9109 | 477.2957 | 131.9588 | 0 | 0 | 0 | 0 | 1718.1653 | 1621 | 1108.9109 | 477.2957 | 131.9588 | 0 | 0 | 0 | 0 | 1718.1653 | 1621 | 1108.9109 | 477.2957 | 131.9588 | 0 | 0 | 0 | 0 | 1718.1653 | 1621 | 1127.3927 | 954.5913 | 164.9485 | 0 | 0 | 0 | 0 | 0 | 0 | 2246.9325 | 1621 | 1127.3927 | 954.5913 | 164.9485 | 17 | 0 | 0 | 0 | 0 | 0 | 2263.9325 | 1621 | 1127.3927 | 954.5913 | 164.9485 | 0 | 0 | 0 | 0 | 0 | 0 | 2246.9325
1624 | 94.7929 | 94.7929 | 94.7929 | 54.172 | 54.6416 | 54.172 | 25.4934 | 25.4934 | 25.4934 | 1624 | 1399.1876 | 1399.1876 | 1399.1876 | 1641.3547 | 1641.3547 | 1641.3547 | 1856.6144 | 1856.6144 | 1856.6144 | 1622 | 997.0297 | 0 | 61.0309 | 0 | 0 | 0 | 150 | 1208.0606 |  | 1622 | 997.0297 | 0 | 61.0309 | 0 | 0 | 0 | 150 | 1208.0606 | 1622 | 997.0297 | 0 | 61.0309 | 0 | 0 | 0 | 150 | 1208.0606 | 1622 | 1049.505 | 435.9233 | 65.9794 | 0 | 0 | 0 | 0 | 1551.4076 | 1622 | 1049.505 | 435.9233 | 65.9794 | 0 | 0 | 0 | 0 | 1551.4076 | 1622 | 1049.505 | 435.9233 | 65.9794 | 0 | 0 | 0 | 0 | 1551.4076 | 1622 | 1066.9967 | 871.8466 | 82.4742 | 0 | 0 | 0 | 0 | 0 | 0 | 2021.3175 | 1622 | 1066.9967 | 871.8466 | 82.4742 | 17 | 0 | 0 | 0 | 0 | 0 | 2038.3175 | 1622 | 1066.9967 | 871.8466 | 82.4742 | 0 | 0 | 0 | 0 | 0 | 0 | 2021.3175
1625 | 98.9859 | 98.6288 | 98.6288 | 61.9726 | 62.243 | 61.9726 | 32.5965 | 32.5965 | 32.5965 | 1625 | 1456.9319 | 1456.9319 | 1456.9319 | 1709.0932 | 1709.0932 | 1709.0932 | 1933.2365 | 1933.2365 | 1933.2365 | 1623 | 912.3762 | 0 | 25.4296 | 92.7066 | 0 | 0 | 150 | 1180.5124 |  | 1623 | 912.3762 | 0 | 25.4296 | 92.7066 | 0 | 0 | 150 | 1180.5124 | 1623 | 912.3762 | 0 | 25.4296 | 92.7066 | 0 | 0 | 150 | 1180.5124 | 1623 | 960.396 | 404.6418 | 27.4914 | 0 | 0 | 0 | 0 | 1392.5292 | 1623 | 960.396 | 404.6418 | 27.4914 | 0 | 0 | 0 | 0 | 1392.5292 | 1623 | 960.396 | 404.6418 | 27.4914 | 0 | 0 | 0 | 0 | 1392.5292 | 1623 | 976.4026 | 809.2836 | 34.3643 | 0 | 0 | 0 | 0 | 0 | 0 | 1820.0505 | 1623 | 976.4026 | 809.2836 | 34.3643 | 17 | 0 | 0 | 0 | 0 | 0 | 1837.0505 | 1623 | 976.4026 | 809.2836 | 34.3643 | 0 | 0 | 0 | 0 | 0 | 0 | 1820.0505
1626 | 98.6288 | 98.6288 | 98.6288 | 61.9726 | 62.243 | 70.9593 | 31.2634 | 31.2634 | 31.2634 | 1626 | 1462.4842 | 1462.4842 | 1462.4842 | 1715.6065 | 1715.6065 | 1715.6065 | 1940.604 | 1940.604 | 1940.604 | 1624 | 987.6238 | 0 | 5.0859 | 150 | 0 | 0 | 150 | 1292.7097 |  | 1624 | 987.6238 | 0 | 5.0859 | 150 | 0 | 0 | 150 | 1292.7097 | 1624 | 987.6238 | 0 | 5.0859 | 150 | 0 | 0 | 150 | 1292.7097 | 1624 | 1039.604 | 401.6145 | 5.4983 | 0 | 0 | 0 | 0 | 1446.7168 | 1624 | 1039.604 | 401.6145 | 5.4983 | 0 | 0 | 0 | 0 | 1446.7168 | 1624 | 1039.604 | 401.6145 | 5.4983 | 0 | 0 | 0 | 0 | 1446.7168 | 1624 | 1056.9307 | 803.2291 | 6.8729 | 0 | 0 | 0 | 0 | 0 | 0 | 1867.0326 | 1624 | 1056.9307 | 803.2291 | 6.8729 | 17 | 0 | 0 | 0 | 0 | 0 | 1884.0326 | 1624 | 1056.9307 | 803.2291 | 6.8729 | 0 | 0 | 0 | 0 | 0 | 0 | 1867.0326
1627 | 74.1528 | 74.1528 | 74.1528 | 61.9726 | 60.1756 | 60.1756 | 20.9838 | 20.9838 | 20.9838 | 1627 | 1416.9551 | 1416.9551 | 1416.9551 | 1662.1973 | 1662.1973 | 1662.1973 | 1880.1904 | 1880.1904 | 1880.1904 | 1625 | 818.3168 | 0 | 0 | 150 | 0 | 0 | 450 | 1418.3168 |  | 1625 | 818.3168 | 0 | 0 | 150 | 0 | 0 | 450 | 1418.3168 | 1625 | 818.3168 | 0 | 0 | 150 | 0 | 0 | 450 | 1418.3168 | 1625 | 861.3861 | 354.1877 | 0 | 0 | 0 | 0 | 0 | 1215.5738 | 1625 | 861.3861 | 354.1877 | 0 | 0 | 0 | 0 | 0 | 1215.5738 | 1625 | 861.3861 | 354.1877 | 0 | 0 | 0 | 0 | 0 | 1215.5738 | 1625 | 875.7426 | 708.3754 | 0 | 0 | 0 | 0 | 0 | 0 | 0 | 1584.118 | 1625 | 875.7426 | 708.3754 | 0 | 17 | 0 | 0 | 0 | 0 | 0 | 1601.118 | 1625 | 875.7426 | 708.3754 | 0 | 0 | 0 | 0 | 0 | 0 | 0 | 1584.118
1628 | 74.1528 | 74.1528 | 74.1528 | 61.9726 | 60.1756 | 60.1756 | 21.3767 | 21.3767 | 21.3767 | 1628 | 1366.9841 | 1366.9841 | 1366.9841 | 1603.5775 | 1603.5775 | 1603.5775 | 1813.8828 | 1813.8828 | 1813.8828 | 1626 | 893.5644 | 0 | 0 | 150 | 0 | 0 | 402.9199 | 1446.4842 |  | 1626 | 893.5644 | 0 | 0 | 150 | 0 | 0 | 402.9199 | 1446.4842 | 1626 | 893.5644 | 0 | 0 | 150 | 0 | 0 | 402.9199 | 1446.4842 | 1626 | 940.5941 | 227.0434 | 0 | 0 | 0 | 0 | 0 | 1167.6374 | 1626 | 940.5941 | 227.0434 | 0 | 0 | 0 | 0 | 0 | 1167.6374 | 1626 | 940.5941 | 227.0434 | 0 | 0 | 0 | 0 | 0 | 1167.6374 | 1626 | 956.2706 | 454.0868 | 0 | 0 | 0 | 0 | 0 | 0 | 0 | 1410.3574 | 1626 | 956.2706 | 454.0868 | 0 | 17 | 0 | 0 | 0 | 0 | 0 | 1427.3574 | 1626 | 956.2706 | 454.0868 | 0 | 0 | 0 | 0 | 0 | 0 | 0 | 1410.3574
1629 | 74.5018 | 74.5018 | 74.5018 | 33.8141 | 33.8141 | 33.8141 | 21.7964 | 21.7964 | 21.7964 | 1629 | 1299.2457 | 1299.2457 | 1299.2457 | 1524.1151 | 1524.1151 | 1524.1151 | 1723.999 | 1723.999 | 1723.999 | 1627 | 1316.8317 | 0 | 0 | 0 | 0 | 0 | 84.1234 | 1400.9551 |  | 1627 | 1316.8317 | 0 | 0 | 0 | 0 | 0 | 84.1234 | 1400.9551 | 1627 | 1316.8317 | 0 | 0 | 0 | 0 | 0 | 84.1234 | 1400.9551 | 1627 | 1386.1386 | 134.2079 | 0 | 0 | 0 | 0 | 0 | 1520.3465 | 1627 | 1386.1386 | 134.2079 | 0 | 0 | 0 | 0 | 0 | 1520.3465 | 1627 | 1386.1386 | 134.2079 | 0 | 0 | 0 | 0 | 0 | 1520.3465 | 1627 | 1409.2409 | 268.4157 | 0 | 0 | 0 | 0 | 0 | 0 | 0 | 1677.6567 | 1627 | 1409.2409 | 268.4157 | 0 | 17 | 0 | 0 | 0 | 0 | 0 | 1694.6567 | 1627 | 1409.2409 | 268.4157 | 0 | 0 | 0 | 0 | 0 | 0 | 0 | 1677.6567
1630 | 73.1675 | 73.1675 | 73.1675 | 30.8195 | 30.8195 | 30.8195 | 21.1505 | 21.1505 | 21.1505 | 1630 | 1209.2979 | 1209.2979 | 1209.2979 | 1418.5994 | 1418.5994 | 1418.5994 | 1604.6453 | 1604.6453 | 1604.6453 | 1628 | 1335.6436 | 0 | 0 | 0 | 0 | 0 | 15.3405 | 1350.9841 |  | 1628 | 1335.6436 | 0 | 0 | 0 | 0 | 0 | 15.3405 | 1350.9841 | 1628 | 1335.6436 | 0 | 0 | 0 | 0 | 0 | 15.3405 | 1350.9841 | 1628 | 1405.9406 | 128.1534 | 0 | 0 | 0 | 0 | 0 | 1534.094 | 1628 | 1405.9406 | 128.1534 | 0 | 0 | 0 | 0 | 0 | 1534.094 | 1628 | 1405.9406 | 128.1534 | 0 | 0 | 0 | 0 | 0 | 1534.094 | 1628 | 1429.3729 | 256.3068 | 0 | 0 | 0 | 0 | 0 | 0 | 0 | 1685.6797 | 1628 | 1429.3729 | 256.3068 | 0 | 17 | 0 | 0 | 0 | 0 | 0 | 1702.6797 | 1628 | 1429.3729 | 256.3068 | 0 | 0 | 0 | 0 | 0 | 0 | 0 | 1685.6797
1631 | 29.4202 | 29.4202 | 29.4202 | 29.4202 | 29.4202 | 29.4202 | 18.6145 | 18.6145 | 18.6145 | 1631 | 1147.1118 | 1147.1118 | 1147.1118 | 1345.6503 | 1345.6503 | 1345.6503 | 1522.1291 | 1522.1291 | 1522.1291 | 1629 | 1401.4851 | 0 | 0 | 0 | 0 | 0 | 150 | 1551.4851 |  | 1629 | 1401.4851 | 0 | 0 | 0 | 0 | 0 | 150 | 1551.4851 | 1629 | 1401.4851 | 0 | 0 | 0 | 0 | 0 | 150 | 1551.4851 | 1629 | 1475.2475 | 210.8981 | 0 | 0 | 0 | 0 | 0 | 1686.1456 | 1629 | 1475.2475 | 210.8981 | 0 | 0 | 0 | 0 | 0 | 1686.1456 | 1629 | 1475.2475 | 210.8981 | 0 | 0 | 0 | 0 | 0 | 1686.1456 | 1629 | 1499.835 | 421.7962 | 0 | 0 | 0 | 0 | 0 | 0 | 0 | 1921.6311 | 1629 | 1499.835 | 421.7962 | 0 | 17 | 0 | 0 | 0 | 0 | 0 | 1938.6311 | 1629 | 1499.835 | 421.7962 | 0 | 0 | 0 | 0 | 0 | 0 | 0 | 1921.6311
1632 | 28.5703 | 28.5703 | 29.4202 | 26.7393 | 26.7393 | 26.7393 | 16.3997 | 16.3997 | 16.3997 | 1632 | 1109.3559 | 1109.3559 | 1109.3559 | 1301.3598 | 1301.3598 | 1301.3598 | 1472.03 | 1472.03 | 1472.03 | 1630 | 1439.1089 | 0 | 0 | 0 | 0 | 0 | 0 | 1439.1089 |  | 1630 | 1439.1089 | 0 | 0 | 0 | 0 | 0 | 0 | 1439.1089 | 1630 | 1439.1089 | 0 | 0 | 0 | 0 | 0 | 0 | 1439.1089 | 1630 | 1514.8515 | 282.5429 | 0 | 0 | 0 | 0 | 0 | 1797.3944 | 1630 | 1514.8515 | 282.5429 | 0 | 0 | 0 | 0 | 0 | 1797.3944 | 1630 | 1514.8515 | 282.5429 | 0 | 0 | 0 | 0 | 0 | 1797.3944 | 1630 | 1540.099 | 565.0858 | 0 | 0 | 0 | 0 | 0 | 0 | 0 | 2105.1848 | 1630 | 1540.099 | 565.0858 | 0 | 17 | 0 | 0 | 0 | 0 | 0 | 2122.1848 | 1630 | 1540.099 | 565.0858 | 0 | 0 | 0 | 0 | 0 | 0 | 0 | 2105.1848
1633 | 23.4961 | 24.102 | 24.102 | 23.9617 | 23.9617 | 23.9617 | 15.0605 | 15.0605 | 15.0605 | 1633 | 1087.1466 | 1087.1466 | 1087.1466 | 1275.3066 | 1275.3066 | 1275.3066 | 1442.5599 | 1442.5599 | 1442.5599 | 1631 | 1542.5743 | 0 | 0 | 0 | 0 | 0 | 0 | 1542.5743 |  | 1631 | 1542.5743 | 0 | 0 | 0 | 0 | 0 | 0 | 1542.5743 | 1631 | 1542.5743 | 0 | 0 | 0 | 0 | 0 | 0 | 1542.5743 | 1631 | 1623.7624 | 337.0333 | 0 | 0 | 0 | 0 | 0 | 1960.7957 | 1631 | 1623.7624 | 337.0333 | 0 | 0 | 0 | 0 | 0 | 1960.7957 | 1631 | 1623.7624 | 337.0333 | 0 | 0 | 0 | 0 | 0 | 1960.7957 | 1631 | 1650.8251 | 674.0666 | 0 | 0 | 0 | 0 | 0 | 0 | 0 | 2324.8917 | 1631 | 1650.8251 | 674.0666 | 0 | 17 | 0 | 0 | 0 | 0 | 0 | 2341.8917 | 1631 | 1650.8251 | 674.0666 | 0 | 0 | 0 | 0 | 0 | 0 | 0 | 2324.8917
1634 | 22.8974 | 23.9496 | 23.9496 | 23.9617 | 23.9617 | 23.9617 | 15.0845 | 15.0845 | 15.0845 | 1634 | 1080.4838 | 1080.4838 | 1080.4838 | 1267.4906 | 1267.4906 | 1267.4906 | 1433.7189 | 1433.7189 | 1433.7189 | 1632 | 1617.8218 | 0 | 0 | 0 | 0 | 0 | 0 | 1617.8218 |  | 1632 | 1617.8218 | 0 | 0 | 0 | 0 | 0 | 0 | 1617.8218 | 1632 | 1617.8218 | 0 | 0 | 0 | 0 | 0 | 0 | 1617.8218 | 1632 | 1702.9703 | 532.7952 | 0 | 0 | 0 | 0 | 0 | 2235.7655 | 1632 | 1702.9703 | 532.7952 | 0 | 0 | 0 | 0 | 0 | 2235.7655 | 1632 | 1702.9703 | 532.7952 | 0 | 0 | 0 | 0 | 0 | 2235.7655 | 1632 | 1731.3531 | 1065.5903 | 0 | 0 | 0 | 0 | 0 | 0 | 0 | 2796.9434 | 1632 | 1731.3531 | 1065.5903 | 0 | 17 | 0 | 0 | 0 | 0 | 0 | 2813.9434 | 1632 | 1731.3531 | 1065.5903 | 0 | 0 | 0 | 0 | 0 | 0 | 0 | 2796.9434
1635 | 22.8974 | 23.9496 | 23.0408 | 22.8974 | 22.8974 | 22.8974 | 14.0674 | 14.0674 | 14.0674 | 1635 | 1087.1466 | 1087.1466 | 1087.1466 | 1275.3066 | 1275.3066 | 1275.3066 | 1442.5599 | 1442.5599 | 1442.5599 | 1633 | 1758.9109 | 0 | 0 | 0 | 0 | 0 | 0 | 1758.9109 |  | 1633 | 1758.9109 | 0 | 0 | 0 | 0 | 0 | 0 | 1758.9109 | 1633 | 1758.9109 | 0 | 0 | 0 | 0 | 0 | 0 | 1758.9109 | 1633 | 1851.4851 | 721.4934 | 0 | 0 | 0 | 0 | 0 | 2572.9786 | 1633 | 1851.4851 | 721.4934 | 0 | 0 | 0 | 0 | 0 | 2572.9786 | 1633 | 1851.4851 | 721.4934 | 0 | 0 | 0 | 0 | 0 | 2572.9786 | 1633 | 1882.3432 | 1442.9869 | 0 | 0 | 0 | 0 | 0 | 0 | 0 | 3325.3301 | 1633 | 1882.3432 | 1442.9869 | 0 | 17 | 0 | 0 | 0 | 0 | 0 | 3342.3301 | 1633 | 1882.3432 | 1442.9869 | 0 | 0 | 0 | 0 | 0 | 0 | 0 | 3325.3301
1636 | 22.8974 | 23.9496 | 23.0408 | 22.4374 | 22.4374 | 22.4374 | 9.4851 | 9.4851 | 9.4851 | 1636 | 1140.449 | 1140.449 | 1140.449 | 1337.8344 | 1337.8344 | 1337.8344 | 1513.288 | 1513.288 | 1513.288 | 1634 | 1815.3465 | 0 | 0 | 0 | 0 | 0 | 0 | 1815.3465 |  | 1634 | 1815.3465 | 0 | 0 | 0 | 0 | 0 | 0 | 1815.3465 | 1634 | 1815.3465 | 0 | 0 | 0 | 0 | 0 | 0 | 1815.3465 | 1634 | 1910.8911 | 807.2654 | 0 | 0 | 0 | 0 | 0 | 2718.1565 | 1634 | 1910.8911 | 807.2654 | 0 | 0 | 0 | 0 | 0 | 2718.1565 | 1634 | 1910.8911 | 807.2654 | 0 | 0 | 0 | 0 | 0 | 2718.1565 | 1634 | 1942.7393 | 1614.5308 | 0 | 0 | 0 | 0 | 0 | 0 | 0 | 3557.2701 | 1634 | 1942.7393 | 1614.5308 | 0 | 17 | 0 | 0 | 0 | 0 | 0 | 3574.2701 | 1634 | 1942.7393 | 1614.5308 | 0 | 0 | 0 | 0 | 0 | 0 | 0 | 3557.2701
1637 | 22.8974 | 23.9496 | 23.0408 | 22.4374 | 22.4374 | 22.4374 | 11.0553 | 11.0553 | 11.0553 | 1637 | 1254.827 | 1254.827 | 1254.827 | 1472.0086 | 1472.0086 | 1472.0086 | 1665.0589 | 1665.0589 | 1665.0589 | 1635 | 1881.1881 | 0 | 0 | 0 | 0 | 0 | 0 | 1881.1881 |  | 1635 | 1881.1881 | 0 | 0 | 0 | 0 | 0 | 0 | 1881.1881 | 1635 | 1881.1881 | 0 | 0 | 0 | 0 | 0 | 0 | 1881.1881 | 1635 | 1980.198 | 848.6377 | 0 | 0 | 0 | 0 | 0 | 2828.8358 | 1635 | 1980.198 | 848.6377 | 0 | 0 | 0 | 0 | 0 | 2828.8358 | 1635 | 1980.198 | 848.6377 | 0 | 0 | 0 | 0 | 0 | 2828.8358 | 1635 | 2013.2013 | 1697.2755 | 0 | 0 | 0 | 0 | 0 | 0 | 0 | 3710.4768 | 1635 | 2013.2013 | 1697.2755 | 0 | 17 | 0 | 0 | 0 | 0 | 0 | 3727.4768 | 1635 | 2013.2013 | 1697.2755 | 0 | 0 | 0 | 0 | 0 | 0 | 0 | 3710.4768
1638 | 22.8974 | 28.0287 | 29.4202 | 22.4374 | 22.4374 | 22.4374 | 2.3567 | 2.3567 | 2.3567 | 1638 | 1390.3039 | 1390.3039 | 1390.3039 | 1630.9334 | 1630.9334 | 1630.9334 | 1844.8263 | 1844.8263 | 1844.8263 | 1636 | 1834.1584 | 0 | 0 | 0 | 0 | 0 | 0 | 1834.1584 |  | 1636 | 1834.1584 | 0 | 0 | 0 | 0 | 0 | 0 | 1834.1584 | 1636 | 1834.1584 | 0 | 0 | 0 | 0 | 0 | 0 | 1834.1584 | 1636 | 1930.6931 | 870.8375 | 0 | 0 | 0 | 0 | 0 | 2801.5306 | 1636 | 1930.6931 | 870.8375 | 0 | 0 | 0 | 0 | 0 | 2801.5306 | 1636 | 1930.6931 | 870.8375 | 0 | 0 | 0 | 0 | 0 | 2801.5306 | 1636 | 1962.8713 | 1741.6751 | 0 | 0 | 0 | 0 | 0 | 0 | 0 | 3704.5464 | 1636 | 1962.8713 | 1741.6751 | 0 | 17 | 0 | 0 | 0 | 0 | 0 | 3721.5464 | 1636 | 1962.8713 | 1741.6751 | 0 | 0 | 0 | 0 | 0 | 0 | 0 | 3704.5464
1639 | 22.8974 | 28.0287 | 29.4202 | 22.4374 | 22.4374 | 22.4374 | 0.01 | 0.01 | 0.01 | 1639 | 1549.1006 | 1549.1006 | 1549.1006 | 1817.2142 | 1817.2142 | 1817.2142 | 2055.5373 | 2532.7236 | 2532.7236 | 1637 | 1815.3465 | 0 | 0 | 0 | 0 | 0 | 0 | 1815.3465 |  | 1637 | 1815.3465 | 0 | 0 | 0 | 0 | 0 | 0 | 1815.3465 | 1637 | 1815.3465 | 0 | 0 | 0 | 0 | 0 | 0 | 1815.3465 | 1637 | 1910.8911 | 878.9102 | 0 | 0 | 0 | 0 | 0 | 2789.8013 | 1637 | 1910.8911 | 878.9102 | 0 | 0 | 0 | 0 | 0 | 2789.8013 | 1637 | 1910.8911 | 878.9102 | 0 | 0 | 0 | 0 | 0 | 2789.8013 | 1637 | 1942.7393 | 1757.8204 | 0 | 0 | 0 | 0 | 0 | 0 | 0 | 3700.5597 | 1637 | 1942.7393 | 1757.8204 | 0 | 17 | 0 | 0 | 0 | 0 | 0 | 3717.5597 | 1637 | 1942.7393 | 1757.8204 | 0 | 0 | 0 | 0 | 0 | 0 | 0 | 3700.5597
1640 | 46.418 | 47.6559 | 49.3737 | 22.4374 | 22.4374 | 22.4374 | 0.01 | 0.01 | 0.01 | 1640 | 1593.5192 | 1593.5192 | 1593.5192 | 1869.3206 | 1869.3206 | 1869.3206 | 2114.4775 | 2114.4775 | 2114.4775 | 1638 | 1702.4752 | 0 | 15.2577 | 0 | 0 | 0 | 0 | 1717.733 |  | 1638 | 1702.4752 | 0 | 15.2577 | 0 | 0 | 0 | 0 | 1717.733 | 1638 | 1702.4752 | 0 | 15.2577 | 0 | 0 | 0 | 0 | 1717.733 | 1638 | 1792.0792 | 881.9374 | 16.4948 | 0 | 0 | 0 | 0 | 2690.5115 | 1638 | 1792.0792 | 881.9374 | 16.4948 | 0 | 0 | 0 | 0 | 2690.5115 | 1638 | 1792.0792 | 881.9374 | 16.4948 | 0 | 0 | 0 | 0 | 2690.5115 | 1638 | 1821.9472 | 1763.8749 | 20.6186 | 0 | 0 | 0 | 0 | 0 | 0 | 3606.4406 | 1638 | 1821.9472 | 1763.8749 | 20.6186 | 17 | 0 | 0 | 0 | 0 | 0 | 3623.4406 | 1638 | 1821.9472 | 1763.8749 | 20.6186 | 0 | 0 | 0 | 0 | 0 | 0 | 3606.4406
1641 | 22.8974 | 28.0287 | 29.4202 | 22.4374 | 22.4374 | 22.4374 | 0.01 | 0.01 | 0.01 | 1641 | 1574.6413 | 1574.6413 | 1574.6413 | 1847.1754 | 1847.1754 | 1847.1754 | 2614.5421 | 2335.0206 | 2315.3237 | 1639 | 1561.3861 | 0 | 61.0309 | 0 | 0 | 0 | 0 | 1622.4171 |  | 1639 | 1561.3861 | 0 | 61.0309 | 0 | 0 | 0 | 0 | 1622.4171 | 1639 | 1561.3861 | 0 | 61.0309 | 0 | 0 | 0 | 0 | 1622.4171 | 1639 | 1643.5644 | 880.9284 | 65.9794 | 0 | 0 | 0 | 0 | 2590.4721 | 1639 | 1643.5644 | 880.9284 | 65.9794 | 0 | 0 | 0 | 0 | 2590.4721 | 1639 | 1643.5644 | 880.9284 | 65.9794 | 0 | 0 | 0 | 0 | 2590.4721 | 1639 | 1670.9571 | 1761.8567 | 82.4742 | 0 | 0 | 0 | 0 | 0 | 0 | 3515.288 | 1639 | 1670.9571 | 1761.8567 | 82.4742 | 17 | 0 | 0 | 0 | 0 | 0 | 3532.288 | 1639 | 1670.9571 | 1761.8567 | 82.4742 | 0 | 0 | 0 | 0 | 0 | 0 | 3515.288
1642 | 22.8974 | 28.0287 | 29.4202 | 22.4374 | 22.4374 | 22.4374 | 0.01 | 0.01 | 0.01 | 1642 | 1570.1994 | 1570.1994 | 1570.1994 | 1841.9647 | 1841.9647 | 1841.9647 | 2608.648 | 2083.5339 | 2115.2944 | 1640 | 1382.6733 | 0 | 137.3196 | 0 | 0 | 0 | 0 | 1519.9929 |  | 1640 | 1382.6733 | 0 | 137.3196 | 0 | 0 | 0 | 0 | 1519.9929 | 1640 | 1382.6733 | 0 | 137.3196 | 0 | 0 | 0 | 0 | 1519.9929 | 1640 | 1455.4455 | 875.8829 | 148.4536 | 0 | 0 | 0 | 0 | 2479.7821 | 1640 | 1455.4455 | 875.8829 | 148.4536 | 0 | 0 | 0 | 0 | 2479.7821 | 1640 | 1455.4455 | 875.8829 | 148.4536 | 0 | 0 | 0 | 0 | 2479.7821 | 1640 | 1479.703 | 1751.7659 | 185.567 | 0 | 0 | 0 | 0 | 0 | 0 | 3417.0359 | 1640 | 1479.703 | 1751.7659 | 185.567 | 17 | 0 | 0 | 0 | 0 | 0 | 3434.0359 | 1640 | 1305.8577 | 1751.7659 | 185.567 | 0 | 0 | 0 | 0 | 0 | 0 | 3243.1906
1643 | 22.8974 | 28.0287 | 29.4202 | 22.4374 | 22.4374 | 22.4374 | 0.01 | 0.01 | 0.01 | 1643 | 1546.8797 | 1546.8797 | 1546.8797 | 1814.6088 | 1814.6088 | 1814.6088 | 2052.5903 | 2052.5903 | 2052.5903 | 1641 | 1401.4851 | 0 | 218.6942 | 0 | 0 | 0 | 0 | 1620.1793 |  | 1641 | 1401.4851 | 0 | 218.6942 | 0 | 0 | 0 | 0 | 1620.1793 | 1641 | 1401.4851 | 0 | 218.6942 | 0 | 0 | 0 | 0 | 1620.1793 | 1641 | 1475.2475 | 867.8103 | 236.4261 | 0 | 0 | 0 | 0 | 2579.4839 | 1641 | 1475.2475 | 867.8103 | 236.4261 | 0 | 0 | 0 | 0 | 2579.4839 | 1641 | 1475.2475 | 867.8103 | 236.4261 | 0 | 0 | 0 | 0 | 2579.4839 | 1641 | 1338.7601 | 1735.6206 | 295.5326 | 0 | 0 | 0 | 0 | 0 | 0 | 3369.9134 | 1641 | 1499.835 | 1735.6206 | 295.5326 | 17 | 0 | 0 | 0 | 0 | 0 | 3547.9882 | 1641 | 1499.835 | 1735.6206 | 295.5326 | 0 | 0 | 0 | 0 | 0 | 0 | 3530.9882
1644 | 22.8974 | 28.0287 | 29.4202 | 22.4374 | 22.4374 | 22.4374 | 0.01 | 0.01 | 0.01 | 1644 | 1547.9901 | 1547.9901 | 1547.9901 | 1815.9115 | 1815.9115 | 1815.9115 | 2130.3614 | 2054.0638 | 2054.0638 | 1642 | 1467.3267 | 0 | 284.811 | 0 | 0 | 0 | 0 | 1752.1377 |  | 1642 | 1467.3267 | 0 | 284.811 | 0 | 0 | 0 | 0 | 1752.1377 | 1642 | 1467.3267 | 0 | 284.811 | 0 | 0 | 0 | 0 | 1752.1377 | 1642 | 1544.5545 | 850.6559 | 307.9038 | 0 | 0 | 0 | 0 | 2703.1141 | 1642 | 1544.5545 | 850.6559 | 307.9038 | 0 | 0 | 0 | 0 | 2703.1141 | 1642 | 1544.5545 | 850.6559 | 307.9038 | 0 | 0 | 0 | 0 | 2703.1141 | 1642 | 1563.6507 | 1701.3118 | 384.8797 | 0 | 0 | 0 | 0 | 0 | 0 | 3649.8422 | 1642 | 1570.297 | 1701.3118 | 384.8797 | 17 | 0 | 0 | 0 | 0 | 0 | 3673.4886 | 1642 | 1570.297 | 1701.3118 | 384.8797 | 0 | 0 | 0 | 0 | 0 | 0 | 3656.4886
1645 | 22.8974 | 28.0287 | 29.4202 | 22.4374 | 22.4374 | 22.4374 | 0.01 | 0.01 | 0.01 | 1645 | 1500.2401 | 1500.2401 | 1500.2401 | 1759.897 | 1759.897 | 1759.897 | 1990.7032 | 1990.7032 | 1990.7032 | 1643 | 1420.297 | 0 | 315.3265 | 0 | 0 | 0 | 0 | 1735.6235 |  | 1643 | 1420.297 | 0 | 315.3265 | 0 | 0 | 0 | 0 | 1735.6235 | 1643 | 1420.297 | 0 | 315.3265 | 0 | 0 | 0 | 0 | 1735.6235 | 1643 | 1495.0495 | 827.447 | 340.8935 | 0 | 0 | 0 | 0 | 2663.39 | 1643 | 1495.0495 | 827.447 | 340.8935 | 0 | 0 | 0 | 0 | 2663.39 | 1643 | 1495.0495 | 827.447 | 340.8935 | 0 | 0 | 0 | 0 | 2663.39 | 1643 | 1519.967 | 1654.894 | 426.1168 | 0 | 0 | 0 | 0 | 0 | 0 | 3600.9779 | 1643 | 1519.967 | 1654.894 | 426.1168 | 17 | 0 | 0 | 0 | 0 | 0 | 3617.9779 | 1643 | 1519.967 | 1654.894 | 426.1168 | 0 | 0 | 0 | 0 | 0 | 0 | 3600.9779
1646 | 74.1528 | 47.6559 | 49.3737 | 30.4988 | 30.4988 | 30.4988 | 1.7812 | 1.7812 | 1.7812 | 1646 | 1502.461 | 1502.461 | 1502.461 | 1762.5023 | 1762.5023 | 1762.5023 | 1993.6502 | 1993.6502 | 1993.6502 | 1644 | 1335.6436 | 0 | 330.5842 | 0 | 0 | 0 | 0 | 1666.2278 |  | 1644 | 1335.6436 | 0 | 330.5842 | 0 | 0 | 0 | 0 | 1666.2278 | 1644 | 1335.6436 | 0 | 330.5842 | 0 | 0 | 0 | 0 | 1666.2278 | 1644 | 1405.9406 | 796.1655 | 357.3883 | 0 | 0 | 0 | 0 | 2559.4944 | 1644 | 1405.9406 | 796.1655 | 357.3883 | 0 | 0 | 0 | 0 | 2559.4944 | 1644 | 1405.9406 | 796.1655 | 357.3883 | 0 | 0 | 0 | 0 | 2559.4944 | 1644 | 1429.3729 | 1592.331 | 446.7354 | 0 | 0 | 0 | 0 | 0 | 0 | 3468.4393 | 1644 | 1429.3729 | 1592.331 | 446.7354 | 17 | 0 | 0 | 0 | 0 | 0 | 3485.4393 | 1644 | 1429.3729 | 1592.331 | 446.7354 | 0 | 0 | 0 | 0 | 0 | 0 | 3468.4393
1647 | 74.1528 | 47.6559 | 49.3737 | 54.172 | 41.7102 | 41.7102 | 14.0987 | 14.0987 | 14.0987 | 1647 | 1474.6993 | 1474.6993 | 1474.6993 | 1729.9358 | 1729.9358 | 1729.9358 | 1956.8126 | 1956.8126 | 1956.8126 | 1645 | 1232.1782 | 0 | 300.0687 | 0 | 0 | 0 | 0 | 1532.2469 |  | 1645 | 1232.1782 | 0 | 300.0687 | 0 | 0 | 0 | 0 | 1532.2469 | 1645 | 1232.1782 | 0 | 300.0687 | 0 | 0 | 0 | 0 | 1532.2469 | 1645 | 1297.0297 | 756.8113 | 324.3986 | 0 | 0 | 0 | 0 | 2378.2396 | 1645 | 1297.0297 | 756.8113 | 324.3986 | 0 | 0 | 0 | 0 | 2378.2396 | 1645 | 1297.0297 | 756.8113 | 324.3986 | 0 | 0 | 0 | 0 | 2378.2396 | 1645 | 1318.6469 | 1513.6226 | 405.4983 | 0 | 0 | 0 | 0 | 0 | 0 | 3237.7677 | 1645 | 1318.6469 | 1513.6226 | 405.4983 | 17 | 0 | 0 | 0 | 0 | 0 | 3254.7677 | 1645 | 1318.6469 | 1513.6226 | 405.4983 | 0 | 0 | 0 | 0 | 0 | 0 | 3237.7677
1648 | 74.1528 | 47.6559 | 49.3737 | 54.172 | 41.7102 | 41.7102 | 19.1387 | 14.4573 | 14.4573 | 1648 | 1452.49 | 1452.49 | 1452.49 | 1703.8825 | 1703.8825 | 1703.8825 | 1927.3425 | 1927.3425 | 1927.3425 | 1646 | 1194.5545 | 0 | 223.7801 | 0 | 0 | 0 | 0 | 1418.3345 |  | 1646 | 1194.5545 | 0 | 223.7801 | 0 | 0 | 0 | 0 | 1418.3345 | 1646 | 1194.5545 | 0 | 223.7801 | 0 | 0 | 0 | 0 | 1418.3345 | 1646 | 1257.4257 | 712.4117 | 241.9244 | 0 | 0 | 0 | 0 | 2211.7618 | 1646 | 1257.4257 | 712.4117 | 241.9244 | 0 | 0 | 0 | 0 | 2211.7618 | 1646 | 1257.4257 | 712.4117 | 241.9244 | 0 | 0 | 0 | 0 | 2211.7618 | 1646 | 1278.3828 | 1424.8234 | 302.4055 | 0 | 0 | 0 | 0 | 0 | 0 | 3005.6117 | 1646 | 1278.3828 | 1424.8234 | 302.4055 | 17 | 0 | 0 | 0 | 0 | 0 | 3022.6117 | 1646 | 1278.3828 | 1424.8234 | 302.4055 | 0 | 0 | 0 | 0 | 0 | 0 | 3005.6117
1649 | 74.1528 | 47.6559 | 49.3737 | 54.172 | 41.7102 | 41.7102 | 0.01 | 0.01 | 0.01 | 1649 | 1492.4668 | 1492.4668 | 1492.4668 | 1750.7784 | 1750.7784 | 1750.7784 | 1980.3886 | 1980.3886 | 1980.3886 | 1647 | 1015.8416 | 0 | 111.89 | 0 | 0 | 0 | 150 | 1277.7316 |  | 1647 | 1015.8416 | 0 | 111.89 | 0 | 0 | 0 | 0 | 1127.7316 | 1647 | 1015.8416 | 0 | 111.89 | 0 | 0 | 0 | 0 | 1127.7316 | 1647 | 1069.3069 | 676.0848 | 120.9622 | 0 | 0 | 0 | 0 | 1866.3539 | 1647 | 1069.3069 | 676.0848 | 120.9622 | 0 | 0 | 0 | 0 | 1866.3539 | 1647 | 1069.3069 | 676.0848 | 120.9622 | 0 | 0 | 0 | 0 | 1866.3539 | 1647 | 1087.1287 | 1352.1695 | 151.2027 | 0 | 0 | 0 | 0 | 0 | 0 | 2590.501 | 1647 | 1087.1287 | 1352.1695 | 151.2027 | 17 | 0 | 0 | 0 | 0 | 0 | 2607.501 | 1647 | 1087.1287 | 1352.1695 | 151.2027 | 0 | 0 | 0 | 0 | 0 | 0 | 2590.501
1650 | 74.1528 | 47.6559 | 49.3737 | 54.172 | 41.7102 | 41.7102 | 0.01 | 0.01 | 0.01 | 1650 | 1512.4552 | 1512.4552 | 1512.4552 | 1774.2263 | 1774.2263 | 1774.2263 | 2006.9117 | 2006.9117 | 2006.9117 | 1648 | 978.2178 | 0 | 25.4296 | 0 | 0 | 0 | 150 | 1153.6474 |  | 1648 | 978.2178 | 0 | 25.4296 | 0 | 0 | 0 | 0 | 1003.6474 | 1648 | 978.2178 | 0 | 25.4296 | 0 | 0 | 0 | 0 | 1003.6474 | 1648 | 1029.703 | 656.9122 | 27.4914 | 0 | 0 | 0 | 0 | 1714.1066 | 1648 | 1029.703 | 656.9122 | 27.4914 | 0 | 0 | 0 | 0 | 1714.1066 | 1648 | 1029.703 | 656.9122 | 27.4914 | 0 | 0 | 0 | 0 | 1714.1066 | 1648 | 1046.8647 | 1313.8244 | 34.3643 | 0 | 0 | 0 | 0 | 0 | 0 | 2395.0534 | 1648 | 1046.8647 | 1313.8244 | 34.3643 | 17 | 0 | 0 | 0 | 0 | 0 | 2412.0534 | 1648 | 1046.8647 | 1313.8244 | 34.3643 | 0 | 0 | 0 | 0 | 0 | 0 | 2395.0534
1651 | 74.1528 | 47.6559 | 49.3737 | 54.172 | 41.7102 | 41.7102 | 25.4934 | 14.4573 | 14.4573 | 1651 | 1465.8156 | 1465.8156 | 1465.8156 | 1719.5145 | 1719.5145 | 1719.5145 | 1945.0246 | 1945.0246 | 1945.0246 | 1649 | 1138.1188 | 0 | 0 | 0 | 0 | 0 | 150 | 1288.1188 |  | 1649 | 1138.1188 | 0 | 0 | 0 | 0 | 0 | 0 | 1138.1188 | 1649 | 1138.1188 | 0 | 0 | 0 | 0 | 0 | 0 | 1138.1188 | 1649 | 1198.0198 | 638.7487 | 0 | 0 | 0 | 0 | 0 | 1836.7685 | 1649 | 1198.0198 | 638.7487 | 0 | 0 | 0 | 0 | 0 | 1836.7685 | 1649 | 1198.0198 | 638.7487 | 0 | 0 | 0 | 0 | 0 | 1836.7685 | 1649 | 1217.9868 | 1277.4975 | 0 | 0 | 0 | 0 | 0 | 0 | 0 | 2495.4843 | 1649 | 1217.9868 | 1277.4975 | 0 | 17 | 0 | 0 | 0 | 0 | 0 | 2512.4843 | 1649 | 1217.9868 | 1277.4975 | 0 | 0 | 0 | 0 | 0 | 0 | 0 | 2495.4843
1652 | 74.1528 | 47.6559 | 49.3737 | 54.172 | 41.7102 | 41.7102 | 25.6357 | 14.4573 | 14.4573 | 1652 | 1406.9609 | 1406.9609 | 1406.9609 | 1650.4734 | 1650.4734 | 1650.4734 | 1866.9289 | 1866.9289 | 1866.9289 | 1650 | 1232.1782 | 0 | 0 | 0 | 0 | 0 | 150 | 1382.1782 |  | 1650 | 1232.1782 | 0 | 0 | 0 | 0 | 0 | 0 | 1232.1782 | 1650 | 1232.1782 | 0 | 0 | 0 | 0 | 0 | 0 | 1232.1782 | 1650 | 1297.0297 | 602.4218 | 0 | 0 | 0 | 0 | 0 | 1899.4515 | 1650 | 1297.0297 | 602.4218 | 0 | 0 | 0 | 0 | 0 | 1899.4515 | 1650 | 1297.0297 | 602.4218 | 0 | 0 | 0 | 0 | 0 | 1899.4515 | 1650 | 1318.6469 | 1204.8436 | 0 | 0 | 0 | 0 | 0 | 0 | 0 | 2523.4905 | 1650 | 1318.6469 | 1204.8436 | 0 | 17 | 0 | 0 | 0 | 0 | 0 | 2540.4905 | 1650 | 1318.6469 | 1204.8436 | 0 | 0 | 0 | 0 | 0 | 0 | 0 | 2523.4905
1653 | 74.1528 | 47.6559 | 49.3737 | 54.172 | 41.7102 | 41.7102 | 25.6357 | 14.4573 | 14.4573 | 1653 | 1330.3387 | 1330.3387 | 1330.3387 | 1560.5896 | 1560.5896 | 1560.5896 | 1765.2571 | 1765.2571 | 1765.2571 | 1651 | 1232.1782 | 0 | 0 | 0 | 0 | 0 | 97.4009 | 1329.5791 |  | 1651 | 1232.1782 | 0 | 0 | 0 | 0 | 0 | 0 | 1232.1782 | 1651 | 1232.1782 | 0 | 0 | 0 | 0 | 0 | 0 | 1232.1782 | 1651 | 1297.0297 | 539.8587 | 0 | 0 | 0 | 0 | 0 | 1836.8884 | 1651 | 1297.0297 | 539.8587 | 0 | 0 | 0 | 0 | 0 | 1836.8884 | 1651 | 1297.0297 | 539.8587 | 0 | 0 | 0 | 0 | 0 | 1836.8884 | 1651 | 1318.6469 | 1079.7175 | 0 | 0 | 0 | 0 | 0 | 0 | 0 | 2398.3643 | 1651 | 1318.6469 | 1079.7175 | 0 | 17 | 0 | 0 | 0 | 0 | 0 | 2415.3643 | 1651 | 1318.6469 | 1079.7175 | 0 | 0 | 0 | 0 | 0 | 0 | 0 | 2398.3643
1654 | 74.1528 | 47.6559 | 49.3737 | 54.172 | 41.7102 | 41.7102 | 25.6357 | 14.4573 | 14.4573 | 1654 | 1258.1584 | 1258.1584 | 1258.1584 | 1475.9166 | 1475.9166 | 1475.9166 | 1669.4794 | 1669.4794 | 1669.4794 | 1652 | 1269.802 | 0 | 0 | 0 | 0 | 0 | 0 | 1269.802 |  | 1652 | 1269.802 | 0 | 0 | 0 | 0 | 0 | 0 | 1269.802 | 1652 | 1269.802 | 0 | 0 | 0 | 0 | 0 | 0 | 1269.802 | 1652 | 1336.6337 | 467.2048 | 0 | 0 | 0 | 0 | 0 | 1803.8385 | 1652 | 1336.6337 | 467.2048 | 0 | 0 | 0 | 0 | 0 | 1803.8385 | 1652 | 1336.6337 | 467.2048 | 0 | 0 | 0 | 0 | 0 | 1803.8385 | 1652 | 1358.9109 | 934.4097 | 0 | 0 | 0 | 0 | 0 | 0 | 0 | 2293.3206 | 1652 | 1358.9109 | 934.4097 | 0 | 17 | 0 | 0 | 0 | 0 | 0 | 2310.3206 | 1652 | 1358.9109 | 934.4097 | 0 | 0 | 0 | 0 | 0 | 0 | 0 | 2293.3206
1655 | 74.1528 | 47.6559 | 49.3737 | 54.172 | 41.7102 | 41.7102 | 25.6357 | 19.1387 | 28.8088 | 1655 | 1193.7513 | 1193.7513 | 1193.7513 | 1400.3622 | 1400.3622 | 1400.3622 | 1584.0162 | 1584.0162 | 1584.0162 | 1653 | 1298.0198 | 0 | 0 | 0 | 0 | 0 | 0 | 1298.0198 |  | 1653 | 1298.0198 | 0 | 0 | 0 | 0 | 0 | 0 | 1298.0198 | 1653 | 1298.0198 | 0 | 0 | 0 | 0 | 0 | 0 | 1298.0198 | 1653 | 1366.3366 | 378.4057 | 0 | 0 | 0 | 0 | 0 | 1744.7423 | 1653 | 1366.3366 | 378.4057 | 0 | 0 | 0 | 0 | 0 | 1744.7423 | 1653 | 1366.3366 | 378.4057 | 0 | 0 | 0 | 0 | 0 | 1744.7423 | 1653 | 1389.1089 | 756.8113 | 0 | 0 | 0 | 0 | 0 | 0 | 0 | 2145.9202 | 1653 | 1389.1089 | 756.8113 | 0 | 17 | 0 | 0 | 0 | 0 | 0 | 2162.9202 | 1653 | 1389.1089 | 756.8113 | 0 | 0 | 0 | 0 | 0 | 0 | 0 | 2145.9202
1656 | 74.1528 | 47.6559 | 49.3737 | 54.172 | 45.7004 | 45.7004 | 25.6357 | 19.1387 | 29.4762 | 1656 | 1163.7688 | 1163.7688 | 1163.7688 | 1365.1903 | 1365.1903 | 1365.1903 | 1544.2316 | 1544.2316 | 1544.2316 | 1654 | 1100.495 | 0 | 0 | 0 | 0 | 0 | 0 | 1100.495 |  | 1654 | 1100.495 | 0 | 0 | 0 | 0 | 0 | 0 | 1100.495 | 1654 | 1100.495 | 0 | 0 | 0 | 0 | 0 | 0 | 1100.495 | 1654 | 1158.4158 | 291.6246 | 0 | 0 | 0 | 0 | 0 | 1450.0405 | 1654 | 1158.4158 | 291.6246 | 0 | 0 | 0 | 0 | 0 | 1450.0405 | 1654 | 1158.4158 | 291.6246 | 0 | 0 | 0 | 0 | 0 | 1450.0405 | 1654 | 1177.7228 | 583.2492 | 0 | 0 | 0 | 0 | 0 | 0 | 0 | 1760.972 | 1654 | 1177.7228 | 583.2492 | 0 | 17 | 0 | 0 | 0 | 0 | 0 | 1777.972 | 1654 | 1177.7228 | 583.2492 | 0 | 0 | 0 | 0 | 0 | 0 | 0 | 1760.972
1657 | 74.1528 | 47.6559 | 49.3737 | 54.172 | 41.7102 | 41.7102 | 25.6357 | 14.4573 | 14.4573 | 1657 | 1142.6699 | 1142.6699 | 1142.6699 | 1340.4397 | 1340.4397 | 1340.4397 | 1516.2351 | 1516.2351 | 1516.2351 | 1655 | 931.1881 | 0 | 0 | 0 | 0 | 0 | 0 | 931.1881 |  | 1655 | 931.1881 | 0 | 0 | 0 | 0 | 0 | 0 | 931.1881 | 1655 | 931.1881 | 0 | 0 | 0 | 0 | 0 | 0 | 931.1881 | 1655 | 980.198 | 209.889 | 0 | 0 | 0 | 0 | 0 | 1190.087 | 1655 | 980.198 | 209.889 | 0 | 0 | 0 | 0 | 0 | 1190.087 | 1655 | 980.198 | 209.889 | 0 | 0 | 0 | 0 | 0 | 1190.087 | 1655 | 996.5347 | 419.778 | 0 | 0 | 0 | 0 | 0 | 0 | 0 | 1416.3127 | 1655 | 996.5347 | 419.778 | 0 | 17 | 0 | 0 | 0 | 0 | 0 | 1433.3127 | 1655 | 996.5347 | 419.778 | 0 | 0 | 0 | 0 | 0 | 0 | 0 | 1416.3127
1658 | 59.6248 | 47.6559 | 49.3737 | 34.9903 | 34.9903 | 34.9903 | 0.01 | 0.01 | 0.01 | 1658 | 1136.0071 | 1136.0071 | 1136.0071 | 1332.6237 | 1332.6237 | 1332.6237 | 1507.394 | 1507.394 | 1507.394 | 1656 | 799.505 | 0 | 0 | 0 | 0 | 0 | 0 | 799.505 |  | 1656 | 799.505 | 0 | 0 | 0 | 0 | 0 | 0 | 799.505 | 1656 | 799.505 | 0 | 0 | 0 | 0 | 0 | 0 | 799.505 | 1656 | 841.5842 | 170.5348 | 0 | 0 | 0 | 0 | 0 | 1012.119 | 1656 | 841.5842 | 170.5348 | 0 | 0 | 0 | 0 | 0 | 1012.119 | 1656 | 841.5842 | 170.5348 | 0 | 0 | 0 | 0 | 0 | 1012.119 | 1656 | 855.6106 | 341.0696 | 0 | 0 | 0 | 0 | 0 | 0 | 0 | 1196.6802 | 1656 | 855.6106 | 341.0696 | 0 | 17 | 0 | 0 | 0 | 0 | 0 | 1213.6802 | 1656 | 855.6106 | 341.0696 | 0 | 0 | 0 | 0 | 0 | 0 | 0 | 1196.6802
1659 | 34.6322 | 34.6322 | 34.6322 | 31.0073 | 31.0073 | 31.0073 | 0.01 | 0.01 | 0.01 | 1659 | 1140.449 | 1140.449 | 1140.449 | 1337.8344 | 1337.8344 | 1337.8344 | 1853.4367 | 1853.4367 | 1513.288 | 1657 | 686.6337 | 0 | 0 | 0 | 0 | 0 | 150 | 836.6337 |  | 1657 | 686.6337 | 0 | 0 | 0 | 0 | 0 | 0 | 686.6337 | 1657 | 686.6337 | 0 | 0 | 0 | 0 | 0 | 0 | 686.6337 | 1657 | 722.7723 | 155.3986 | 0 | 0 | 0 | 0 | 0 | 878.1709 | 1657 | 722.7723 | 155.3986 | 0 | 0 | 0 | 0 | 0 | 878.1709 | 1657 | 722.7723 | 155.3986 | 0 | 0 | 0 | 0 | 0 | 878.1709 | 1657 | 734.8185 | 310.7972 | 0 | 0 | 0 | 0 | 0 | 0 | 0 | 1045.6157 | 1657 | 734.8185 | 310.7972 | 0 | 17 | 0 | 0 | 0 | 0 | 0 | 1062.6157 | 1657 | 734.8185 | 310.7972 | 0 | 0 | 0 | 0 | 0 | 0 | 0 | 1045.6157
1660 | 14.9898 | 14.9898 | 14.9898 | 30.864 | 30.864 | 30.864 | 0.01 | 0.01 | 0.01 | 1660 | 1407.9867 | 1177.0944 | 1407.9867 | 1380.8222 | 1380.8222 | 1380.8222 | 2087.0278 | 1561.9137 | 2087.0278 | 1658 | 592.5743 | 0 | 0 | 0 | 0 | 0 | 0 | 592.5743 |  | 1658 | 592.5743 | 0 | 0 | 0 | 0 | 0 | 0 | 592.5743 | 1658 | 592.5743 | 0 | 0 | 0 | 0 | 0 | 0 | 592.5743 | 1658 | 623.7624 | 152.3713 | 0 | 0 | 0 | 0 | 0 | 776.1337 | 1658 | 623.7624 | 152.3713 | 0 | 0 | 0 | 0 | 0 | 776.1337 | 1658 | 623.7624 | 152.3713 | 0 | 0 | 0 | 0 | 0 | 776.1337 | 1658 | 634.1584 | 304.7427 | 0 | 0 | 0 | 0 | 0 | 0 | 0 | 938.9011 | 1658 | 634.1584 | 304.7427 | 0 | 17 | 0 | 0 | 0 | 0 | 0 | 955.9011 | 1658 | 634.1584 | 304.7427 | 0 | 0 | 0 | 0 | 0 | 0 | 0 | 938.9011
1661 | 14.9898 | 14.9898 | 14.9898 | 30.6012 | 30.6012 | 30.6012 | 0.01 | 0.01 | 0.01 | 1661 | 1271.484 | 1271.484 | 1271.484 | 1491.5485 | 1491.5485 | 1491.5485 | 2212.2756 | 1687.1615 | 2212.2756 | 1659 | 611.3861 | 0 | 0 | 0 | 0 | 0 | 0 | 611.3861 |  | 1659 | 611.3861 | 0 | 0 | 0 | 0 | 0 | 0 | 611.3861 | 1659 | 611.3861 | 0 | 0 | 0 | 0 | 0 | 0 | 611.3861 | 1659 | 643.5644 | 179.6165 | 0 | 0 | 0 | 0 | 0 | 823.1809 | 1659 | 643.5644 | 179.6165 | 0 | 0 | 0 | 0 | 0 | 823.1809 | 1659 | 643.5644 | 179.6165 | 0 | 0 | 0 | 0 | 0 | 823.1809 | 1659 | 654.2904 | 359.2331 | 0 | 0 | 0 | 0 | 0 | 0 | 0 | 1013.5235 | 1659 | 654.2904 | 359.2331 | 0 | 17 | 0 | 0 | 0 | 0 | 0 | 1030.5235 | 1659 | 654.2904 | 359.2331 | 0 | 0 | 0 | 0 | 0 | 0 | 0 | 1013.5235
1662 | 14.9898 | 14.9898 | 14.9898 | 0.01 | 0.01 | 0.01 | 0.01 | 0.01 | 0.01 | 1662 | 1372.5364 | 1372.5364 | 1372.5364 | 1610.0908 | 1610.0908 | 1610.0908 | 2346.3644 | 1821.2503 | 2346.3644 | 1660 | 705.4455 | 0 | 0 | 0 | 0 | 0 | 0 | 705.4455 |  | 1660 | 705.4455 | 0 | 0 | 0 | 0 | 0 | 0 | 705.4455 | 1660 | 705.4455 | 0 | 0 | 0 | 0 | 0 | 0 | 705.4455 | 1660 | 742.5743 | 244.1978 | 0 | 0 | 0 | 0 | 0 | 986.772 | 1660 | 742.5743 | 244.1978 | 0 | 0 | 0 | 0 | 0 | 986.772 | 1660 | 742.5743 | 244.1978 | 0 | 0 | 0 | 0 | 0 | 986.772 | 1660 | 0 | 488.3956 | 0 | 0 | 0 | 0 | 0 | 0 | 0 | 488.3956 | 1660 | 0 | 488.3956 | 0 | 17 | 0 | 0 | 0 | 0 | 0 | 505.3956 | 1660 | 0 | 488.3956 | 0 | 0 | 0 | 0 | 0 | 0 | 0 | 488.3956
1663 | 14.9898 | 14.9898 | 14.9898 | 0.01 | 0.01 | 0.01 | 0.01 | 0.01 | 0.01 | 1663 | 1781.4913 | 1781.4913 | 1781.4913 | 2238.4576 | 2238.4576 | 2238.4576 | 2532.0259 | 2532.0259 | 2532.0259 | 1661 | 808.9109 | 0 | 0 | 0 | 0 | 0 | 0 | 808.9109 |  | 1661 | 808.9109 | 0 | 0 | 0 | 0 | 0 | 0 | 808.9109 | 1661 | 808.9109 | 0 | 0 | 0 | 0 | 0 | 0 | 808.9109 | 1661 | 851.4851 | 360.2422 | 0 | 0 | 0 | 0 | 0 | 1211.7273 | 1661 | 851.4851 | 360.2422 | 0 | 0 | 0 | 0 | 0 | 1211.7273 | 1661 | 851.4851 | 360.2422 | 0 | 0 | 0 | 0 | 0 | 1211.7273 | 1661 | 0 | 720.4844 | 0 | 0 | 0 | 0 | 0 | 0 | 0 | 720.4844 | 1661 | 0 | 720.4844 | 0 | 17 | 0 | 0 | 0 | 0 | 0 | 737.4844 | 1661 | 0 | 720.4844 | 0 | 0 | 0 | 0 | 0 | 0 | 0 | 720.4844
1664 | 14.9898 | 14.9898 | 14.9898 | 0.01 | 0.01 | 0.01 | 0.01 | 0.01 | 0.01 | 1664 | 1569.089 | 1569.089 | 1569.089 | 1840.6621 | 1853.4045 | 1840.6621 | 2082.0604 | 2082.0604 | 2607.1745 | 1662 | 921.7822 | 0 | 15.2577 | 0 | 0 | 0 | 0 | 937.0399 |  | 1662 | 921.7822 | 0 | 15.2577 | 0 | 0 | 0 | 0 | 937.0399 | 1662 | 921.7822 | 0 | 15.2577 | 0 | 0 | 0 | 0 | 937.0399 | 1662 | 970.297 | 488.3956 | 16.4948 | 0 | 0 | 0 | 0 | 1475.1874 | 1662 | 970.297 | 488.3956 | 16.4948 | 0 | 0 | 0 | 0 | 1475.1874 | 1662 | 920.5498 | 488.3956 | 16.4948 | 0 | 0 | 0 | 0 | 1425.4402 | 1662 | 0 | 976.7911 | 20.6186 | 0 | 0 | 0 | 0 | 0 | 0 | 997.4097 | 1662 | 0 | 976.7911 | 20.6186 | 17 | 0 | 0 | 0 | 0 | 0 | 1014.4097 | 1662 | 0 | 976.7911 | 20.6186 | 0 | 0 | 0 | 0 | 0 | 0 | 997.4097
1665 | 14.9898 | 14.9898 | 14.9898 | 0.01 | 0.01 | 0.01 | 0.01 | 0.01 | 0.01 | 1665 | 1530.2227 | 1530.2227 | 1530.2227 | 2259.3002 | 1822.8157 | 2259.3002 | 2555.6019 | 2555.6019 | 2555.6019 | 1663 | 959.4059 | 0 | 50.8591 | 0 | 0 | 0 | 0 | 1010.265 |  | 1663 | 959.4059 | 0 | 50.8591 | 0 | 0 | 0 | 0 | 1010.265 | 1663 | 959.4059 | 0 | 50.8591 | 0 | 0 | 0 | 0 | 1010.265 | 1663 | 1009.901 | 563.0676 | 54.9828 | 0 | 0 | 0 | 0 | 1627.9514 | 1663 | 1009.901 | 563.0676 | 54.9828 | 0 | 0 | 0 | 0 | 1627.9514 | 1663 | 1009.901 | 563.0676 | 54.9828 | 0 | 0 | 0 | 0 | 1627.9514 | 1663 | 0 | 1126.1352 | 68.7285 | 0 | 0 | 0 | 0 | 0 | 0 | 1194.8637 | 1663 | 0 | 1126.1352 | 68.7285 | 17 | 0 | 0 | 0 | 0 | 0 | 1211.8637 | 1663 | 0 | 1126.1352 | 68.7285 | 0 | 0 | 0 | 0 | 0 | 0 | 1194.8637
1666 | 14.9898 | 14.9898 | 14.9898 | 0.01 | 0.01 | 0.01 | 0.01 | 0.01 | 0.01 | 1666 | 1677.4456 | 1677.4456 | 1677.4456 | 2178.5352 | 2178.5352 | 2178.5352 | 2464.2447 | 2464.2447 | 2464.2447 | 1664 | 790.099 | 0 | 101.7182 | 0 | 0 | 0 | 0 | 891.8172 |  | 1664 | 790.099 | 0 | 101.7182 | 0 | 0 | 0 | 0 | 891.8172 | 1664 | 790.099 | 0 | 101.7182 | 0 | 0 | 0 | 0 | 891.8172 | 1664 | 831.6832 | 675.0757 | 109.9656 | 0 | 0 | 0 | 0 | 1616.7245 | 1664 | 831.6832 | 675.0757 | 109.9656 | 0 | 0 | 0 | 0 | 1616.7245 | 1664 | 831.6832 | 675.0757 | 109.9656 | 0 | 0 | 0 | 0 | 1616.7245 | 1664 | 845.5446 | 1350.1514 | 137.457 | 0 | 0 | 0 | 0 | 0 | 0 | 2333.153 | 1664 | 845.5446 | 1350.1514 | 137.457 | 17 | 0 | 0 | 0 | 0 | 0 | 2350.153 | 1664 | 845.5446 | 1350.1514 | 137.457 | 0 | 0 | 0 | 0 | 0 | 0 | 2333.153
1667 | 0.01 | 0.01 | 0.01 | 0.01 | 0.01 | 0.01 | 0.01 | 0.01 | 0.01 | 1667 | 1788.263 | 1788.263 | 1788.263 | 2097.7701 | 2097.7701 | 2097.7701 | 2372.8875 | 2372.8875 | 2372.8875 | 1665 | 997.0297 | 0 | 172.921 | 0 | 0 | 0 | 0 | 1169.9507 |  | 1665 | 997.0297 | 0 | 172.921 | 0 | 0 | 0 | 0 | 1169.9507 | 1665 | 997.0297 | 0 | 172.921 | 0 | 0 | 0 | 0 | 1169.9507 | 1665 | 1049.505 | 771.9475 | 186.9416 | 0 | 0 | 0 | 0 | 2008.3941 | 1665 | 671.5876 | 771.9475 | 186.9416 | 0 | 0 | 0 | 0 | 1630.4767 | 1665 | 1049.505 | 771.9475 | 186.9416 | 0 | 0 | 0 | 0 | 2008.3941 | 1665 | 1066.9967 | 1543.8951 | 233.677 | 0 | 0 | 0 | 0 | 0 | 0 | 2844.5687 | 1665 | 693.5944 | 1543.8951 | 233.677 | 17 | 0 | 0 | 0 | 0 | 0 | 2488.1664 | 1665 | 918.3361 | 1543.8951 | 233.677 | 0 | 0 | 0 | 0 | 0 | 0 | 2695.9081
1668 | 0.01 | 0.01 | 0.01 | 0.01 | 0.01 | 0.01 | 0.01 | 0.01 | 0.01 | 1668 | 1757.17 | 1757.17 | 1757.17 | 2061.2955 | 2061.2955 | 2061.2955 | 2331.6294 | 2331.6294 | 2331.6294 | 1666 | 1363.8614 | 0 | 330.5842 | 0 | 0 | 0 | 0 | 1694.4456 |  | 1666 | 1363.8614 | 0 | 330.5842 | 0 | 0 | 0 | 0 | 1694.4456 | 1666 | 1363.8614 | 0 | 330.5842 | 0 | 0 | 0 | 0 | 1694.4456 | 1666 | 1157.8692 | 837.5378 | 357.3883 | 0 | 0 | 0 | 0 | 2352.7954 | 1666 | 899.1735 | 837.5378 | 357.3883 | 0 | 0 | 0 | 0 | 2094.0996 | 1666 | 1064.2601 | 837.5378 | 357.3883 | 0 | 0 | 0 | 0 | 2259.1863 | 1666 | 1459.571 | 1675.0757 | 446.7354 | 0 | 0 | 0 | 0 | 0 | 0 | 3581.382 | 1666 | 757.9981 | 1675.0757 | 446.7354 | 17 | 0 | 0 | 0 | 0 | 0 | 2896.8092 | 1666 | 947.6224 | 1675.0757 | 446.7354 | 0 | 0 | 0 | 0 | 0 | 0 | 3069.4335
1669 | 0.01 | 0.01 | 0.01 | 0.01 | 0.01 | 0.01 | 0.01 | 0.01 | 0.01 | 1669 | 1738.292 | 1738.292 | 1738.292 | 2039.1503 | 2039.1503 | 2039.1503 | 2306.5798 | 1781.4657 | 2306.5798 | 1667 | 1337.5838 | 0 | 472.9897 | 0 | 0 | 0 | 0 | 1810.5734 |  | 1667 | 1570.7921 | 0 | 472.9897 | 0 | 0 | 0 | 0 | 2043.7818 | 1667 | 1570.7921 | 0 | 472.9897 | 0 | 0 | 0 | 0 | 2043.7818 | 1667 | 928.0741 | 883.9556 | 511.3402 | 0 | 0 | 0 | 0 | 2323.3699 | 1667 | 1301.4075 | 883.9556 | 511.3402 | 0 | 0 | 0 | 0 | 2696.7033 | 1667 | 618.0388 | 883.9556 | 511.3402 | 0 | 0 | 0 | 0 | 2013.3346 | 1667 | 1681.0231 | 1767.9112 | 639.1753 | 0 | 0 | 0 | 0 | 0 | 0 | 4088.1096 | 1667 | 1597.1726 | 1767.9112 | 639.1753 | 17 | 0 | 0 | 0 | 0 | 0 | 4021.2591 | 1667 | 381.3655 | 1767.9112 | 639.1753 | 0 | 0 | 0 | 0 | 0 | 0 | 2788.452
1670 | 0.01 | 0.01 | 0.01 | 0.01 | 0.01 | 0.01 | 0.01 | 0.01 | 0.01 | 1670 | 1750.5072 | 1750.5072 | 1750.5072 | 2053.4796 | 2053.4796 | 2053.4796 | 2322.7884 | 2322.7884 | 2322.7884 | 1668 | 1777.7228 | 0 | 483.1615 | 0 | 0 | 0 | 0 | 2260.8843 |  | 1668 | 1353.3922 | 0 | 483.1615 | 0 | 0 | 0 | 0 | 1836.5537 | 1668 | 1777.7228 | 0 | 483.1615 | 0 | 0 | 0 | 0 | 2260.8843 | 1668 | 1011.8745 | 917.2553 | 522.3368 | 0 | 0 | 0 | 0 | 2451.4665 | 1668 | 1358.9908 | 917.2553 | 522.3368 | 0 | 0 | 0 | 0 | 2798.5829 | 1668 | 1551.8745 | 917.2553 | 522.3368 | 0 | 0 | 0 | 0 | 2991.4665 | 1668 | 1750.2578 | 1834.5106 | 652.921 | 0 | 0 | 0 | 0 | 0 | 0 | 4237.6894 | 1668 | 1902.4752 | 1834.5106 | 652.921 | 17 | 0 | 0 | 0 | 0 | 0 | 4406.9068 | 1668 | 0 | 1834.5106 | 652.921 | 0 | 0 | 0 | 0 | 0 | 0 | 2487.4316
1671 | 0.01 | 0.01 | 0.01 | 0.01 | 0.01 | 0.01 | 0.01 | 0.01 | 0.01 | 1671 | 1750.5072 | 1750.5072 | 1750.5072 | 2053.4796 | 2053.4796 | 2053.4796 | 2322.7884 | 2322.7884 | 2322.7884 | 1669 | 1881.1881 | 0 | 371.2715 | 0 | 0 | 0 | 0 | 2252.4596 |  | 1669 | 1881.1881 | 0 | 371.2715 | 0 | 0 | 0 | 0 | 2252.4596 | 1669 | 1881.1881 | 0 | 371.2715 | 0 | 0 | 0 | 0 | 2252.4596 | 1669 | 709.471 | 935.4188 | 401.3746 | 0 | 0 | 0 | 0 | 2046.2643 | 1669 | 1842.3547 | 935.4188 | 401.3746 | 0 | 0 | 0 | 0 | 3179.148 | 1669 | 1977.7464 | 935.4188 | 401.3746 | 0 | 0 | 0 | 0 | 3314.5398 | 1669 | 2013.2013 | 1870.8375 | 501.7182 | 0 | 0 | 0 | 0 | 0 | 0 | 4385.7571 | 1669 | 0 | 1870.8375 | 501.7182 | 17 | 0 | 0 | 0 | 0 | 0 | 2389.5558 | 1669 | 349.5886 | 1870.8375 | 501.7182 | 0 | 0 | 0 | 0 | 0 | 0 | 2722.1443
1672 | 0.01 | 0.01 | 0.01 | 0.01 | 0.01 | 0.01 | 0.01 | 0.01 | 0.01 | 1672 | 1739.4025 | 1739.4025 | 1739.4025 | 2040.4529 | 2040.4529 | 2040.4529 | 1782.9392 | 2308.0533 | 2308.0533 | 1670 | 2012.8713 | 0 | 208.5223 | 0 | 0 | 0 | 0 | 2221.3936 |  | 1670 | 2012.8713 | 0 | 208.5223 | 0 | 0 | 0 | 0 | 2221.3936 | 1670 | 2012.8713 | 0 | 208.5223 | 0 | 0 | 0 | 0 | 2221.3936 | 1670 | 1348.9196 | 944.5005 | 225.4296 | 0 | 0 | 0 | 0 | 2518.8497 | 1670 | 1848.3773 | 944.5005 | 225.4296 | 0 | 0 | 0 | 0 | 3018.3073 | 1670 | 1408.3773 | 944.5005 | 225.4296 | 0 | 0 | 0 | 0 | 2578.3073 | 1670 | 67.5649 | 1889.001 | 281.7869 | 0 | 0 | 0 | 0 | 0 | 0 | 2238.3528 | 1670 | 567.5649 | 1889.001 | 281.7869 | 17 | 0 | 0 | 0 | 0 | 0 | 2755.3528 | 1670 | 567.5649 | 1889.001 | 281.7869 | 0 | 0 | 0 | 0 | 0 | 0 | 2738.3528
1673 | 0.01 | 0.01 | 0.01 | 0.01 | 0.01 | 0.01 | 0.01 | 0.01 | 0.01 | 1673 | 1780.4898 | 1780.4898 | 1780.4898 | 2088.6515 | 2088.6515 | 2088.6515 | 2362.573 | 1837.4588 | 1837.4588 | 1671 | 2069.3069 | 0 | 96.6323 | 0 | 0 | 0 | 0 | 2165.9392 |  | 1671 | 2069.3069 | 0 | 96.6323 | 0 | 0 | 0 | 0 | 2165.9392 | 1671 | 1716.5731 | 0 | 96.6323 | 0 | 0 | 0 | 0 | 1813.2054 | 1671 | 1948.2302 | 955.6004 | 104.4674 | 0 | 0 | 0 | 0 | 3008.2979 | 1671 | 2178.2178 | 955.6004 | 104.4674 | 0 | 0 | 0 | 0 | 3238.2856 | 1671 | 1981.1138 | 955.6004 | 104.4674 | 0 | 0 | 0 | 0 | 3041.1816 | 1671 | 2214.5215 | 1911.2008 | 130.5842 | 0 | 0 | 0 | 0 | 0 | 0 | 4256.3065 | 1671 | 196.5678 | 1911.2008 | 130.5842 | 17 | 0 | 0 | 0 | 0 | 0 | 2255.3528 | 1671 | 196.5678 | 1911.2008 | 130.5842 | 0 | 0 | 0 | 0 | 0 | 0 | 2238.3528
1674 | 0.01 | 0.01 | 0.01 | 0.01 | 0.01 | 0.01 | 0.01 | 0.01 | 0.01 | 1674 | 1788.263 | 1788.263 | 1788.263 | 2097.7701 | 2097.7701 | 2097.7701 | 1847.7733 | 2372.8875 | 2372.8875 | 1672 | 2210.396 | 0 | 25.4296 | 0 | 0 | 0 | 0 | 2235.8256 |  | 1672 | 2210.396 | 0 | 25.4296 | 0 | 0 | 0 | 0 | 2235.8256 | 1672 | 2210.396 | 0 | 25.4296 | 0 | 0 | 0 | 0 | 2235.8256 | 1672 | 1359.9073 | 970.7366 | 27.4914 | 0 | 0 | 0 | 0 | 2358.1353 | 1672 | 2299.9073 | 970.7366 | 27.4914 | 0 | 0 | 0 | 0 | 3298.1353 | 1672 | 2313.2406 | 970.7366 | 27.4914 | 0 | 0 | 0 | 0 | 3311.4687 | 1672 | 0 | 1941.4733 | 34.3643 | 0 | 0 | 0 | 0 | 0 | 0 | 1975.8375 | 1672 | 0 | 1941.4733 | 34.3643 | 17 | 0 | 0 | 0 | 0 | 0 | 1992.8375 | 1672 | 0 | 1941.4733 | 34.3643 | 0 | 0 | 0 | 0 | 0 | 0 | 1975.8375
1675 | 0.01 | 0.01 | 0.01 | 0.01 | 0.01 | 0.01 | 0.01 | 0.01 | 0.01 | 1675 | 1761.6118 | 1761.6118 | 1761.6118 | 2066.5062 | 2066.5062 | 2066.5062 | 1812.4092 | 2337.5234 | 1833.2214 | 1673 | 2135.1485 | 0 | 0 | 0 | 0 | 0 | 0 | 2135.1485 |  | 1673 | 2135.1485 | 0 | 0 | 0 | 0 | 0 | 0 | 2135.1485 | 1673 | 2135.1485 | 0 | 0 | 0 | 0 | 0 | 0 | 2135.1485 | 1673 | 2132.6311 | 980.8274 | 0 | 0 | 0 | 0 | 0 | 3113.4586 | 1673 | 2192.6311 | 980.8274 | 0 | 0 | 0 | 0 | 0 | 3173.4586 | 1673 | 2247.5248 | 980.8274 | 0 | 0 | 0 | 0 | 0 | 3228.3522 | 1673 | 316.4825 | 1961.6549 | 0 | 0 | 0 | 0 | 0 | 0 | 0 | 2278.1374 | 1673 | 0 | 1961.6549 | 0 | 17 | 0 | 0 | 0 | 0 | 0 | 1978.6549 | 1673 | 0 | 1961.6549 | 0 | 0 | 0 | 0 | 0 | 0 | 0 | 1961.6549
1676 | 11.4179 | 11.4179 | 11.4179 | 0.01 | 0.01 | 0.01 | 0.01 | 0.01 | 0.01 | 1676 | 1702.7571 | 1702.7571 | 1702.7571 | 1997.4651 | 1997.4651 | 1997.4651 | 2259.4277 | 2259.4277 | 2259.4277 | 1674 | 2182.1782 | 0 | 0 | 0 | 0 | 0 | 0 | 2182.1782 |  | 1674 | 2182.1782 | 0 | 0 | 0 | 0 | 0 | 0 | 2182.1782 | 1674 | 2182.1782 | 0 | 0 | 0 | 0 | 0 | 0 | 2182.1782 | 1674 | 2030.2832 | 984.8638 | 0 | 0 | 0 | 0 | 0 | 3015.147 | 1674 | 1770.8256 | 984.8638 | 0 | 0 | 0 | 0 | 0 | 2755.6893 | 1674 | 2297.0297 | 984.8638 | 0 | 0 | 0 | 0 | 0 | 3281.8935 | 1674 | 0 | 1969.7275 | 0 | 0 | 0 | 0 | 0 | 0 | 0 | 1969.7275 | 1674 | 318.7244 | 1969.7275 | 0 | 17 | 0 | 0 | 0 | 0 | 0 | 2305.452 | 1674 | 818.7244 | 1969.7275 | 0 | 0 | 0 | 0 | 0 | 0 | 0 | 2788.452
1677 | 0.01 | 0.01 | 0.01 | 0.01 | 0.01 | 0.01 | 0.01 | 0.01 | 0.01 | 1677 | 1618.3617 | 1618.3617 | 1618.3617 | 1898.4627 | 1898.4627 | 1898.4627 | 2147.4415 | 2147.4415 | 2147.4415 | 1675 | 2307.5514 | 0 | 0 | 0 | 0 | 0 | 0 | 2307.5514 |  | 1675 | 2323.2673 | 0 | 0 | 0 | 0 | 0 | 0 | 2323.2673 | 1675 | 2307.5514 | 0 | 0 | 0 | 0 | 0 | 0 | 2307.5514 | 1675 | 2445.5446 | 984.8638 | 0 | 0 | 0 | 0 | 0 | 3430.4083 | 1675 | 2037.0653 | 984.8638 | 0 | 0 | 0 | 0 | 0 | 3021.929 | 1675 | 2437.0653 | 984.8638 | 0 | 0 | 0 | 0 | 0 | 3421.929 | 1675 | 0 | 1969.7275 | 0 | 0 | 0 | 0 | 0 | 0 | 0 | 1969.7275 | 1675 | 0 | 1969.7275 | 0 | 17 | 0 | 0 | 0 | 0 | 0 | 1986.7275 | 1675 | 0 | 1969.7275 | 0 | 0 | 0 | 0 | 0 | 0 | 0 | 1969.7275
1678 | 0.01 | 0.01 | 0.01 | 0.01 | 0.01 | 0.01 | 0.01 | 0.01 | 0.01 | 1678 | 1505.0941 | 1505.0941 | 1505.0941 | 1765.5912 | 1765.5912 | 1765.5912 | 1997.1441 | 1997.1441 | 1997.1441 | 1676 | 2370.297 | 0 | 0 | 0 | 0 | 0 | 0 | 2370.297 |  | 1676 | 2370.297 | 0 | 0 | 0 | 0 | 0 | 0 | 2370.297 | 1676 | 2370.297 | 0 | 0 | 0 | 0 | 0 | 0 | 2370.297 | 1676 | 2270.386 | 986.8819 | 0 | 0 | 0 | 0 | 0 | 3257.2679 | 1676 | 2495.0495 | 986.8819 | 0 | 0 | 0 | 0 | 0 | 3481.9314 | 1676 | 2240.061 | 986.8819 | 0 | 0 | 0 | 0 | 0 | 3226.9429 | 1676 | 2536.6337 | 1973.7639 | 0 | 0 | 0 | 0 | 0 | 0 | 0 | 4510.3975 | 1676 | 201.2283 | 1973.7639 | 0 | 17 | 0 | 0 | 0 | 0 | 0 | 2191.9922 | 1676 | 201.2283 | 1973.7639 | 0 | 0 | 0 | 0 | 0 | 0 | 0 | 2174.9922
1679 | 0.01 | 0.01 | 0.01 | 0.01 | 0.01 | 0.01 | 0.01 | 0.01 | 0.01 | 1679 | 1466.2278 | 1466.2278 | 1466.2278 | 1719.998 | 1719.998 | 1719.998 | 1945.5715 | 1945.5715 | 1945.5715 | 1677 | 2417.3267 | 0 | 0 | 0 | 0 | 0 | 0 | 2417.3267 |  | 1677 | 2417.3267 | 0 | 0 | 0 | 0 | 0 | 0 | 2417.3267 | 1677 | 2378.8632 | 0 | 0 | 0 | 0 | 0 | 0 | 2378.8632 | 1677 | 2544.5545 | 986.8819 | 0 | 0 | 0 | 0 | 0 | 3531.4364 | 1677 | 2089.971 | 986.8819 | 0 | 0 | 0 | 0 | 0 | 3076.853 | 1677 | 1869.971 | 986.8819 | 0 | 0 | 0 | 0 | 0 | 2856.853 | 1677 | 0 | 1973.7639 | 0 | 0 | 0 | 0 | 0 | 0 | 0 | 1973.7639 | 1677 | 89.2421 | 1973.7639 | 0 | 17 | 0 | 0 | 0 | 0 | 0 | 2080.0059 | 1677 | 89.2421 | 1973.7639 | 0 | 0 | 0 | 0 | 0 | 0 | 0 | 2063.0059
1680 | 0.01 | 0.01 | 0.01 | 0.01 | 0.01 | 0.01 | 0.01 | 0.01 | 0.01 | 1680 | 1445.1289 | 1445.1289 | 1445.1289 | 1695.2474 | 1695.2474 | 1695.2474 | 1917.5749 | 1917.5749 | 1917.5749 | 1678 | 2360.8911 | 0 | 0 | 0 | 0 | 0 | 0 | 2360.8911 |  | 1678 | 2360.8911 | 0 | 0 | 0 | 0 | 0 | 0 | 2360.8911 | 1678 | 2360.8911 | 0 | 0 | 0 | 0 | 0 | 0 | 2360.8911 | 1678 | 1501.7295 | 986.8819 | 0 | 0 | 0 | 0 | 0 | 2488.6114 | 1678 | 1721.7295 | 986.8819 | 0 | 0 | 0 | 0 | 0 | 2708.6114 | 1678 | 1501.7295 | 986.8819 | 0 | 0 | 0 | 0 | 0 | 2488.6114 | 1678 | 0 | 1973.7639 | 0 | 0 | 0 | 0 | 0 | 0 | 0 | 1973.7639 | 1678 | 0 | 1973.7639 | 0 | 17 | 0 | 0 | 0 | 0 | 0 | 1990.7639 | 1678 | 0 | 1973.7639 | 0 | 0 | 0 | 0 | 0 | 0 | 0 | 1973.7639
1681 | 0.01 | 12.3675 | 0.01 | 0.01 | 0.01 | 0.01 | 0.01 | 0.01 | 0.01 | 1681 | 1424.0301 | 1424.0301 | 1424.0301 | 1670.4968 | 1670.4968 | 1670.4968 | 1889.5784 | 1889.5784 | 1889.5784 | 1679 | 2304.4554 | 0 | 0 | 0 | 0 | 0 | 0 | 2304.4554 |  | 1679 | 2022.5672 | 0 | 0 | 0 | 0 | 0 | 0 | 2022.5672 | 1679 | 2304.4554 | 0 | 0 | 0 | 0 | 0 | 0 | 2304.4554 | 1679 | 1299.0569 | 984.8638 | 0 | 0 | 0 | 0 | 0 | 2283.9207 | 1679 | 1299.0569 | 984.8638 | 0 | 0 | 0 | 0 | 0 | 2283.9207 | 1679 | 1519.0569 | 984.8638 | 0 | 0 | 0 | 0 | 0 | 2503.9207 | 1679 | 0 | 1969.7275 | 0 | 0 | 0 | 0 | 0 | 0 | 0 | 1969.7275 | 1679 | 0 | 1969.7275 | 0 | 17 | 0 | 0 | 0 | 0 | 0 | 1986.7275 | 1679 | 0 | 1969.7275 | 0 | 0 | 0 | 0 | 0 | 0 | 0 | 1969.7275
1682 | 0.01 | 12.3675 | 0.01 | 0.01 | 0.01 | 0.01 | 0.01 | 0.01 | 0.01 | 1682 | 1415.1463 | 1415.1463 | 1415.1463 | 1660.0755 | 1660.0755 | 1660.0755 | 1877.7903 | 1877.7903 | 1877.7903 | 1680 | 2304.4554 | 0 | 0 | 0 | 0 | 0 | 0 | 2304.4554 |  | 1680 | 1962.1289 | 0 | 0 | 0 | 0 | 0 | 0 | 1962.1289 | 1680 | 2304.4554 | 0 | 0 | 0 | 0 | 0 | 0 | 2304.4554 | 1680 | 838.2365 | 980.8274 | 0 | 0 | 0 | 0 | 0 | 1819.064 | 1680 | 838.2365 | 980.8274 | 0 | 0 | 0 | 0 | 0 | 1819.064 | 1680 | 838.2365 | 980.8274 | 0 | 0 | 0 | 0 | 0 | 1819.064 | 1680 | 0 | 1961.6549 | 0 | 0 | 0 | 0 | 0 | 0 | 0 | 1961.6549 | 1680 | 0 | 1961.6549 | 0 | 17 | 0 | 0 | 0 | 0 | 0 | 1978.6549 | 1680 | 0 | 1961.6549 | 0 | 0 | 0 | 0 | 0 | 0 | 0 | 1961.6549
1683 | 0.01 | 12.3675 | 0.01 | 0.01 | 0.01 | 0.01 | 0.01 | 0.01 | 0.01 | 1683 | 1426.251 | 1426.251 | 1426.251 | 1673.1021 | 1673.1021 | 1673.1021 | 1892.5254 | 1892.5254 | 1892.5254 | 1681 | 2248.0198 | 0 | 0 | 0 | 0 | 0 | 0 | 2248.0198 |  | 1681 | 2248.0198 | 0 | 0 | 0 | 0 | 0 | 0 | 2248.0198 | 1681 | 2248.0198 | 0 | 0 | 0 | 0 | 0 | 0 | 2248.0198 | 1681 | 799.3582 | 971.7457 | 0 | 0 | 0 | 0 | 0 | 1771.104 | 1681 | 1299.3582 | 971.7457 | 0 | 0 | 0 | 0 | 0 | 2271.104 | 1681 | 1299.3582 | 971.7457 | 0 | 0 | 0 | 0 | 0 | 2271.104 | 1681 | 0 | 1943.4914 | 0 | 0 | 0 | 0 | 0 | 0 | 0 | 1943.4914 | 1681 | 0 | 1943.4914 | 0 | 17 | 0 | 0 | 0 | 0 | 0 | 1960.4914 | 1681 | 0 | 1943.4914 | 0 | 0 | 0 | 0 | 0 | 0 | 0 | 1943.4914
1684 | 0.01 | 12.3675 | 0.01 | 0.01 | 0.01 | 0.01 | 0.01 | 0.01 | 0.01 | 1684 | 1462.8964 | 1462.8964 | 1462.8964 | 1716.09 | 1716.09 | 1716.09 | 1941.151 | 1941.151 | 1941.151 | 1682 | 2163.3663 | 0 | 0 | 0 | 0 | 0 | 0 | 2163.3663 |  | 1682 | 2163.3663 | 0 | 0 | 0 | 0 | 0 | 0 | 2163.3663 | 1682 | 2163.3663 | 0 | 0 | 0 | 0 | 0 | 0 | 2163.3663 | 1682 | 2038.6189 | 961.6549 | 0 | 0 | 0 | 0 | 0 | 3000.2738 | 1682 | 1984.02 | 961.6549 | 0 | 0 | 0 | 0 | 0 | 2945.6749 | 1682 | 1318.3851 | 961.6549 | 0 | 0 | 0 | 0 | 0 | 2280.04 | 1682 | 0 | 1923.3098 | 0 | 0 | 0 | 0 | 0 | 0 | 0 | 1923.3098 | 1682 | 245.0643 | 1923.3098 | 0 | 17 | 0 | 0 | 0 | 0 | 0 | 2185.3741 | 1682 | 0 | 1923.3098 | 0 | 0 | 0 | 0 | 0 | 0 | 0 | 1923.3098
1685 | 0.01 | 13.3772 | 13.3772 | 0.01 | 0.01 | 0.01 | 0.01 | 0.01 | 0.01 | 1685 | 1552.8442 | 1552.8442 | 1552.8442 | 1821.6057 | 1821.6057 | 1821.6057 | 2060.5048 | 2060.5048 | 2060.5048 | 1683 | 2069.3069 | 0 | 0 | 0 | 0 | 0 | 0 | 2069.3069 |  | 1683 | 2069.3069 | 0 | 0 | 0 | 0 | 0 | 0 | 2069.3069 | 1683 | 2069.3069 | 0 | 0 | 0 | 0 | 0 | 0 | 2069.3069 | 1683 | 870.0821 | 951.5641 | 0 | 0 | 0 | 0 | 0 | 1821.6462 | 1683 | 1370.0821 | 951.5641 | 0 | 0 | 0 | 0 | 0 | 2321.6462 | 1683 | 1370.0821 | 951.5641 | 0 | 0 | 0 | 0 | 0 | 2321.6462 | 1683 | 0 | 1903.1282 | 0 | 0 | 0 | 0 | 0 | 0 | 0 | 1903.1282 | 1683 | 0 | 1903.1282 | 0 | 17 | 0 | 0 | 0 | 0 | 0 | 1920.1282 | 1683 | 0 | 1903.1282 | 0 | 0 | 0 | 0 | 0 | 0 | 0 | 1903.1282
1686 | 0.01 | 14.9898 | 14.9898 | 0.01 | 0.01 | 0.01 | 0.01 | 0.01 | 0.01 | 1686 | 1669.4431 | 1669.4431 | 1669.4431 | 1958.3852 | 1958.3852 | 1958.3852 | 2215.2226 | 2215.2226 | 2215.2226 | 1684 | 2041.0891 | 0 | 0 | 0 | 0 | 0 | 0 | 2041.0891 |  | 1684 | 2041.0891 | 0 | 0 | 0 | 0 | 0 | 0 | 2041.0891 | 1684 | 2041.0891 | 0 | 0 | 0 | 0 | 0 | 0 | 2041.0891 | 1684 | 1603.6158 | 944.5005 | 0 | 0 | 0 | 0 | 0 | 2548.1163 | 1684 | 1717.8484 | 944.5005 | 0 | 0 | 0 | 0 | 0 | 2662.349 | 1684 | 1663.6158 | 944.5005 | 0 | 0 | 0 | 0 | 0 | 2608.1163 | 1684 | 0 | 1889.001 | 0 | 0 | 0 | 0 | 0 | 0 | 0 | 1889.001 | 1684 | 467.7144 | 1889.001 | 0 | 17 | 0 | 0 | 0 | 0 | 0 | 2373.7155 | 1684 | 0 | 1889.001 | 0 | 0 | 0 | 0 | 0 | 0 | 0 | 1889.001
1687 | 0.01 | 16.9307 | 16.9307 | 0.01 | 3.6594 | 3.6594 | 0.01 | 0.01 | 0.01 | 1687 | 1801.5886 | 1801.5886 | 1801.5886 | 2113.402 | 2113.402 | 2113.402 | 2390.5695 | 2390.5695 | 2390.5695 | 1685 | 2003.4653 | 0 | 0 | 0 | 0 | 0 | 0 | 2003.4653 |  | 1685 | 2003.4653 | 0 | 0 | 0 | 0 | 0 | 0 | 2003.4653 | 1685 | 2003.4653 | 0 | 0 | 0 | 0 | 0 | 0 | 2003.4653 | 1685 | 2108.9109 | 937.4369 | 0 | 0 | 0 | 0 | 0 | 3046.3478 | 1685 | 1994.9037 | 937.4369 | 0 | 0 | 0 | 0 | 0 | 2932.3406 | 1685 | 1944.701 | 937.4369 | 0 | 0 | 0 | 0 | 0 | 2882.1379 | 1685 | 1360.939 | 1874.8739 | 0 | 0 | 0 | 0 | 0 | 0 | 0 | 3235.8128 | 1685 | 0 | 1874.8739 | 0 | 17 | 0 | 0 | 0 | 0 | 0 | 1891.8739 | 1685 | 0 | 1874.8739 | 0 | 0 | 0 | 0 | 0 | 0 | 0 | 1874.8739
1688 | 18.6145 | 18.6145 | 18.6145 | 0.01 | 3.6594 | 3.6594 | 0.01 | 0.01 | 0.01 | 1688 | 1847.1178 | 1847.1178 | 1847.1178 | 2166.8112 | 2166.8112 | 2166.8112 | 2450.9832 | 2450.9832 | 2450.9832 | 1686 | 2003.4653 | 0 | 15.2577 | 0 | 0 | 0 | 0 | 2018.7231 |  | 1686 | 2003.4653 | 0 | 15.2577 | 0 | 0 | 0 | 0 | 2018.7231 | 1686 | 2003.4653 | 0 | 15.2577 | 0 | 0 | 0 | 0 | 2018.7231 | 1686 | 1681.0566 | 923.3098 | 16.4948 | 0 | 0 | 0 | 0 | 2620.8612 | 1686 | 2108.9109 | 923.3098 | 16.4948 | 0 | 0 | 0 | 0 | 3048.7155 | 1686 | 2108.9109 | 923.3098 | 16.4948 | 0 | 0 | 0 | 0 | 3048.7155 | 1686 | 294.1831 | 1846.6196 | 20.6186 | 0 | 0 | 0 | 0 | 0 | 0 | 2161.4212 | 1686 | 667.4837 | 1846.6196 | 20.6186 | 17 | 0 | 0 | 0 | 0 | 0 | 2551.7218 | 1686 | 294.1831 | 1846.6196 | 20.6186 | 0 | 0 | 0 | 0 | 0 | 0 | 2161.4212
1689 | 20.9838 | 20.9838 | 20.9838 | 8.3718 | 8.3718 | 8.3718 | 0.01 | 0.01 | 0.01 | 1689 | 1849.3387 | 1849.3387 | 1849.3387 | 2169.4165 | 2169.4165 | 2169.4165 | 2453.9302 | 2453.9302 | 2453.9302 | 1687 | 1909.4059 | 0 | 55.945 | 0 | 0 | 0 | 0 | 1965.351 |  | 1687 | 1909.4059 | 0 | 55.945 | 0 | 0 | 0 | 0 | 1965.351 | 1687 | 1909.4059 | 0 | 55.945 | 0 | 0 | 0 | 0 | 1965.351 | 1687 | 2009.901 | 896.0646 | 60.4811 | 0 | 0 | 0 | 0 | 2966.4467 | 1687 | 2009.901 | 896.0646 | 60.4811 | 0 | 0 | 0 | 0 | 2966.4467 | 1687 | 2009.901 | 896.0646 | 60.4811 | 0 | 0 | 0 | 0 | 2966.4467 | 1687 | 570.8361 | 1792.1292 | 75.6014 | 0 | 0 | 0 | 0 | 0 | 0 | 2438.5666 | 1687 | 570.8361 | 1792.1292 | 75.6014 | 17 | 0 | 0 | 0 | 0 | 0 | 2455.5666 | 1687 | 570.8361 | 1792.1292 | 75.6014 | 0 | 0 | 0 | 0 | 0 | 0 | 2438.5666
1690 | 23.4961 | 23.4961 | 23.4961 | 0.01 | 3.6594 | 3.6594 | 0.01 | 0.01 | 0.01 | 1690 | 1847.1178 | 1847.1178 | 1847.1178 | 2166.8112 | 2166.8112 | 2166.8112 | 2450.9832 | 2450.9832 | 2450.9832 | 1688 | 1740.099 | 0 | 101.7182 | 0 | 0 | 0 | 0 | 1841.8172 |  | 1688 | 1740.099 | 0 | 101.7182 | 0 | 0 | 0 | 0 | 1841.8172 | 1688 | 1740.099 | 0 | 101.7182 | 0 | 0 | 0 | 0 | 1841.8172 | 1688 | 1831.6832 | 842.5832 | 109.9656 | 0 | 0 | 0 | 0 | 2784.2321 | 1688 | 1831.6832 | 842.5832 | 109.9656 | 0 | 0 | 0 | 0 | 2784.2321 | 1688 | 1831.6832 | 842.5832 | 109.9656 | 0 | 0 | 0 | 0 | 2784.2321 | 1688 | 658.1278 | 1685.1665 | 137.457 | 0 | 0 | 0 | 0 | 0 | 0 | 2480.7514 | 1688 | 658.1278 | 1685.1665 | 137.457 | 17 | 0 | 0 | 0 | 0 | 0 | 2497.7514 | 1688 | 658.1278 | 1685.1665 | 137.457 | 0 | 0 | 0 | 0 | 0 | 0 | 2480.7514
1691 | 29.4202 | 29.4202 | 29.4202 | 20.9838 | 20.9838 | 20.9838 | 0.01 | 0.01 | 0.01 | 1691 | 1830.4608 | 1830.4608 | 1830.4608 | 2147.2713 | 2147.2713 | 2147.2713 | 2428.8806 | 2428.8806 | 2428.8806 | 1689 | 1457.9208 | 0 | 132.2337 | 0 | 0 | 0 | 0 | 1590.1545 |  | 1689 | 1457.9208 | 0 | 132.2337 | 0 | 0 | 0 | 0 | 1590.1545 | 1689 | 1457.9208 | 0 | 132.2337 | 0 | 0 | 0 | 0 | 1590.1545 | 1689 | 1534.6535 | 736.6297 | 142.9553 | 0 | 0 | 0 | 0 | 2414.2385 | 1689 | 1534.6535 | 736.6297 | 142.9553 | 0 | 0 | 0 | 0 | 2414.2385 | 1689 | 1534.6535 | 736.6297 | 142.9553 | 0 | 0 | 0 | 0 | 2414.2385 | 1689 | 821.9958 | 1473.2593 | 178.6942 | 0 | 0 | 0 | 0 | 0 | 0 | 2473.9493 | 1689 | 821.9958 | 1473.2593 | 178.6942 | 17 | 0 | 0 | 0 | 0 | 0 | 2490.9493 | 1689 | 1321.9958 | 1473.2593 | 178.6942 | 0 | 0 | 0 | 0 | 0 | 0 | 2973.9493
1692 | 70.867 | 70.867 | 70.867 | 20.9838 | 20.9838 | 20.9838 | 0.01 | 0.01 | 0.01 | 1692 | 1851.5596 | 1851.5596 | 1851.5596 | 2172.0219 | 2172.0219 | 2172.0219 | 2456.8772 | 2456.8772 | 2456.8772 | 1690 | 1288.6139 | 0 | 157.6632 | 0 | 0 | 0 | 0 | 1446.2771 |  | 1690 | 1288.6139 | 0 | 157.6632 | 0 | 0 | 0 | 0 | 1446.2771 | 1690 | 1288.6139 | 0 | 157.6632 | 0 | 0 | 0 | 0 | 1446.2771 | 1690 | 1356.4356 | 606.4581 | 170.4467 | 0 | 0 | 0 | 0 | 2133.3405 | 1690 | 1356.4356 | 606.4581 | 170.4467 | 0 | 0 | 0 | 0 | 2133.3405 | 1690 | 1356.4356 | 606.4581 | 170.4467 | 0 | 0 | 0 | 0 | 2133.3405 | 1690 | 940.573 | 1212.9162 | 213.0584 | 0 | 0 | 0 | 0 | 0 | 0 | 2366.5476 | 1690 | 1379.0429 | 1212.9162 | 213.0584 | 17 | 0 | 0 | 0 | 0 | 0 | 2822.0176 | 1690 | 1379.0429 | 1212.9162 | 213.0584 | 0 | 0 | 0 | 0 | 0 | 0 | 2805.0176
1693 | 72.5897 | 72.5897 | 72.5897 | 22.3899 | 22.3899 | 22.3899 | 17.8837 | 14.4573 | 14.4573 | 1693 | 1827.1294 | 1827.1294 | 1827.1294 | 2143.3633 | 2143.3633 | 2143.3633 | 2424.4601 | 2424.4601 | 2424.4601 | 1691 | 1175.7426 | 0 | 203.4364 | 0 | 0 | 0 | 0 | 1379.179 |  | 1691 | 1175.7426 | 0 | 203.4364 | 0 | 0 | 0 | 0 | 1379.179 | 1691 | 1175.7426 | 0 | 203.4364 | 0 | 0 | 0 | 0 | 1379.179 | 1691 | 1237.6238 | 554.995 | 219.9313 | 0 | 0 | 0 | 0 | 2012.55 | 1691 | 1237.6238 | 554.995 | 219.9313 | 0 | 0 | 0 | 0 | 2012.55 | 1691 | 1237.6238 | 554.995 | 219.9313 | 0 | 0 | 0 | 0 | 2012.55 | 1691 | 959.5411 | 1109.9899 | 274.9141 | 0 | 0 | 0 | 0 | 0 | 0 | 2344.4451 | 1691 | 959.5411 | 1109.9899 | 274.9141 | 17 | 0 | 0 | 0 | 0 | 0 | 2361.4451 | 1691 | 1258.2508 | 1109.9899 | 274.9141 | 0 | 0 | 0 | 0 | 0 | 0 | 2643.1548
1694 | 73.1675 | 73.1675 | 73.1675 | 22.3899 | 22.3899 | 22.3899 | 0.01 | 0.01 | 0.01 | 1694 | 1806.0305 | 1806.0305 | 1806.0305 | 2118.6127 | 2118.6127 | 2118.6127 | 2396.4635 | 2396.4635 | 2396.4635 | 1692 | 1091.0891 | 0 | 167.8351 | 0 | 0 | 0 | 0 | 1258.9242 |  | 1692 | 1091.0891 | 0 | 167.8351 | 0 | 0 | 0 | 0 | 1258.9242 | 1692 | 1091.0891 | 0 | 167.8351 | 0 | 0 | 0 | 0 | 1258.9242 | 1692 | 1148.5149 | 542.886 | 181.4433 | 0 | 0 | 0 | 0 | 1872.8441 | 1692 | 1148.5149 | 542.886 | 181.4433 | 0 | 0 | 0 | 0 | 1872.8441 | 1692 | 1148.5149 | 542.886 | 181.4433 | 0 | 0 | 0 | 0 | 1872.8441 | 1692 | 1059.8656 | 1085.7719 | 226.8041 | 0 | 0 | 0 | 0 | 0 | 0 | 2372.4417 | 1692 | 1059.8656 | 1085.7719 | 226.8041 | 17 | 0 | 0 | 0 | 0 | 0 | 2389.4417 | 1692 | 1059.8656 | 1085.7719 | 226.8041 | 0 | 0 | 0 | 0 | 0 | 0 | 2372.4417
1695 | 74.5018 | 74.5018 | 74.5018 | 29.4202 | 29.4202 | 29.4202 | 0.01 | 0.01 | 0.01 | 1695 | 1761.6118 | 1761.6118 | 1761.6118 | 2066.5062 | 2066.5062 | 2066.5062 | 2337.5234 | 2337.5234 | 2337.5234 | 1693 | 987.6238 | 0 | 122.0619 | 0 | 0 | 0 | 0 | 1109.6856 |  | 1693 | 987.6238 | 0 | 122.0619 | 0 | 0 | 0 | 0 | 1109.6856 | 1693 | 987.6238 | 0 | 122.0619 | 0 | 0 | 0 | 0 | 1109.6856 | 1693 | 1039.604 | 542.886 | 131.9588 | 0 | 0 | 0 | 0 | 1714.4487 | 1693 | 1039.604 | 542.886 | 131.9588 | 0 | 0 | 0 | 0 | 1714.4487 | 1693 | 1039.604 | 542.886 | 131.9588 | 0 | 0 | 0 | 0 | 1714.4487 | 1693 | 1056.9307 | 1085.7719 | 164.9485 | 0 | 0 | 0 | 0 | 0 | 0 | 2307.6511 | 1693 | 1056.9307 | 1085.7719 | 164.9485 | 17 | 0 | 0 | 0 | 0 | 0 | 2324.6511 | 1693 | 1056.9307 | 1085.7719 | 164.9485 | 0 | 0 | 0 | 0 | 0 | 0 | 2307.6511
1696 | 74.5018 | 74.5018 | 74.5018 | 31.7472 | 31.7472 | 31.7472 | 0.01 | 0.01 | 0.01 | 1696 | 1746.0653 | 1746.0653 | 1746.0653 | 2048.2689 | 2048.2689 | 2048.2689 | 2316.8944 | 2316.8944 | 2316.8944 | 1694 | 1015.8416 | 0 | 86.4605 | 0 | 0 | 0 | 0 | 1102.3021 |  | 1694 | 1015.8416 | 0 | 86.4605 | 0 | 0 | 0 | 0 | 1102.3021 | 1694 | 1015.8416 | 0 | 86.4605 | 0 | 0 | 0 | 0 | 1102.3021 | 1694 | 1069.3069 | 587.2856 | 93.4708 | 0 | 0 | 0 | 0 | 1750.0633 | 1694 | 1069.3069 | 587.2856 | 93.4708 | 0 | 0 | 0 | 0 | 1750.0633 | 1694 | 1069.3069 | 587.2856 | 93.4708 | 0 | 0 | 0 | 0 | 1750.0633 | 1694 | 1020.6184 | 1174.5711 | 116.8385 | 0 | 0 | 0 | 0 | 0 | 0 | 2312.028 | 1694 | 1020.6184 | 1174.5711 | 116.8385 | 17 | 0 | 0 | 0 | 0 | 0 | 2329.028 | 1694 | 1020.6184 | 1174.5711 | 116.8385 | 0 | 0 | 0 | 0 | 0 | 0 | 2312.028
1697 | 74.5018 | 74.5018 | 74.5018 | 33.2109 | 33.2109 | 33.2109 | 0.01 | 0.01 | 0.01 | 1697 | 1762.7223 | 1762.7223 | 1762.7223 | 2067.8089 | 2067.8089 | 2067.8089 | 2338.9969 | 2338.9969 | 2338.9969 | 1695 | 959.4059 | 0 | 45.7732 | 0 | 0 | 0 | 150 | 1155.1791 |  | 1695 | 959.4059 | 0 | 45.7732 | 0 | 0 | 0 | 150 | 1155.1791 | 1695 | 959.4059 | 0 | 45.7732 | 0 | 0 | 0 | 150 | 1155.1791 | 1695 | 1009.901 | 647.8305 | 49.4845 | 0 | 0 | 0 | 0 | 1707.216 | 1695 | 1009.901 | 647.8305 | 49.4845 | 0 | 0 | 0 | 0 | 1707.216 | 1695 | 1009.901 | 647.8305 | 49.4845 | 0 | 0 | 0 | 0 | 1707.216 | 1695 | 895.5713 | 1295.6609 | 61.8557 | 0 | 0 | 0 | 0 | 0 | 0 | 2253.0879 | 1695 | 895.5713 | 1295.6609 | 61.8557 | 17 | 0 | 0 | 0 | 0 | 0 | 2270.0879 | 1695 | 895.5713 | 1295.6609 | 61.8557 | 0 | 0 | 0 | 0 | 0 | 0 | 2253.0879
1698 | 74.5018 | 74.5018 | 74.5018 | 34.4815 | 34.4815 | 34.4815 | 0.01 | 0.01 | 0.01 | 1698 | 1769.3851 | 1769.3851 | 1769.3851 | 2075.6248 | 2075.6248 | 2075.6248 | 2347.8379 | 2347.8379 | 2347.8379 | 1696 | 912.3762 | 0 | 15.2577 | 0 | 0 | 0 | 150 | 1077.634 |  | 1696 | 912.3762 | 0 | 15.2577 | 0 | 0 | 0 | 150 | 1077.634 | 1696 | 912.3762 | 0 | 15.2577 | 0 | 0 | 0 | 150 | 1077.634 | 1696 | 960.396 | 700.3027 | 16.4948 | 0 | 0 | 0 | 0 | 1677.1936 | 1696 | 960.396 | 700.3027 | 16.4948 | 0 | 0 | 0 | 0 | 1677.1936 | 1696 | 960.396 | 700.3027 | 16.4948 | 0 | 0 | 0 | 0 | 1677.1936 | 1696 | 811.2348 | 1400.6054 | 20.6186 | 0 | 0 | 0 | 0 | 0 | 0 | 2232.4588 | 1696 | 811.2348 | 1400.6054 | 20.6186 | 17 | 0 | 0 | 0 | 0 | 0 | 2249.4588 | 1696 | 862.5829 | 1400.6054 | 20.6186 | 0 | 0 | 0 | 0 | 0 | 0 | 2283.8069
1699 | 74.5018 | 74.5018 | 74.5018 | 31.3356 | 31.3356 | 31.3356 | 0.01 | 0.01 | 0.01 | 1699 | 1750.5072 | 1750.5072 | 1750.5072 | 2053.4796 | 2053.4796 | 2053.4796 | 2322.7884 | 2322.7884 | 2322.7884 | 1697 | 902.9703 | 0 | 0 | 0 | 0 | 0 | 150 | 1052.9703 |  | 1697 | 902.9703 | 0 | 0 | 0 | 0 | 0 | 150 | 1052.9703 | 1697 | 902.9703 | 0 | 0 | 0 | 0 | 0 | 150 | 1052.9703 | 1697 | 950.495 | 731.5843 | 0 | 0 | 0 | 0 | 0 | 1682.0793 | 1697 | 950.495 | 731.5843 | 0 | 0 | 0 | 0 | 0 | 1682.0793 | 1697 | 950.495 | 731.5843 | 0 | 0 | 0 | 0 | 0 | 1682.0793 | 1697 | 791.3929 | 1463.1685 | 0 | 0 | 0 | 0 | 0 | 0 | 0 | 2254.5614 | 1697 | 791.3929 | 1463.1685 | 0 | 17 | 0 | 0 | 0 | 0 | 0 | 2271.5614 | 1697 | 966.3366 | 1463.1685 | 0 | 0 | 0 | 0 | 0 | 0 | 0 | 2429.5052
1700 | 74.5018 | 74.5018 | 74.5018 | 31.0073 | 31.0073 | 31.0073 | 0.01 | 0.01 | 0.01 | 1700 | 1691.6525 | 1691.6525 | 1691.6525 | 1984.4385 | 1984.4385 | 1984.4385 | 2244.6927 | 2244.6927 | 2244.6927 | 1698 | 1081.6832 | 0 | 0 | 0 | 0 | 0 | 150 | 1231.6832 |  | 1698 | 1081.6832 | 0 | 0 | 0 | 0 | 0 | 150 | 1231.6832 | 1698 | 1081.6832 | 0 | 0 | 0 | 0 | 0 | 150 | 1231.6832 | 1698 | 1138.6139 | 757.8204 | 0 | 0 | 0 | 0 | 0 | 1896.4342 | 1698 | 1138.6139 | 757.8204 | 0 | 0 | 0 | 0 | 0 | 1896.4342 | 1698 | 1138.6139 | 757.8204 | 0 | 0 | 0 | 0 | 0 | 1896.4342 | 1698 | 747.7616 | 1515.6408 | 0 | 0 | 0 | 0 | 0 | 0 | 0 | 2263.4024 | 1698 | 747.7616 | 1515.6408 | 0 | 17 | 0 | 0 | 0 | 0 | 0 | 2280.4024 | 1698 | 1157.5908 | 1515.6408 | 0 | 0 | 0 | 0 | 0 | 0 | 0 | 2673.2315
1701 | 74.5018 | 74.5018 | 74.5018 | 31.0073 | 31.0073 | 31.0073 | 0.01 | 0.01 | 0.01 | 1701 | 1601.7047 | 1601.7047 | 1601.7047 | 1878.9228 | 1878.9228 | 1878.9228 | 2125.3389 | 2125.3389 | 2125.3389 | 1699 | 1279.2079 | 0 | 0 | 0 | 0 | 0 | 150 | 1429.2079 |  | 1699 | 1279.2079 | 0 | 0 | 0 | 0 | 0 | 150 | 1429.2079 | 1699 | 1279.2079 | 0 | 0 | 0 | 0 | 0 | 150 | 1429.2079 | 1699 | 1346.5347 | 776.9929 | 0 | 0 | 0 | 0 | 0 | 2123.5276 | 1699 | 1346.5347 | 776.9929 | 0 | 0 | 0 | 0 | 0 | 2123.5276 | 1699 | 1346.5347 | 776.9929 | 0 | 0 | 0 | 0 | 0 | 2123.5276 | 1699 | 684.367 | 1553.9859 | 0 | 0 | 0 | 0 | 0 | 0 | 0 | 2238.3528 | 1699 | 684.367 | 1553.9859 | 0 | 17 | 0 | 0 | 0 | 0 | 0 | 2255.3528 | 1699 | 684.367 | 1553.9859 | 0 | 0 | 0 | 0 | 0 | 0 | 0 | 2238.3528
1702 | 74.1528 | 74.1528 | 74.1528 | 31.0073 | 31.0073 | 31.0073 | 0.01 | 0.01 | 0.01 | 1702 | 1513.9778 | 1513.9778 | 1513.9778 | 1776.0125 | 1776.0125 | 1776.0125 | 2008.9321 | 2008.9321 | 2008.9321 | 1700 | 1335.6436 | 0 | 0 | 0 | 0 | 0 | 150 | 1485.6436 |  | 1700 | 1335.6436 | 0 | 0 | 0 | 0 | 0 | 150 | 1485.6436 | 1700 | 1335.6436 | 0 | 0 | 0 | 0 | 0 | 150 | 1485.6436 | 1700 | 1405.9406 | 776.9929 | 0 | 0 | 0 | 0 | 0 | 2182.9335 | 1700 | 1405.9406 | 776.9929 | 0 | 0 | 0 | 0 | 0 | 2182.9335 | 1700 | 1405.9406 | 776.9929 | 0 | 0 | 0 | 0 | 0 | 2182.9335 | 1700 | 606.2713 | 1553.9859 | 0 | 0 | 0 | 0 | 0 | 0 | 0 | 2160.2572 | 1700 | 606.2713 | 1553.9859 | 0 | 17 | 0 | 0 | 0 | 0 | 0 | 2177.2572 | 1700 | 1106.2713 | 1553.9859 | 0 | 0 | 0 | 0 | 0 | 0 | 0 | 2660.2572
1703 | 74.1528 | 74.1528 | 74.1528 | 30.6012 | 30.6012 | 30.6012 | 0.01 | 0.01 | 0.01 | 1703 | 1438.4661 | 1438.4661 | 1438.4661 | 1687.4314 | 1687.4314 | 1687.4314 | 1908.7339 | 1908.7339 | 1908.7339 | 1701 | 1382.6733 | 0 | 0 | 0 | 0 | 0 | 150 | 1532.6733 |  | 1701 | 1382.6733 | 0 | 0 | 0 | 0 | 0 | 150 | 1532.6733 | 1701 | 1382.6733 | 0 | 0 | 0 | 0 | 0 | 150 | 1532.6733 | 1701 | 1455.4455 | 799.1927 | 0 | 0 | 0 | 0 | 0 | 2254.6383 | 1701 | 1455.4455 | 799.1927 | 0 | 0 | 0 | 0 | 0 | 2254.6383 | 1701 | 1455.4455 | 799.1927 | 0 | 0 | 0 | 0 | 0 | 2254.6383 | 1701 | 447.8607 | 1598.3855 | 0 | 0 | 0 | 0 | 0 | 0 | 0 | 2046.2462 | 1701 | 447.8607 | 1598.3855 | 0 | 17 | 0 | 0 | 0 | 0 | 0 | 2063.2462 | 1701 | 447.8607 | 1598.3855 | 0 | 0 | 0 | 0 | 0 | 0 | 0 | 2046.2462
1704 | 74.1528 | 74.1528 | 74.1528 | 22.3877 | 22.3877 | 22.3877 | 0.01 | 0.01 | 0.01 | 1704 | 1396.2684 | 1396.2684 | 1396.2684 | 1637.9302 | 1637.9302 | 1637.9302 | 1852.7408 | 1852.7408 | 1852.7408 | 1702 | 1457.9208 | 0 | 0 | 0 | 0 | 0 | 73.057 | 1530.9778 |  | 1702 | 1457.9208 | 0 | 0 | 0 | 0 | 0 | 73.057 | 1530.9778 | 1702 | 1457.9208 | 0 | 0 | 0 | 0 | 0 | 73.057 | 1530.9778 | 1702 | 1534.6535 | 812.3108 | 0 | 0 | 0 | 0 | 0 | 2346.9643 | 1702 | 1534.6535 | 812.3108 | 0 | 0 | 0 | 0 | 0 | 2346.9643 | 1702 | 1534.6535 | 812.3108 | 0 | 0 | 0 | 0 | 0 | 2346.9643 | 1702 | 299.875 | 1624.6216 | 0 | 0 | 0 | 0 | 0 | 0 | 0 | 1924.4966 | 1702 | 299.875 | 1624.6216 | 0 | 17 | 0 | 0 | 0 | 0 | 0 | 1941.4966 | 1702 | 799.875 | 1624.6216 | 0 | 0 | 0 | 0 | 0 | 0 | 0 | 2424.4966
1705 | 46.7687 | 49.774 | 49.774 | 21.4809 | 21.4809 | 21.4809 | 0.01 | 0.01 | 0.01 | 1705 | 1359.623 | 1359.623 | 1359.623 | 1594.9424 | 1594.9424 | 1594.9424 | 1804.1152 | 1804.1152 | 1804.1152 | 1703 | 1439.1089 | 0 | 0 | 0 | 0 | 0 | 16.3572 | 1455.4661 |  | 1703 | 1439.1089 | 0 | 0 | 0 | 0 | 0 | 16.3572 | 1455.4661 | 1703 | 1439.1089 | 0 | 0 | 0 | 0 | 0 | 16.3572 | 1455.4661 | 1703 | 1514.8515 | 817.3562 | 0 | 0 | 0 | 0 | 0 | 2332.2077 | 1703 | 1514.8515 | 817.3562 | 0 | 0 | 0 | 0 | 0 | 2332.2077 | 1703 | 1514.8515 | 817.3562 | 0 | 0 | 0 | 0 | 0 | 2332.2077 | 1703 | 189.586 | 1634.7124 | 0 | 0 | 0 | 0 | 0 | 0 | 0 | 1824.2984 | 1703 | 189.586 | 1634.7124 | 0 | 17 | 0 | 0 | 0 | 0 | 0 | 1841.2984 | 1703 | 689.586 | 1634.7124 | 0 | 0 | 0 | 0 | 0 | 0 | 0 | 2324.2984
1706 | 46.7687 | 49.774 | 49.774 | 21.6761 | 21.6761 | 21.6761 | 0.01 | 0.01 | 0.01 | 1706 | 1359.623 | 1359.623 | 1359.623 | 1594.9424 | 1594.9424 | 1594.9424 | 1804.1152 | 1804.1152 | 1804.1152 | 1704 | 1392.0792 | 0 | 0 | 0 | 0 | 0 | 21.1892 | 1413.2684 |  | 1704 | 1392.0792 | 0 | 0 | 0 | 0 | 0 | 21.1892 | 1413.2684 | 1704 | 1392.0792 | 0 | 0 | 0 | 0 | 0 | 21.1892 | 1413.2684 | 1704 | 1465.3465 | 849.6468 | 0 | 0 | 0 | 0 | 0 | 2314.9934 | 1704 | 1465.3465 | 849.6468 | 0 | 0 | 0 | 0 | 0 | 2314.9934 | 1704 | 1465.3465 | 849.6468 | 0 | 0 | 0 | 0 | 0 | 2314.9934 | 1704 | 69.0116 | 1699.2936 | 0 | 0 | 0 | 0 | 0 | 0 | 0 | 1768.3052 | 1704 | 569.0116 | 1699.2936 | 0 | 17 | 0 | 0 | 0 | 0 | 0 | 2285.3052 | 1704 | 69.0116 | 1699.2936 | 0 | 0 | 0 | 0 | 0 | 0 | 0 | 1768.3052
1707 | 74.1528 | 74.1528 | 74.1528 | 21.6761 | 21.6761 | 21.6761 | 0.01 | 0.01 | 0.01 | 1707 | 1354.0707 | 1354.0707 | 1354.0707 | 1588.4291 | 1588.4291 | 1588.4291 | 1796.7476 | 1796.7476 | 1796.7476 | 1705 | 1429.703 | 0 | 0 | 0 | 0 | 0 | 0 | 1429.703 |  | 1705 | 1429.703 | 0 | 0 | 0 | 0 | 0 | 0 | 1429.703 | 1705 | 1429.703 | 0 | 0 | 0 | 0 | 0 | 0 | 1429.703 | 1705 | 1504.9505 | 853.6831 | 0 | 0 | 0 | 0 | 0 | 2358.6336 | 1705 | 1504.9505 | 853.6831 | 0 | 0 | 0 | 0 | 0 | 2358.6336 | 1705 | 1504.9505 | 853.6831 | 0 | 0 | 0 | 0 | 0 | 2358.6336 | 1705 | 12.3133 | 1707.3663 | 0 | 0 | 0 | 0 | 0 | 0 | 0 | 1719.6796 | 1705 | 512.3133 | 1707.3663 | 0 | 17 | 0 | 0 | 0 | 0 | 0 | 2236.6796 | 1705 | 12.3133 | 1707.3663 | 0 | 0 | 0 | 0 | 0 | 0 | 0 | 1719.6796
1708 | 74.1528 | 74.1528 | 74.1528 | 22.3877 | 22.3877 | 22.3877 | 0.01 | 0.01 | 0.01 | 1708 | 1367.3963 | 1367.3963 | 1367.3963 | 1604.061 | 1604.061 | 1604.061 | 1814.4297 | 1814.4297 | 1814.4297 | 1706 | 1420.297 | 0 | 0 | 0 | 0 | 0 | 0 | 1420.297 |  | 1706 | 1420.297 | 0 | 0 | 0 | 0 | 0 | 0 | 1420.297 | 1706 | 1420.297 | 0 | 0 | 0 | 0 | 0 | 0 | 1420.297 | 1706 | 1495.0495 | 846.6196 | 0 | 0 | 0 | 0 | 0 | 2341.6691 | 1706 | 1495.0495 | 846.6196 | 0 | 0 | 0 | 0 | 0 | 2341.6691 | 1706 | 1495.0495 | 846.6196 | 0 | 0 | 0 | 0 | 0 | 2341.6691 | 1706 | 291.0977 | 1693.2392 | 0 | 0 | 0 | 0 | 0 | 0 | 0 | 1984.3368 | 1706 | 611.0977 | 1693.2392 | 0 | 17 | 0 | 0 | 0 | 0 | 0 | 2321.3368 | 1706 | 111.0977 | 1693.2392 | 0 | 0 | 0 | 0 | 0 | 0 | 0 | 1804.3368
1709 | 74.5018 | 74.5018 | 74.5018 | 23.2645 | 23.2645 | 23.2645 | 0.01 | 0.01 | 0.01 | 1709 | 1385.1637 | 1385.1637 | 1385.1637 | 1624.9036 | 1624.9036 | 1624.9036 | 1838.0057 | 1838.0057 | 1838.0057 | 1707 | 1345.0495 | 0 | 0 | 0 | 0 | 0 | 26.0212 | 1371.0707 |  | 1707 | 1345.0495 | 0 | 0 | 0 | 0 | 0 | 26.0212 | 1371.0707 | 1707 | 1345.0495 | 0 | 0 | 0 | 0 | 0 | 26.0212 | 1371.0707 | 1707 | 1415.8416 | 784.0565 | 0 | 0 | 0 | 0 | 0 | 2199.8981 | 1707 | 1415.8416 | 784.0565 | 0 | 0 | 0 | 0 | 0 | 2199.8981 | 1707 | 1415.8416 | 784.0565 | 0 | 0 | 0 | 0 | 0 | 2199.8981 | 1707 | 411.5436 | 1568.113 | 0 | 0 | 0 | 0 | 0 | 0 | 0 | 1979.6566 | 1707 | 191.5436 | 1568.113 | 0 | 17 | 0 | 0 | 0 | 0 | 0 | 1776.6566 | 1707 | 191.5436 | 1568.113 | 0 | 0 | 0 | 0 | 0 | 0 | 0 | 1759.6566
1710 | 74.5018 | 74.5018 | 74.5018 | 33.8141 | 33.8141 | 33.8141 | 18.0073 | 14.4573 | 14.4573 | 1710 | 1414.0359 | 1414.0359 | 1414.0359 | 1658.7728 | 1658.7728 | 1658.7728 | 1876.3168 | 1876.3168 | 1876.3168 | 1708 | 1260.396 | 0 | 0 | 0 | 0 | 0 | 124.0002 | 1384.3963 |  | 1708 | 1260.396 | 0 | 0 | 0 | 0 | 0 | 124.0002 | 1384.3963 | 1708 | 1260.396 | 0 | 0 | 0 | 0 | 0 | 124.0002 | 1384.3963 | 1708 | 1326.7327 | 724.5207 | 0 | 0 | 0 | 0 | 0 | 2051.2534 | 1708 | 1326.7327 | 724.5207 | 0 | 0 | 0 | 0 | 0 | 2051.2534 | 1708 | 1326.7327 | 724.5207 | 0 | 0 | 0 | 0 | 0 | 2051.2534 | 1708 | 401.9009 | 1449.0414 | 0 | 0 | 0 | 0 | 0 | 0 | 0 | 1850.9423 | 1708 | 401.9009 | 1449.0414 | 0 | 17 | 0 | 0 | 0 | 0 | 0 | 1867.9423 | 1708 | 591.5253 | 1449.0414 | 0 | 0 | 0 | 0 | 0 | 0 | 0 | 2040.5666
1711 | 74.5018 | 74.5018 | 74.5018 | 37.3595 | 37.3595 | 37.3595 | 18.0073 | 17.4412 | 17.4412 | 1711 | 1501.7627 | 1501.7627 | 1501.7627 | 1761.6832 | 1761.6832 | 1761.6832 | 1992.7236 | 1992.7236 | 1992.7236 | 1709 | 1241.5842 | 0 | 0 | 0 | 0 | 0 | 150 | 1391.5842 |  | 1709 | 1241.5842 | 0 | 0 | 0 | 0 | 0 | 150 | 1391.5842 | 1709 | 1241.5842 | 0 | 0 | 0 | 0 | 0 | 150 | 1391.5842 | 1709 | 1306.9307 | 663.9758 | 0 | 0 | 0 | 0 | 0 | 1970.9065 | 1709 | 1306.9307 | 663.9758 | 0 | 0 | 0 | 0 | 0 | 1970.9065 | 1709 | 1306.9307 | 663.9758 | 0 | 0 | 0 | 0 | 0 | 1970.9065 | 1709 | 857.7699 | 1327.9516 | 0 | 0 | 0 | 0 | 0 | 0 | 0 | 2185.7214 | 1709 | 857.7699 | 1327.9516 | 0 | 17 | 0 | 0 | 0 | 0 | 0 | 2202.7214 | 1709 | 857.7699 | 1327.9516 | 0 | 0 | 0 | 0 | 0 | 0 | 0 | 2185.7214
1712 | 77.0256 | 77.0256 | 77.0256 | 37.3595 | 37.3595 | 37.3595 | 19.1387 | 16.3899 | 16.3899 | 1712 | 1568.3907 | 1568.3907 | 1568.3907 | 1839.8429 | 1839.8429 | 1839.8429 | 2081.1338 | 2081.1338 | 2081.1338 | 1710 | 1232.1782 | 0 | 20.3436 | 0 | 0 | 0 | 150 | 1402.5219 |  | 1710 | 1232.1782 | 0 | 20.3436 | 0 | 0 | 0 | 150 | 1402.5219 | 1710 | 1232.1782 | 0 | 20.3436 | 0 | 0 | 0 | 150 | 1402.5219 | 1710 | 1297.0297 | 588.2947 | 21.9931 | 0 | 0 | 0 | 0 | 1907.3175 | 1710 | 1297.0297 | 588.2947 | 21.9931 | 0 | 0 | 0 | 0 | 1907.3175 | 1710 | 1297.0297 | 588.2947 | 21.9931 | 0 | 0 | 0 | 0 | 1907.3175 | 1710 | 1318.6469 | 1176.5893 | 27.4914 | 0 | 0 | 0 | 0 | 0 | 0 | 2522.7276 | 1710 | 1318.6469 | 1176.5893 | 27.4914 | 17 | 0 | 0 | 0 | 0 | 0 | 2539.7276 | 1710 | 1318.6469 | 1176.5893 | 27.4914 | 0 | 0 | 0 | 0 | 0 | 0 | 2522.7276
1713 | 74.6032 | 74.6032 | 74.6032 | 33.6671 | 33.6671 | 33.6671 | 10.7041 | 10.2456 | 10.2456 | 1713 | 1599.4838 | 1599.4838 | 1599.4838 | 1876.3175 | 1876.3175 | 1876.3175 | 2122.3919 | 2122.3919 | 2122.3919 | 1711 | 1185.1485 | 0 | 76.2887 | 0 | 0 | 0 | 150 | 1411.4372 |  | 1711 | 1185.1485 | 0 | 76.2887 | 0 | 0 | 0 | 150 | 1411.4372 | 1711 | 1185.1485 | 0 | 76.2887 | 0 | 0 | 0 | 150 | 1411.4372 | 1711 | 1247.5248 | 514.6317 | 82.4742 | 0 | 0 | 0 | 0 | 1844.6307 | 1711 | 1247.5248 | 514.6317 | 82.4742 | 0 | 0 | 0 | 0 | 1844.6307 | 1711 | 1247.5248 | 514.6317 | 82.4742 | 0 | 0 | 0 | 0 | 1844.6307 | 1711 | 1268.3168 | 1029.2634 | 103.0928 | 0 | 0 | 0 | 0 | 0 | 0 | 2400.673 | 1711 | 1268.3168 | 1029.2634 | 103.0928 | 17 | 0 | 0 | 0 | 0 | 0 | 2417.673 | 1711 | 1268.3168 | 1029.2634 | 103.0928 | 0 | 0 | 0 | 0 | 0 | 0 | 2400.673
1714 | 74.5018 | 74.5018 | 74.5018 | 33.8141 | 33.8141 | 33.8141 | 0.01 | 0.01 | 0.01 | 1714 | 1591.7105 | 1591.7105 | 1591.7105 | 1867.1988 | 1867.1988 | 1867.1988 | 2112.0774 | 2112.0774 | 2112.0774 | 1712 | 1100.495 | 0 | 132.2337 | 0 | 0 | 0 | 150 | 1382.7287 |  | 1712 | 1100.495 | 0 | 132.2337 | 0 | 0 | 0 | 150 | 1382.7287 | 1712 | 1100.495 | 0 | 132.2337 | 0 | 0 | 0 | 150 | 1382.7287 | 1712 | 1158.4158 | 456.1049 | 142.9553 | 0 | 0 | 0 | 0 | 1757.4761 | 1712 | 1158.4158 | 456.1049 | 142.9553 | 0 | 0 | 0 | 0 | 1757.4761 | 1712 | 1158.4158 | 456.1049 | 142.9553 | 0 | 0 | 0 | 0 | 1757.4761 | 1712 | 1177.7228 | 912.2099 | 178.6942 | 0 | 0 | 0 | 0 | 0 | 0 | 2268.6268 | 1712 | 1177.7228 | 912.2099 | 178.6942 | 17 | 0 | 0 | 0 | 0 | 0 | 2285.6268 | 1712 | 1177.7228 | 912.2099 | 178.6942 | 0 | 0 | 0 | 0 | 0 | 0 | 2268.6268
1715 | 74.5018 | 74.5018 | 74.5018 | 30.4988 | 30.4988 | 30.4988 | 0.01 | 0.01 | 0.01 | 1715 | 1575.0535 | 1575.0535 | 1575.0535 | 1847.6589 | 1847.6589 | 1847.6589 | 2089.9748 | 2089.9748 | 2089.9748 | 1713 | 1203.9604 | 0 | 208.5223 | 0 | 0 | 0 | 150 | 1562.4827 |  | 1713 | 1203.9604 | 0 | 208.5223 | 0 | 0 | 0 | 150 | 1562.4827 | 1713 | 1203.9604 | 0 | 208.5223 | 0 | 0 | 0 | 150 | 1562.4827 | 1713 | 1267.3267 | 468.2139 | 225.4296 | 0 | 0 | 0 | 0 | 1960.9702 | 1713 | 1267.3267 | 468.2139 | 225.4296 | 0 | 0 | 0 | 0 | 1960.9702 | 1713 | 1267.3267 | 468.2139 | 225.4296 | 0 | 0 | 0 | 0 | 1960.9702 | 1713 | 1288.4488 | 936.4279 | 281.7869 | 0 | 0 | 0 | 0 | 0 | 0 | 2506.6636 | 1713 | 1288.4488 | 936.4279 | 281.7869 | 17 | 0 | 0 | 0 | 0 | 0 | 2523.6636 | 1713 | 1288.4488 | 936.4279 | 281.7869 | 0 | 0 | 0 | 0 | 0 | 0 | 2506.6636
1716 | 74.5018 | 74.5018 | 74.5018 | 30.6411 | 30.6411 | 30.6411 | 0.01 | 0.01 | 0.01 | 1716 | 1558.3965 | 1558.3965 | 1558.3965 | 1828.119 | 1828.119 | 1828.119 | 2067.8723 | 2067.8723 | 2067.8723 | 1714 | 1062.8713 | 0 | 239.0378 | 0 | 0 | 0 | 150 | 1451.9091 |  | 1714 | 1062.8713 | 0 | 239.0378 | 0 | 0 | 0 | 150 | 1451.9091 | 1714 | 1062.8713 | 0 | 239.0378 | 0 | 0 | 0 | 150 | 1451.9091 | 1714 | 1118.8119 | 519.6771 | 258.4192 | 0 | 0 | 0 | 0 | 1896.9082 | 1714 | 1118.8119 | 519.6771 | 258.4192 | 0 | 0 | 0 | 0 | 1896.9082 | 1714 | 1118.8119 | 519.6771 | 258.4192 | 0 | 0 | 0 | 0 | 1896.9082 | 1714 | 777.6174 | 1039.3542 | 323.0241 | 0 | 0 | 0 | 0 | 0 | 0 | 2139.9957 | 1714 | 1137.4587 | 1039.3542 | 323.0241 | 17 | 0 | 0 | 0 | 0 | 0 | 2516.837 | 1714 | 1137.4587 | 1039.3542 | 323.0241 | 0 | 0 | 0 | 0 | 0 | 0 | 2499.837
1717 | 74.5018 | 74.5018 | 74.5018 | 36.2554 | 36.2554 | 36.2554 | 0.01 | 0.01 | 0.01 | 1717 | 1553.9546 | 1553.9546 | 1553.9546 | 1822.9083 | 1822.9083 | 1822.9083 | 2061.9783 | 2061.9783 | 2061.9783 | 1715 | 1034.6535 | 0 | 279.7251 | 0 | 0 | 0 | 150 | 1464.3786 |  | 1715 | 1034.6535 | 0 | 279.7251 | 0 | 0 | 0 | 150 | 1464.3786 | 1715 | 1034.6535 | 0 | 279.7251 | 0 | 0 | 0 | 150 | 1464.3786 | 1715 | 1089.1089 | 544.9041 | 302.4055 | 0 | 0 | 0 | 0 | 1936.4185 | 1715 | 1089.1089 | 544.9041 | 302.4055 | 0 | 0 | 0 | 0 | 1936.4185 | 1715 | 1089.1089 | 544.9041 | 302.4055 | 0 | 0 | 0 | 0 | 1936.4185 | 1715 | 537.7242 | 1089.8083 | 378.0069 | 0 | 0 | 0 | 0 | 0 | 0 | 2005.5393 | 1715 | 1037.7242 | 1089.8083 | 378.0069 | 17 | 0 | 0 | 0 | 0 | 0 | 2522.5393 | 1715 | 1037.7242 | 1089.8083 | 378.0069 | 0 | 0 | 0 | 0 | 0 | 0 | 2505.5393
1718 | 74.5018 | 74.5018 | 74.5018 | 37.3595 | 37.3595 | 37.3595 | 16.1221 | 16.1221 | 16.1221 | 1718 | 1550.6232 | 1550.6232 | 1550.6232 | 1819.0003 | 1819.0003 | 1819.0003 | 2057.5577 | 2057.5577 | 2057.5577 | 1716 | 959.4059 | 0 | 233.9519 | 0 | 0 | 0 | 150 | 1343.3578 |  | 1716 | 959.4059 | 0 | 233.9519 | 0 | 0 | 0 | 150 | 1343.3578 | 1716 | 959.4059 | 0 | 233.9519 | 0 | 0 | 0 | 150 | 1343.3578 | 1716 | 1009.901 | 548.9405 | 252.921 | 0 | 0 | 0 | 0 | 1811.7624 | 1716 | 1009.901 | 548.9405 | 252.921 | 0 | 0 | 0 | 0 | 1811.7624 | 1716 | 1009.901 | 548.9405 | 252.921 | 0 | 0 | 0 | 0 | 1811.7624 | 1716 | 569.4046 | 1097.8809 | 316.1512 | 0 | 0 | 0 | 0 | 0 | 0 | 1983.4367 | 1716 | 986.407 | 1097.8809 | 316.1512 | 17 | 0 | 0 | 0 | 0 | 0 | 2417.4391 | 1716 | 986.407 | 1097.8809 | 316.1512 | 0 | 0 | 0 | 0 | 0 | 0 | 2400.4391
1719 | 78.7174 | 78.7174 | 78.7174 | 37.3595 | 37.3595 | 37.3595 | 18.0073 | 17.4412 | 17.4412 | 1719 | 1563.9488 | 1563.9488 | 1563.9488 | 1834.6323 | 1834.6323 | 1834.6323 | 2075.2398 | 2075.2398 | 2075.2398 | 1717 | 884.1584 | 0 | 142.4055 | 0 | 0 | 0 | 150 | 1176.5639 |  | 1717 | 884.1584 | 0 | 142.4055 | 0 | 0 | 0 | 150 | 1176.5639 | 1717 | 884.1584 | 0 | 142.4055 | 0 | 0 | 0 | 150 | 1176.5639 | 1717 | 930.6931 | 542.886 | 153.9519 | 0 | 0 | 0 | 0 | 1627.5309 | 1717 | 930.6931 | 542.886 | 153.9519 | 0 | 0 | 0 | 0 | 1627.5309 | 1717 | 930.6931 | 542.886 | 153.9519 | 0 | 0 | 0 | 0 | 1627.5309 | 1717 | 699.3309 | 1085.7719 | 192.4399 | 0 | 0 | 0 | 0 | 0 | 0 | 1977.5427 | 1717 | 946.2046 | 1085.7719 | 192.4399 | 17 | 0 | 0 | 0 | 0 | 0 | 2241.4164 | 1717 | 946.2046 | 1085.7719 | 192.4399 | 0 | 0 | 0 | 0 | 0 | 0 | 2224.4164
1720 | 79.2053 | 79.2053 | 79.2053 | 37.3595 | 37.3595 | 37.3595 | 21.6761 | 21.6761 | 21.6761 | 1720 | 1179.3153 | 1179.3153 | 1179.3153 | 1847.6589 | 1847.6589 | 1847.6589 | 1937.593 | 2089.9748 | 2089.9748 | 1718 | 893.5644 | 0 | 96.6323 | 0 | 0 | 0 | 150 | 1140.1967 |  | 1718 | 893.5644 | 0 | 96.6323 | 0 | 0 | 0 | 150 | 1140.1967 | 1718 | 893.5644 | 0 | 96.6323 | 0 | 0 | 0 | 150 | 1140.1967 | 1718 | 940.5941 | 531.7861 | 104.4674 | 0 | 0 | 0 | 0 | 1576.8475 | 1718 | 940.5941 | 531.7861 | 104.4674 | 0 | 0 | 0 | 0 | 1576.8475 | 1718 | 940.5941 | 531.7861 | 104.4674 | 0 | 0 | 0 | 0 | 1576.8475 | 1718 | 956.2706 | 1063.5721 | 130.5842 | 0 | 0 | 0 | 0 | 0 | 0 | 2150.427 | 1718 | 956.2706 | 1063.5721 | 130.5842 | 17 | 0 | 0 | 0 | 0 | 0 | 2167.427 | 1718 | 956.2706 | 1063.5721 | 130.5842 | 0 | 0 | 0 | 0 | 0 | 0 | 2150.427
1721 | 78.7174 | 78.7174 | 78.7174 | 37.3595 | 37.3595 | 37.3595 | 22.3877 | 22.7264 | 22.7264 | 1721 | 1222.6235 | 1222.6235 | 1247.508 | 1898.4627 | 1898.4627 | 1898.4627 | 1622.3273 | 2147.4415 | 2147.4415 | 1719 | 846.5347 | 0 | 50.8591 | 0 | 0 | 0 | 150 | 1047.3938 |  | 1719 | 846.5347 | 0 | 50.8591 | 0 | 0 | 0 | 150 | 1047.3938 | 1719 | 846.5347 | 0 | 50.8591 | 0 | 0 | 0 | 150 | 1047.3938 | 1719 | 891.0891 | 552.9768 | 54.9828 | 0 | 0 | 0 | 0 | 1499.0487 | 1719 | 891.0891 | 552.9768 | 54.9828 | 0 | 0 | 0 | 0 | 1499.0487 | 1719 | 891.0891 | 552.9768 | 54.9828 | 0 | 0 | 0 | 0 | 1499.0487 | 1719 | 905.9406 | 1105.9536 | 68.7285 | 0 | 0 | 0 | 0 | 0 | 0 | 2080.6227 | 1719 | 905.9406 | 1105.9536 | 68.7285 | 17 | 0 | 0 | 0 | 0 | 0 | 2097.6227 | 1719 | 905.9406 | 1105.9536 | 68.7285 | 0 | 0 | 0 | 0 | 0 | 0 | 2080.6227
1722 | 78.7174 | 78.7174 | 78.7174 | 37.3595 | 37.3595 | 37.3595 | 23.2645 | 23.2645 | 23.2645 | 1722 | 1527.7859 | 1267.3671 | 1242.4825 | 1906.2787 | 1906.2787 | 1906.2787 | 1631.1683 | 2156.2825 | 2156.2825 | 1720 | 827.7228 | 0 | 15.2577 | 0 | 0 | 0 | 150 | 992.9805 |  | 1720 | 827.7228 | 0 | 15.2577 | 0 | 0 | 0 | 150 | 992.9805 | 1720 | 827.7228 | 0 | 15.2577 | 0 | 0 | 0 | 150 | 992.9805 | 1720 | 871.2871 | 599.3946 | 16.4948 | 0 | 0 | 0 | 0 | 1487.1765 | 1720 | 871.2871 | 599.3946 | 16.4948 | 0 | 0 | 0 | 0 | 1487.1765 | 1720 | 871.2871 | 599.3946 | 16.4948 | 0 | 0 | 0 | 0 | 1487.1765 | 1720 | 885.8086 | 1198.7891 | 20.6186 | 0 | 0 | 0 | 0 | 0 | 0 | 2105.2162 | 1720 | 885.8086 | 1198.7891 | 20.6186 | 17 | 0 | 0 | 0 | 0 | 0 | 2122.2162 | 1720 | 885.8086 | 1198.7891 | 20.6186 | 0 | 0 | 0 | 0 | 0 | 0 | 2105.2162
1723 | 78.5186 | 78.5186 | 78.5186 | 37.3595 | 37.3595 | 37.3595 | 21.6761 | 21.6761 | 21.6761 | 1723 | 1585.0477 | 1585.0477 | 1585.0477 | 1859.3829 | 1859.3829 | 1859.3829 | 1939.6878 | 2103.2364 | 2103.2364 | 1721 | 912.3762 | 0 | 0 | 0 | 0 | 0 | 150 | 1062.3762 |  | 1721 | 912.3762 | 0 | 0 | 0 | 0 | 0 | 150 | 1062.3762 | 1721 | 912.3762 | 0 | 0 | 0 | 0 | 0 | 150 | 1062.3762 | 1721 | 960.396 | 628.6579 | 0 | 0 | 0 | 0 | 0 | 1589.054 | 1721 | 960.396 | 628.6579 | 0 | 0 | 0 | 0 | 0 | 1589.054 | 1721 | 960.396 | 628.6579 | 0 | 0 | 0 | 0 | 0 | 1589.054 | 1721 | 976.4026 | 1257.3158 | 0 | 0 | 0 | 0 | 0 | 0 | 0 | 2233.7185 | 1721 | 976.4026 | 1257.3158 | 0 | 17 | 0 | 0 | 0 | 0 | 0 | 2250.7185 | 1721 | 976.4026 | 1257.3158 | 0 | 0 | 0 | 0 | 0 | 0 | 0 | 2233.7185
1724 | 77.0256 | 77.0256 | 77.0256 | 37.3595 | 37.3595 | 37.3595 | 10.5482 | 10.5482 | 10.5482 | 1724 | 1540.629 | 1540.629 | 1540.629 | 1807.2764 | 1807.2764 | 1807.2764 | 2044.2962 | 2044.2962 | 2044.2962 | 1722 | 893.5644 | 0 | 0 | 0 | 0 | 0 | 150 | 1043.5644 |  | 1722 | 893.5644 | 0 | 0 | 0 | 0 | 0 | 150 | 1043.5644 | 1722 | 893.5644 | 0 | 0 | 0 | 0 | 0 | 150 | 1043.5644 | 1722 | 940.5941 | 647.8305 | 0 | 0 | 0 | 0 | 0 | 1588.4245 | 1722 | 940.5941 | 647.8305 | 0 | 0 | 0 | 0 | 0 | 1588.4245 | 1722 | 940.5941 | 647.8305 | 0 | 0 | 0 | 0 | 0 | 1588.4245 | 1722 | 956.2706 | 1295.6609 | 0 | 0 | 0 | 0 | 0 | 0 | 0 | 2251.9316 | 1722 | 956.2706 | 1295.6609 | 0 | 17 | 0 | 0 | 0 | 0 | 0 | 2268.9316 | 1722 | 956.2706 | 1295.6609 | 0 | 0 | 0 | 0 | 0 | 0 | 0 | 2251.9316
1725 | 78.7174 | 78.7174 | 78.7174 | 37.3595 | 37.3595 | 37.3595 | 18.0073 | 17.4412 | 17.4412 | 1725 | 1462.8964 | 1462.8964 | 1462.8964 | 1716.09 | 1716.09 | 1716.09 | 1941.151 | 1941.151 | 1941.151 | 1723 | 874.7525 | 0 | 0 | 0 | 0 | 0 | 150 | 1024.7525 |  | 1723 | 874.7525 | 0 | 0 | 0 | 0 | 0 | 150 | 1024.7525 | 1723 | 874.7525 | 0 | 0 | 0 | 0 | 0 | 150 | 1024.7525 | 1723 | 920.7921 | 659.9395 | 0 | 0 | 0 | 0 | 0 | 1580.7315 | 1723 | 920.7921 | 659.9395 | 0 | 0 | 0 | 0 | 0 | 1580.7315 | 1723 | 920.7921 | 659.9395 | 0 | 0 | 0 | 0 | 0 | 1580.7315 | 1723 | 936.1386 | 1319.8789 | 0 | 0 | 0 | 0 | 0 | 0 | 0 | 2256.0175 | 1723 | 936.1386 | 1319.8789 | 0 | 17 | 0 | 0 | 0 | 0 | 0 | 2273.0175 | 1723 | 936.1386 | 1319.8789 | 0 | 0 | 0 | 0 | 0 | 0 | 0 | 2256.0175
1726 | 78.7174 | 78.7174 | 78.7174 | 37.3595 | 37.3595 | 37.3595 | 18.0073 | 17.4412 | 17.4412 | 1726 | 1134.7392 | 1395.1579 | 1395.1579 | 1636.6276 | 1636.6276 | 1636.6276 | 1851.2673 | 1851.2673 | 1851.2673 | 1724 | 837.1287 | 0 | 0 | 0 | 0 | 0 | 150 | 987.1287 |  | 1724 | 837.1287 | 0 | 0 | 0 | 0 | 0 | 150 | 987.1287 | 1724 | 837.1287 | 0 | 0 | 0 | 0 | 0 | 150 | 987.1287 | 1724 | 881.1881 | 649.8486 | 0 | 0 | 0 | 0 | 0 | 1531.0368 | 1724 | 881.1881 | 649.8486 | 0 | 0 | 0 | 0 | 0 | 1531.0368 | 1724 | 881.1881 | 649.8486 | 0 | 0 | 0 | 0 | 0 | 1531.0368 | 1724 | 895.8746 | 1299.6973 | 0 | 0 | 0 | 0 | 0 | 0 | 0 | 2195.5719 | 1724 | 895.8746 | 1299.6973 | 0 | 17 | 0 | 0 | 0 | 0 | 0 | 2212.5719 | 1724 | 895.8746 | 1299.6973 | 0 | 0 | 0 | 0 | 0 | 0 | 0 | 2195.5719
1727 | 79.4578 | 79.4578 | 79.4578 | 65.0976 | 65.0976 | 65.0976 | 21.6761 | 28.8088 | 25.5958 | 1727 | 973.879 | 973.879 | 973.879 | 1142.435 | 1142.435 | 1142.435 | 1409.6352 | 1559.56 | 1486.0854 | 1725 | 912.3762 | 0 | 0 | 0 | 0 | 0 | 150 | 1062.3762 |  | 1725 | 912.3762 | 0 | 0 | 0 | 0 | 0 | 150 | 1062.3762 | 1725 | 912.3762 | 0 | 0 | 0 | 0 | 0 | 150 | 1062.3762 | 1725 | 960.396 | 623.6125 | 0 | 0 | 0 | 0 | 0 | 1584.0086 | 1725 | 960.396 | 623.6125 | 0 | 0 | 0 | 0 | 0 | 1584.0086 | 1725 | 960.396 | 623.6125 | 0 | 0 | 0 | 0 | 0 | 1584.0086 | 1725 | 976.4026 | 1247.225 | 0 | 0 | 0 | 0 | 0 | 0 | 0 | 2223.6277 | 1725 | 976.4026 | 1247.225 | 0 | 17 | 0 | 0 | 0 | 0 | 0 | 2240.6277 | 1725 | 976.4026 | 1247.225 | 0 | 0 | 0 | 0 | 0 | 0 | 0 | 2223.6277
1728 | 79.8368 | 79.8368 | 79.8368 | 67.9604 | 67.9604 | 67.9604 | 21.6761 | 28.8088 | 25.5958 | 1728 | 950.5592 | 950.5592 | 950.5592 | 1115.0791 | 1115.0791 | 1115.0791 | 1300.8084 | 1450.7332 | 1377.2586 | 1726 | 846.5347 | 0 | 0 | 0 | 0 | 0 | 150 | 996.5347 |  | 1726 | 846.5347 | 0 | 0 | 0 | 0 | 0 | 150 | 996.5347 | 1726 | 846.5347 | 0 | 0 | 0 | 0 | 0 | 150 | 996.5347 | 1726 | 891.0891 | 571.1403 | 0 | 0 | 0 | 0 | 0 | 1462.2294 | 1726 | 891.0891 | 571.1403 | 0 | 0 | 0 | 0 | 0 | 1462.2294 | 1726 | 891.0891 | 571.1403 | 0 | 0 | 0 | 0 | 0 | 1462.2294 | 1726 | 905.9406 | 1142.2805 | 0 | 0 | 0 | 0 | 0 | 0 | 0 | 2048.2211 | 1726 | 905.9406 | 1142.2805 | 0 | 17 | 0 | 0 | 0 | 0 | 0 | 2065.2211 | 1726 | 905.9406 | 1142.2805 | 0 | 0 | 0 | 0 | 0 | 0 | 0 | 2048.2211
1729 | 79.8368 | 79.8368 | 79.8368 | 67.9604 | 67.9604 | 67.9604 | 21.6761 | 28.8088 | 25.5958 | 1729 | 929.4604 | 929.4604 | 929.4604 | 1090.3285 | 1090.3285 | 1090.3285 | 1234.6215 | 1359.8436 | 1311.0717 | 1727 | 573.7624 | 0 | 0 | 0 | 0 | 0 | 150 | 723.7624 |  | 1727 | 573.7624 | 0 | 0 | 0 | 0 | 0 | 150 | 723.7624 | 1727 | 573.7624 | 0 | 0 | 0 | 0 | 0 | 150 | 723.7624 | 1727 | 603.9604 | 489.4046 | 0 | 0 | 0 | 0 | 0 | 1093.365 | 1727 | 603.9604 | 489.4046 | 0 | 0 | 0 | 0 | 0 | 1093.365 | 1727 | 603.9604 | 489.4046 | 0 | 0 | 0 | 0 | 0 | 1093.365 | 1727 | 614.0264 | 978.8093 | 0 | 0 | 0 | 0 | 0 | 0 | 0 | 1592.8357 | 1727 | 614.0264 | 978.8093 | 0 | 17 | 0 | 0 | 0 | 0 | 0 | 1609.8357 | 1727 | 614.0264 | 978.8093 | 0 | 0 | 0 | 0 | 0 | 0 | 0 | 1592.8357
1730 | 79.8368 | 79.8368 | 79.8368 | 70.9593 | 70.9593 | 70.9593 | 25.5958 | 28.8088 | 25.5958 | 1730 | 925.0185 | 925.0185 | 925.0185 | 1085.1178 | 1085.1178 | 1085.1178 | 1227.4284 | 1289.3071 | 1259.6776 | 1728 | 536.1386 | 0 | 0 | 0 | 0 | 0 | 150 | 686.1386 |  | 1728 | 536.1386 | 0 | 0 | 0 | 0 | 0 | 150 | 686.1386 | 1728 | 536.1386 | 0 | 0 | 0 | 0 | 0 | 150 | 686.1386 | 1728 | 564.3564 | 393.5419 | 0 | 0 | 0 | 0 | 0 | 957.8983 | 1728 | 564.3564 | 393.5419 | 0 | 0 | 0 | 0 | 0 | 957.8983 | 1728 | 564.3564 | 393.5419 | 0 | 0 | 0 | 0 | 0 | 957.8983 | 1728 | 573.7624 | 787.0838 | 0 | 0 | 0 | 0 | 0 | 0 | 0 | 1360.8461 | 1728 | 573.7624 | 787.0838 | 0 | 17 | 0 | 0 | 0 | 0 | 0 | 1377.8461 | 1728 | 573.7624 | 787.0838 | 0 | 0 | 0 | 0 | 0 | 0 | 0 | 1360.8461
1731 | 87.4322 | 87.4322 | 87.4322 | 70.9593 | 70.9593 | 70.9593 | 25.4934 | 28.8088 | 25.5958 | 1731 | 921.6871 | 921.6871 | 921.6871 | 1081.2099 | 1081.2099 | 1081.2099 | 1223.0079 | 1357.9743 | 1296.4998 | 1729 | 545.5446 | 0 | 0 | 0 | 0 | 0 | 150 | 695.5446 |  | 1729 | 545.5446 | 0 | 0 | 0 | 0 | 0 | 150 | 695.5446 | 1729 | 545.5446 | 0 | 0 | 0 | 0 | 0 | 150 | 695.5446 | 1729 | 574.2574 | 325.9334 | 0 | 0 | 0 | 0 | 0 | 900.1908 | 1729 | 574.2574 | 325.9334 | 0 | 0 | 0 | 0 | 0 | 900.1908 | 1729 | 574.2574 | 325.9334 | 0 | 0 | 0 | 0 | 0 | 900.1908 | 1729 | 583.8284 | 651.8668 | 0 | 0 | 0 | 0 | 0 | 0 | 0 | 1235.6952 | 1729 | 583.8284 | 651.8668 | 0 | 17 | 0 | 0 | 0 | 0 | 0 | 1252.6952 | 1729 | 583.8284 | 651.8668 | 0 | 0 | 0 | 0 | 0 | 0 | 0 | 1235.6952
1732 | 88.4318 | 88.4318 | 88.4318 | 56.5346 | 58.2538 | 57.796 | 21.6761 | 28.8088 | 25.5958 | 1732 | 930.5708 | 930.5708 | 930.5708 | 1097.2213 | 1097.2213 | 1097.2213 | 1307.9336 | 1457.8584 | 1384.3838 | 1730 | 507.9208 | 0 | 0 | 0 | 0 | 0 | 150 | 657.9208 |  | 1730 | 507.9208 | 0 | 0 | 0 | 0 | 0 | 150 | 657.9208 | 1730 | 507.9208 | 0 | 0 | 0 | 0 | 0 | 150 | 657.9208 | 1730 | 534.6535 | 310.7972 | 0 | 0 | 0 | 0 | 0 | 845.4506 | 1730 | 534.6535 | 310.7972 | 0 | 0 | 0 | 0 | 0 | 845.4506 | 1730 | 534.6535 | 310.7972 | 0 | 0 | 0 | 0 | 0 | 845.4506 | 1730 | 543.5644 | 621.5943 | 0 | 0 | 0 | 0 | 0 | 0 | 0 | 1165.1587 | 1730 | 543.5644 | 621.5943 | 0 | 17 | 0 | 0 | 0 | 0 | 0 | 1182.1587 | 1730 | 543.5644 | 621.5943 | 0 | 0 | 0 | 0 | 0 | 0 | 0 | 1165.1587
1733 | 88.4318 | 88.4318 | 88.4318 | 56.5346 | 58.2538 | 57.796 | 21.6761 | 28.8088 | 25.5958 | 1733 | 949.4487 | 949.4487 | 949.4487 | 1227.1136 | 1227.1136 | 1227.1136 | 1444.777 | 1612.4706 | 1521.2272 | 1731 | 489.1089 | 0 | 0 | 0 | 0 | 0 | 150 | 639.1089 |  | 1731 | 489.1089 | 0 | 0 | 0 | 0 | 0 | 150 | 639.1089 | 1731 | 489.1089 | 0 | 0 | 0 | 0 | 0 | 150 | 639.1089 | 1731 | 514.8515 | 355.1968 | 0 | 0 | 0 | 0 | 0 | 870.0483 | 1731 | 514.8515 | 355.1968 | 0 | 0 | 0 | 0 | 0 | 870.0483 | 1731 | 514.8515 | 355.1968 | 0 | 0 | 0 | 0 | 0 | 870.0483 | 1731 | 523.4323 | 710.3935 | 0 | 0 | 0 | 0 | 0 | 0 | 0 | 1233.8259 | 1731 | 523.4323 | 710.3935 | 0 | 17 | 0 | 0 | 0 | 0 | 0 | 1250.8259 | 1731 | 523.4323 | 710.3935 | 0 | 0 | 0 | 0 | 0 | 0 | 0 | 1233.8259
1734 | 86.9571 | 86.9571 | 86.9571 | 56.5346 | 58.2538 | 57.796 | 21.6761 | 28.8088 | 25.5958 | 1734 | 987.2046 | 987.2046 | 987.2046 | 1159.0757 | 1159.0757 | 1159.0757 | 1360.0472 | 1509.972 | 1436.4974 | 1732 | 507.9208 | 0 | 0 | 0 | 0 | 0 | 150 | 657.9208 |  | 1732 | 507.9208 | 0 | 0 | 0 | 0 | 0 | 150 | 657.9208 | 1732 | 507.9208 | 0 | 0 | 0 | 0 | 0 | 150 | 657.9208 | 1732 | 534.6535 | 400.6054 | 0 | 0 | 0 | 0 | 0 | 935.2589 | 1732 | 534.6535 | 400.6054 | 0 | 0 | 0 | 0 | 0 | 935.2589 | 1732 | 534.6535 | 400.6054 | 0 | 0 | 0 | 0 | 0 | 935.2589 | 1732 | 543.5644 | 801.2109 | 0 | 0 | 0 | 0 | 0 | 0 | 0 | 1344.7753 | 1732 | 543.5644 | 801.2109 | 0 | 17 | 0 | 0 | 0 | 0 | 0 | 1361.7753 | 1732 | 543.5644 | 801.2109 | 0 | 0 | 0 | 0 | 0 | 0 | 0 | 1344.7753
1735 | 85.3447 | 85.3447 | 85.3447 | 75.8796 | 75.8796 | 75.8796 | 30.6546 | 30.6546 | 30.6546 | 1735 | 1088.257 | 1088.257 | 1088.257 | 1276.6092 | 1276.6092 | 1276.6092 | 1444.0334 | 1444.0334 | 1444.0334 | 1733 | 639.604 | 0 | 0 | 0 | 0 | 0 | 150 | 789.604 |  | 1733 | 639.604 | 0 | 0 | 0 | 0 | 0 | 150 | 789.604 | 1733 | 639.604 | 0 | 0 | 0 | 0 | 0 | 150 | 789.604 | 1733 | 673.2673 | 406.6599 | 0 | 0 | 0 | 0 | 0 | 1079.9273 | 1733 | 673.2673 | 406.6599 | 0 | 0 | 0 | 0 | 0 | 1079.9273 | 1733 | 673.2673 | 406.6599 | 0 | 0 | 0 | 0 | 0 | 1079.9273 | 1733 | 684.4884 | 813.3199 | 0 | 0 | 0 | 0 | 0 | 0 | 0 | 1497.8083 | 1733 | 684.4884 | 813.3199 | 0 | 17 | 0 | 0 | 0 | 0 | 0 | 1514.8083 | 1733 | 684.4884 | 813.3199 | 0 | 0 | 0 | 0 | 0 | 0 | 0 | 1497.8083
1736 | 79.5287 | 79.5287 | 79.5287 | 73.4703 | 73.4703 | 73.4703 | 32.6422 | 32.6381 | 32.6381 | 1736 | 1165.9897 | 1165.9897 | 1165.9897 | 1367.7956 | 1367.7956 | 1367.7956 | 1547.1786 | 1547.1786 | 1547.1786 | 1734 | 677.2277 | 0 | 10.1718 | 0 | 0 | 0 | 150 | 837.3995 |  | 1734 | 677.2277 | 0 | 10.1718 | 0 | 0 | 0 | 150 | 837.3995 | 1734 | 677.2277 | 0 | 10.1718 | 0 | 0 | 0 | 150 | 837.3995 | 1734 | 712.8713 | 380.4238 | 10.9966 | 0 | 0 | 0 | 0 | 1104.2917 | 1734 | 712.8713 | 380.4238 | 10.9966 | 0 | 0 | 0 | 0 | 1104.2917 | 1734 | 712.8713 | 380.4238 | 10.9966 | 0 | 0 | 0 | 0 | 1104.2917 | 1734 | 724.7525 | 760.8476 | 13.7457 | 0 | 0 | 0 | 0 | 0 | 0 | 1499.3458 | 1734 | 724.7525 | 760.8476 | 13.7457 | 17 | 0 | 0 | 0 | 0 | 0 | 1516.3458 | 1734 | 724.7525 | 760.8476 | 13.7457 | 0 | 0 | 0 | 0 | 0 | 0 | 1499.3458
1737 | 78.7174 | 78.7174 | 78.7174 | 56.5346 | 58.2538 | 57.796 | 32.514 | 32.514 | 32.514 | 1737 | 1567.2802 | 1567.2802 | 1567.2802 | 1409.2236 | 1409.2236 | 1409.2236 | 1554.5461 | 1554.5461 | 1554.5461 | 1735 | 592.5743 | 0 | 30.5155 | 0 | 0 | 0 | 150 | 773.0897 |  | 1735 | 592.5743 | 0 | 30.5155 | 0 | 0 | 0 | 150 | 773.0897 | 1735 | 592.5743 | 0 | 30.5155 | 0 | 0 | 0 | 150 | 773.0897 | 1735 | 623.7624 | 332.997 | 32.9897 | 0 | 0 | 0 | 0 | 989.749 | 1735 | 623.7624 | 332.997 | 32.9897 | 0 | 0 | 0 | 0 | 989.749 | 1735 | 623.7624 | 332.997 | 32.9897 | 0 | 0 | 0 | 0 | 989.749 | 1735 | 634.1584 | 665.9939 | 41.2371 | 0 | 0 | 0 | 0 | 0 | 0 | 1341.3895 | 1735 | 634.1584 | 665.9939 | 41.2371 | 17 | 0 | 0 | 0 | 0 | 0 | 1358.3895 | 1735 | 634.1584 | 665.9939 | 41.2371 | 0 | 0 | 0 | 0 | 0 | 0 | 1341.3895
1738 | 78.5924 | 78.5924 | 78.5924 | 48.0898 | 50.1147 | 50.1147 | 32.4945 | 32.4904 | 32.4904 | 1738 | 1566.1698 | 1566.1698 | 1566.1698 | 1837.2376 | 1837.2376 | 1837.2376 | 1553.0726 | 1553.0726 | 1553.0726 | 1736 | 583.1683 | 0 | 61.0309 | 0 | 0 | 0 | 150 | 794.1992 |  | 1736 | 583.1683 | 0 | 61.0309 | 0 | 0 | 0 | 150 | 794.1992 | 1736 | 583.1683 | 0 | 61.0309 | 0 | 0 | 0 | 150 | 794.1992 | 1736 | 613.8614 | 269.4248 | 65.9794 | 0 | 0 | 0 | 0 | 949.2656 | 1736 | 613.8614 | 269.4248 | 65.9794 | 0 | 0 | 0 | 0 | 949.2656 | 1736 | 613.8614 | 269.4248 | 65.9794 | 0 | 0 | 0 | 0 | 949.2656 | 1736 | 624.0924 | 538.8496 | 82.4742 | 0 | 0 | 0 | 0 | 0 | 0 | 1245.4163 | 1736 | 624.0924 | 538.8496 | 82.4742 | 17 | 0 | 0 | 0 | 0 | 0 | 1262.4163 | 1736 | 624.0924 | 538.8496 | 82.4742 | 0 | 0 | 0 | 0 | 0 | 0 | 1245.4163
1739 | 78.7174 | 78.7174 | 78.7174 | 65.0976 | 65.0976 | 65.0976 | 32.514 | 32.514 | 32.514 | 1739 | 1565.2777 | 1565.2777 | 1565.2777 | 1374.3089 | 1374.3089 | 1374.3089 | 1554.5461 | 1554.5461 | 1554.5461 | 1737 | 686.6337 | 0 | 116.9759 | 0 | 0 | 0 | 150 | 953.6096 |  | 1737 | 686.6337 | 0 | 116.9759 | 0 | 0 | 0 | 150 | 953.6096 | 1737 | 686.6337 | 0 | 116.9759 | 0 | 0 | 0 | 150 | 953.6096 | 1737 | 722.7723 | 220.9889 | 126.4605 | 0 | 0 | 0 | 0 | 1070.2217 | 1737 | 722.7723 | 220.9889 | 126.4605 | 0 | 0 | 0 | 0 | 1070.2217 | 1737 | 722.7723 | 220.9889 | 126.4605 | 0 | 0 | 0 | 0 | 1070.2217 | 1737 | 734.8185 | 441.9778 | 158.0756 | 0 | 0 | 0 | 0 | 0 | 0 | 1334.8719 | 1737 | 734.8185 | 441.9778 | 158.0756 | 17 | 0 | 0 | 0 | 0 | 0 | 1351.8719 | 1737 | 734.8185 | 441.9778 | 158.0756 | 0 | 0 | 0 | 0 | 0 | 0 | 1334.8719
1740 | 79.5287 | 79.5287 | 79.5287 | 73.4422 | 73.4422 | 73.4422 | 32.514 | 32.514 | 32.514 | 1740 | 1167.1002 | 1167.1002 | 1167.1002 | 1369.0983 | 1369.0983 | 1369.0983 | 1548.6521 | 1548.6521 | 1548.6521 | 1738 | 780.6931 | 0 | 152.5773 | 0 | 0 | 0 | 150 | 1083.2704 |  | 1738 | 780.6931 | 0 | 152.5773 | 0 | 0 | 0 | 150 | 1083.2704 | 1738 | 780.6931 | 0 | 152.5773 | 0 | 0 | 0 | 150 | 1083.2704 | 1738 | 821.7822 | 195.7619 | 164.9485 | 0 | 0 | 0 | 0 | 1182.4925 | 1738 | 821.7822 | 195.7619 | 164.9485 | 0 | 0 | 0 | 0 | 1182.4925 | 1738 | 821.7822 | 195.7619 | 164.9485 | 0 | 0 | 0 | 0 | 1182.4925 | 1738 | 835.4785 | 391.5237 | 206.1856 | 0 | 0 | 0 | 0 | 0 | 0 | 1433.1878 | 1738 | 835.4785 | 391.5237 | 206.1856 | 17 | 0 | 0 | 0 | 0 | 0 | 1450.1878 | 1738 | 835.4785 | 391.5237 | 206.1856 | 0 | 0 | 0 | 0 | 0 | 0 | 1433.1878
1741 | 79.8368 | 79.8368 | 79.8368 | 74.438 | 74.438 | 74.438 | 32.6422 | 32.6381 | 32.6381 | 1741 | 1160.4374 | 1160.4374 | 1160.4374 | 1361.2823 | 1361.2823 | 1361.2823 | 1539.8111 | 1539.8111 | 1539.8111 | 1739 | 667.8218 | 0 | 142.4055 | 0 | 0 | 0 | 150 | 960.2273 |  | 1739 | 667.8218 | 0 | 142.4055 | 0 | 0 | 0 | 150 | 960.2273 | 1739 | 667.8218 | 0 | 142.4055 | 0 | 0 | 0 | 150 | 960.2273 | 1739 | 702.9703 | 180.6256 | 153.9519 | 0 | 0 | 0 | 0 | 1037.5478 | 1739 | 702.9703 | 180.6256 | 153.9519 | 0 | 0 | 0 | 0 | 1037.5478 | 1739 | 702.9703 | 180.6256 | 153.9519 | 0 | 0 | 0 | 0 | 1037.5478 | 1739 | 714.6865 | 361.2513 | 192.4399 | 0 | 0 | 0 | 0 | 0 | 0 | 1268.3776 | 1739 | 714.6865 | 361.2513 | 192.4399 | 17 | 0 | 0 | 0 | 0 | 0 | 1285.3776 | 1739 | 714.6865 | 361.2513 | 192.4399 | 0 | 0 | 0 | 0 | 0 | 0 | 1268.3776
1742 | 88.4318 | 88.4318 | 88.4318 | 78.8739 | 78.8739 | 78.8739 | 69.3425 | 52.695 | 52.695 | 1742 | 1160.4374 | 1160.4374 | 1160.4374 | 1361.2823 | 1361.2823 | 1361.2823 | 1539.8111 | 1539.8111 | 1539.8111 | 1740 | 592.5743 | 0 | 122.0619 | 0 | 0 | 0 | 150 | 864.6361 |  | 1740 | 592.5743 | 0 | 122.0619 | 0 | 0 | 0 | 150 | 864.6361 | 1740 | 592.5743 | 0 | 122.0619 | 0 | 0 | 0 | 150 | 864.6361 | 1740 | 623.7624 | 178.6075 | 131.9588 | 0 | 0 | 0 | 0 | 934.3286 | 1740 | 623.7624 | 178.6075 | 131.9588 | 0 | 0 | 0 | 0 | 934.3286 | 1740 | 623.7624 | 178.6075 | 131.9588 | 0 | 0 | 0 | 0 | 934.3286 | 1740 | 634.1584 | 357.2149 | 164.9485 | 0 | 0 | 0 | 0 | 0 | 0 | 1156.3218 | 1740 | 634.1584 | 357.2149 | 164.9485 | 17 | 0 | 0 | 0 | 0 | 0 | 1173.3218 | 1740 | 634.1584 | 357.2149 | 164.9485 | 0 | 0 | 0 | 0 | 0 | 0 | 1156.3218
1743 | 94.8028 | 94.8028 | 94.8028 | 81.9275 | 81.9275 | 81.9275 | 75.2073 | 68.3183 | 75.0234 | 1743 | 1165.9897 | 1165.9897 | 1165.9897 | 1367.7956 | 1367.7956 | 1367.7956 | 1547.1786 | 1547.1786 | 1547.1786 | 1741 | 573.7624 | 0 | 96.6323 | 0 | 0 | 0 | 150 | 820.3947 |  | 1741 | 573.7624 | 0 | 96.6323 | 0 | 0 | 0 | 150 | 820.3947 | 1741 | 573.7624 | 0 | 96.6323 | 0 | 0 | 0 | 150 | 820.3947 | 1741 | 603.9604 | 166.4985 | 104.4674 | 0 | 0 | 0 | 0 | 874.9262 | 1741 | 603.9604 | 166.4985 | 104.4674 | 0 | 0 | 0 | 0 | 874.9262 | 1741 | 603.9604 | 166.4985 | 104.4674 | 0 | 0 | 0 | 0 | 874.9262 | 1741 | 614.0264 | 332.997 | 130.5842 | 0 | 0 | 0 | 0 | 0 | 0 | 1077.6076 | 1741 | 614.0264 | 332.997 | 130.5842 | 17 | 0 | 0 | 0 | 0 | 0 | 1094.6076 | 1741 | 614.0264 | 332.997 | 130.5842 | 0 | 0 | 0 | 0 | 0 | 0 | 1077.6076
1744 | 94.8028 | 94.8028 | 94.8028 | 85.3627 | 85.3627 | 85.3627 | 75.2073 | 68.3183 | 75.2073 | 1744 | 1184.8676 | 1184.8676 | 1184.8676 | 1389.9409 | 1389.9409 | 1389.9409 | 1572.2282 | 1572.2282 | 1572.2282 | 1742 | 460.8911 | 0 | 81.3746 | 0 | 0 | 0 | 150 | 692.2657 |  | 1742 | 460.8911 | 0 | 81.3746 | 0 | 0 | 0 | 150 | 692.2657 | 1742 | 460.8911 | 0 | 81.3746 | 0 | 0 | 0 | 150 | 692.2657 | 1742 | 485.1485 | 138.2442 | 87.9725 | 0 | 0 | 0 | 0 | 711.3652 | 1742 | 485.1485 | 138.2442 | 87.9725 | 0 | 0 | 0 | 0 | 711.3652 | 1742 | 485.1485 | 138.2442 | 87.9725 | 0 | 0 | 0 | 0 | 711.3652 | 1742 | 493.2343 | 276.4884 | 109.9656 | 0 | 0 | 0 | 0 | 0 | 0 | 879.6884 | 1742 | 493.2343 | 276.4884 | 109.9656 | 17 | 0 | 0 | 0 | 0 | 0 | 896.6884 | 1742 | 493.2343 | 276.4884 | 109.9656 | 0 | 0 | 0 | 0 | 0 | 0 | 879.6884
1745 | 94.8028 | 94.8028 | 94.8028 | 81.9275 | 81.9275 | 81.9275 | 75.2073 | 68.3183 | 75.0234 | 1745 | 1245.9433 | 1245.9433 | 1245.9433 | 1461.5873 | 1461.5873 | 1461.5873 | 1653.2709 | 1653.2709 | 1653.2709 | 1743 | 423.2673 | 0 | 45.7732 | 150 | 0 | 0 | 188.2843 | 807.3249 |  | 1743 | 423.2673 | 0 | 45.7732 | 150 | 0 | 0 | 188.2843 | 807.3249 | 1743 | 423.2673 | 0 | 45.7732 | 150 | 0 | 0 | 188.2843 | 807.3249 | 1743 | 445.5446 | 113.0172 | 49.4845 | 0 | 0 | 0 | 0 | 608.0462 | 1743 | 445.5446 | 113.0172 | 49.4845 | 0 | 0 | 0 | 0 | 608.0462 | 1743 | 445.5446 | 113.0172 | 49.4845 | 0 | 0 | 0 | 0 | 608.0462 | 1743 | 452.9703 | 226.0343 | 61.8557 | 0 | 0 | 0 | 0 | 0 | 0 | 740.8603 | 1743 | 452.9703 | 226.0343 | 61.8557 | 17 | 0 | 0 | 0 | 0 | 0 | 757.8603 | 1743 | 452.9703 | 226.0343 | 61.8557 | 0 | 0 | 0 | 0 | 0 | 0 | 740.8603
1746 | 96.2822 | 96.2822 | 96.2822 | 85.3627 | 85.3627 | 85.3627 | 75.2073 | 68.3183 | 74.6875 | 1746 | 1252.6061 | 1252.6061 | 1252.6061 | 1469.4033 | 1469.4033 | 1469.4033 | 1662.1119 | 1662.1119 | 1662.1119 | 1744 | 376.2376 | 0 | 10.1718 | 150 | 0 | 0 | 286.0274 | 822.4369 |  | 1744 | 376.2376 | 0 | 10.1718 | 150 | 0 | 0 | 286.0274 | 822.4369 | 1744 | 376.2376 | 0 | 10.1718 | 150 | 0 | 0 | 286.0274 | 822.4369 | 1744 | 396.0396 | 100.9082 | 10.9966 | 0 | 0 | 0 | 0 | 507.9443 | 1744 | 396.0396 | 100.9082 | 10.9966 | 0 | 0 | 0 | 0 | 507.9443 | 1744 | 396.0396 | 100.9082 | 10.9966 | 0 | 0 | 0 | 0 | 507.9443 | 1744 | 402.6403 | 201.8163 | 13.7457 | 0 | 0 | 0 | 0 | 0 | 0 | 618.2023 | 1744 | 402.6403 | 201.8163 | 13.7457 | 17 | 0 | 0 | 0 | 0 | 0 | 635.2023 | 1744 | 402.6403 | 201.8163 | 13.7457 | 0 | 0 | 0 | 0 | 0 | 0 | 618.2023
1747 | 91.207 | 91.207 | 91.207 | 81.3061 | 81.3061 | 81.3061 | 74.4804 | 57.6224 | 57.6224 | 1747 | 1211.5188 | 1211.5188 | 1211.5188 | 1421.2048 | 1421.2048 | 1421.2048 | 1607.5923 | 1607.5923 | 1607.5923 | 1745 | 310.396 | 0 | 0 | 150 | 0 | 0 | 285.3825 | 745.7785 |  | 1745 | 310.396 | 0 | 0 | 150 | 0 | 0 | 285.3825 | 745.7785 | 1745 | 310.396 | 0 | 0 | 150 | 0 | 0 | 285.3825 | 745.7785 | 1745 | 326.7327 | 113.0172 | 0 | 0 | 0 | 0 | 0 | 439.7498 | 1745 | 326.7327 | 113.0172 | 0 | 0 | 0 | 0 | 0 | 439.7498 | 1745 | 326.7327 | 113.0172 | 0 | 0 | 0 | 0 | 0 | 439.7498 | 1745 | 332.1782 | 226.0343 | 0 | 0 | 0 | 0 | 0 | 0 | 0 | 558.2125 | 1745 | 332.1782 | 226.0343 | 0 | 17 | 0 | 0 | 0 | 0 | 0 | 575.2125 | 1745 | 332.1782 | 226.0343 | 0 | 0 | 0 | 0 | 0 | 0 | 0 | 558.2125
1748 | 88.4318 | 88.4318 | 88.4318 | 75.0159 | 75.0159 | 75.0159 | 33.4382 | 33.4151 | 33.4151 | 1748 | 1165.9897 | 1165.9897 | 1165.9897 | 1367.7956 | 1367.7956 | 1367.7956 | 1547.1786 | 1547.1786 | 1547.1786 | 1746 | 338.6139 | 0 | 0 | 150 | 0 | 0 | 300 | 788.6139 |  | 1746 | 338.6139 | 0 | 0 | 150 | 0 | 0 | 300 | 788.6139 | 1746 | 338.6139 | 0 | 0 | 150 | 0 | 0 | 300 | 788.6139 | 1746 | 356.4356 | 152.3713 | 0 | 0 | 0 | 0 | 0 | 508.807 | 1746 | 356.4356 | 152.3713 | 0 | 0 | 0 | 0 | 0 | 508.807 | 1746 | 356.4356 | 152.3713 | 0 | 0 | 0 | 0 | 0 | 508.807 | 1746 | 362.3762 | 304.7427 | 0 | 0 | 0 | 0 | 0 | 0 | 0 | 667.1189 | 1746 | 362.3762 | 304.7427 | 0 | 17 | 0 | 0 | 0 | 0 | 0 | 684.1189 | 1746 | 362.3762 | 304.7427 | 0 | 0 | 0 | 0 | 0 | 0 | 0 | 667.1189
1749 | 90.7143 | 90.7143 | 90.7143 | 78.8739 | 78.8739 | 78.8739 | 58.4661 | 52.695 | 52.695 | 1749 | 1093.8094 | 1093.8094 | 1093.8094 | 1283.1225 | 1283.1225 | 1283.1225 | 1451.4009 | 1451.4009 | 1451.4009 | 1747 | 338.6139 | 0 | 0 | 150 | 0 | 0 | 150 | 638.6139 |  | 1747 | 338.6139 | 0 | 0 | 150 | 0 | 0 | 150 | 638.6139 | 1747 | 338.6139 | 0 | 0 | 150 | 0 | 0 | 150 | 638.6139 | 1747 | 356.4356 | 218.9707 | 0 | 0 | 0 | 0 | 0 | 575.4064 | 1747 | 356.4356 | 218.9707 | 0 | 0 | 0 | 0 | 0 | 575.4064 | 1747 | 356.4356 | 218.9707 | 0 | 0 | 0 | 0 | 0 | 575.4064 | 1747 | 362.3762 | 437.9415 | 0 | 0 | 0 | 0 | 0 | 0 | 0 | 800.3177 | 1747 | 362.3762 | 437.9415 | 0 | 17 | 0 | 0 | 0 | 0 | 0 | 817.3177 | 1747 | 362.3762 | 437.9415 | 0 | 0 | 0 | 0 | 0 | 0 | 0 | 800.3177
1750 | 90.7143 | 90.7143 | 90.7143 | 78.0307 | 78.0307 | 78.0307 | 22.617 | 30.9825 | 30.9825 | 1750 | 1024.9605 | 1024.9605 | 1024.9605 | 1202.3575 | 1202.3575 | 1202.3575 | 1360.0437 | 1360.0437 | 1360.0437 | 1748 | 348.0198 | 0 | 0 | 0 | 0 | 0 | 150 | 498.0198 |  | 1748 | 348.0198 | 0 | 0 | 0 | 0 | 0 | 150 | 498.0198 | 1748 | 348.0198 | 0 | 0 | 0 | 0 | 0 | 150 | 498.0198 | 1748 | 366.3366 | 302.7245 | 0 | 0 | 0 | 0 | 0 | 669.0612 | 1748 | 366.3366 | 302.7245 | 0 | 0 | 0 | 0 | 0 | 669.0612 | 1748 | 366.3366 | 302.7245 | 0 | 0 | 0 | 0 | 0 | 669.0612 | 1748 | 372.4422 | 605.449 | 0 | 0 | 0 | 0 | 0 | 0 | 0 | 977.8913 | 1748 | 372.4422 | 605.449 | 0 | 17 | 0 | 0 | 0 | 0 | 0 | 994.8913 | 1748 | 372.4422 | 605.449 | 0 | 0 | 0 | 0 | 0 | 0 | 0 | 977.8913
1751 | 90.7143 | 90.7143 | 90.7143 | 56.5346 | 58.2538 | 57.796 | 22.617 | 30.9825 | 30.9825 | 1751 | 979.4313 | 979.4313 | 979.4313 | 1211.8947 | 1211.8947 | 1148.9483 | 1299.63 | 1299.63 | 1299.63 | 1749 | 348.0198 | 0 | 0 | 131.3434 | 0 | 0 | 150 | 629.3632 |  | 1749 | 348.0198 | 0 | 0 | 131.3434 | 0 | 0 | 150 | 629.3632 | 1749 | 348.0198 | 0 | 0 | 131.3434 | 0 | 0 | 150 | 629.3632 | 1749 | 366.3366 | 380.4238 | 0 | 0 | 0 | 0 | 0 | 746.7604 | 1749 | 366.3366 | 380.4238 | 0 | 0 | 0 | 0 | 0 | 746.7604 | 1749 | 366.3366 | 380.4238 | 0 | 0 | 0 | 0 | 0 | 746.7604 | 1749 | 372.4422 | 760.8476 | 0 | 0 | 0 | 0 | 0 | 0 | 0 | 1133.2899 | 1749 | 372.4422 | 760.8476 | 0 | 17 | 0 | 0 | 0 | 0 | 0 | 1150.2899 | 1749 | 372.4422 | 760.8476 | 0 | 0 | 0 | 0 | 0 | 0 | 0 | 1133.2899
1752 | 88.4318 | 88.4318 | 88.4318 | 56.5346 | 58.2538 | 57.796 | 22.617 | 30.9825 | 30.9825 | 1752 | 957.222 | 957.222 | 957.222 | 1124.7004 | 1124.7004 | 1124.7004 | 1270.16 | 1270.16 | 1270.16 | 1750 | 442.0792 | 0 | 0 | 84.2917 | 0 | 0 | 150 | 676.3709 |  | 1750 | 442.0792 | 0 | 0 | 84.2917 | 0 | 0 | 150 | 676.3709 | 1750 | 442.0792 | 0 | 0 | 84.2917 | 0 | 0 | 150 | 676.3709 | 1750 | 465.3465 | 437.9415 | 0 | 0 | 0 | 0 | 0 | 903.288 | 1750 | 465.3465 | 437.9415 | 0 | 0 | 0 | 0 | 0 | 903.288 | 1750 | 465.3465 | 437.9415 | 0 | 0 | 0 | 0 | 0 | 903.288 | 1750 | 473.1023 | 875.8829 | 0 | 0 | 0 | 0 | 0 | 0 | 0 | 1348.9853 | 1750 | 473.1023 | 875.8829 | 0 | 17 | 0 | 0 | 0 | 0 | 0 | 1365.9853 | 1750 | 473.1023 | 875.8829 | 0 | 0 | 0 | 0 | 0 | 0 | 0 | 1348.9853
1753 | 80.0792 | 80.0792 | 80.0792 | 56.5346 | 58.2538 | 57.796 | 22.617 | 30.9825 | 25.5958 | 1753 | 907.251 | 907.251 | 907.251 | 1269.9745 | 1269.9745 | 1269.9745 | 1203.8523 | 1203.8523 | 1203.8523 | 1751 | 423.2673 | 0 | 0 | 51.5058 | 0 | 0 | 150 | 624.7731 |  | 1751 | 423.2673 | 0 | 0 | 51.5058 | 0 | 0 | 150 | 624.7731 | 1751 | 423.2673 | 0 | 0 | 51.5058 | 0 | 0 | 150 | 624.7731 | 1751 | 445.5446 | 483.3502 | 0 | 0 | 0 | 0 | 0 | 928.8947 | 1751 | 445.5446 | 483.3502 | 0 | 0 | 0 | 0 | 0 | 928.8947 | 1751 | 445.5446 | 483.3502 | 0 | 0 | 0 | 0 | 0 | 928.8947 | 1751 | 452.9703 | 966.7003 | 0 | 0 | 0 | 0 | 0 | 0 | 0 | 1419.6706 | 1751 | 452.9703 | 966.7003 | 0 | 17 | 0 | 0 | 0 | 0 | 0 | 1436.6706 | 1751 | 452.9703 | 966.7003 | 0 | 0 | 0 | 0 | 0 | 0 | 0 | 1419.6706
1754 | 79.8368 | 79.8368 | 79.8368 | 56.5346 | 58.2538 | 57.796 | 22.617 | 30.9825 | 25.5958 | 1754 | 900.5882 | 900.5882 | 900.5882 | 1111.1881 | 1444.3429 | 1444.3429 | 1195.0113 | 1195.0113 | 1195.0113 | 1752 | 451.4851 | 0 | 0 | 0 | 0 | 0 | 150 | 601.4851 |  | 1752 | 451.4851 | 0 | 0 | 0 | 0 | 0 | 150 | 601.4851 | 1752 | 451.4851 | 0 | 0 | 0 | 0 | 0 | 150 | 601.4851 | 1752 | 475.2475 | 512.6135 | 0 | 0 | 0 | 0 | 0 | 987.861 | 1752 | 475.2475 | 512.6135 | 0 | 0 | 0 | 0 | 0 | 987.861 | 1752 | 475.2475 | 512.6135 | 0 | 0 | 0 | 0 | 0 | 987.861 | 1752 | 483.1683 | 1025.227 | 0 | 0 | 0 | 0 | 0 | 0 | 0 | 1508.3954 | 1752 | 483.1683 | 1025.227 | 0 | 17 | 0 | 0 | 0 | 0 | 0 | 1525.3954 | 1752 | 483.1683 | 1025.227 | 0 | 0 | 0 | 0 | 0 | 0 | 0 | 1508.3954
1755 | 79.8368 | 79.8368 | 79.8368 | 58.7658 | 58.7658 | 58.7658 | 22.617 | 30.9825 | 25.5958 | 1755 | 916.1348 | 916.1348 | 916.1348 | 1074.6965 | 1074.6965 | 1074.6965 | 1215.6403 | 1215.6403 | 1270.0599 | 1753 | 573.7624 | 0 | 0 | 0 | 0 | 0 | 150 | 723.7624 |  | 1753 | 573.7624 | 0 | 0 | 0 | 0 | 0 | 150 | 723.7624 | 1753 | 573.7624 | 0 | 0 | 0 | 0 | 0 | 150 | 723.7624 | 1753 | 603.9604 | 550.9586 | 0 | 0 | 0 | 0 | 0 | 1154.919 | 1753 | 603.9604 | 550.9586 | 0 | 0 | 0 | 0 | 0 | 1154.919 | 1753 | 603.9604 | 550.9586 | 0 | 0 | 0 | 0 | 0 | 1154.919 | 1753 | 614.0264 | 1101.9173 | 0 | 0 | 0 | 0 | 0 | 0 | 0 | 1715.9437 | 1753 | 614.0264 | 1101.9173 | 0 | 17 | 0 | 0 | 0 | 0 | 0 | 1732.9437 | 1753 | 614.0264 | 1101.9173 | 0 | 0 | 0 | 0 | 0 | 0 | 0 | 1715.9437
1756 | 80.1183 | 80.1183 | 80.1183 | 67.9604 | 67.9604 | 67.9604 | 22.617 | 30.9825 | 25.5958 | 1756 | 957.222 | 957.222 | 957.222 | 1122.8951 | 1122.8951 | 1122.8951 | 1270.16 | 1270.16 | 1270.16 | 1754 | 724.2574 | 0 | 0 | 0 | 0 | 0 | 150 | 874.2574 |  | 1754 | 724.2574 | 0 | 0 | 0 | 0 | 0 | 150 | 874.2574 | 1754 | 724.2574 | 0 | 0 | 0 | 0 | 0 | 150 | 874.2574 | 1754 | 762.3762 | 578.2038 | 0 | 0 | 0 | 0 | 0 | 1340.5801 | 1754 | 762.3762 | 578.2038 | 0 | 0 | 0 | 0 | 0 | 1340.5801 | 1754 | 762.3762 | 578.2038 | 0 | 0 | 0 | 0 | 0 | 1340.5801 | 1754 | 775.0825 | 1156.4077 | 0 | 0 | 0 | 0 | 0 | 0 | 0 | 1931.4902 | 1754 | 775.0825 | 1156.4077 | 0 | 17 | 0 | 0 | 0 | 0 | 0 | 1948.4902 | 1754 | 775.0825 | 1156.4077 | 0 | 0 | 0 | 0 | 0 | 0 | 0 | 1931.4902
1757 | 90.7143 | 90.7143 | 90.7143 | 85.8147 | 85.9279 | 85.8147 | 30.8575 | 30.9825 | 30.9825 | 1757 | 1067.1582 | 1067.1582 | 1067.1582 | 1251.8586 | 1251.8586 | 1251.8586 | 1416.0368 | 1416.0368 | 1416.0368 | 1755 | 761.8812 | 0 | 0 | 0 | 0 | 0 | 150 | 911.8812 |  | 1755 | 761.8812 | 0 | 0 | 0 | 0 | 0 | 150 | 911.8812 | 1755 | 761.8812 | 0 | 0 | 0 | 0 | 0 | 150 | 911.8812 | 1755 | 801.9802 | 572.1493 | 0 | 0 | 0 | 0 | 0 | 1374.1295 | 1755 | 801.9802 | 572.1493 | 0 | 0 | 0 | 0 | 0 | 1374.1295 | 1755 | 801.9802 | 572.1493 | 0 | 0 | 0 | 0 | 0 | 1374.1295 | 1755 | 815.3465 | 1144.2987 | 0 | 0 | 0 | 0 | 0 | 0 | 0 | 1959.6452 | 1755 | 815.3465 | 1144.2987 | 0 | 17 | 0 | 0 | 0 | 0 | 0 | 1976.6452 | 1755 | 815.3465 | 1144.2987 | 0 | 0 | 0 | 0 | 0 | 0 | 0 | 1959.6452
1758 | 88.4318 | 88.4318 | 88.4318 | 85.8147 | 87.8372 | 89.2805 | 55.5769 | 55.5769 | 68.5751 | 1758 | 1199.3037 | 1199.3037 | 1199.3037 | 1406.8755 | 1406.8755 | 1406.8755 | 1591.3837 | 1591.3837 | 1591.3837 | 1756 | 846.5347 | 0 | 0 | 0 | 0 | 0 | 150 | 996.5347 |  | 1756 | 846.5347 | 0 | 0 | 0 | 0 | 0 | 150 | 996.5347 | 1756 | 846.5347 | 0 | 0 | 0 | 0 | 0 | 150 | 996.5347 | 1756 | 891.0891 | 561.0494 | 0 | 0 | 0 | 0 | 0 | 1452.1386 | 1756 | 891.0891 | 561.0494 | 0 | 0 | 0 | 0 | 0 | 1452.1386 | 1756 | 891.0891 | 561.0494 | 0 | 0 | 0 | 0 | 0 | 1452.1386 | 1756 | 905.9406 | 1122.0989 | 0 | 0 | 0 | 0 | 0 | 0 | 0 | 2028.0395 | 1756 | 905.9406 | 1122.0989 | 0 | 17 | 0 | 0 | 0 | 0 | 0 | 2045.0395 | 1756 | 905.9406 | 1122.0989 | 0 | 0 | 0 | 0 | 0 | 0 | 0 | 2028.0395
1759 | 86.0862 | 86.0862 | 86.0862 | 85.3627 | 85.3627 | 85.3627 | 33.1888 | 33.1855 | 33.1855 | 1759 | 1337.0015 | 1337.0015 | 1337.0015 | 1568.4056 | 1568.4056 | 1568.4056 | 1774.0982 | 1774.0982 | 1774.0982 | 1757 | 761.8812 | 0 | 0 | 82.36 | 0 | 0 | 150 | 994.2412 |  | 1757 | 761.8812 | 0 | 0 | 82.36 | 0 | 0 | 150 | 994.2412 | 1757 | 761.8812 | 0 | 0 | 82.36 | 0 | 0 | 150 | 994.2412 | 1757 | 801.9802 | 507.5681 | 0 | 0 | 0 | 0 | 0 | 1309.5483 | 1757 | 801.9802 | 507.5681 | 0 | 0 | 0 | 0 | 0 | 1309.5483 | 1757 | 801.9802 | 507.5681 | 0 | 0 | 0 | 0 | 0 | 1309.5483 | 1757 | 815.3465 | 1015.1362 | 0 | 0 | 0 | 0 | 0 | 0 | 0 | 1830.4828 | 1757 | 815.3465 | 1015.1362 | 0 | 17 | 0 | 0 | 0 | 0 | 0 | 1847.4828 | 1757 | 815.3465 | 1015.1362 | 0 | 0 | 0 | 0 | 0 | 0 | 0 | 1830.4828
1760 | 85.0878 | 85.0878 | 85.0878 | 56.5346 | 58.2538 | 57.796 | 31.4071 | 31.4031 | 31.4031 | 1760 | 1390.3039 | 1390.3039 | 1390.3039 | 1630.9334 | 1742.5813 | 1630.9334 | 1844.8263 | 1844.8263 | 1844.8263 | 1758 | 714.8515 | 0 | 15.2577 | 0 | 0 | 0 | 150 | 880.1092 |  | 1758 | 714.8515 | 0 | 15.2577 | 0 | 0 | 0 | 150 | 880.1092 | 1758 | 714.8515 | 0 | 15.2577 | 0 | 0 | 0 | 150 | 880.1092 | 1758 | 752.4752 | 441.9778 | 16.4948 | 0 | 0 | 0 | 0 | 1210.9479 | 1758 | 752.4752 | 441.9778 | 16.4948 | 0 | 0 | 0 | 0 | 1210.9479 | 1758 | 752.4752 | 441.9778 | 16.4948 | 0 | 0 | 0 | 0 | 1210.9479 | 1758 | 765.0165 | 883.9556 | 20.6186 | 0 | 0 | 0 | 0 | 0 | 0 | 1669.5907 | 1758 | 765.0165 | 883.9556 | 20.6186 | 17 | 0 | 0 | 0 | 0 | 0 | 1686.5907 | 1758 | 765.0165 | 883.9556 | 20.6186 | 0 | 0 | 0 | 0 | 0 | 0 | 1669.5907
1761 | 84.2244 | 84.2244 | 84.2244 | 56.5346 | 58.2538 | 57.796 | 30.9825 | 30.9825 | 30.9825 | 1761 | 1365.8736 | 1365.8736 | 1365.8736 | 1993.189 | 1855.8748 | 1822.0347 | 1812.4092 | 1812.4092 | 1812.4092 | 1759 | 677.2277 | 0 | 50.8591 | 0 | 0 | 0 | 150 | 878.0868 |  | 1759 | 677.2277 | 0 | 50.8591 | 0 | 0 | 0 | 150 | 878.0868 | 1759 | 677.2277 | 0 | 50.8591 | 0 | 0 | 0 | 150 | 878.0868 | 1759 | 712.8713 | 389.5055 | 54.9828 | 0 | 0 | 0 | 0 | 1157.3597 | 1759 | 712.8713 | 389.5055 | 54.9828 | 0 | 0 | 0 | 0 | 1157.3597 | 1759 | 712.8713 | 389.5055 | 54.9828 | 0 | 0 | 0 | 0 | 1157.3597 | 1759 | 724.7525 | 779.0111 | 68.7285 | 0 | 0 | 0 | 0 | 0 | 0 | 1572.4921 | 1759 | 724.7525 | 779.0111 | 68.7285 | 17 | 0 | 0 | 0 | 0 | 0 | 1589.4921 | 1759 | 724.7525 | 779.0111 | 68.7285 | 0 | 0 | 0 | 0 | 0 | 0 | 1572.4921
1762 | 78.7174 | 78.7174 | 78.7174 | 56.5346 | 58.2538 | 57.796 | 30.9825 | 30.9825 | 30.8575 | 1762 | 1375.4413 | 1375.4413 | 1375.4413 | 1580.1296 | 2044.3609 | 2044.3609 | 1787.3597 | 1787.3597 | 1787.3597 | 1760 | 761.8812 | 0 | 142.4055 | 0 | 0 | 0 | 150 | 1054.2867 |  | 1760 | 761.8812 | 0 | 142.4055 | 0 | 0 | 0 | 150 | 1054.2867 | 1760 | 761.8812 | 0 | 142.4055 | 0 | 0 | 0 | 150 | 1054.2867 | 1760 | 801.9802 | 350.1514 | 153.9519 | 0 | 0 | 0 | 0 | 1306.0835 | 1760 | 801.9802 | 350.1514 | 153.9519 | 0 | 0 | 0 | 0 | 1306.0835 | 1760 | 801.9802 | 350.1514 | 153.9519 | 0 | 0 | 0 | 0 | 1306.0835 | 1760 | 815.3465 | 700.3027 | 192.4399 | 0 | 0 | 0 | 0 | 0 | 0 | 1708.0891 | 1760 | 815.3465 | 700.3027 | 192.4399 | 17 | 0 | 0 | 0 | 0 | 0 | 1725.0891 | 1760 | 815.3465 | 700.3027 | 192.4399 | 0 | 0 | 0 | 0 | 0 | 0 | 1708.0891
1763 | 78.7174 | 78.7174 | 78.7174 | 56.5346 | 58.2538 | 57.796 | 30.9825 | 30.9825 | 30.9825 | 1763 | 1508.9315 | 1508.9315 | 1508.9315 | 1531.9311 | 1531.9311 | 1740.3655 | 1732.8401 | 1732.8401 | 1732.8401 | 1761 | 743.0693 | 0 | 284.811 | 0 | 0 | 0 | 150 | 1177.8803 |  | 1761 | 743.0693 | 0 | 284.811 | 0 | 0 | 0 | 150 | 1177.8803 | 1761 | 743.0693 | 0 | 284.811 | 0 | 0 | 0 | 150 | 1177.8803 | 1761 | 782.1782 | 344.0969 | 307.9038 | 0 | 0 | 0 | 0 | 1434.1789 | 1761 | 782.1782 | 344.0969 | 307.9038 | 0 | 0 | 0 | 0 | 1434.1789 | 1761 | 782.1782 | 344.0969 | 307.9038 | 0 | 0 | 0 | 0 | 1434.1789 | 1761 | 795.2145 | 688.1937 | 384.8797 | 0 | 0 | 0 | 0 | 0 | 0 | 1868.288 | 1761 | 795.2145 | 688.1937 | 384.8797 | 17 | 0 | 0 | 0 | 0 | 0 | 1885.288 | 1761 | 795.2145 | 688.1937 | 384.8797 | 0 | 0 | 0 | 0 | 0 | 0 | 1868.288
1764 | 78.7174 | 78.7174 | 78.7174 | 56.5346 | 58.2538 | 57.796 | 30.9825 | 30.9825 | 30.9825 | 1764 | 1477.6502 | 1477.6502 | 1477.6502 | 1650.5648 | 1544.9577 | 1544.9577 | 1747.5751 | 1747.5751 | 1747.5751 | 1762 | 761.8812 | 0 | 447.5601 | 0 | 0 | 0 | 150 | 1359.4413 |  | 1762 | 761.8812 | 0 | 447.5601 | 0 | 0 | 0 | 150 | 1359.4413 | 1762 | 761.8812 | 0 | 447.5601 | 0 | 0 | 0 | 150 | 1359.4413 | 1762 | 801.9802 | 361.2513 | 483.8488 | 0 | 0 | 0 | 0 | 1647.0803 | 1762 | 801.9802 | 361.2513 | 483.8488 | 0 | 0 | 0 | 0 | 1647.0803 | 1762 | 801.9802 | 361.2513 | 483.8488 | 0 | 0 | 0 | 0 | 1647.0803 | 1762 | 815.3465 | 722.5025 | 604.811 | 0 | 0 | 0 | 0 | 0 | 0 | 2142.6601 | 1762 | 815.3465 | 722.5025 | 604.811 | 17 | 0 | 0 | 0 | 0 | 0 | 2159.6601 | 1762 | 815.3465 | 722.5025 | 604.811 | 0 | 0 | 0 | 0 | 0 | 0 | 2142.6601
1765 | 84.9697 | 84.9697 | 84.9697 | 73.4703 | 73.4703 | 73.4703 | 30.9825 | 30.9825 | 30.9825 | 1765 | 1313.6817 | 1313.6817 | 1313.6817 | 1541.0497 | 1541.0497 | 1541.0497 | 1743.1546 | 1743.1546 | 1743.1546 | 1763 | 808.9109 | 0 | 534.0206 | 0 | 0 | 0 | 150 | 1492.9315 |  | 1763 | 808.9109 | 0 | 534.0206 | 0 | 0 | 0 | 150 | 1492.9315 | 1763 | 808.9109 | 0 | 534.0206 | 0 | 0 | 0 | 150 | 1492.9315 | 1763 | 851.4851 | 370.333 | 577.3196 | 0 | 0 | 0 | 0 | 1799.1377 | 1763 | 851.4851 | 370.333 | 577.3196 | 0 | 0 | 0 | 0 | 1799.1377 | 1763 | 851.4851 | 370.333 | 577.3196 | 0 | 0 | 0 | 0 | 1799.1377 | 1763 | 865.6766 | 740.666 | 721.6495 | 0 | 0 | 0 | 0 | 0 | 0 | 2327.992 | 1763 | 865.6766 | 740.666 | 721.6495 | 17 | 0 | 0 | 0 | 0 | 0 | 2344.992 | 1763 | 865.6766 | 740.666 | 721.6495 | 0 | 0 | 0 | 0 | 0 | 0 | 2327.992
1766 | 88.4318 | 88.4318 | 88.4318 | 93.8873 | 93.8773 | 93.8873 | 90.7143 | 90.7143 | 90.7143 | 1766 | 1323.6759 | 1323.6759 | 1323.6759 | 1552.7737 | 1552.7737 | 1552.7737 | 1756.4161 | 1756.4161 | 1756.4161 | 1764 | 818.3168 | 0 | 493.3333 | 0 | 0 | 0 | 150 | 1461.6502 |  | 1764 | 818.3168 | 0 | 493.3333 | 0 | 0 | 0 | 150 | 1461.6502 | 1764 | 818.3168 | 0 | 493.3333 | 0 | 0 | 0 | 150 | 1461.6502 | 1764 | 861.3861 | 358.224 | 533.3333 | 0 | 0 | 0 | 0 | 1752.9435 | 1764 | 861.3861 | 358.224 | 533.3333 | 0 | 0 | 0 | 0 | 1752.9435 | 1764 | 861.3861 | 358.224 | 533.3333 | 0 | 0 | 0 | 0 | 1752.9435 | 1764 | 875.7426 | 716.448 | 666.6667 | 0 | 0 | 0 | 0 | 0 | 0 | 2258.8573 | 1764 | 875.7426 | 716.448 | 666.6667 | 17 | 0 | 0 | 0 | 0 | 0 | 2275.8573 | 1764 | 875.7426 | 716.448 | 666.6667 | 0 | 0 | 0 | 0 | 0 | 0 | 2258.8573
1767 | 99.3081 | 99.3081 | 99.3081 | 93.8873 | 93.8773 | 93.8873 | 95.2975 | 95.2975 | 95.2975 | 1767 | 1285.9201 | 1285.9201 | 1285.9201 | 1508.4831 | 1508.4831 | 1508.4831 | 1706.317 | 1706.317 | 1706.317 | 1765 | 733.6634 | 0 | 376.3574 | 0 | 0 | 0 | 150 | 1260.0208 |  | 1765 | 733.6634 | 0 | 376.3574 | 0 | 0 | 0 | 150 | 1260.0208 | 1765 | 733.6634 | 0 | 376.3574 | 0 | 0 | 0 | 150 | 1260.0208 | 1765 | 772.2772 | 317.8607 | 406.8729 | 0 | 0 | 0 | 0 | 1497.0108 | 1765 | 772.2772 | 317.8607 | 406.8729 | 0 | 0 | 0 | 0 | 1497.0108 | 1765 | 772.2772 | 317.8607 | 406.8729 | 0 | 0 | 0 | 0 | 1497.0108 | 1765 | 785.1485 | 635.7215 | 508.5911 | 0 | 0 | 0 | 0 | 0 | 0 | 1929.4611 | 1765 | 785.1485 | 635.7215 | 508.5911 | 17 | 0 | 0 | 0 | 0 | 0 | 1946.4611 | 1765 | 785.1485 | 635.7215 | 508.5911 | 0 | 0 | 0 | 0 | 0 | 0 | 1929.4611
1768 | 100.4354 | 100.4354 | 100.4354 | 105.4039 | 105.4039 | 105.4039 | 98.8111 | 99.2213 | 101.3401 | 1768 | 1280.3677 | 1280.3677 | 1280.3677 | 1501.9698 | 1501.9698 | 1501.9698 | 1698.9495 | 1698.9495 | 1698.9495 | 1766 | 649.0099 | 0 | 284.811 | 0 | 0 | 0 | 150 | 1083.8209 |  | 1766 | 649.0099 | 0 | 284.811 | 0 | 0 | 0 | 150 | 1083.8209 | 1766 | 649.0099 | 0 | 284.811 | 0 | 0 | 0 | 150 | 1083.8209 | 1766 | 683.1683 | 254.2886 | 307.9038 | 150 | 0 | 0 | 0 | 1395.3607 | 1766 | 683.1683 | 254.2886 | 307.9038 | 150 | 0 | 0 | 0 | 1395.3607 | 1766 | 683.1683 | 254.2886 | 307.9038 | 150 | 0 | 0 | 0 | 1395.3607 | 1766 | 694.5545 | 508.5772 | 384.8797 | 87.5831 | 0 | 0 | 0 | 0 | 0 | 1675.5945 | 1766 | 694.5545 | 508.5772 | 384.8797 | 66 | 0 | 0 | 0 | 0 | 0 | 1654.0114 | 1766 | 694.5545 | 508.5772 | 384.8797 | 87.5831 | 0 | 0 | 0 | 0 | 0 | 1675.5945
1769 | 107.725 | 105.4824 | 105.4824 | 105.6312 | 105.4039 | 105.4039 | 106.1533 | 105.9511 | 105.9511 | 1769 | 1307.0189 | 1307.0189 | 1307.0189 | 1533.2337 | 1533.2337 | 1533.2337 | 1734.3136 | 1734.3136 | 1734.3136 | 1767 | 573.7624 | 0 | 178.0069 | 150 | 0 | 0 | 588.9225 | 1490.6917 |  | 1767 | 573.7624 | 0 | 178.0069 | 150 | 0 | 0 | 588.9225 | 1490.6917 | 1767 | 573.7624 | 0 | 178.0069 | 150 | 0 | 0 | 588.9225 | 1490.6917 | 1767 | 603.9604 | 191.7255 | 192.4399 | 150 | 0 | 0 | 0 | 1138.1258 | 1767 | 603.9604 | 191.7255 | 192.4399 | 150 | 0 | 0 | 0 | 1138.1258 | 1767 | 603.9604 | 191.7255 | 192.4399 | 150 | 0 | 0 | 0 | 1138.1258 | 1767 | 614.0264 | 383.4511 | 240.5498 | 150 | 0 | 0 | 0 | 0 | 0 | 1388.0273 | 1767 | 614.0264 | 383.4511 | 240.5498 | 66 | 0 | 0 | 0 | 0 | 0 | 1304.0273 | 1767 | 614.0264 | 383.4511 | 240.5498 | 150 | 0 | 0 | 0 | 0 | 0 | 1388.0273
1770 | 109.2761 | 107.054 | 108.6725 | 106.4298 | 105.6312 | 107.1092 | 108.4275 | 108.4275 | 108.4891 | 1770 | 1332.5596 | 1332.5596 | 1332.5596 | 1563.195 | 1563.195 | 1563.195 | 1768.2041 | 1768.2041 | 1768.2041 | 1768 | 507.9208 | 0 | 55.945 | 150 | 0 | 0 | 750 | 1463.8658 |  | 1768 | 507.9208 | 0 | 55.945 | 150 | 0 | 0 | 750 | 1463.8658 | 1768 | 507.9208 | 0 | 55.945 | 150 | 0 | 0 | 750 | 1463.8658 | 1768 | 534.6535 | 151.3623 | 60.4811 | 150 | 0 | 0 | 150 | 1046.4968 | 1768 | 534.6535 | 151.3623 | 60.4811 | 150 | 0 | 0 | 150 | 1046.4968 | 1768 | 534.6535 | 151.3623 | 60.4811 | 150 | 0 | 0 | 150 | 1046.4968 | 1768 | 543.5644 | 302.7245 | 75.6014 | 150 | 0 | 0 | 0 | 0 | 0 | 1071.8903 | 1768 | 543.5644 | 302.7245 | 75.6014 | 66 | 0 | 0 | 0 | 0 | 0 | 987.8903 | 1768 | 543.5644 | 302.7245 | 75.6014 | 150 | 0 | 0 | 0 | 0 | 0 | 1071.8903
1771 | 109.2761 | 107.054 | 108.6725 | 106.4298 | 105.6312 | 107.1092 | 108.4275 | 108.4275 | 108.4891 | 1771 | 1295.9143 | 1295.9143 | 1295.9143 | 1520.2071 | 1520.2071 | 1520.2071 | 1719.5785 | 1719.5785 | 1719.5785 | 1769 | 385.6436 | 0 | 5.0859 | 150 | 0 | 0 | 750 | 1290.7295 |  | 1769 | 385.6436 | 0 | 5.0859 | 150 | 0 | 0 | 750 | 1290.7295 | 1769 | 385.6436 | 0 | 5.0859 | 150 | 0 | 0 | 750 | 1290.7295 | 1769 | 405.9406 | 120.0807 | 5.4983 | 150 | 0 | 0 | 150 | 831.5196 | 1769 | 405.9406 | 120.0807 | 5.4983 | 150 | 0 | 0 | 150 | 831.5196 | 1769 | 405.9406 | 120.0807 | 5.4983 | 150 | 0 | 0 | 150 | 831.5196 | 1769 | 412.7063 | 240.1615 | 6.8729 | 150 | 0 | 0 | 108.4297 | 0 | 0 | 918.1703 | 1769 | 412.7063 | 240.1615 | 6.8729 | 66 | 0 | 0 | 0 | 0 | 0 | 725.7406 | 1769 | 412.7063 | 240.1615 | 6.8729 | 150 | 0 | 0 | 0 | 0 | 0 | 809.7406
1772 | 109.2761 | 107.054 | 107.054 | 106.4298 | 105.6312 | 106.4298 | 108.4275 | 108.4275 | 108.4275 | 1772 | 1244.8328 | 1244.8328 | 1244.8328 | 1460.2846 | 1460.2846 | 1460.2846 | 1651.7974 | 1651.7974 | 1651.7974 | 1770 | 319.802 | 0 | 0 | 150 | 0 | 0 | 750 | 1219.802 |  | 1770 | 319.802 | 0 | 0 | 150 | 0 | 0 | 750 | 1219.802 | 1770 | 319.802 | 0 | 0 | 150 | 0 | 0 | 750 | 1219.802 | 1770 | 336.6337 | 92.8355 | 0 | 150 | 0 | 0 | 150 | 729.4692 | 1770 | 336.6337 | 92.8355 | 0 | 150 | 0 | 0 | 150 | 729.4692 | 1770 | 336.6337 | 92.8355 | 0 | 150 | 0 | 0 | 397.7886 | 977.2578 | 1770 | 342.2442 | 185.671 | 0 | 150 | 0 | 0 | 150 | 0 | 0 | 827.9153 | 1770 | 342.2442 | 185.671 | 0 | 66 | 0 | 0 | 150 | 0 | 0 | 743.9153 | 1770 | 342.2442 | 185.671 | 0 | 150 | 0 | 0 | 150 | 0 | 0 | 827.9153
1773 | 107.725 | 105.4824 | 105.4824 | 105.6312 | 105.4039 | 105.4039 | 108.4275 | 106.1533 | 106.1533 | 1773 | 1165.9897 | 1165.9897 | 1165.9897 | 1367.7956 | 1367.7956 | 1367.7956 | 1547.1786 | 1547.1786 | 1547.1786 | 1771 | 300.9901 | 0 | 0 | 150 | 0 | 0 | 750 | 1200.9901 |  | 1771 | 300.9901 | 0 | 0 | 150 | 0 | 0 | 750 | 1200.9901 | 1771 | 300.9901 | 0 | 0 | 150 | 0 | 0 | 750 | 1200.9901 | 1771 | 316.8317 | 74.672 | 0 | 150 | 0 | 0 | 297.1225 | 838.6262 | 1771 | 316.8317 | 74.672 | 0 | 150 | 0 | 0 | 150 | 691.5037 | 1771 | 316.8317 | 74.672 | 0 | 150 | 0 | 0 | 432.4464 | 973.9501 | 1771 | 322.1122 | 149.3441 | 0 | 150 | 0 | 0 | 150 | 0 | 0 | 771.4563 | 1771 | 322.1122 | 149.3441 | 0 | 66 | 0 | 0 | 150 | 0 | 0 | 687.4563 | 1771 | 322.1122 | 149.3441 | 0 | 150 | 0 | 0 | 150 | 0 | 0 | 771.4563
1774 | 101.5155 | 101.5155 | 101.5155 | 105.4039 | 105.4039 | 105.4039 | 106.1533 | 101.2867 | 101.3401 | 1774 | 1082.7047 | 1082.7047 | 1082.7047 | 1270.0959 | 1270.0959 | 1270.0959 | 1436.6659 | 1436.6659 | 1436.6659 | 1772 | 225.7426 | 0 | 0 | 150 | 0 | 0 | 750 | 1125.7426 |  | 1772 | 225.7426 | 0 | 0 | 150 | 0 | 0 | 750 | 1125.7426 | 1772 | 225.7426 | 0 | 0 | 150 | 0 | 0 | 750 | 1125.7426 | 1772 | 237.6238 | 64.5812 | 0 | 150 | 0 | 0 | 300 | 752.205 | 1772 | 237.6238 | 64.5812 | 0 | 150 | 0 | 0 | 150 | 602.205 | 1772 | 237.6238 | 64.5812 | 0 | 150 | 0 | 0 | 168.9237 | 621.1287 | 1772 | 241.5842 | 129.1625 | 0 | 150 | 0 | 0 | 150 | 0 | 0 | 670.7466 | 1772 | 241.5842 | 129.1625 | 0 | 66 | 0 | 0 | 150 | 0 | 0 | 586.7466 | 1772 | 241.5842 | 129.1625 | 0 | 150 | 0 | 0 | 150 | 0 | 0 | 670.7466
1775 | 100 | 100 | 100 | 105.4039 | 105.4039 | 105.4039 | 98.7815 | 97.2667 | 97.2667 | 1775 | 1028.2919 | 1028.2919 | 1028.2919 | 1206.2655 | 1206.2655 | 1206.2655 | 1364.4642 | 1364.4642 | 1364.4642 | 1773 | 225.7426 | 0 | 0 | 150 | 0 | 0 | 750 | 1125.7426 |  | 1773 | 225.7426 | 0 | 0 | 150 | 0 | 0 | 750 | 1125.7426 | 1773 | 225.7426 | 0 | 0 | 150 | 0 | 0 | 750 | 1125.7426 | 1773 | 237.6238 | 56.5086 | 0 | 150 | 0 | 0 | 150 | 594.1323 | 1773 | 237.6238 | 56.5086 | 0 | 150 | 0 | 0 | 150 | 594.1323 | 1773 | 237.6238 | 56.5086 | 0 | 150 | 0 | 0 | 150 | 594.1323 | 1773 | 241.5842 | 113.0172 | 0 | 150 | 0 | 0 | 150 | 0 | 0 | 654.6013 | 1773 | 241.5842 | 113.0172 | 0 | 66 | 0 | 0 | 140.946 | 0 | 0 | 561.5473 | 1773 | 241.5842 | 113.0172 | 0 | 150 | 0 | 0 | 140.946 | 0 | 0 | 645.5473
1776 | 100 | 100 | 100 | 105.4039 | 105.4039 | 105.4039 | 96.8635 | 96.8635 | 96.8635 | 1776 | 1001.6407 | 1001.6407 | 1001.6407 | 1175.0016 | 1175.0016 | 1175.0016 | 1329.1001 | 1329.1001 | 1329.1001 | 1774 | 178.7129 | 0 | 0 | 150 | 0 | 0 | 750 | 1078.7129 |  | 1774 | 178.7129 | 0 | 0 | 150 | 0 | 0 | 750 | 1078.7129 | 1774 | 178.7129 | 0 | 0 | 150 | 0 | 0 | 750 | 1078.7129 | 1774 | 188.1188 | 47.4268 | 0 | 150 | 0 | 0 | 150 | 535.5457 | 1774 | 188.1188 | 47.4268 | 0 | 150 | 0 | 0 | 150 | 535.5457 | 1774 | 188.1188 | 47.4268 | 0 | 150 | 0 | 0 | 150 | 535.5457 | 1774 | 191.2541 | 94.8537 | 0 | 150 | 0 | 0 | 107.1259 | 0 | 0 | 543.2337 | 1774 | 191.2541 | 94.8537 | 0 | 66 | 0 | 0 | 0 | 0 | 0 | 352.1078 | 1774 | 191.2541 | 94.8537 | 0 | 150 | 0 | 0 | 0 | 0 | 0 | 436.1078
1777 | 100 | 100 | 100 | 105.4039 | 105.4039 | 105.4039 | 96.4688 | 96.4688 | 96.4688 | 1777 | 986.0941 | 986.0941 | 986.0941 | 1156.7643 | 1156.7643 | 1156.7643 | 1308.4711 | 1308.4711 | 1308.4711 | 1775 | 159.901 | 0 | 0 | 150 | 0 | 0 | 750 | 1059.901 |  | 1775 | 159.901 | 0 | 0 | 150 | 0 | 0 | 750 | 1059.901 | 1775 | 159.901 | 0 | 0 | 150 | 0 | 0 | 750 | 1059.901 | 1775 | 168.3168 | 38.3451 | 0 | 150 | 0 | 0 | 150 | 506.6619 | 1775 | 168.3168 | 38.3451 | 0 | 150 | 0 | 0 | 150 | 506.6619 | 1775 | 168.3168 | 38.3451 | 0 | 150 | 0 | 0 | 150 | 506.6619 | 1775 | 171.1221 | 76.6902 | 0 | 150 | 0 | 0 | 0 | 0 | 0 | 397.8123 | 1775 | 171.1221 | 76.6902 | 0 | 66 | 0 | 0 | 0 | 0 | 0 | 313.8123 | 1775 | 171.1221 | 76.6902 | 0 | 150 | 0 | 0 | 0 | 0 | 0 | 397.8123
1778 | 100 | 100 | 100 | 105.4039 | 105.4039 | 105.4039 | 95.7551 | 95.7551 | 95.7551 | 1778 | 981.6523 | 981.6523 | 981.6523 | 1151.5536 | 1151.5536 | 1151.5536 | 1302.5771 | 1302.5771 | 1302.5771 | 1776 | 141.0891 | 0 | 0 | 150 | 0 | 0 | 750 | 1041.0891 |  | 1776 | 141.0891 | 0 | 0 | 150 | 0 | 0 | 750 | 1041.0891 | 1776 | 141.0891 | 0 | 0 | 150 | 0 | 0 | 750 | 1041.0891 | 1776 | 148.5149 | 29.2634 | 0 | 150 | 0 | 0 | 150 | 477.7782 | 1776 | 148.5149 | 29.2634 | 0 | 150 | 0 | 0 | 150 | 477.7782 | 1776 | 148.5149 | 29.2634 | 0 | 150 | 0 | 0 | 150 | 477.7782 | 1776 | 150.9901 | 58.5267 | 0 | 150 | 0 | 0 | 0 | 0 | 0 | 359.5168 | 1776 | 150.9901 | 58.5267 | 0 | 66 | 0 | 0 | 0 | 0 | 0 | 275.5168 | 1776 | 150.9901 | 58.5267 | 0 | 150 | 0 | 0 | 0 | 0 | 0 | 359.5168
1779 | 100 | 100 | 100 | 105.4039 | 105.4039 | 105.4039 | 96.4688 | 96.4688 | 96.4688 | 1779 | 979.4313 | 979.4313 | 979.4313 | 1148.9483 | 1148.9483 | 1148.9483 | 1299.63 | 1299.63 | 1299.63 | 1777 | 150.495 | 0 | 0 | 150 | 0 | 0 | 750 | 1050.495 |  | 1777 | 150.495 | 0 | 0 | 150 | 0 | 0 | 750 | 1050.495 | 1777 | 150.495 | 0 | 0 | 150 | 0 | 0 | 750 | 1050.495 | 1777 | 158.4158 | 22.1998 | 0 | 150 | 0 | 0 | 150 | 480.6156 | 1777 | 158.4158 | 22.1998 | 0 | 150 | 0 | 0 | 150 | 480.6156 | 1777 | 158.4158 | 22.1998 | 0 | 150 | 0 | 0 | 150 | 480.6156 | 1777 | 161.0561 | 44.3996 | 0 | 150 | 0 | 0 | 0 | 0 | 0 | 355.4557 | 1777 | 161.0561 | 44.3996 | 0 | 66 | 0 | 0 | 0 | 0 | 0 | 271.4557 | 1777 | 161.0561 | 44.3996 | 0 | 150 | 0 | 0 | 0 | 0 | 0 | 355.4557
1780 | 100 | 100 | 100 | 105.4039 | 105.4039 | 105.4039 | 96.8635 | 96.8635 | 96.8635 | 1780 | 1020.5186 | 1020.5186 | 1020.5186 | 1197.1468 | 1197.1468 | 1197.1468 | 1354.1497 | 1354.1497 | 1354.1497 | 1778 | 122.2772 | 0 | 0 | 150 | 0 | 0 | 750 | 1022.2772 |  | 1778 | 122.2772 | 0 | 0 | 150 | 0 | 0 | 750 | 1022.2772 | 1778 | 122.2772 | 0 | 0 | 150 | 0 | 0 | 750 | 1022.2772 | 1778 | 128.7129 | 17.1544 | 0 | 150 | 0 | 0 | 150 | 445.8673 | 1778 | 128.7129 | 17.1544 | 0 | 150 | 0 | 0 | 150 | 445.8673 | 1778 | 128.7129 | 17.1544 | 0 | 150 | 0 | 0 | 150 | 445.8673 | 1778 | 130.8581 | 34.3088 | 0 | 150 | 0 | 0 | 0 | 0 | 0 | 315.1669 | 1778 | 130.8581 | 34.3088 | 0 | 66 | 0 | 0 | 0 | 0 | 0 | 231.1669 | 1778 | 130.8581 | 34.3088 | 0 | 150 | 0 | 0 | 0 | 0 | 0 | 315.1669
1781 | 107.725 | 105.4824 | 105.4824 | 105.4039 | 105.4039 | 105.4039 | 97.2667 | 97.2667 | 97.2667 | 1781 | 1100.4722 | 1100.4722 | 1100.4722 | 1290.9385 | 1290.9385 | 1290.9385 | 1460.2419 | 1460.2419 | 1460.2419 | 1779 | 131.6832 | 0 | 0 | 150 | 0 | 0 | 750 | 1031.6832 |  | 1779 | 131.6832 | 0 | 0 | 150 | 0 | 0 | 750 | 1031.6832 | 1779 | 131.6832 | 0 | 0 | 150 | 0 | 0 | 750 | 1031.6832 | 1779 | 138.6139 | 13.1181 | 0 | 150 | 0 | 0 | 150 | 451.7319 | 1779 | 138.6139 | 13.1181 | 0 | 150 | 0 | 0 | 150 | 451.7319 | 1779 | 138.6139 | 13.1181 | 0 | 150 | 0 | 0 | 150 | 451.7319 | 1779 | 140.9241 | 26.2361 | 0 | 150 | 0 | 0 | 0 | 0 | 0 | 317.1602 | 1779 | 140.9241 | 26.2361 | 0 | 66 | 0 | 0 | 0 | 0 | 0 | 233.1602 | 1779 | 140.9241 | 26.2361 | 0 | 150 | 0 | 0 | 0 | 0 | 0 | 317.1602
1782 | 107.725 | 105.4824 | 105.4824 | 105.4039 | 105.4039 | 105.4039 | 104.0282 | 101.2867 | 101.3401 | 1782 | 1220.4025 | 1220.4025 | 1220.4025 | 1431.6261 | 1431.6261 | 1431.6261 | 1619.3803 | 1619.3803 | 1619.3803 | 1780 | 112.8713 | 0 | 0 | 150 | 0 | 0 | 750 | 1012.8713 |  | 1780 | 112.8713 | 0 | 0 | 150 | 0 | 0 | 750 | 1012.8713 | 1780 | 112.8713 | 0 | 0 | 150 | 0 | 0 | 750 | 1012.8713 | 1780 | 118.8119 | 12.109 | 0 | 150 | 0 | 0 | 150 | 430.9209 | 1780 | 118.8119 | 12.109 | 0 | 150 | 0 | 0 | 150 | 430.9209 | 1780 | 118.8119 | 12.109 | 0 | 150 | 0 | 0 | 150 | 430.9209 | 1780 | 120.7921 | 24.218 | 0 | 150 | 0 | 0 | 0 | 0 | 0 | 295.01 | 1780 | 120.7921 | 24.218 | 0 | 66 | 0 | 0 | 0 | 0 | 0 | 211.01 | 1780 | 120.7921 | 24.218 | 0 | 150 | 0 | 0 | 0 | 0 | 0 | 295.01
1783 | 107.725 | 105.4824 | 105.4824 | 105.4039 | 105.4039 | 105.4039 | 101.7462 | 101.2867 | 101.3401 | 1783 | 1350.3271 | 1350.3271 | 1350.3271 | 1584.0376 | 1584.0376 | 1584.0376 | 1791.7802 | 1791.7802 | 1791.7802 | 1781 | 94.0594 | 0 | 5.0859 | 150 | 0 | 0 | 750 | 999.1453 |  | 1781 | 94.0594 | 0 | 5.0859 | 150 | 0 | 0 | 750 | 999.1453 | 1781 | 94.0594 | 0 | 5.0859 | 150 | 0 | 0 | 750 | 999.1453 | 1781 | 99.0099 | 13.1181 | 5.4983 | 150 | 0 | 0 | 150 | 417.6262 | 1781 | 99.0099 | 13.1181 | 5.4983 | 150 | 0 | 0 | 150 | 417.6262 | 1781 | 99.0099 | 13.1181 | 5.4983 | 150 | 0 | 0 | 150 | 417.6262 | 1781 | 100.6601 | 26.2361 | 6.8729 | 150 | 0 | 0 | 0 | 0 | 0 | 283.769 | 1781 | 100.6601 | 26.2361 | 6.8729 | 66 | 0 | 0 | 0 | 0 | 0 | 199.769 | 1781 | 100.6601 | 26.2361 | 6.8729 | 150 | 0 | 0 | 0 | 0 | 0 | 283.769
1784 | 107.725 | 105.4824 | 105.4824 | 105.4039 | 105.4039 | 105.4039 | 102.5053 | 101.2867 | 101.3401 | 1784 | 1403.6295 | 1403.6295 | 1403.6295 | 1646.5654 | 1646.5654 | 1646.5654 | 1862.5084 | 1862.5084 | 1862.5084 | 1782 | 94.0594 | 0 | 30.5155 | 150 | 0 | 0 | 750 | 1024.5749 |  | 1782 | 94.0594 | 0 | 30.5155 | 150 | 0 | 0 | 750 | 1024.5749 | 1782 | 94.0594 | 0 | 30.5155 | 150 | 0 | 0 | 750 | 1024.5749 | 1782 | 99.0099 | 14.1271 | 32.9897 | 150 | 0 | 0 | 150 | 446.1267 | 1782 | 99.0099 | 14.1271 | 32.9897 | 150 | 0 | 0 | 150 | 446.1267 | 1782 | 99.0099 | 14.1271 | 32.9897 | 150 | 0 | 0 | 150 | 446.1267 | 1782 | 100.6601 | 28.2543 | 41.2371 | 150 | 0 | 0 | 0 | 0 | 0 | 320.1515 | 1782 | 100.6601 | 28.2543 | 41.2371 | 66 | 0 | 0 | 0 | 0 | 0 | 236.1515 | 1782 | 100.6601 | 28.2543 | 41.2371 | 150 | 0 | 0 | 0 | 0 | 0 | 320.1515
1785 | 99.4244 | 99.4244 | 99.4244 | 105.4039 | 105.4039 | 105.4039 | 95.7551 | 95.7551 | 95.7551 | 1785 | 1389.1934 | 1389.1934 | 1389.1934 | 1629.6308 | 1629.6308 | 1629.6308 | 1843.3528 | 1843.3528 | 1843.3528 | 1783 | 75.2475 | 0 | 81.3746 | 150 | 0 | 0 | 750 | 1056.6221 |  | 1783 | 75.2475 | 0 | 81.3746 | 150 | 0 | 0 | 750 | 1056.6221 | 1783 | 75.2475 | 0 | 81.3746 | 150 | 0 | 0 | 750 | 1056.6221 | 1783 | 79.2079 | 15.1362 | 87.9725 | 150 | 0 | 0 | 150 | 482.3167 | 1783 | 79.2079 | 15.1362 | 87.9725 | 150 | 0 | 0 | 150 | 482.3167 | 1783 | 79.2079 | 15.1362 | 87.9725 | 150 | 0 | 0 | 150 | 482.3167 | 1783 | 80.5281 | 30.2725 | 109.9656 | 150 | 0 | 0 | 0 | 0 | 0 | 370.7661 | 1783 | 80.5281 | 30.2725 | 109.9656 | 66 | 0 | 0 | 0 | 0 | 0 | 286.7661 | 1783 | 80.5281 | 30.2725 | 109.9656 | 150 | 0 | 0 | 0 | 0 | 0 | 370.7661
1786 | 87.5977 | 87.5977 | 87.5977 | 93.8873 | 93.8773 | 93.8873 | 94.6016 | 94.6016 | 94.6016 | 1786 | 1384.7516 | 1384.7516 | 1384.7516 | 1624.4201 | 1624.4201 | 1624.4201 | 1837.4588 | 1837.4588 | 1837.4588 | 1784 | 84.6535 | 0 | 147.4914 | 150 | 0 | 0 | 750 | 1132.1449 |  | 1784 | 84.6535 | 0 | 147.4914 | 150 | 0 | 0 | 750 | 1132.1449 | 1784 | 84.6535 | 0 | 147.4914 | 150 | 0 | 0 | 750 | 1132.1449 | 1784 | 89.1089 | 18.1635 | 159.4502 | 150 | 0 | 0 | 150 | 566.7226 | 1784 | 89.1089 | 18.1635 | 159.4502 | 150 | 0 | 0 | 150 | 566.7226 | 1784 | 89.1089 | 18.1635 | 159.4502 | 150 | 0 | 0 | 150 | 566.7226 | 1784 | 90.5941 | 36.3269 | 199.3127 | 150 | 0 | 0 | 0 | 0 | 0 | 476.2337 | 1784 | 90.5941 | 36.3269 | 199.3127 | 66 | 0 | 0 | 0 | 0 | 0 | 392.2337 | 1784 | 90.5941 | 36.3269 | 199.3127 | 150 | 0 | 0 | 0 | 0 | 0 | 476.2337
1787 | 87.1946 | 87.1946 | 87.1946 | 93.8873 | 93.8773 | 93.8873 | 94.2224 | 94.2224 | 94.2224 | 1787 | 1346.9957 | 1346.9957 | 1346.9957 | 1580.1296 | 1580.1296 | 1580.1296 | 1787.3597 | 1787.3597 | 1787.3597 | 1785 | 103.4653 | 0 | 223.7801 | 150 | 0 | 0 | 602.6353 | 1079.8807 |  | 1785 | 103.4653 | 0 | 223.7801 | 150 | 0 | 0 | 602.6353 | 1079.8807 | 1785 | 103.4653 | 0 | 223.7801 | 150 | 0 | 0 | 602.6353 | 1079.8807 | 1785 | 108.9109 | 22.1998 | 241.9244 | 150 | 0 | 0 | 150 | 673.0351 | 1785 | 108.9109 | 22.1998 | 241.9244 | 150 | 0 | 0 | 150 | 673.0351 | 1785 | 108.9109 | 22.1998 | 241.9244 | 150 | 0 | 0 | 150 | 673.0351 | 1785 | 110.7261 | 44.3996 | 302.4055 | 150 | 0 | 0 | 0 | 0 | 0 | 607.5312 | 1785 | 110.7261 | 44.3996 | 302.4055 | 66 | 0 | 0 | 0 | 0 | 0 | 523.5312 | 1785 | 110.7261 | 44.3996 | 302.4055 | 150 | 0 | 0 | 0 | 0 | 0 | 607.5312
1788 | 87.242 | 87.242 | 87.242 | 93.8873 | 93.8773 | 93.8873 | 94.4396 | 94.4396 | 94.4396 | 1788 | 1324.7864 | 1324.7864 | 1324.7864 | 1554.0763 | 1554.0763 | 1554.0763 | 1757.8896 | 1757.8896 | 1757.8896 | 1786 | 122.2772 | 0 | 315.3265 | 0 | 0 | 0 | 150 | 587.6037 |  | 1786 | 122.2772 | 0 | 315.3265 | 0 | 0 | 0 | 150 | 587.6037 | 1786 | 122.2772 | 0 | 315.3265 | 0 | 0 | 0 | 150 | 587.6037 | 1786 | 128.7129 | 30.2725 | 340.8935 | 150 | 0 | 0 | 0 | 649.8788 | 1786 | 128.7129 | 30.2725 | 340.8935 | 150 | 0 | 0 | 0 | 649.8788 | 1786 | 128.7129 | 30.2725 | 340.8935 | 150 | 0 | 0 | 0 | 649.8788 | 1786 | 130.8581 | 60.5449 | 426.1168 | 150 | 0 | 0 | 0 | 0 | 0 | 767.5198 | 1786 | 130.8581 | 60.5449 | 426.1168 | 66 | 0 | 0 | 0 | 0 | 0 | 683.5198 | 1786 | 130.8581 | 60.5449 | 426.1168 | 150 | 0 | 0 | 0 | 0 | 0 | 767.5198
1789 | 87.242 | 87.242 | 87.242 | 93.8873 | 93.8773 | 93.8873 | 94.6016 | 94.6016 | 94.6016 | 1789 | 1289.2515 | 1289.2515 | 1289.2515 | 1512.3911 | 1512.3911 | 1512.3911 | 1710.7375 | 1710.7375 | 1710.7375 | 1787 | 150.495 | 0 | 396.701 | 0 | 0 | 0 | 150 | 697.1961 |  | 1787 | 150.495 | 0 | 396.701 | 0 | 0 | 0 | 150 | 697.1961 | 1787 | 150.495 | 0 | 396.701 | 0 | 0 | 0 | 150 | 697.1961 | 1787 | 158.4158 | 38.3451 | 428.866 | 150 | 0 | 0 | 0 | 775.6269 | 1787 | 158.4158 | 38.3451 | 428.866 | 150 | 0 | 0 | 0 | 775.6269 | 1787 | 158.4158 | 38.3451 | 428.866 | 150 | 0 | 0 | 0 | 775.6269 | 1787 | 161.0561 | 76.6902 | 536.0825 | 150 | 0 | 0 | 0 | 0 | 0 | 923.8288 | 1787 | 161.0561 | 76.6902 | 536.0825 | 66 | 0 | 0 | 0 | 0 | 0 | 839.8288 | 1787 | 161.0561 | 76.6902 | 536.0825 | 150 | 0 | 0 | 0 | 0 | 0 | 923.8288
1790 | 87.1912 | 87.1912 | 87.1912 | 93.8399 | 93.8399 | 93.8399 | 92.3854 | 92.3854 | 92.3854 | 1790 | 1273.7049 | 1273.7049 | 1273.7049 | 1494.1539 | 1494.1539 | 1494.1539 | 1690.1085 | 1690.1085 | 1690.1085 | 1788 | 188.1188 | 0 | 457.732 | 0 | 0 | 0 | 150 | 795.8508 |  | 1788 | 188.1188 | 0 | 457.732 | 0 | 0 | 0 | 150 | 795.8508 | 1788 | 188.1188 | 0 | 457.732 | 0 | 0 | 0 | 150 | 795.8508 | 1788 | 198.0198 | 54.4904 | 494.8454 | 150 | 0 | 0 | 0 | 897.3556 | 1788 | 198.0198 | 54.4904 | 494.8454 | 150 | 0 | 0 | 0 | 897.3556 | 1788 | 198.0198 | 54.4904 | 494.8454 | 150 | 0 | 0 | 0 | 897.3556 | 1788 | 201.3201 | 108.9808 | 618.5567 | 150 | 0 | 0 | 0 | 0 | 0 | 1078.8577 | 1788 | 201.3201 | 108.9808 | 618.5567 | 66 | 0 | 0 | 0 | 0 | 0 | 994.8577 | 1788 | 201.3201 | 108.9808 | 618.5567 | 150 | 0 | 0 | 0 | 0 | 0 | 1078.8577
1791 | 87.1912 | 87.1912 | 87.1912 | 93.8873 | 93.8773 | 93.8873 | 92.6968 | 92.6968 | 92.6968 | 1791 | 1255.9375 | 1255.9375 | 1255.9375 | 1473.3113 | 1473.3113 | 1473.3113 | 1666.5324 | 1666.5324 | 1666.5324 | 1789 | 159.901 | 0 | 391.6151 | 0 | 0 | 0 | 150 | 701.5161 |  | 1789 | 159.901 | 0 | 391.6151 | 0 | 0 | 0 | 150 | 701.5161 | 1789 | 159.901 | 0 | 391.6151 | 0 | 0 | 0 | 150 | 701.5161 | 1789 | 168.3168 | 80.7265 | 423.3677 | 150 | 0 | 0 | 0 | 822.4111 | 1789 | 168.3168 | 80.7265 | 423.3677 | 150 | 0 | 0 | 0 | 822.4111 | 1789 | 168.3168 | 80.7265 | 423.3677 | 150 | 0 | 0 | 0 | 822.4111 | 1789 | 171.1221 | 161.4531 | 529.2096 | 150 | 0 | 0 | 0 | 0 | 0 | 1011.7848 | 1789 | 171.1221 | 161.4531 | 529.2096 | 66 | 0 | 0 | 0 | 0 | 0 | 927.7848 | 1789 | 171.1221 | 161.4531 | 529.2096 | 150 | 0 | 0 | 0 | 0 | 0 | 1011.7848
1792 | 92.0772 | 92.0772 | 92.0772 | 93.8873 | 93.8773 | 93.8873 | 94.6386 | 94.6386 | 94.6386 | 1792 | 1248.1642 | 1248.1642 | 1248.1642 | 1464.1926 | 1464.1926 | 1464.1926 | 1656.2179 | 1656.2179 | 1656.2179 | 1790 | 150.495 | 0 | 310.2405 | 0 | 0 | 0 | 150 | 610.7356 |  | 1790 | 150.495 | 0 | 310.2405 | 0 | 0 | 0 | 150 | 610.7356 | 1790 | 150.495 | 0 | 310.2405 | 0 | 0 | 0 | 150 | 610.7356 | 1790 | 158.4158 | 115.0353 | 335.3952 | 150 | 0 | 0 | 0 | 758.8463 | 1790 | 158.4158 | 115.0353 | 335.3952 | 150 | 0 | 0 | 0 | 758.8463 | 1790 | 158.4158 | 115.0353 | 335.3952 | 150 | 0 | 0 | 0 | 758.8463 | 1790 | 161.0561 | 230.0706 | 419.244 | 150 | 0 | 0 | 0 | 0 | 0 | 960.3707 | 1790 | 161.0561 | 230.0706 | 419.244 | 66 | 0 | 0 | 0 | 0 | 0 | 876.3707 | 1790 | 161.0561 | 230.0706 | 419.244 | 150 | 0 | 0 | 0 | 0 | 0 | 960.3707
1793 | 99.3081 | 99.3081 | 99.3081 | 98.7225 | 98.7225 | 98.7225 | 95.2975 | 95.2975 | 95.2975 | 1793 | 1275.9259 | 1275.9259 | 1275.9259 | 1496.7592 | 1496.7592 | 1496.7592 | 1693.0555 | 1693.0555 | 1693.0555 | 1791 | 122.2772 | 0 | 172.921 | 0 | 0 | 0 | 150 | 445.1982 |  | 1791 | 122.2772 | 0 | 172.921 | 0 | 0 | 0 | 150 | 445.1982 | 1791 | 122.2772 | 0 | 172.921 | 0 | 0 | 0 | 150 | 445.1982 | 1791 | 128.7129 | 144.2987 | 186.9416 | 150 | 0 | 0 | 0 | 609.9531 | 1791 | 128.7129 | 144.2987 | 186.9416 | 150 | 0 | 0 | 0 | 609.9531 | 1791 | 128.7129 | 144.2987 | 186.9416 | 150 | 0 | 0 | 0 | 609.9531 | 1791 | 130.8581 | 288.5974 | 233.677 | 150 | 0 | 0 | 0 | 0 | 0 | 803.1324 | 1791 | 130.8581 | 288.5974 | 233.677 | 66 | 0 | 0 | 0 | 0 | 0 | 719.1324 | 1791 | 130.8581 | 288.5974 | 233.677 | 150 | 0 | 0 | 0 | 0 | 0 | 803.1324
1794 | 99.4244 | 99.4244 | 99.4244 | 94.071 | 94.0611 | 94.071 | 96.7434 | 96.7434 | 96.7434 | 1794 | 1303.6875 | 1303.6875 | 1303.6875 | 1529.3257 | 1529.3257 | 1529.3257 | 1729.8931 | 1729.8931 | 1729.8931 | 1792 | 103.4653 | 0 | 55.945 | 150 | 0 | 0 | 150 | 459.4104 |  | 1792 | 103.4653 | 0 | 55.945 | 150 | 0 | 0 | 150 | 459.4104 | 1792 | 103.4653 | 0 | 55.945 | 150 | 0 | 0 | 150 | 459.4104 | 1792 | 108.9109 | 171.5439 | 60.4811 | 150 | 0 | 0 | 0 | 490.9359 | 1792 | 108.9109 | 171.5439 | 60.4811 | 150 | 0 | 0 | 0 | 490.9359 | 1792 | 108.9109 | 171.5439 | 60.4811 | 150 | 0 | 0 | 0 | 490.9359 | 1792 | 110.7261 | 343.0878 | 75.6014 | 150 | 0 | 0 | 0 | 0 | 0 | 679.4152 | 1792 | 110.7261 | 343.0878 | 75.6014 | 66 | 0 | 0 | 0 | 0 | 0 | 595.4152 | 1792 | 110.7261 | 343.0878 | 75.6014 | 150 | 0 | 0 | 0 | 0 | 0 | 679.4152
1795 | 99.4244 | 99.4244 | 99.4244 | 94.3227 | 94.3128 | 94.3227 | 95.2975 | 95.2975 | 95.2975 | 1795 | 1273.7049 | 1273.7049 | 1273.7049 | 1494.1539 | 1494.1539 | 1494.1539 | 1690.1085 | 1690.1085 | 1690.1085 | 1793 | 94.0594 | 0 | 5.0859 | 150 | 0 | 0 | 564.8934 | 814.0387 |  | 1793 | 94.0594 | 0 | 5.0859 | 150 | 0 | 0 | 564.8934 | 814.0387 | 1793 | 94.0594 | 0 | 5.0859 | 150 | 0 | 0 | 564.8934 | 814.0387 | 1793 | 99.0099 | 187.6892 | 5.4983 | 150 | 0 | 0 | 0 | 442.1974 | 1793 | 99.0099 | 187.6892 | 5.4983 | 150 | 0 | 0 | 0 | 442.1974 | 1793 | 99.0099 | 187.6892 | 5.4983 | 150 | 0 | 0 | 0 | 442.1974 | 1793 | 100.6601 | 375.3784 | 6.8729 | 150 | 0 | 0 | 0 | 0 | 0 | 632.9113 | 1793 | 100.6601 | 375.3784 | 6.8729 | 66 | 0 | 0 | 0 | 0 | 0 | 548.9113 | 1793 | 100.6601 | 375.3784 | 6.8729 | 150 | 0 | 0 | 0 | 0 | 0 | 632.9113
1796 | 99.3081 | 99.3081 | 99.3081 | 93.8873 | 93.8773 | 93.8873 | 95.2975 | 95.2975 | 95.2975 | 1796 | 1220.4025 | 1220.4025 | 1220.4025 | 1431.6261 | 1431.6261 | 1431.6261 | 1619.3803 | 1619.3803 | 1619.3803 | 1794 | 103.4653 | 0 | 0 | 150 | 0 | 0 | 615.1711 | 868.6365 |  | 1794 | 103.4653 | 0 | 0 | 150 | 0 | 0 | 615.1711 | 868.6365 | 1794 | 103.4653 | 0 | 0 | 150 | 0 | 0 | 615.1711 | 868.6365 | 1794 | 108.9109 | 192.7346 | 0 | 150 | 0 | 0 | 0 | 451.6455 | 1794 | 108.9109 | 192.7346 | 0 | 150 | 0 | 0 | 0 | 451.6455 | 1794 | 108.9109 | 192.7346 | 0 | 150 | 0 | 0 | 0 | 451.6455 | 1794 | 110.7261 | 385.4692 | 0 | 150 | 0 | 0 | 0 | 0 | 0 | 646.1953 | 1794 | 110.7261 | 385.4692 | 0 | 66 | 0 | 0 | 0 | 0 | 0 | 562.1953 | 1794 | 110.7261 | 385.4692 | 0 | 150 | 0 | 0 | 0 | 0 | 0 | 646.1953
1797 | 93.5896 | 93.5896 | 93.5896 | 93.8873 | 93.8773 | 93.8873 | 91.2408 | 91.2408 | 91.2408 | 1797 | 1147.1118 | 1147.1118 | 1147.1118 | 1345.6503 | 1345.6503 | 1345.6503 | 1522.1291 | 1522.1291 | 1522.1291 | 1795 | 75.2475 | 0 | 0 | 150 | 0 | 0 | 600 | 825.2475 |  | 1795 | 75.2475 | 0 | 0 | 150 | 0 | 0 | 600 | 825.2475 | 1795 | 75.2475 | 0 | 0 | 150 | 0 | 0 | 600 | 825.2475 | 1795 | 79.2079 | 202.8254 | 0 | 150 | 0 | 0 | 0 | 432.0333 | 1795 | 79.2079 | 202.8254 | 0 | 150 | 0 | 0 | 0 | 432.0333 | 1795 | 79.2079 | 202.8254 | 0 | 150 | 0 | 0 | 0 | 432.0333 | 1795 | 80.5281 | 405.6509 | 0 | 150 | 0 | 0 | 0 | 0 | 0 | 636.1789 | 1795 | 80.5281 | 405.6509 | 0 | 66 | 0 | 0 | 0 | 0 | 0 | 552.1789 | 1795 | 80.5281 | 405.6509 | 0 | 150 | 0 | 0 | 0 | 0 | 0 | 636.1789
1798 | 90.3729 | 90.3729 | 90.3729 | 92.6749 | 92.6749 | 92.6749 | 90.7143 | 90.7143 | 90.7143 | 1798 | 1058.2745 | 1058.2745 | 1058.2745 | 1241.4373 | 1241.4373 | 1241.4373 | 1404.2488 | 1404.2488 | 1404.2488 | 1796 | 56.4356 | 0 | 0 | 150 | 0 | 0 | 528.3168 | 734.7525 |  | 1796 | 56.4356 | 0 | 0 | 150 | 0 | 0 | 528.3168 | 734.7525 | 1796 | 56.4356 | 0 | 0 | 150 | 0 | 0 | 528.3168 | 734.7525 | 1796 | 59.4059 | 215.9435 | 0 | 150 | 0 | 0 | 0 | 425.3494 | 1796 | 59.4059 | 215.9435 | 0 | 150 | 0 | 0 | 0 | 425.3494 | 1796 | 59.4059 | 215.9435 | 0 | 150 | 0 | 0 | 0 | 425.3494 | 1796 | 60.396 | 431.887 | 0 | 150 | 0 | 0 | 0 | 0 | 0 | 642.283 | 1796 | 60.396 | 431.887 | 0 | 66 | 0 | 0 | 0 | 0 | 0 | 558.283 | 1796 | 60.396 | 431.887 | 0 | 150 | 0 | 0 | 0 | 0 | 0 | 642.283
1799 | 87.1912 | 87.1912 | 87.1912 | 91.578 | 91.578 | 91.578 | 89.9937 | 89.9937 | 89.9937 | 1799 | 1010.5244 | 1010.5244 | 1010.5244 | 1185.4229 | 1185.4229 | 1185.4229 | 1340.8881 | 1340.8881 | 1340.8881 | 1797 | 56.4356 | 0 | 0 | 150 | 0 | 0 | 150 | 356.4356 |  | 1797 | 56.4356 | 0 | 0 | 150 | 0 | 0 | 150 | 356.4356 | 1797 | 56.4356 | 0 | 0 | 150 | 0 | 0 | 150 | 356.4356 | 1797 | 59.4059 | 224.0161 | 0 | 150 | 0 | 0 | 0 | 433.4221 | 1797 | 59.4059 | 224.0161 | 0 | 150 | 0 | 0 | 0 | 433.4221 | 1797 | 59.4059 | 224.0161 | 0 | 150 | 0 | 0 | 0 | 433.4221 | 1797 | 60.396 | 448.0323 | 0 | 150 | 0 | 0 | 0 | 0 | 0 | 658.4283 | 1797 | 60.396 | 448.0323 | 0 | 66 | 0 | 0 | 0 | 0 | 0 | 574.4283 | 1797 | 60.396 | 448.0323 | 0 | 150 | 0 | 0 | 0 | 0 | 0 | 658.4283
1800 | 84.9697 | 84.9697 | 84.9697 | 89.7708 | 89.7708 | 89.7708 | 77.4387 | 77.5173 | 77.5173 | 1800 | 979.4313 | 979.4313 | 979.4313 | 1148.9483 | 1148.9483 | 1148.9483 | 1299.63 | 1299.63 | 1299.63 | 1798 | 65.8416 | 0 | 0 | 0 | 0 | 0 | 150 | 215.8416 |  | 1798 | 65.8416 | 0 | 0 | 0 | 0 | 0 | 150 | 215.8416 | 1798 | 65.8416 | 0 | 0 | 0 | 0 | 0 | 150 | 215.8416 | 1798 | 69.3069 | 225.0252 | 0 | 150 | 0 | 0 | 0 | 444.3322 | 1798 | 69.3069 | 225.0252 | 0 | 150 | 0 | 0 | 0 | 444.3322 | 1798 | 69.3069 | 225.0252 | 0 | 150 | 0 | 0 | 0 | 444.3322 | 1798 | 70.462 | 450.0505 | 0 | 68.2718 | 0 | 0 | 0 | 0 | 0 | 588.7843 | 1798 | 70.462 | 450.0505 | 0 | 66 | 0 | 0 | 0 | 0 | 0 | 586.5125 | 1798 | 70.462 | 450.0505 | 0 | 68.2718 | 0 | 0 | 0 | 0 | 0 | 588.7843
1801 | 84.2244 | 84.2244 | 84.2244 | 89.6732 | 89.6732 | 89.6732 | 62.2154 | 62.2154 | 62.2154 | 1801 | 962.7743 | 962.7743 | 962.7743 | 1129.4084 | 1129.4084 | 1129.4084 | 1277.5275 | 1277.5275 | 1277.5275 | 1799 | 65.8416 | 0 | 0 | 0 | 0 | 0 | 150 | 215.8416 |  | 1799 | 65.8416 | 0 | 0 | 0 | 0 | 0 | 150 | 215.8416 | 1799 | 65.8416 | 0 | 0 | 0 | 0 | 0 | 150 | 215.8416 | 1799 | 69.3069 | 230.0706 | 0 | 150 | 0 | 0 | 0 | 449.3776 | 1799 | 69.3069 | 230.0706 | 0 | 150 | 0 | 0 | 0 | 449.3776 | 1799 | 69.3069 | 230.0706 | 0 | 150 | 0 | 0 | 0 | 449.3776 | 1799 | 70.462 | 460.1413 | 0 | 0 | 0 | 0 | 0 | 0 | 0 | 530.6033 | 1799 | 70.462 | 460.1413 | 0 | 66 | 0 | 0 | 0 | 0 | 0 | 596.6033 | 1799 | 70.462 | 460.1413 | 0 | 0 | 0 | 0 | 0 | 0 | 0 | 530.6033
1802 | 83.6259 | 83.6259 | 83.6259 | 89.3618 | 89.3618 | 89.3618 | 60.07 | 60.2229 | 60.2229 | 1802 | 960.5534 | 960.5534 | 960.5534 | 1126.803 | 1126.803 | 1126.803 | 1274.5805 | 1274.5805 | 1274.5805 | 1800 | 84.6535 | 0 | 0 | 0 | 0 | 0 | 150 | 234.6535 |  | 1800 | 84.6535 | 0 | 0 | 0 | 0 | 0 | 150 | 234.6535 | 1800 | 84.6535 | 0 | 0 | 0 | 0 | 0 | 150 | 234.6535 | 1800 | 89.1089 | 240.1615 | 0 | 0 | 0 | 0 | 0 | 329.2704 | 1800 | 89.1089 | 240.1615 | 0 | 0 | 0 | 0 | 0 | 329.2704 | 1800 | 89.1089 | 240.1615 | 0 | 0 | 0 | 0 | 0 | 329.2704 | 1800 | 90.5941 | 480.3229 | 0 | 0 | 0 | 0 | 0 | 0 | 0 | 570.917 | 1800 | 90.5941 | 480.3229 | 0 | 42 | 0 | 0 | 0 | 0 | 0 | 612.917 | 1800 | 90.5941 | 480.3229 | 0 | 0 | 0 | 0 | 0 | 0 | 0 | 570.917
1803 | 83.0279 | 83.0279 | 83.0279 | 89.2062 | 89.2062 | 89.2062 | 59.195 | 59.2725 | 59.2725 | 1803 | 960.5534 | 960.5534 | 960.5534 | 1126.803 | 1126.803 | 1126.803 | 1274.5805 | 1274.5805 | 1274.5805 | 1801 | 150.495 | 0 | 0 | 0 | 0 | 0 | 150 | 300.495 |  | 1801 | 150.495 | 0 | 0 | 0 | 0 | 0 | 150 | 300.495 | 1801 | 150.495 | 0 | 0 | 0 | 0 | 0 | 150 | 300.495 | 1801 | 158.4158 | 263.3703 | 0 | 0 | 0 | 0 | 0 | 421.7862 | 1801 | 158.4158 | 263.3703 | 0 | 0 | 0 | 0 | 0 | 421.7862 | 1801 | 158.4158 | 263.3703 | 0 | 0 | 0 | 0 | 0 | 421.7862 | 1801 | 161.0561 | 526.7407 | 0 | 0 | 0 | 0 | 0 | 0 | 0 | 687.7968 | 1801 | 161.0561 | 526.7407 | 0 | 17 | 0 | 0 | 0 | 0 | 0 | 704.7968 | 1801 | 161.0561 | 526.7407 | 0 | 0 | 0 | 0 | 0 | 0 | 0 | 687.7968
1804 | 83.6259 | 83.6259 | 83.6259 | 89.2194 | 89.2194 | 89.2194 | 60.0903 | 60.2229 | 60.2229 | 1804 | 1001.6407 | 1001.6407 | 1001.6407 | 1175.0016 | 1175.0016 | 1175.0016 | 1329.1001 | 1329.1001 | 1329.1001 | 1802 | 141.0891 | 0 | 0 | 0 | 0 | 0 | 150 | 291.0891 |  | 1802 | 141.0891 | 0 | 0 | 0 | 0 | 0 | 150 | 291.0891 | 1802 | 141.0891 | 0 | 0 | 0 | 0 | 0 | 150 | 291.0891 | 1802 | 148.5149 | 285.5701 | 0 | 0 | 0 | 0 | 0 | 434.085 | 1802 | 148.5149 | 285.5701 | 0 | 0 | 0 | 0 | 0 | 434.085 | 1802 | 148.5149 | 285.5701 | 0 | 0 | 0 | 0 | 0 | 434.085 | 1802 | 150.9901 | 571.1403 | 0 | 0 | 0 | 0 | 0 | 0 | 0 | 722.1304 | 1802 | 150.9901 | 571.1403 | 0 | 17 | 0 | 0 | 0 | 0 | 0 | 739.1304 | 1802 | 150.9901 | 571.1403 | 0 | 0 | 0 | 0 | 0 | 0 | 0 | 722.1304
1805 | 84.9697 | 84.9697 | 84.9697 | 89.7708 | 89.7708 | 89.7708 | 65.1997 | 65.1997 | 65.1997 | 1805 | 1091.5884 | 1091.5884 | 1091.5884 | 1280.5172 | 1280.5172 | 1280.5172 | 1448.4539 | 1448.4539 | 1448.4539 | 1803 | 169.3069 | 0 | 0 | 0 | 0 | 0 | 150 | 319.3069 |  | 1803 | 169.3069 | 0 | 0 | 0 | 0 | 0 | 150 | 319.3069 | 1803 | 169.3069 | 0 | 0 | 0 | 0 | 0 | 150 | 319.3069 | 1803 | 178.2178 | 307.7699 | 0 | 0 | 0 | 0 | 0 | 485.9878 | 1803 | 178.2178 | 307.7699 | 0 | 0 | 0 | 0 | 0 | 485.9878 | 1803 | 178.2178 | 307.7699 | 0 | 0 | 0 | 0 | 0 | 485.9878 | 1803 | 181.1881 | 615.5399 | 0 | 0 | 0 | 0 | 0 | 0 | 0 | 796.728 | 1803 | 181.1881 | 615.5399 | 0 | 17 | 0 | 0 | 0 | 0 | 0 | 813.728 | 1803 | 181.1881 | 615.5399 | 0 | 0 | 0 | 0 | 0 | 0 | 0 | 796.728
1806 | 87.2453 | 87.2453 | 87.2453 | 91.4159 | 91.4159 | 91.4159 | 88.5223 | 88.5223 | 88.5223 | 1806 | 1215.9607 | 1215.9607 | 1215.9607 | 1426.4154 | 1426.4154 | 1426.4154 | 1613.4863 | 1613.4863 | 1613.4863 | 1804 | 159.901 | 0 | 0 | 0 | 0 | 0 | 150 | 309.901 |  | 1804 | 159.901 | 0 | 0 | 0 | 0 | 0 | 150 | 309.901 | 1804 | 159.901 | 0 | 0 | 0 | 0 | 0 | 150 | 309.901 | 1804 | 168.3168 | 335.0151 | 0 | 0 | 0 | 0 | 0 | 503.332 | 1804 | 168.3168 | 335.0151 | 0 | 0 | 0 | 0 | 0 | 503.332 | 1804 | 168.3168 | 335.0151 | 0 | 0 | 0 | 0 | 0 | 503.332 | 1804 | 171.1221 | 670.0303 | 0 | 0 | 0 | 0 | 0 | 0 | 0 | 841.1524 | 1804 | 171.1221 | 670.0303 | 0 | 17 | 0 | 0 | 0 | 0 | 0 | 858.1524 | 1804 | 171.1221 | 670.0303 | 0 | 0 | 0 | 0 | 0 | 0 | 0 | 841.1524
1807 | 92.0772 | 92.0772 | 92.0772 | 93.8365 | 93.8365 | 93.8365 | 88.5223 | 88.5223 | 88.5223 | 1807 | 1344.7748 | 1344.7748 | 1344.7748 | 1577.5243 | 1577.5243 | 1577.5243 | 1784.4127 | 1784.4127 | 1784.4127 | 1805 | 150.495 | 0 | 5.0859 | 0 | 0 | 0 | 150 | 305.581 |  | 1805 | 150.495 | 0 | 5.0859 | 0 | 0 | 0 | 150 | 305.581 | 1805 | 150.495 | 0 | 5.0859 | 0 | 0 | 0 | 150 | 305.581 | 1805 | 158.4158 | 352.1695 | 5.4983 | 0 | 0 | 0 | 0 | 516.0836 | 1805 | 158.4158 | 352.1695 | 5.4983 | 0 | 0 | 0 | 0 | 516.0836 | 1805 | 158.4158 | 352.1695 | 5.4983 | 0 | 0 | 0 | 0 | 516.0836 | 1805 | 161.0561 | 704.3391 | 6.8729 | 0 | 0 | 0 | 0 | 0 | 0 | 872.268 | 1805 | 161.0561 | 704.3391 | 6.8729 | 17 | 0 | 0 | 0 | 0 | 0 | 889.268 | 1805 | 161.0561 | 704.3391 | 6.8729 | 0 | 0 | 0 | 0 | 0 | 0 | 872.268
1808 | 89.0682 | 89.0682 | 89.0682 | 93.8873 | 93.8773 | 93.8873 | 60.0903 | 60.2229 | 60.2229 | 1808 | 1391.4144 | 1391.4144 | 1391.4144 | 1632.2361 | 1632.2361 | 1632.2361 | 1846.2998 | 1846.2998 | 1846.2998 | 1806 | 150.495 | 0 | 30.5155 | 0 | 0 | 0 | 150 | 331.0105 |  | 1806 | 150.495 | 0 | 30.5155 | 0 | 0 | 0 | 150 | 331.0105 | 1806 | 150.495 | 0 | 30.5155 | 0 | 0 | 0 | 150 | 331.0105 | 1806 | 158.4158 | 346.115 | 32.9897 | 150 | 0 | 0 | 0 | 687.5206 | 1806 | 158.4158 | 346.115 | 32.9897 | 150 | 0 | 0 | 0 | 687.5206 | 1806 | 158.4158 | 346.115 | 32.9897 | 150 | 0 | 0 | 0 | 687.5206 | 1806 | 161.0561 | 692.2301 | 41.2371 | 0 | 0 | 0 | 0 | 0 | 0 | 894.5233 | 1806 | 161.0561 | 692.2301 | 41.2371 | 66 | 0 | 0 | 0 | 0 | 0 | 960.5233 | 1806 | 161.0561 | 692.2301 | 41.2371 | 0 | 0 | 0 | 0 | 0 | 0 | 894.5233
1809 | 86.7998 | 86.7998 | 86.7998 | 92.6749 | 92.6749 | 92.6749 | 55.3246 | 60.2229 | 60.2229 | 1809 | 1368.0946 | 1368.0946 | 1368.0946 | 1604.8802 | 1604.8802 | 1604.8802 | 1815.3563 | 1815.3563 | 1815.3563 | 1807 | 150.495 | 0 | 76.2887 | 150 | 0 | 0 | 150 | 526.7837 |  | 1807 | 150.495 | 0 | 76.2887 | 150 | 0 | 0 | 150 | 526.7837 | 1807 | 150.495 | 0 | 76.2887 | 150 | 0 | 0 | 150 | 526.7837 | 1807 | 158.4158 | 309.7881 | 82.4742 | 150 | 0 | 0 | 0 | 700.6782 | 1807 | 158.4158 | 309.7881 | 82.4742 | 150 | 0 | 0 | 0 | 700.6782 | 1807 | 158.4158 | 309.7881 | 82.4742 | 150 | 0 | 0 | 0 | 700.6782 | 1807 | 161.0561 | 619.5762 | 103.0928 | 0 | 0 | 0 | 0 | 0 | 0 | 883.7251 | 1807 | 161.0561 | 619.5762 | 103.0928 | 66 | 0 | 0 | 0 | 0 | 0 | 949.7251 | 1807 | 161.0561 | 619.5762 | 103.0928 | 0 | 0 | 0 | 0 | 0 | 0 | 883.7251
1810 | 84.9327 | 84.9327 | 84.9327 | 90.7143 | 90.7143 | 90.7143 | 53.6517 | 55.6809 | 57.3971 | 1810 | 1379.1992 | 1379.1992 | 1379.1992 | 1617.9068 | 1617.9068 | 1617.9068 | 1830.0913 | 1830.0913 | 1830.0913 | 1808 | 131.6832 | 0 | 122.0619 | 0 | 0 | 0 | 150 | 403.745 |  | 1808 | 131.6832 | 0 | 122.0619 | 0 | 0 | 0 | 150 | 403.745 | 1808 | 131.6832 | 0 | 122.0619 | 0 | 0 | 0 | 150 | 403.745 | 1808 | 138.6139 | 302.7245 | 131.9588 | 150 | 0 | 0 | 0 | 723.2971 | 1808 | 138.6139 | 302.7245 | 131.9588 | 150 | 0 | 0 | 0 | 723.2971 | 1808 | 138.6139 | 302.7245 | 131.9588 | 150 | 0 | 0 | 0 | 723.2971 | 1808 | 140.9241 | 605.449 | 164.9485 | 0 | 0 | 0 | 0 | 0 | 0 | 911.3216 | 1808 | 140.9241 | 605.449 | 164.9485 | 17 | 0 | 0 | 0 | 0 | 0 | 928.3216 | 1808 | 140.9241 | 605.449 | 164.9485 | 0 | 0 | 0 | 0 | 0 | 0 | 911.3216
1811 | 84.7706 | 84.7706 | 84.7706 | 61.3867 | 66.3221 | 68.6174 | 31.25 | 55.6809 | 55.7242 | 1811 | 1361.4318 | 1361.4318 | 1361.4318 | 1597.0642 | 1597.0642 | 1597.0642 | 1806.5152 | 1806.5152 | 1806.5152 | 1809 | 188.1188 | 0 | 172.921 | 0 | 0 | 0 | 150 | 511.0398 |  | 1809 | 188.1188 | 0 | 172.921 | 0 | 0 | 0 | 150 | 511.0398 | 1809 | 188.1188 | 0 | 172.921 | 0 | 0 | 0 | 150 | 511.0398 | 1809 | 198.0198 | 270.4339 | 186.9416 | 150 | 0 | 0 | 0 | 805.3953 | 1809 | 198.0198 | 270.4339 | 186.9416 | 150 | 0 | 0 | 0 | 805.3953 | 1809 | 198.0198 | 270.4339 | 186.9416 | 150 | 0 | 0 | 0 | 805.3953 | 1809 | 201.3201 | 540.8678 | 233.677 | 0 | 0 | 0 | 0 | 0 | 0 | 975.8649 | 1809 | 201.3201 | 540.8678 | 233.677 | 17 | 0 | 0 | 0 | 0 | 0 | 992.8649 | 1809 | 201.3201 | 540.8678 | 233.677 | 0 | 0 | 0 | 0 | 0 | 0 | 975.8649
1812 | 84.1725 | 84.1725 | 84.1725 | 61.3867 | 65.0976 | 61.3867 | 30.9825 | 31.25 | 30.9825 | 1812 | 1370.3155 | 1370.3155 | 1370.3155 | 1607.4855 | 1607.4855 | 1607.4855 | 1818.3033 | 1818.3033 | 1818.3033 | 1810 | 225.7426 | 0 | 198.3505 | 0 | 0 | 0 | 150 | 574.0931 |  | 1810 | 225.7426 | 0 | 198.3505 | 0 | 0 | 0 | 150 | 574.0931 | 1810 | 225.7426 | 0 | 198.3505 | 0 | 0 | 0 | 150 | 574.0931 | 1810 | 237.6238 | 257.3158 | 214.433 | 94.0969 | 0 | 0 | 0 | 803.4695 | 1810 | 237.6238 | 257.3158 | 214.433 | 94.0969 | 0 | 0 | 0 | 803.4695 | 1810 | 237.6238 | 257.3158 | 214.433 | 94.0969 | 0 | 0 | 0 | 803.4695 | 1810 | 241.5842 | 514.6317 | 268.0412 | 0 | 0 | 0 | 0 | 0 | 0 | 1024.2571 | 1810 | 241.5842 | 514.6317 | 268.0412 | 17 | 0 | 0 | 0 | 0 | 0 | 1041.2571 | 1810 | 241.5842 | 514.6317 | 268.0412 | 0 | 0 | 0 | 0 | 0 | 0 | 1024.2571
1813 | 78.7174 | 78.7174 | 78.7174 | 61.3867 | 65.0976 | 59.8682 | 30.9825 | 31.25 | 30.9825 | 1813 | 1510.6633 | 1510.6633 | 1510.6633 | 1564.4976 | 1564.4976 | 1564.4976 | 1769.6776 | 1769.6776 | 1769.6776 | 1811 | 197.5248 | 0 | 218.6942 | 0 | 0 | 0 | 150 | 566.2189 |  | 1811 | 197.5248 | 0 | 218.6942 | 0 | 0 | 0 | 150 | 566.2189 | 1811 | 197.5248 | 0 | 218.6942 | 0 | 0 | 0 | 150 | 566.2189 | 1811 | 207.9208 | 265.3885 | 236.4261 | 0 | 0 | 0 | 0 | 709.7354 | 1811 | 207.9208 | 265.3885 | 236.4261 | 0 | 0 | 0 | 0 | 709.7354 | 1811 | 207.9208 | 265.3885 | 236.4261 | 0 | 0 | 0 | 0 | 709.7354 | 1811 | 211.3861 | 530.777 | 295.5326 | 0 | 0 | 0 | 0 | 0 | 0 | 1037.6958 | 1811 | 211.3861 | 530.777 | 295.5326 | 17 | 0 | 0 | 0 | 0 | 0 | 1054.6958 | 1811 | 211.3861 | 530.777 | 295.5326 | 0 | 0 | 0 | 0 | 0 | 0 | 1037.6958
1814 | 78.7174 | 78.7174 | 78.7174 | 61.3867 | 65.0976 | 61.3867 | 30.9825 | 31.25 | 30.9825 | 1814 | 1315.9026 | 1315.9026 | 1315.9026 | 1543.655 | 1543.655 | 1543.655 | 1746.1016 | 1746.1016 | 1746.1016 | 1812 | 282.1782 | 0 | 249.2096 | 0 | 0 | 0 | 150 | 681.3878 |  | 1812 | 282.1782 | 0 | 249.2096 | 0 | 0 | 0 | 150 | 681.3878 | 1812 | 282.1782 | 0 | 249.2096 | 0 | 0 | 0 | 150 | 681.3878 | 1812 | 297.0297 | 287.5883 | 269.4158 | 0 | 0 | 0 | 0 | 854.0338 | 1812 | 297.0297 | 287.5883 | 269.4158 | 0 | 0 | 0 | 0 | 854.0338 | 1812 | 297.0297 | 287.5883 | 269.4158 | 0 | 0 | 0 | 0 | 854.0338 | 1812 | 301.9802 | 575.1766 | 336.7698 | 0 | 0 | 0 | 0 | 0 | 0 | 1213.9265 | 1812 | 301.9802 | 575.1766 | 336.7698 | 17 | 0 | 0 | 0 | 0 | 0 | 1230.9265 | 1812 | 301.9802 | 575.1766 | 336.7698 | 0 | 0 | 0 | 0 | 0 | 0 | 1213.9265
1815 | 83.6259 | 83.6259 | 83.6259 | 74.0546 | 74.0546 | 74.0546 | 31.501 | 31.501 | 31.501 | 1815 | 1275.9259 | 1275.9259 | 1275.9259 | 1496.7592 | 1496.7592 | 1496.7592 | 1693.0555 | 1693.0555 | 1693.0555 | 1813 | 460.8911 | 0 | 223.7801 | 0 | 0 | 0 | 150 | 834.6712 |  | 1813 | 460.8911 | 0 | 223.7801 | 0 | 0 | 0 | 150 | 834.6712 | 1813 | 460.8911 | 0 | 223.7801 | 0 | 0 | 0 | 150 | 834.6712 | 1813 | 485.1485 | 315.8426 | 241.9244 | 0 | 0 | 0 | 0 | 1042.9155 | 1813 | 485.1485 | 315.8426 | 241.9244 | 0 | 0 | 0 | 0 | 1042.9155 | 1813 | 485.1485 | 315.8426 | 241.9244 | 0 | 0 | 0 | 0 | 1042.9155 | 1813 | 493.2343 | 631.6852 | 302.4055 | 0 | 0 | 0 | 0 | 0 | 0 | 1427.325 | 1813 | 493.2343 | 631.6852 | 302.4055 | 17 | 0 | 0 | 0 | 0 | 0 | 1444.325 | 1813 | 493.2343 | 631.6852 | 302.4055 | 0 | 0 | 0 | 0 | 0 | 0 | 1427.325
1816 | 85.5677 | 85.5677 | 85.5677 | 80.4407 | 80.4407 | 80.4407 | 35.5472 | 55.6569 | 55.7002 | 1816 | 1269.2631 | 1269.2631 | 1269.2631 | 1488.9432 | 1488.9432 | 1488.9432 | 1684.2144 | 1684.2144 | 1684.2144 | 1814 | 460.8911 | 0 | 157.6632 | 0 | 0 | 0 | 150 | 768.5543 |  | 1814 | 460.8911 | 0 | 157.6632 | 0 | 0 | 0 | 150 | 768.5543 | 1814 | 460.8911 | 0 | 157.6632 | 0 | 0 | 0 | 150 | 768.5543 | 1814 | 485.1485 | 339.0515 | 170.4467 | 0 | 0 | 0 | 0 | 994.6467 | 1814 | 485.1485 | 339.0515 | 170.4467 | 0 | 0 | 0 | 0 | 994.6467 | 1814 | 485.1485 | 339.0515 | 170.4467 | 0 | 0 | 0 | 0 | 994.6467 | 1814 | 493.2343 | 678.1029 | 213.0584 | 0 | 0 | 0 | 0 | 0 | 0 | 1384.3957 | 1814 | 493.2343 | 678.1029 | 213.0584 | 17 | 0 | 0 | 0 | 0 | 0 | 1401.3957 | 1814 | 493.2343 | 678.1029 | 213.0584 | 0 | 0 | 0 | 0 | 0 | 0 | 1384.3957
1817 | 91.5404 | 91.5404 | 91.5404 | 90.6697 | 90.6697 | 90.6697 | 33.2729 | 55.6809 | 55.7242 | 1817 | 1289.2515 | 1289.2515 | 1289.2515 | 1512.3911 | 1512.3911 | 1512.3911 | 1710.7375 | 1710.7375 | 1710.7375 | 1815 | 357.4257 | 0 | 101.7182 | 0 | 0 | 0 | 150 | 609.144 |  | 1815 | 357.4257 | 0 | 101.7182 | 0 | 0 | 0 | 150 | 609.144 | 1815 | 357.4257 | 0 | 101.7182 | 0 | 0 | 0 | 150 | 609.144 | 1815 | 376.2376 | 347.1241 | 109.9656 | 0 | 0 | 0 | 0 | 833.3274 | 1815 | 376.2376 | 347.1241 | 109.9656 | 0 | 0 | 0 | 0 | 833.3274 | 1815 | 376.2376 | 347.1241 | 109.9656 | 0 | 0 | 0 | 0 | 833.3274 | 1815 | 382.5083 | 694.2482 | 137.457 | 0 | 0 | 0 | 0 | 0 | 0 | 1214.2135 | 1815 | 382.5083 | 694.2482 | 137.457 | 17 | 0 | 0 | 0 | 0 | 0 | 1231.2135 | 1815 | 382.5083 | 694.2482 | 137.457 | 0 | 0 | 0 | 0 | 0 | 0 | 1214.2135
1818 | 96.1585 | 96.1585 | 96.1585 | 92.5051 | 92.5051 | 92.5051 | 31.501 | 55.6809 | 55.7242 | 1818 | 1314.7922 | 1314.7922 | 1314.7922 | 1542.3524 | 1542.3524 | 1542.3524 | 1744.6281 | 1744.6281 | 1744.6281 | 1816 | 300.9901 | 0 | 40.6873 | 0 | 0 | 0 | 150 | 491.6774 |  | 1816 | 300.9901 | 0 | 40.6873 | 0 | 0 | 0 | 150 | 491.6774 | 1816 | 300.9901 | 0 | 40.6873 | 0 | 0 | 0 | 150 | 491.6774 | 1816 | 316.8317 | 377.3966 | 43.9863 | 0 | 0 | 0 | 0 | 738.2145 | 1816 | 316.8317 | 377.3966 | 43.9863 | 0 | 0 | 0 | 0 | 738.2145 | 1816 | 316.8317 | 377.3966 | 43.9863 | 0 | 0 | 0 | 0 | 738.2145 | 1816 | 322.1122 | 754.7931 | 54.9828 | 0 | 0 | 0 | 0 | 0 | 0 | 1131.8882 | 1816 | 322.1122 | 754.7931 | 54.9828 | 17 | 0 | 0 | 0 | 0 | 0 | 1148.8882 | 1816 | 322.1122 | 754.7931 | 54.9828 | 0 | 0 | 0 | 0 | 0 | 0 | 1131.8882
1819 | 96.9845 | 96.9845 | 96.9845 | 95.8535 | 95.8888 | 98.7225 | 53.6517 | 55.6809 | 55.8786 | 1819 | 1287.0305 | 1287.0305 | 1287.0305 | 1509.7858 | 1509.7858 | 1509.7858 | 1707.7905 | 1707.7905 | 1707.7905 | 1817 | 348.0198 | 0 | 5.0859 | 150 | 0 | 0 | 150 | 653.1057 |  | 1817 | 348.0198 | 0 | 5.0859 | 150 | 0 | 0 | 150 | 653.1057 | 1817 | 348.0198 | 0 | 5.0859 | 150 | 0 | 0 | 150 | 653.1057 | 1817 | 366.3366 | 435.9233 | 5.4983 | 0 | 0 | 0 | 0 | 807.7582 | 1817 | 366.3366 | 435.9233 | 5.4983 | 0 | 0 | 0 | 0 | 807.7582 | 1817 | 366.3366 | 435.9233 | 5.4983 | 0 | 0 | 0 | 0 | 807.7582 | 1817 | 372.4422 | 871.8466 | 6.8729 | 0 | 0 | 0 | 0 | 0 | 0 | 1251.1617 | 1817 | 372.4422 | 871.8466 | 6.8729 | 17 | 0 | 0 | 0 | 0 | 0 | 1268.1617 | 1817 | 372.4422 | 871.8466 | 6.8729 | 0 | 0 | 0 | 0 | 0 | 0 | 1251.1617
1820 | 96.1585 | 96.1585 | 96.1585 | 95.8535 | 95.8888 | 98.7225 | 55.3246 | 60.2229 | 60.2229 | 1820 | 1234.8386 | 1234.8386 | 1234.8386 | 1448.5607 | 1448.5607 | 1448.5607 | 1638.5358 | 1638.5358 | 1638.5358 | 1818 | 348.0198 | 0 | 0 | 150 | 0 | 0 | 300 | 798.0198 |  | 1818 | 348.0198 | 0 | 0 | 150 | 0 | 0 | 300 | 798.0198 | 1818 | 348.0198 | 0 | 0 | 150 | 0 | 0 | 300 | 798.0198 | 1818 | 366.3366 | 468.2139 | 0 | 150 | 0 | 0 | 0 | 984.5506 | 1818 | 366.3366 | 468.2139 | 0 | 150 | 0 | 0 | 0 | 984.5506 | 1818 | 366.3366 | 468.2139 | 0 | 150 | 0 | 0 | 0 | 984.5506 | 1818 | 372.4422 | 936.4279 | 0 | 0 | 0 | 0 | 0 | 0 | 0 | 1308.8701 | 1818 | 372.4422 | 936.4279 | 0 | 17 | 0 | 0 | 0 | 0 | 0 | 1325.8701 | 1818 | 372.4422 | 936.4279 | 0 | 0 | 0 | 0 | 0 | 0 | 0 | 1308.8701
1821 | 95.2753 | 95.2753 | 95.2753 | 95.8535 | 95.8833 | 95.8833 | 55.3246 | 60.2229 | 60.2229 | 1821 | 1158.2164 | 1158.2164 | 1158.2164 | 1358.677 | 1358.677 | 1358.677 | 1536.8641 | 1536.8641 | 1536.8641 | 1819 | 404.4554 | 0 | 0 | 150 | 0 | 0 | 300 | 854.4554 |  | 1819 | 404.4554 | 0 | 0 | 150 | 0 | 0 | 300 | 854.4554 | 1819 | 404.4554 | 0 | 0 | 150 | 0 | 0 | 300 | 854.4554 | 1819 | 425.7426 | 458.1231 | 0 | 150 | 0 | 0 | 0 | 1033.8657 | 1819 | 425.7426 | 458.1231 | 0 | 150 | 0 | 0 | 0 | 1033.8657 | 1819 | 425.7426 | 458.1231 | 0 | 150 | 0 | 0 | 0 | 1033.8657 | 1819 | 432.8383 | 916.2462 | 0 | 0 | 0 | 0 | 0 | 0 | 0 | 1349.0845 | 1819 | 432.8383 | 916.2462 | 0 | 17 | 0 | 0 | 0 | 0 | 0 | 1366.0845 | 1819 | 432.8383 | 916.2462 | 0 | 0 | 0 | 0 | 0 | 0 | 0 | 1349.0845
1822 | 93.3537 | 93.3537 | 93.3537 | 93.8773 | 93.8773 | 93.8773 | 69.3425 | 69.3425 | 69.3425 | 1822 | 1068.2686 | 1068.2686 | 1068.2686 | 1253.1613 | 1253.1613 | 1253.1613 | 1417.5103 | 1417.5103 | 1417.5103 | 1820 | 348.0198 | 0 | 0 | 150 | 0 | 0 | 300 | 798.0198 |  | 1820 | 348.0198 | 0 | 0 | 150 | 0 | 0 | 300 | 798.0198 | 1820 | 348.0198 | 0 | 0 | 150 | 0 | 0 | 300 | 798.0198 | 1820 | 366.3366 | 431.887 | 0 | 150 | 0 | 0 | 0 | 948.2236 | 1820 | 366.3366 | 431.887 | 0 | 150 | 0 | 0 | 0 | 948.2236 | 1820 | 366.3366 | 431.887 | 0 | 150 | 0 | 0 | 0 | 948.2236 | 1820 | 372.4422 | 863.774 | 0 | 0 | 0 | 0 | 0 | 0 | 0 | 1236.2162 | 1820 | 372.4422 | 863.774 | 0 | 17 | 0 | 0 | 0 | 0 | 0 | 1253.2162 | 1820 | 372.4422 | 863.774 | 0 | 0 | 0 | 0 | 0 | 0 | 0 | 1236.2162
1823 | 92.6079 | 92.6079 | 92.6079 | 92.5 | 92.5 | 92.5 | 55.3246 | 60.2229 | 60.2229 | 1823 | 1010.5244 | 1010.5244 | 1010.5244 | 1185.4229 | 1185.4229 | 1185.4229 | 1340.8881 | 1340.8881 | 1340.8881 | 1821 | 423.2673 | 0 | 0 | 150 | 0 | 0 | 300 | 873.2673 |  | 1821 | 423.2673 | 0 | 0 | 150 | 0 | 0 | 300 | 873.2673 | 1821 | 423.2673 | 0 | 0 | 150 | 0 | 0 | 300 | 873.2673 | 1821 | 445.5446 | 417.7598 | 0 | 150 | 0 | 0 | 0 | 1013.3044 | 1821 | 445.5446 | 417.7598 | 0 | 150 | 0 | 0 | 0 | 1013.3044 | 1821 | 445.5446 | 417.7598 | 0 | 150 | 0 | 0 | 0 | 1013.3044 | 1821 | 452.9703 | 835.5197 | 0 | 0 | 0 | 0 | 0 | 0 | 0 | 1288.49 | 1821 | 452.9703 | 835.5197 | 0 | 17 | 0 | 0 | 0 | 0 | 0 | 1305.49 | 1821 | 452.9703 | 835.5197 | 0 | 0 | 0 | 0 | 0 | 0 | 0 | 1288.49
1824 | 90.8633 | 90.8633 | 90.8633 | 91.2912 | 91.2912 | 91.2912 | 90.7143 | 90.7143 | 90.7143 | 1824 | 980.5418 | 980.5418 | 980.5418 | 1150.251 | 1150.251 | 1150.251 | 1301.1036 | 1301.1036 | 1301.1036 | 1822 | 357.4257 | 0 | 0 | 150 | 0 | 0 | 150 | 657.4257 |  | 1822 | 357.4257 | 0 | 0 | 150 | 0 | 0 | 150 | 657.4257 | 1822 | 357.4257 | 0 | 0 | 150 | 0 | 0 | 150 | 657.4257 | 1822 | 376.2376 | 402.6236 | 0 | 150 | 0 | 0 | 0 | 928.8612 | 1822 | 376.2376 | 402.6236 | 0 | 150 | 0 | 0 | 0 | 928.8612 | 1822 | 376.2376 | 402.6236 | 0 | 150 | 0 | 0 | 0 | 928.8612 | 1822 | 382.5083 | 805.2472 | 0 | 0 | 0 | 0 | 0 | 0 | 0 | 1187.7555 | 1822 | 382.5083 | 805.2472 | 0 | 17 | 0 | 0 | 0 | 0 | 0 | 1204.7555 | 1822 | 382.5083 | 805.2472 | 0 | 0 | 0 | 0 | 0 | 0 | 0 | 1187.7555
1825 | 90.3729 | 90.3729 | 90.3729 | 90.9912 | 90.9912 | 90.9912 | 95.1979 | 91.8882 | 91.8882 | 1825 | 961.6639 | 961.6639 | 961.6639 | 1128.1057 | 1128.1057 | 1128.1057 | 1276.054 | 1276.054 | 1276.054 | 1823 | 357.4257 | 0 | 0 | 150 | 0 | 0 | 150 | 657.4257 |  | 1823 | 357.4257 | 0 | 0 | 150 | 0 | 0 | 150 | 657.4257 | 1823 | 357.4257 | 0 | 0 | 150 | 0 | 0 | 150 | 657.4257 | 1823 | 376.2376 | 390.5146 | 0 | 150 | 0 | 0 | 0 | 916.7523 | 1823 | 376.2376 | 390.5146 | 0 | 150 | 0 | 0 | 0 | 916.7523 | 1823 | 376.2376 | 390.5146 | 0 | 150 | 0 | 0 | 0 | 916.7523 | 1823 | 382.5083 | 781.0293 | 0 | 0 | 0 | 0 | 0 | 0 | 0 | 1163.5375 | 1823 | 382.5083 | 781.0293 | 0 | 17 | 0 | 0 | 0 | 0 | 0 | 1180.5375 | 1823 | 382.5083 | 781.0293 | 0 | 0 | 0 | 0 | 0 | 0 | 0 | 1163.5375
1826 | 89.6152 | 89.6152 | 89.6152 | 90.7506 | 90.7506 | 90.7506 | 94.6016 | 91.8882 | 91.8882 | 1826 | 950.5592 | 950.5592 | 950.5592 | 1115.0791 | 1115.0791 | 1115.0791 | 1261.319 | 1261.319 | 1261.319 | 1824 | 310.396 | 0 | 0 | 150 | 0 | 0 | 150 | 610.396 |  | 1824 | 310.396 | 0 | 0 | 150 | 0 | 0 | 150 | 610.396 | 1824 | 310.396 | 0 | 0 | 150 | 0 | 0 | 150 | 610.396 | 1824 | 326.7327 | 370.333 | 0 | 150 | 0 | 0 | 0 | 847.0657 | 1824 | 326.7327 | 370.333 | 0 | 150 | 0 | 0 | 0 | 847.0657 | 1824 | 326.7327 | 370.333 | 0 | 150 | 0 | 0 | 0 | 847.0657 | 1824 | 332.1782 | 740.666 | 0 | 116.8499 | 0 | 0 | 0 | 0 | 0 | 1189.6941 | 1824 | 332.1782 | 740.666 | 0 | 66 | 0 | 0 | 0 | 0 | 0 | 1138.8442 | 1824 | 332.1782 | 740.666 | 0 | 116.8499 | 0 | 0 | 0 | 0 | 0 | 1189.6941
1827 | 89.6152 | 89.6152 | 89.6152 | 90.8178 | 90.8178 | 90.8178 | 94.6042 | 94.6016 | 94.6016 | 1827 | 964.9953 | 964.9953 | 964.9953 | 1132.0137 | 1132.0137 | 1132.0137 | 1280.4745 | 1280.4745 | 1280.4745 | 1825 | 310.396 | 0 | 0 | 0 | 0 | 0 | 150 | 460.396 |  | 1825 | 310.396 | 0 | 0 | 0 | 0 | 0 | 150 | 460.396 | 1825 | 310.396 | 0 | 0 | 0 | 0 | 0 | 150 | 460.396 | 1825 | 326.7327 | 340.0605 | 0 | 150 | 0 | 0 | 0 | 816.7932 | 1825 | 326.7327 | 340.0605 | 0 | 150 | 0 | 0 | 0 | 816.7932 | 1825 | 326.7327 | 340.0605 | 0 | 150 | 0 | 0 | 0 | 816.7932 | 1825 | 332.1782 | 680.1211 | 0 | 150 | 0 | 0 | 0 | 0 | 0 | 1162.2993 | 1825 | 332.1782 | 680.1211 | 0 | 66 | 0 | 0 | 0 | 0 | 0 | 1078.2993 | 1825 | 332.1782 | 680.1211 | 0 | 150 | 0 | 0 | 0 | 0 | 0 | 1162.2993
1828 | 91.5621 | 91.5621 | 91.5621 | 91.5386 | 91.5386 | 91.5386 | 95.1619 | 95.1574 | 95.1574 | 1828 | 1019.4081 | 1019.4081 | 1019.4081 | 1195.8442 | 1195.8442 | 1195.8442 | 1352.6762 | 1352.6762 | 1352.6762 | 1826 | 272.7723 | 0 | 0 | 0 | 0 | 0 | 150 | 422.7723 |  | 1826 | 272.7723 | 0 | 0 | 0 | 0 | 0 | 150 | 422.7723 | 1826 | 272.7723 | 0 | 0 | 0 | 0 | 0 | 150 | 422.7723 | 1826 | 287.1287 | 321.8971 | 0 | 150 | 0 | 0 | 0 | 759.0258 | 1826 | 287.1287 | 321.8971 | 0 | 150 | 0 | 0 | 0 | 759.0258 | 1826 | 287.1287 | 321.8971 | 0 | 150 | 0 | 0 | 0 | 759.0258 | 1826 | 291.9142 | 643.7941 | 0 | 150 | 0 | 0 | 0 | 0 | 0 | 1085.7083 | 1826 | 291.9142 | 643.7941 | 0 | 66 | 0 | 0 | 0 | 0 | 0 | 1001.7083 | 1826 | 291.9142 | 643.7941 | 0 | 150 | 0 | 0 | 0 | 0 | 0 | 1085.7083
1829 | 93.6692 | 93.6692 | 93.6692 | 93.3718 | 93.3718 | 93.3718 | 96.8635 | 95.2975 | 95.2975 | 1829 | 1103.8036 | 1103.8036 | 1103.8036 | 1294.8465 | 1294.8465 | 1294.8465 | 1464.6624 | 1464.6624 | 1464.6624 | 1827 | 178.7129 | 0 | 0 | 0 | 0 | 0 | 150 | 328.7129 |  | 1827 | 178.7129 | 0 | 0 | 0 | 0 | 0 | 150 | 328.7129 | 1827 | 178.7129 | 0 | 0 | 0 | 0 | 0 | 150 | 328.7129 | 1827 | 188.1188 | 298.6882 | 0 | 150 | 0 | 0 | 0 | 636.807 | 1827 | 188.1188 | 298.6882 | 0 | 150 | 0 | 0 | 0 | 636.807 | 1827 | 188.1188 | 298.6882 | 0 | 150 | 0 | 0 | 0 | 636.807 | 1827 | 191.2541 | 597.3764 | 0 | 150 | 0 | 0 | 0 | 0 | 0 | 938.6305 | 1827 | 191.2541 | 597.3764 | 0 | 66 | 0 | 0 | 0 | 0 | 0 | 854.6305 | 1827 | 191.2541 | 597.3764 | 0 | 150 | 0 | 0 | 0 | 0 | 0 | 938.6305
1830 | 96.1343 | 96.1343 | 96.1343 | 95.8535 | 95.8833 | 95.8833 | 98.7815 | 95.2975 | 101.3401 | 1830 | 1212.6293 | 1212.6293 | 1212.6293 | 1422.5074 | 1422.5074 | 1422.5074 | 1609.0658 | 1609.0658 | 1609.0658 | 1828 | 141.0891 | 0 | 0 | 150 | 0 | 0 | 150 | 441.0891 |  | 1828 | 141.0891 | 0 | 0 | 150 | 0 | 0 | 150 | 441.0891 | 1828 | 141.0891 | 0 | 0 | 150 | 0 | 0 | 150 | 441.0891 | 1828 | 148.5149 | 247.225 | 0 | 150 | 0 | 0 | 0 | 545.7399 | 1828 | 148.5149 | 247.225 | 0 | 150 | 0 | 0 | 0 | 545.7399 | 1828 | 148.5149 | 247.225 | 0 | 150 | 0 | 0 | 0 | 545.7399 | 1828 | 150.9901 | 494.4501 | 0 | 150 | 0 | 0 | 0 | 0 | 0 | 795.4401 | 1828 | 150.9901 | 494.4501 | 0 | 66 | 0 | 0 | 0 | 0 | 0 | 711.4401 | 1828 | 150.9901 | 494.4501 | 0 | 150 | 0 | 0 | 0 | 0 | 0 | 795.4401
1831 | 98.7585 | 98.7585 | 98.7585 | 95.2617 | 95.2617 | 95.2617 | 98.7815 | 95.2975 | 98.8772 | 1831 | 1325.8968 | 1325.8968 | 1325.8968 | 1555.379 | 1555.379 | 1555.379 | 1759.3631 | 1759.3631 | 1759.3631 | 1829 | 141.0891 | 0 | 10.1718 | 150 | 0 | 0 | 150 | 451.2609 |  | 1829 | 141.0891 | 0 | 10.1718 | 150 | 0 | 0 | 150 | 451.2609 | 1829 | 141.0891 | 0 | 10.1718 | 150 | 0 | 0 | 150 | 451.2609 | 1829 | 148.5149 | 181.6347 | 10.9966 | 150 | 0 | 0 | 0 | 491.1461 | 1829 | 148.5149 | 181.6347 | 10.9966 | 150 | 0 | 0 | 0 | 491.1461 | 1829 | 148.5149 | 181.6347 | 10.9966 | 150 | 0 | 0 | 0 | 491.1461 | 1829 | 150.9901 | 363.2694 | 13.7457 | 150 | 0 | 0 | 0 | 0 | 0 | 678.0052 | 1829 | 150.9901 | 363.2694 | 13.7457 | 66 | 0 | 0 | 0 | 0 | 0 | 594.0052 | 1829 | 150.9901 | 363.2694 | 13.7457 | 150 | 0 | 0 | 0 | 0 | 0 | 678.0052
1832 | 94.8028 | 94.8028 | 94.8028 | 93.8873 | 93.8873 | 93.8873 | 94.7567 | 94.6016 | 94.6016 | 1832 | 1359.2108 | 1359.2108 | 1359.2108 | 1594.4589 | 1594.4589 | 1594.4589 | 1803.5682 | 1803.5682 | 1803.5682 | 1830 | 216.3366 | 0 | 50.8591 | 150 | 0 | 0 | 300 | 717.1957 |  | 1830 | 216.3366 | 0 | 50.8591 | 150 | 0 | 0 | 300 | 717.1957 | 1830 | 216.3366 | 0 | 50.8591 | 150 | 0 | 0 | 300 | 717.1957 | 1830 | 227.7228 | 125.1261 | 54.9828 | 150 | 0 | 0 | 0 | 557.8317 | 1830 | 227.7228 | 125.1261 | 54.9828 | 150 | 0 | 0 | 0 | 557.8317 | 1830 | 227.7228 | 125.1261 | 54.9828 | 150 | 0 | 0 | 0 | 557.8317 | 1830 | 231.5182 | 250.2523 | 68.7285 | 150 | 0 | 0 | 0 | 0 | 0 | 700.4989 | 1830 | 231.5182 | 250.2523 | 68.7285 | 66 | 0 | 0 | 0 | 0 | 0 | 616.4989 | 1830 | 231.5182 | 250.2523 | 68.7285 | 150 | 0 | 0 | 0 | 0 | 0 | 700.4989
1833 | 85.6286 | 85.6286 | 85.6286 | 92.2739 | 92.2739 | 92.2739 | 91.8882 | 91.8882 | 91.8882 | 1833 | 1324.7864 | 1324.7864 | 1324.7864 | 1554.0763 | 1554.0763 | 1554.0763 | 1757.8896 | 1757.8896 | 1757.8896 | 1831 | 141.0891 | 0 | 137.3196 | 150 | 0 | 0 | 450 | 878.4087 |  | 1831 | 141.0891 | 0 | 137.3196 | 150 | 0 | 0 | 450 | 878.4087 | 1831 | 141.0891 | 0 | 137.3196 | 150 | 0 | 0 | 450 | 878.4087 | 1831 | 148.5149 | 97.8809 | 148.4536 | 150 | 0 | 0 | 0 | 544.8494 | 1831 | 148.5149 | 97.8809 | 148.4536 | 150 | 0 | 0 | 0 | 544.8494 | 1831 | 148.5149 | 97.8809 | 148.4536 | 150 | 0 | 0 | 0 | 544.8494 | 1831 | 150.9901 | 195.7619 | 185.567 | 150 | 0 | 0 | 0 | 0 | 0 | 682.319 | 1831 | 150.9901 | 195.7619 | 185.567 | 66 | 0 | 0 | 0 | 0 | 0 | 598.319 | 1831 | 150.9901 | 195.7619 | 185.567 | 150 | 0 | 0 | 0 | 0 | 0 | 682.319
1834 | 84.704 | 84.704 | 84.704 | 90.8178 | 90.8178 | 90.8178 | 89.013 | 89.013 | 89.013 | 1834 | 1314.7922 | 1314.7922 | 1314.7922 | 1542.3524 | 1542.3524 | 1542.3524 | 1744.6281 | 1744.6281 | 1744.6281 | 1832 | 141.0891 | 0 | 249.2096 | 150 | 0 | 0 | 206.5613 | 746.86 |  | 1832 | 141.0891 | 0 | 249.2096 | 150 | 0 | 0 | 206.5613 | 746.86 | 1832 | 141.0891 | 0 | 249.2096 | 150 | 0 | 0 | 206.5613 | 746.86 | 1832 | 148.5149 | 100.9082 | 269.4158 | 150 | 0 | 0 | 0 | 668.8388 | 1832 | 148.5149 | 100.9082 | 269.4158 | 150 | 0 | 0 | 0 | 668.8388 | 1832 | 148.5149 | 100.9082 | 269.4158 | 150 | 0 | 0 | 0 | 668.8388 | 1832 | 150.9901 | 201.8163 | 336.7698 | 150 | 0 | 0 | 0 | 0 | 0 | 839.5762 | 1832 | 150.9901 | 201.8163 | 336.7698 | 66 | 0 | 0 | 0 | 0 | 0 | 755.5762 | 1832 | 150.9901 | 201.8163 | 336.7698 | 150 | 0 | 0 | 0 | 0 | 0 | 839.5762
1835 | 84.2244 | 84.2244 | 84.2244 | 90.2712 | 90.2712 | 90.2712 | 83.4724 | 83.4724 | 83.4724 | 1835 | 1310.3503 | 1310.3503 | 1310.3503 | 1537.1417 | 1537.1417 | 1537.1417 | 1738.7341 | 1738.7341 | 1738.7341 | 1833 | 244.5545 | 0 | 386.5292 | 0 | 0 | 0 | 150 | 781.0837 |  | 1833 | 244.5545 | 0 | 386.5292 | 0 | 0 | 0 | 150 | 781.0837 | 1833 | 244.5545 | 0 | 386.5292 | 0 | 0 | 0 | 150 | 781.0837 | 1833 | 257.4257 | 120.0807 | 417.8694 | 150 | 0 | 0 | 0 | 945.3759 | 1833 | 257.4257 | 120.0807 | 417.8694 | 150 | 0 | 0 | 0 | 945.3759 | 1833 | 257.4257 | 120.0807 | 417.8694 | 150 | 0 | 0 | 0 | 945.3759 | 1833 | 261.7162 | 240.1615 | 522.3368 | 150 | 0 | 0 | 0 | 0 | 0 | 1174.2144 | 1833 | 261.7162 | 240.1615 | 522.3368 | 66 | 0 | 0 | 0 | 0 | 0 | 1090.2144 | 1833 | 261.7162 | 240.1615 | 522.3368 | 150 | 0 | 0 | 0 | 0 | 0 | 1174.2144
1836 | 86.0295 | 86.0295 | 86.0295 | 92.5701 | 92.5701 | 92.5701 | 92.0973 | 91.8882 | 91.8882 | 1836 | 1368.0946 | 1368.0946 | 1368.0946 | 1604.8802 | 1604.8802 | 1604.8802 | 1815.3563 | 1815.3563 | 1815.3563 | 1834 | 300.9901 | 0 | 391.6151 | 0 | 0 | 0 | 150 | 842.6052 |  | 1834 | 300.9901 | 0 | 391.6151 | 0 | 0 | 0 | 150 | 842.6052 | 1834 | 300.9901 | 0 | 391.6151 | 0 | 0 | 0 | 150 | 842.6052 | 1834 | 316.8317 | 152.3713 | 423.3677 | 150 | 0 | 0 | 0 | 1042.5707 | 1834 | 316.8317 | 152.3713 | 423.3677 | 150 | 0 | 0 | 0 | 1042.5707 | 1834 | 316.8317 | 152.3713 | 423.3677 | 150 | 0 | 0 | 0 | 1042.5707 | 1834 | 322.1122 | 304.7427 | 529.2096 | 0 | 0 | 0 | 0 | 0 | 0 | 1156.0645 | 1834 | 322.1122 | 304.7427 | 529.2096 | 66 | 0 | 0 | 0 | 0 | 0 | 1222.0645 | 1834 | 322.1122 | 304.7427 | 529.2096 | 0 | 0 | 0 | 0 | 0 | 0 | 1156.0645
1837 | 86.0295 | 86.0295 | 86.0295 | 92.5701 | 92.5701 | 92.5701 | 92.0973 | 91.8882 | 91.8882 | 1837 | 1384.7516 | 1384.7516 | 1384.7516 | 1624.4201 | 1624.4201 | 1624.4201 | 1837.4588 | 1837.4588 | 1837.4588 | 1835 | 310.396 | 0 | 366.1856 | 0 | 0 | 0 | 150 | 826.5816 |  | 1835 | 310.396 | 0 | 366.1856 | 0 | 0 | 0 | 150 | 826.5816 | 1835 | 310.396 | 0 | 366.1856 | 0 | 0 | 0 | 150 | 826.5816 | 1835 | 326.7327 | 186.6801 | 395.8763 | 0 | 0 | 0 | 0 | 909.2891 | 1835 | 326.7327 | 186.6801 | 395.8763 | 0 | 0 | 0 | 0 | 909.2891 | 1835 | 326.7327 | 186.6801 | 395.8763 | 0 | 0 | 0 | 0 | 909.2891 | 1835 | 332.1782 | 373.3602 | 494.8454 | 0 | 0 | 0 | 0 | 0 | 0 | 1200.3838 | 1835 | 332.1782 | 373.3602 | 494.8454 | 66 | 0 | 0 | 0 | 0 | 0 | 1266.3838 | 1835 | 332.1782 | 373.3602 | 494.8454 | 0 | 0 | 0 | 0 | 0 | 0 | 1200.3838
1838 | 87.1912 | 87.1912 | 87.1912 | 92.5701 | 92.5701 | 92.5701 | 92.0973 | 91.8882 | 91.8882 | 1838 | 1403.6295 | 1403.6295 | 1403.6295 | 1646.5654 | 1646.5654 | 1646.5654 | 1862.5084 | 1862.5084 | 1862.5084 | 1836 | 291.5842 | 0 | 305.1546 | 0 | 0 | 0 | 150 | 746.7388 |  | 1836 | 291.5842 | 0 | 305.1546 | 0 | 0 | 0 | 150 | 746.7388 | 1836 | 291.5842 | 0 | 305.1546 | 0 | 0 | 0 | 150 | 746.7388 | 1836 | 306.9307 | 189.7074 | 329.8969 | 150 | 0 | 0 | 0 | 976.535 | 1836 | 306.9307 | 189.7074 | 329.8969 | 150 | 0 | 0 | 0 | 976.535 | 1836 | 306.9307 | 189.7074 | 329.8969 | 150 | 0 | 0 | 0 | 976.535 | 1836 | 312.0462 | 379.4147 | 412.3711 | 150 | 0 | 0 | 0 | 0 | 0 | 1253.8321 | 1836 | 312.0462 | 379.4147 | 412.3711 | 66 | 0 | 0 | 0 | 0 | 0 | 1169.8321 | 1836 | 312.0462 | 379.4147 | 412.3711 | 150 | 0 | 0 | 0 | 0 | 0 | 1253.8321
1839 | 92.0772 | 92.0772 | 92.0772 | 92.7315 | 92.7315 | 92.7315 | 92.243 | 91.8882 | 91.8882 | 1839 | 1363.6527 | 1363.6527 | 1363.6527 | 1599.6695 | 1599.6695 | 1599.6695 | 1809.4622 | 1809.4622 | 1809.4622 | 1837 | 376.2376 | 0 | 218.6942 | 0 | 0 | 0 | 150 | 744.9318 |  | 1837 | 376.2376 | 0 | 218.6942 | 0 | 0 | 0 | 150 | 744.9318 | 1837 | 376.2376 | 0 | 218.6942 | 0 | 0 | 0 | 150 | 744.9318 | 1837 | 396.0396 | 167.5076 | 236.4261 | 150 | 0 | 0 | 0 | 949.9733 | 1837 | 396.0396 | 167.5076 | 236.4261 | 150 | 0 | 0 | 0 | 949.9733 | 1837 | 396.0396 | 167.5076 | 236.4261 | 150 | 0 | 0 | 0 | 949.9733 | 1837 | 402.6403 | 335.0151 | 295.5326 | 150 | 0 | 0 | 0 | 0 | 0 | 1183.188 | 1837 | 402.6403 | 335.0151 | 295.5326 | 66 | 0 | 0 | 0 | 0 | 0 | 1099.188 | 1837 | 402.6403 | 335.0151 | 295.5326 | 150 | 0 | 0 | 0 | 0 | 0 | 1183.188
1840 | 98.7585 | 98.7585 | 98.7585 | 93.8873 | 93.8773 | 93.8873 | 94.7567 | 91.8882 | 91.8882 | 1840 | 1328.1178 | 1328.1178 | 1328.1178 | 1557.9843 | 1557.9843 | 1557.9843 | 1762.3101 | 1762.3101 | 1762.3101 | 1838 | 432.6733 | 0 | 122.0619 | 0 | 0 | 0 | 150 | 704.7351 |  | 1838 | 432.6733 | 0 | 122.0619 | 0 | 0 | 0 | 150 | 704.7351 | 1838 | 432.6733 | 0 | 122.0619 | 0 | 0 | 0 | 150 | 704.7351 | 1838 | 455.4455 | 200.8073 | 131.9588 | 150 | 0 | 0 | 0 | 938.2116 | 1838 | 455.4455 | 200.8073 | 131.9588 | 150 | 0 | 0 | 0 | 938.2116 | 1838 | 455.4455 | 200.8073 | 131.9588 | 150 | 0 | 0 | 0 | 938.2116 | 1838 | 463.0363 | 401.6145 | 164.9485 | 150 | 0 | 0 | 0 | 0 | 0 | 1179.5993 | 1838 | 463.0363 | 401.6145 | 164.9485 | 66 | 0 | 0 | 0 | 0 | 0 | 1095.5993 | 1838 | 463.0363 | 401.6145 | 164.9485 | 150 | 0 | 0 | 0 | 0 | 0 | 1179.5993
1841 | 98.6288 | 98.6288 | 98.6288 | 93.8873 | 93.8773 | 93.8873 | 21.6761 | 28.8088 | 25.5958 | 1841 | 1322.5654 | 1322.5654 | 1322.5654 | 1551.471 | 1551.471 | 1551.471 | 1901.4901 | 1754.9426 | 1754.9426 | 1839 | 526.7327 | 0 | 76.2887 | 150 | 0 | 0 | 150 | 903.0213 |  | 1839 | 526.7327 | 0 | 76.2887 | 150 | 0 | 0 | 150 | 903.0213 | 1839 | 526.7327 | 0 | 76.2887 | 150 | 0 | 0 | 150 | 903.0213 | 1839 | 554.4554 | 344.0969 | 82.4742 | 150 | 0 | 0 | 0 | 1131.0265 | 1839 | 554.4554 | 344.0969 | 82.4742 | 150 | 0 | 0 | 0 | 1131.0265 | 1839 | 554.4554 | 344.0969 | 82.4742 | 150 | 0 | 0 | 0 | 1131.0265 | 1839 | 563.6964 | 688.1937 | 103.0928 | 150 | 0 | 0 | 0 | 0 | 0 | 1504.9829 | 1839 | 563.6964 | 688.1937 | 103.0928 | 66 | 0 | 0 | 0 | 0 | 0 | 1420.9829 | 1839 | 563.6964 | 688.1937 | 103.0928 | 150 | 0 | 0 | 0 | 0 | 0 | 1504.9829
1842 | 90.7143 | 90.7143 | 90.7143 | 56.5346 | 66.3221 | 68.6174 | 21.6761 | 28.8088 | 25.5958 | 1842 | 1360.3213 | 1360.3213 | 1360.3213 | 1639.8693 | 1595.7615 | 1595.7615 | 2255.2731 | 1805.0417 | 1805.0417 | 1840 | 583.1683 | 0 | 30.5155 | 150 | 0 | 0 | 450 | 1213.6838 |  | 1840 | 583.1683 | 0 | 30.5155 | 150 | 0 | 0 | 450 | 1213.6838 | 1840 | 583.1683 | 0 | 30.5155 | 150 | 0 | 0 | 450 | 1213.6838 | 1840 | 613.8614 | 561.0494 | 32.9897 | 150 | 0 | 0 | 0 | 1357.9005 | 1840 | 613.8614 | 561.0494 | 32.9897 | 150 | 0 | 0 | 0 | 1357.9005 | 1840 | 613.8614 | 561.0494 | 32.9897 | 150 | 0 | 0 | 0 | 1357.9005 | 1840 | 624.0924 | 1122.0989 | 41.2371 | 150 | 0 | 0 | 0 | 0 | 0 | 1937.4284 | 1840 | 624.0924 | 1122.0989 | 41.2371 | 66 | 0 | 0 | 0 | 0 | 0 | 1853.4284 | 1840 | 624.0924 | 1122.0989 | 41.2371 | 150 | 0 | 0 | 0 | 0 | 0 | 1937.4284
1843 | 90.7143 | 90.7143 | 90.7143 | 56.5346 | 66.3221 | 68.6174 | 21.6761 | 28.8088 | 25.5958 | 1843 | 1334.7806 | 1334.7806 | 1334.7806 | 1715.0409 | 1565.8003 | 1565.8003 | 2296.2653 | 1771.1512 | 1867.4414 | 1841 | 846.5347 | 0 | 5.0859 | 150 | 0 | 0 | 304.9449 | 1306.5654 |  | 1841 | 846.5347 | 0 | 5.0859 | 150 | 0 | 0 | 304.9449 | 1306.5654 | 1841 | 846.5347 | 0 | 5.0859 | 150 | 0 | 0 | 304.9449 | 1306.5654 | 1841 | 891.0891 | 735.6206 | 5.4983 | 150 | 0 | 0 | 0 | 1782.208 | 1841 | 891.0891 | 735.6206 | 5.4983 | 150 | 0 | 0 | 0 | 1782.208 | 1841 | 891.0891 | 735.6206 | 5.4983 | 150 | 0 | 0 | 0 | 1782.208 | 1841 | 905.9406 | 1471.2412 | 6.8729 | 0 | 0 | 0 | 0 | 0 | 0 | 2384.0546 | 1841 | 905.9406 | 1471.2412 | 6.8729 | 17 | 0 | 0 | 0 | 0 | 0 | 2401.0546 | 1841 | 905.9406 | 1471.2412 | 6.8729 | 0 | 0 | 0 | 0 | 0 | 0 | 2384.0546
1844 | 78.7174 | 78.7174 | 78.7174 | 56.5346 | 66.3221 | 68.6174 | 21.6761 | 28.8088 | 25.5958 | 1844 | 1398.1782 | 1398.1782 | 1398.1782 | 1737.9683 | 1499.3645 | 1499.3645 | 2221.1166 | 1696.0025 | 2221.1166 | 1842 | 1072.2772 | 0 | 0 | 122.0441 | 0 | 0 | 150 | 1344.3213 |  | 1842 | 1072.2772 | 0 | 0 | 122.0441 | 0 | 0 | 150 | 1344.3213 | 1842 | 1072.2772 | 0 | 0 | 122.0441 | 0 | 0 | 150 | 1344.3213 | 1842 | 1128.7129 | 795.1564 | 0 | 0 | 0 | 0 | 0 | 1923.8693 | 1842 | 1128.7129 | 795.1564 | 0 | 0 | 0 | 0 | 0 | 1923.8693 | 1842 | 1128.7129 | 795.1564 | 0 | 0 | 0 | 0 | 0 | 1923.8693 | 1842 | 1147.5248 | 1590.3128 | 0 | 0 | 0 | 0 | 0 | 0 | 0 | 2737.8376 | 1842 | 1147.5248 | 1590.3128 | 0 | 17 | 0 | 0 | 0 | 0 | 0 | 2754.8376 | 1842 | 1147.5248 | 1590.3128 | 0 | 0 | 0 | 0 | 0 | 0 | 0 | 2737.8376
1845 | 78.7174 | 78.7174 | 78.7174 | 56.5346 | 66.3221 | 68.6174 | 21.6761 | 28.8088 | 25.5958 | 1845 | 1539.2673 | 1539.2673 | 1539.2673 | 1402.9675 | 1402.9675 | 1402.9675 | 2112.0774 | 2112.0774 | 1947.5725 | 1843 | 1147.5248 | 0 | 0 | 21.2558 | 0 | 0 | 150 | 1318.7806 |  | 1843 | 1147.5248 | 0 | 0 | 21.2558 | 0 | 0 | 150 | 1318.7806 | 1843 | 1147.5248 | 0 | 0 | 21.2558 | 0 | 0 | 150 | 1318.7806 | 1843 | 1207.9208 | 791.1201 | 0 | 0 | 0 | 0 | 0 | 1999.0409 | 1843 | 1207.9208 | 791.1201 | 0 | 0 | 0 | 0 | 0 | 1999.0409 | 1843 | 1207.9208 | 791.1201 | 0 | 0 | 0 | 0 | 0 | 1999.0409 | 1843 | 1228.0528 | 1582.2402 | 0 | 0 | 0 | 0 | 0 | 0 | 0 | 2810.293 | 1843 | 1228.0528 | 1582.2402 | 0 | 17 | 0 | 0 | 0 | 0 | 0 | 2827.293 | 1843 | 1228.0528 | 1582.2402 | 0 | 0 | 0 | 0 | 0 | 0 | 0 | 2810.293
1846 | 78.7174 | 78.7174 | 78.7174 | 56.5346 | 66.3221 | 68.6174 | 21.6761 | 28.8088 | 25.5958 | 1846 | 1416.9901 | 1416.9901 | 1416.9901 | 1301.3598 | 1301.3598 | 1301.3598 | 1997.1441 | 1774.3329 | 1595.8812 | 1844 | 1232.1782 | 0 | 0 | 0 | 0 | 0 | 150 | 1382.1782 |  | 1844 | 1232.1782 | 0 | 0 | 0 | 0 | 0 | 150 | 1382.1782 | 1844 | 1232.1782 | 0 | 0 | 0 | 0 | 0 | 150 | 1382.1782 | 1844 | 1297.0297 | 756.8113 | 0 | 0 | 0 | 0 | 0 | 2053.841 | 1844 | 1297.0297 | 756.8113 | 0 | 0 | 0 | 0 | 0 | 2053.841 | 1844 | 1297.0297 | 756.8113 | 0 | 0 | 0 | 0 | 0 | 2053.841 | 1844 | 1318.6469 | 1513.6226 | 0 | 0 | 0 | 0 | 0 | 0 | 0 | 2832.2695 | 1844 | 1318.6469 | 1513.6226 | 0 | 17 | 0 | 0 | 0 | 0 | 0 | 2849.2695 | 1844 | 1318.6469 | 1513.6226 | 0 | 0 | 0 | 0 | 0 | 0 | 0 | 2832.2695
1847 | 78.7174 | 78.7174 | 78.7174 | 56.5346 | 66.3221 | 68.6174 | 21.6761 | 28.8088 | 25.5958 | 1847 | 1266.495 | 1266.495 | 1266.495 | 1233.6214 | 1233.6214 | 1233.6214 | 1920.5219 | 1395.4078 | 1550.7138 | 1845 | 1373.2673 | 0 | 0 | 0 | 0 | 0 | 150 | 1523.2673 |  | 1845 | 1373.2673 | 0 | 0 | 0 | 0 | 0 | 150 | 1523.2673 | 1845 | 1373.2673 | 0 | 0 | 0 | 0 | 0 | 150 | 1523.2673 | 1845 | 1445.5446 | 710.3935 | 0 | 0 | 0 | 0 | 0 | 2155.9381 | 1845 | 1445.5446 | 710.3935 | 0 | 0 | 0 | 0 | 0 | 2155.9381 | 1845 | 1445.5446 | 710.3935 | 0 | 0 | 0 | 0 | 0 | 2155.9381 | 1845 | 1469.637 | 1420.7871 | 0 | 0 | 0 | 0 | 0 | 0 | 0 | 2890.424 | 1845 | 1469.637 | 1420.7871 | 0 | 17 | 0 | 0 | 0 | 0 | 0 | 2907.424 | 1845 | 1469.637 | 1420.7871 | 0 | 0 | 0 | 0 | 0 | 0 | 0 | 2890.424
1848 | 78.7174 | 78.7174 | 78.7174 | 56.5346 | 66.3221 | 68.6174 | 21.6761 | 28.8088 | 25.5958 | 1848 | 1228.8713 | 1228.8713 | 1228.8713 | 1435.2155 | 1201.0548 | 1201.0548 | 1419.2564 | 1358.5702 | 1395.4144 | 1846 | 1250.9901 | 0 | 0 | 0 | 0 | 0 | 150 | 1400.9901 |  | 1846 | 1250.9901 | 0 | 0 | 0 | 0 | 0 | 150 | 1400.9901 | 1846 | 1250.9901 | 0 | 0 | 0 | 0 | 0 | 150 | 1400.9901 | 1846 | 1316.8317 | 689.2028 | 0 | 0 | 0 | 0 | 0 | 2006.0345 | 1846 | 1316.8317 | 689.2028 | 0 | 0 | 0 | 0 | 0 | 2006.0345 | 1846 | 1316.8317 | 689.2028 | 0 | 0 | 0 | 0 | 0 | 2006.0345 | 1846 | 1338.7789 | 1378.4057 | 0 | 0 | 0 | 0 | 0 | 0 | 0 | 2717.1845 | 1846 | 1338.7789 | 1378.4057 | 0 | 17 | 0 | 0 | 0 | 0 | 0 | 2734.1845 | 1846 | 1338.7789 | 1378.4057 | 0 | 0 | 0 | 0 | 0 | 0 | 0 | 2717.1845
1849 | 72.2063 | 72.5897 | 74.1528 | 35.66 | 35.66 | 35.66 | 0.10514 | 10.5482 | 12.9218 | 1849 | 1021.6291 | 1021.6291 | 1021.6291 | 1198.4495 | 1198.4495 | 1198.4495 | 1355.6232 | 1355.6232 | 1355.6232 | 1847 | 1100.495 | 0 | 0 | 0 | 0 | 0 | 150 | 1250.495 |  | 1847 | 1100.495 | 0 | 0 | 0 | 0 | 0 | 150 | 1250.495 | 1847 | 1100.495 | 0 | 0 | 0 | 0 | 0 | 150 | 1250.495 | 1847 | 1158.4158 | 657.9213 | 0 | 0 | 0 | 0 | 0 | 1816.3371 | 1847 | 1158.4158 | 657.9213 | 0 | 0 | 0 | 0 | 0 | 1816.3371 | 1847 | 1158.4158 | 657.9213 | 0 | 0 | 0 | 0 | 0 | 1816.3371 | 1847 | 1177.7228 | 1315.8426 | 0 | 0 | 0 | 0 | 0 | 0 | 0 | 2493.5654 | 1847 | 1177.7228 | 1315.8426 | 0 | 17 | 0 | 0 | 0 | 0 | 0 | 2510.5654 | 1847 | 1177.7228 | 1315.8426 | 0 | 0 | 0 | 0 | 0 | 0 | 0 | 2493.5654
1850 | 72.2063 | 72.5897 | 74.1528 | 24.5656 | 29.4202 | 29.4202 | 0.10514 | 1.4071 | 1.1209 | 1850 | 1016.0767 | 1016.0767 | 1016.0767 | 1191.9362 | 1191.9362 | 1191.9362 | 1348.2557 | 1348.2557 | 1348.2557 | 1848 | 1062.8713 | 0 | 0 | 0 | 0 | 0 | 150 | 1212.8713 |  | 1848 | 1062.8713 | 0 | 0 | 0 | 0 | 0 | 150 | 1212.8713 | 1848 | 1062.8713 | 0 | 0 | 0 | 0 | 0 | 150 | 1212.8713 | 1848 | 1118.8119 | 600.4036 | 0 | 0 | 0 | 0 | 0 | 1719.2155 | 1848 | 1118.8119 | 600.4036 | 0 | 0 | 0 | 0 | 0 | 1719.2155 | 1848 | 1118.8119 | 600.4036 | 0 | 0 | 0 | 0 | 0 | 1719.2155 | 1848 | 1137.4587 | 1200.8073 | 0 | 0 | 0 | 0 | 0 | 0 | 0 | 2338.266 | 1848 | 1137.4587 | 1200.8073 | 0 | 17 | 0 | 0 | 0 | 0 | 0 | 2355.266 | 1848 | 1137.4587 | 1200.8073 | 0 | 0 | 0 | 0 | 0 | 0 | 0 | 2338.266
1851 | 72.2063 | 72.5897 | 74.1528 | 24.5656 | 29.4202 | 29.4202 | 0.10514 | 1.4071 | 1.1209 | 1851 | 1023.85 | 1023.85 | 1023.85 | 1201.0548 | 1201.0548 | 1201.0548 | 1358.5702 | 1358.5702 | 1358.5702 | 1849 | 940.5941 | 0 | 0 | 0 | 0 | 0 | 0 | 940.5941 |  | 1849 | 940.5941 | 0 | 0 | 0 | 0 | 0 | 0 | 940.5941 | 1849 | 940.5941 | 0 | 0 | 0 | 0 | 0 | 0 | 940.5941 | 1849 | 990.099 | 557.0131 | 0 | 0 | 0 | 0 | 0 | 1547.1121 | 1849 | 990.099 | 557.0131 | 0 | 0 | 0 | 0 | 0 | 1547.1121 | 1849 | 990.099 | 557.0131 | 0 | 0 | 0 | 0 | 0 | 1547.1121 | 1849 | 1006.6007 | 1114.0262 | 0 | 0 | 0 | 0 | 0 | 0 | 0 | 2120.6269 | 1849 | 1006.6007 | 1114.0262 | 0 | 17 | 0 | 0 | 0 | 0 | 0 | 2137.6269 | 1849 | 1006.6007 | 1114.0262 | 0 | 0 | 0 | 0 | 0 | 0 | 0 | 2120.6269
1852 | 72.2063 | 72.5897 | 74.1528 | 24.5656 | 29.4202 | 29.4202 | 11.1093 | 11.1093 | 12.9218 | 1852 | 1067.1582 | 1067.1582 | 1067.1582 | 1251.8586 | 1251.8586 | 1251.8586 | 1416.0368 | 1416.0368 | 1416.0368 | 1850 | 987.6238 | 0 | 0 | 0 | 0 | 0 | 0 | 987.6238 |  | 1850 | 987.6238 | 0 | 0 | 0 | 0 | 0 | 0 | 987.6238 | 1850 | 987.6238 | 0 | 0 | 0 | 0 | 0 | 0 | 987.6238 | 1850 | 1039.604 | 533.8042 | 0 | 0 | 0 | 0 | 0 | 1573.4082 | 1850 | 1039.604 | 533.8042 | 0 | 0 | 0 | 0 | 0 | 1573.4082 | 1850 | 1039.604 | 533.8042 | 0 | 0 | 0 | 0 | 0 | 1573.4082 | 1850 | 1056.9307 | 1067.6085 | 0 | 0 | 0 | 0 | 0 | 0 | 0 | 2124.5392 | 1850 | 1056.9307 | 1067.6085 | 0 | 17 | 0 | 0 | 0 | 0 | 0 | 2141.5392 | 1850 | 1056.9307 | 1067.6085 | 0 | 0 | 0 | 0 | 0 | 0 | 0 | 2124.5392
1853 | 72.2063 | 72.5897 | 74.1528 | 30.4157 | 30.4157 | 30.4157 | 19.2506 | 20.9838 | 20.9838 | 1853 | 1151.5536 | 1151.5536 | 1151.5536 | 1350.861 | 1350.861 | 1350.861 | 1528.0231 | 1528.0231 | 1528.0231 | 1851 | 978.2178 | 0 | 0 | 0 | 0 | 0 | 0 | 978.2178 |  | 1851 | 978.2178 | 0 | 0 | 0 | 0 | 0 | 0 | 978.2178 | 1851 | 978.2178 | 0 | 0 | 0 | 0 | 0 | 0 | 978.2178 | 1851 | 1029.703 | 541.8769 | 0 | 0 | 0 | 0 | 0 | 1571.5799 | 1851 | 1029.703 | 541.8769 | 0 | 0 | 0 | 0 | 0 | 1571.5799 | 1851 | 1029.703 | 541.8769 | 0 | 0 | 0 | 0 | 0 | 1571.5799 | 1851 | 1046.8647 | 1083.7538 | 0 | 0 | 0 | 0 | 0 | 0 | 0 | 2130.6185 | 1851 | 1046.8647 | 1083.7538 | 0 | 17 | 0 | 0 | 0 | 0 | 0 | 2147.6185 | 1851 | 1046.8647 | 1083.7538 | 0 | 0 | 0 | 0 | 0 | 0 | 0 | 2130.6185
1854 | 72.2063 | 72.5897 | 73.108 | 30.9501 | 30.9501 | 30.9501 | 0.10514 | 10.5482 | 12.9218 | 1854 | 1272.5945 | 1272.5945 | 1272.5945 | 1492.8512 | 1492.8512 | 1492.8512 | 1688.635 | 1688.635 | 1688.635 | 1852 | 893.5644 | 0 | 0 | 0 | 0 | 0 | 0 | 893.5644 |  | 1852 | 893.5644 | 0 | 0 | 0 | 0 | 0 | 0 | 893.5644 | 1852 | 893.5644 | 0 | 0 | 0 | 0 | 0 | 0 | 893.5644 | 1852 | 940.5941 | 557.0131 | 0 | 0 | 0 | 0 | 0 | 1497.6072 | 1852 | 940.5941 | 557.0131 | 0 | 0 | 0 | 0 | 0 | 1497.6072 | 1852 | 940.5941 | 557.0131 | 0 | 0 | 0 | 0 | 0 | 1497.6072 | 1852 | 956.2706 | 1114.0262 | 0 | 0 | 0 | 0 | 0 | 0 | 0 | 2070.2969 | 1852 | 956.2706 | 1114.0262 | 0 | 17 | 0 | 0 | 0 | 0 | 0 | 2087.2969 | 1852 | 956.2706 | 1114.0262 | 0 | 0 | 0 | 0 | 0 | 0 | 0 | 2070.2969
1855 | 72.2063 | 72.5897 | 72.6878 | 30.85 | 30.85 | 30.85 | 0.10514 | 10.5482 | 12.9218 | 1855 | 1392.5248 | 1392.5248 | 1392.5248 | 1633.5387 | 1633.5387 | 1633.5387 | 1847.7733 | 1847.7733 | 1847.7733 | 1853 | 968.8119 | 0 | 5.0859 | 0 | 0 | 0 | 0 | 973.8978 |  | 1853 | 968.8119 | 0 | 5.0859 | 0 | 0 | 0 | 0 | 973.8978 | 1853 | 968.8119 | 0 | 5.0859 | 0 | 0 | 0 | 0 | 973.8978 | 1853 | 1019.802 | 583.2492 | 5.4983 | 0 | 0 | 0 | 0 | 1608.5495 | 1853 | 1019.802 | 583.2492 | 5.4983 | 0 | 0 | 0 | 0 | 1608.5495 | 1853 | 1019.802 | 583.2492 | 5.4983 | 0 | 0 | 0 | 0 | 1608.5495 | 1853 | 1036.7987 | 1166.4985 | 6.8729 | 0 | 0 | 0 | 0 | 0 | 0 | 2210.17 | 1853 | 1036.7987 | 1166.4985 | 6.8729 | 17 | 0 | 0 | 0 | 0 | 0 | 2227.17 | 1853 | 1036.7987 | 1166.4985 | 6.8729 | 0 | 0 | 0 | 0 | 0 | 0 | 2210.17
1856 | 72.2063 | 72.5897 | 73.1675 | 29.4202 | 29.4202 | 29.4202 | 0.10514 | 10.5482 | 12.9218 | 1856 | 1412.5132 | 1412.5132 | 1412.5132 | 1656.9867 | 1656.9867 | 1656.9867 | 1874.2964 | 1874.2964 | 1874.2964 | 1854 | 1025.2475 | 0 | 35.6014 | 0 | 0 | 0 | 0 | 1060.8489 |  | 1854 | 1025.2475 | 0 | 35.6014 | 0 | 0 | 0 | 0 | 1060.8489 | 1854 | 1025.2475 | 0 | 35.6014 | 0 | 0 | 0 | 0 | 1060.8489 | 1854 | 1079.2079 | 590.3128 | 38.488 | 0 | 0 | 0 | 0 | 1708.0087 | 1854 | 1079.2079 | 590.3128 | 38.488 | 0 | 0 | 0 | 0 | 1708.0087 | 1854 | 1079.2079 | 590.3128 | 38.488 | 0 | 0 | 0 | 0 | 1708.0087 | 1854 | 1097.1947 | 1180.6256 | 48.11 | 0 | 0 | 0 | 0 | 0 | 0 | 2325.9303 | 1854 | 1097.1947 | 1180.6256 | 48.11 | 17 | 0 | 0 | 0 | 0 | 0 | 2342.9303 | 1854 | 1097.1947 | 1180.6256 | 48.11 | 0 | 0 | 0 | 0 | 0 | 0 | 2325.9303
1857 | 29.4202 | 49.4913 | 49.4913 | 24.5656 | 25.6845 | 25.6845 | 0.10514 | 10.5482 | 12.9218 | 1857 | 1376.9783 | 1376.9783 | 1376.9783 | 1615.3015 | 1615.3015 | 1615.3015 | 1827.1443 | 1827.1443 | 1827.1443 | 1855 | 1128.7129 | 0 | 106.8041 | 0 | 0 | 0 | 0 | 1235.517 |  | 1855 | 1128.7129 | 0 | 106.8041 | 0 | 0 | 0 | 0 | 1235.517 | 1855 | 1128.7129 | 0 | 106.8041 | 0 | 0 | 0 | 0 | 1235.517 | 1855 | 1188.1188 | 573.1584 | 115.4639 | 0 | 0 | 0 | 0 | 1876.7412 | 1855 | 1188.1188 | 573.1584 | 115.4639 | 0 | 0 | 0 | 0 | 1876.7412 | 1855 | 1188.1188 | 573.1584 | 115.4639 | 0 | 0 | 0 | 0 | 1876.7412 | 1855 | 1207.9208 | 1146.3169 | 144.3299 | 0 | 0 | 0 | 0 | 0 | 0 | 2498.5675 | 1855 | 1207.9208 | 1146.3169 | 144.3299 | 17 | 0 | 0 | 0 | 0 | 0 | 2515.5675 | 1855 | 1207.9208 | 1146.3169 | 144.3299 | 0 | 0 | 0 | 0 | 0 | 0 | 2498.5675
1858 | 22.3899 | 33.6698 | 33.6698 | 22.7462 | 23.0163 | 23.0163 | 0.10514 | 1.5784 | 1.5784 | 1858 | 1379.1992 | 1379.1992 | 1379.1992 | 1617.9068 | 1617.9068 | 1617.9068 | 1830.0913 | 1830.0913 | 1830.0913 | 1856 | 1269.802 | 0 | 244.1237 | 0 | 0 | 0 | 0 | 1513.9257 |  | 1856 | 1269.802 | 0 | 244.1237 | 0 | 0 | 0 | 0 | 1513.9257 | 1856 | 1269.802 | 0 | 244.1237 | 0 | 0 | 0 | 0 | 1513.9257 | 1856 | 1336.6337 | 552.9768 | 263.9175 | 0 | 0 | 0 | 0 | 2153.528 | 1856 | 1336.6337 | 552.9768 | 263.9175 | 0 | 0 | 0 | 0 | 2153.528 | 1856 | 1336.6337 | 552.9768 | 263.9175 | 0 | 0 | 0 | 0 | 2153.528 | 1856 | 1358.9109 | 1105.9536 | 329.8969 | 0 | 0 | 0 | 0 | 0 | 0 | 2794.7614 | 1856 | 1358.9109 | 1105.9536 | 329.8969 | 17 | 0 | 0 | 0 | 0 | 0 | 2811.7614 | 1856 | 1358.9109 | 1105.9536 | 329.8969 | 0 | 0 | 0 | 0 | 0 | 0 | 2794.7614
1859 | 22.3899 | 22.3899 | 21.5773 | 21.6761 | 21.7964 | 21.6761 | 0.10514 | 10.5482 | 12.9218 | 1859 | 1360.3213 | 1360.3213 | 1360.3213 | 1595.7615 | 1595.7615 | 1595.7615 | 1805.0417 | 1805.0417 | 1805.0417 | 1857 | 1222.7723 | 0 | 386.5292 | 0 | 0 | 0 | 0 | 1609.3015 |  | 1857 | 1222.7723 | 0 | 386.5292 | 0 | 0 | 0 | 0 | 1609.3015 | 1857 | 1222.7723 | 0 | 386.5292 | 0 | 0 | 0 | 0 | 1609.3015 | 1857 | 1287.1287 | 527.7497 | 417.8694 | 0 | 0 | 0 | 0 | 2232.7479 | 1857 | 1287.1287 | 527.7497 | 417.8694 | 0 | 0 | 0 | 0 | 2232.7479 | 1857 | 1287.1287 | 527.7497 | 417.8694 | 0 | 0 | 0 | 0 | 2232.7479 | 1857 | 1308.5809 | 1055.4995 | 522.3368 | 0 | 0 | 0 | 0 | 0 | 0 | 2886.4171 | 1857 | 1308.5809 | 1055.4995 | 522.3368 | 17 | 0 | 0 | 0 | 0 | 0 | 2903.4171 | 1857 | 1308.5809 | 1055.4995 | 522.3368 | 0 | 0 | 0 | 0 | 0 | 0 | 2886.4171
1860 | 22.3899 | 32.986 | 22.3899 | 21.6761 | 21.7964 | 21.6761 | 0.10514 | 10.5482 | 12.9218 | 1860 | 1370.3155 | 1370.3155 | 1370.3155 | 1607.4855 | 1607.4855 | 1607.4855 | 1818.3033 | 1818.3033 | 1818.3033 | 1858 | 1222.7723 | 0 | 452.646 | 0 | 0 | 0 | 0 | 1675.4183 |  | 1858 | 1222.7723 | 0 | 452.646 | 0 | 0 | 0 | 0 | 1675.4183 | 1858 | 1222.7723 | 0 | 452.646 | 0 | 0 | 0 | 0 | 1675.4183 | 1858 | 1287.1287 | 516.6498 | 489.3471 | 0 | 0 | 0 | 0 | 2293.1256 | 1858 | 1287.1287 | 516.6498 | 489.3471 | 0 | 0 | 0 | 0 | 2293.1256 | 1858 | 1287.1287 | 516.6498 | 489.3471 | 0 | 0 | 0 | 0 | 2293.1256 | 1858 | 1308.5809 | 1033.2997 | 611.6838 | 0 | 0 | 0 | 0 | 0 | 0 | 2953.5644 | 1858 | 1308.5809 | 1033.2997 | 611.6838 | 17 | 0 | 0 | 0 | 0 | 0 | 2970.5644 | 1858 | 1308.5809 | 1033.2997 | 611.6838 | 0 | 0 | 0 | 0 | 0 | 0 | 2953.5644
1861 | 22.3899 | 32.986 | 22.3899 | 21.6761 | 21.7964 | 21.6761 | 0.10514 | 10.5482 | 12.9218 | 1861 | 1340.3329 | 1340.3329 | 1340.3329 | 1572.3136 | 1572.3136 | 1572.3136 | 1778.5187 | 1778.5187 | 1778.5187 | 1859 | 1175.7426 | 0 | 478.0756 | 0 | 0 | 0 | 0 | 1653.8182 |  | 1859 | 1175.7426 | 0 | 478.0756 | 0 | 0 | 0 | 0 | 1653.8182 | 1859 | 1175.7426 | 0 | 478.0756 | 0 | 0 | 0 | 0 | 1653.8182 | 1859 | 1237.6238 | 505.5499 | 516.8385 | 0 | 0 | 0 | 0 | 2260.0122 | 1859 | 1237.6238 | 505.5499 | 516.8385 | 0 | 0 | 0 | 0 | 2260.0122 | 1859 | 1237.6238 | 505.5499 | 516.8385 | 0 | 0 | 0 | 0 | 2260.0122 | 1859 | 1258.2508 | 1011.0999 | 646.0481 | 0 | 0 | 0 | 0 | 0 | 0 | 2915.3988 | 1859 | 1258.2508 | 1011.0999 | 646.0481 | 17 | 0 | 0 | 0 | 0 | 0 | 2932.3988 | 1859 | 1258.2508 | 1011.0999 | 646.0481 | 0 | 0 | 0 | 0 | 0 | 0 | 2915.3988
1862 | 32.986 | 34.6322 | 34.6322 | 22.617 | 22.617 | 22.617 | 14.9898 | 14.9898 | 14.9898 | 1862 | 1339.2224 | 1339.2224 | 1339.2224 | 1571.0109 | 1571.0109 | 1571.0109 | 1777.0452 | 1777.0452 | 1777.0452 | 1860 | 959.4059 | 0 | 508.5911 | 0 | 0 | 0 | 0 | 1467.997 |  | 1860 | 959.4059 | 0 | 508.5911 | 0 | 0 | 0 | 0 | 1467.997 | 1860 | 959.4059 | 0 | 508.5911 | 0 | 0 | 0 | 0 | 1467.997 | 1860 | 1009.901 | 466.1958 | 549.8282 | 0 | 0 | 0 | 0 | 2025.9249 | 1860 | 1009.901 | 466.1958 | 549.8282 | 0 | 0 | 0 | 0 | 2025.9249 | 1860 | 1009.901 | 466.1958 | 549.8282 | 0 | 0 | 0 | 0 | 2025.9249 | 1860 | 1026.7327 | 932.3915 | 687.2852 | 0 | 0 | 0 | 0 | 0 | 0 | 2646.4094 | 1860 | 1026.7327 | 932.3915 | 687.2852 | 17 | 0 | 0 | 0 | 0 | 0 | 2663.4094 | 1860 | 1026.7327 | 932.3915 | 687.2852 | 0 | 0 | 0 | 0 | 0 | 0 | 2646.4094
1863 | 51.6019 | 51.6019 | 51.6019 | 31.3356 | 31.3356 | 31.3356 | 18.6145 | 18.6145 | 18.6145 | 1863 | 1321.455 | 1321.455 | 1321.455 | 1550.1683 | 1550.1683 | 1550.1683 | 1753.4691 | 1753.4691 | 1753.4691 | 1861 | 912.3762 | 0 | 478.0756 | 0 | 0 | 0 | 0 | 1390.4518 |  | 1861 | 912.3762 | 0 | 478.0756 | 0 | 0 | 0 | 0 | 1390.4518 | 1861 | 912.3762 | 0 | 478.0756 | 0 | 0 | 0 | 0 | 1390.4518 | 1861 | 960.396 | 401.6145 | 516.8385 | 0 | 0 | 0 | 0 | 1878.8491 | 1861 | 960.396 | 401.6145 | 516.8385 | 0 | 0 | 0 | 0 | 1878.8491 | 1861 | 960.396 | 401.6145 | 516.8385 | 0 | 0 | 0 | 0 | 1878.8491 | 1861 | 976.4026 | 803.2291 | 646.0481 | 0 | 0 | 0 | 0 | 0 | 0 | 2425.6798 | 1861 | 976.4026 | 803.2291 | 646.0481 | 17 | 0 | 0 | 0 | 0 | 0 | 2442.6798 | 1861 | 976.4026 | 803.2291 | 646.0481 | 0 | 0 | 0 | 0 | 0 | 0 | 2425.6798
1864 | 65.6827 | 65.6827 | 65.6827 | 34.7789 | 34.7789 | 34.7789 | 27.6377 | 27.6377 | 27.6377 | 1864 | 1320.3445 | 1320.3445 | 1320.3445 | 1548.8657 | 1548.8657 | 1548.8657 | 1751.9956 | 1751.9956 | 1751.9956 | 1862 | 752.4752 | 0 | 386.5292 | 0 | 0 | 0 | 0 | 1139.0045 |  | 1862 | 752.4752 | 0 | 386.5292 | 0 | 0 | 0 | 0 | 1139.0045 | 1862 | 752.4752 | 0 | 386.5292 | 0 | 0 | 0 | 0 | 1139.0045 | 1862 | 792.0792 | 336.0242 | 417.8694 | 0 | 0 | 0 | 0 | 1545.9728 | 1862 | 792.0792 | 336.0242 | 417.8694 | 0 | 0 | 0 | 0 | 1545.9728 | 1862 | 792.0792 | 336.0242 | 417.8694 | 0 | 0 | 0 | 0 | 1545.9728 | 1862 | 805.2805 | 672.0484 | 522.3368 | 0 | 0 | 0 | 0 | 0 | 0 | 1999.6657 | 1862 | 805.2805 | 672.0484 | 522.3368 | 17 | 0 | 0 | 0 | 0 | 0 | 2016.6657 | 1862 | 805.2805 | 672.0484 | 522.3368 | 0 | 0 | 0 | 0 | 0 | 0 | 1999.6657
1865 | 83.7239 | 83.6259 | 83.6259 | 85.9065 | 85.8791 | 85.8791 | 89.314 | 31.25 | 31.25 | 1865 | 1335.891 | 1335.891 | 1335.891 | 1567.103 | 1567.103 | 1567.103 | 1772.6247 | 1772.6247 | 1772.6247 | 1863 | 583.1683 | 0 | 259.3814 | 0 | 0 | 0 | 0 | 842.5498 |  | 1863 | 583.1683 | 0 | 259.3814 | 0 | 0 | 0 | 0 | 842.5498 | 1863 | 583.1683 | 0 | 259.3814 | 0 | 0 | 0 | 0 | 842.5498 | 1863 | 613.8614 | 279.5156 | 280.4124 | 0 | 0 | 0 | 0 | 1173.7894 | 1863 | 613.8614 | 279.5156 | 280.4124 | 0 | 0 | 0 | 0 | 1173.7894 | 1863 | 613.8614 | 279.5156 | 280.4124 | 0 | 0 | 0 | 0 | 1173.7894 | 1863 | 624.0924 | 559.0313 | 350.5155 | 0 | 0 | 0 | 0 | 0 | 0 | 1533.6392 | 1863 | 624.0924 | 559.0313 | 350.5155 | 17 | 0 | 0 | 0 | 0 | 0 | 1550.6392 | 1863 | 624.0924 | 559.0313 | 350.5155 | 0 | 0 | 0 | 0 | 0 | 0 | 1533.6392
1866 | 93.3195 | 93.1177 | 93.1177 | 95.2617 | 91.5994 | 92.5051 | 94.9093 | 45.5969 | 69.3425 | 1866 | 1394.7458 | 1394.7458 | 1394.7458 | 1636.1441 | 1636.1441 | 1636.1441 | 1850.7203 | 1850.7203 | 1850.7203 | 1864 | 413.8614 | 0 | 91.5464 | 0 | 0 | 0 | 0 | 505.4078 |  | 1864 | 413.8614 | 0 | 91.5464 | 0 | 0 | 0 | 0 | 505.4078 | 1864 | 413.8614 | 0 | 91.5464 | 0 | 0 | 0 | 0 | 505.4078 | 1864 | 435.6436 | 229.0616 | 98.9691 | 0 | 0 | 0 | 0 | 763.6742 | 1864 | 435.6436 | 229.0616 | 98.9691 | 0 | 0 | 0 | 0 | 763.6742 | 1864 | 435.6436 | 229.0616 | 98.9691 | 0 | 0 | 0 | 0 | 763.6742 | 1864 | 442.9043 | 458.1231 | 123.7113 | 0 | 0 | 0 | 0 | 0 | 0 | 1024.7387 | 1864 | 442.9043 | 458.1231 | 123.7113 | 17 | 0 | 0 | 0 | 0 | 0 | 1041.7387 | 1864 | 442.9043 | 458.1231 | 123.7113 | 0 | 0 | 0 | 0 | 0 | 0 | 1024.7387
1867 | 93.3204 | 93.1177 | 93.4368 | 95.2617 | 91.5994 | 95.2617 | 94.9093 | 45.5969 | 69.3425 | 1867 | 1366.9841 | 1366.9841 | 1366.9841 | 1603.5775 | 1603.5775 | 1603.5775 | 1813.8828 | 1813.8828 | 1813.8828 | 1865 | 253.9604 | 0 | 10.1718 | 0 | 0 | 0 | 150 | 414.1322 |  | 1865 | 253.9604 | 0 | 10.1718 | 0 | 0 | 0 | 150 | 414.1322 | 1865 | 253.9604 | 0 | 10.1718 | 0 | 0 | 0 | 150 | 414.1322 | 1865 | 267.3267 | 188.6983 | 10.9966 | 0 | 0 | 0 | 0 | 467.0216 | 1865 | 267.3267 | 188.6983 | 10.9966 | 0 | 0 | 0 | 0 | 467.0216 | 1865 | 267.3267 | 188.6983 | 10.9966 | 0 | 0 | 0 | 0 | 467.0216 | 1865 | 271.7822 | 377.3966 | 13.7457 | 0 | 0 | 0 | 0 | 0 | 0 | 662.9245 | 1865 | 271.7822 | 377.3966 | 13.7457 | 17 | 0 | 0 | 0 | 0 | 0 | 679.9245 | 1865 | 271.7822 | 377.3966 | 13.7457 | 0 | 0 | 0 | 0 | 0 | 0 | 662.9245
1868 | 93.3204 | 93.1177 | 93.4368 | 95.2617 | 91.5994 | 95.2617 | 94.9093 | 45.5969 | 69.3425 | 1868 | 1317.0131 | 1317.0131 | 1317.0131 | 1544.9577 | 1544.9577 | 1544.9577 | 1747.5751 | 1747.5751 | 1747.5751 | 1866 | 159.901 | 0 | 0 | 150 | 0 | 0 | 150 | 459.901 |  | 1866 | 159.901 | 0 | 0 | 150 | 0 | 0 | 150 | 459.901 | 1866 | 159.901 | 0 | 0 | 150 | 0 | 0 | 150 | 459.901 | 1866 | 168.3168 | 146.3169 | 0 | 150 | 0 | 0 | 0 | 464.6337 | 1866 | 168.3168 | 146.3169 | 0 | 150 | 0 | 0 | 0 | 464.6337 | 1866 | 168.3168 | 146.3169 | 0 | 150 | 0 | 0 | 0 | 464.6337 | 1866 | 171.1221 | 292.6337 | 0 | 150 | 0 | 0 | 0 | 0 | 0 | 613.7558 | 1866 | 171.1221 | 292.6337 | 0 | 17 | 0 | 0 | 0 | 0 | 0 | 480.7558 | 1866 | 171.1221 | 292.6337 | 0 | 0 | 0 | 0 | 0 | 0 | 0 | 463.7558
1869 | 93.3204 | 93.1177 | 93.3204 | 95.2617 | 91.5994 | 92.2475 | 94.9093 | 45.5969 | 69.3425 | 1869 | 1248.1642 | 1248.1642 | 1248.1642 | 1464.1926 | 1464.1926 | 1464.1926 | 1656.2179 | 1656.2179 | 1656.2179 | 1867 | 141.0891 | 0 | 0 | 150 | 0 | 0 | 150 | 441.0891 |  | 1867 | 141.0891 | 0 | 0 | 150 | 0 | 0 | 150 | 441.0891 | 1867 | 141.0891 | 0 | 0 | 150 | 0 | 0 | 150 | 441.0891 | 1867 | 148.5149 | 95.8628 | 0 | 150 | 0 | 0 | 0 | 394.3776 | 1867 | 148.5149 | 95.8628 | 0 | 150 | 0 | 0 | 0 | 394.3776 | 1867 | 148.5149 | 95.8628 | 0 | 150 | 0 | 0 | 0 | 394.3776 | 1867 | 150.9901 | 191.7255 | 0 | 150 | 0 | 0 | 0 | 0 | 0 | 492.7156 | 1867 | 150.9901 | 191.7255 | 0 | 17 | 0 | 0 | 0 | 0 | 0 | 359.7156 | 1867 | 150.9901 | 191.7255 | 0 | 0 | 0 | 0 | 0 | 0 | 0 | 342.7156
1870 | 93.3195 | 93.1177 | 93.1177 | 95.2617 | 91.5994 | 92.2475 | 94.9093 | 45.5969 | 69.3425 | 1870 | 1171.542 | 1171.542 | 1171.542 | 1374.3089 | 1374.3089 | 1374.3089 | 1554.5461 | 1554.5461 | 1554.5461 | 1868 | 112.8713 | 0 | 0 | 150 | 0 | 0 | 150 | 412.8713 |  | 1868 | 112.8713 | 0 | 0 | 150 | 0 | 0 | 150 | 412.8713 | 1868 | 112.8713 | 0 | 0 | 150 | 0 | 0 | 150 | 412.8713 | 1868 | 118.8119 | 44.3996 | 0 | 150 | 0 | 0 | 0 | 313.2115 | 1868 | 118.8119 | 44.3996 | 0 | 150 | 0 | 0 | 0 | 313.2115 | 1868 | 118.8119 | 44.3996 | 0 | 150 | 0 | 0 | 0 | 313.2115 | 1868 | 120.7921 | 88.7992 | 0 | 150 | 0 | 0 | 0 | 0 | 0 | 359.5913 | 1868 | 120.7921 | 88.7992 | 0 | 17 | 0 | 0 | 0 | 0 | 0 | 226.5913 | 1868 | 120.7921 | 88.7992 | 0 | 0 | 0 | 0 | 0 | 0 | 0 | 209.5913
1871 | 92.8273 | 92.8273 | 92.8273 | 94.2431 | 91.5994 | 92.2475 | 94.9093 | 45.5969 | 69.3425 | 1871 | 1139.3385 | 1139.3385 | 1139.3385 | 1336.5317 | 1336.5317 | 1336.5317 | 1511.8145 | 1511.8145 | 1511.8145 | 1869 | 94.0594 | 0 | 0 | 150 | 0 | 0 | 150 | 394.0594 |  | 1869 | 94.0594 | 0 | 0 | 150 | 0 | 0 | 150 | 394.0594 | 1869 | 94.0594 | 0 | 0 | 150 | 0 | 0 | 150 | 394.0594 | 1869 | 99.0099 | 10.0908 | 0 | 150 | 0 | 0 | 0 | 259.1007 | 1869 | 99.0099 | 10.0908 | 0 | 150 | 0 | 0 | 0 | 259.1007 | 1869 | 99.0099 | 10.0908 | 0 | 150 | 0 | 0 | 0 | 259.1007 | 1869 | 100.6601 | 20.1816 | 0 | 150 | 0 | 0 | 0 | 0 | 0 | 270.8417 | 1869 | 100.6601 | 20.1816 | 0 | 17 | 0 | 0 | 0 | 0 | 0 | 137.8417 | 1869 | 100.6601 | 20.1816 | 0 | 0 | 0 | 0 | 0 | 0 | 0 | 120.8417
1872 | 91.6758 | 90.7143 | 90.7143 | 93.0014 | 91.5994 | 92.2475 | 94.9093 | 45.5969 | 69.3425 | 1872 | 1102.6931 | 1102.6931 | 1102.6931 | 1293.5438 | 1293.5438 | 1293.5438 | 1463.1889 | 1463.1889 | 1463.1889 | 1870 | 112.8713 | 0 | 0 | 150 | 0 | 0 | 150 | 412.8713 |  | 1870 | 112.8713 | 0 | 0 | 150 | 0 | 0 | 150 | 412.8713 | 1870 | 112.8713 | 0 | 0 | 150 | 0 | 0 | 150 | 412.8713 | 1870 | 118.8119 | 7.0636 | 0 | 150 | 0 | 0 | 0 | 275.8755 | 1870 | 118.8119 | 7.0636 | 0 | 150 | 0 | 0 | 0 | 275.8755 | 1870 | 118.8119 | 7.0636 | 0 | 150 | 0 | 0 | 0 | 275.8755 | 1870 | 120.7921 | 14.1271 | 0 | 150 | 0 | 0 | 0 | 0 | 0 | 284.9192 | 1870 | 120.7921 | 14.1271 | 0 | 17 | 0 | 0 | 0 | 0 | 0 | 151.9192 | 1870 | 120.7921 | 14.1271 | 0 | 0 | 0 | 0 | 0 | 0 | 0 | 134.9192
1873 | 91.4301 | 74.1528 | 74.1528 | 92.5701 | 91.5994 | 92.2475 | 94.9093 | 45.5969 | 69.3425 | 1873 | 1081.5942 | 1081.5942 | 1081.5942 | 1268.7932 | 1268.7932 | 1268.7932 | 1435.1924 | 1435.1924 | 1435.1924 | 1871 | 188.1188 | 0 | 0 | 150 | 0 | 0 | 150 | 488.1188 |  | 1871 | 188.1188 | 0 | 0 | 150 | 0 | 0 | 150 | 488.1188 | 1871 | 188.1188 | 0 | 0 | 150 | 0 | 0 | 150 | 488.1188 | 1871 | 198.0198 | 24.218 | 0 | 150 | 0 | 0 | 0 | 372.2378 | 1871 | 198.0198 | 24.218 | 0 | 150 | 0 | 0 | 0 | 372.2378 | 1871 | 198.0198 | 24.218 | 0 | 150 | 0 | 0 | 0 | 372.2378 | 1871 | 201.3201 | 48.4359 | 0 | 150 | 0 | 0 | 0 | 0 | 0 | 399.7561 | 1871 | 201.3201 | 48.4359 | 0 | 17 | 0 | 0 | 0 | 0 | 0 | 266.7561 | 1871 | 201.3201 | 48.4359 | 0 | 0 | 0 | 0 | 0 | 0 | 0 | 249.7561
1874 | 90.7143 | 74.1528 | 74.1528 | 92.5701 | 85.8791 | 85.8791 | 94.9093 | 27.6377 | 30.3979 | 1874 | 1072.7105 | 1072.7105 | 1072.7105 | 1258.3719 | 1258.3719 | 1258.3719 | 1423.4043 | 1423.4043 | 1423.4043 | 1872 | 338.6139 | 0 | 0 | 150 | 0 | 0 | 150 | 638.6139 |  | 1872 | 338.6139 | 0 | 0 | 98.0792 | 0 | 0 | 150 | 586.6931 | 1872 | 338.6139 | 0 | 0 | 98.0792 | 0 | 0 | 150 | 586.6931 | 1872 | 356.4356 | 84.7629 | 0 | 150 | 0 | 0 | 0 | 591.1985 | 1872 | 356.4356 | 84.7629 | 0 | 150 | 0 | 0 | 0 | 591.1985 | 1872 | 356.4356 | 84.7629 | 0 | 150 | 0 | 0 | 0 | 591.1985 | 1872 | 362.3762 | 169.5257 | 0 | 150 | 0 | 0 | 0 | 0 | 0 | 681.902 | 1872 | 362.3762 | 169.5257 | 0 | 17 | 0 | 0 | 0 | 0 | 0 | 548.902 | 1872 | 362.3762 | 169.5257 | 0 | 0 | 0 | 0 | 0 | 0 | 0 | 531.902
1875 | 90.7143 | 74.1528 | 74.1528 | 92.6839 | 85.8791 | 85.8791 | 90.7143 | 27.6377 | 30.3979 | 1875 | 1069.3791 | 1069.3791 | 1069.3791 | 1254.464 | 1254.464 | 1254.464 | 1418.9838 | 1418.9838 | 1418.9838 | 1873 | 573.7624 | 0 | 0 | 150 | 0 | 0 | 150 | 873.7624 |  | 1873 | 573.7624 | 0 | 0 | 0 | 0 | 0 | 0 | 573.7624 | 1873 | 573.7624 | 0 | 0 | 0 | 0 | 0 | 150 | 723.7624 | 1873 | 603.9604 | 175.5802 | 0 | 150 | 0 | 0 | 0 | 929.5406 | 1873 | 603.9604 | 175.5802 | 0 | 150 | 0 | 0 | 0 | 929.5406 | 1873 | 603.9604 | 175.5802 | 0 | 150 | 0 | 0 | 0 | 929.5406 | 1873 | 614.0264 | 351.1604 | 0 | 150 | 0 | 0 | 0 | 0 | 0 | 1115.1868 | 1873 | 614.0264 | 351.1604 | 0 | 17 | 0 | 0 | 0 | 0 | 0 | 982.1868 | 1873 | 614.0264 | 351.1604 | 0 | 0 | 0 | 0 | 0 | 0 | 0 | 965.1868
1876 | 90.7143 | 74.1528 | 74.1528 | 92.5701 | 85.8791 | 85.8791 | 28.8088 | 27.6377 | 28.8088 | 1876 | 1073.821 | 1073.821 | 1073.821 | 1259.6746 | 1259.6746 | 1259.6746 | 1424.8778 | 1424.8778 | 1424.8778 | 1874 | 771.2871 | 0 | 0 | 135.4234 | 0 | 0 | 150 | 1056.7105 |  | 1874 | 771.2871 | 0 | 0 | 0 | 0 | 0 | 16.274 | 787.5611 | 1874 | 771.2871 | 0 | 0 | 0 | 0 | 0 | 150 | 921.2871 | 1874 | 811.8812 | 271.443 | 0 | 150 | 0 | 0 | 0 | 1233.3242 | 1874 | 811.8812 | 271.443 | 0 | 0 | 0 | 0 | 0 | 1083.3242 | 1874 | 811.8812 | 271.443 | 0 | 0 | 0 | 0 | 0 | 1083.3242 | 1874 | 825.4125 | 542.886 | 0 | 150 | 0 | 0 | 0 | 0 | 0 | 1518.2985 | 1874 | 825.4125 | 542.886 | 0 | 17 | 0 | 0 | 0 | 0 | 0 | 1385.2985 | 1874 | 825.4125 | 542.886 | 0 | 0 | 0 | 0 | 0 | 0 | 0 | 1368.2985
1877 | 74.1528 | 74.1528 | 74.1528 | 33.8141 | 33.8141 | 33.8141 | 0.01 | 0.01 | 0.01 | 1877 | 1079.3733 | 1079.3733 | 1079.3733 | 1266.1879 | 1266.1879 | 1266.1879 | 1809.7703 | 1432.2454 | 1432.2454 | 1875 | 818.3168 | 0 | 0 | 85.0623 | 0 | 0 | 150 | 1053.3791 |  | 1875 | 818.3168 | 0 | 0 | 0 | 0 | 0 | 150 | 968.3168 | 1875 | 818.3168 | 0 | 0 | 0 | 0 | 0 | 131.4631 | 949.7799 | 1875 | 861.3861 | 382.442 | 0 | 150 | 0 | 0 | 0 | 1393.8281 | 1875 | 861.3861 | 382.442 | 0 | 0 | 0 | 0 | 0 | 1243.8281 | 1875 | 861.3861 | 382.442 | 0 | 0 | 0 | 0 | 0 | 1243.8281 | 1875 | 875.7426 | 764.884 | 0 | 62.3573 | 0 | 0 | 0 | 0 | 0 | 1702.9838 | 1875 | 875.7426 | 764.884 | 0 | 17 | 0 | 0 | 0 | 0 | 0 | 1657.6265 | 1875 | 875.7426 | 764.884 | 0 | 0 | 0 | 0 | 0 | 0 | 0 | 1640.6265
1878 | 19.7805 | 19.7805 | 19.7805 | 17.8837 | 17.8837 | 17.8837 | 0.01 | 0.01 | 0.01 | 1878 | 1107.135 | 1107.135 | 1107.135 | 1298.7545 | 1298.7545 | 1298.7545 | 1994.1971 | 1469.0829 | 1994.1971 | 1876 | 827.7228 | 0 | 0 | 80.0982 | 0 | 0 | 150 | 1057.821 |  | 1876 | 827.7228 | 0 | 0 | 0 | 0 | 0 | 150 | 977.7228 | 1876 | 827.7228 | 0 | 0 | 0 | 0 | 0 | 150 | 977.7228 | 1876 | 871.2871 | 480.3229 | 0 | 150 | 0 | 0 | 0 | 1501.61 | 1876 | 871.2871 | 480.3229 | 0 | 0 | 0 | 0 | 0 | 1351.61 | 1876 | 871.2871 | 480.3229 | 0 | 0 | 0 | 0 | 0 | 1351.61 | 1876 | 885.8086 | 960.6458 | 0 | 0 | 0 | 0 | 0 | 0 | 0 | 1846.4544 | 1876 | 885.8086 | 960.6458 | 0 | 17 | 0 | 0 | 0 | 0 | 0 | 1863.4544 | 1876 | 885.8086 | 960.6458 | 0 | 0 | 0 | 0 | 0 | 0 | 0 | 1846.4544
1879 | 20.4208 | 20.4208 | 20.4208 | 18.6145 | 18.6145 | 18.6145 | 0.01 | 0.01 | 0.01 | 1879 | 1164.8792 | 1164.8792 | 1164.8792 | 1366.4929 | 1366.4929 | 1366.4929 | 1943.6941 | 1545.7051 | 1545.7051 | 1877 | 1044.0594 | 0 | 15.2577 | 0 | 0 | 0 | 4.0562 | 1063.3733 |  | 1877 | 1044.0594 | 0 | 15.2577 | 0 | 0 | 0 | 4.0562 | 1063.3733 | 1877 | 1044.0594 | 0 | 15.2577 | 0 | 0 | 0 | 4.0562 | 1063.3733 | 1877 | 1099.0099 | 577.1948 | 16.4948 | 0 | 0 | 0 | 0 | 1692.6995 | 1877 | 1099.0099 | 577.1948 | 16.4948 | 0 | 0 | 0 | 0 | 1692.6995 | 1877 | 1099.0099 | 577.1948 | 16.4948 | 0 | 0 | 0 | 0 | 1692.6995 | 1877 | 1117.3267 | 1154.3895 | 20.6186 | 0 | 0 | 0 | 0 | 0 | 0 | 2292.3348 | 1877 | 739.8018 | 1154.3895 | 20.6186 | 17 | 0 | 0 | 0 | 0 | 0 | 1931.8098 | 1877 | 739.8018 | 1154.3895 | 20.6186 | 0 | 0 | 0 | 0 | 0 | 0 | 1914.8098
1880 | 20.9838 | 20.9838 | 20.9838 | 20.1732 | 20.1732 | 20.1732 | 1.4071 | 1.4071 | 1.4071 | 1880 | 1184.8676 | 1184.8676 | 1184.8676 | 1389.9409 | 1389.9409 | 1389.9409 | 1572.2282 | 1572.2282 | 1572.2282 | 1878 | 1062.8713 | 0 | 101.7182 | 0 | 0 | 0 | 0 | 1164.5895 |  | 1878 | 1062.8713 | 0 | 101.7182 | 0 | 0 | 0 | 0 | 1164.5895 | 1878 | 1062.8713 | 0 | 101.7182 | 0 | 0 | 0 | 0 | 1164.5895 | 1878 | 1118.8119 | 631.6852 | 109.9656 | 0 | 0 | 0 | 0 | 1860.4627 | 1878 | 1118.8119 | 631.6852 | 109.9656 | 0 | 0 | 0 | 0 | 1860.4627 | 1878 | 1118.8119 | 631.6852 | 109.9656 | 0 | 0 | 0 | 0 | 1860.4627 | 1878 | 1137.4587 | 1263.3703 | 137.457 | 0 | 0 | 0 | 0 | 0 | 0 | 2538.2861 | 1878 | 1137.4587 | 1263.3703 | 137.457 | 17 | 0 | 0 | 0 | 0 | 0 | 2555.2861 | 1878 | 1075.9342 | 1263.3703 | 137.457 | 0 | 0 | 0 | 0 | 0 | 0 | 2476.7616
1881 | 21.7964 | 21.7964 | 21.7964 | 21.1833 | 21.1833 | 21.1833 | 10.7098 | 10.7098 | 10.7098 | 1881 | 1174.8734 | 1174.8734 | 1174.8734 | 1378.2169 | 1378.2169 | 1378.2169 | 1558.9667 | 1558.9667 | 1558.9667 | 1879 | 1175.7426 | 0 | 208.5223 | 0 | 0 | 0 | 0 | 1384.2649 |  | 1879 | 1175.7426 | 0 | 208.5223 | 0 | 0 | 0 | 0 | 1384.2649 | 1879 | 1175.7426 | 0 | 208.5223 | 0 | 0 | 0 | 0 | 1384.2649 | 1879 | 1237.6238 | 708.3754 | 225.4296 | 0 | 0 | 0 | 0 | 2171.4287 | 1879 | 1237.6238 | 708.3754 | 225.4296 | 0 | 0 | 0 | 0 | 2171.4287 | 1879 | 1237.6238 | 708.3754 | 225.4296 | 0 | 0 | 0 | 0 | 2171.4287 | 1879 | 1258.2508 | 1416.7508 | 281.7869 | 0 | 0 | 0 | 0 | 0 | 0 | 2956.7885 | 1879 | 1258.2508 | 1416.7508 | 281.7869 | 17 | 0 | 0 | 0 | 0 | 0 | 2973.7885 | 1879 | 1258.2508 | 1416.7508 | 281.7869 | 0 | 0 | 0 | 0 | 0 | 0 | 2956.7885
1882 | 22.0798 | 22.0798 | 22.0798 | 21.1833 | 21.1833 | 21.1833 | 10.7098 | 10.7098 | 10.7098 | 1882 | 1183.7572 | 1183.7572 | 1183.7572 | 1388.6382 | 1388.6382 | 1388.6382 | 1570.7547 | 1570.7547 | 1570.7547 | 1880 | 1542.5743 | 0 | 335.6701 | 0 | 0 | 0 | 0 | 1878.2444 |  | 1880 | 1542.5743 | 0 | 335.6701 | 0 | 0 | 0 | 0 | 1878.2444 | 1880 | 1542.5743 | 0 | 335.6701 | 0 | 0 | 0 | 0 | 1878.2444 | 1880 | 1623.7624 | 799.1927 | 362.8866 | 0 | 0 | 0 | 0 | 2785.8417 | 1880 | 1623.7624 | 799.1927 | 362.8866 | 0 | 0 | 0 | 0 | 2785.8417 | 1880 | 1623.7624 | 799.1927 | 362.8866 | 0 | 0 | 0 | 0 | 2785.8417 | 1880 | 1650.8251 | 1598.3855 | 453.6082 | 0 | 0 | 0 | 0 | 0 | 0 | 3702.8188 | 1880 | 1650.8251 | 1598.3855 | 453.6082 | 17 | 0 | 0 | 0 | 0 | 0 | 3719.8188 | 1880 | 1650.8251 | 1598.3855 | 453.6082 | 0 | 0 | 0 | 0 | 0 | 0 | 3702.8188
1883 | 21.7964 | 21.7964 | 21.7964 | 20.56 | 20.56 | 20.56 | 0.01 | 0.01 | 0.01 | 1883 | 1182.6467 | 1182.6467 | 1182.6467 | 1387.3355 | 1387.3355 | 1387.3355 | 2094.3953 | 2094.3953 | 1569.2812 | 1881 | 1815.3465 | 0 | 406.8729 | 0 | 0 | 0 | 0 | 2222.2194 |  | 1881 | 1815.3465 | 0 | 406.8729 | 0 | 0 | 0 | 0 | 2222.2194 | 1881 | 1815.3465 | 0 | 406.8729 | 0 | 0 | 0 | 0 | 2222.2194 | 1881 | 1910.8911 | 861.7558 | 439.8625 | 0 | 0 | 0 | 0 | 3212.5094 | 1881 | 1910.8911 | 861.7558 | 439.8625 | 0 | 0 | 0 | 0 | 3212.5094 | 1881 | 1910.8911 | 861.7558 | 439.8625 | 0 | 0 | 0 | 0 | 3212.5094 | 1881 | 1942.7393 | 1723.5116 | 549.8282 | 0 | 0 | 0 | 0 | 0 | 0 | 4216.0791 | 1881 | 1942.7393 | 1723.5116 | 549.8282 | 17 | 0 | 0 | 0 | 0 | 0 | 4233.0791 | 1881 | 1942.7393 | 1723.5116 | 549.8282 | 0 | 0 | 0 | 0 | 0 | 0 | 4216.0791
1884 | 13.0305 | 13.0305 | 13.0305 | 0.01 | 0.01 | 0.01 | 0.01 | 0.01 | 0.01 | 1884 | 1239.5796 | 1239.5796 | 1239.5796 | 1378.2169 | 1378.2169 | 1378.2169 | 2084.0808 | 1558.9667 | 2084.0808 | 1882 | 2003.4653 | 0 | 381.4433 | 0 | 0 | 0 | 0 | 2384.9086 |  | 1882 | 2003.4653 | 0 | 381.4433 | 0 | 0 | 0 | 0 | 2384.9086 | 1882 | 2003.4653 | 0 | 381.4433 | 0 | 0 | 0 | 0 | 2384.9086 | 1882 | 2108.9109 | 902.1191 | 412.3711 | 0 | 0 | 0 | 0 | 3423.4011 | 1882 | 2108.9109 | 902.1191 | 412.3711 | 0 | 0 | 0 | 0 | 3423.4011 | 1882 | 2108.9109 | 902.1191 | 412.3711 | 0 | 0 | 0 | 0 | 3423.4011 | 1882 | 2144.0594 | 1804.2381 | 515.4639 | 0 | 0 | 0 | 0 | 0 | 0 | 4463.7615 | 1882 | 2144.0594 | 1804.2381 | 515.4639 | 17 | 0 | 0 | 0 | 0 | 0 | 4480.7615 | 1882 | 2144.0594 | 1804.2381 | 515.4639 | 0 | 0 | 0 | 0 | 0 | 0 | 4463.7615
1885 | 21.0113 | 21.0113 | 21.0113 | 0.01 | 0.01 | 0.01 | 0.01 | 0.01 | 0.01 | 1885 | 1161.5478 | 1161.5478 | 1161.5478 | 1362.5849 | 1362.5849 | 1362.5849 | 2066.3988 | 2066.3988 | 2066.3988 | 1883 | 2050.495 | 0 | 345.8419 | 0 | 0 | 0 | 0 | 2396.337 |  | 1883 | 2050.495 | 0 | 345.8419 | 0 | 0 | 0 | 0 | 2396.337 | 1883 | 2050.495 | 0 | 345.8419 | 0 | 0 | 0 | 0 | 2396.337 | 1883 | 2158.4158 | 919.2735 | 373.8832 | 0 | 0 | 0 | 0 | 3451.5725 | 1883 | 2158.4158 | 919.2735 | 373.8832 | 0 | 0 | 0 | 0 | 3451.5725 | 1883 | 2158.4158 | 919.2735 | 373.8832 | 0 | 0 | 0 | 0 | 3451.5725 | 1883 | 1852.5083 | 1838.5469 | 467.354 | 0 | 0 | 0 | 0 | 0 | 0 | 4158.4091 | 1883 | 2026.7409 | 1838.5469 | 467.354 | 17 | 0 | 0 | 0 | 0 | 0 | 4349.6417 | 1883 | 1057.3941 | 1838.5469 | 467.354 | 0 | 0 | 0 | 0 | 0 | 0 | 3363.295
1886 | 13.0305 | 13.0305 | 13.0305 | 0.01 | 0.01 | 0.01 | 0.01 | 0.01 | 0.01 | 1886 | 1451.5804 | 1451.5804 | 1451.5804 | 1842.4483 | 1842.4483 | 1842.4483 | 2084.0808 | 2084.0808 | 2084.0808 | 1884 | 2059.901 | 0 | 289.8969 | 0 | 0 | 0 | 0 | 2349.7979 |  | 1884 | 2059.901 | 0 | 289.8969 | 0 | 0 | 0 | 0 | 2349.7979 | 1884 | 2059.901 | 0 | 289.8969 | 0 | 0 | 0 | 0 | 2349.7979 | 1884 | 2168.3168 | 925.328 | 313.4021 | 0 | 0 | 0 | 0 | 3407.0468 | 1884 | 2168.3168 | 925.328 | 313.4021 | 0 | 0 | 0 | 0 | 3407.0468 | 1884 | 2168.3168 | 925.328 | 313.4021 | 0 | 0 | 0 | 0 | 3407.0468 | 1884 | 734.4672 | 1850.6559 | 391.7526 | 0 | 0 | 0 | 0 | 0 | 0 | 2976.8757 | 1884 | 428.353 | 1850.6559 | 391.7526 | 17 | 0 | 0 | 0 | 0 | 0 | 2687.7615 | 1884 | 900.1339 | 1850.6559 | 391.7526 | 0 | 0 | 0 | 0 | 0 | 0 | 3142.5423
1887 | 13.0305 | 13.0305 | 13.0305 | 0.01 | 0.01 | 0.01 | 0.01 | 0.01 | 0.01 | 1887 | 1486.0801 | 1486.0801 | 1486.0801 | 1395.2317 | 1859.3829 | 1859.3829 | 2103.2364 | 2103.2364 | 2103.2364 | 1885 | 2078.7129 | 0 | 218.6942 | 0 | 0 | 0 | 0 | 2297.407 |  | 1885 | 2078.7129 | 0 | 218.6942 | 0 | 0 | 0 | 0 | 2297.407 | 1885 | 2078.7129 | 0 | 218.6942 | 0 | 0 | 0 | 0 | 2297.407 | 1885 | 2188.1188 | 923.3098 | 236.4261 | 0 | 0 | 0 | 0 | 3347.8547 | 1885 | 2188.1188 | 923.3098 | 236.4261 | 0 | 0 | 0 | 0 | 3347.8547 | 1885 | 2188.1188 | 923.3098 | 236.4261 | 0 | 0 | 0 | 0 | 3347.8547 | 1885 | 2224.5875 | 1846.6196 | 295.5326 | 0 | 0 | 0 | 0 | 0 | 0 | 4366.7397 | 1885 | 794.8647 | 1846.6196 | 295.5326 | 17 | 0 | 0 | 0 | 0 | 0 | 2954.0169 | 1885 | 794.8647 | 1846.6196 | 295.5326 | 0 | 0 | 0 | 0 | 0 | 0 | 2937.0169
1888 | 18.6145 | 18.6145 | 18.6145 | 0.01 | 0.01 | 0.01 | 0.01 | 0.01 | 0.01 | 1888 | 1200.4141 | 1200.4141 | 1200.4141 | 1758.8555 | 1408.1781 | 1532.1613 | 2117.9714 | 2117.9714 | 2117.9714 | 1886 | 2012.8713 | 0 | 137.3196 | 0 | 0 | 0 | 0 | 2150.1909 |  | 1886 | 2012.8713 | 0 | 137.3196 | 0 | 0 | 0 | 0 | 2150.1909 | 1886 | 2012.8713 | 0 | 137.3196 | 0 | 0 | 0 | 0 | 2150.1909 | 1886 | 1971.2517 | 909.1826 | 148.4536 | 0 | 0 | 0 | 0 | 3028.888 | 1886 | 2118.8119 | 909.1826 | 148.4536 | 0 | 0 | 0 | 0 | 3176.4481 | 1886 | 2118.8119 | 909.1826 | 148.4536 | 0 | 0 | 0 | 0 | 3176.4481 | 1886 | 2154.1254 | 1818.3653 | 185.567 | 0 | 0 | 0 | 0 | 0 | 0 | 4158.0577 | 1886 | 0 | 1818.3653 | 185.567 | 17 | 0 | 0 | 0 | 0 | 0 | 2020.9323 | 1886 | 0 | 1818.3653 | 185.567 | 0 | 0 | 0 | 0 | 0 | 0 | 2003.9323
1889 | 18.4142 | 18.4142 | 18.4142 | 5.1105 | 5.1105 | 5.1105 | 0.01 | 0.01 | 0.01 | 1889 | 1235.9491 | 1235.9491 | 1235.9491 | 1449.8633 | 1449.8633 | 1449.8633 | 2165.1235 | 2165.1235 | 2165.1235 | 1887 | 2003.4653 | 0 | 66.1168 | 0 | 0 | 0 | 0 | 2069.5822 |  | 1887 | 2003.4653 | 0 | 66.1168 | 0 | 0 | 0 | 0 | 2069.5822 | 1887 | 2003.4653 | 0 | 66.1168 | 0 | 0 | 0 | 0 | 2069.5822 | 1887 | 1661.6702 | 898.0827 | 71.4777 | 0 | 0 | 0 | 0 | 2631.2307 | 1887 | 2108.9109 | 898.0827 | 71.4777 | 0 | 0 | 0 | 0 | 3078.4713 | 1887 | 2108.9109 | 898.0827 | 71.4777 | 0 | 0 | 0 | 0 | 3078.4713 | 1887 | 2144.0594 | 1796.1655 | 89.3471 | 0 | 0 | 0 | 0 | 0 | 0 | 4029.572 | 1887 | 2144.0594 | 1796.1655 | 89.3471 | 17 | 0 | 0 | 0 | 0 | 0 | 4046.572 | 1887 | 133.2883 | 1796.1655 | 89.3471 | 0 | 0 | 0 | 0 | 0 | 0 | 2018.8008
1890 | 14.9898 | 14.9898 | 14.9898 | 0.01 | 0.01 | 0.01 | 0.01 | 0.01 | 0.01 | 1890 | 1281.4782 | 1281.4782 | 1281.4782 | 1503.2725 | 1947.8092 | 1947.8092 | 2225.5371 | 2225.5371 | 2225.5371 | 1888 | 1824.7525 | 0 | 20.3436 | 0 | 0 | 0 | 0 | 1845.0961 |  | 1888 | 1824.7525 | 0 | 20.3436 | 0 | 0 | 0 | 0 | 1845.0961 | 1888 | 1824.7525 | 0 | 20.3436 | 0 | 0 | 0 | 0 | 1845.0961 | 1888 | 1920.7921 | 903.1282 | 21.9931 | 0 | 0 | 0 | 0 | 2845.9134 | 1888 | 1820.4397 | 903.1282 | 21.9931 | 0 | 0 | 0 | 0 | 2745.561 | 1888 | 1920.7921 | 903.1282 | 21.9931 | 0 | 0 | 0 | 0 | 2845.9134 | 1888 | 1952.8053 | 1806.2563 | 27.4914 | 0 | 0 | 0 | 0 | 0 | 0 | 3786.553 | 1888 | 199.7881 | 1806.2563 | 27.4914 | 17 | 0 | 0 | 0 | 0 | 0 | 2050.5359 | 1888 | 199.7881 | 1806.2563 | 27.4914 | 0 | 0 | 0 | 0 | 0 | 0 | 2033.5359
1891 | 13.0305 | 13.0305 | 13.0305 | 0.01 | 0.01 | 0.01 | 0.01 | 0.01 | 0.01 | 1891 | 1560.454 | 1242.6119 | 1242.6119 | 1921.9107 | 1921.9107 | 1921.9107 | 2173.9645 | 2173.9645 | 2173.9645 | 1889 | 1702.4752 | 0 | 0 | 0 | 0 | 0 | 0 | 1702.4752 |  | 1889 | 1702.4752 | 0 | 0 | 0 | 0 | 0 | 0 | 1702.4752 | 1889 | 1702.4752 | 0 | 0 | 0 | 0 | 0 | 0 | 1702.4752 | 1889 | 1792.0792 | 902.1191 | 0 | 0 | 0 | 0 | 0 | 2694.1983 | 1889 | 1792.0792 | 902.1191 | 0 | 0 | 0 | 0 | 0 | 2694.1983 | 1889 | 1792.0792 | 902.1191 | 0 | 0 | 0 | 0 | 0 | 2694.1983 | 1889 | 276.4498 | 1804.2381 | 0 | 0 | 0 | 0 | 0 | 0 | 0 | 2080.688 | 1889 | 276.4498 | 1804.2381 | 0 | 17 | 0 | 0 | 0 | 0 | 0 | 2097.688 | 1889 | 276.4498 | 1804.2381 | 0 | 0 | 0 | 0 | 0 | 0 | 0 | 2080.688
1892 | 12.3675 | 12.3675 | 12.3675 | 0.01 | 0.01 | 0.01 | 0.01 | 0.01 | 0.01 | 1892 | 1586.1582 | 1586.1582 | 1586.1582 | 1860.6855 | 1860.6855 | 1860.6855 | 1789.8387 | 2104.7099 | 2104.7099 | 1890 | 1495.5446 | 0 | 0 | 0 | 0 | 0 | 0 | 1495.5446 |  | 1890 | 1495.5446 | 0 | 0 | 0 | 0 | 0 | 0 | 1495.5446 | 1890 | 1495.5446 | 0 | 0 | 0 | 0 | 0 | 0 | 1495.5446 | 1890 | 1574.2574 | 885.9738 | 0 | 0 | 0 | 0 | 0 | 2460.2312 | 1890 | 1574.2574 | 885.9738 | 0 | 0 | 0 | 0 | 0 | 2460.2312 | 1890 | 1574.2574 | 885.9738 | 0 | 0 | 0 | 0 | 0 | 2460.2312 | 1890 | 1600.495 | 1771.9475 | 0 | 0 | 0 | 0 | 0 | 0 | 0 | 3372.4426 | 1890 | 369.1541 | 1771.9475 | 0 | 17 | 0 | 0 | 0 | 0 | 0 | 2158.1016 | 1890 | 369.1541 | 1771.9475 | 0 | 0 | 0 | 0 | 0 | 0 | 0 | 2141.1016
1893 | 12.3675 | 12.3675 | 12.3675 | 0.01 | 0.01 | 0.01 | 0.01 | 0.01 | 0.01 | 1893 | 1512.8674 | 1512.8674 | 1512.8674 | 1774.7098 | 1774.7098 | 1644.5765 | 1482.3445 | 2007.4586 | 2007.4586 | 1891 | 1523.7624 | 0 | 0 | 0 | 0 | 0 | 0 | 1523.7624 |  | 1891 | 1523.7624 | 0 | 0 | 0 | 0 | 0 | 0 | 1523.7624 | 1891 | 1523.7624 | 0 | 0 | 0 | 0 | 0 | 0 | 1523.7624 | 1891 | 1603.9604 | 859.7376 | 0 | 0 | 0 | 0 | 0 | 2463.698 | 1891 | 1603.9604 | 859.7376 | 0 | 0 | 0 | 0 | 0 | 2463.698 | 1891 | 1603.9604 | 859.7376 | 0 | 0 | 0 | 0 | 0 | 2463.698 | 1891 | 400.8256 | 1719.4753 | 0 | 0 | 0 | 0 | 0 | 0 | 0 | 2120.3009 | 1891 | 0 | 1719.4753 | 0 | 17 | 0 | 0 | 0 | 0 | 0 | 1736.4753 | 1891 | 0 | 1719.4753 | 0 | 0 | 0 | 0 | 0 | 0 | 0 | 1719.4753
1894 | 12.3675 | 12.3675 | 12.3675 | 0.01 | 0.01 | 0.01 | 0.01 | 0.01 | 0.01 | 1894 | 1440.6871 | 1440.6871 | 1440.6871 | 1690.0367 | 1690.0367 | 1690.0367 | 1911.6809 | 1386.5667 | 1911.6809 | 1892 | 1617.8218 | 0 | 0 | 0 | 0 | 0 | 0 | 1617.8218 |  | 1892 | 1617.8218 | 0 | 0 | 0 | 0 | 0 | 0 | 1617.8218 | 1892 | 1617.8218 | 0 | 0 | 0 | 0 | 0 | 0 | 1617.8218 | 1892 | 1702.9703 | 835.5197 | 0 | 0 | 0 | 0 | 0 | 2538.49 | 1892 | 1702.9703 | 835.5197 | 0 | 0 | 0 | 0 | 0 | 2538.49 | 1892 | 1702.9703 | 835.5197 | 0 | 0 | 0 | 0 | 0 | 2538.49 | 1892 | 34.3638 | 1671.0394 | 0 | 0 | 0 | 0 | 0 | 0 | 0 | 1705.4032 | 1892 | 0 | 1671.0394 | 0 | 17 | 0 | 0 | 0 | 0 | 0 | 1688.0394 | 1892 | 0 | 1671.0394 | 0 | 0 | 0 | 0 | 0 | 0 | 0 | 1671.0394
1895 | 11.4179 | 11.4179 | 11.4179 | 0.01 | 0.01 | 0.01 | 0.01 | 0.01 | 0.01 | 1895 | 1395.1579 | 1395.1579 | 1395.1579 | 1636.6276 | 1636.6276 | 1636.6276 | 1851.2673 | 1851.2673 | 1851.2673 | 1893 | 1617.8218 | 0 | 0 | 0 | 0 | 0 | 0 | 1617.8218 |  | 1893 | 1617.8218 | 0 | 0 | 0 | 0 | 0 | 0 | 1617.8218 | 1893 | 1617.8218 | 0 | 0 | 0 | 0 | 0 | 0 | 1617.8218 | 1893 | 1702.9703 | 813.3199 | 0 | 0 | 0 | 0 | 0 | 2516.2902 | 1893 | 1702.9703 | 813.3199 | 0 | 0 | 0 | 0 | 0 | 2516.2902 | 1893 | 1702.9703 | 813.3199 | 0 | 0 | 0 | 0 | 0 | 2516.2902 | 1893 | 0 | 1626.6398 | 0 | 0 | 0 | 0 | 0 | 0 | 0 | 1626.6398 | 1893 | 0 | 1626.6398 | 0 | 17 | 0 | 0 | 0 | 0 | 0 | 1643.6398 | 1893 | 0 | 1626.6398 | 0 | 0 | 0 | 0 | 0 | 0 | 0 | 1626.6398
1896 | 11.0553 | 11.1093 | 11.1093 | 0.01 | 0.01 | 0.01 | 0.01 | 0.01 | 0.01 | 1896 | 1366.2858 | 1366.2858 | 1366.2858 | 1602.7584 | 1602.7584 | 1602.7584 | 1812.9562 | 1812.9562 | 1812.9562 | 1894 | 1580.198 | 0 | 0 | 0 | 0 | 0 | 0 | 1580.198 |  | 1894 | 1580.198 | 0 | 0 | 0 | 0 | 0 | 0 | 1580.198 | 1894 | 1580.198 | 0 | 0 | 0 | 0 | 0 | 0 | 1580.198 | 1894 | 1663.3663 | 792.1292 | 0 | 0 | 0 | 0 | 0 | 2455.4955 | 1894 | 1663.3663 | 792.1292 | 0 | 0 | 0 | 0 | 0 | 2455.4955 | 1894 | 1663.3663 | 792.1292 | 0 | 0 | 0 | 0 | 0 | 2455.4955 | 1894 | 0 | 1584.2583 | 0 | 0 | 0 | 0 | 0 | 0 | 0 | 1584.2583 | 1894 | 217.8729 | 1584.2583 | 0 | 17 | 0 | 0 | 0 | 0 | 0 | 1819.1312 | 1894 | 742.9871 | 1584.2583 | 0 | 0 | 0 | 0 | 0 | 0 | 0 | 2327.2454
1897 | 11.4179 | 11.4179 | 11.4179 | 0.01 | 0.01 | 0.01 | 0.01 | 0.01 | 0.01 | 1897 | 1351.8497 | 1351.8497 | 1351.8497 | 1585.8237 | 1481.4378 | 1585.8237 | 1793.8006 | 1793.8006 | 1793.8006 | 1895 | 1363.8614 | 0 | 0 | 0 | 0 | 0 | 0 | 1363.8614 |  | 1895 | 1363.8614 | 0 | 0 | 0 | 0 | 0 | 0 | 1363.8614 | 1895 | 1363.8614 | 0 | 0 | 0 | 0 | 0 | 0 | 1363.8614 | 1895 | 1435.6436 | 784.0565 | 0 | 0 | 0 | 0 | 0 | 2219.7001 | 1895 | 1183.4683 | 784.0565 | 0 | 0 | 0 | 0 | 0 | 1967.5249 | 1895 | 1435.6436 | 784.0565 | 0 | 0 | 0 | 0 | 0 | 2219.7001 | 1895 | 0 | 1568.113 | 0 | 0 | 0 | 0 | 0 | 0 | 0 | 1568.113 | 1895 | 698.7187 | 1568.113 | 0 | 17 | 0 | 0 | 0 | 0 | 0 | 2283.8317 | 1895 | 198.7187 | 1568.113 | 0 | 0 | 0 | 0 | 0 | 0 | 0 | 1766.8317
1898 | 10.1159 | 11.1093 | 11.1093 | 0.01 | 0.01 | 0.01 | 0.01 | 0.01 | 0.01 | 1898 | 1344.0765 | 1344.0765 | 1344.0765 | 1576.7051 | 1576.7051 | 1576.7051 | 1783.4861 | 1783.4861 | 1783.4861 | 1896 | 1260.396 | 0 | 0 | 0 | 0 | 0 | 0 | 1260.396 |  | 1896 | 1260.396 | 0 | 0 | 0 | 0 | 0 | 0 | 1260.396 | 1896 | 1260.396 | 0 | 0 | 0 | 0 | 0 | 0 | 1260.396 | 1896 | 1326.7327 | 774.9748 | 0 | 0 | 0 | 0 | 0 | 2101.7074 | 1896 | 1326.7327 | 774.9748 | 0 | 0 | 0 | 0 | 0 | 2101.7074 | 1896 | 1326.7327 | 774.9748 | 0 | 0 | 0 | 0 | 0 | 2101.7074 | 1896 | 0 | 1549.9495 | 0 | 0 | 0 | 0 | 0 | 0 | 0 | 1549.9495 | 1896 | 0 | 1549.9495 | 0 | 17 | 0 | 0 | 0 | 0 | 0 | 1566.9495 | 1896 | 0 | 1549.9495 | 0 | 0 | 0 | 0 | 0 | 0 | 0 | 1549.9495
1899 | 12.3675 | 12.3675 | 12.3675 | 0.01 | 0.01 | 0.01 | 0.01 | 0.01 | 0.01 | 1899 | 1339.6346 | 1339.6346 | 1339.6346 | 1571.4945 | 1571.4945 | 1571.4945 | 1777.5921 | 1777.5921 | 1777.5921 | 1897 | 1307.4257 | 0 | 0 | 0 | 0 | 0 | 0 | 1307.4257 |  | 1897 | 1307.4257 | 0 | 0 | 0 | 0 | 0 | 0 | 1307.4257 | 1897 | 1307.4257 | 0 | 0 | 0 | 0 | 0 | 0 | 1307.4257 | 1897 | 1376.2376 | 754.7931 | 0 | 0 | 0 | 0 | 0 | 2131.0308 | 1897 | 1376.2376 | 754.7931 | 0 | 0 | 0 | 0 | 0 | 2131.0308 | 1897 | 1336.8504 | 754.7931 | 0 | 0 | 0 | 0 | 0 | 2091.6436 | 1897 | 199.7788 | 1509.5863 | 0 | 0 | 0 | 0 | 0 | 0 | 0 | 1709.3651 | 1897 | 0 | 1509.5863 | 0 | 17 | 0 | 0 | 0 | 0 | 0 | 1526.5863 | 1897 | 0 | 1509.5863 | 0 | 0 | 0 | 0 | 0 | 0 | 0 | 1509.5863
1900 | 11.1093 | 11.1093 | 11.1093 | 0.01 | 0.01 | 0.01 | 0.01 | 0.01 | 0.01 | 1900 | 1348.5184 | 1348.5184 | 1348.5184 | 1292.151 | 1581.9158 | 1581.9158 | 1789.3801 | 1264.266 | 1789.3801 | 1898 | 1382.6733 | 0 | 0 | 0 | 0 | 0 | 0 | 1382.6733 |  | 1898 | 1382.6733 | 0 | 0 | 0 | 0 | 0 | 0 | 1382.6733 | 1898 | 1382.6733 | 0 | 0 | 0 | 0 | 0 | 0 | 1382.6733 | 1898 | 1125.1622 | 703.33 | 0 | 0 | 0 | 0 | 0 | 1828.4922 | 1898 | 1455.4455 | 703.33 | 0 | 0 | 0 | 0 | 0 | 2158.7755 | 1898 | 1125.1622 | 703.33 | 0 | 0 | 0 | 0 | 0 | 1828.4922 | 1898 | 0 | 1406.6599 | 0 | 0 | 0 | 0 | 0 | 0 | 0 | 1406.6599 | 1898 | 792.3906 | 1406.6599 | 0 | 17 | 0 | 0 | 0 | 0 | 0 | 2216.0506 | 1898 | 792.3906 | 1406.6599 | 0 | 0 | 0 | 0 | 0 | 0 | 0 | 2199.0506
1901 | 10.1159 | 11.1093 | 11.1093 | 0.01 | 0.01 | 0.01 | 0.01 | 0.01 | 0.01 | 1901 | 1336.3032 | 1336.3032 | 1336.3032 | 1103.3551 | 1567.5865 | 1567.5865 | 1773.1716 | 1773.1716 | 1773.1716 | 1899 | 1072.2772 | 0 | 0 | 0 | 0 | 0 | 0 | 1072.2772 |  | 1899 | 1072.2772 | 0 | 0 | 0 | 0 | 0 | 0 | 1072.2772 | 1899 | 1072.2772 | 0 | 0 | 0 | 0 | 0 | 0 | 1072.2772 | 1899 | 1128.7129 | 649.8486 | 0 | 0 | 0 | 0 | 0 | 1778.5615 | 1899 | 1128.7129 | 649.8486 | 0 | 0 | 0 | 0 | 0 | 1778.5615 | 1899 | 1128.7129 | 649.8486 | 0 | 0 | 0 | 0 | 0 | 1778.5615 | 1899 | 0 | 1299.6973 | 0 | 0 | 0 | 0 | 0 | 0 | 0 | 1299.6973 | 1899 | 893.4593 | 1299.6973 | 0 | 17 | 0 | 0 | 0 | 0 | 0 | 2210.1566 | 1899 | 393.4593 | 1299.6973 | 0 | 0 | 0 | 0 | 0 | 0 | 0 | 1693.1566
1902 | 10.1159 | 11.1093 | 11.1093 | 0.01 | 0.01 | 0.01 | 0.01 | 0.01 | 0.01 | 1902 | 1374.0591 | 1374.0591 | 1374.0591 | 1611.877 | 1611.877 | 1611.877 | 1298.1565 | 1298.1565 | 1823.2707 | 1900 | 1015.8416 | 0 | 0 | 0 | 0 | 0 | 0 | 1015.8416 |  | 1900 | 1015.8416 | 0 | 0 | 0 | 0 | 0 | 0 | 1015.8416 | 1900 | 1015.8416 | 0 | 0 | 0 | 0 | 0 | 0 | 1015.8416 | 1900 | 1069.3069 | 660.9485 | 0 | 0 | 0 | 0 | 0 | 1730.2555 | 1900 | 1069.3069 | 660.9485 | 0 | 0 | 0 | 0 | 0 | 1730.2555 | 1900 | 1069.3069 | 660.9485 | 0 | 0 | 0 | 0 | 0 | 1730.2555 | 1900 | 0 | 1321.8971 | 0 | 0 | 0 | 0 | 0 | 0 | 0 | 1321.8971 | 1900 | 0 | 1321.8971 | 0 | 17 | 0 | 0 | 0 | 0 | 0 | 1338.8971 | 1900 | 0 | 1321.8971 | 0 | 0 | 0 | 0 | 0 | 0 | 0 | 1321.8971
1903 | 6.1514 | 11.1093 | 11.1093 | 0.01 | 0.01 | 0.01 | 0.01 | 0.01 | 0.01 | 1903 | 1440.6871 | 1440.6871 | 1440.6871 | 1690.0367 | 1690.0367 | 1225.8054 | 1911.6809 | 1911.6809 | 1911.6809 | 1901 | 1138.1188 | 0 | 5.0859 | 0 | 0 | 0 | 0 | 1143.2047 |  | 1901 | 1138.1188 | 0 | 5.0859 | 0 | 0 | 0 | 0 | 1143.2047 | 1901 | 1138.1188 | 0 | 5.0859 | 0 | 0 | 0 | 0 | 1143.2047 | 1901 | 1198.0198 | 664.9849 | 5.4983 | 0 | 0 | 0 | 0 | 1868.5029 | 1901 | 1198.0198 | 664.9849 | 5.4983 | 0 | 0 | 0 | 0 | 1868.5029 | 1901 | 1198.0198 | 664.9849 | 5.4983 | 0 | 0 | 0 | 0 | 1868.5029 | 1901 | 0 | 1329.9697 | 6.8729 | 0 | 0 | 0 | 0 | 0 | 0 | 1336.8426 | 1901 | 0 | 1329.9697 | 6.8729 | 17 | 0 | 0 | 0 | 0 | 0 | 1353.8426 | 1901 | 0 | 1329.9697 | 6.8729 | 0 | 0 | 0 | 0 | 0 | 0 | 1336.8426
1904 | 0.01 | 0.01 | 0.01 | 0.01 | 0.01 | 0.01 | 0.01 | 0.01 | 0.01 | 1904 | 1456.2336 | 1456.2336 | 1456.2336 | 1708.274 | 1708.274 | 1708.274 | 1932.31 | 1932.31 | 1932.31 | 1902 | 1279.2079 | 0 | 35.6014 | 0 | 0 | 0 | 0 | 1314.8093 |  | 1902 | 1279.2079 | 0 | 35.6014 | 0 | 0 | 0 | 0 | 1314.8093 | 1902 | 1279.2079 | 0 | 35.6014 | 0 | 0 | 0 | 0 | 1314.8093 | 1902 | 1346.5347 | 706.3572 | 38.488 | 0 | 0 | 0 | 0 | 2091.3798 | 1902 | 1346.5347 | 706.3572 | 38.488 | 0 | 0 | 0 | 0 | 2091.3798 | 1902 | 1346.5347 | 706.3572 | 38.488 | 0 | 0 | 0 | 0 | 2091.3798 | 1902 | 1048.3909 | 1412.7144 | 48.11 | 0 | 0 | 0 | 0 | 0 | 0 | 2509.2153 | 1902 | 0 | 1412.7144 | 48.11 | 17 | 0 | 0 | 0 | 0 | 0 | 1477.8244 | 1902 | 1180.5009 | 1412.7144 | 48.11 | 0 | 0 | 0 | 0 | 0 | 0 | 2641.3253
1905 | 0.01 | 0.01 | 0.01 | 0.01 | 0.01 | 0.01 | 0.01 | 0.01 | 0.01 | 1905 | 1420.6987 | 1420.6987 | 1420.6987 | 1666.5888 | 1666.5888 | 1666.5888 | 1885.1578 | 1360.0437 | 1885.1578 | 1903 | 1410.8911 | 0 | 142.4055 | 0 | 0 | 0 | 0 | 1553.2966 |  | 1903 | 1410.8911 | 0 | 142.4055 | 0 | 0 | 0 | 0 | 1553.2966 | 1903 | 1410.8911 | 0 | 142.4055 | 0 | 0 | 0 | 0 | 1553.2966 | 1903 | 0 | 752.775 | 153.9519 | 0 | 0 | 0 | 0 | 906.7269 | 1903 | 1265.8744 | 752.775 | 153.9519 | 0 | 0 | 0 | 0 | 2172.6012 | 1903 | 1301.643 | 752.775 | 153.9519 | 0 | 0 | 0 | 0 | 2208.3699 | 1903 | 1160.3205 | 1505.55 | 192.4399 | 0 | 0 | 0 | 0 | 0 | 0 | 2858.3103 | 1903 | 1380.3205 | 1505.55 | 192.4399 | 17 | 0 | 0 | 0 | 0 | 0 | 3095.3103 | 1903 | 1165.5531 | 1505.55 | 192.4399 | 0 | 0 | 0 | 0 | 0 | 0 | 2863.543
1906 | 0.01 | 0.01 | 0.01 | 0.01 | 0.01 | 0.01 | 0.01 | 0.01 | 0.01 | 1906 | 1385.1637 | 1385.1637 | 1385.1637 | 1624.9036 | 1624.9036 | 1624.9036 | 1838.0057 | 1312.8916 | 1838.0057 | 1904 | 1617.8218 | 0 | 366.1856 | 0 | 0 | 0 | 0 | 1984.0073 |  | 1904 | 1574.048 | 0 | 366.1856 | 0 | 0 | 0 | 0 | 1940.2336 | 1904 | 1617.8218 | 0 | 366.1856 | 0 | 0 | 0 | 0 | 1984.0073 | 1904 | 1702.9703 | 807.2654 | 395.8763 | 0 | 0 | 0 | 0 | 2906.112 | 1904 | 1702.9703 | 807.2654 | 395.8763 | 0 | 0 | 0 | 0 | 2906.112 | 1904 | 1702.9703 | 807.2654 | 395.8763 | 0 | 0 | 0 | 0 | 2906.112 | 1904 | 62.9516 | 1614.5308 | 494.8454 | 0 | 0 | 0 | 0 | 0 | 0 | 2172.3278 | 1904 | 0 | 1614.5308 | 494.8454 | 17 | 0 | 0 | 0 | 0 | 0 | 2126.3761 | 1904 | 0 | 1614.5308 | 494.8454 | 0 | 0 | 0 | 0 | 0 | 0 | 2109.3761
1907 | 0.01 | 0.01 | 0.01 | 0.01 | 0.01 | 0.01 | 0.01 | 0.01 | 0.01 | 1907 | 1391.8265 | 1391.8265 | 1391.8265 | 1632.7196 | 1632.7196 | 1632.7196 | 1846.8468 | 1846.8468 | 1846.8468 | 1905 | 1721.2871 | 0 | 574.7079 | 0 | 0 | 0 | 0 | 2295.995 |  | 1905 | 1721.2871 | 0 | 574.7079 | 0 | 0 | 0 | 0 | 2295.995 | 1905 | 1721.2871 | 0 | 574.7079 | 0 | 0 | 0 | 0 | 2295.995 | 1905 | 0 | 910.1917 | 621.3058 | 0 | 0 | 0 | 0 | 1531.4976 | 1905 | 0 | 910.1917 | 621.3058 | 0 | 0 | 0 | 0 | 1531.4976 | 1905 | 0 | 910.1917 | 621.3058 | 0 | 0 | 0 | 0 | 1531.4976 | 1905 | 1842.0792 | 1820.3835 | 776.6323 | 0 | 0 | 0 | 0 | 0 | 0 | 4439.095 | 1905 | 1842.0792 | 1820.3835 | 776.6323 | 17 | 0 | 0 | 0 | 0 | 0 | 4456.095 | 1905 | 1842.0792 | 1820.3835 | 776.6323 | 0 | 0 | 0 | 0 | 0 | 0 | 4439.095
1908 | 0.01 | 0.01 | 0.01 | 0.01 | 0.01 | 0.01 | 0.01 | 0.01 | 0.01 | 1908 | 1417.3673 | 1417.3673 | 1417.3673 | 1662.6808 | 1662.6808 | 1662.6808 | 1880.7373 | 1880.7373 | 1880.7373 | 1906 | 1852.9703 | 0 | 640.8247 | 0 | 0 | 0 | 0 | 2493.795 |  | 1906 | 1852.9703 | 0 | 640.8247 | 0 | 0 | 0 | 0 | 2493.795 | 1906 | 1852.9703 | 0 | 640.8247 | 0 | 0 | 0 | 0 | 2493.795 | 1906 | 0 | 940.4642 | 692.7835 | 0 | 0 | 0 | 0 | 1633.2477 | 1906 | 615.1513 | 940.4642 | 692.7835 | 0 | 0 | 0 | 0 | 2248.399 | 1906 | 115.1513 | 940.4642 | 692.7835 | 0 | 0 | 0 | 0 | 1748.399 | 1906 | 1983.0033 | 1880.9284 | 865.9794 | 0 | 0 | 0 | 0 | 0 | 0 | 4729.911 | 1906 | 1487.3509 | 1880.9284 | 865.9794 | 17 | 0 | 0 | 0 | 0 | 0 | 4251.2586 | 1906 | 1854.3317 | 1880.9284 | 865.9794 | 0 | 0 | 0 | 0 | 0 | 0 | 4601.2394
1909 | 0.01 | 0.01 | 0.01 | 0.01 | 0.01 | 0.01 | 0.01 | 0.01 | 0.01 | 1909 | 1454.0127 | 1454.0127 | 1454.0127 | 1705.6687 | 1705.6687 | 1705.6687 | 1929.3629 | 1929.3629 | 1929.3629 | 1907 | 2012.8713 | 0 | 518.7629 | 0 | 0 | 0 | 0 | 2531.6342 |  | 1907 | 2012.8713 | 0 | 518.7629 | 0 | 0 | 0 | 0 | 2531.6342 | 1907 | 2012.8713 | 0 | 518.7629 | 0 | 0 | 0 | 0 | 2531.6342 | 1907 | 0 | 944.5005 | 560.8247 | 0 | 0 | 0 | 0 | 1505.3252 | 1907 | 0 | 944.5005 | 560.8247 | 0 | 0 | 0 | 0 | 1505.3252 | 1907 | 0 | 944.5005 | 560.8247 | 0 | 0 | 0 | 0 | 1505.3252 | 1907 | 0 | 1889.001 | 701.0309 | 0 | 0 | 0 | 0 | 0 | 0 | 2590.0319 | 1907 | 0 | 1889.001 | 701.0309 | 17 | 0 | 0 | 0 | 0 | 0 | 2607.0319 | 1907 | 0 | 1889.001 | 701.0309 | 0 | 0 | 0 | 0 | 0 | 0 | 2590.0319
1910 | 0.01 | 0.01 | 0.01 | 0.01 | 0.01 | 0.01 | 0.01 | 0.01 | 0.01 | 1910 | 1462.8964 | 1462.8964 | 1462.8964 | 1716.09 | 1716.09 | 1716.09 | 1941.151 | 1941.151 | 1941.151 | 1908 | 928.3776 | 0 | 472.9897 | 0 | 0 | 0 | 0 | 1401.3673 |  | 1908 | 2059.901 | 0 | 472.9897 | 0 | 0 | 0 | 0 | 2532.8907 | 1908 | 1428.3776 | 0 | 472.9897 | 0 | 0 | 0 | 0 | 1901.3673 | 1908 | 0 | 947.5277 | 511.3402 | 0 | 0 | 0 | 0 | 1458.868 | 1908 | 1759.1361 | 947.5277 | 511.3402 | 0 | 0 | 0 | 0 | 3218.004 | 1908 | 1534.8188 | 947.5277 | 511.3402 | 0 | 0 | 0 | 0 | 2993.6868 | 1908 | 0 | 1895.0555 | 639.1753 | 0 | 0 | 0 | 0 | 0 | 0 | 2534.2308 | 1908 | 0 | 1895.0555 | 639.1753 | 17 | 0 | 0 | 0 | 0 | 0 | 2551.2308 | 1908 | 0 | 1895.0555 | 639.1753 | 0 | 0 | 0 | 0 | 0 | 0 | 2534.2308
1911 | 0.01 | 0.01 | 0.01 | 0.01 | 0.01 | 0.01 | 0.01 | 0.01 | 0.01 | 1911 | 1479.5534 | 1479.5534 | 1479.5534 | 1735.6299 | 1735.6299 | 1735.6299 | 1963.2535 | 1438.1394 | 1963.2535 | 1909 | 1994.0594 | 0 | 330.5842 | 0 | 0 | 0 | 0 | 2324.6436 |  | 1909 | 1994.0594 | 0 | 330.5842 | 0 | 0 | 0 | 0 | 2324.6436 | 1909 | 1994.0594 | 0 | 330.5842 | 0 | 0 | 0 | 0 | 2324.6436 | 1909 | 2099.0099 | 951.5641 | 357.3883 | 0 | 0 | 0 | 0 | 3407.9623 | 1909 | 1935.2843 | 951.5641 | 357.3883 | 0 | 0 | 0 | 0 | 3244.2367 | 1909 | 1515.2843 | 951.5641 | 357.3883 | 0 | 0 | 0 | 0 | 2824.2367 | 1909 | 0 | 1903.1282 | 446.7354 | 0 | 0 | 0 | 0 | 0 | 0 | 2349.8635 | 1909 | 219.9096 | 1903.1282 | 446.7354 | 17 | 0 | 0 | 0 | 0 | 0 | 2586.7732 | 1909 | 329.0103 | 1903.1282 | 446.7354 | 0 | 0 | 0 | 0 | 0 | 0 | 2678.8739
1912 | 8.6648 | 10.1159 | 10.1159 | 0.01 | 0.01 | 0.01 | 0.01 | 0.01 | 0.01 | 1912 | 1510.6464 | 1510.6464 | 1510.6464 | 1772.1045 | 1772.1045 | 1307.8731 | 2004.5116 | 1479.3975 | 2004.5116 | 1910 | 1230.6868 | 0 | 249.2096 | 0 | 0 | 0 | 0 | 1479.8964 |  | 1910 | 1697.6868 | 0 | 249.2096 | 0 | 0 | 0 | 0 | 1946.8964 | 1910 | 2116.3366 | 0 | 249.2096 | 0 | 0 | 0 | 0 | 2365.5463 | 1910 | 1816.0492 | 948.5368 | 269.4158 | 0 | 0 | 0 | 0 | 3034.0019 | 1910 | 0 | 948.5368 | 269.4158 | 0 | 0 | 0 | 0 | 1217.9526 | 1910 | 2096.0492 | 948.5368 | 269.4158 | 0 | 0 | 0 | 0 | 3314.0019 | 1910 | 0 | 1897.0737 | 336.7698 | 0 | 0 | 0 | 0 | 0 | 0 | 2233.8434 | 1910 | 0 | 1897.0737 | 336.7698 | 17 | 0 | 0 | 0 | 0 | 0 | 2250.8434 | 1910 | 0 | 1897.0737 | 336.7698 | 0 | 0 | 0 | 0 | 0 | 0 | 2233.8434
1913 | 10.3096 | 11.1093 | 11.1093 | 0.01 | 0.01 | 0.01 | 0.01 | 0.01 | 0.01 | 1913 | 1533.9662 | 1533.9662 | 1533.9662 | 1799.4604 | 1799.4604 | 1799.4604 | 2035.4552 | 2035.4552 | 2035.4552 | 1911 | 2116.3366 | 0 | 142.4055 | 0 | 0 | 0 | 0 | 2258.7421 |  | 1911 | 2116.3366 | 0 | 142.4055 | 0 | 0 | 0 | 0 | 2258.7421 | 1911 | 2116.3366 | 0 | 142.4055 | 0 | 0 | 0 | 0 | 2258.7421 | 1911 | 0 | 936.4279 | 153.9519 | 0 | 0 | 0 | 0 | 1090.3797 | 1911 | 0 | 936.4279 | 153.9519 | 0 | 0 | 0 | 0 | 1090.3797 | 1911 | 0 | 936.4279 | 153.9519 | 0 | 0 | 0 | 0 | 1090.3797 | 1911 | 0 | 1872.8557 | 192.4399 | 0 | 0 | 0 | 0 | 0 | 0 | 2065.2956 | 1911 | 0 | 1872.8557 | 192.4399 | 17 | 0 | 0 | 0 | 0 | 0 | 2082.2956 | 1911 | 546.6224 | 1872.8557 | 192.4399 | 0 | 0 | 0 | 0 | 0 | 0 | 2611.918
1914 | 12.3675 | 12.3675 | 12.3675 | 0.01 | 0.01 | 0.01 | 0.01 | 0.01 | 0.01 | 1914 | 1588.3791 | 1588.3791 | 1588.3791 | 1863.2909 | 1863.2909 | 1399.0595 | 1582.5427 | 1582.5427 | 2107.6569 | 1912 | 2088.1188 | 0 | 55.945 | 0 | 0 | 0 | 0 | 2144.0638 |  | 1912 | 2088.1188 | 0 | 55.945 | 0 | 0 | 0 | 0 | 2144.0638 | 1912 | 2088.1188 | 0 | 55.945 | 0 | 0 | 0 | 0 | 2144.0638 | 1912 | 0 | 932.3915 | 60.4811 | 0 | 0 | 0 | 0 | 992.8726 | 1912 | 495.6574 | 932.3915 | 60.4811 | 0 | 0 | 0 | 0 | 1488.53 | 1912 | 0 | 932.3915 | 60.4811 | 0 | 0 | 0 | 0 | 992.8726 | 1912 | 0 | 1864.783 | 75.6014 | 0 | 0 | 0 | 0 | 0 | 0 | 1940.3844 | 1912 | 0 | 1864.783 | 75.6014 | 17 | 0 | 0 | 0 | 0 | 0 | 1957.3844 | 1912 | 0 | 1864.783 | 75.6014 | 0 | 0 | 0 | 0 | 0 | 0 | 1940.3844
1915 | 12.3675 | 12.3675 | 12.3675 | 0.01 | 0.01 | 0.01 | 0.01 | 0.01 | 0.01 | 1915 | 1555.0651 | 1555.0651 | 1555.0651 | 1359.9796 | 1359.9796 | 1824.211 | 1538.3376 | 2063.4518 | 2063.4518 | 1913 | 2135.1485 | 0 | 5.0859 | 0 | 0 | 0 | 0 | 2140.2344 |  | 1913 | 2135.1485 | 0 | 5.0859 | 0 | 0 | 0 | 0 | 2140.2344 | 1913 | 2135.1485 | 0 | 5.0859 | 0 | 0 | 0 | 0 | 2140.2344 | 1913 | 2247.5248 | 935.4188 | 5.4983 | 0 | 0 | 0 | 0 | 3188.4418 | 1913 | 2247.5248 | 935.4188 | 5.4983 | 0 | 0 | 0 | 0 | 3188.4418 | 1913 | 2247.5248 | 935.4188 | 5.4983 | 0 | 0 | 0 | 0 | 3188.4418 | 1913 | 0 | 1870.8375 | 6.8729 | 0 | 0 | 0 | 0 | 0 | 0 | 1877.7104 | 1913 | 0 | 1870.8375 | 6.8729 | 17 | 0 | 0 | 0 | 0 | 0 | 1894.7104 | 1913 | 0 | 1870.8375 | 6.8729 | 0 | 0 | 0 | 0 | 0 | 0 | 1877.7104
1916 | 12.3675 | 12.3675 | 12.3675 | 0.01 | 0.01 | 0.01 | 0.01 | 0.01 | 0.01 | 1916 | 1503.9836 | 1503.9836 | 1503.9836 | 1764.2885 | 1300.0571 | 1764.2885 | 1470.5564 | 1470.5564 | 1995.6706 | 1914 | 2210.396 | 0 | 0 | 0 | 0 | 0 | 0 | 2210.396 |  | 1914 | 2210.396 | 0 | 0 | 0 | 0 | 0 | 0 | 2210.396 | 1914 | 2210.396 | 0 | 0 | 0 | 0 | 0 | 0 | 2210.396 | 1914 | 2326.7327 | 925.328 | 0 | 0 | 0 | 0 | 0 | 3252.0606 | 1914 | 2326.7327 | 925.328 | 0 | 0 | 0 | 0 | 0 | 3252.0606 | 1914 | 2326.7327 | 925.328 | 0 | 0 | 0 | 0 | 0 | 3252.0606 | 1914 | 0 | 1850.6559 | 0 | 0 | 0 | 0 | 0 | 0 | 0 | 1850.6559 | 1914 | 0 | 1850.6559 | 0 | 17 | 0 | 0 | 0 | 0 | 0 | 1867.6559 | 1914 | 0 | 1850.6559 | 0 | 0 | 0 | 0 | 0 | 0 | 0 | 1850.6559
1917 | 12.3675 | 12.3675 | 12.3675 | 0.01 | 0.01 | 0.01 | 0.01 | 0.01 | 0.01 | 1917 | 1440.6871 | 1440.6871 | 1440.6871 | 1690.0367 | 1690.0367 | 1690.0367 | 1911.6809 | 1911.6809 | 1911.6809 | 1915 | 2069.3069 | 0 | 0 | 0 | 0 | 0 | 0 | 2069.3069 |  | 1915 | 2069.3069 | 0 | 0 | 0 | 0 | 0 | 0 | 2069.3069 | 1915 | 2069.3069 | 0 | 0 | 0 | 0 | 0 | 0 | 2069.3069 | 1915 | 2178.2178 | 909.1826 | 0 | 0 | 0 | 0 | 0 | 3087.4005 | 1915 | 2178.2178 | 909.1826 | 0 | 0 | 0 | 0 | 0 | 3087.4005 | 1915 | 2178.2178 | 909.1826 | 0 | 0 | 0 | 0 | 0 | 3087.4005 | 1915 | 0 | 1818.3653 | 0 | 0 | 0 | 0 | 0 | 0 | 0 | 1818.3653 | 1915 | 410.2759 | 1818.3653 | 0 | 17 | 0 | 0 | 0 | 0 | 0 | 2245.6411 | 1915 | 525.4517 | 1818.3653 | 0 | 0 | 0 | 0 | 0 | 0 | 0 | 2343.817
1918 | 13.0305 | 13.0305 | 13.0305 | 0.01 | 0.01 | 0.01 | 0.01 | 0.01 | 0.01 | 1918 | 1379.6114 | 1379.6114 | 1379.6114 | 1618.3903 | 1618.3903 | 1618.3903 | 1830.6382 | 1830.6382 | 1830.6382 | 1916 | 2088.1188 | 0 | 0 | 0 | 0 | 0 | 0 | 2088.1188 |  | 1916 | 2088.1188 | 0 | 0 | 0 | 0 | 0 | 0 | 2088.1188 | 1916 | 2088.1188 | 0 | 0 | 0 | 0 | 0 | 0 | 2088.1188 | 1916 | 2198.0198 | 891.0192 | 0 | 0 | 0 | 0 | 0 | 3089.039 | 1916 | 2198.0198 | 891.0192 | 0 | 0 | 0 | 0 | 0 | 3089.039 | 1916 | 2198.0198 | 891.0192 | 0 | 0 | 0 | 0 | 0 | 3089.039 | 1916 | 0 | 1782.0383 | 0 | 0 | 0 | 0 | 0 | 0 | 0 | 1782.0383 | 1916 | 0 | 1782.0383 | 0 | 17 | 0 | 0 | 0 | 0 | 0 | 1799.0383 | 1916 | 2234.6535 | 1782.0383 | 0 | 0 | 0 | 0 | 0 | 0 | 0 | 4016.6918
1919 | 13.0305 | 13.0305 | 13.0305 | 0.01 | 0.01 | 0.01 | 0.01 | 0.01 | 0.01 | 1919 | 1342.966 | 1342.966 | 1342.966 | 1575.4024 | 1575.4024 | 1111.1711 | 1782.0126 | 1256.8984 | 1782.0126 | 1917 | 2059.901 | 0 | 0 | 0 | 0 | 0 | 0 | 2059.901 |  | 1917 | 2059.901 | 0 | 0 | 0 | 0 | 0 | 0 | 2059.901 | 1917 | 2059.901 | 0 | 0 | 0 | 0 | 0 | 0 | 2059.901 | 1917 | 2168.3168 | 864.783 | 0 | 0 | 0 | 0 | 0 | 3033.0999 | 1917 | 2168.3168 | 864.783 | 0 | 0 | 0 | 0 | 0 | 3033.0999 | 1917 | 2168.3168 | 864.783 | 0 | 0 | 0 | 0 | 0 | 3033.0999 | 1917 | 0 | 1729.5661 | 0 | 0 | 0 | 0 | 0 | 0 | 0 | 1729.5661 | 1917 | 0 | 1729.5661 | 0 | 17 | 0 | 0 | 0 | 0 | 0 | 1746.5661 | 1917 | 0 | 1729.5661 | 0 | 0 | 0 | 0 | 0 | 0 | 0 | 1729.5661
1920 | 13.6917 | 13.6917 | 13.6917 | 0.01 | 0.01 | 0.01 | 0.01 | 0.01 | 0.01 | 1920 | 932.7918 | 932.7918 | 932.7918 | 1538.3237 | 1538.3237 | 1538.3237 | 1762.8571 | 1762.8571 | 1762.8571 | 1918 | 1890.5941 | 0 | 0 | 0 | 0 | 0 | 0 | 1890.5941 |  | 1918 | 1890.5941 | 0 | 0 | 0 | 0 | 0 | 0 | 1890.5941 | 1918 | 1890.5941 | 0 | 0 | 0 | 0 | 0 | 0 | 1890.5941 | 1918 | 1990.099 | 833.5015 | 0 | 0 | 0 | 0 | 0 | 2823.6005 | 1918 | 1990.099 | 833.5015 | 0 | 0 | 0 | 0 | 0 | 2823.6005 | 1918 | 1990.099 | 833.5015 | 0 | 0 | 0 | 0 | 0 | 2823.6005 | 1918 | 0 | 1667.003 | 0 | 0 | 0 | 0 | 0 | 0 | 0 | 1667.003 | 1918 | 0 | 1667.003 | 0 | 17 | 0 | 0 | 0 | 0 | 0 | 1684.003 | 1918 | 0 | 1667.003 | 0 | 0 | 0 | 0 | 0 | 0 | 0 | 1667.003
1921 | 14.9898 | 14.9898 | 14.9898 | 3.6594 | 3.6594 | 3.6594 | 0.01 | 0.01 | 0.01 | 1921 | 925.0185 | 925.0185 | 925.0185 | 1085.1178 | 1085.1178 | 1085.1178 | 1752.5425 | 1752.5425 | 1752.5425 | 1919 | 1843.5644 | 0 | 0 | 0 | 0 | 0 | 0 | 1843.5644 |  | 1919 | 1843.5644 | 0 | 0 | 0 | 0 | 0 | 0 | 1843.5644 | 1919 | 1843.5644 | 0 | 0 | 0 | 0 | 0 | 0 | 1843.5644 | 1919 | 1940.5941 | 803.2291 | 0 | 0 | 0 | 0 | 0 | 2743.8231 | 1919 | 1940.5941 | 803.2291 | 0 | 0 | 0 | 0 | 0 | 2743.8231 | 1919 | 1940.5941 | 803.2291 | 0 | 0 | 0 | 0 | 0 | 2743.8231 | 1919 | 0 | 1606.4581 | 0 | 0 | 0 | 0 | 0 | 0 | 0 | 1606.4581 | 1919 | 0 | 1606.4581 | 0 | 17 | 0 | 0 | 0 | 0 | 0 | 1623.4581 | 1919 | 0 | 1606.4581 | 0 | 0 | 0 | 0 | 0 | 0 | 0 | 1606.4581
1922 | 18.6145 | 18.6145 | 18.6145 | 6.4125 | 6.4125 | 6.4125 | 0.01 | 0.01 | 0.01 | 1922 | 935.0127 | 935.0127 | 935.0127 | 1096.8418 | 1096.8418 | 1096.8418 | 1765.8041 | 1240.6899 | 1765.8041 | 1920 | 1843.5644 | 0 | 0 | 0 | 0 | 0 | 0 | 1843.5644 |  | 1920 | 1843.5644 | 0 | 0 | 0 | 0 | 0 | 0 | 1843.5644 | 1920 | 1843.5644 | 0 | 0 | 0 | 0 | 0 | 0 | 1843.5644 | 1920 | 1940.5941 | 776.9929 | 0 | 0 | 0 | 0 | 0 | 2717.587 | 1920 | 1940.5941 | 776.9929 | 0 | 0 | 0 | 0 | 0 | 2717.587 | 1920 | 1940.5941 | 776.9929 | 0 | 0 | 0 | 0 | 0 | 2717.587 | 1920 | 0 | 1553.9859 | 0 | 0 | 0 | 0 | 0 | 0 | 0 | 1553.9859 | 1920 | 0 | 1553.9859 | 0 | 17 | 0 | 0 | 0 | 0 | 0 | 1570.9859 | 1920 | 0 | 1553.9859 | 0 | 0 | 0 | 0 | 0 | 0 | 0 | 1553.9859
1923 | 18.6145 | 18.6145 | 18.6145 | 8.0251 | 8.0251 | 8.0251 | 0.01 | 0.01 | 0.01 | 1923 | 942.7859 | 942.7859 | 942.7859 | 1105.9604 | 1105.9604 | 1105.9604 | 1776.1186 | 1776.1186 | 1776.1186 | 1921 | 1796.5347 | 0 | 0 | 0 | 0 | 0 | 0 | 1796.5347 |  | 1921 | 1796.5347 | 0 | 0 | 0 | 0 | 0 | 0 | 1796.5347 | 1921 | 1796.5347 | 0 | 0 | 0 | 0 | 0 | 0 | 1796.5347 | 1921 | 1891.0891 | 761.8567 | 0 | 0 | 0 | 0 | 0 | 2652.9458 | 1921 | 1891.0891 | 761.8567 | 0 | 0 | 0 | 0 | 0 | 2652.9458 | 1921 | 1891.0891 | 761.8567 | 0 | 0 | 0 | 0 | 0 | 2652.9458 | 1921 | 1922.6073 | 1523.7134 | 0 | 0 | 0 | 0 | 0 | 0 | 0 | 3446.3207 | 1921 | 1922.6073 | 1523.7134 | 0 | 17 | 0 | 0 | 0 | 0 | 0 | 3463.3207 | 1921 | 1922.6073 | 1523.7134 | 0 | 0 | 0 | 0 | 0 | 0 | 0 | 3446.3207
1924 | 21.3047 | 21.3047 | 21.3047 | 18.6145 | 18.6145 | 18.6145 | 2.3567 | 2.3567 | 2.3567 | 1924 | 973.879 | 973.879 | 973.879 | 1142.435 | 1142.435 | 1142.435 | 1292.2625 | 1292.2625 | 1292.2625 | 1922 | 1674.2574 | 0 | 0 | 0 | 0 | 0 | 0 | 1674.2574 |  | 1922 | 1674.2574 | 0 | 0 | 0 | 0 | 0 | 0 | 1674.2574 | 1922 | 1674.2574 | 0 | 0 | 0 | 0 | 0 | 0 | 1674.2574 | 1922 | 1762.3762 | 741.6751 | 0 | 0 | 0 | 0 | 0 | 2504.0513 | 1922 | 1762.3762 | 741.6751 | 0 | 0 | 0 | 0 | 0 | 2504.0513 | 1922 | 1762.3762 | 741.6751 | 0 | 0 | 0 | 0 | 0 | 2504.0513 | 1922 | 1791.7492 | 1483.3502 | 0 | 0 | 0 | 0 | 0 | 0 | 0 | 3275.0993 | 1922 | 1791.7492 | 1483.3502 | 0 | 17 | 0 | 0 | 0 | 0 | 0 | 3292.0993 | 1922 | 1791.7492 | 1483.3502 | 0 | 0 | 0 | 0 | 0 | 0 | 0 | 3275.0993
1925 | 23.4961 | 23.4961 | 23.4961 | 23.4961 | 23.4961 | 23.4961 | 17.8837 | 17.8837 | 17.8837 | 1925 | 1060.4954 | 1060.4954 | 1060.4954 | 1244.0427 | 1244.0427 | 1244.0427 | 1407.1958 | 1407.1958 | 1407.1958 | 1923 | 1627.2277 | 0 | 0 | 0 | 0 | 0 | 0 | 1627.2277 |  | 1923 | 1627.2277 | 0 | 0 | 0 | 0 | 0 | 0 | 1627.2277 | 1923 | 1627.2277 | 0 | 0 | 0 | 0 | 0 | 0 | 1627.2277 | 1923 | 1712.8713 | 721.4934 | 0 | 0 | 0 | 0 | 0 | 2434.3647 | 1923 | 1712.8713 | 721.4934 | 0 | 0 | 0 | 0 | 0 | 2434.3647 | 1923 | 1712.8713 | 721.4934 | 0 | 0 | 0 | 0 | 0 | 2434.3647 | 1923 | 1741.4191 | 1442.9869 | 0 | 0 | 0 | 0 | 0 | 0 | 0 | 3184.406 | 1923 | 1741.4191 | 1442.9869 | 0 | 17 | 0 | 0 | 0 | 0 | 0 | 3201.406 | 1923 | 1741.4191 | 1442.9869 | 0 | 0 | 0 | 0 | 0 | 0 | 0 | 3184.406
1926 | 28.5703 | 28.5703 | 28.5703 | 29.4202 | 29.4202 | 29.4202 | 20.9838 | 20.9838 | 20.9838 | 1926 | 1184.8676 | 1184.8676 | 1184.8676 | 1389.9409 | 1389.9409 | 1389.9409 | 1572.2282 | 1572.2282 | 1572.2282 | 1924 | 1570.7921 | 0 | 0 | 0 | 0 | 0 | 0 | 1570.7921 |  | 1924 | 1570.7921 | 0 | 0 | 0 | 0 | 0 | 0 | 1570.7921 | 1924 | 1570.7921 | 0 | 0 | 0 | 0 | 0 | 0 | 1570.7921 | 1924 | 1653.4653 | 690.2119 | 0 | 0 | 0 | 0 | 0 | 2343.6773 | 1924 | 1653.4653 | 690.2119 | 0 | 0 | 0 | 0 | 0 | 2343.6773 | 1924 | 1653.4653 | 690.2119 | 0 | 0 | 0 | 0 | 0 | 2343.6773 | 1924 | 1681.0231 | 1380.4238 | 0 | 0 | 0 | 0 | 0 | 0 | 0 | 3061.4469 | 1924 | 1681.0231 | 1380.4238 | 0 | 17 | 0 | 0 | 0 | 0 | 0 | 3078.4469 | 1924 | 1681.0231 | 1380.4238 | 0 | 0 | 0 | 0 | 0 | 0 | 0 | 3061.4469
1927 | 29.4202 | 29.4202 | 29.4202 | 31.67 | 31.67 | 31.67 | 23.2466 | 23.2466 | 23.2466 | 1927 | 1272.5945 | 1272.5945 | 1272.5945 | 1492.8512 | 1492.8512 | 1492.8512 | 1688.635 | 1688.635 | 1688.635 | 1925 | 1467.3267 | 0 | 15.2577 | 0 | 0 | 0 | 0 | 1482.5845 |  | 1925 | 1467.3267 | 0 | 15.2577 | 0 | 0 | 0 | 0 | 1482.5845 | 1925 | 1467.3267 | 0 | 15.2577 | 0 | 0 | 0 | 0 | 1482.5845 | 1925 | 1544.5545 | 621.5943 | 16.4948 | 0 | 0 | 0 | 0 | 2182.6436 | 1925 | 1544.5545 | 621.5943 | 16.4948 | 0 | 0 | 0 | 0 | 2182.6436 | 1925 | 1544.5545 | 621.5943 | 16.4948 | 0 | 0 | 0 | 0 | 2182.6436 | 1925 | 1570.297 | 1243.1887 | 20.6186 | 0 | 0 | 0 | 0 | 0 | 0 | 2834.1043 | 1925 | 1570.297 | 1243.1887 | 20.6186 | 17 | 0 | 0 | 0 | 0 | 0 | 2851.1043 | 1925 | 1570.297 | 1243.1887 | 20.6186 | 0 | 0 | 0 | 0 | 0 | 0 | 2834.1043
1928 | 29.4202 | 29.4202 | 29.4202 | 30.85 | 30.85 | 30.85 | 22.3899 | 22.3899 | 22.3899 | 1928 | 1283.6991 | 1283.6991 | 1283.6991 | 1505.8778 | 1505.8778 | 1505.8778 | 1703.37 | 1703.37 | 1703.37 | 1926 | 1373.2673 | 0 | 137.3196 | 0 | 0 | 0 | 0 | 1510.5869 |  | 1926 | 1373.2673 | 0 | 137.3196 | 0 | 0 | 0 | 0 | 1510.5869 | 1926 | 1373.2673 | 0 | 137.3196 | 0 | 0 | 0 | 0 | 1510.5869 | 1926 | 1445.5446 | 514.6317 | 148.4536 | 0 | 0 | 0 | 0 | 2108.6298 | 1926 | 1445.5446 | 514.6317 | 148.4536 | 0 | 0 | 0 | 0 | 2108.6298 | 1926 | 1445.5446 | 514.6317 | 148.4536 | 0 | 0 | 0 | 0 | 2108.6298 | 1926 | 1469.637 | 1029.2634 | 185.567 | 0 | 0 | 0 | 0 | 0 | 0 | 2684.4673 | 1926 | 1469.637 | 1029.2634 | 185.567 | 17 | 0 | 0 | 0 | 0 | 0 | 2701.4673 | 1926 | 1469.637 | 1029.2634 | 185.567 | 0 | 0 | 0 | 0 | 0 | 0 | 2684.4673
1929 | 25.1776 | 25.1776 | 25.1776 | 28.5703 | 28.5703 | 28.5703 | 18.6145 | 18.6145 | 18.6145 | 1929 | 1263.7107 | 1263.7107 | 1263.7107 | 1482.4299 | 1482.4299 | 1482.4299 | 1676.8469 | 1676.8469 | 1676.8469 | 1927 | 1288.6139 | 0 | 401.7869 | 0 | 0 | 0 | 0 | 1690.4008 |  | 1927 | 1288.6139 | 0 | 401.7869 | 0 | 0 | 0 | 0 | 1690.4008 | 1927 | 1288.6139 | 0 | 401.7869 | 0 | 0 | 0 | 0 | 1690.4008 | 1927 | 1356.4356 | 435.9233 | 434.3643 | 0 | 0 | 0 | 0 | 2226.7232 | 1927 | 1356.4356 | 435.9233 | 434.3643 | 0 | 0 | 0 | 0 | 2226.7232 | 1927 | 1356.4356 | 435.9233 | 434.3643 | 0 | 0 | 0 | 0 | 2226.7232 | 1927 | 1379.0429 | 871.8466 | 542.9553 | 0 | 0 | 0 | 0 | 0 | 0 | 2793.8449 | 1927 | 1379.0429 | 871.8466 | 542.9553 | 17 | 0 | 0 | 0 | 0 | 0 | 2810.8449 | 1927 | 1379.0429 | 871.8466 | 542.9553 | 0 | 0 | 0 | 0 | 0 | 0 | 2793.8449
1930 | 23.4961 | 23.4961 | 23.4961 | 20.9838 | 20.9838 | 20.9838 | 10.7098 | 10.7098 | 10.7098 | 1930 | 1267.0421 | 1267.0421 | 1267.0421 | 1486.3379 | 1486.3379 | 1486.3379 | 1681.2674 | 1681.2674 | 1681.2674 | 1928 | 1241.5842 | 0 | 671.3402 | 0 | 0 | 0 | 0 | 1912.9244 |  | 1928 | 1241.5842 | 0 | 671.3402 | 0 | 0 | 0 | 0 | 1912.9244 | 1928 | 1241.5842 | 0 | 671.3402 | 0 | 0 | 0 | 0 | 1912.9244 | 1928 | 1306.9307 | 406.6599 | 725.7732 | 0 | 0 | 0 | 0 | 2439.3638 | 1928 | 1306.9307 | 406.6599 | 725.7732 | 0 | 0 | 0 | 0 | 2439.3638 | 1928 | 1306.9307 | 406.6599 | 725.7732 | 0 | 0 | 0 | 0 | 2439.3638 | 1928 | 1328.7129 | 813.3199 | 907.2165 | 0 | 0 | 0 | 0 | 0 | 0 | 3049.2492 | 1928 | 1328.7129 | 813.3199 | 907.2165 | 17 | 0 | 0 | 0 | 0 | 0 | 3066.2492 | 1928 | 1328.7129 | 813.3199 | 907.2165 | 0 | 0 | 0 | 0 | 0 | 0 | 3049.2492
1931 | 22.8974 | 22.8974 | 22.8974 | 20.9838 | 20.9838 | 20.9838 | 13.2408 | 13.2408 | 13.2408 | 1931 | 1259.2689 | 1259.2689 | 1259.2689 | 1477.2192 | 1477.2192 | 1477.2192 | 1670.9529 | 1670.9529 | 1670.9529 | 1929 | 1091.0891 | 0 | 823.9175 | 0 | 0 | 0 | 0 | 1915.0066 |  | 1929 | 1091.0891 | 0 | 823.9175 | 0 | 0 | 0 | 0 | 1915.0066 | 1929 | 1091.0891 | 0 | 823.9175 | 0 | 0 | 0 | 0 | 1915.0066 | 1929 | 1148.5149 | 340.0605 | 890.7216 | 0 | 0 | 0 | 0 | 2379.297 | 1929 | 1148.5149 | 340.0605 | 890.7216 | 0 | 0 | 0 | 0 | 2379.297 | 1929 | 1148.5149 | 340.0605 | 890.7216 | 0 | 0 | 0 | 0 | 2379.297 | 1929 | 1167.6568 | 680.1211 | 1113.4021 | 0 | 0 | 0 | 0 | 0 | 0 | 2961.1799 | 1929 | 1167.6568 | 680.1211 | 1113.4021 | 17 | 0 | 0 | 0 | 0 | 0 | 2978.1799 | 1929 | 1167.6568 | 680.1211 | 1113.4021 | 0 | 0 | 0 | 0 | 0 | 0 | 2961.1799
1932 | 22.8974 | 22.8974 | 22.8974 | 21.2557 | 21.2557 | 21.2557 | 14.0926 | 14.0926 | 14.0926 | 1932 | 1279.2573 | 1279.2573 | 1279.2573 | 1500.6672 | 1500.6672 | 1500.6672 | 1697.476 | 1697.476 | 1697.476 | 1930 | 912.3762 | 0 | 884.9485 | 0 | 0 | 0 | 0 | 1797.3247 |  | 1930 | 912.3762 | 0 | 884.9485 | 0 | 0 | 0 | 0 | 1797.3247 | 1930 | 912.3762 | 0 | 884.9485 | 0 | 0 | 0 | 0 | 1797.3247 | 1930 | 960.396 | 272.4521 | 956.701 | 0 | 0 | 0 | 0 | 2189.5491 | 1930 | 960.396 | 272.4521 | 956.701 | 0 | 0 | 0 | 0 | 2189.5491 | 1930 | 960.396 | 272.4521 | 956.701 | 0 | 0 | 0 | 0 | 2189.5491 | 1930 | 976.4026 | 544.9041 | 1195.8763 | 0 | 0 | 0 | 0 | 0 | 0 | 2717.1831 | 1930 | 976.4026 | 544.9041 | 1195.8763 | 17 | 0 | 0 | 0 | 0 | 0 | 2734.1831 | 1930 | 976.4026 | 544.9041 | 1195.8763 | 0 | 0 | 0 | 0 | 0 | 0 | 2717.1831
1933 | 24.6049 | 24.6049 | 24.6049 | 22.3899 | 22.3899 | 22.3899 | 15.4801 | 15.4801 | 15.4801 | 1933 | 1258.1584 | 1258.1584 | 1258.1584 | 1475.9166 | 1475.9166 | 1475.9166 | 1669.4794 | 1669.4794 | 1669.4794 | 1931 | 818.3168 | 0 | 874.7766 | 0 | 0 | 0 | 0 | 1693.0935 |  | 1931 | 818.3168 | 0 | 874.7766 | 0 | 0 | 0 | 0 | 1693.0935 | 1931 | 818.3168 | 0 | 874.7766 | 0 | 0 | 0 | 0 | 1693.0935 | 1931 | 861.3861 | 218.9707 | 945.7045 | 0 | 0 | 0 | 0 | 2026.0613 | 1931 | 861.3861 | 218.9707 | 945.7045 | 0 | 0 | 0 | 0 | 2026.0613 | 1931 | 861.3861 | 218.9707 | 945.7045 | 0 | 0 | 0 | 0 | 2026.0613 | 1931 | 875.7426 | 437.9415 | 1182.1306 | 0 | 0 | 0 | 0 | 0 | 0 | 2495.8146 | 1931 | 875.7426 | 437.9415 | 1182.1306 | 17 | 0 | 0 | 0 | 0 | 0 | 2512.8146 | 1931 | 875.7426 | 437.9415 | 1182.1306 | 0 | 0 | 0 | 0 | 0 | 0 | 2495.8146
1934 | 28.5703 | 28.5703 | 28.5703 | 25.6845 | 25.6845 | 25.6845 | 20.9838 | 20.9838 | 20.9838 | 1934 | 1249.2747 | 1249.2747 | 1249.2747 | 1465.4953 | 1465.4953 | 1465.4953 | 1657.6914 | 1657.6914 | 1657.6914 | 1932 | 733.6634 | 0 | 844.2612 | 0 | 0 | 0 | 0 | 1577.9245 |  | 1932 | 733.6634 | 0 | 844.2612 | 0 | 0 | 0 | 0 | 1577.9245 | 1932 | 733.6634 | 0 | 844.2612 | 0 | 0 | 0 | 0 | 1577.9245 | 1932 | 772.2772 | 182.6438 | 912.7148 | 0 | 0 | 0 | 0 | 1867.6358 | 1932 | 772.2772 | 182.6438 | 912.7148 | 0 | 0 | 0 | 0 | 1867.6358 | 1932 | 772.2772 | 182.6438 | 912.7148 | 0 | 0 | 0 | 0 | 1867.6358 | 1932 | 785.1485 | 365.2876 | 1140.8935 | 0 | 0 | 0 | 0 | 0 | 0 | 2291.3296 | 1932 | 785.1485 | 365.2876 | 1140.8935 | 17 | 0 | 0 | 0 | 0 | 0 | 2308.3296 | 1932 | 785.1485 | 365.2876 | 1140.8935 | 0 | 0 | 0 | 0 | 0 | 0 | 2291.3296
1935 | 49.3557 | 49.3557 | 49.3557 | 31.8295 | 31.8295 | 31.8295 | 24.2973 | 24.2973 | 24.2973 | 1935 | 1245.9433 | 1245.9433 | 1245.9433 | 1461.5873 | 1461.5873 | 1461.5873 | 1653.2709 | 1653.2709 | 1653.2709 | 1933 | 667.8218 | 0 | 783.2302 | 0 | 0 | 0 | 0 | 1451.052 |  | 1933 | 667.8218 | 0 | 783.2302 | 0 | 0 | 0 | 0 | 1451.052 | 1933 | 667.8218 | 0 | 783.2302 | 0 | 0 | 0 | 0 | 1451.052 | 1933 | 702.9703 | 159.4349 | 846.7354 | 0 | 0 | 0 | 0 | 1709.1406 | 1933 | 702.9703 | 159.4349 | 846.7354 | 0 | 0 | 0 | 0 | 1709.1406 | 1933 | 702.9703 | 159.4349 | 846.7354 | 0 | 0 | 0 | 0 | 1709.1406 | 1933 | 714.6865 | 318.8698 | 1058.4192 | 0 | 0 | 0 | 0 | 0 | 0 | 2091.9755 | 1933 | 714.6865 | 318.8698 | 1058.4192 | 17 | 0 | 0 | 0 | 0 | 0 | 2108.9755 | 1933 | 714.6865 | 318.8698 | 1058.4192 | 0 | 0 | 0 | 0 | 0 | 0 | 2091.9755
1936 | 78.4901 | 78.4901 | 78.4901 | 38.1425 | 38.1425 | 38.1425 | 29.4202 | 29.4202 | 29.4202 | 1936 | 1250.3851 | 1250.3851 | 1250.3851 | 1466.7979 | 1466.7979 | 1466.7979 | 1659.1649 | 1659.1649 | 1659.1649 | 1934 | 620.7921 | 0 | 620.4811 | 0 | 0 | 0 | 0 | 1241.2732 |  | 1934 | 620.7921 | 0 | 620.4811 | 0 | 0 | 0 | 0 | 1241.2732 | 1934 | 620.7921 | 0 | 620.4811 | 0 | 0 | 0 | 0 | 1241.2732 | 1934 | 653.4653 | 139.2533 | 670.7904 | 0 | 0 | 0 | 0 | 1463.509 | 1934 | 653.4653 | 139.2533 | 670.7904 | 0 | 0 | 0 | 0 | 1463.509 | 1934 | 653.4653 | 139.2533 | 670.7904 | 0 | 0 | 0 | 0 | 1463.509 | 1934 | 664.3564 | 278.5066 | 838.488 | 0 | 0 | 0 | 0 | 0 | 0 | 1781.351 | 1934 | 664.3564 | 278.5066 | 838.488 | 17 | 0 | 0 | 0 | 0 | 0 | 1798.351 | 1934 | 664.3564 | 278.5066 | 838.488 | 0 | 0 | 0 | 0 | 0 | 0 | 1781.351
1937 | 87.8616 | 87.5977 | 87.5977 | 66.612 | 66.612 | 66.612 | 38.5803 | 38.5803 | 38.5803 | 1937 | 1263.7107 | 1263.7107 | 1263.7107 | 1482.4299 | 1482.4299 | 1482.4299 | 1676.8469 | 1676.8469 | 1676.8469 | 1935 | 460.8911 | 0 | 356.0137 | 0 | 0 | 0 | 0 | 816.9048 |  | 1935 | 460.8911 | 0 | 356.0137 | 0 | 0 | 0 | 0 | 816.9048 | 1935 | 460.8911 | 0 | 356.0137 | 0 | 0 | 0 | 0 | 816.9048 | 1935 | 485.1485 | 109.9899 | 384.8797 | 0 | 0 | 0 | 0 | 980.0181 | 1935 | 485.1485 | 109.9899 | 384.8797 | 0 | 0 | 0 | 0 | 980.0181 | 1935 | 485.1485 | 109.9899 | 384.8797 | 0 | 0 | 0 | 0 | 980.0181 | 1935 | 493.2343 | 219.9798 | 481.0997 | 0 | 0 | 0 | 0 | 0 | 0 | 1194.3138 | 1935 | 493.2343 | 219.9798 | 481.0997 | 17 | 0 | 0 | 0 | 0 | 0 | 1211.3138 | 1935 | 493.2343 | 219.9798 | 481.0997 | 0 | 0 | 0 | 0 | 0 | 0 | 1194.3138
1938 | 93.3397 | 90.7143 | 94.0126 | 89.8345 | 87.5628 | 87.5628 | 39.4482 | 39.4482 | 39.4482 | 1938 | 1322.5654 | 1322.5654 | 1322.5654 | 1551.471 | 1551.471 | 1551.471 | 1754.9426 | 1754.9426 | 1754.9426 | 1936 | 253.9604 | 0 | 127.1478 | 0 | 0 | 0 | 150 | 531.1082 |  | 1936 | 253.9604 | 0 | 127.1478 | 0 | 0 | 0 | 150 | 531.1082 | 1936 | 253.9604 | 0 | 127.1478 | 0 | 0 | 0 | 150 | 531.1082 | 1936 | 267.3267 | 76.6902 | 137.457 | 0 | 0 | 0 | 0 | 481.474 | 1936 | 267.3267 | 76.6902 | 137.457 | 0 | 0 | 0 | 0 | 481.474 | 1936 | 267.3267 | 76.6902 | 137.457 | 0 | 0 | 0 | 0 | 481.474 | 1936 | 271.7822 | 153.3804 | 171.8213 | 0 | 0 | 0 | 0 | 0 | 0 | 596.9839 | 1936 | 271.7822 | 153.3804 | 171.8213 | 17 | 0 | 0 | 0 | 0 | 0 | 613.9839 | 1936 | 271.7822 | 153.3804 | 171.8213 | 0 | 0 | 0 | 0 | 0 | 0 | 596.9839
1939 | 93.3397 | 90.7143 | 94.4633 | 89.8345 | 87.5911 | 87.8293 | 90.354 | 90.2718 | 90.2718 | 1939 | 1310.3503 | 1310.3503 | 1310.3503 | 1537.1417 | 1537.1417 | 1537.1417 | 1738.7341 | 1738.7341 | 1738.7341 | 1937 | 235.1485 | 0 | 10.1718 | 0 | 0 | 0 | 150 | 395.3203 |  | 1937 | 235.1485 | 0 | 10.1718 | 0 | 0 | 0 | 150 | 395.3203 | 1937 | 235.1485 | 0 | 10.1718 | 0 | 0 | 0 | 150 | 395.3203 | 1937 | 247.5248 | 50.4541 | 10.9966 | 0 | 0 | 0 | 0 | 308.9754 | 1937 | 247.5248 | 50.4541 | 10.9966 | 0 | 0 | 0 | 0 | 308.9754 | 1937 | 247.5248 | 50.4541 | 10.9966 | 0 | 0 | 0 | 0 | 308.9754 | 1937 | 251.6502 | 100.9082 | 13.7457 | 0 | 0 | 0 | 0 | 0 | 0 | 366.304 | 1937 | 251.6502 | 100.9082 | 13.7457 | 17 | 0 | 0 | 0 | 0 | 0 | 383.304 | 1937 | 251.6502 | 100.9082 | 13.7457 | 0 | 0 | 0 | 0 | 0 | 0 | 366.304
1940 | 93.3397 | 90.7143 | 93.3397 | 89.8345 | 87.5911 | 87.8293 | 90.354 | 90.2718 | 90.2718 | 1940 | 1255.9375 | 1255.9375 | 1255.9375 | 1473.3113 | 1473.3113 | 1473.3113 | 1666.5324 | 1666.5324 | 1666.5324 | 1938 | 263.3663 | 0 | 0 | 150 | 0 | 0 | 150 | 563.3663 |  | 1938 | 263.3663 | 0 | 0 | 0 | 0 | 0 | 150 | 413.3663 | 1938 | 263.3663 | 0 | 0 | 150 | 0 | 0 | 150 | 563.3663 | 1938 | 277.2277 | 35.3179 | 0 | 0 | 0 | 0 | 0 | 312.5456 | 1938 | 277.2277 | 35.3179 | 0 | 0 | 0 | 0 | 0 | 312.5456 | 1938 | 277.2277 | 35.3179 | 0 | 0 | 0 | 0 | 0 | 312.5456 | 1938 | 281.8482 | 70.6357 | 0 | 0 | 0 | 0 | 0 | 0 | 0 | 352.4839 | 1938 | 281.8482 | 70.6357 | 0 | 17 | 0 | 0 | 0 | 0 | 0 | 369.4839 | 1938 | 281.8482 | 70.6357 | 0 | 0 | 0 | 0 | 0 | 0 | 0 | 352.4839
1941 | 92.0772 | 90.7143 | 92.0772 | 89.8345 | 87.5911 | 87.8293 | 90.354 | 90.2718 | 90.2718 | 1941 | 1180.4258 | 1180.4258 | 1180.4258 | 1384.7302 | 1384.7302 | 1384.7302 | 1566.3342 | 1566.3342 | 1566.3342 | 1939 | 235.1485 | 0 | 0 | 150 | 0 | 0 | 150 | 535.1485 |  | 1939 | 235.1485 | 0 | 0 | 0 | 0 | 0 | 150 | 385.1485 | 1939 | 235.1485 | 0 | 0 | 150 | 0 | 0 | 150 | 535.1485 | 1939 | 247.5248 | 30.2725 | 0 | 0 | 0 | 0 | 0 | 277.7972 | 1939 | 247.5248 | 30.2725 | 0 | 0 | 0 | 0 | 0 | 277.7972 | 1939 | 247.5248 | 30.2725 | 0 | 0 | 0 | 0 | 0 | 277.7972 | 1939 | 251.6502 | 60.5449 | 0 | 0 | 0 | 0 | 0 | 0 | 0 | 312.1951 | 1939 | 251.6502 | 60.5449 | 0 | 42 | 0 | 0 | 0 | 0 | 0 | 354.1951 | 1939 | 251.6502 | 60.5449 | 0 | 0 | 0 | 0 | 0 | 0 | 0 | 312.1951
1942 | 90.2945 | 89.9854 | 89.9854 | 89.8345 | 87.5911 | 87.8293 | 90.354 | 90.2718 | 90.2718 | 1942 | 1100.4722 | 1100.4722 | 1100.4722 | 1290.9385 | 1290.9385 | 1290.9385 | 1460.2419 | 1460.2419 | 1460.2419 | 1940 | 235.1485 | 0 | 0 | 150 | 0 | 0 | 150 | 535.1485 |  | 1940 | 235.1485 | 0 | 0 | 0 | 0 | 0 | 150 | 385.1485 | 1940 | 235.1485 | 0 | 0 | 150 | 0 | 0 | 150 | 535.1485 | 1940 | 247.5248 | 31.2815 | 0 | 0 | 0 | 0 | 0 | 278.8063 | 1940 | 247.5248 | 31.2815 | 0 | 0 | 0 | 0 | 0 | 278.8063 | 1940 | 247.5248 | 31.2815 | 0 | 0 | 0 | 0 | 0 | 278.8063 | 1940 | 251.6502 | 62.5631 | 0 | 0 | 0 | 0 | 0 | 0 | 0 | 314.2132 | 1940 | 251.6502 | 62.5631 | 0 | 42 | 0 | 0 | 0 | 0 | 0 | 356.2132 | 1940 | 251.6502 | 62.5631 | 0 | 0 | 0 | 0 | 0 | 0 | 0 | 314.2132
1943 | 86.3097 | 86.3097 | 86.3097 | 89.8345 | 87.5911 | 89.7914 | 91.8994 | 90.2718 | 90.2718 | 1943 | 1050.5012 | 1050.5012 | 1050.5012 | 1232.3187 | 1232.3187 | 1232.3187 | 1393.9343 | 1393.9343 | 1393.9343 | 1941 | 169.3069 | 0 | 0 | 150 | 0 | 0 | 150 | 469.3069 |  | 1941 | 169.3069 | 0 | 0 | 119.377 | 0 | 0 | 150 | 438.6839 | 1941 | 169.3069 | 0 | 0 | 150 | 0 | 0 | 150 | 469.3069 | 1941 | 178.2178 | 38.3451 | 0 | 0 | 0 | 0 | 0 | 216.5629 | 1941 | 178.2178 | 38.3451 | 0 | 0 | 0 | 0 | 0 | 216.5629 | 1941 | 178.2178 | 38.3451 | 0 | 0 | 0 | 0 | 0 | 216.5629 | 1941 | 181.1881 | 76.6902 | 0 | 0 | 0 | 0 | 0 | 0 | 0 | 257.8783 | 1941 | 181.1881 | 76.6902 | 0 | 42 | 0 | 0 | 0 | 0 | 0 | 299.8783 | 1941 | 181.1881 | 76.6902 | 0 | 0 | 0 | 0 | 0 | 0 | 0 | 257.8783
1944 | 84.7706 | 84.7706 | 84.7706 | 87.5628 | 87.5628 | 87.5628 | 91.7846 | 90.2718 | 90.7143 | 1944 | 1024.9605 | 1024.9605 | 1024.9605 | 1202.3575 | 1202.3575 | 1202.3575 | 1360.0437 | 1360.0437 | 1360.0437 | 1942 | 103.4653 | 0 | 0 | 0 | 0 | 0 | 150 | 253.4653 |  | 1942 | 103.4653 | 0 | 0 | 0 | 0 | 0 | 150 | 253.4653 | 1942 | 103.4653 | 0 | 0 | 0 | 0 | 0 | 150 | 253.4653 | 1942 | 108.9109 | 42.3814 | 0 | 0 | 0 | 0 | 0 | 151.2923 | 1942 | 108.9109 | 42.3814 | 0 | 0 | 0 | 0 | 0 | 151.2923 | 1942 | 108.9109 | 42.3814 | 0 | 0 | 0 | 0 | 0 | 151.2923 | 1942 | 110.7261 | 84.7629 | 0 | 0 | 0 | 0 | 0 | 0 | 0 | 195.4889 | 1942 | 110.7261 | 84.7629 | 0 | 42 | 0 | 0 | 0 | 0 | 0 | 237.4889 | 1942 | 110.7261 | 84.7629 | 0 | 0 | 0 | 0 | 0 | 0 | 0 | 195.4889
1945 | 84.0008 | 84.0008 | 84.0008 | 86.5476 | 86.5476 | 86.5476 | 90.5251 | 90.2718 | 90.5251 | 1945 | 1014.9663 | 1014.9663 | 1014.9663 | 1190.6335 | 1190.6335 | 1190.6335 | 1346.7822 | 1346.7822 | 1346.7822 | 1943 | 65.8416 | 0 | 0 | 0 | 0 | 0 | 150 | 215.8416 |  | 1943 | 65.8416 | 0 | 0 | 0 | 0 | 0 | 150 | 215.8416 | 1943 | 65.8416 | 0 | 0 | 0 | 0 | 0 | 150 | 215.8416 | 1943 | 69.3069 | 54.4904 | 0 | 0 | 0 | 0 | 0 | 123.7973 | 1943 | 69.3069 | 54.4904 | 0 | 0 | 0 | 0 | 0 | 123.7973 | 1943 | 69.3069 | 54.4904 | 0 | 0 | 0 | 0 | 0 | 123.7973 | 1943 | 70.462 | 108.9808 | 0 | 150 | 0 | 0 | 0 | 0 | 0 | 329.4429 | 1943 | 70.462 | 108.9808 | 0 | 66 | 0 | 0 | 0 | 0 | 0 | 245.4429 | 1943 | 70.462 | 108.9808 | 0 | 0 | 0 | 0 | 0 | 0 | 0 | 179.4429
1946 | 83.1354 | 83.1354 | 83.1354 | 86.2904 | 86.2904 | 86.2904 | 90.354 | 90.2718 | 90.2718 | 1946 | 1011.6349 | 1011.6349 | 1011.6349 | 1186.7255 | 1186.7255 | 1186.7255 | 1342.3616 | 1342.3616 | 1342.3616 | 1944 | 56.4356 | 0 | 0 | 0 | 0 | 0 | 150 | 206.4356 |  | 1944 | 56.4356 | 0 | 0 | 0 | 0 | 0 | 150 | 206.4356 | 1944 | 56.4356 | 0 | 0 | 0 | 0 | 0 | 150 | 206.4356 | 1944 | 59.4059 | 87.7901 | 0 | 0 | 0 | 0 | 0 | 147.1961 | 1944 | 59.4059 | 87.7901 | 0 | 0 | 0 | 0 | 0 | 147.1961 | 1944 | 59.4059 | 87.7901 | 0 | 0 | 0 | 0 | 0 | 147.1961 | 1944 | 60.396 | 175.5802 | 0 | 150 | 0 | 0 | 0 | 0 | 0 | 385.9763 | 1944 | 60.396 | 175.5802 | 0 | 66 | 0 | 0 | 0 | 0 | 0 | 301.9763 | 1944 | 60.396 | 175.5802 | 0 | 123.9885 | 0 | 0 | 0 | 0 | 0 | 359.9648
1947 | 83.4259 | 83.4259 | 83.4259 | 86.2904 | 86.2904 | 86.2904 | 90.354 | 90.2718 | 90.2718 | 1947 | 1021.6291 | 1021.6291 | 1021.6291 | 1198.4495 | 1198.4495 | 1198.4495 | 1355.6232 | 1355.6232 | 1355.6232 | 1945 | 65.8416 | 0 | 0 | 0 | 0 | 0 | 150 | 215.8416 |  | 1945 | 65.8416 | 0 | 0 | 0 | 0 | 0 | 150 | 215.8416 | 1945 | 65.8416 | 0 | 0 | 0 | 0 | 0 | 150 | 215.8416 | 1945 | 69.3069 | 132.1897 | 0 | 0 | 0 | 0 | 0 | 201.4966 | 1945 | 69.3069 | 132.1897 | 0 | 0 | 0 | 0 | 0 | 201.4966 | 1945 | 69.3069 | 132.1897 | 0 | 0 | 0 | 0 | 0 | 201.4966 | 1945 | 70.462 | 264.3794 | 0 | 0 | 0 | 0 | 0 | 0 | 0 | 334.8415 | 1945 | 70.462 | 264.3794 | 0 | 66 | 0 | 0 | 0 | 0 | 0 | 400.8415 | 1945 | 70.462 | 264.3794 | 0 | 0 | 0 | 0 | 0 | 0 | 0 | 334.8415
1948 | 84.9683 | 84.9683 | 84.9683 | 87.9363 | 87.5911 | 87.8293 | 91.8994 | 90.2718 | 90.7143 | 1948 | 1052.7221 | 1052.7221 | 1052.7221 | 1234.924 | 1234.924 | 1234.924 | 1396.8813 | 1396.8813 | 1396.8813 | 1946 | 103.4653 | 0 | 0 | 0 | 0 | 0 | 150 | 253.4653 |  | 1946 | 103.4653 | 0 | 0 | 0 | 0 | 0 | 150 | 253.4653 | 1946 | 103.4653 | 0 | 0 | 0 | 0 | 0 | 150 | 253.4653 | 1946 | 108.9109 | 161.4531 | 0 | 0 | 0 | 0 | 0 | 270.364 | 1946 | 108.9109 | 161.4531 | 0 | 0 | 0 | 0 | 0 | 270.364 | 1946 | 108.9109 | 161.4531 | 0 | 0 | 0 | 0 | 0 | 270.364 | 1946 | 110.7261 | 322.9062 | 0 | 0 | 0 | 0 | 0 | 0 | 0 | 433.6322 | 1946 | 110.7261 | 322.9062 | 0 | 66 | 0 | 0 | 0 | 0 | 0 | 499.6322 | 1946 | 110.7261 | 322.9062 | 0 | 0 | 0 | 0 | 0 | 0 | 0 | 433.6322
1949 | 87.2453 | 87.1912 | 87.1912 | 89.8345 | 87.5911 | 89.8345 | 91.8994 | 90.2718 | 90.7143 | 1949 | 1126.0129 | 1126.0129 | 1126.0129 | 1320.8997 | 1320.8997 | 1320.8997 | 1494.1325 | 1494.1325 | 1494.1325 | 1947 | 197.5248 | 0 | 0 | 0 | 0 | 0 | 150 | 347.5248 |  | 1947 | 197.5248 | 0 | 0 | 0 | 0 | 0 | 150 | 347.5248 | 1947 | 197.5248 | 0 | 0 | 0 | 0 | 0 | 150 | 347.5248 | 1947 | 207.9208 | 168.5166 | 0 | 0 | 0 | 0 | 0 | 376.4374 | 1947 | 207.9208 | 168.5166 | 0 | 0 | 0 | 0 | 0 | 376.4374 | 1947 | 207.9208 | 168.5166 | 0 | 0 | 0 | 0 | 0 | 376.4374 | 1947 | 211.3861 | 337.0333 | 0 | 0 | 0 | 0 | 0 | 0 | 0 | 548.4194 | 1947 | 211.3861 | 337.0333 | 0 | 66 | 0 | 0 | 0 | 0 | 0 | 614.4194 | 1947 | 211.3861 | 337.0333 | 0 | 0 | 0 | 0 | 0 | 0 | 0 | 548.4194
1950 | 92.0772 | 87.1912 | 87.1912 | 89.8345 | 87.5911 | 90.7143 | 91.8994 | 90.2718 | 90.7143 | 1950 | 1233.7281 | 1233.7281 | 1233.7281 | 1447.258 | 1447.258 | 1447.258 | 1637.0623 | 1637.0623 | 1637.0623 | 1948 | 376.2376 | 0 | 0 | 0 | 0 | 0 | 150 | 526.2376 |  | 1948 | 376.2376 | 0 | 0 | 0 | 0 | 0 | 150 | 526.2376 | 1948 | 376.2376 | 0 | 0 | 0 | 0 | 0 | 150 | 526.2376 | 1948 | 396.0396 | 170.5348 | 0 | 0 | 0 | 0 | 0 | 566.5744 | 1948 | 396.0396 | 170.5348 | 0 | 0 | 0 | 0 | 0 | 566.5744 | 1948 | 396.0396 | 170.5348 | 0 | 0 | 0 | 0 | 0 | 566.5744 | 1948 | 402.6403 | 341.0696 | 0 | 150 | 0 | 0 | 0 | 0 | 0 | 893.7099 | 1948 | 402.6403 | 341.0696 | 0 | 66 | 0 | 0 | 0 | 0 | 0 | 809.7099 | 1948 | 402.6403 | 341.0696 | 0 | 150 | 0 | 0 | 0 | 0 | 0 | 893.7099
1951 | 92.0772 | 87.1912 | 87.1912 | 89.8345 | 87.5911 | 90.7143 | 91.8994 | 90.2718 | 90.7143 | 1951 | 1315.9026 | 1315.9026 | 1315.9026 | 1543.655 | 1543.655 | 1543.655 | 1746.1016 | 1746.1016 | 1746.1016 | 1949 | 554.9505 | 0 | 20.3436 | 0 | 0 | 0 | 150 | 725.2941 |  | 1949 | 554.9505 | 0 | 20.3436 | 0 | 0 | 0 | 150 | 725.2941 | 1949 | 554.9505 | 0 | 20.3436 | 0 | 0 | 0 | 150 | 725.2941 | 1949 | 584.1584 | 190.7164 | 21.9931 | 0 | 0 | 0 | 0 | 796.868 | 1949 | 584.1584 | 190.7164 | 21.9931 | 0 | 0 | 0 | 0 | 796.868 | 1949 | 584.1584 | 190.7164 | 21.9931 | 0 | 0 | 0 | 0 | 796.868 | 1949 | 593.8944 | 381.4329 | 27.4914 | 150 | 0 | 0 | 0 | 0 | 0 | 1152.8187 | 1949 | 593.8944 | 381.4329 | 27.4914 | 66 | 0 | 0 | 0 | 0 | 0 | 1068.8187 | 1949 | 593.8944 | 381.4329 | 27.4914 | 88.8647 | 0 | 0 | 0 | 0 | 0 | 1091.6834
1952 | 86.7456 | 86.7456 | 86.7456 | 88.4806 | 87.5628 | 87.5628 | 90.7143 | 90.2718 | 90.2718 | 1952 | 1309.2399 | 1309.2399 | 1309.2399 | 1535.8391 | 1535.8391 | 1535.8391 | 1737.2606 | 1737.2606 | 1737.2606 | 1950 | 611.3861 | 0 | 127.1478 | 150 | 0 | 0 | 150 | 1038.5339 |  | 1950 | 611.3861 | 0 | 127.1478 | 0 | 0 | 0 | 150 | 888.5339 | 1950 | 611.3861 | 0 | 127.1478 | 0 | 0 | 0 | 150 | 888.5339 | 1950 | 643.5644 | 203.8345 | 137.457 | 0 | 0 | 0 | 0 | 984.8559 | 1950 | 643.5644 | 203.8345 | 137.457 | 0 | 0 | 0 | 0 | 984.8559 | 1950 | 643.5644 | 203.8345 | 137.457 | 13.3021 | 0 | 0 | 0 | 998.158 | 1950 | 654.2904 | 407.669 | 171.8213 | 150 | 0 | 0 | 0 | 0 | 0 | 1383.7808 | 1950 | 654.2904 | 407.669 | 171.8213 | 66 | 0 | 0 | 0 | 0 | 0 | 1299.7808 | 1950 | 654.2904 | 407.669 | 171.8213 | 55.9917 | 0 | 0 | 0 | 0 | 0 | 1289.7725
1953 | 74.1528 | 74.1528 | 74.1528 | 59.1837 | 59.1837 | 59.1837 | 37.0143 | 37.0143 | 37.0143 | 1953 | 1284.8096 | 1284.8096 | 1284.8096 | 1507.1805 | 1507.1805 | 1507.1805 | 1704.8435 | 1704.8435 | 1704.8435 | 1951 | 611.3861 | 0 | 305.1546 | 150 | 0 | 0 | 150 | 1216.5408 |  | 1951 | 611.3861 | 0 | 305.1546 | 0 | 0 | 0 | 150 | 1066.5408 | 1951 | 611.3861 | 0 | 305.1546 | 0 | 0 | 0 | 150 | 1066.5408 | 1951 | 643.5644 | 193.7437 | 329.8969 | 0 | 0 | 0 | 0 | 1167.205 | 1951 | 643.5644 | 193.7437 | 329.8969 | 0 | 0 | 0 | 0 | 1167.205 | 1951 | 643.5644 | 193.7437 | 329.8969 | 71.1887 | 0 | 0 | 0 | 1238.3937 | 1951 | 654.2904 | 387.4874 | 412.3711 | 150 | 0 | 0 | 0 | 0 | 0 | 1604.1489 | 1951 | 654.2904 | 387.4874 | 412.3711 | 66 | 0 | 0 | 0 | 0 | 0 | 1520.1489 | 1951 | 654.2904 | 387.4874 | 412.3711 | 75.9526 | 0 | 0 | 0 | 0 | 0 | 1530.1016
1954 | 74.1528 | 74.1528 | 74.1528 | 47.0785 | 46.9583 | 47.1512 | 29.6074 | 29.6074 | 29.6074 | 1954 | 1303.6875 | 1303.6875 | 1303.6875 | 1529.3257 | 1529.3257 | 1529.3257 | 1729.8931 | 1729.8931 | 1729.8931 | 1952 | 592.5743 | 0 | 467.9038 | 0 | 0 | 0 | 150 | 1210.478 |  | 1952 | 592.5743 | 0 | 467.9038 | 0 | 0 | 0 | 150 | 1210.478 | 1952 | 592.5743 | 0 | 467.9038 | 0 | 0 | 0 | 150 | 1210.478 | 1952 | 623.7624 | 195.7619 | 505.8419 | 0 | 0 | 0 | 0 | 1325.3662 | 1952 | 623.7624 | 195.7619 | 505.8419 | 0 | 0 | 0 | 0 | 1325.3662 | 1952 | 623.7624 | 195.7619 | 505.8419 | 0 | 0 | 0 | 0 | 1325.3662 | 1952 | 634.1584 | 391.5237 | 632.3024 | 55.5453 | 0 | 0 | 0 | 0 | 0 | 1713.5298 | 1952 | 634.1584 | 391.5237 | 632.3024 | 42 | 0 | 0 | 0 | 0 | 0 | 1699.9845 | 1952 | 634.1584 | 391.5237 | 632.3024 | 0 | 0 | 0 | 0 | 0 | 0 | 1657.9845
1955 | 66.9039 | 66.9039 | 66.9039 | 47.0785 | 44.7776 | 39.015 | 28.8088 | 28.8088 | 28.8088 | 1955 | 1274.8154 | 1274.8154 | 1274.8154 | 1495.4565 | 1495.4565 | 1495.4565 | 1691.582 | 1691.582 | 1691.582 | 1953 | 583.1683 | 0 | 544.1924 | 0 | 0 | 0 | 141.4488 | 1268.8096 |  | 1953 | 583.1683 | 0 | 544.1924 | 0 | 0 | 0 | 141.4488 | 1268.8096 | 1953 | 583.1683 | 0 | 544.1924 | 0 | 0 | 0 | 141.4488 | 1268.8096 | 1953 | 613.8614 | 225.0252 | 588.3162 | 0 | 0 | 0 | 0 | 1427.2028 | 1953 | 613.8614 | 225.0252 | 588.3162 | 0 | 0 | 0 | 0 | 1427.2028 | 1953 | 613.8614 | 225.0252 | 588.3162 | 0 | 0 | 0 | 0 | 1427.2028 | 1953 | 624.0924 | 450.0505 | 735.3952 | 0 | 0 | 0 | 0 | 0 | 0 | 1809.5381 | 1953 | 624.0924 | 450.0505 | 735.3952 | 17 | 0 | 0 | 0 | 0 | 0 | 1826.5381 | 1953 | 624.0924 | 450.0505 | 735.3952 | 0 | 0 | 0 | 0 | 0 | 0 | 1809.5381
1956 | 62.7809 | 60.0524 | 60.0524 | 47.0785 | 44.7776 | 39.015 | 28.8088 | 28.8088 | 28.8088 | 1956 | 1278.1468 | 1278.1468 | 1278.1468 | 1499.3645 | 1499.3645 | 1499.3645 | 1696.0025 | 1696.0025 | 1696.0025 | 1954 | 649.0099 | 0 | 600.1375 | 0 | 0 | 0 | 38.5402 | 1287.6875 |  | 1954 | 649.0099 | 0 | 600.1375 | 0 | 0 | 0 | 38.5402 | 1287.6875 | 1954 | 649.0099 | 0 | 600.1375 | 0 | 0 | 0 | 38.5402 | 1287.6875 | 1954 | 683.1683 | 276.4884 | 648.7973 | 0 | 0 | 0 | 0 | 1608.454 | 1954 | 683.1683 | 276.4884 | 648.7973 | 0 | 0 | 0 | 0 | 1608.454 | 1954 | 683.1683 | 276.4884 | 648.7973 | 0 | 0 | 0 | 0 | 1608.454 | 1954 | 694.5545 | 552.9768 | 810.9966 | 0 | 0 | 0 | 0 | 0 | 0 | 2058.5278 | 1954 | 694.5545 | 552.9768 | 810.9966 | 17 | 0 | 0 | 0 | 0 | 0 | 2075.5278 | 1954 | 694.5545 | 552.9768 | 810.9966 | 0 | 0 | 0 | 0 | 0 | 0 | 2058.5278
1957 | 82.5741 | 82.5741 | 82.5741 | 48.7754 | 46.9583 | 47.1512 | 30.6546 | 30.6546 | 30.6546 | 1957 | 1289.2515 | 1289.2515 | 1289.2515 | 1512.3911 | 1512.3911 | 1512.3911 | 1710.7375 | 1710.7375 | 1710.7375 | 1955 | 677.2277 | 0 | 579.7938 | 0 | 0 | 0 | 0 | 1257.0215 |  | 1955 | 677.2277 | 0 | 579.7938 | 0 | 0 | 0 | 0 | 1257.0215 | 1955 | 677.2277 | 0 | 579.7938 | 0 | 0 | 0 | 0 | 1257.0215 | 1955 | 712.8713 | 321.8971 | 626.8041 | 0 | 0 | 0 | 0 | 1661.5725 | 1955 | 712.8713 | 321.8971 | 626.8041 | 0 | 0 | 0 | 0 | 1661.5725 | 1955 | 712.8713 | 321.8971 | 626.8041 | 0 | 0 | 0 | 0 | 1661.5725 | 1955 | 724.7525 | 643.7941 | 783.5052 | 0 | 0 | 0 | 0 | 0 | 0 | 2152.0518 | 1955 | 724.7525 | 643.7941 | 783.5052 | 17 | 0 | 0 | 0 | 0 | 0 | 2169.0518 | 1955 | 724.7525 | 643.7941 | 783.5052 | 0 | 0 | 0 | 0 | 0 | 0 | 2152.0518
1958 | 84.5534 | 84.5534 | 84.5534 | 48.7754 | 46.9583 | 47.1512 | 46.8255 | 46.7589 | 46.7589 | 1958 | 1271.484 | 1271.484 | 1271.484 | 1491.5485 | 1491.5485 | 1491.5485 | 1687.1615 | 1687.1615 | 1687.1615 | 1956 | 705.4455 | 0 | 559.4502 | 0 | 0 | 0 | 0 | 1264.8957 |  | 1956 | 705.4455 | 0 | 559.4502 | 0 | 0 | 0 | 0 | 1264.8957 | 1956 | 705.4455 | 0 | 559.4502 | 0 | 0 | 0 | 0 | 1264.8957 | 1956 | 742.5743 | 358.224 | 604.811 | 0 | 0 | 0 | 0 | 1705.6093 | 1956 | 742.5743 | 358.224 | 604.811 | 0 | 0 | 0 | 0 | 1705.6093 | 1956 | 742.5743 | 358.224 | 604.811 | 0 | 0 | 0 | 0 | 1705.6093 | 1956 | 754.9505 | 716.448 | 756.0137 | 0 | 0 | 0 | 0 | 0 | 0 | 2227.4123 | 1956 | 754.9505 | 716.448 | 756.0137 | 17 | 0 | 0 | 0 | 0 | 0 | 2244.4123 | 1956 | 754.9505 | 716.448 | 756.0137 | 0 | 0 | 0 | 0 | 0 | 0 | 2227.4123
1959 | 87.1946 | 87.1912 | 87.1912 | 74.6899 | 71.9829 | 72.2211 | 48.4984 | 48.4318 | 48.4318 | 1959 | 1247.0537 | 1247.0537 | 1247.0537 | 1462.89 | 1462.89 | 1462.89 | 1654.7444 | 1654.7444 | 1654.7444 | 1957 | 611.3861 | 0 | 472.9897 | 0 | 0 | 0 | 150 | 1234.3758 |  | 1957 | 611.3861 | 0 | 472.9897 | 0 | 0 | 0 | 150 | 1234.3758 | 1957 | 611.3861 | 0 | 472.9897 | 0 | 0 | 0 | 150 | 1234.3758 | 1957 | 643.5644 | 385.4692 | 511.3402 | 0 | 0 | 0 | 0 | 1540.3738 | 1957 | 643.5644 | 385.4692 | 511.3402 | 0 | 0 | 0 | 0 | 1540.3738 | 1957 | 643.5644 | 385.4692 | 511.3402 | 0 | 0 | 0 | 0 | 1540.3738 | 1957 | 654.2904 | 770.9384 | 639.1753 | 0 | 0 | 0 | 0 | 0 | 0 | 2064.4041 | 1957 | 654.2904 | 770.9384 | 639.1753 | 17 | 0 | 0 | 0 | 0 | 0 | 2081.4041 | 1957 | 654.2904 | 770.9384 | 639.1753 | 0 | 0 | 0 | 0 | 0 | 0 | 2064.4041
1960 | 93.3397 | 87.1912 | 87.1912 | 74.6899 | 71.9829 | 72.2211 | 53.0196 | 50.0114 | 50.0114 | 1960 | 1235.9491 | 1235.9491 | 1235.9491 | 1449.8633 | 1449.8633 | 1449.8633 | 1640.0093 | 1640.0093 | 1640.0093 | 1958 | 611.3861 | 0 | 366.1856 | 0 | 0 | 0 | 150 | 1127.5717 |  | 1958 | 611.3861 | 0 | 366.1856 | 0 | 0 | 0 | 150 | 1127.5717 | 1958 | 611.3861 | 0 | 366.1856 | 0 | 0 | 0 | 150 | 1127.5717 | 1958 | 643.5644 | 402.6236 | 395.8763 | 0 | 0 | 0 | 0 | 1442.0643 | 1958 | 643.5644 | 402.6236 | 395.8763 | 0 | 0 | 0 | 0 | 1442.0643 | 1958 | 643.5644 | 402.6236 | 395.8763 | 0 | 0 | 0 | 0 | 1442.0643 | 1958 | 654.2904 | 805.2472 | 494.8454 | 0 | 0 | 0 | 0 | 0 | 0 | 1954.383 | 1958 | 654.2904 | 805.2472 | 494.8454 | 17 | 0 | 0 | 0 | 0 | 0 | 1971.383 | 1958 | 654.2904 | 805.2472 | 494.8454 | 0 | 0 | 0 | 0 | 0 | 0 | 1954.383
1961 | 93.3397 | 87.1912 | 87.1912 | 74.6899 | 71.9829 | 72.2211 | 31.25 | 31.25 | 31.25 | 1961 | 1234.8386 | 1234.8386 | 1234.8386 | 1448.5607 | 1448.5607 | 1448.5607 | 1638.5358 | 1638.5358 | 1638.5358 | 1959 | 601.9802 | 0 | 239.0378 | 0 | 0 | 0 | 150 | 991.018 |  | 1959 | 601.9802 | 0 | 239.0378 | 0 | 0 | 0 | 150 | 991.018 | 1959 | 601.9802 | 0 | 239.0378 | 0 | 0 | 0 | 150 | 991.018 | 1959 | 633.6634 | 435.9233 | 258.4192 | 0 | 0 | 0 | 0 | 1328.0059 | 1959 | 633.6634 | 435.9233 | 258.4192 | 0 | 0 | 0 | 0 | 1328.0059 | 1959 | 633.6634 | 435.9233 | 258.4192 | 0 | 0 | 0 | 0 | 1328.0059 | 1959 | 644.2244 | 871.8466 | 323.0241 | 0 | 0 | 0 | 0 | 0 | 0 | 1839.0951 | 1959 | 644.2244 | 871.8466 | 323.0241 | 17 | 0 | 0 | 0 | 0 | 0 | 1856.0951 | 1959 | 644.2244 | 871.8466 | 323.0241 | 0 | 0 | 0 | 0 | 0 | 0 | 1839.0951
1962 | 93.3397 | 87.1912 | 87.1912 | 74.6899 | 71.9829 | 72.2211 | 35.2652 | 35.2652 | 35.2652 | 1962 | 1287.0305 | 1287.0305 | 1287.0305 | 1509.7858 | 1509.7858 | 1509.7858 | 1707.7905 | 1707.7905 | 1707.7905 | 1960 | 620.7921 | 0 | 96.6323 | 150 | 0 | 0 | 150 | 1017.4244 |  | 1960 | 620.7921 | 0 | 96.6323 | 0 | 0 | 0 | 150 | 867.4244 | 1960 | 620.7921 | 0 | 96.6323 | 0 | 0 | 0 | 150 | 867.4244 | 1960 | 653.4653 | 505.5499 | 104.4674 | 0 | 0 | 0 | 0 | 1263.4826 | 1960 | 653.4653 | 505.5499 | 104.4674 | 0 | 0 | 0 | 0 | 1263.4826 | 1960 | 653.4653 | 505.5499 | 104.4674 | 0 | 0 | 0 | 0 | 1263.4826 | 1960 | 664.3564 | 1011.0999 | 130.5842 | 0 | 0 | 0 | 0 | 0 | 0 | 1806.0405 | 1960 | 664.3564 | 1011.0999 | 130.5842 | 17 | 0 | 0 | 0 | 0 | 0 | 1823.0405 | 1960 | 664.3564 | 1011.0999 | 130.5842 | 0 | 0 | 0 | 0 | 0 | 0 | 1806.0405
1963 | 93.3397 | 87.1912 | 87.1912 | 74.6899 | 71.9829 | 72.2211 | 29.4762 | 29.4762 | 29.4762 | 1963 | 1263.7107 | 1263.7107 | 1263.7107 | 1482.4299 | 1482.4299 | 1482.4299 | 1676.8469 | 1676.8469 | 1676.8469 | 1961 | 724.2574 | 0 | 10.1718 | 150 | 0 | 0 | 150 | 1034.4292 |  | 1961 | 724.2574 | 0 | 10.1718 | 0 | 0 | 0 | 150 | 884.4292 | 1961 | 724.2574 | 0 | 10.1718 | 0 | 0 | 0 | 150 | 884.4292 | 1961 | 762.3762 | 571.1403 | 10.9966 | 0 | 0 | 0 | 0 | 1344.5131 | 1961 | 762.3762 | 571.1403 | 10.9966 | 0 | 0 | 0 | 0 | 1344.5131 | 1961 | 762.3762 | 571.1403 | 10.9966 | 0 | 0 | 0 | 0 | 1344.5131 | 1961 | 775.0825 | 1142.2805 | 13.7457 | 0 | 0 | 0 | 0 | 0 | 0 | 1931.1087 | 1961 | 775.0825 | 1142.2805 | 13.7457 | 17 | 0 | 0 | 0 | 0 | 0 | 1948.1087 | 1961 | 775.0825 | 1142.2805 | 13.7457 | 0 | 0 | 0 | 0 | 0 | 0 | 1931.1087
1964 | 90.7143 | 87.1912 | 87.1912 | 74.6899 | 71.9829 | 72.2211 | 0.01 | 0.01 | 0.01 | 1964 | 1219.2921 | 1219.2921 | 1219.2921 | 1430.3234 | 1430.3234 | 1430.3234 | 1658.0704 | 1617.9068 | 1617.9068 | 1962 | 733.6634 | 0 | 0 | 150 | 0 | 0 | 150 | 1033.6634 |  | 1962 | 733.6634 | 0 | 0 | 0 | 0 | 0 | 150 | 883.6634 | 1962 | 733.6634 | 0 | 0 | 0 | 0 | 0 | 150 | 883.6634 | 1962 | 772.2772 | 590.3128 | 0 | 0 | 0 | 0 | 0 | 1362.59 | 1962 | 772.2772 | 590.3128 | 0 | 0 | 0 | 0 | 0 | 1362.59 | 1962 | 772.2772 | 590.3128 | 0 | 0 | 0 | 0 | 0 | 1362.59 | 1962 | 785.1485 | 1180.6256 | 0 | 0 | 0 | 0 | 0 | 0 | 0 | 1965.7741 | 1962 | 785.1485 | 1180.6256 | 0 | 17 | 0 | 0 | 0 | 0 | 0 | 1982.7741 | 1962 | 785.1485 | 1180.6256 | 0 | 0 | 0 | 0 | 0 | 0 | 0 | 1965.7741
1965 | 13.0305 | 13.0305 | 13.0305 | 33.8141 | 33.8141 | 33.8141 | 0.01 | 0.01 | 0.01 | 1965 | 1144.7129 | 1132.6757 | 1132.6757 | 1328.7157 | 1328.7157 | 1328.7157 | 1831.3099 | 1785.7273 | 1502.9735 | 1963 | 884.1584 | 0 | 0 | 150 | 0 | 0 | 150 | 1184.1584 |  | 1963 | 884.1584 | 0 | 0 | 0 | 0 | 0 | 150 | 1034.1584 | 1963 | 884.1584 | 0 | 0 | 0 | 0 | 0 | 150 | 1034.1584 | 1963 | 930.6931 | 558.0222 | 0 | 0 | 0 | 0 | 0 | 1488.7153 | 1963 | 930.6931 | 558.0222 | 0 | 0 | 0 | 0 | 0 | 1488.7153 | 1963 | 930.6931 | 558.0222 | 0 | 0 | 0 | 0 | 0 | 1488.7153 | 1963 | 946.2046 | 1116.0444 | 0 | 0 | 0 | 0 | 0 | 0 | 0 | 2062.249 | 1963 | 946.2046 | 1116.0444 | 0 | 17 | 0 | 0 | 0 | 0 | 0 | 2079.249 | 1963 | 946.2046 | 1116.0444 | 0 | 0 | 0 | 0 | 0 | 0 | 0 | 2062.249
1966 | 13.0305 | 13.0305 | 13.0305 | 0.01 | 0.01 | 0.01 | 0.01 | 0.01 | 0.01 | 1966 | 1135.3069 | 1046.0593 | 1046.0593 | 1227.1081 | 1227.1081 | 1227.1081 | 1891.8796 | 1388.0403 | 1891.8796 | 1964 | 1006.4356 | 0 | 0 | 46.8564 | 0 | 0 | 150 | 1203.2921 |  | 1964 | 1006.4356 | 0 | 0 | 0 | 0 | 0 | 150 | 1156.4356 | 1964 | 1006.4356 | 0 | 0 | 0 | 0 | 0 | 150 | 1156.4356 | 1964 | 1059.4059 | 531.7861 | 0 | 0 | 0 | 0 | 0 | 1591.192 | 1964 | 1059.4059 | 531.7861 | 0 | 0 | 0 | 0 | 0 | 1591.192 | 1964 | 1059.4059 | 531.7861 | 0 | 0 | 0 | 0 | 0 | 1591.192 | 1964 | 1077.0627 | 1063.5721 | 0 | 0 | 0 | 0 | 0 | 0 | 0 | 2140.6349 | 1964 | 1077.0627 | 1063.5721 | 0 | 17 | 0 | 0 | 0 | 0 | 0 | 2157.6349 | 1964 | 1077.0627 | 1063.5721 | 0 | 0 | 0 | 0 | 0 | 0 | 0 | 2140.6349
1967 | 13.0305 | 13.0305 | 13.0305 | 0.01 | 0.01 | 0.01 | 0.01 | 0.01 | 0.01 | 1967 | 1276.396 | 1276.396 | 1276.396 | 1454.6626 | 1454.6626 | 1454.6626 | 1835.0587 | 1835.0587 | 1835.0587 | 1965 | 1128.7129 | 0 | 0 | 0 | 0 | 0 | 0 | 1128.7129 |  | 1965 | 1128.7129 | 0 | 0 | 0 | 0 | 0 | 0 | 1128.7129 | 1965 | 1128.7129 | 0 | 0 | 0 | 0 | 0 | 0 | 1128.7129 | 1965 | 1188.1188 | 552.9768 | 0 | 0 | 0 | 0 | 0 | 1741.0956 | 1965 | 1188.1188 | 552.9768 | 0 | 0 | 0 | 0 | 0 | 1741.0956 | 1965 | 1188.1188 | 552.9768 | 0 | 0 | 0 | 0 | 0 | 1741.0956 | 1965 | 1207.9208 | 1105.9536 | 0 | 0 | 0 | 0 | 0 | 0 | 0 | 2313.8744 | 1965 | 1162.3382 | 1105.9536 | 0 | 17 | 0 | 0 | 0 | 0 | 0 | 2285.2918 | 1965 | 879.5844 | 1105.9536 | 0 | 0 | 0 | 0 | 0 | 0 | 0 | 1985.538
1968 | 11.4179 | 13.0305 | 13.0305 | 0.01 | 0.01 | 0.01 | 0.01 | 0.01 | 0.01 | 1968 | 1339.6346 | 943.8964 | 943.8964 | 1571.4945 | 1571.4945 | 1107.2631 | 1777.5921 | 1777.5921 | 1777.5921 | 1966 | 1119.3069 | 0 | 0 | 0 | 0 | 0 | 0 | 1119.3069 |  | 1966 | 1119.3069 | 0 | 0 | 0 | 0 | 0 | 0 | 1119.3069 | 1966 | 1119.3069 | 0 | 0 | 0 | 0 | 0 | 0 | 1119.3069 | 1966 | 1178.2178 | 588.2947 | 0 | 0 | 0 | 0 | 0 | 1766.5125 | 1966 | 1178.2178 | 588.2947 | 0 | 0 | 0 | 0 | 0 | 1766.5125 | 1966 | 1178.2178 | 588.2947 | 0 | 0 | 0 | 0 | 0 | 1766.5125 | 1966 | 1197.8548 | 1176.5893 | 0 | 0 | 0 | 0 | 0 | 0 | 0 | 2374.4441 | 1966 | 1197.8548 | 1176.5893 | 0 | 17 | 0 | 0 | 0 | 0 | 0 | 2391.4441 | 1966 | 1197.8548 | 1176.5893 | 0 | 0 | 0 | 0 | 0 | 0 | 0 | 2374.4441
1969 | 12.3675 | 13.0305 | 13.0305 | 0.01 | 0.01 | 0.01 | 0.01 | 0.01 | 0.01 | 1969 | 1330.7509 | 1330.7509 | 1330.7509 | 1561.0732 | 1561.0732 | 1561.0732 | 1240.6899 | 1765.8041 | 1240.6899 | 1967 | 1260.396 | 0 | 0 | 0 | 0 | 0 | 0 | 1260.396 |  | 1967 | 1260.396 | 0 | 0 | 0 | 0 | 0 | 0 | 1260.396 | 1967 | 1260.396 | 0 | 0 | 0 | 0 | 0 | 0 | 1260.396 | 1967 | 1326.7327 | 610.4945 | 0 | 0 | 0 | 0 | 0 | 1937.2271 | 1967 | 1326.7327 | 610.4945 | 0 | 0 | 0 | 0 | 0 | 1937.2271 | 1967 | 1326.7327 | 610.4945 | 0 | 0 | 0 | 0 | 0 | 1937.2271 | 1967 | 1348.8449 | 1220.9889 | 0 | 0 | 0 | 0 | 0 | 0 | 0 | 2569.8338 | 1967 | 1348.8449 | 1220.9889 | 0 | 17 | 0 | 0 | 0 | 0 | 0 | 2586.8338 | 1967 | 1348.8449 | 1220.9889 | 0 | 0 | 0 | 0 | 0 | 0 | 0 | 2569.8338
1970 | 12.3675 | 13.0305 | 13.0305 | 0.01 | 0.01 | 0.01 | 0.01 | 0.01 | 0.01 | 1970 | 1328.53 | 1328.53 | 1328.53 | 1558.4678 | 1558.4678 | 1558.4678 | 1762.8571 | 1237.7429 | 1541.7715 | 1968 | 1373.2673 | 0 | 0 | 0 | 0 | 0 | 0 | 1373.2673 |  | 1968 | 1373.2673 | 0 | 0 | 0 | 0 | 0 | 0 | 1373.2673 | 1968 | 1373.2673 | 0 | 0 | 0 | 0 | 0 | 0 | 1373.2673 | 1968 | 1445.5446 | 647.8305 | 0 | 0 | 0 | 0 | 0 | 2093.375 | 1968 | 1445.5446 | 647.8305 | 0 | 0 | 0 | 0 | 0 | 2093.375 | 1968 | 1445.5446 | 647.8305 | 0 | 0 | 0 | 0 | 0 | 2093.375 | 1968 | 964.4956 | 1295.6609 | 0 | 0 | 0 | 0 | 0 | 0 | 0 | 2260.1566 | 1968 | 1469.637 | 1295.6609 | 0 | 17 | 0 | 0 | 0 | 0 | 0 | 2782.2979 | 1968 | 1469.637 | 1295.6609 | 0 | 0 | 0 | 0 | 0 | 0 | 0 | 2765.2979
1971 | 12.3675 | 13.0305 | 13.0305 | 0.01 | 0.01 | 0.01 | 0.01 | 0.01 | 0.01 | 1971 | 1322.9776 | 1322.9776 | 1322.9776 | 1551.9545 | 1551.9545 | 1551.9545 | 1230.3754 | 1230.3754 | 1230.3754 | 1969 | 1439.1089 | 0 | 0 | 0 | 0 | 0 | 0 | 1439.1089 |  | 1969 | 1439.1089 | 0 | 0 | 0 | 0 | 0 | 0 | 1439.1089 | 1969 | 1439.1089 | 0 | 0 | 0 | 0 | 0 | 0 | 1439.1089 | 1969 | 1375.6255 | 668.0121 | 0 | 0 | 0 | 0 | 0 | 2043.6376 | 1969 | 1375.6255 | 668.0121 | 0 | 0 | 0 | 0 | 0 | 2043.6376 | 1969 | 1375.6255 | 668.0121 | 0 | 0 | 0 | 0 | 0 | 2043.6376 | 1969 | 1540.099 | 1336.0242 | 0 | 0 | 0 | 0 | 0 | 0 | 0 | 2876.1232 | 1969 | 1412.3443 | 1336.0242 | 0 | 17 | 0 | 0 | 0 | 0 | 0 | 2765.3685 | 1969 | 387.2302 | 1336.0242 | 0 | 0 | 0 | 0 | 0 | 0 | 0 | 1723.2544
1972 | 12.3675 | 13.0305 | 13.0305 | 0.01 | 0.01 | 0.01 | 0.01 | 0.01 | 0.01 | 1972 | 1360.7335 | 1360.7335 | 1360.7335 | 1596.245 | 1596.245 | 1596.245 | 1805.5887 | 1280.4745 | 1805.5887 | 1970 | 1439.1089 | 0 | 0 | 0 | 0 | 0 | 0 | 1439.1089 |  | 1970 | 1439.1089 | 0 | 0 | 0 | 0 | 0 | 0 | 1439.1089 | 1970 | 1439.1089 | 0 | 0 | 0 | 0 | 0 | 0 | 1439.1089 | 1970 | 1366.9657 | 674.0666 | 0 | 0 | 0 | 0 | 0 | 2041.0323 | 1970 | 1366.9657 | 674.0666 | 0 | 0 | 0 | 0 | 0 | 2041.0323 | 1970 | 1366.9657 | 674.0666 | 0 | 0 | 0 | 0 | 0 | 2041.0323 | 1970 | 897.2883 | 1348.1332 | 0 | 0 | 0 | 0 | 0 | 0 | 0 | 2245.4215 | 1970 | 872.1742 | 1348.1332 | 0 | 17 | 0 | 0 | 0 | 0 | 0 | 2237.3074 | 1970 | 676.2027 | 1348.1332 | 0 | 0 | 0 | 0 | 0 | 0 | 0 | 2024.3359
1973 | 13.0305 | 13.0305 | 13.0305 | 0.01 | 0.01 | 0.01 | 0.01 | 0.01 | 0.01 | 1973 | 1434.0243 | 1434.0243 | 1434.0243 | 1682.2208 | 1217.9894 | 1682.2208 | 1377.7257 | 1902.8399 | 1377.7257 | 1971 | 1504.9505 | 0 | 0 | 0 | 0 | 0 | 0 | 1504.9505 |  | 1971 | 1504.9505 | 0 | 0 | 0 | 0 | 0 | 0 | 1504.9505 | 1971 | 1504.9505 | 0 | 0 | 0 | 0 | 0 | 0 | 1504.9505 | 1971 | 1348.3434 | 686.1756 | 0 | 0 | 0 | 0 | 0 | 2034.519 | 1971 | 1584.1584 | 686.1756 | 0 | 0 | 0 | 0 | 0 | 2270.334 | 1971 | 1584.1584 | 686.1756 | 0 | 0 | 0 | 0 | 0 | 2270.334 | 1971 | 340.5887 | 1372.3512 | 0 | 0 | 0 | 0 | 0 | 0 | 0 | 1712.9399 | 1971 | 840.5887 | 1372.3512 | 0 | 17 | 0 | 0 | 0 | 0 | 0 | 2229.9399 | 1971 | 340.5887 | 1372.3512 | 0 | 0 | 0 | 0 | 0 | 0 | 0 | 1712.9399
1974 | 13.0305 | 13.0305 | 13.0305 | 0.01 | 0.01 | 0.01 | 0.01 | 0.01 | 0.01 | 1974 | 1540.629 | 1540.629 | 1540.629 | 1807.2764 | 1807.2764 | 1807.2764 | 1519.1821 | 2044.2962 | 2044.2962 | 1972 | 1486.1386 | 0 | 5.0859 | 0 | 0 | 0 | 0 | 1491.2245 |  | 1972 | 1486.1386 | 0 | 5.0859 | 0 | 0 | 0 | 0 | 1491.2245 | 1972 | 1486.1386 | 0 | 5.0859 | 0 | 0 | 0 | 0 | 1491.2245 | 1972 | 1365.9449 | 707.3663 | 5.4983 | 0 | 0 | 0 | 0 | 2078.8095 | 1972 | 1365.9449 | 707.3663 | 5.4983 | 0 | 0 | 0 | 0 | 2078.8095 | 1972 | 1365.9449 | 707.3663 | 5.4983 | 0 | 0 | 0 | 0 | 2078.8095 | 1972 | 1590.429 | 1414.7326 | 6.8729 | 0 | 0 | 0 | 0 | 0 | 0 | 3012.0345 | 1972 | 841.4335 | 1414.7326 | 6.8729 | 17 | 0 | 0 | 0 | 0 | 0 | 2280.039 | 1972 | 866.5477 | 1414.7326 | 6.8729 | 0 | 0 | 0 | 0 | 0 | 0 | 2288.1531
1975 | 13.0305 | 13.0305 | 13.0305 | 0.01 | 0.01 | 0.01 | 0.01 | 0.01 | 0.01 | 1975 | 1268.6525 | 1277.5428 | 1610.5884 | 1889.3441 | 1889.3441 | 1889.3441 | 1612.0128 | 2137.1269 | 2137.1269 | 1973 | 1523.7624 | 0 | 20.3436 | 0 | 0 | 0 | 0 | 1544.106 |  | 1973 | 1523.7624 | 0 | 20.3436 | 0 | 0 | 0 | 0 | 1544.106 | 1973 | 1523.7624 | 0 | 20.3436 | 0 | 0 | 0 | 0 | 1544.106 | 1973 | 1421.2987 | 721.4934 | 21.9931 | 0 | 0 | 0 | 0 | 2164.7852 | 1973 | 957.0673 | 721.4934 | 21.9931 | 0 | 0 | 0 | 0 | 1700.5539 | 1973 | 1421.2987 | 721.4934 | 21.9931 | 0 | 0 | 0 | 0 | 2164.7852 | 1973 | 389.8119 | 1442.9869 | 27.4914 | 0 | 0 | 0 | 0 | 0 | 0 | 1860.2902 | 1973 | 1630.6931 | 1442.9869 | 27.4914 | 17 | 0 | 0 | 0 | 0 | 0 | 3118.1714 | 1973 | 1630.6931 | 1442.9869 | 27.4914 | 0 | 0 | 0 | 0 | 0 | 0 | 3101.1714
1976 | 13.0305 | 13.0305 | 13.0305 | 0.01 | 0.01 | 0.01 | 0.01 | 0.01 | 0.01 | 1976 | 1602.8151 | 1602.8151 | 1602.8151 | 1880.2255 | 1880.2255 | 1880.2255 | 2126.8124 | 2126.8124 | 1601.6983 | 1974 | 1486.1386 | 0 | 152.5773 | 0 | 0 | 0 | 0 | 1638.7159 |  | 1974 | 1486.1386 | 0 | 152.5773 | 0 | 0 | 0 | 0 | 1638.7159 | 1974 | 1486.1386 | 0 | 152.5773 | 0 | 0 | 0 | 0 | 1638.7159 | 1974 | 1393.3081 | 731.5843 | 164.9485 | 0 | 0 | 0 | 0 | 2289.8408 | 1974 | 1393.3081 | 731.5843 | 164.9485 | 0 | 0 | 0 | 0 | 2289.8408 | 1974 | 1564.3564 | 731.5843 | 164.9485 | 0 | 0 | 0 | 0 | 2460.8891 | 1974 | 332.3925 | 1463.1685 | 206.1856 | 0 | 0 | 0 | 0 | 0 | 0 | 2001.7465 | 1974 | 1357.5066 | 1463.1685 | 206.1856 | 17 | 0 | 0 | 0 | 0 | 0 | 3043.8607 | 1974 | 1357.5066 | 1463.1685 | 206.1856 | 0 | 0 | 0 | 0 | 0 | 0 | 3026.8607
1977 | 12.3675 | 12.3675 | 12.3675 | 0.01 | 0.01 | 0.01 | 0.01 | 0.01 | 0.01 | 1977 | 1598.3733 | 1598.3733 | 1598.3733 | 1875.0148 | 1875.0148 | 1875.0148 | 2120.9184 | 1595.8042 | 1595.8042 | 1975 | 1495.5446 | 0 | 401.7869 | 0 | 0 | 0 | 0 | 1897.3315 |  | 1975 | 1495.5446 | 0 | 401.7869 | 0 | 0 | 0 | 0 | 1897.3315 | 1975 | 1495.5446 | 0 | 401.7869 | 0 | 0 | 0 | 0 | 1897.3315 | 1975 | 1198.8965 | 738.6478 | 434.3643 | 0 | 0 | 0 | 0 | 2371.9086 | 1975 | 1252.9905 | 738.6478 | 434.3643 | 0 | 0 | 0 | 0 | 2426.0026 | 1975 | 1198.8965 | 738.6478 | 434.3643 | 0 | 0 | 0 | 0 | 2371.9086 | 1975 | 1600.495 | 1477.2957 | 542.9553 | 0 | 0 | 0 | 0 | 0 | 0 | 3620.746 | 1975 | 1600.495 | 1477.2957 | 542.9553 | 17 | 0 | 0 | 0 | 0 | 0 | 3637.746 | 1975 | 1600.495 | 1477.2957 | 542.9553 | 0 | 0 | 0 | 0 | 0 | 0 | 3620.746
1978 | 11.4179 | 11.4179 | 11.4179 | 0.01 | 0.01 | 0.01 | 0.01 | 0.01 | 0.01 | 1978 | 1573.943 | 1573.943 | 1573.943 | 1846.3562 | 1846.3562 | 1846.3562 | 2088.5013 | 2088.5013 | 1563.3872 | 1976 | 1646.0396 | 0 | 630.6529 | 0 | 0 | 0 | 0 | 2276.6925 |  | 1976 | 1646.0396 | 0 | 630.6529 | 0 | 0 | 0 | 0 | 2276.6925 | 1976 | 1646.0396 | 0 | 630.6529 | 0 | 0 | 0 | 0 | 2276.6925 | 1976 | 1732.6733 | 792.1292 | 681.7869 | 0 | 0 | 0 | 0 | 3206.5894 | 1976 | 1388.8738 | 792.1292 | 681.7869 | 0 | 0 | 0 | 0 | 2862.7899 | 1976 | 1732.6733 | 792.1292 | 681.7869 | 0 | 0 | 0 | 0 | 3206.5894 | 1976 | 1761.5512 | 1584.2583 | 852.2337 | 0 | 0 | 0 | 0 | 0 | 0 | 4198.0432 | 1976 | 1761.5512 | 1584.2583 | 852.2337 | 17 | 0 | 0 | 0 | 0 | 0 | 4215.0432 | 1976 | 1761.5512 | 1584.2583 | 852.2337 | 0 | 0 | 0 | 0 | 0 | 0 | 4198.0432
1979 | 11.4179 | 11.4179 | 11.1093 | 0.01 | 0.01 | 0.01 | 0.01 | 0.01 | 0.01 | 1979 | 1569.5012 | 1569.5012 | 1569.5012 | 1841.1456 | 1841.1456 | 1841.1456 | 2082.6073 | 1557.4932 | 1557.4932 | 1977 | 2003.4653 | 0 | 727.2852 | 0 | 0 | 0 | 0 | 2730.7506 |  | 1977 | 2003.4653 | 0 | 727.2852 | 0 | 0 | 0 | 0 | 2730.7506 | 1977 | 2003.4653 | 0 | 727.2852 | 0 | 0 | 0 | 0 | 2730.7506 | 1977 | 2108.9109 | 815.338 | 786.2543 | 0 | 0 | 0 | 0 | 3710.5032 | 1977 | 1255.987 | 815.338 | 786.2543 | 0 | 0 | 0 | 0 | 2857.5793 | 1977 | 2108.9109 | 815.338 | 786.2543 | 0 | 0 | 0 | 0 | 3710.5032 | 1977 | 0 | 1630.6761 | 982.8179 | 0 | 0 | 0 | 0 | 0 | 0 | 2613.494 | 1977 | 0 | 1630.6761 | 982.8179 | 17 | 0 | 0 | 0 | 0 | 0 | 2630.494 | 1977 | 0 | 1630.6761 | 982.8179 | 0 | 0 | 0 | 0 | 0 | 0 | 2613.494
1980 | 11.4179 | 11.4179 | 11.4179 | 0.01 | 0.01 | 0.01 | 0.01 | 0.01 | 0.01 | 1980 | 1647.2338 | 1647.2338 | 1647.2338 | 1932.332 | 1932.332 | 1932.332 | 1660.6384 | 2185.7525 | 1660.6384 | 1978 | 2276.2376 | 0 | 722.1993 | 0 | 0 | 0 | 0 | 2998.4369 |  | 1978 | 2276.2376 | 0 | 722.1993 | 0 | 0 | 0 | 0 | 2998.4369 | 1978 | 2276.2376 | 0 | 722.1993 | 0 | 0 | 0 | 0 | 2998.4369 | 1978 | 2396.0396 | 834.5106 | 780.756 | 0 | 0 | 0 | 0 | 4011.3062 | 1978 | 2396.0396 | 834.5106 | 780.756 | 0 | 0 | 0 | 0 | 4011.3062 | 1978 | 2396.0396 | 834.5106 | 780.756 | 0 | 0 | 0 | 0 | 4011.3062 | 1978 | 0 | 1669.0212 | 975.945 | 0 | 0 | 0 | 0 | 0 | 0 | 2644.9662 | 1978 | 0 | 1669.0212 | 975.945 | 17 | 0 | 0 | 0 | 0 | 0 | 2661.9662 | 1978 | 0 | 1669.0212 | 975.945 | 0 | 0 | 0 | 0 | 0 | 0 | 2644.9662
1981 | 11.4179 | 12.3675 | 12.3675 | 0.01 | 0.01 | 0.01 | 0.01 | 0.01 | 0.01 | 1981 | 1650.5652 | 1650.5652 | 1650.5652 | 1936.2399 | 1472.0086 | 1936.2399 | 1665.0589 | 1665.0589 | 1665.0589 | 1979 | 2511.3861 | 0 | 615.3952 | 0 | 0 | 0 | 0 | 3126.7813 |  | 1979 | 2511.3861 | 0 | 615.3952 | 0 | 0 | 0 | 0 | 3126.7813 | 1979 | 2511.3861 | 0 | 615.3952 | 0 | 0 | 0 | 0 | 3126.7813 | 1979 | 2643.5644 | 848.6377 | 665.2921 | 0 | 0 | 0 | 0 | 4157.4942 | 1979 | 2643.5644 | 848.6377 | 665.2921 | 0 | 0 | 0 | 0 | 4157.4942 | 1979 | 1309.7802 | 848.6377 | 665.2921 | 0 | 0 | 0 | 0 | 2823.7101 | 1979 | 1417.5329 | 1697.2755 | 831.6151 | 0 | 0 | 0 | 0 | 0 | 0 | 3946.4235 | 1979 | 892.4187 | 1697.2755 | 831.6151 | 17 | 0 | 0 | 0 | 0 | 0 | 3438.3093 | 1979 | 1173.4187 | 1697.2755 | 831.6151 | 0 | 0 | 0 | 0 | 0 | 0 | 3702.3093
1982 | 12.3675 | 12.3675 | 12.3675 | 0.01 | 0.01 | 0.01 | 0.01 | 0.01 | 0.01 | 1982 | 1632.7977 | 1632.7977 | 1632.7977 | 1915.3974 | 1915.3974 | 1915.3974 | 1641.4828 | 1641.4828 | 2166.597 | 1980 | 2379.703 | 0 | 493.3333 | 0 | 0 | 0 | 0 | 2873.0363 |  | 1980 | 2379.703 | 0 | 493.3333 | 0 | 0 | 0 | 0 | 2873.0363 | 1980 | 2379.703 | 0 | 493.3333 | 0 | 0 | 0 | 0 | 2873.0363 | 1980 | 2504.9505 | 859.7376 | 533.3333 | 0 | 0 | 0 | 0 | 3898.0215 | 1980 | 2504.9505 | 859.7376 | 533.3333 | 0 | 0 | 0 | 0 | 3898.0215 | 1980 | 2504.9505 | 859.7376 | 533.3333 | 0 | 0 | 0 | 0 | 3898.0215 | 1980 | 825.6525 | 1719.4753 | 666.6667 | 0 | 0 | 0 | 0 | 0 | 0 | 3211.7944 | 1980 | 1478.2465 | 1719.4753 | 666.6667 | 17 | 0 | 0 | 0 | 0 | 0 | 3881.3884 | 1980 | 874.6525 | 1719.4753 | 666.6667 | 0 | 0 | 0 | 0 | 0 | 0 | 3260.7944
1983 | 13.0305 | 13.0305 | 13.0305 | 0.01 | 0.01 | 0.01 | 0.01 | 0.01 | 0.01 | 1983 | 1632.7977 | 1632.7977 | 1632.7977 | 1451.166 | 1915.3974 | 1915.3974 | 1641.4828 | 2166.597 | 2166.597 | 1981 | 2266.8317 | 0 | 345.8419 | 0 | 0 | 0 | 0 | 2612.6736 |  | 1981 | 2266.8317 | 0 | 345.8419 | 0 | 0 | 0 | 0 | 2612.6736 | 1981 | 2266.8317 | 0 | 345.8419 | 0 | 0 | 0 | 0 | 2612.6736 | 1981 | 2386.1386 | 858.7286 | 373.8832 | 0 | 0 | 0 | 0 | 3618.7503 | 1981 | 1221.9614 | 858.7286 | 373.8832 | 0 | 0 | 0 | 0 | 2454.5731 | 1981 | 2386.1386 | 858.7286 | 373.8832 | 0 | 0 | 0 | 0 | 3618.7503 | 1981 | 0 | 1717.4571 | 467.354 | 0 | 0 | 0 | 0 | 0 | 0 | 2184.8111 | 1981 | 1240.393 | 1717.4571 | 467.354 | 17 | 0 | 0 | 0 | 0 | 0 | 3442.2041 | 1981 | 1164.6257 | 1717.4571 | 467.354 | 0 | 0 | 0 | 0 | 0 | 0 | 3349.4367
1984 | 13.0305 | 13.0305 | 13.0305 | 0.01 | 0.01 | 0.01 | 0.01 | 0.01 | 0.01 | 1984 | 1233.7281 | 1398.784 | 1310.9191 | 1824.0157 | 1447.258 | 1447.258 | 2162.1765 | 2162.1765 | 2162.1765 | 1982 | 2407.9208 | 0 | 228.866 | 0 | 0 | 0 | 0 | 2636.7868 |  | 1982 | 2407.9208 | 0 | 228.866 | 0 | 0 | 0 | 0 | 2636.7868 | 1982 | 2407.9208 | 0 | 228.866 | 0 | 0 | 0 | 0 | 2636.7868 | 1982 | 2534.6535 | 852.6741 | 247.4227 | 0 | 0 | 0 | 0 | 3634.7502 | 1982 | 2534.6535 | 852.6741 | 247.4227 | 0 | 0 | 0 | 0 | 3634.7502 | 1982 | 2534.6535 | 852.6741 | 247.4227 | 0 | 0 | 0 | 0 | 3634.7502 | 1982 | 0 | 1705.3481 | 309.2784 | 0 | 0 | 0 | 0 | 0 | 0 | 2014.6265 | 1982 | 0 | 1705.3481 | 309.2784 | 17 | 0 | 0 | 0 | 0 | 0 | 2031.6265 | 1982 | 0 | 1705.3481 | 309.2784 | 0 | 0 | 0 | 0 | 0 | 0 | 2014.6265
1985 | 13.0305 | 13.0305 | 13.0305 | 0.01 | 0.01 | 0.01 | 0.01 | 0.01 | 0.01 | 1985 | 1627.2454 | 1627.2454 | 1627.2454 | 1908.884 | 1908.884 | 1908.884 | 1634.1153 | 1634.1153 | 1634.1153 | 1983 | 2389.1089 | 0 | 116.9759 | 0 | 0 | 0 | 0 | 2506.0849 |  | 1983 | 2389.1089 | 0 | 116.9759 | 0 | 0 | 0 | 0 | 2506.0849 | 1983 | 2389.1089 | 0 | 116.9759 | 0 | 0 | 0 | 0 | 2506.0849 | 1983 | 2514.8515 | 838.5469 | 126.4605 | 0 | 0 | 0 | 0 | 3479.8589 | 1983 | 1957.6681 | 838.5469 | 126.4605 | 0 | 0 | 0 | 0 | 2922.6755 | 1983 | 1957.6681 | 838.5469 | 126.4605 | 0 | 0 | 0 | 0 | 2922.6755 | 1983 | 0 | 1677.0938 | 158.0756 | 0 | 0 | 0 | 0 | 0 | 0 | 1835.1694 | 1983 | 1048.7474 | 1677.0938 | 158.0756 | 17 | 0 | 0 | 0 | 0 | 0 | 2900.9169 | 1983 | 966.4309 | 1677.0938 | 158.0756 | 0 | 0 | 0 | 0 | 0 | 0 | 2801.6003
1986 | 13.0305 | 13.0305 | 13.0305 | 0.01 | 0.01 | 0.01 | 0.01 | 0.01 | 0.01 | 1986 | 1646.1233 | 1646.1233 | 1646.1233 | 1931.0293 | 1931.0293 | 1931.0293 | 1659.1649 | 2184.279 | 1659.1649 | 1984 | 2313.8614 | 0 | 35.6014 | 0 | 0 | 0 | 0 | 2349.4628 |  | 1984 | 2313.8614 | 0 | 35.6014 | 0 | 0 | 0 | 0 | 2349.4628 | 1984 | 2313.8614 | 0 | 35.6014 | 0 | 0 | 0 | 0 | 2349.4628 | 1984 | 2435.6436 | 819.3744 | 38.488 | 0 | 0 | 0 | 0 | 3293.5059 | 1984 | 2435.6436 | 819.3744 | 38.488 | 0 | 0 | 0 | 0 | 3293.5059 | 1984 | 2435.6436 | 819.3744 | 38.488 | 0 | 0 | 0 | 0 | 3293.5059 | 1984 | 2476.2376 | 1638.7487 | 48.11 | 0 | 0 | 0 | 0 | 0 | 0 | 4163.0963 | 1984 | 957.8823 | 1638.7487 | 48.11 | 17 | 0 | 0 | 0 | 0 | 0 | 2661.741 | 1984 | 1124.5489 | 1638.7487 | 48.11 | 0 | 0 | 0 | 0 | 0 | 0 | 2811.4076
1987 | 13.0305 | 13.0305 | 13.0305 | 0.01 | 0.01 | 0.01 | 0.01 | 0.01 | 0.01 | 1987 | 1218.1816 | 1494.9747 | 1613.9198 | 1429.0207 | 1527.2566 | 1893.2521 | 1616.4333 | 2141.5474 | 1616.4333 | 1985 | 2229.2079 | 0 | 5.0859 | 0 | 0 | 0 | 0 | 2234.2938 |  | 1985 | 2229.2079 | 0 | 5.0859 | 0 | 0 | 0 | 0 | 2234.2938 | 1985 | 2229.2079 | 0 | 5.0859 | 0 | 0 | 0 | 0 | 2234.2938 | 1985 | 2346.5347 | 802.22 | 5.4983 | 0 | 0 | 0 | 0 | 3154.2529 | 1985 | 2313.0118 | 802.22 | 5.4983 | 0 | 0 | 0 | 0 | 3120.7301 | 1985 | 2346.5347 | 802.22 | 5.4983 | 0 | 0 | 0 | 0 | 3154.2529 | 1985 | 2385.6436 | 1604.44 | 6.8729 | 0 | 0 | 0 | 0 | 0 | 0 | 3996.9564 | 1985 | 505.367 | 1604.44 | 6.8729 | 17 | 0 | 0 | 0 | 0 | 0 | 2133.6798 | 1985 | 1005.367 | 1604.44 | 6.8729 | 0 | 0 | 0 | 0 | 0 | 0 | 2616.6798
1988 | 13.0305 | 13.0305 | 13.0305 | 0.01 | 0.01 | 0.01 | 0.01 | 0.01 | 0.01 | 1988 | 1561.7279 | 1561.7279 | 1561.7279 | 1832.027 | 1832.027 | 1832.027 | 1547.1786 | 1547.1786 | 1547.1786 | 1986 | 2191.5842 | 0 | 0 | 0 | 0 | 0 | 0 | 2191.5842 |  | 1986 | 2191.5842 | 0 | 0 | 0 | 0 | 0 | 0 | 2191.5842 | 1986 | 2191.5842 | 0 | 0 | 0 | 0 | 0 | 0 | 2191.5842 | 1986 | 2306.9307 | 769.9294 | 0 | 0 | 0 | 0 | 0 | 3076.8601 | 1986 | 2143.6644 | 769.9294 | 0 | 0 | 0 | 0 | 0 | 2913.5938 | 1986 | 2306.9307 | 769.9294 | 0 | 0 | 0 | 0 | 0 | 3076.8601 | 1986 | 2345.3795 | 1539.8587 | 0 | 0 | 0 | 0 | 0 | 0 | 0 | 3885.2383 | 1986 | 1126.9848 | 1539.8587 | 0 | 17 | 0 | 0 | 0 | 0 | 0 | 2683.8435 | 1986 | 1101.8706 | 1539.8587 | 0 | 0 | 0 | 0 | 0 | 0 | 0 | 2641.7294
1989 | 13.0305 | 13.0305 | 13.0305 | 0.01 | 0.01 | 0.01 | 0.01 | 0.01 | 0.01 | 1989 | 1480.6638 | 1480.6638 | 1480.6638 | 1736.9326 | 1272.7012 | 1272.7012 | 1439.6129 | 1439.6129 | 1439.6129 | 1987 | 2163.3663 | 0 | 0 | 0 | 0 | 0 | 0 | 2163.3663 |  | 1987 | 2163.3663 | 0 | 0 | 0 | 0 | 0 | 0 | 2163.3663 | 1987 | 2163.3663 | 0 | 0 | 0 | 0 | 0 | 0 | 2163.3663 | 1987 | 2277.2277 | 732.5933 | 0 | 0 | 0 | 0 | 0 | 3009.8211 | 1987 | 2277.2277 | 732.5933 | 0 | 0 | 0 | 0 | 0 | 3009.8211 | 1987 | 1643.2232 | 732.5933 | 0 | 0 | 0 | 0 | 0 | 2375.8166 | 1987 | 633.8111 | 1465.1867 | 0 | 0 | 0 | 0 | 0 | 0 | 0 | 2098.9978 | 1987 | 2315.1815 | 1465.1867 | 0 | 17 | 0 | 0 | 0 | 0 | 0 | 3797.3682 | 1987 | 2315.1815 | 1465.1867 | 0 | 0 | 0 | 0 | 0 | 0 | 0 | 3780.3682
1990 | 13.0305 | 13.0305 | 13.0305 | 0.01 | 0.01 | 0.01 | 0.01 | 0.01 | 0.01 | 1990 | 997.1988 | 1361.3247 | 997.1988 | 1634.0223 | 1634.0223 | 1634.0223 | 1323.2061 | 1848.3203 | 1323.2061 | 1988 | 2003.4653 | 0 | 0 | 0 | 0 | 0 | 0 | 2003.4653 |  | 1988 | 2003.4653 | 0 | 0 | 0 | 0 | 0 | 0 | 2003.4653 | 1988 | 2003.4653 | 0 | 0 | 0 | 0 | 0 | 0 | 2003.4653 | 1988 | 1880.9962 | 739.6569 | 0 | 0 | 0 | 0 | 0 | 2620.6531 | 1988 | 2074.9345 | 739.6569 | 0 | 0 | 0 | 0 | 0 | 2814.5914 | 1988 | 1574.9345 | 739.6569 | 0 | 0 | 0 | 0 | 0 | 2314.5914 | 1988 | 2144.0594 | 1479.3138 | 0 | 0 | 0 | 0 | 0 | 0 | 0 | 3623.3732 | 1988 | 550.4293 | 1479.3138 | 0 | 17 | 0 | 0 | 0 | 0 | 0 | 2046.7431 | 1988 | 1050.4293 | 1479.3138 | 0 | 0 | 0 | 0 | 0 | 0 | 0 | 2529.7431
1991 | 13.0305 | 13.0305 | 13.0305 | 0.01 | 0.01 | 0.01 | 0.01 | 0.01 | 0.01 | 1991 | 955.0011 | 955.0011 | 955.0011 | 1120.2897 | 1583.8851 | 1583.8851 | 1267.213 | 1792.3271 | 1267.213 | 1989 | 1796.5347 | 0 | 0 | 0 | 0 | 0 | 0 | 1796.5347 |  | 1989 | 1796.5347 | 0 | 0 | 0 | 0 | 0 | 0 | 1796.5347 | 1989 | 1796.5347 | 0 | 0 | 0 | 0 | 0 | 0 | 1796.5347 | 1989 | 1891.0891 | 701.3118 | 0 | 0 | 0 | 0 | 0 | 2592.4009 | 1989 | 1553.9539 | 701.3118 | 0 | 0 | 0 | 0 | 0 | 2255.2657 | 1989 | 1553.9539 | 701.3118 | 0 | 0 | 0 | 0 | 0 | 2255.2657 | 1989 | 1922.6073 | 1402.6236 | 0 | 0 | 0 | 0 | 0 | 0 | 0 | 3325.2309 | 1989 | 1922.6073 | 1402.6236 | 0 | 17 | 0 | 0 | 0 | 0 | 0 | 3342.2309 | 1989 | 1922.6073 | 1402.6236 | 0 | 0 | 0 | 0 | 0 | 0 | 0 | 3325.2309
1992 | 13.5572 | 13.5572 | 13.5572 | 3.3937 | 3.3937 | 3.3937 | 0.01 | 0.01 | 0.01 | 1992 | 917.2452 | 917.2452 | 917.2452 | 1075.9992 | 1075.9992 | 1075.9992 | 1217.1139 | 1742.228 | 1217.1139 | 1990 | 1504.9505 | 0 | 0 | 0 | 0 | 0 | 0 | 1504.9505 |  | 1990 | 1504.9505 | 0 | 0 | 0 | 0 | 0 | 0 | 1504.9505 | 1990 | 1504.9505 | 0 | 0 | 0 | 0 | 0 | 0 | 1504.9505 | 1990 | 1423.3476 | 693.2392 | 0 | 0 | 0 | 0 | 0 | 2116.5867 | 1990 | 1423.3476 | 693.2392 | 0 | 0 | 0 | 0 | 0 | 2116.5867 | 1990 | 1423.3476 | 693.2392 | 0 | 0 | 0 | 0 | 0 | 2116.5867 | 1990 | 1610.5611 | 1386.4783 | 0 | 0 | 0 | 0 | 0 | 0 | 0 | 2997.0394 | 1990 | 944.4064 | 1386.4783 | 0 | 17 | 0 | 0 | 0 | 0 | 0 | 2347.8847 | 1990 | 919.2923 | 1386.4783 | 0 | 0 | 0 | 0 | 0 | 0 | 0 | 2305.7706
1993 | 14.9898 | 14.9898 | 14.9898 | 5.1105 | 5.1105 | 5.1105 | 0.01 | 0.01 | 0.01 | 1993 | 908.3615 | 908.3615 | 908.3615 | 1065.5779 | 1065.5779 | 1065.5779 | 1730.44 | 1730.44 | 1205.3258 | 1991 | 1307.4257 | 0 | 0 | 0 | 0 | 0 | 0 | 1307.4257 |  | 1991 | 1307.4257 | 0 | 0 | 0 | 0 | 0 | 0 | 1307.4257 | 1991 | 1307.4257 | 0 | 0 | 0 | 0 | 0 | 0 | 1307.4257 | 1991 | 912.6423 | 690.2119 | 0 | 0 | 0 | 0 | 0 | 1602.8542 | 1991 | 1376.2376 | 690.2119 | 0 | 0 | 0 | 0 | 0 | 2066.4495 | 1991 | 1376.2376 | 690.2119 | 0 | 0 | 0 | 0 | 0 | 2066.4495 | 1991 | 369.3536 | 1380.4238 | 0 | 0 | 0 | 0 | 0 | 0 | 0 | 1749.7774 | 1991 | 894.4678 | 1380.4238 | 0 | 17 | 0 | 0 | 0 | 0 | 0 | 2291.8916 | 1991 | 369.3536 | 1380.4238 | 0 | 0 | 0 | 0 | 0 | 0 | 0 | 1749.7774
1994 | 14.9898 | 14.9898 | 14.9898 | 6.4125 | 6.4125 | 6.4125 | 0.01 | 0.01 | 0.01 | 1994 | 905.0301 | 905.0301 | 905.0301 | 1061.6699 | 1061.6699 | 1061.6699 | 1726.0195 | 1726.0195 | 1200.9053 | 1992 | 1147.5248 | 0 | 0 | 0 | 0 | 0 | 0 | 1147.5248 |  | 1992 | 1147.5248 | 0 | 0 | 0 | 0 | 0 | 0 | 1147.5248 | 1992 | 1147.5248 | 0 | 0 | 0 | 0 | 0 | 0 | 1147.5248 | 1992 | 1207.9208 | 694.2482 | 0 | 0 | 0 | 0 | 0 | 1902.169 | 1992 | 1207.9208 | 694.2482 | 0 | 0 | 0 | 0 | 0 | 1902.169 | 1992 | 1207.9208 | 694.2482 | 0 | 0 | 0 | 0 | 0 | 1902.169 | 1992 | 1228.0528 | 1388.4965 | 0 | 0 | 0 | 0 | 0 | 0 | 0 | 2616.5493 | 1992 | 966.0067 | 1388.4965 | 0 | 17 | 0 | 0 | 0 | 0 | 0 | 2371.5032 | 1992 | 395.1252 | 1388.4965 | 0 | 0 | 0 | 0 | 0 | 0 | 0 | 1783.6217
1995 | 18.6145 | 18.6145 | 18.6145 | 8.0251 | 8.0251 | 8.0251 | 0.01 | 0.01 | 0.01 | 1995 | 912.8034 | 912.8034 | 912.8034 | 1070.7886 | 1070.7886 | 1070.7886 | 1211.2198 | 1736.334 | 1211.2198 | 1993 | 1062.8713 | 0 | 0 | 0 | 0 | 0 | 0 | 1062.8713 |  | 1993 | 1062.8713 | 0 | 0 | 0 | 0 | 0 | 0 | 1062.8713 | 1993 | 1062.8713 | 0 | 0 | 0 | 0 | 0 | 0 | 1062.8713 | 1993 | 1118.8119 | 699.2936 | 0 | 0 | 0 | 0 | 0 | 1818.1055 | 1993 | 1118.8119 | 699.2936 | 0 | 0 | 0 | 0 | 0 | 1818.1055 | 1993 | 1118.8119 | 699.2936 | 0 | 0 | 0 | 0 | 0 | 1818.1055 | 1993 | 1137.4587 | 1398.5873 | 0 | 0 | 0 | 0 | 0 | 0 | 0 | 2536.046 | 1993 | 1137.4587 | 1398.5873 | 0 | 17 | 0 | 0 | 0 | 0 | 0 | 2553.046 | 1993 | 1137.4587 | 1398.5873 | 0 | 0 | 0 | 0 | 0 | 0 | 0 | 2536.046
1996 | 18.6145 | 18.6145 | 18.6145 | 9.5348 | 9.5348 | 9.5348 | 0.01 | 0.01 | 0.01 | 1996 | 948.3383 | 948.3383 | 948.3383 | 1112.4738 | 1112.4738 | 1112.4738 | 1258.3719 | 1783.4861 | 1258.3719 | 1994 | 1062.8713 | 0 | 0 | 0 | 0 | 0 | 0 | 1062.8713 |  | 1994 | 1062.8713 | 0 | 0 | 0 | 0 | 0 | 0 | 1062.8713 | 1994 | 1062.8713 | 0 | 0 | 0 | 0 | 0 | 0 | 1062.8713 | 1994 | 1118.8119 | 681.1302 | 0 | 0 | 0 | 0 | 0 | 1799.9421 | 1994 | 1118.8119 | 681.1302 | 0 | 0 | 0 | 0 | 0 | 1799.9421 | 1994 | 1118.8119 | 681.1302 | 0 | 0 | 0 | 0 | 0 | 1799.9421 | 1994 | 1137.4587 | 1362.2603 | 0 | 0 | 0 | 0 | 0 | 0 | 0 | 2499.7191 | 1994 | 1137.4587 | 1362.2603 | 0 | 17 | 0 | 0 | 0 | 0 | 0 | 2516.7191 | 1994 | 1137.4587 | 1362.2603 | 0 | 0 | 0 | 0 | 0 | 0 | 0 | 2499.7191
1997 | 19.7805 | 19.7805 | 19.7805 | 30.4988 | 30.4988 | 30.4988 | 0.01 | 0.01 | 0.01 | 1997 | 1024.9605 | 1024.9605 | 1024.9605 | 1202.3575 | 1202.3575 | 1202.3575 | 1360.0437 | 1885.1578 | 1360.0437 | 1995 | 987.6238 | 0 | 0 | 0 | 0 | 0 | 0 | 987.6238 |  | 1995 | 987.6238 | 0 | 0 | 0 | 0 | 0 | 0 | 987.6238 | 1995 | 987.6238 | 0 | 0 | 0 | 0 | 0 | 0 | 987.6238 | 1995 | 1039.604 | 651.8668 | 0 | 0 | 0 | 0 | 0 | 1691.4708 | 1995 | 1039.604 | 651.8668 | 0 | 0 | 0 | 0 | 0 | 1691.4708 | 1995 | 1039.604 | 651.8668 | 0 | 0 | 0 | 0 | 0 | 1691.4708 | 1995 | 1056.9307 | 1303.7336 | 0 | 0 | 0 | 0 | 0 | 0 | 0 | 2360.6643 | 1995 | 137.9624 | 1303.7336 | 0 | 17 | 0 | 0 | 0 | 0 | 0 | 1458.696 | 1995 | 1056.9307 | 1303.7336 | 0 | 0 | 0 | 0 | 0 | 0 | 0 | 2360.6643
1998 | 62.709 | 60.8191 | 60.8191 | 32.7815 | 32.7815 | 32.7815 | 0.01 | 0.01 | 0.01 | 1998 | 1155.9955 | 1155.9955 | 1155.9955 | 1356.0716 | 1356.0716 | 1356.0716 | 1533.9171 | 1533.9171 | 1533.9171 | 1996 | 1025.2475 | 0 | 0 | 0 | 0 | 0 | 0 | 1025.2475 |  | 1996 | 1025.2475 | 0 | 0 | 0 | 0 | 0 | 0 | 1025.2475 | 1996 | 1025.2475 | 0 | 0 | 0 | 0 | 0 | 0 | 1025.2475 | 1996 | 1079.2079 | 622.6034 | 0 | 0 | 0 | 0 | 0 | 1701.8114 | 1996 | 1079.2079 | 622.6034 | 0 | 0 | 0 | 0 | 0 | 1701.8114 | 1996 | 1079.2079 | 622.6034 | 0 | 0 | 0 | 0 | 0 | 1701.8114 | 1996 | 1097.1947 | 1245.2069 | 0 | 0 | 0 | 0 | 0 | 0 | 0 | 2342.4016 | 1996 | 302.8763 | 1245.2069 | 0 | 17 | 0 | 0 | 0 | 0 | 0 | 1565.0831 | 1996 | 1097.1947 | 1245.2069 | 0 | 0 | 0 | 0 | 0 | 0 | 0 | 2342.4016
1999 | 62.709 | 60.8191 | 60.8191 | 35.8629 | 35.66 | 35.8629 | 0.01 | 0.01 | 0.01 | 1999 | 1278.1468 | 1278.1468 | 1278.1468 | 1499.3645 | 1499.3645 | 1499.3645 | 1696.0025 | 1696.0025 | 1696.0025 | 1997 | 1015.8416 | 0 | 10.1718 | 0 | 0 | 0 | 0 | 1026.0134 |  | 1997 | 1015.8416 | 0 | 10.1718 | 0 | 0 | 0 | 0 | 1026.0134 | 1997 | 1015.8416 | 0 | 10.1718 | 0 | 0 | 0 | 0 | 1026.0134 | 1997 | 1069.3069 | 588.2947 | 10.9966 | 0 | 0 | 0 | 0 | 1668.5981 | 1997 | 1069.3069 | 588.2947 | 10.9966 | 0 | 0 | 0 | 0 | 1668.5981 | 1997 | 1069.3069 | 588.2947 | 10.9966 | 0 | 0 | 0 | 0 | 1668.5981 | 1997 | 1087.1287 | 1176.5893 | 13.7457 | 0 | 0 | 0 | 0 | 0 | 0 | 2277.4637 | 1997 | 663.5015 | 1176.5893 | 13.7457 | 17 | 0 | 0 | 0 | 0 | 0 | 1870.8365 | 1997 | 1087.1287 | 1176.5893 | 13.7457 | 0 | 0 | 0 | 0 | 0 | 0 | 2277.4637
2000 | 62.709 | 60.8191 | 60.8191 | 37.6734 | 35.66 | 36.2554 | 3.3664 | 3.3664 | 3.3664 | 2000 | 1332.5596 | 1332.5596 | 1332.5596 | 1563.195 | 1563.195 | 1563.195 | 1768.2041 | 1768.2041 | 1768.2041 | 1998 | 1034.6535 | 0 | 45.7732 | 0 | 0 | 0 | 0 | 1080.4267 |  | 1998 | 1034.6535 | 0 | 45.7732 | 0 | 0 | 0 | 0 | 1080.4267 | 1998 | 1034.6535 | 0 | 45.7732 | 0 | 0 | 0 | 0 | 1080.4267 | 1998 | 1089.1089 | 551.9677 | 49.4845 | 0 | 0 | 0 | 0 | 1690.5612 | 1998 | 1089.1089 | 551.9677 | 49.4845 | 0 | 0 | 0 | 0 | 1690.5612 | 1998 | 1089.1089 | 551.9677 | 49.4845 | 0 | 0 | 0 | 0 | 1690.5612 | 1998 | 850.6905 | 1103.9354 | 61.8557 | 0 | 0 | 0 | 0 | 0 | 0 | 2016.4816 | 1998 | 1107.2607 | 1103.9354 | 61.8557 | 17 | 0 | 0 | 0 | 0 | 0 | 2290.0518 | 1998 | 1107.2607 | 1103.9354 | 61.8557 | 0 | 0 | 0 | 0 | 0 | 0 | 2273.0518
2001 | 53.1487 | 53.1487 | 53.1487 | 33.6914 | 33.6914 | 33.6914 | 15.2771 | 15.2771 | 15.2771 | 2001 | 1340.3329 | 1340.3329 | 1340.3329 | 1572.3136 | 1572.3136 | 1572.3136 | 1778.5187 | 1778.5187 | 1778.5187 | 1999 | 1006.4356 | 0 | 122.0619 | 0 | 0 | 0 | 0 | 1128.4975 |  | 1999 | 1006.4356 | 0 | 122.0619 | 0 | 0 | 0 | 0 | 1128.4975 | 1999 | 1006.4356 | 0 | 122.0619 | 0 | 0 | 0 | 0 | 1128.4975 | 1999 | 1059.4059 | 567.1039 | 131.9588 | 0 | 0 | 0 | 0 | 1758.4686 | 1999 | 1059.4059 | 567.1039 | 131.9588 | 0 | 0 | 0 | 0 | 1758.4686 | 1999 | 1059.4059 | 567.1039 | 131.9588 | 0 | 0 | 0 | 0 | 1758.4686 | 1999 | 1077.0627 | 1134.2079 | 164.9485 | 0 | 0 | 0 | 0 | 0 | 0 | 2376.219 | 1999 | 1077.0627 | 1134.2079 | 164.9485 | 17 | 0 | 0 | 0 | 0 | 0 | 2393.219 | 1999 | 1077.0627 | 1134.2079 | 164.9485 | 0 | 0 | 0 | 0 | 0 | 0 | 2376.219
2002 | 52.3851 | 52.3851 | 52.3851 | 32.7815 | 32.7815 | 32.7815 | 17.5542 | 17.2319 | 17.2319 | 2002 | 1364.7632 | 1364.7632 | 1364.7632 | 1600.9722 | 1600.9722 | 1600.9722 | 1810.9357 | 1810.9357 | 1810.9357 | 2000 | 837.1287 | 0 | 203.4364 | 0 | 0 | 0 | 0 | 1040.5651 |  | 2000 | 837.1287 | 0 | 203.4364 | 0 | 0 | 0 | 0 | 1040.5651 | 2000 | 837.1287 | 0 | 203.4364 | 0 | 0 | 0 | 0 | 1040.5651 | 2000 | 881.1881 | 562.0585 | 219.9313 | 0 | 0 | 0 | 0 | 1663.1779 | 2000 | 881.1881 | 562.0585 | 219.9313 | 0 | 0 | 0 | 0 | 1663.1779 | 2000 | 881.1881 | 562.0585 | 219.9313 | 0 | 0 | 0 | 0 | 1663.1779 | 2000 | 895.8746 | 1124.1171 | 274.9141 | 0 | 0 | 0 | 0 | 0 | 0 | 2294.9057 | 2000 | 895.8746 | 1124.1171 | 274.9141 | 17 | 0 | 0 | 0 | 0 | 0 | 2311.9057 | 2000 | 895.8746 | 1124.1171 | 274.9141 | 0 | 0 | 0 | 0 | 0 | 0 | 2294.9057
2003 | 36.7448 | 38.6909 | 38.6909 | 23.9846 | 23.9846 | 23.9846 | 16.1221 | 16.1221 | 16.1221 | 2003 | 1337.0015 | 1337.0015 | 1337.0015 | 1568.4056 | 1568.4056 | 1568.4056 | 1774.0982 | 1774.0982 | 1774.0982 | 2001 | 940.5941 | 0 | 264.4674 | 0 | 0 | 0 | 0 | 1205.0614 |  | 2001 | 940.5941 | 0 | 264.4674 | 0 | 0 | 0 | 0 | 1205.0614 | 2001 | 940.5941 | 0 | 264.4674 | 0 | 0 | 0 | 0 | 1205.0614 | 2001 | 990.099 | 542.886 | 285.9107 | 0 | 0 | 0 | 0 | 1818.8956 | 2001 | 990.099 | 542.886 | 285.9107 | 0 | 0 | 0 | 0 | 1818.8956 | 2001 | 990.099 | 542.886 | 285.9107 | 0 | 0 | 0 | 0 | 1818.8956 | 2001 | 1006.6007 | 1085.7719 | 357.3883 | 0 | 0 | 0 | 0 | 0 | 0 | 2449.7609 | 2001 | 1006.6007 | 1085.7719 | 357.3883 | 17 | 0 | 0 | 0 | 0 | 0 | 2466.7609 | 2001 | 1006.6007 | 1085.7719 | 357.3883 | 0 | 0 | 0 | 0 | 0 | 0 | 2449.7609
2004 | 36.7448 | 38.6909 | 38.6909 | 22.3899 | 22.3899 | 22.3899 | 14.8348 | 14.8348 | 14.8348 | 2004 | 1340.3329 | 1340.3329 | 1340.3329 | 1572.3136 | 1572.3136 | 1572.3136 | 1778.5187 | 1778.5187 | 1778.5187 | 2002 | 978.2178 | 0 | 325.4983 | 0 | 0 | 0 | 0 | 1303.7161 |  | 2002 | 978.2178 | 0 | 325.4983 | 0 | 0 | 0 | 0 | 1303.7161 | 2002 | 978.2178 | 0 | 325.4983 | 0 | 0 | 0 | 0 | 1303.7161 | 2002 | 1029.703 | 579.2129 | 351.89 | 0 | 0 | 0 | 0 | 1960.8059 | 2002 | 1029.703 | 579.2129 | 351.89 | 0 | 0 | 0 | 0 | 1960.8059 | 2002 | 1029.703 | 579.2129 | 351.89 | 0 | 0 | 0 | 0 | 1960.8059 | 2002 | 1046.8647 | 1158.4258 | 439.8625 | 0 | 0 | 0 | 0 | 0 | 0 | 2645.1531 | 2002 | 1046.8647 | 1158.4258 | 439.8625 | 17 | 0 | 0 | 0 | 0 | 0 | 2662.1531 | 2002 | 1046.8647 | 1158.4258 | 439.8625 | 0 | 0 | 0 | 0 | 0 | 0 | 2645.1531
2005 | 54.7624 | 54.7624 | 54.7624 | 32.7815 | 32.7815 | 32.7815 | 1.7812 | 2.2574 | 2.2574 | 2005 | 1312.5712 | 1312.5712 | 1312.5712 | 1539.747 | 1539.747 | 1539.747 | 1741.6811 | 1741.6811 | 1741.6811 | 2003 | 1053.4653 | 0 | 381.4433 | 0 | 0 | 0 | 0 | 1434.9086 |  | 2003 | 1053.4653 | 0 | 381.4433 | 0 | 0 | 0 | 0 | 1434.9086 | 2003 | 1053.4653 | 0 | 381.4433 | 0 | 0 | 0 | 0 | 1434.9086 | 2003 | 1108.9109 | 610.4945 | 412.3711 | 0 | 0 | 0 | 0 | 2131.7765 | 2003 | 1108.9109 | 610.4945 | 412.3711 | 0 | 0 | 0 | 0 | 2131.7765 | 2003 | 1108.9109 | 610.4945 | 412.3711 | 0 | 0 | 0 | 0 | 2131.7765 | 2003 | 1127.3927 | 1220.9889 | 515.4639 | 0 | 0 | 0 | 0 | 0 | 0 | 2863.8456 | 2003 | 1127.3927 | 1220.9889 | 515.4639 | 17 | 0 | 0 | 0 | 0 | 0 | 2880.8456 | 2003 | 1127.3927 | 1220.9889 | 515.4639 | 0 | 0 | 0 | 0 | 0 | 0 | 2863.8456
2006 | 79.3441 | 74.1528 | 74.1528 | 32.7815 | 32.7815 | 32.7815 | 1.1209 | 2.2574 | 2.2574 | 2006 | 1292.5829 | 1292.5829 | 1292.5829 | 1516.2991 | 1516.2991 | 1516.2991 | 1715.158 | 1715.158 | 1715.158 | 2004 | 1006.4356 | 0 | 406.8729 | 0 | 0 | 0 | 0 | 1413.3085 |  | 2004 | 1006.4356 | 0 | 406.8729 | 0 | 0 | 0 | 0 | 1413.3085 | 2004 | 1006.4356 | 0 | 406.8729 | 0 | 0 | 0 | 0 | 1413.3085 | 2004 | 1059.4059 | 601.4127 | 439.8625 | 0 | 0 | 0 | 0 | 2100.6812 | 2004 | 1059.4059 | 601.4127 | 439.8625 | 0 | 0 | 0 | 0 | 2100.6812 | 2004 | 1059.4059 | 601.4127 | 439.8625 | 0 | 0 | 0 | 0 | 2100.6812 | 2004 | 1077.0627 | 1202.8254 | 549.8282 | 0 | 0 | 0 | 0 | 0 | 0 | 2829.7163 | 2004 | 1077.0627 | 1202.8254 | 549.8282 | 17 | 0 | 0 | 0 | 0 | 0 | 2846.7163 | 2004 | 1077.0627 | 1202.8254 | 549.8282 | 0 | 0 | 0 | 0 | 0 | 0 | 2829.7163
2007 | 83.6259 | 74.1528 | 74.1528 | 36.2688 | 35.66 | 36.2554 | 25.3559 | 25.1317 | 25.1317 | 2007 | 1264.8212 | 1264.8212 | 1264.8212 | 1483.7326 | 1483.7326 | 1483.7326 | 1678.3204 | 1678.3204 | 1678.3204 | 2005 | 808.9109 | 0 | 401.7869 | 0 | 0 | 0 | 0 | 1210.6978 |  | 2005 | 808.9109 | 0 | 401.7869 | 0 | 0 | 0 | 0 | 1210.6978 | 2005 | 808.9109 | 0 | 401.7869 | 0 | 0 | 0 | 0 | 1210.6978 | 2005 | 851.4851 | 583.2492 | 434.3643 | 0 | 0 | 0 | 0 | 1869.0987 | 2005 | 851.4851 | 583.2492 | 434.3643 | 0 | 0 | 0 | 0 | 1869.0987 | 2005 | 851.4851 | 583.2492 | 434.3643 | 0 | 0 | 0 | 0 | 1869.0987 | 2005 | 865.6766 | 1166.4985 | 542.9553 | 0 | 0 | 0 | 0 | 0 | 0 | 2575.1304 | 2005 | 865.6766 | 1166.4985 | 542.9553 | 17 | 0 | 0 | 0 | 0 | 0 | 2592.1304 | 2005 | 865.6766 | 1166.4985 | 542.9553 | 0 | 0 | 0 | 0 | 0 | 0 | 2575.1304
2008 | 90.7143 | 74.1528 | 74.1528 | 38.1425 | 35.66 | 38.0227 | 28.6617 | 25.8586 | 25.8586 | 2008 | 1235.9491 | 1235.9491 | 1235.9491 | 1449.8633 | 1449.8633 | 1449.8633 | 1640.0093 | 1640.0093 | 1640.0093 | 2006 | 649.0099 | 0 | 330.5842 | 0 | 0 | 0 | 150 | 1129.5941 |  | 2006 | 649.0099 | 0 | 330.5842 | 0 | 0 | 0 | 47.7501 | 1027.3442 | 2006 | 649.0099 | 0 | 330.5842 | 0 | 0 | 0 | 150 | 1129.5941 | 2006 | 683.1683 | 554.995 | 357.3883 | 0 | 0 | 0 | 0 | 1595.5516 | 2006 | 683.1683 | 554.995 | 357.3883 | 0 | 0 | 0 | 0 | 1595.5516 | 2006 | 683.1683 | 554.995 | 357.3883 | 0 | 0 | 0 | 0 | 1595.5516 | 2006 | 694.5545 | 1109.9899 | 446.7354 | 0 | 0 | 0 | 0 | 0 | 0 | 2251.2798 | 2006 | 694.5545 | 1109.9899 | 446.7354 | 17 | 0 | 0 | 0 | 0 | 0 | 2268.2798 | 2006 | 694.5545 | 1109.9899 | 446.7354 | 0 | 0 | 0 | 0 | 0 | 0 | 2251.2798
2009 | 90.7143 | 74.1528 | 74.1528 | 88.1859 | 35.66 | 38.0227 | 28.8088 | 25.4934 | 25.4934 | 2009 | 1222.6235 | 1222.6235 | 1222.6235 | 1434.2314 | 1434.2314 | 1434.2314 | 1622.3273 | 1622.3273 | 1622.3273 | 2007 | 507.9208 | 0 | 218.6942 | 0 | 0 | 0 | 150 | 876.615 |  | 2007 | 507.9208 | 0 | 218.6942 | 0 | 0 | 0 | 0 | 726.615 | 2007 | 507.9208 | 0 | 218.6942 | 0 | 0 | 0 | 0 | 726.615 | 2007 | 534.6535 | 489.4046 | 236.4261 | 0 | 0 | 0 | 0 | 1260.4842 | 2007 | 534.6535 | 489.4046 | 236.4261 | 0 | 0 | 0 | 0 | 1260.4842 | 2007 | 534.6535 | 489.4046 | 236.4261 | 0 | 0 | 0 | 0 | 1260.4842 | 2007 | 543.5644 | 978.8093 | 295.5326 | 0 | 0 | 0 | 0 | 0 | 0 | 1817.9063 | 2007 | 543.5644 | 978.8093 | 295.5326 | 17 | 0 | 0 | 0 | 0 | 0 | 1834.9063 | 2007 | 543.5644 | 978.8093 | 295.5326 | 0 | 0 | 0 | 0 | 0 | 0 | 1817.9063
2010 | 90.7143 | 74.1528 | 74.1528 | 88.1859 | 35.66 | 38.0227 | 28.8088 | 25.1317 | 25.1317 | 2010 | 1265.9317 | 1265.9317 | 1265.9317 | 1485.0352 | 1485.0352 | 1485.0352 | 1679.7939 | 1679.7939 | 1679.7939 | 2008 | 545.5446 | 0 | 86.4605 | 150 | 0 | 0 | 150 | 932.005 |  | 2008 | 545.5446 | 0 | 86.4605 | 0 | 0 | 0 | 0 | 632.005 | 2008 | 545.5446 | 0 | 86.4605 | 0 | 0 | 0 | 87.944 | 719.9491 | 2008 | 574.2574 | 425.8325 | 93.4708 | 0 | 0 | 0 | 0 | 1093.5607 | 2008 | 574.2574 | 425.8325 | 93.4708 | 0 | 0 | 0 | 0 | 1093.5607 | 2008 | 574.2574 | 425.8325 | 93.4708 | 0 | 0 | 0 | 0 | 1093.5607 | 2008 | 583.8284 | 851.665 | 116.8385 | 0 | 0 | 0 | 0 | 0 | 0 | 1552.3319 | 2008 | 583.8284 | 851.665 | 116.8385 | 17 | 0 | 0 | 0 | 0 | 0 | 1569.3319 | 2008 | 583.8284 | 851.665 | 116.8385 | 0 | 0 | 0 | 0 | 0 | 0 | 1552.3319
2011 | 90.7143 | 74.1528 | 74.1528 | 88.1859 | 35.66 | 36.2554 | 28.8088 | 25.1317 | 25.1317 | 2011 | 1245.9433 | 1245.9433 | 1245.9433 | 1461.5873 | 1461.5873 | 1461.5873 | 1653.2709 | 1653.2709 | 1653.2709 | 2009 | 611.3861 | 0 | 10.1718 | 119.5927 | 0 | 0 | 150 | 891.1507 |  | 2009 | 611.3861 | 0 | 10.1718 | 0 | 0 | 0 | 85.0655 | 706.6235 | 2009 | 611.3861 | 0 | 10.1718 | 0 | 0 | 0 | 85.0655 | 706.6235 | 2009 | 643.5644 | 450.0505 | 10.9966 | 0 | 0 | 0 | 0 | 1104.6114 | 2009 | 643.5644 | 450.0505 | 10.9966 | 0 | 0 | 0 | 0 | 1104.6114 | 2009 | 643.5644 | 450.0505 | 10.9966 | 0 | 0 | 0 | 0 | 1104.6114 | 2009 | 654.2904 | 900.1009 | 13.7457 | 0 | 0 | 0 | 0 | 0 | 0 | 1568.137 | 2009 | 654.2904 | 900.1009 | 13.7457 | 17 | 0 | 0 | 0 | 0 | 0 | 1585.137 | 2009 | 654.2904 | 900.1009 | 13.7457 | 0 | 0 | 0 | 0 | 0 | 0 | 1568.137
2012 | 74.1528 | 74.1528 | 74.1528 | 88.1859 | 35.66 | 36.2554 | 17.5138 | 17.5138 | 17.5138 | 2012 | 1194.8618 | 1194.8618 | 1194.8618 | 1401.6648 | 1401.6648 | 1401.6648 | 1585.4897 | 1585.4897 | 1585.4897 | 2010 | 724.2574 | 0 | 0 | 150 | 0 | 0 | 150 | 1024.2574 |  | 2010 | 724.2574 | 0 | 0 | 0 | 0 | 0 | 25.6742 | 749.9317 | 2010 | 724.2574 | 0 | 0 | 0 | 0 | 0 | 25.6742 | 749.9317 | 2010 | 762.3762 | 499.4955 | 0 | 0 | 0 | 0 | 0 | 1261.8717 | 2010 | 762.3762 | 499.4955 | 0 | 0 | 0 | 0 | 0 | 1261.8717 | 2010 | 762.3762 | 499.4955 | 0 | 0 | 0 | 0 | 0 | 1261.8717 | 2010 | 775.0825 | 998.9909 | 0 | 0 | 0 | 0 | 0 | 0 | 0 | 1774.0734 | 2010 | 775.0825 | 998.9909 | 0 | 17 | 0 | 0 | 0 | 0 | 0 | 1791.0734 | 2010 | 775.0825 | 998.9909 | 0 | 0 | 0 | 0 | 0 | 0 | 0 | 1774.0734
2013 | 60.5492 | 49.4913 | 49.4913 | 58.5501 | 35.66 | 35.66 | 20.4888 | 20.4888 | 20.4888 | 2013 | 1126.0129 | 1126.0129 | 1126.0129 | 1320.8997 | 1320.8997 | 1320.8997 | 1494.1325 | 1494.1325 | 1494.1325 | 2011 | 855.9406 | 0 | 0 | 0 | 0 | 0 | 150 | 1005.9406 |  | 2011 | 855.9406 | 0 | 0 | 0 | 0 | 0 | 0 | 855.9406 | 2011 | 855.9406 | 0 | 0 | 0 | 0 | 0 | 0 | 855.9406 | 2011 | 900.9901 | 495.4591 | 0 | 0 | 0 | 0 | 0 | 1396.4492 | 2011 | 900.9901 | 495.4591 | 0 | 0 | 0 | 0 | 0 | 1396.4492 | 2011 | 900.9901 | 495.4591 | 0 | 0 | 0 | 0 | 0 | 1396.4492 | 2011 | 916.0066 | 990.9183 | 0 | 0 | 0 | 0 | 0 | 0 | 0 | 1906.9249 | 2011 | 916.0066 | 990.9183 | 0 | 17 | 0 | 0 | 0 | 0 | 0 | 1923.9249 | 2011 | 916.0066 | 990.9183 | 0 | 0 | 0 | 0 | 0 | 0 | 0 | 1906.9249
2014 | 74.1528 | 74.1528 | 74.1528 | 88.1859 | 35.66 | 36.2554 | 22.8974 | 22.8974 | 22.8974 | 2014 | 1039.3965 | 1039.3965 | 1039.3965 | 1219.2921 | 1219.2921 | 1219.2921 | 1379.1992 | 1379.1992 | 1379.1992 | 2012 | 1062.8713 | 0 | 0 | 0 | 0 | 0 | 115.9905 | 1178.8618 |  | 2012 | 1062.8713 | 0 | 0 | 0 | 0 | 0 | 0 | 1062.8713 | 2012 | 1062.8713 | 0 | 0 | 0 | 0 | 0 | 115.9905 | 1178.8618 | 2012 | 1118.8119 | 473.2593 | 0 | 0 | 0 | 0 | 0 | 1592.0712 | 2012 | 1118.8119 | 473.2593 | 0 | 0 | 0 | 0 | 0 | 1592.0712 | 2012 | 1118.8119 | 473.2593 | 0 | 0 | 0 | 0 | 0 | 1592.0712 | 2012 | 1137.4587 | 946.5187 | 0 | 0 | 0 | 0 | 0 | 0 | 0 | 2083.9774 | 2012 | 1137.4587 | 946.5187 | 0 | 17 | 0 | 0 | 0 | 0 | 0 | 2100.9774 | 2012 | 1137.4587 | 946.5187 | 0 | 0 | 0 | 0 | 0 | 0 | 0 | 2083.9774
2015 | 90.7143 | 74.1528 | 74.1528 | 85.8791 | 35.66 | 36.2554 | 28.8088 | 25.4103 | 25.4103 | 2015 | 987.2046 | 987.2046 | 987.2046 | 1158.0669 | 1158.0669 | 1158.0669 | 1309.9446 | 1309.9446 | 1309.9446 | 2013 | 1128.7129 | 0 | 0 | 0 | 0 | 0 | 0 | 1128.7129 |  | 2013 | 1128.7129 | 0 | 0 | 0 | 0 | 0 | 0 | 1128.7129 | 2013 | 1128.7129 | 0 | 0 | 0 | 0 | 0 | 0 | 1128.7129 | 2013 | 1188.1188 | 461.1504 | 0 | 0 | 0 | 0 | 0 | 1649.2692 | 2013 | 1188.1188 | 461.1504 | 0 | 0 | 0 | 0 | 0 | 1649.2692 | 2013 | 1188.1188 | 461.1504 | 0 | 0 | 0 | 0 | 0 | 1649.2692 | 2013 | 1207.9208 | 922.3007 | 0 | 0 | 0 | 0 | 0 | 0 | 0 | 2130.2215 | 2013 | 1207.9208 | 922.3007 | 0 | 17 | 0 | 0 | 0 | 0 | 0 | 2147.2215 | 2013 | 1207.9208 | 922.3007 | 0 | 0 | 0 | 0 | 0 | 0 | 0 | 2130.2215
2016 | 90.7143 | 74.1528 | 74.1528 | 63.7224 | 35.66 | 36.2554 | 28.8088 | 27.7603 | 28.2056 | 2016 | 958.3325 | 958.3325 | 958.3325 | 1124.1977 | 1124.1977 | 1124.1977 | 1271.6335 | 1271.6335 | 1271.6335 | 2014 | 912.3762 | 0 | 0 | 0 | 0 | 0 | 111.0203 | 1023.3965 |  | 2014 | 912.3762 | 0 | 0 | 0 | 0 | 0 | 0 | 912.3762 | 2014 | 912.3762 | 0 | 0 | 0 | 0 | 0 | 111.0203 | 1023.3965 | 2014 | 960.396 | 455.0959 | 0 | 0 | 0 | 0 | 0 | 1415.4919 | 2014 | 960.396 | 455.0959 | 0 | 0 | 0 | 0 | 0 | 1415.4919 | 2014 | 960.396 | 455.0959 | 0 | 0 | 0 | 0 | 0 | 1415.4919 | 2014 | 976.4026 | 910.1917 | 0 | 0 | 0 | 0 | 0 | 0 | 0 | 1886.5944 | 2014 | 976.4026 | 910.1917 | 0 | 17 | 0 | 0 | 0 | 0 | 0 | 1903.5944 | 2014 | 976.4026 | 910.1917 | 0 | 0 | 0 | 0 | 0 | 0 | 0 | 1886.5944
2017 | 94.5137 | 94.0338 | 94.3517 | 37.6734 | 37.6734 | 37.6734 | 33.8542 | 33.6698 | 33.8542 | 2017 | 937.2336 | 937.2336 | 937.2336 | 1099.4471 | 1099.4471 | 1099.4471 | 1243.6369 | 1243.6369 | 1243.6369 | 2015 | 743.0693 | 0 | 0 | 78.1353 | 0 | 0 | 150 | 971.2046 |  | 2015 | 743.0693 | 0 | 0 | 0 | 0 | 0 | 0 | 743.0693 | 2015 | 743.0693 | 0 | 0 | 0 | 0 | 0 | 113.0804 | 856.1497 | 2015 | 782.1782 | 461.1504 | 0 | 0 | 0 | 0 | 0 | 1243.3286 | 2015 | 782.1782 | 461.1504 | 0 | 0 | 0 | 0 | 0 | 1243.3286 | 2015 | 782.1782 | 461.1504 | 0 | 0 | 0 | 0 | 0 | 1243.3286 | 2015 | 795.2145 | 922.3007 | 0 | 0 | 0 | 0 | 0 | 0 | 0 | 1717.5152 | 2015 | 795.2145 | 922.3007 | 0 | 17 | 0 | 0 | 0 | 0 | 0 | 1734.5152 | 2015 | 795.2145 | 922.3007 | 0 | 0 | 0 | 0 | 0 | 0 | 0 | 1717.5152
2018 | 94.5137 | 94.0338 | 94.3517 | 37.6734 | 37.6734 | 37.6734 | 33.8542 | 33.6698 | 33.8542 | 2018 | 928.3499 | 928.3499 | 928.3499 | 1089.0258 | 1089.0258 | 1089.0258 | 1231.8489 | 1231.8489 | 1231.8489 | 2016 | 724.2574 | 0 | 0 | 68.0751 | 0 | 0 | 150 | 942.3325 |  | 2016 | 724.2574 | 0 | 0 | 0 | 0 | 0 | 0 | 724.2574 | 2016 | 724.2574 | 0 | 0 | 0 | 0 | 0 | 0 | 724.2574 | 2016 | 762.3762 | 423.8143 | 0 | 0 | 0 | 0 | 0 | 1186.1906 | 2016 | 762.3762 | 423.8143 | 0 | 0 | 0 | 0 | 0 | 1186.1906 | 2016 | 762.3762 | 423.8143 | 0 | 0 | 0 | 0 | 0 | 1186.1906 | 2016 | 775.0825 | 847.6287 | 0 | 0 | 0 | 0 | 0 | 0 | 0 | 1622.7112 | 2016 | 775.0825 | 847.6287 | 0 | 17 | 0 | 0 | 0 | 0 | 0 | 1639.7112 | 2016 | 775.0825 | 847.6287 | 0 | 0 | 0 | 0 | 0 | 0 | 0 | 1622.7112
2019 | 94.0338 | 94.0338 | 94.0338 | 37.47 | 37.47 | 37.47 | 33.6698 | 33.6698 | 33.6698 | 2019 | 935.0127 | 935.0127 | 935.0127 | 1096.8418 | 1096.8418 | 1096.8418 | 1240.6899 | 1240.6899 | 1240.6899 | 2017 | 592.5743 | 0 | 0 | 150 | 0 | 0 | 150 | 892.5743 |  | 2017 | 592.5743 | 0 | 0 | 150 | 0 | 0 | 150 | 892.5743 | 2017 | 592.5743 | 0 | 0 | 150 | 0 | 0 | 150 | 892.5743 | 2017 | 623.7624 | 379.4147 | 0 | 0 | 0 | 0 | 0 | 1003.1771 | 2017 | 623.7624 | 379.4147 | 0 | 0 | 0 | 0 | 0 | 1003.1771 | 2017 | 623.7624 | 379.4147 | 0 | 0 | 0 | 0 | 0 | 1003.1771 | 2017 | 634.1584 | 758.8295 | 0 | 0 | 0 | 0 | 0 | 0 | 0 | 1392.9879 | 2017 | 634.1584 | 758.8295 | 0 | 17 | 0 | 0 | 0 | 0 | 0 | 1409.9879 | 2017 | 634.1584 | 758.8295 | 0 | 0 | 0 | 0 | 0 | 0 | 0 | 1392.9879
2020 | 94.6869 | 94.0338 | 94.3517 | 38.1037 | 38.1037 | 38.1037 | 33.6698 | 33.6698 | 33.6698 | 2020 | 967.2162 | 967.2162 | 967.2162 | 1134.619 | 1134.619 | 1134.619 | 1283.4215 | 1283.4215 | 1283.4215 | 2018 | 526.7327 | 0 | 0 | 150 | 0 | 0 | 150 | 826.7327 |  | 2018 | 526.7327 | 0 | 0 | 150 | 0 | 0 | 150 | 826.7327 | 2018 | 526.7327 | 0 | 0 | 150 | 0 | 0 | 150 | 826.7327 | 2018 | 554.4554 | 357.2149 | 0 | 0 | 0 | 0 | 0 | 911.6704 | 2018 | 554.4554 | 357.2149 | 0 | 0 | 0 | 0 | 0 | 911.6704 | 2018 | 554.4554 | 357.2149 | 0 | 0 | 0 | 0 | 0 | 911.6704 | 2018 | 563.6964 | 714.4299 | 0 | 0 | 0 | 0 | 0 | 0 | 0 | 1278.1262 | 2018 | 563.6964 | 714.4299 | 0 | 17 | 0 | 0 | 0 | 0 | 0 | 1295.1262 | 2018 | 563.6964 | 714.4299 | 0 | 0 | 0 | 0 | 0 | 0 | 0 | 1278.1262
2021 | 94.6869 | 94.0338 | 94.3517 | 57.5641 | 54.1598 | 54.1598 | 33.8542 | 33.6698 | 33.8542 | 2021 | 1034.9547 | 1034.9547 | 1034.9547 | 1214.0814 | 1214.0814 | 1214.0814 | 1373.3052 | 1373.3052 | 1373.3052 | 2019 | 573.7624 | 0 | 0 | 150 | 0 | 0 | 150 | 873.7624 |  | 2019 | 573.7624 | 0 | 0 | 150 | 0 | 0 | 150 | 873.7624 | 2019 | 573.7624 | 0 | 0 | 150 | 0 | 0 | 150 | 873.7624 | 2019 | 603.9604 | 357.2149 | 0 | 0 | 0 | 0 | 0 | 961.1753 | 2019 | 603.9604 | 357.2149 | 0 | 0 | 0 | 0 | 0 | 961.1753 | 2019 | 603.9604 | 357.2149 | 0 | 0 | 0 | 0 | 0 | 961.1753 | 2019 | 614.0264 | 714.4299 | 0 | 0 | 0 | 0 | 0 | 0 | 0 | 1328.4563 | 2019 | 614.0264 | 714.4299 | 0 | 17 | 0 | 0 | 0 | 0 | 0 | 1345.4563 | 2019 | 614.0264 | 714.4299 | 0 | 0 | 0 | 0 | 0 | 0 | 0 | 1328.4563
2022 | 94.6869 | 94.0338 | 94.3517 | 57.5641 | 54.1598 | 54.1598 | 33.8542 | 33.6698 | 33.8542 | 2022 | 1174.8734 | 1174.8734 | 1174.8734 | 1378.2169 | 1378.2169 | 1378.2169 | 1558.9667 | 1558.9667 | 1558.9667 | 2020 | 460.8911 | 0 | 0 | 150 | 0 | 0 | 150 | 760.8911 |  | 2020 | 460.8911 | 0 | 0 | 150 | 0 | 0 | 150 | 760.8911 | 2020 | 460.8911 | 0 | 0 | 150 | 0 | 0 | 150 | 760.8911 | 2020 | 485.1485 | 368.3148 | 0 | 0 | 0 | 0 | 0 | 853.4633 | 2020 | 485.1485 | 368.3148 | 0 | 0 | 0 | 0 | 0 | 853.4633 | 2020 | 485.1485 | 368.3148 | 0 | 0 | 0 | 0 | 0 | 853.4633 | 2020 | 493.2343 | 736.6297 | 0 | 0 | 0 | 0 | 0 | 0 | 0 | 1229.864 | 2020 | 493.2343 | 736.6297 | 0 | 17 | 0 | 0 | 0 | 0 | 0 | 1246.864 | 2020 | 493.2343 | 736.6297 | 0 | 0 | 0 | 0 | 0 | 0 | 0 | 1229.864
2023 | 94.6869 | 94.0338 | 94.3517 | 57.5641 | 54.1598 | 54.1598 | 33.8542 | 33.6698 | 33.8542 | 2023 | 1298.1352 | 1298.1352 | 1298.1352 | 1522.8124 | 1522.8124 | 1522.8124 | 1722.5255 | 1722.5255 | 1722.5255 | 2021 | 413.8614 | 0 | 10.1718 | 150 | 0 | 0 | 150 | 724.0332 |  | 2021 | 413.8614 | 0 | 10.1718 | 150 | 0 | 0 | 150 | 724.0332 | 2021 | 413.8614 | 0 | 10.1718 | 150 | 0 | 0 | 150 | 724.0332 | 2021 | 435.6436 | 358.224 | 10.9966 | 0 | 0 | 0 | 0 | 804.8641 | 2021 | 435.6436 | 358.224 | 10.9966 | 0 | 0 | 0 | 0 | 804.8641 | 2021 | 435.6436 | 358.224 | 10.9966 | 0 | 0 | 0 | 0 | 804.8641 | 2021 | 442.9043 | 716.448 | 13.7457 | 0 | 0 | 0 | 0 | 0 | 0 | 1173.098 | 2021 | 442.9043 | 716.448 | 13.7457 | 17 | 0 | 0 | 0 | 0 | 0 | 1190.098 | 2021 | 442.9043 | 716.448 | 13.7457 | 0 | 0 | 0 | 0 | 0 | 0 | 1173.098
2024 | 87.4606 | 87.4606 | 87.4606 | 57.5641 | 54.1598 | 54.1598 | 33.8542 | 33.6698 | 33.8542 | 2024 | 1334.7806 | 1334.7806 | 1334.7806 | 1565.8003 | 1565.8003 | 1565.8003 | 1771.1512 | 1771.1512 | 1771.1512 | 2022 | 404.4554 | 0 | 55.945 | 150 | 0 | 0 | 150 | 760.4005 |  | 2022 | 404.4554 | 0 | 55.945 | 150 | 0 | 0 | 150 | 760.4005 | 2022 | 404.4554 | 0 | 55.945 | 150 | 0 | 0 | 150 | 760.4005 | 2022 | 425.7426 | 341.0696 | 60.4811 | 0 | 0 | 0 | 0 | 827.2933 | 2022 | 425.7426 | 341.0696 | 60.4811 | 0 | 0 | 0 | 0 | 827.2933 | 2022 | 425.7426 | 341.0696 | 60.4811 | 0 | 0 | 0 | 0 | 827.2933 | 2022 | 432.8383 | 682.1393 | 75.6014 | 0 | 0 | 0 | 0 | 0 | 0 | 1190.5789 | 2022 | 432.8383 | 682.1393 | 75.6014 | 17 | 0 | 0 | 0 | 0 | 0 | 1207.5789 | 2022 | 432.8383 | 682.1393 | 75.6014 | 0 | 0 | 0 | 0 | 0 | 0 | 1190.5789
2025 | 84.7706 | 84.7706 | 84.7706 | 57.5641 | 54.1598 | 54.1598 | 31.25 | 31.25 | 31.25 | 2025 | 1305.9085 | 1305.9085 | 1305.9085 | 1531.9311 | 1531.9311 | 1531.9311 | 1732.8401 | 1732.8401 | 1732.8401 | 2023 | 423.2673 | 0 | 142.4055 | 150 | 0 | 0 | 150 | 865.6728 |  | 2023 | 423.2673 | 0 | 142.4055 | 150 | 0 | 0 | 150 | 865.6728 | 2023 | 423.2673 | 0 | 142.4055 | 150 | 0 | 0 | 150 | 865.6728 | 2023 | 445.5446 | 334.0061 | 153.9519 | 0 | 0 | 0 | 0 | 933.5025 | 2023 | 445.5446 | 334.0061 | 153.9519 | 0 | 0 | 0 | 0 | 933.5025 | 2023 | 445.5446 | 334.0061 | 153.9519 | 0 | 0 | 0 | 0 | 933.5025 | 2023 | 452.9703 | 668.0121 | 192.4399 | 0 | 0 | 0 | 0 | 0 | 0 | 1313.4223 | 2023 | 452.9703 | 668.0121 | 192.4399 | 17 | 0 | 0 | 0 | 0 | 0 | 1330.4223 | 2023 | 452.9703 | 668.0121 | 192.4399 | 0 | 0 | 0 | 0 | 0 | 0 | 1313.4223
2026 | 79.3441 | 79.3441 | 79.3441 | 33.7753 | 33.7753 | 33.7753 | 26.7419 | 26.7419 | 26.7419 | 2026 | 1302.5771 | 1302.5771 | 1302.5771 | 1528.0231 | 1528.0231 | 1528.0231 | 1728.4196 | 1728.4196 | 1728.4196 | 2024 | 423.2673 | 0 | 264.4674 | 0 | 0 | 0 | 150 | 837.7347 |  | 2024 | 423.2673 | 0 | 264.4674 | 0 | 0 | 0 | 150 | 837.7347 | 2024 | 423.2673 | 0 | 264.4674 | 0 | 0 | 0 | 150 | 837.7347 | 2024 | 445.5446 | 308.779 | 285.9107 | 0 | 0 | 0 | 0 | 1040.2342 | 2024 | 445.5446 | 308.779 | 285.9107 | 0 | 0 | 0 | 0 | 1040.2342 | 2024 | 445.5446 | 308.779 | 285.9107 | 0 | 0 | 0 | 0 | 1040.2342 | 2024 | 452.9703 | 617.558 | 357.3883 | 0 | 0 | 0 | 0 | 0 | 0 | 1427.9166 | 2024 | 452.9703 | 617.558 | 357.3883 | 17 | 0 | 0 | 0 | 0 | 0 | 1444.9166 | 2024 | 452.9703 | 617.558 | 357.3883 | 0 | 0 | 0 | 0 | 0 | 0 | 1427.9166
2027 | 66.495 | 66.495 | 66.495 | 32.5216 | 32.5216 | 32.5216 | 23.4961 | 23.4961 | 23.4961 | 2027 | 1274.8154 | 1274.8154 | 1274.8154 | 1495.4565 | 1495.4565 | 1495.4565 | 1691.582 | 1691.582 | 1691.582 | 2025 | 395.0495 | 0 | 381.4433 | 0 | 0 | 0 | 150 | 926.4928 |  | 2025 | 395.0495 | 0 | 381.4433 | 0 | 0 | 0 | 150 | 926.4928 | 2025 | 395.0495 | 0 | 381.4433 | 0 | 0 | 0 | 150 | 926.4928 | 2025 | 415.8416 | 309.7881 | 412.3711 | 0 | 0 | 0 | 0 | 1138.0008 | 2025 | 415.8416 | 309.7881 | 412.3711 | 0 | 0 | 0 | 0 | 1138.0008 | 2025 | 415.8416 | 309.7881 | 412.3711 | 0 | 0 | 0 | 0 | 1138.0008 | 2025 | 422.7723 | 619.5762 | 515.4639 | 0 | 0 | 0 | 0 | 0 | 0 | 1557.8124 | 2025 | 422.7723 | 619.5762 | 515.4639 | 17 | 0 | 0 | 0 | 0 | 0 | 1574.8124 | 2025 | 422.7723 | 619.5762 | 515.4639 | 0 | 0 | 0 | 0 | 0 | 0 | 1557.8124
2028 | 69.494 | 69.494 | 69.494 | 32.5216 | 32.5216 | 32.5216 | 20.9838 | 20.9838 | 20.9838 | 2028 | 1257.0479 | 1257.0479 | 1257.0479 | 1474.6139 | 1474.6139 | 1474.6139 | 1668.0059 | 1668.0059 | 1668.0059 | 2026 | 385.6436 | 0 | 493.3333 | 0 | 0 | 0 | 150 | 1028.9769 |  | 2026 | 385.6436 | 0 | 493.3333 | 0 | 0 | 0 | 150 | 1028.9769 | 2026 | 385.6436 | 0 | 493.3333 | 0 | 0 | 0 | 150 | 1028.9769 | 2026 | 405.9406 | 338.0424 | 533.3333 | 0 | 0 | 0 | 0 | 1277.3163 | 2026 | 405.9406 | 338.0424 | 533.3333 | 0 | 0 | 0 | 0 | 1277.3163 | 2026 | 405.9406 | 338.0424 | 533.3333 | 0 | 0 | 0 | 0 | 1277.3163 | 2026 | 412.7063 | 676.0848 | 666.6667 | 0 | 0 | 0 | 0 | 0 | 0 | 1755.4577 | 2026 | 412.7063 | 676.0848 | 666.6667 | 17 | 0 | 0 | 0 | 0 | 0 | 1772.4577 | 2026 | 412.7063 | 676.0848 | 666.6667 | 0 | 0 | 0 | 0 | 0 | 0 | 1755.4577
2029 | 73.3295 | 72.8005 | 73.058 | 32.5216 | 32.5216 | 32.5216 | 14.2163 | 14.9898 | 14.9898 | 2029 | 1230.3967 | 1230.3967 | 1230.3967 | 1443.35 | 1443.35 | 1443.35 | 1632.6418 | 1632.6418 | 1632.6418 | 2027 | 366.8317 | 0 | 523.8488 | 0 | 0 | 0 | 0 | 890.6805 |  | 2027 | 366.8317 | 0 | 523.8488 | 0 | 0 | 0 | 0 | 890.6805 | 2027 | 366.8317 | 0 | 523.8488 | 0 | 0 | 0 | 0 | 890.6805 | 2027 | 386.1386 | 373.3602 | 566.323 | 0 | 0 | 0 | 0 | 1325.8219 | 2027 | 386.1386 | 373.3602 | 566.323 | 0 | 0 | 0 | 0 | 1325.8219 | 2027 | 386.1386 | 373.3602 | 566.323 | 0 | 0 | 0 | 0 | 1325.8219 | 2027 | 392.5743 | 746.7205 | 707.9038 | 0 | 0 | 0 | 0 | 0 | 0 | 1847.1985 | 2027 | 392.5743 | 746.7205 | 707.9038 | 17 | 0 | 0 | 0 | 0 | 0 | 1864.1985 | 2027 | 392.5743 | 746.7205 | 707.9038 | 0 | 0 | 0 | 0 | 0 | 0 | 1847.1985
2030 | 84.5534 | 84.5534 | 84.5534 | 34.4823 | 34.4823 | 34.4823 | 26.1054 | 26.1054 | 26.1054 | 2030 | 1207.0769 | 1207.0769 | 1207.0769 | 1415.9941 | 1415.9941 | 1415.9941 | 1601.6983 | 1601.6983 | 1601.6983 | 2028 | 404.4554 | 0 | 574.7079 | 0 | 0 | 0 | 0 | 979.1633 |  | 2028 | 404.4554 | 0 | 574.7079 | 0 | 0 | 0 | 0 | 979.1633 | 2028 | 404.4554 | 0 | 574.7079 | 0 | 0 | 0 | 0 | 979.1633 | 2028 | 425.7426 | 384.4601 | 621.3058 | 0 | 0 | 0 | 0 | 1431.5086 | 2028 | 425.7426 | 384.4601 | 621.3058 | 0 | 0 | 0 | 0 | 1431.5086 | 2028 | 425.7426 | 384.4601 | 621.3058 | 0 | 0 | 0 | 0 | 1431.5086 | 2028 | 432.8383 | 768.9203 | 776.6323 | 0 | 0 | 0 | 0 | 0 | 0 | 1978.3909 | 2028 | 432.8383 | 768.9203 | 776.6323 | 17 | 0 | 0 | 0 | 0 | 0 | 1995.3909 | 2028 | 432.8383 | 768.9203 | 776.6323 | 0 | 0 | 0 | 0 | 0 | 0 | 1978.3909
2031 | 87.1912 | 87.1912 | 87.1912 | 57.5641 | 54.1598 | 54.1598 | 30.6546 | 30.6546 | 30.6546 | 2031 | 1190.4199 | 1190.4199 | 1190.4199 | 1396.4542 | 1396.4542 | 1396.4542 | 1579.5957 | 1579.5957 | 1579.5957 | 2029 | 385.6436 | 0 | 559.4502 | 0 | 0 | 0 | 0 | 945.0937 |  | 2029 | 385.6436 | 0 | 559.4502 | 0 | 0 | 0 | 0 | 945.0937 | 2029 | 385.6436 | 0 | 559.4502 | 0 | 0 | 0 | 0 | 945.0937 | 2029 | 405.9406 | 377.3966 | 604.811 | 0 | 0 | 0 | 0 | 1388.1482 | 2029 | 405.9406 | 377.3966 | 604.811 | 0 | 0 | 0 | 0 | 1388.1482 | 2029 | 405.9406 | 377.3966 | 604.811 | 0 | 0 | 0 | 0 | 1388.1482 | 2029 | 412.7063 | 754.7931 | 756.0137 | 0 | 0 | 0 | 0 | 0 | 0 | 1923.5132 | 2029 | 412.7063 | 754.7931 | 756.0137 | 17 | 0 | 0 | 0 | 0 | 0 | 1940.5132 | 2029 | 412.7063 | 754.7931 | 756.0137 | 0 | 0 | 0 | 0 | 0 | 0 | 1923.5132
2032 | 94.6869 | 94.0338 | 94.3517 | 57.5641 | 54.1598 | 54.1598 | 33.8542 | 33.6698 | 33.8542 | 2032 | 1184.8676 | 1184.8676 | 1184.8676 | 1389.9409 | 1389.9409 | 1389.9409 | 1572.2282 | 1572.2282 | 1572.2282 | 2030 | 282.1782 | 0 | 483.1615 | 0 | 0 | 0 | 150 | 915.3397 |  | 2030 | 282.1782 | 0 | 483.1615 | 0 | 0 | 0 | 150 | 915.3397 | 2030 | 282.1782 | 0 | 483.1615 | 0 | 0 | 0 | 150 | 915.3397 | 2030 | 297.0297 | 377.3966 | 522.3368 | 0 | 0 | 0 | 0 | 1196.763 | 2030 | 297.0297 | 377.3966 | 522.3368 | 0 | 0 | 0 | 0 | 1196.763 | 2030 | 297.0297 | 377.3966 | 522.3368 | 0 | 0 | 0 | 0 | 1196.763 | 2030 | 301.9802 | 754.7931 | 652.921 | 0 | 0 | 0 | 0 | 0 | 0 | 1709.6943 | 2030 | 301.9802 | 754.7931 | 652.921 | 17 | 0 | 0 | 0 | 0 | 0 | 1726.6943 | 2030 | 301.9802 | 754.7931 | 652.921 | 0 | 0 | 0 | 0 | 0 | 0 | 1709.6943
2033 | 96.1945 | 94.0338 | 94.3517 | 57.5641 | 54.1598 | 54.1598 | 33.8542 | 33.6698 | 33.8542 | 2033 | 1179.3153 | 1179.3153 | 1179.3153 | 1383.4275 | 1383.4275 | 1383.4275 | 1564.8607 | 1564.8607 | 1564.8607 | 2031 | 235.1485 | 0 | 315.3265 | 0 | 0 | 0 | 150 | 700.475 |  | 2031 | 235.1485 | 0 | 315.3265 | 0 | 0 | 0 | 150 | 700.475 | 2031 | 235.1485 | 0 | 315.3265 | 0 | 0 | 0 | 150 | 700.475 | 2031 | 247.5248 | 373.3602 | 340.8935 | 0 | 0 | 0 | 0 | 961.7785 | 2031 | 247.5248 | 373.3602 | 340.8935 | 0 | 0 | 0 | 0 | 961.7785 | 2031 | 247.5248 | 373.3602 | 340.8935 | 0 | 0 | 0 | 0 | 961.7785 | 2031 | 251.6502 | 746.7205 | 426.1168 | 0 | 0 | 0 | 0 | 0 | 0 | 1424.4875 | 2031 | 251.6502 | 746.7205 | 426.1168 | 17 | 0 | 0 | 0 | 0 | 0 | 1441.4875 | 2031 | 251.6502 | 746.7205 | 426.1168 | 0 | 0 | 0 | 0 | 0 | 0 | 1424.4875
2034 | 96.1945 | 94.0338 | 94.3517 | 57.5641 | 54.1598 | 55.0809 | 33.8542 | 33.6698 | 33.8542 | 2034 | 1230.3967 | 1230.3967 | 1230.3967 | 1443.35 | 1443.35 | 1443.35 | 1632.6418 | 1632.6418 | 1632.6418 | 2032 | 169.3069 | 0 | 116.9759 | 150 | 0 | 0 | 150 | 586.2829 |  | 2032 | 169.3069 | 0 | 116.9759 | 150 | 0 | 0 | 150 | 586.2829 | 2032 | 169.3069 | 0 | 116.9759 | 150 | 0 | 0 | 150 | 586.2829 | 2032 | 178.2178 | 379.4147 | 126.4605 | 0 | 0 | 0 | 0 | 684.093 | 2032 | 178.2178 | 379.4147 | 126.4605 | 0 | 0 | 0 | 0 | 684.093 | 2032 | 178.2178 | 379.4147 | 126.4605 | 0 | 0 | 0 | 0 | 684.093 | 2032 | 181.1881 | 758.8295 | 158.0756 | 0 | 0 | 0 | 0 | 0 | 0 | 1098.0932 | 2032 | 181.1881 | 758.8295 | 158.0756 | 17 | 0 | 0 | 0 | 0 | 0 | 1115.0932 | 2032 | 181.1881 | 758.8295 | 158.0756 | 0 | 0 | 0 | 0 | 0 | 0 | 1098.0932
2035 | 96.1945 | 94.0338 | 94.3517 | 57.5641 | 54.1598 | 55.1525 | 33.8542 | 33.6698 | 33.8542 | 2035 | 1220.4025 | 1220.4025 | 1220.4025 | 1431.6261 | 1431.6261 | 1431.6261 | 1619.3803 | 1619.3803 | 1619.3803 | 2033 | 206.9307 | 0 | 15.2577 | 150 | 0 | 0 | 300 | 672.1884 |  | 2033 | 206.9307 | 0 | 15.2577 | 150 | 0 | 0 | 150 | 522.1884 | 2033 | 206.9307 | 0 | 15.2577 | 150 | 0 | 0 | 150 | 522.1884 | 2033 | 217.8218 | 419.778 | 16.4948 | 0 | 0 | 0 | 0 | 654.0946 | 2033 | 217.8218 | 419.778 | 16.4948 | 0 | 0 | 0 | 0 | 654.0946 | 2033 | 217.8218 | 419.778 | 16.4948 | 0 | 0 | 0 | 0 | 654.0946 | 2033 | 221.4521 | 839.556 | 20.6186 | 0 | 0 | 0 | 0 | 0 | 0 | 1081.6267 | 2033 | 221.4521 | 839.556 | 20.6186 | 17 | 0 | 0 | 0 | 0 | 0 | 1098.6267 | 2033 | 221.4521 | 839.556 | 20.6186 | 0 | 0 | 0 | 0 | 0 | 0 | 1081.6267
2036 | 87.5977 | 87.5977 | 87.5977 | 57.5641 | 54.1598 | 54.1598 | 33.8542 | 33.6698 | 33.8542 | 2036 | 1179.3153 | 1179.3153 | 1179.3153 | 1383.4275 | 1383.4275 | 1383.4275 | 1564.8607 | 1564.8607 | 1564.8607 | 2034 | 348.0198 | 0 | 0 | 150 | 0 | 0 | 300 | 798.0198 |  | 2034 | 348.0198 | 0 | 0 | 150 | 0 | 0 | 150 | 648.0198 | 2034 | 348.0198 | 0 | 0 | 150 | 0 | 0 | 150 | 648.0198 | 2034 | 366.3366 | 461.1504 | 0 | 0 | 0 | 0 | 0 | 827.487 | 2034 | 366.3366 | 461.1504 | 0 | 0 | 0 | 0 | 0 | 827.487 | 2034 | 366.3366 | 461.1504 | 0 | 0 | 0 | 0 | 0 | 827.487 | 2034 | 372.4422 | 922.3007 | 0 | 0 | 0 | 0 | 0 | 0 | 0 | 1294.743 | 2034 | 372.4422 | 922.3007 | 0 | 17 | 0 | 0 | 0 | 0 | 0 | 1311.743 | 2034 | 372.4422 | 922.3007 | 0 | 0 | 0 | 0 | 0 | 0 | 0 | 1294.743
2037 | 84.2244 | 84.2244 | 84.2244 | 57.5641 | 54.1598 | 54.1598 | 33.8542 | 33.6698 | 33.8542 | 2037 | 1122.6815 | 1122.6815 | 1122.6815 | 1316.9918 | 1316.9918 | 1316.9918 | 1489.712 | 1489.712 | 1489.712 | 2035 | 489.1089 | 0 | 0 | 150 | 0 | 0 | 300 | 939.1089 |  | 2035 | 489.1089 | 0 | 0 | 150 | 0 | 0 | 150 | 789.1089 | 2035 | 489.1089 | 0 | 0 | 150 | 0 | 0 | 150 | 789.1089 | 2035 | 514.8515 | 440.9687 | 0 | 0 | 0 | 0 | 0 | 955.8202 | 2035 | 514.8515 | 440.9687 | 0 | 0 | 0 | 0 | 0 | 955.8202 | 2035 | 514.8515 | 440.9687 | 0 | 0 | 0 | 0 | 0 | 955.8202 | 2035 | 523.4323 | 881.9374 | 0 | 0 | 0 | 0 | 0 | 0 | 0 | 1405.3698 | 2035 | 523.4323 | 881.9374 | 0 | 17 | 0 | 0 | 0 | 0 | 0 | 1422.3698 | 2035 | 523.4323 | 881.9374 | 0 | 0 | 0 | 0 | 0 | 0 | 0 | 1405.3698
2038 | 81.291 | 81.291 | 81.291 | 38.1037 | 38.1037 | 38.1037 | 29.8442 | 29.8442 | 29.8442 | 2038 | 1041.6175 | 1041.6175 | 1041.6175 | 1221.8974 | 1221.8974 | 1221.8974 | 1382.1462 | 1382.1462 | 1382.1462 | 2036 | 498.5149 | 0 | 0 | 0 | 0 | 0 | 150 | 648.5149 |  | 2036 | 498.5149 | 0 | 0 | 0 | 0 | 0 | 150 | 648.5149 | 2036 | 498.5149 | 0 | 0 | 0 | 0 | 0 | 150 | 648.5149 | 2036 | 524.7525 | 394.551 | 0 | 0 | 0 | 0 | 0 | 919.3034 | 2036 | 524.7525 | 394.551 | 0 | 0 | 0 | 0 | 0 | 919.3034 | 2036 | 524.7525 | 394.551 | 0 | 0 | 0 | 0 | 0 | 919.3034 | 2036 | 533.4983 | 789.1019 | 0 | 0 | 0 | 0 | 0 | 0 | 0 | 1322.6003 | 2036 | 533.4983 | 789.1019 | 0 | 17 | 0 | 0 | 0 | 0 | 0 | 1339.6003 | 2036 | 533.4983 | 789.1019 | 0 | 0 | 0 | 0 | 0 | 0 | 0 | 1322.6003
2039 | 79.1694 | 79.1694 | 79.1694 | 32.9831 | 32.9831 | 32.9831 | 27.7761 | 27.7761 | 27.7761 | 2039 | 996.0883 | 996.0883 | 996.0883 | 1168.4882 | 1168.4882 | 1168.4882 | 1321.7326 | 1321.7326 | 1321.7326 | 2037 | 536.1386 | 0 | 0 | 0 | 0 | 0 | 150 | 686.1386 |  | 2037 | 536.1386 | 0 | 0 | 0 | 0 | 0 | 150 | 686.1386 | 2037 | 536.1386 | 0 | 0 | 0 | 0 | 0 | 150 | 686.1386 | 2037 | 564.3564 | 348.1332 | 0 | 0 | 0 | 0 | 0 | 912.4896 | 2037 | 564.3564 | 348.1332 | 0 | 0 | 0 | 0 | 0 | 912.4896 | 2037 | 564.3564 | 348.1332 | 0 | 0 | 0 | 0 | 0 | 912.4896 | 2037 | 573.7624 | 696.2664 | 0 | 0 | 0 | 0 | 0 | 0 | 0 | 1270.0288 | 2037 | 573.7624 | 696.2664 | 0 | 17 | 0 | 0 | 0 | 0 | 0 | 1287.0288 | 2037 | 573.7624 | 696.2664 | 0 | 0 | 0 | 0 | 0 | 0 | 0 | 1270.0288
2040 | 60.7655 | 60.7655 | 60.7655 | 32.5216 | 32.5216 | 32.5216 | 24.1407 | 24.1407 | 24.1407 | 2040 | 967.2162 | 967.2162 | 967.2162 | 1134.619 | 1134.619 | 1134.619 | 1283.4215 | 1283.4215 | 1283.4215 | 2038 | 583.1683 | 0 | 0 | 0 | 0 | 0 | 150 | 733.1683 |  | 2038 | 583.1683 | 0 | 0 | 0 | 0 | 0 | 150 | 733.1683 | 2038 | 583.1683 | 0 | 0 | 0 | 0 | 0 | 150 | 733.1683 | 2038 | 613.8614 | 325.9334 | 0 | 0 | 0 | 0 | 0 | 939.7948 | 2038 | 613.8614 | 325.9334 | 0 | 0 | 0 | 0 | 0 | 939.7948 | 2038 | 613.8614 | 325.9334 | 0 | 0 | 0 | 0 | 0 | 939.7948 | 2038 | 624.0924 | 651.8668 | 0 | 0 | 0 | 0 | 0 | 0 | 0 | 1275.9592 | 2038 | 624.0924 | 651.8668 | 0 | 17 | 0 | 0 | 0 | 0 | 0 | 1292.9592 | 2038 | 624.0924 | 651.8668 | 0 | 0 | 0 | 0 | 0 | 0 | 0 | 1275.9592
2041 | 54.7624 | 54.7624 | 54.7624 | 30.7415 | 30.7415 | 30.7415 | 21.6761 | 21.6761 | 21.6761 | 2041 | 948.3383 | 948.3383 | 948.3383 | 1112.4738 | 1112.4738 | 1112.4738 | 1258.3719 | 1258.3719 | 1258.3719 | 2039 | 479.703 | 0 | 0 | 0 | 0 | 0 | 150 | 629.703 |  | 2039 | 479.703 | 0 | 0 | 0 | 0 | 0 | 150 | 629.703 | 2039 | 479.703 | 0 | 0 | 0 | 0 | 0 | 150 | 629.703 | 2039 | 504.9505 | 317.8607 | 0 | 0 | 0 | 0 | 0 | 822.8112 | 2039 | 504.9505 | 317.8607 | 0 | 0 | 0 | 0 | 0 | 822.8112 | 2039 | 504.9505 | 317.8607 | 0 | 0 | 0 | 0 | 0 | 822.8112 | 2039 | 513.3663 | 635.7215 | 0 | 0 | 0 | 0 | 0 | 0 | 0 | 1149.0878 | 2039 | 513.3663 | 635.7215 | 0 | 17 | 0 | 0 | 0 | 0 | 0 | 1166.0878 | 2039 | 513.3663 | 635.7215 | 0 | 0 | 0 | 0 | 0 | 0 | 0 | 1149.0878
2042 | 27.2815 | 27.2815 | 27.2815 | 30.864 | 30.864 | 30.864 | 0.01 | 0.01 | 0.01 | 2042 | 942.7859 | 942.7859 | 942.7859 | 1105.9604 | 1105.9604 | 1105.9604 | 1328.8711 | 1494.5196 | 1251.0044 | 2040 | 460.8911 | 0 | 0 | 0 | 0 | 0 | 0 | 460.8911 |  | 2040 | 460.8911 | 0 | 0 | 0 | 0 | 0 | 0 | 460.8911 | 2040 | 460.8911 | 0 | 0 | 0 | 0 | 0 | 0 | 460.8911 | 2040 | 485.1485 | 335.0151 | 0 | 0 | 0 | 0 | 0 | 820.1637 | 2040 | 485.1485 | 335.0151 | 0 | 0 | 0 | 0 | 0 | 820.1637 | 2040 | 485.1485 | 335.0151 | 0 | 0 | 0 | 0 | 0 | 820.1637 | 2040 | 493.2343 | 670.0303 | 0 | 0 | 0 | 0 | 0 | 0 | 0 | 1163.2646 | 2040 | 493.2343 | 670.0303 | 0 | 17 | 0 | 0 | 0 | 0 | 0 | 1180.2646 | 2040 | 493.2343 | 670.0303 | 0 | 0 | 0 | 0 | 0 | 0 | 0 | 1163.2646
2043 | 23.7923 | 23.7923 | 23.7923 | 30.7415 | 30.7415 | 30.7415 | 0.01 | 0.01 | 0.01 | 2043 | 943.8964 | 943.8964 | 943.8964 | 1107.2631 | 1107.2631 | 1107.2631 | 1252.4779 | 1252.4779 | 1252.4779 | 2041 | 451.4851 | 0 | 0 | 0 | 0 | 0 | 0 | 451.4851 |  | 2041 | 451.4851 | 0 | 0 | 0 | 0 | 0 | 0 | 451.4851 | 2041 | 451.4851 | 0 | 0 | 0 | 0 | 0 | 0 | 451.4851 | 2041 | 475.2475 | 361.2513 | 0 | 0 | 0 | 0 | 0 | 836.4988 | 2041 | 475.2475 | 361.2513 | 0 | 0 | 0 | 0 | 0 | 836.4988 | 2041 | 475.2475 | 361.2513 | 0 | 0 | 0 | 0 | 0 | 836.4988 | 2041 | 483.1683 | 722.5025 | 0 | 0 | 0 | 0 | 0 | 0 | 0 | 1205.6708 | 2041 | 483.1683 | 722.5025 | 0 | 17 | 0 | 0 | 0 | 0 | 0 | 1222.6708 | 2041 | 483.1683 | 722.5025 | 0 | 0 | 0 | 0 | 0 | 0 | 0 | 1205.6708
2044 | 17.4412 | 17.4412 | 17.4412 | 3.5128 | 3.5128 | 3.5128 | 0.01 | 0.01 | 0.01 | 2044 | 950.5592 | 950.5592 | 950.5592 | 1115.0791 | 1115.0791 | 1115.0791 | 1261.319 | 1261.319 | 1261.319 | 2042 | 592.5743 | 0 | 0 | 0 | 0 | 0 | 0 | 592.5743 |  | 2042 | 592.5743 | 0 | 0 | 0 | 0 | 0 | 0 | 592.5743 | 2042 | 592.5743 | 0 | 0 | 0 | 0 | 0 | 0 | 592.5743 | 2042 | 623.7624 | 381.4329 | 0 | 0 | 0 | 0 | 0 | 1005.1953 | 2042 | 623.7624 | 381.4329 | 0 | 0 | 0 | 0 | 0 | 1005.1953 | 2042 | 623.7624 | 381.4329 | 0 | 0 | 0 | 0 | 0 | 1005.1953 | 2042 | 634.1584 | 762.8658 | 0 | 0 | 0 | 0 | 0 | 0 | 0 | 1397.0242 | 2042 | 634.1584 | 762.8658 | 0 | 17 | 0 | 0 | 0 | 0 | 0 | 1414.0242 | 2042 | 634.1584 | 762.8658 | 0 | 0 | 0 | 0 | 0 | 0 | 0 | 1397.0242
2045 | 12.9084 | 13.0305 | 12.9218 | 1.1461 | 1.1461 | 1.1461 | 0.01 | 0.01 | 0.01 | 2045 | 946.1173 | 1074.2364 | 1029.5779 | 1109.8684 | 1109.8684 | 1109.8684 | 1255.4249 | 1255.4249 | 1255.4249 | 2043 | 714.8515 | 0 | 0 | 0 | 0 | 0 | 0 | 714.8515 |  | 2043 | 714.8515 | 0 | 0 | 0 | 0 | 0 | 0 | 714.8515 | 2043 | 714.8515 | 0 | 0 | 0 | 0 | 0 | 0 | 714.8515 | 2043 | 752.4752 | 385.4692 | 0 | 0 | 0 | 0 | 0 | 1137.9445 | 2043 | 752.4752 | 385.4692 | 0 | 0 | 0 | 0 | 0 | 1137.9445 | 2043 | 752.4752 | 385.4692 | 0 | 0 | 0 | 0 | 0 | 1137.9445 | 2043 | 0 | 770.9384 | 0 | 0 | 0 | 0 | 0 | 0 | 0 | 770.9384 | 2043 | 0 | 770.9384 | 0 | 17 | 0 | 0 | 0 | 0 | 0 | 787.9384 | 2043 | 0 | 770.9384 | 0 | 0 | 0 | 0 | 0 | 0 | 0 | 770.9384
2046 | 12.3675 | 12.9218 | 12.9218 | 0.01 | 0.01 | 0.01 | 0.01 | 0.01 | 0.01 | 2046 | 1115.5335 | 1369.6172 | 1369.6172 | 1142.435 | 1342.3972 | 1142.435 | 1292.2625 | 1292.2625 | 1292.2625 | 2044 | 790.099 | 0 | 0 | 0 | 0 | 0 | 0 | 790.099 |  | 2044 | 790.099 | 0 | 0 | 0 | 0 | 0 | 0 | 790.099 | 2044 | 790.099 | 0 | 0 | 0 | 0 | 0 | 0 | 790.099 | 2044 | 831.6832 | 368.3148 | 0 | 0 | 0 | 0 | 0 | 1199.998 | 2044 | 831.6832 | 368.3148 | 0 | 0 | 0 | 0 | 0 | 1199.998 | 2044 | 831.6832 | 368.3148 | 0 | 0 | 0 | 0 | 0 | 1199.998 | 2044 | 0 | 736.6297 | 0 | 0 | 0 | 0 | 0 | 0 | 0 | 736.6297 | 2044 | 0 | 736.6297 | 0 | 17 | 0 | 0 | 0 | 0 | 0 | 753.6297 | 2044 | 0 | 736.6297 | 0 | 0 | 0 | 0 | 0 | 0 | 0 | 736.6297
2047 | 12.3675 | 12.3675 | 12.3675 | 0.01 | 0.01 | 0.01 | 0.01 | 0.01 | 0.01 | 2047 | 1419.5882 | 1419.5882 | 1419.5882 | 1201.0548 | 1665.2862 | 1665.2862 | 1358.5702 | 1358.5702 | 1358.5702 | 2045 | 761.8812 | 0 | 25.4296 | 0 | 0 | 0 | 0 | 787.3107 |  | 2045 | 761.8812 | 0 | 25.4296 | 0 | 0 | 0 | 0 | 787.3107 | 2045 | 761.8812 | 0 | 25.4296 | 0 | 0 | 0 | 0 | 787.3107 | 2045 | 801.9802 | 335.0151 | 27.4914 | 0 | 0 | 0 | 0 | 1164.4867 | 2045 | 801.9802 | 335.0151 | 27.4914 | 0 | 0 | 0 | 0 | 1164.4867 | 2045 | 801.9802 | 335.0151 | 27.4914 | 0 | 0 | 0 | 0 | 1164.4867 | 2045 | 0 | 670.0303 | 34.3643 | 0 | 0 | 0 | 0 | 0 | 0 | 704.3945 | 2045 | 0 | 670.0303 | 34.3643 | 17 | 0 | 0 | 0 | 0 | 0 | 721.3945 | 2045 | 0 | 670.0303 | 34.3643 | 0 | 0 | 0 | 0 | 0 | 0 | 704.3945
2048 | 12.3675 | 13.0305 | 12.9218 | 3.6594 | 3.6594 | 3.6594 | 0.01 | 0.01 | 0.01 | 2048 | 1316.5256 | 1316.5256 | 1316.5256 | 1236.2267 | 1236.2267 | 1236.2267 | 1398.3548 | 1923.4689 | 1398.3548 | 2046 | 950 | 0 | 137.3196 | 0 | 0 | 0 | 0 | 1087.3196 |  | 2046 | 950 | 0 | 137.3196 | 0 | 0 | 0 | 0 | 1087.3196 | 2046 | 950 | 0 | 137.3196 | 0 | 0 | 0 | 0 | 1087.3196 | 2046 | 1000 | 287.5883 | 148.4536 | 0 | 0 | 0 | 0 | 1436.0419 | 2046 | 1000 | 287.5883 | 148.4536 | 0 | 0 | 0 | 0 | 1436.0419 | 2046 | 802.9425 | 287.5883 | 148.4536 | 0 | 0 | 0 | 0 | 1238.9844 | 2046 | 0 | 575.1766 | 185.567 | 0 | 0 | 0 | 0 | 0 | 0 | 760.7436 | 2046 | 0 | 575.1766 | 185.567 | 17 | 0 | 0 | 0 | 0 | 0 | 777.7436 | 2046 | 0 | 575.1766 | 185.567 | 0 | 0 | 0 | 0 | 0 | 0 | 760.7436
2049 | 12.3675 | 12.3675 | 12.3675 | 0.01 | 0.01 | 0.01 | 0.01 | 0.01 | 0.01 | 2049 | 1457.3441 | 1457.3441 | 1457.3441 | 1709.5767 | 1245.3453 | 1709.5767 | 1933.7835 | 1933.7835 | 1408.6693 | 2047 | 987.6238 | 0 | 335.6701 | 0 | 0 | 0 | 0 | 1323.2939 |  | 2047 | 987.6238 | 0 | 335.6701 | 0 | 0 | 0 | 0 | 1323.2939 | 2047 | 987.6238 | 0 | 335.6701 | 0 | 0 | 0 | 0 | 1323.2939 | 2047 | 1039.604 | 272.4521 | 362.8866 | 0 | 0 | 0 | 0 | 1674.9426 | 2047 | 1039.604 | 272.4521 | 362.8866 | 0 | 0 | 0 | 0 | 1674.9426 | 2047 | 989.287 | 272.4521 | 362.8866 | 0 | 0 | 0 | 0 | 1624.6257 | 2047 | 1056.9307 | 544.9041 | 453.6082 | 0 | 0 | 0 | 0 | 0 | 0 | 2055.4431 | 2047 | 1056.9307 | 544.9041 | 453.6082 | 17 | 0 | 0 | 0 | 0 | 0 | 2072.4431 | 2047 | 1056.9307 | 544.9041 | 453.6082 | 0 | 0 | 0 | 0 | 0 | 0 | 2055.4431
2050 | 11.7919 | 11.7919 | 11.7919 | 0.01 | 0.01 | 0.01 | 0.01 | 0.01 | 0.01 | 2050 | 1457.3441 | 1457.3441 | 1457.3441 | 1245.3453 | 1245.3453 | 1709.5767 | 1408.6693 | 1933.7835 | 1933.7835 | 2048 | 799.505 | 0 | 534.0206 | 0 | 0 | 0 | 0 | 1333.5256 |  | 2048 | 799.505 | 0 | 534.0206 | 0 | 0 | 0 | 0 | 1333.5256 | 2048 | 799.505 | 0 | 534.0206 | 0 | 0 | 0 | 0 | 1333.5256 | 2048 | 841.5842 | 296.67 | 577.3196 | 0 | 0 | 0 | 0 | 1715.5738 | 2048 | 841.5842 | 296.67 | 577.3196 | 0 | 0 | 0 | 0 | 1715.5738 | 2048 | 841.5842 | 296.67 | 577.3196 | 0 | 0 | 0 | 0 | 1715.5738 | 2048 | 855.6106 | 593.3401 | 721.6495 | 0 | 0 | 0 | 0 | 0 | 0 | 2170.6001 | 2048 | 855.6106 | 593.3401 | 721.6495 | 17 | 0 | 0 | 0 | 0 | 0 | 2187.6001 | 2048 | 855.6106 | 593.3401 | 721.6495 | 0 | 0 | 0 | 0 | 0 | 0 | 2170.6001
2051 | 11.4179 | 11.4179 | 11.4179 | 0.01 | 0.01 | 0.01 | 0.01 | 0.01 | 0.01 | 2051 | 1470.6697 | 1470.6697 | 1470.6697 | 1725.2086 | 1725.2086 | 1725.2086 | 1951.4655 | 1951.4655 | 1951.4655 | 2049 | 790.099 | 0 | 595.0515 | 0 | 0 | 0 | 0 | 1385.1506 |  | 2049 | 790.099 | 0 | 595.0515 | 0 | 0 | 0 | 0 | 1385.1506 | 2049 | 790.099 | 0 | 595.0515 | 0 | 0 | 0 | 0 | 1385.1506 | 2049 | 831.6832 | 355.1968 | 643.299 | 0 | 0 | 0 | 0 | 1830.1789 | 2049 | 831.6832 | 355.1968 | 643.299 | 0 | 0 | 0 | 0 | 1830.1789 | 2049 | 831.6832 | 355.1968 | 643.299 | 0 | 0 | 0 | 0 | 1830.1789 | 2049 | 845.5446 | 710.3935 | 804.1237 | 0 | 0 | 0 | 0 | 0 | 0 | 2360.0618 | 2049 | 428.6208 | 710.3935 | 804.1237 | 17 | 0 | 0 | 0 | 0 | 0 | 1960.1381 | 2049 | 0 | 710.3935 | 804.1237 | 0 | 0 | 0 | 0 | 0 | 0 | 1514.5173
2052 | 11.4179 | 11.4179 | 11.4179 | 0.01 | 0.01 | 0.01 | 0.01 | 0.01 | 0.01 | 2052 | 1491.7685 | 1491.7685 | 1491.7685 | 1749.9592 | 1749.9592 | 1749.9592 | 1979.4621 | 1979.4621 | 1979.4621 | 2050 | 761.8812 | 0 | 549.2784 | 0 | 0 | 0 | 0 | 1311.1595 |  | 2050 | 761.8812 | 0 | 549.2784 | 0 | 0 | 0 | 0 | 1311.1595 | 2050 | 761.8812 | 0 | 549.2784 | 0 | 0 | 0 | 0 | 1311.1595 | 2050 | 801.9802 | 423.8143 | 593.8144 | 0 | 0 | 0 | 0 | 1819.609 | 2050 | 801.9802 | 423.8143 | 593.8144 | 0 | 0 | 0 | 0 | 1819.609 | 2050 | 767.4243 | 423.8143 | 593.8144 | 0 | 0 | 0 | 0 | 1785.0531 | 2050 | 762.4259 | 847.6287 | 742.268 | 0 | 0 | 0 | 0 | 0 | 0 | 2352.3226 | 2050 | 759.4512 | 847.6287 | 742.268 | 17 | 0 | 0 | 0 | 0 | 0 | 2366.3479 | 2050 | 759.4512 | 847.6287 | 742.268 | 0 | 0 | 0 | 0 | 0 | 0 | 2349.3479
2053 | 11.4179 | 11.4179 | 11.4179 | 0.01 | 0.01 | 0.01 | 0.01 | 0.01 | 0.01 | 2053 | 1488.4371 | 1488.4371 | 1488.4371 | 1746.0512 | 1746.0512 | 1746.0512 | 1975.0416 | 1975.0416 | 1449.9274 | 2051 | 677.2277 | 0 | 498.4192 | 0 | 0 | 0 | 0 | 1175.647 |  | 2051 | 677.2277 | 0 | 498.4192 | 0 | 0 | 0 | 0 | 1175.647 | 2051 | 677.2277 | 0 | 498.4192 | 0 | 0 | 0 | 0 | 1175.647 | 2051 | 712.8713 | 470.2321 | 538.8316 | 0 | 0 | 0 | 0 | 1721.935 | 2051 | 712.8713 | 470.2321 | 538.8316 | 0 | 0 | 0 | 0 | 1721.935 | 2051 | 712.8713 | 470.2321 | 538.8316 | 0 | 0 | 0 | 0 | 1721.935 | 2051 | 253.0263 | 940.4642 | 673.5395 | 0 | 0 | 0 | 0 | 0 | 0 | 1867.03 | 2051 | 724.7525 | 940.4642 | 673.5395 | 17 | 0 | 0 | 0 | 0 | 0 | 2355.7562 | 2051 | 724.7525 | 940.4642 | 673.5395 | 0 | 0 | 0 | 0 | 0 | 0 | 2338.7562
2054 | 12.3675 | 12.3675 | 12.3675 | 0.01 | 0.01 | 0.01 | 0.01 | 0.01 | 0.01 | 2054 | 1466.2278 | 1466.2278 | 1466.2278 | 1255.7666 | 1719.998 | 1719.998 | 1945.5715 | 1945.5715 | 1420.4573 | 2052 | 573.7624 | 0 | 376.3574 | 0 | 0 | 0 | 0 | 950.1198 |  | 2052 | 573.7624 | 0 | 376.3574 | 0 | 0 | 0 | 0 | 950.1198 | 2052 | 573.7624 | 0 | 376.3574 | 0 | 0 | 0 | 0 | 950.1198 | 2052 | 603.9604 | 524.7225 | 406.8729 | 0 | 0 | 0 | 0 | 1535.5558 | 2052 | 603.9604 | 524.7225 | 406.8729 | 0 | 0 | 0 | 0 | 1535.5558 | 2052 | 603.9604 | 524.7225 | 406.8729 | 0 | 0 | 0 | 0 | 1535.5558 | 2052 | 336.9905 | 1049.445 | 508.5911 | 0 | 0 | 0 | 0 | 0 | 0 | 1895.0265 | 2052 | 614.0264 | 1049.445 | 508.5911 | 17 | 0 | 0 | 0 | 0 | 0 | 2189.0625 | 2052 | 614.0264 | 1049.445 | 508.5911 | 0 | 0 | 0 | 0 | 0 | 0 | 2172.0625
2055 | 13.5572 | 13.5572 | 13.5572 | 0.01 | 0.01 | 0.01 | 0.01 | 0.01 | 0.01 | 2055 | 1070.4896 | 1070.4896 | 1070.4896 | 1719.998 | 1719.998 | 1255.7666 | 1945.5715 | 1945.5715 | 1945.5715 | 2053 | 489.1089 | 0 | 218.6942 | 0 | 0 | 0 | 0 | 707.8031 |  | 2053 | 489.1089 | 0 | 218.6942 | 0 | 0 | 0 | 0 | 707.8031 | 2053 | 489.1089 | 0 | 218.6942 | 0 | 0 | 0 | 0 | 707.8031 | 2053 | 514.8515 | 551.9677 | 236.4261 | 0 | 0 | 0 | 0 | 1303.2453 | 2053 | 514.8515 | 551.9677 | 236.4261 | 0 | 0 | 0 | 0 | 1303.2453 | 2053 | 514.8515 | 551.9677 | 236.4261 | 0 | 0 | 0 | 0 | 1303.2453 | 2053 | 523.4323 | 1103.9354 | 295.5326 | 0 | 0 | 0 | 0 | 0 | 0 | 1922.9004 | 2053 | 523.4323 | 1103.9354 | 295.5326 | 17 | 0 | 0 | 0 | 0 | 0 | 1939.9004 | 2053 | 0 | 1103.9354 | 295.5326 | 0 | 0 | 0 | 0 | 0 | 0 | 1399.4681
2056 | 17.8837 | 17.8837 | 17.8837 | 6.4125 | 6.4125 | 6.4125 | 0.01 | 0.01 | 0.01 | 2056 | 1067.1582 | 1067.1582 | 1067.1582 | 1251.8586 | 1251.8586 | 1251.8586 | 1941.151 | 1941.151 | 1941.151 | 2054 | 470.297 | 0 | 193.2646 | 0 | 0 | 0 | 0 | 663.5616 |  | 2054 | 470.297 | 0 | 193.2646 | 0 | 0 | 0 | 0 | 663.5616 | 2054 | 470.297 | 0 | 193.2646 | 0 | 0 | 0 | 0 | 663.5616 | 2054 | 382.1744 | 580.222 | 208.9347 | 0 | 0 | 0 | 0 | 1171.3311 | 2054 | 495.0495 | 580.222 | 208.9347 | 0 | 0 | 0 | 0 | 1284.2062 | 2054 | 495.0495 | 580.222 | 208.9347 | 0 | 0 | 0 | 0 | 1284.2062 | 2054 | 503.3003 | 1160.444 | 261.1684 | 0 | 0 | 0 | 0 | 0 | 0 | 1924.9127 | 2054 | 503.3003 | 1160.444 | 261.1684 | 17 | 0 | 0 | 0 | 0 | 0 | 1941.9127 | 2054 | 0 | 1160.444 | 261.1684 | 0 | 0 | 0 | 0 | 0 | 0 | 1421.6124
2057 | 17.2501 | 17.2501 | 17.2501 | 5.1105 | 5.1105 | 5.1105 | 0.01 | 0.01 | 0.01 | 2057 | 1073.821 | 1073.821 | 1073.821 | 1259.6746 | 1259.6746 | 1259.6746 | 1949.992 | 1949.992 | 1949.992 | 2055 | 611.3861 | 0 | 162.7491 | 0 | 0 | 0 | 0 | 774.1353 |  | 2055 | 611.3861 | 0 | 162.7491 | 0 | 0 | 0 | 0 | 774.1353 | 2055 | 611.3861 | 0 | 162.7491 | 0 | 0 | 0 | 0 | 774.1353 | 2055 | 643.5644 | 638.7487 | 175.945 | 0 | 0 | 0 | 0 | 1458.2581 | 2055 | 643.5644 | 638.7487 | 175.945 | 0 | 0 | 0 | 0 | 1458.2581 | 2055 | 643.5644 | 638.7487 | 175.945 | 0 | 0 | 0 | 0 | 1458.2581 | 2055 | 654.2904 | 1277.4975 | 219.9313 | 0 | 0 | 0 | 0 | 0 | 0 | 2151.7192 | 2055 | 0 | 1277.4975 | 219.9313 | 17 | 0 | 0 | 0 | 0 | 0 | 1514.4287 | 2055 | 363.7072 | 1277.4975 | 219.9313 | 0 | 0 | 0 | 0 | 0 | 0 | 1861.136
2058 | 13.0305 | 13.0305 | 13.0305 | 0.01 | 0.01 | 0.01 | 0.01 | 0.01 | 0.01 | 2058 | 1138.228 | 1138.228 | 1138.228 | 1335.229 | 1335.229 | 1799.4604 | 2035.4552 | 2035.4552 | 2035.4552 | 2056 | 752.4752 | 0 | 71.2027 | 0 | 0 | 0 | 0 | 823.678 |  | 2056 | 752.4752 | 0 | 71.2027 | 0 | 0 | 0 | 0 | 823.678 | 2056 | 752.4752 | 0 | 71.2027 | 0 | 0 | 0 | 0 | 823.678 | 2056 | 792.0792 | 716.448 | 76.9759 | 0 | 0 | 0 | 0 | 1585.5032 | 2056 | 792.0792 | 716.448 | 76.9759 | 0 | 0 | 0 | 0 | 1585.5032 | 2056 | 792.0792 | 716.448 | 76.9759 | 0 | 0 | 0 | 0 | 1585.5032 | 2056 | 805.2805 | 1432.8961 | 96.2199 | 0 | 0 | 0 | 0 | 0 | 0 | 2334.3965 | 2056 | 805.2805 | 1432.8961 | 96.2199 | 17 | 0 | 0 | 0 | 0 | 0 | 2351.3965 | 2056 | 805.2805 | 1432.8961 | 96.2199 | 0 | 0 | 0 | 0 | 0 | 0 | 2334.3965
2059 | 11.4179 | 11.4179 | 11.4179 | 0.01 | 0.01 | 0.01 | 0.01 | 0.01 | 0.01 | 2059 | 1500.6522 | 1500.6522 | 1500.6522 | 1760.3805 | 1760.3805 | 1296.1492 | 1466.1359 | 1466.1359 | 1991.2501 | 2057 | 893.5644 | 0 | 10.1718 | 0 | 0 | 0 | 0 | 903.7362 |  | 2057 | 893.5644 | 0 | 10.1718 | 0 | 0 | 0 | 0 | 903.7362 | 2057 | 893.5644 | 0 | 10.1718 | 0 | 0 | 0 | 0 | 903.7362 | 2057 | 940.5941 | 778.002 | 10.9966 | 0 | 0 | 0 | 0 | 1729.5926 | 2057 | 940.5941 | 778.002 | 10.9966 | 0 | 0 | 0 | 0 | 1729.5926 | 2057 | 940.5941 | 778.002 | 10.9966 | 0 | 0 | 0 | 0 | 1729.5926 | 2057 | 956.2706 | 1556.004 | 13.7457 | 0 | 0 | 0 | 0 | 0 | 0 | 2526.0204 | 2057 | 956.2706 | 1556.004 | 13.7457 | 17 | 0 | 0 | 0 | 0 | 0 | 2543.0204 | 2057 | 295.8067 | 1556.004 | 13.7457 | 0 | 0 | 0 | 0 | 0 | 0 | 1865.5565
2060 | 10.1159 | 11.1093 | 11.1093 | 0.01 | 0.01 | 0.01 | 0.01 | 0.01 | 0.01 | 2060 | 1447.3499 | 1447.3499 | 1447.3499 | 1697.8527 | 1697.8527 | 1697.8527 | 1920.5219 | 1395.4078 | 1920.5219 | 2058 | 1147.5248 | 0 | 0 | 0 | 0 | 0 | 0 | 1147.5248 |  | 2058 | 1147.5248 | 0 | 0 | 0 | 0 | 0 | 0 | 1147.5248 | 2058 | 1147.5248 | 0 | 0 | 0 | 0 | 0 | 0 | 1147.5248 | 2058 | 1207.9208 | 850.6559 | 0 | 0 | 0 | 0 | 0 | 2058.5767 | 2058 | 1207.9208 | 850.6559 | 0 | 0 | 0 | 0 | 0 | 2058.5767 | 2058 | 1207.9208 | 850.6559 | 0 | 0 | 0 | 0 | 0 | 2058.5767 | 2058 | 0 | 1701.3118 | 0 | 0 | 0 | 0 | 0 | 0 | 0 | 1701.3118 | 2058 | 249.7079 | 1701.3118 | 0 | 17 | 0 | 0 | 0 | 0 | 0 | 1968.0197 | 2058 | 249.7079 | 1701.3118 | 0 | 0 | 0 | 0 | 0 | 0 | 0 | 1951.0197
2061 | 11.1093 | 11.4179 | 11.4179 | 0.01 | 0.01 | 0.01 | 0.01 | 0.01 | 0.01 | 2061 | 1380.7219 | 1380.7219 | 1380.7219 | 1155.4616 | 1155.4616 | 1619.693 | 1832.1117 | 1306.9976 | 1832.1117 | 2059 | 1467.3267 | 0 | 0 | 0 | 0 | 0 | 0 | 1467.3267 |  | 2059 | 1467.3267 | 0 | 0 | 0 | 0 | 0 | 0 | 1467.3267 | 2059 | 1467.3267 | 0 | 0 | 0 | 0 | 0 | 0 | 1467.3267 | 2059 | 1544.5545 | 874.8739 | 0 | 0 | 0 | 0 | 0 | 2419.4283 | 2059 | 1544.5545 | 874.8739 | 0 | 0 | 0 | 0 | 0 | 2419.4283 | 2059 | 1544.5545 | 874.8739 | 0 | 0 | 0 | 0 | 0 | 2419.4283 | 2059 | 0 | 1749.7477 | 0 | 0 | 0 | 0 | 0 | 0 | 0 | 1749.7477 | 2059 | 0 | 1749.7477 | 0 | 17 | 0 | 0 | 0 | 0 | 0 | 1766.7477 | 2059 | 0 | 1749.7477 | 0 | 0 | 0 | 0 | 0 | 0 | 0 | 1749.7477
2062 | 11.1093 | 11.4179 | 11.4179 | 0.01 | 0.01 | 0.01 | 0.01 | 0.01 | 0.01 | 2062 | 1321.8672 | 1321.8672 | 1321.8672 | 1550.6519 | 1086.4205 | 1086.4205 | 1754.016 | 1228.9019 | 1754.016 | 2060 | 1514.3564 | 0 | 0 | 0 | 0 | 0 | 0 | 1514.3564 |  | 2060 | 1514.3564 | 0 | 0 | 0 | 0 | 0 | 0 | 1514.3564 | 2060 | 1514.3564 | 0 | 0 | 0 | 0 | 0 | 0 | 1514.3564 | 2060 | 0 | 880.9284 | 0 | 0 | 0 | 0 | 0 | 880.9284 | 2060 | 0 | 880.9284 | 0 | 0 | 0 | 0 | 0 | 880.9284 | 2060 | 0 | 880.9284 | 0 | 0 | 0 | 0 | 0 | 880.9284 | 2060 | 303.942 | 1761.8567 | 0 | 0 | 0 | 0 | 0 | 0 | 0 | 2065.7987 | 2060 | 0 | 1761.8567 | 0 | 17 | 0 | 0 | 0 | 0 | 0 | 1778.8567 | 2060 | 0 | 1761.8567 | 0 | 0 | 0 | 0 | 0 | 0 | 0 | 1761.8567
2063 | 11.1093 | 11.4179 | 11.4179 | 0.01 | 0.01 | 0.01 | 0.01 | 0.01 | 0.01 | 2063 | 1273.0066 | 1273.0066 | 1273.0066 | 1029.1034 | 1493.3347 | 1029.1034 | 1689.1819 | 1164.0677 | 1689.1819 | 2061 | 1646.0396 | 0 | 0 | 0 | 0 | 0 | 0 | 1646.0396 |  | 2061 | 1646.0396 | 0 | 0 | 0 | 0 | 0 | 0 | 1646.0396 | 2061 | 1646.0396 | 0 | 0 | 0 | 0 | 0 | 0 | 1646.0396 | 2061 | 1732.6733 | 872.8557 | 0 | 0 | 0 | 0 | 0 | 2605.529 | 2061 | 1732.6733 | 872.8557 | 0 | 0 | 0 | 0 | 0 | 2605.529 | 2061 | 1732.6733 | 872.8557 | 0 | 0 | 0 | 0 | 0 | 2605.529 | 2061 | 0 | 1745.7114 | 0 | 0 | 0 | 0 | 0 | 0 | 0 | 1745.7114 | 2061 | 438.7282 | 1745.7114 | 0 | 17 | 0 | 0 | 0 | 0 | 0 | 2201.4396 | 2061 | 963.8423 | 1745.7114 | 0 | 0 | 0 | 0 | 0 | 0 | 0 | 2709.5537
2064 | 11.0553 | 11.4179 | 11.4179 | 0.01 | 0.01 | 0.01 | 0.01 | 0.01 | 0.01 | 2064 | 1228.588 | 1228.588 | 1228.588 | 976.9969 | 976.9969 | 1441.2282 | 1630.2417 | 1630.2417 | 1630.2417 | 2062 | 1617.8218 | 0 | 0 | 0 | 0 | 0 | 0 | 1617.8218 |  | 2062 | 1617.8218 | 0 | 0 | 0 | 0 | 0 | 0 | 1617.8218 | 2062 | 1617.8218 | 0 | 0 | 0 | 0 | 0 | 0 | 1617.8218 | 2062 | 1702.9703 | 863.774 | 0 | 0 | 0 | 0 | 0 | 2566.7443 | 2062 | 1702.9703 | 863.774 | 0 | 0 | 0 | 0 | 0 | 2566.7443 | 2062 | 1702.9703 | 863.774 | 0 | 0 | 0 | 0 | 0 | 2566.7443 | 2062 | 0 | 1727.5479 | 0 | 0 | 0 | 0 | 0 | 0 | 0 | 1727.5479 | 2062 | 0 | 1727.5479 | 0 | 17 | 0 | 0 | 0 | 0 | 0 | 1744.5479 | 2062 | 0 | 1727.5479 | 0 | 0 | 0 | 0 | 0 | 0 | 0 | 1727.5479
2065 | 11.4179 | 11.4179 | 11.4179 | 0.01 | 0.01 | 0.01 | 0.01 | 0.01 | 0.01 | 2065 | 1219.7043 | 1219.7043 | 1219.7043 | 1430.8069 | 966.5756 | 966.5756 | 1618.4537 | 1093.3396 | 1618.4537 | 2063 | 1617.8218 | 0 | 0 | 0 | 0 | 0 | 0 | 1617.8218 |  | 2063 | 1617.8218 | 0 | 0 | 0 | 0 | 0 | 0 | 1617.8218 | 2063 | 1617.8218 | 0 | 0 | 0 | 0 | 0 | 0 | 1617.8218 | 2063 | 1702.9703 | 841.5742 | 0 | 0 | 0 | 0 | 0 | 2544.5445 | 2063 | 1702.9703 | 841.5742 | 0 | 0 | 0 | 0 | 0 | 2544.5445 | 2063 | 1702.9703 | 841.5742 | 0 | 0 | 0 | 0 | 0 | 2544.5445 | 2063 | 0 | 1683.1483 | 0 | 0 | 0 | 0 | 0 | 0 | 0 | 1683.1483 | 2063 | 0 | 1683.1483 | 0 | 17 | 0 | 0 | 0 | 0 | 0 | 1700.1483 | 2063 | 0 | 1683.1483 | 0 | 0 | 0 | 0 | 0 | 0 | 0 | 1683.1483
2066 | 12.3675 | 12.3675 | 12.3675 | 0.01 | 0.01 | 0.01 | 0.01 | 0.01 | 0.01 | 2066 | 1228.588 | 1228.588 | 1228.588 | 976.9969 | 1441.2282 | 1441.2282 | 1630.2417 | 1105.1276 | 1630.2417 | 2064 | 1655.4455 | 0 | 0 | 0 | 0 | 0 | 0 | 1655.4455 |  | 2064 | 1655.4455 | 0 | 0 | 0 | 0 | 0 | 0 | 1655.4455 | 2064 | 1655.4455 | 0 | 0 | 0 | 0 | 0 | 0 | 1655.4455 | 2064 | 0 | 798.1837 | 0 | 0 | 0 | 0 | 0 | 798.1837 | 2064 | 1742.5743 | 798.1837 | 0 | 0 | 0 | 0 | 0 | 2540.7579 | 2064 | 0 | 798.1837 | 0 | 0 | 0 | 0 | 0 | 798.1837 | 2064 | 0 | 1596.3673 | 0 | 0 | 0 | 0 | 0 | 0 | 0 | 1596.3673 | 2064 | 1026.2915 | 1596.3673 | 0 | 17 | 0 | 0 | 0 | 0 | 0 | 2639.6588 | 2064 | 1026.2915 | 1596.3673 | 0 | 0 | 0 | 0 | 0 | 0 | 0 | 2622.6588
2067 | 13.0305 | 13.0305 | 13.0305 | 0.01 | 0.01 | 0.01 | 0.01 | 0.01 | 0.01 | 2067 | 840.623 | 840.623 | 840.623 | 986.1155 | 986.1155 | 986.1155 | 1640.5563 | 1640.5563 | 1115.4421 | 2065 | 1617.8218 | 0 | 0 | 0 | 0 | 0 | 0 | 1617.8218 |  | 2065 | 1617.8218 | 0 | 0 | 0 | 0 | 0 | 0 | 1617.8218 | 2065 | 1617.8218 | 0 | 0 | 0 | 0 | 0 | 0 | 1617.8218 | 2065 | 1702.9703 | 743.6932 | 0 | 0 | 0 | 0 | 0 | 2446.6635 | 2065 | 1702.9703 | 743.6932 | 0 | 0 | 0 | 0 | 0 | 2446.6635 | 2065 | 1702.9703 | 743.6932 | 0 | 0 | 0 | 0 | 0 | 2446.6635 | 2065 | 1171.6401 | 1487.3865 | 0 | 0 | 0 | 0 | 0 | 0 | 0 | 2659.0266 | 2065 | 646.4413 | 1487.3865 | 0 | 17 | 0 | 0 | 0 | 0 | 0 | 2150.8278 | 2065 | 1182.7948 | 1487.3865 | 0 | 0 | 0 | 0 | 0 | 0 | 0 | 2670.1813
2068 | 13.5572 | 13.5572 | 13.5572 | 1.1461 | 1.1461 | 1.1461 | 0.01 | 0.01 | 0.01 | 2068 | 841.7335 | 841.7335 | 841.7335 | 987.4182 | 987.4182 | 987.4182 | 1116.9156 | 1116.9156 | 1116.9156 | 2066 | 1307.4257 | 0 | 0 | 0 | 0 | 0 | 0 | 1307.4257 |  | 2066 | 1307.4257 | 0 | 0 | 0 | 0 | 0 | 0 | 1307.4257 | 2066 | 1307.4257 | 0 | 0 | 0 | 0 | 0 | 0 | 1307.4257 | 2066 | 1376.2376 | 655.9031 | 0 | 0 | 0 | 0 | 0 | 2032.1408 | 2066 | 1376.2376 | 655.9031 | 0 | 0 | 0 | 0 | 0 | 2032.1408 | 2066 | 1376.2376 | 655.9031 | 0 | 0 | 0 | 0 | 0 | 2032.1408 | 2066 | 0 | 1311.8063 | 0 | 0 | 0 | 0 | 0 | 0 | 0 | 1311.8063 | 2066 | 0 | 1311.8063 | 0 | 17 | 0 | 0 | 0 | 0 | 0 | 1328.8063 | 2066 | 0 | 1311.8063 | 0 | 0 | 0 | 0 | 0 | 0 | 0 | 1311.8063
2069 | 13.3772 | 13.3772 | 13.3772 | 1.1461 | 1.1461 | 1.1461 | 0.01 | 0.01 | 0.01 | 2069 | 841.7335 | 841.7335 | 841.7335 | 987.4182 | 987.4182 | 987.4182 | 1116.9156 | 1116.9156 | 1116.9156 | 2067 | 1241.5842 | 0 | 0 | 0 | 0 | 0 | 0 | 1241.5842 |  | 2067 | 1241.5842 | 0 | 0 | 0 | 0 | 0 | 0 | 1241.5842 | 2067 | 1241.5842 | 0 | 0 | 0 | 0 | 0 | 0 | 1241.5842 | 2067 | 1306.9307 | 604.44 | 0 | 0 | 0 | 0 | 0 | 1911.3707 | 2067 | 1306.9307 | 604.44 | 0 | 0 | 0 | 0 | 0 | 1911.3707 | 2067 | 1306.9307 | 604.44 | 0 | 0 | 0 | 0 | 0 | 1911.3707 | 2067 | 0 | 1208.8799 | 0 | 0 | 0 | 0 | 0 | 0 | 0 | 1208.8799 | 2067 | 0 | 1208.8799 | 0 | 17 | 0 | 0 | 0 | 0 | 0 | 1225.8799 | 2067 | 0 | 1208.8799 | 0 | 0 | 0 | 0 | 0 | 0 | 0 | 1208.8799
2070 | 16.5855 | 16.5855 | 16.5855 | 7.3621 | 7.3621 | 7.3621 | 0.01 | 0.01 | 0.01 | 2070 | 915.0243 | 915.0243 | 915.0243 | 1073.3939 | 1073.3939 | 1073.3939 | 1214.1668 | 1214.1668 | 1214.1668 | 2068 | 1316.8317 | 0 | 0 | 0 | 0 | 0 | 0 | 1316.8317 |  | 2068 | 1316.8317 | 0 | 0 | 0 | 0 | 0 | 0 | 1316.8317 | 2068 | 1316.8317 | 0 | 0 | 0 | 0 | 0 | 0 | 1316.8317 | 2068 | 1386.1386 | 596.3673 | 0 | 0 | 0 | 0 | 0 | 1982.5059 | 2068 | 1386.1386 | 596.3673 | 0 | 0 | 0 | 0 | 0 | 1982.5059 | 2068 | 1386.1386 | 596.3673 | 0 | 0 | 0 | 0 | 0 | 1982.5059 | 2068 | 0 | 1192.7346 | 0 | 0 | 0 | 0 | 0 | 0 | 0 | 1192.7346 | 2068 | 0 | 1192.7346 | 0 | 17 | 0 | 0 | 0 | 0 | 0 | 1209.7346 | 2068 | 0 | 1192.7346 | 0 | 0 | 0 | 0 | 0 | 0 | 0 | 1192.7346
2071 | 18.6145 | 18.6145 | 18.6145 | 17.012 | 14.9898 | 14.9898 | 0.01 | 0.01 | 0.01 | 2071 | 1017.1872 | 1017.1872 | 1017.1872 | 1193.2388 | 1193.2388 | 1193.2388 | 1349.7292 | 1349.7292 | 1349.7292 | 2069 | 1420.297 | 0 | 15.2577 | 0 | 0 | 0 | 0 | 1435.5548 |  | 2069 | 1420.297 | 0 | 15.2577 | 0 | 0 | 0 | 0 | 1435.5548 | 2069 | 1420.297 | 0 | 15.2577 | 0 | 0 | 0 | 0 | 1435.5548 | 2069 | 1495.0495 | 588.2947 | 16.4948 | 0 | 0 | 0 | 0 | 2099.839 | 2069 | 1495.0495 | 588.2947 | 16.4948 | 0 | 0 | 0 | 0 | 2099.839 | 2069 | 1495.0495 | 588.2947 | 16.4948 | 0 | 0 | 0 | 0 | 2099.839 | 2069 | 846.5255 | 1176.5893 | 20.6186 | 0 | 0 | 0 | 0 | 0 | 0 | 2043.7333 | 2069 | 1095.4694 | 1176.5893 | 20.6186 | 17 | 0 | 0 | 0 | 0 | 0 | 2309.6773 | 2069 | 0 | 1176.5893 | 20.6186 | 0 | 0 | 0 | 0 | 0 | 0 | 1197.2079
2072 | 21.2872 | 21.2872 | 21.2872 | 17.4506 | 16.695 | 16.695 | 0.01 | 0.01 | 0.01 | 2072 | 1079.3733 | 1079.3733 | 1079.3733 | 1266.1879 | 1266.1879 | 1266.1879 | 1432.2454 | 1432.2454 | 1714.9991 | 2070 | 1260.396 | 0 | 40.6873 | 0 | 0 | 0 | 0 | 1301.0833 |  | 2070 | 1260.396 | 0 | 40.6873 | 0 | 0 | 0 | 0 | 1301.0833 | 2070 | 1260.396 | 0 | 40.6873 | 0 | 0 | 0 | 0 | 1301.0833 | 2070 | 1326.7327 | 571.1403 | 43.9863 | 0 | 0 | 0 | 0 | 1941.8592 | 2070 | 1326.7327 | 571.1403 | 43.9863 | 0 | 0 | 0 | 0 | 1941.8592 | 2070 | 1326.7327 | 571.1403 | 43.9863 | 0 | 0 | 0 | 0 | 1941.8592 | 2070 | 1348.8449 | 1142.2805 | 54.9828 | 0 | 0 | 0 | 0 | 0 | 0 | 2546.1082 | 2070 | 1348.8449 | 1142.2805 | 54.9828 | 17 | 0 | 0 | 0 | 0 | 0 | 2563.1082 | 2070 | 1348.8449 | 1142.2805 | 54.9828 | 0 | 0 | 0 | 0 | 0 | 0 | 2546.1082
2073 | 22.3899 | 22.3899 | 22.3899 | 0.01 | 0.01 | 0.01 | 0.01 | 0.01 | 0.01 | 2073 | 1089.3675 | 1089.3675 | 1089.3675 | 1277.9119 | 1742.1432 | 1742.1432 | 1970.621 | 1445.5069 | 1970.621 | 2071 | 874.7525 | 0 | 71.2027 | 0 | 0 | 0 | 0 | 945.9552 |  | 2071 | 874.7525 | 0 | 71.2027 | 0 | 0 | 0 | 0 | 945.9552 | 2071 | 874.7525 | 0 | 71.2027 | 0 | 0 | 0 | 0 | 945.9552 | 2071 | 920.7921 | 577.1948 | 76.9759 | 0 | 0 | 0 | 0 | 1574.9628 | 2071 | 920.7921 | 577.1948 | 76.9759 | 0 | 0 | 0 | 0 | 1574.9628 | 2071 | 920.7921 | 577.1948 | 76.9759 | 0 | 0 | 0 | 0 | 1574.9628 | 2071 | 936.1386 | 1154.3895 | 96.2199 | 0 | 0 | 0 | 0 | 0 | 0 | 2186.7481 | 2071 | 936.1386 | 1154.3895 | 96.2199 | 17 | 0 | 0 | 0 | 0 | 0 | 2203.7481 | 2071 | 936.1386 | 1154.3895 | 96.2199 | 0 | 0 | 0 | 0 | 0 | 0 | 2186.7481
2074 | 12.3675 | 13.0305 | 12.9218 | 0.01 | 0.01 | 0.01 | 0.01 | 0.01 | 0.01 | 2074 | 1298.4197 | 1298.4197 | 1298.4197 | 1703.0634 | 1703.0634 | 1703.0634 | 1926.4159 | 1926.4159 | 1926.4159 | 2072 | 912.3762 | 0 | 132.2337 | 0 | 0 | 0 | 0 | 1044.6099 |  | 2072 | 912.3762 | 0 | 132.2337 | 0 | 0 | 0 | 0 | 1044.6099 | 2072 | 912.3762 | 0 | 132.2337 | 0 | 0 | 0 | 0 | 1044.6099 | 2072 | 960.396 | 671.0394 | 142.9553 | 0 | 0 | 0 | 0 | 1774.3907 | 2072 | 960.396 | 671.0394 | 142.9553 | 0 | 0 | 0 | 0 | 1774.3907 | 2072 | 960.396 | 671.0394 | 142.9553 | 0 | 0 | 0 | 0 | 1774.3907 | 2072 | 976.4026 | 1342.0787 | 178.6942 | 0 | 0 | 0 | 0 | 0 | 0 | 2497.1755 | 2072 | 976.4026 | 1342.0787 | 178.6942 | 17 | 0 | 0 | 0 | 0 | 0 | 2514.1755 | 2072 | 438.7912 | 1342.0787 | 178.6942 | 0 | 0 | 0 | 0 | 0 | 0 | 1959.5641
2075 | 1.2784 | 11.4179 | 11.4179 | 0.01 | 0.01 | 0.01 | 0.01 | 0.01 | 0.01 | 2075 | 1407.3731 | 1407.3731 | 1407.3731 | 1650.9569 | 1650.9569 | 1650.9569 | 1867.4758 | 1867.4758 | 1867.4758 | 2073 | 865.3465 | 0 | 213.6082 | 0 | 0 | 0 | 0 | 1078.9548 |  | 2073 | 865.3465 | 0 | 213.6082 | 0 | 0 | 0 | 0 | 1078.9548 | 2073 | 865.3465 | 0 | 213.6082 | 0 | 0 | 0 | 0 | 1078.9548 | 2073 | 221.8825 | 740.666 | 230.9278 | 0 | 0 | 0 | 0 | 1193.4764 | 2073 | 686.1139 | 740.666 | 230.9278 | 0 | 0 | 0 | 0 | 1657.7077 | 2073 | 686.1139 | 740.666 | 230.9278 | 0 | 0 | 0 | 0 | 1657.7077 | 2073 | 116.1937 | 1481.332 | 288.6598 | 0 | 0 | 0 | 0 | 0 | 0 | 1886.1855 | 2073 | 278.5943 | 1481.332 | 288.6598 | 17 | 0 | 0 | 0 | 0 | 0 | 2065.5861 | 2073 | 116.1937 | 1481.332 | 288.6598 | 0 | 0 | 0 | 0 | 0 | 0 | 1886.1855
2076 | 1.2784 | 11.4179 | 11.4179 | 0.01 | 0.01 | 0.01 | 0.01 | 0.01 | 0.01 | 2076 | 1378.5009 | 1378.5009 | 1378.5009 | 1617.0876 | 1617.0876 | 1617.0876 | 1829.1647 | 1829.1647 | 1829.1647 | 2074 | 959.4059 | 0 | 356.0137 | 0 | 0 | 0 | 0 | 1315.4197 |  | 2074 | 959.4059 | 0 | 356.0137 | 0 | 0 | 0 | 0 | 1315.4197 | 2074 | 959.4059 | 0 | 356.0137 | 0 | 0 | 0 | 0 | 1315.4197 | 2074 | 425.4736 | 808.2745 | 384.8797 | 0 | 0 | 0 | 0 | 1618.6278 | 2074 | 425.4736 | 808.2745 | 384.8797 | 0 | 0 | 0 | 0 | 1618.6278 | 2074 | 425.4736 | 808.2745 | 384.8797 | 0 | 0 | 0 | 0 | 1618.6278 | 2074 | 0 | 1616.5489 | 481.0997 | 0 | 0 | 0 | 0 | 0 | 0 | 2097.6486 | 2074 | 244.3318 | 1616.5489 | 481.0997 | 17 | 0 | 0 | 0 | 0 | 0 | 2358.9804 | 2074 | 244.3318 | 1616.5489 | 481.0997 | 0 | 0 | 0 | 0 | 0 | 0 | 2341.9804
2077 | 1.2784 | 6.5184 | 6.5184 | 0.01 | 0.01 | 0.01 | 0.01 | 0.01 | 0.01 | 2077 | 1350.7393 | 1350.7393 | 1350.7393 | 1584.5211 | 1584.5211 | 1584.5211 | 1792.3271 | 1792.3271 | 1792.3271 | 2075 | 1100.495 | 0 | 549.2784 | 0 | 0 | 0 | 0 | 1649.7734 |  | 2075 | 1100.495 | 0 | 549.2784 | 0 | 0 | 0 | 0 | 1649.7734 | 2075 | 1100.495 | 0 | 549.2784 | 0 | 0 | 0 | 0 | 1649.7734 | 2075 | 113.9784 | 858.7286 | 593.8144 | 0 | 0 | 0 | 0 | 1566.5213 | 2075 | 113.9784 | 858.7286 | 593.8144 | 0 | 0 | 0 | 0 | 1566.5213 | 2075 | 613.9784 | 858.7286 | 593.8144 | 0 | 0 | 0 | 0 | 2066.5213 | 2075 | 0 | 1717.4571 | 742.268 | 0 | 0 | 0 | 0 | 0 | 0 | 2459.7252 | 2075 | 0 | 1717.4571 | 742.268 | 17 | 0 | 0 | 0 | 0 | 0 | 2476.7252 | 2075 | 56.4151 | 1717.4571 | 742.268 | 0 | 0 | 0 | 0 | 0 | 0 | 2516.1403
2078 | 1.2784 | 6.5184 | 6.5184 | 0.01 | 0.01 | 0.01 | 0.01 | 0.01 | 0.01 | 2078 | 1364.0649 | 1364.0649 | 1364.0649 | 1600.153 | 1600.153 | 1600.153 | 1810.0092 | 1810.0092 | 1810.0092 | 2076 | 1194.5545 | 0 | 656.0825 | 0 | 0 | 0 | 0 | 1850.6369 |  | 2076 | 1194.5545 | 0 | 656.0825 | 0 | 0 | 0 | 0 | 1850.6369 | 2076 | 1194.5545 | 0 | 656.0825 | 0 | 0 | 0 | 0 | 1850.6369 | 2076 | 0 | 883.9556 | 709.2784 | 0 | 0 | 0 | 0 | 1593.234 | 2076 | 0 | 883.9556 | 709.2784 | 0 | 0 | 0 | 0 | 1593.234 | 2076 | 439.4182 | 883.9556 | 709.2784 | 0 | 0 | 0 | 0 | 2032.6521 | 2076 | 590.22 | 1767.9112 | 886.5979 | 0 | 0 | 0 | 0 | 0 | 0 | 3244.7292 | 2076 | 0 | 1767.9112 | 886.5979 | 17 | 0 | 0 | 0 | 0 | 0 | 2671.5091 | 2076 | 0 | 1767.9112 | 886.5979 | 0 | 0 | 0 | 0 | 0 | 0 | 2654.5091
2079 | 1.2784 | 11.4179 | 11.4179 | 14.108 | 14.022 | 14.022 | 0.01 | 0.01 | 0.01 | 2079 | 1408.4835 | 1408.4835 | 1408.4835 | 1188.0282 | 1188.0282 | 1188.0282 | 1868.9493 | 1343.8352 | 1868.9493 | 2077 | 1392.0792 | 0 | 645.9107 | 0 | 0 | 0 | 0 | 2037.9899 |  | 2077 | 1392.0792 | 0 | 645.9107 | 0 | 0 | 0 | 0 | 2037.9899 | 2077 | 1392.0792 | 0 | 645.9107 | 0 | 0 | 0 | 0 | 2037.9899 | 2077 | 0 | 899.0918 | 698.2818 | 0 | 0 | 0 | 0 | 1597.3736 | 2077 | 0 | 899.0918 | 698.2818 | 0 | 0 | 0 | 0 | 1597.3736 | 2077 | 402.7119 | 899.0918 | 698.2818 | 0 | 0 | 0 | 0 | 2000.0856 | 2077 | 0 | 1798.1837 | 872.8522 | 0 | 0 | 0 | 0 | 0 | 0 | 2671.0359 | 2077 | 0 | 1798.1837 | 872.8522 | 17 | 0 | 0 | 0 | 0 | 0 | 2688.0359 | 2077 | 18.6532 | 1798.1837 | 872.8522 | 0 | 0 | 0 | 0 | 0 | 0 | 2689.6891
2080 | 17.4412 | 17.4412 | 17.4412 | 17.8837 | 15.641 | 15.641 | 0.01 | 0.01 | 0.01 | 2080 | 1029.4023 | 1029.4023 | 1029.4023 | 1207.5681 | 1207.5681 | 1207.5681 | 1365.9377 | 1891.0519 | 1891.0519 | 2078 | 1420.297 | 0 | 493.3333 | 0 | 0 | 0 | 0 | 1913.6304 |  | 2078 | 1420.297 | 0 | 493.3333 | 0 | 0 | 0 | 0 | 1913.6304 | 2078 | 1420.297 | 0 | 493.3333 | 0 | 0 | 0 | 0 | 1913.6304 | 2078 | 173.8571 | 905.1463 | 533.3333 | 0 | 0 | 0 | 0 | 1612.3367 | 2078 | 173.8571 | 905.1463 | 533.3333 | 0 | 0 | 0 | 0 | 1612.3367 | 2078 | 673.8571 | 905.1463 | 533.3333 | 0 | 0 | 0 | 0 | 2112.3367 | 2078 | 1519.967 | 1810.2926 | 666.6667 | 0 | 0 | 0 | 0 | 0 | 0 | 3996.9263 | 2078 | 1519.967 | 1810.2926 | 666.6667 | 17 | 0 | 0 | 0 | 0 | 0 | 4013.9263 | 2078 | 1519.967 | 1810.2926 | 666.6667 | 0 | 0 | 0 | 0 | 0 | 0 | 3996.9263
2081 | 20.9838 | 20.9838 | 20.9838 | 13.6685 | 13.6685 | 13.6685 | 0.01 | 0.01 | 0.01 | 2081 | 1039.3965 | 1039.3965 | 1039.3965 | 1219.2921 | 1219.2921 | 1219.2921 | 1904.3134 | 1904.3134 | 1904.3134 | 2079 | 1467.3267 | 0 | 289.8969 | 0 | 0 | 0 | 0 | 1757.2236 |  | 2079 | 1467.3267 | 0 | 289.8969 | 0 | 0 | 0 | 0 | 1757.2236 | 2079 | 1467.3267 | 0 | 289.8969 | 0 | 0 | 0 | 0 | 1757.2236 | 2079 | 1544.5545 | 887.9919 | 313.4021 | 0 | 0 | 0 | 0 | 2745.9484 | 2079 | 1544.5545 | 887.9919 | 313.4021 | 0 | 0 | 0 | 0 | 2745.9484 | 2079 | 1544.5545 | 887.9919 | 313.4021 | 0 | 0 | 0 | 0 | 2745.9484 | 2079 | 1570.297 | 1775.9839 | 391.7526 | 0 | 0 | 0 | 0 | 0 | 0 | 3738.0335 | 2079 | 1570.297 | 1775.9839 | 391.7526 | 17 | 0 | 0 | 0 | 0 | 0 | 3755.0335 | 2079 | 1570.297 | 1775.9839 | 391.7526 | 0 | 0 | 0 | 0 | 0 | 0 | 3738.0335
2082 | 20.9838 | 20.9838 | 20.9838 | 14.53 | 14.022 | 14.022 | 0.01 | 0.01 | 0.01 | 2082 | 1098.2512 | 1098.2512 | 1098.2512 | 1288.3332 | 1288.3332 | 1288.3332 | 1457.2949 | 1457.2949 | 1457.2949 | 2080 | 1768.3168 | 0 | 101.7182 | 0 | 0 | 0 | 0 | 1870.035 |  | 2080 | 1768.3168 | 0 | 101.7182 | 0 | 0 | 0 | 0 | 1870.035 | 2080 | 1768.3168 | 0 | 101.7182 | 0 | 0 | 0 | 0 | 1870.035 | 2080 | 1861.3861 | 864.783 | 109.9656 | 0 | 0 | 0 | 0 | 2836.1348 | 2080 | 1861.3861 | 864.783 | 109.9656 | 0 | 0 | 0 | 0 | 2836.1348 | 2080 | 1861.3861 | 864.783 | 109.9656 | 0 | 0 | 0 | 0 | 2836.1348 | 2080 | 1014.1028 | 1729.5661 | 137.457 | 0 | 0 | 0 | 0 | 0 | 0 | 2881.126 | 2080 | 1839.7404 | 1729.5661 | 137.457 | 17 | 0 | 0 | 0 | 0 | 0 | 3723.7635 | 2080 | 1282.6628 | 1729.5661 | 137.457 | 0 | 0 | 0 | 0 | 0 | 0 | 3149.6859
2083 | 20.9838 | 20.9838 | 20.9838 | 13.6917 | 13.6917 | 13.6917 | 0.01 | 0.01 | 0.01 | 2083 | 1091.5884 | 1091.5884 | 1091.5884 | 1280.5172 | 1280.5172 | 1280.5172 | 1973.5681 | 1973.5681 | 1448.4539 | 2081 | 1740.099 | 0 | 15.2577 | 0 | 0 | 0 | 0 | 1755.3567 |  | 2081 | 1740.099 | 0 | 15.2577 | 0 | 0 | 0 | 0 | 1755.3567 | 2081 | 1740.099 | 0 | 15.2577 | 0 | 0 | 0 | 0 | 1755.3567 | 2081 | 1831.6832 | 842.5832 | 16.4948 | 0 | 0 | 0 | 0 | 2690.7613 | 2081 | 1831.6832 | 842.5832 | 16.4948 | 0 | 0 | 0 | 0 | 2690.7613 | 2081 | 1831.6832 | 842.5832 | 16.4948 | 0 | 0 | 0 | 0 | 2690.7613 | 2081 | 1862.2112 | 1685.1665 | 20.6186 | 0 | 0 | 0 | 0 | 0 | 0 | 3567.9963 | 2081 | 1862.2112 | 1685.1665 | 20.6186 | 17 | 0 | 0 | 0 | 0 | 0 | 3584.9963 | 2081 | 1508.4029 | 1685.1665 | 20.6186 | 0 | 0 | 0 | 0 | 0 | 0 | 3214.188
2084 | 17.8837 | 17.8837 | 17.8837 | 5.5977 | 5.5977 | 5.5977 | 0.01 | 0.01 | 0.01 | 2084 | 1020.5186 | 1020.5186 | 1020.5186 | 1197.1468 | 1197.1468 | 1197.1468 | 1879.2638 | 1879.2638 | 1879.2638 | 2082 | 1768.3168 | 0 | 0 | 0 | 0 | 0 | 0 | 1768.3168 |  | 2082 | 1768.3168 | 0 | 0 | 0 | 0 | 0 | 0 | 1768.3168 | 2082 | 1768.3168 | 0 | 0 | 0 | 0 | 0 | 0 | 1768.3168 | 2082 | 1861.3861 | 854.6922 | 0 | 0 | 0 | 0 | 0 | 2716.0784 | 2082 | 1861.3861 | 854.6922 | 0 | 0 | 0 | 0 | 0 | 2716.0784 | 2082 | 1861.3861 | 854.6922 | 0 | 0 | 0 | 0 | 0 | 2716.0784 | 2082 | 1892.4092 | 1709.3845 | 0 | 0 | 0 | 0 | 0 | 0 | 0 | 3601.7937 | 2082 | 1892.4092 | 1709.3845 | 0 | 17 | 0 | 0 | 0 | 0 | 0 | 3618.7937 | 2082 | 1892.4092 | 1709.3845 | 0 | 0 | 0 | 0 | 0 | 0 | 0 | 3601.7937
2085 | 14.9898 | 14.9898 | 14.9898 | 1.1461 | 1.1461 | 1.1461 | 0.01 | 0.01 | 0.01 | 2085 | 958.3325 | 958.3325 | 958.3325 | 1124.1977 | 1124.1977 | 1124.1977 | 1796.7476 | 1796.7476 | 1796.7476 | 2083 | 1730.6931 | 0 | 0 | 0 | 0 | 0 | 0 | 1730.6931 |  | 2083 | 1730.6931 | 0 | 0 | 0 | 0 | 0 | 0 | 1730.6931 | 2083 | 1730.6931 | 0 | 0 | 0 | 0 | 0 | 0 | 1730.6931 | 2083 | 1821.7822 | 841.5742 | 0 | 0 | 0 | 0 | 0 | 2663.3563 | 2083 | 1821.7822 | 841.5742 | 0 | 0 | 0 | 0 | 0 | 2663.3563 | 2083 | 1821.7822 | 841.5742 | 0 | 0 | 0 | 0 | 0 | 2663.3563 | 2083 | 1852.1452 | 1683.1483 | 0 | 0 | 0 | 0 | 0 | 0 | 0 | 3535.2935 | 2083 | 1852.1452 | 1683.1483 | 0 | 17 | 0 | 0 | 0 | 0 | 0 | 3552.2935 | 2083 | 1703.1525 | 1683.1483 | 0 | 0 | 0 | 0 | 0 | 0 | 0 | 3386.3008
2086 | 13.3772 | 13.3772 | 13.3772 | 0.01 | 0.01 | 0.01 | 0.01 | 0.01 | 0.01 | 2086 | 898.3673 | 898.3673 | 898.3673 | 1053.8539 | 1518.0853 | 1518.0853 | 1192.0643 | 1192.0643 | 1717.1784 | 2084 | 1871.7822 | 0 | 0 | 0 | 0 | 0 | 0 | 1871.7822 |  | 2084 | 1871.7822 | 0 | 0 | 0 | 0 | 0 | 0 | 1871.7822 | 2084 | 1871.7822 | 0 | 0 | 0 | 0 | 0 | 0 | 1871.7822 | 2084 | 1970.297 | 828.4561 | 0 | 0 | 0 | 0 | 0 | 2798.7531 | 2084 | 1970.297 | 828.4561 | 0 | 0 | 0 | 0 | 0 | 2798.7531 | 2084 | 1970.297 | 828.4561 | 0 | 0 | 0 | 0 | 0 | 2798.7531 | 2084 | 1935.3733 | 1656.9122 | 0 | 0 | 0 | 0 | 0 | 0 | 0 | 3592.2855 | 2084 | 1935.3733 | 1656.9122 | 0 | 17 | 0 | 0 | 0 | 0 | 0 | 3609.2855 | 2084 | 1718.3066 | 1656.9122 | 0 | 0 | 0 | 0 | 0 | 0 | 0 | 3375.2188
2087 | 13.0305 | 13.0305 | 13.0305 | 0.01 | 0.01 | 0.01 | 0.01 | 0.01 | 0.01 | 2087 | 858.3905 | 858.3905 | 858.3905 | 1471.1894 | 1471.1894 | 1006.9581 | 1139.0182 | 1139.0182 | 1664.1323 | 2085 | 1843.5644 | 0 | 0 | 0 | 0 | 0 | 0 | 1843.5644 |  | 2085 | 1843.5644 | 0 | 0 | 0 | 0 | 0 | 0 | 1843.5644 | 2085 | 1843.5644 | 0 | 0 | 0 | 0 | 0 | 0 | 1843.5644 | 2085 | 1940.5941 | 810.2926 | 0 | 0 | 0 | 0 | 0 | 2750.8867 | 2085 | 1940.5941 | 810.2926 | 0 | 0 | 0 | 0 | 0 | 2750.8867 | 2085 | 1940.5941 | 810.2926 | 0 | 0 | 0 | 0 | 0 | 2750.8867 | 2085 | 1972.9373 | 1620.5853 | 0 | 0 | 0 | 0 | 0 | 0 | 0 | 3593.5226 | 2085 | 1972.9373 | 1620.5853 | 0 | 17 | 0 | 0 | 0 | 0 | 0 | 3610.5226 | 2085 | 1360.8566 | 1620.5853 | 0 | 0 | 0 | 0 | 0 | 0 | 0 | 2981.4419
2088 | 12.9218 | 13.0305 | 12.9218 | 0.01 | 0.01 | 0.01 | 0.01 | 0.01 | 0.01 | 2088 | 836.1812 | 838.3991 | 836.1812 | 1445.1362 | 980.9048 | 1445.1362 | 1109.5481 | 1109.5481 | 1634.6623 | 2086 | 1815.3465 | 0 | 0 | 0 | 0 | 0 | 0 | 1815.3465 |  | 2086 | 1815.3465 | 0 | 0 | 0 | 0 | 0 | 0 | 1815.3465 | 2086 | 1815.3465 | 0 | 0 | 0 | 0 | 0 | 0 | 1815.3465 | 2086 | 1910.8911 | 784.0565 | 0 | 0 | 0 | 0 | 0 | 2694.9476 | 2086 | 1910.8911 | 784.0565 | 0 | 0 | 0 | 0 | 0 | 2694.9476 | 2086 | 1910.8911 | 784.0565 | 0 | 0 | 0 | 0 | 0 | 2694.9476 | 2086 | 1561.0261 | 1568.113 | 0 | 0 | 0 | 0 | 0 | 0 | 0 | 3129.1392 | 2086 | 1561.0261 | 1568.113 | 0 | 17 | 0 | 0 | 0 | 0 | 0 | 3146.1392 | 2086 | 1012.7693 | 1568.113 | 0 | 0 | 0 | 0 | 0 | 0 | 0 | 2580.8823
2089 | 11.4179 | 11.4179 | 11.4179 | 0.01 | 0.01 | 0.01 | 0.01 | 0.01 | 0.01 | 2089 | 1230.8089 | 1230.8089 | 1230.8089 | 979.6022 | 1443.8335 | 979.6022 | 1108.0746 | 1633.1888 | 1633.1888 | 2087 | 1674.2574 | 0 | 0 | 0 | 0 | 0 | 0 | 1674.2574 |  | 2087 | 1674.2574 | 0 | 0 | 0 | 0 | 0 | 0 | 1674.2574 | 2087 | 1674.2574 | 0 | 0 | 0 | 0 | 0 | 0 | 1674.2574 | 2087 | 1762.3762 | 798.1837 | 0 | 0 | 0 | 0 | 0 | 2560.5599 | 2087 | 1762.3762 | 798.1837 | 0 | 0 | 0 | 0 | 0 | 2560.5599 | 2087 | 1762.3762 | 798.1837 | 0 | 0 | 0 | 0 | 0 | 2560.5599 | 2087 | 1613.813 | 1596.3673 | 0 | 0 | 0 | 0 | 0 | 0 | 0 | 3210.1803 | 2087 | 1425.0328 | 1596.3673 | 0 | 17 | 0 | 0 | 0 | 0 | 0 | 3038.4001 | 2087 | 820.4671 | 1596.3673 | 0 | 0 | 0 | 0 | 0 | 0 | 0 | 2416.8344
2090 | 11.7919 | 11.7919 | 11.7919 | 0.01 | 0.01 | 0.01 | 0.01 | 0.01 | 0.01 | 2090 | 1237.4717 | 1237.4717 | 1237.4717 | 1346.5335 | 987.4182 | 987.4182 | 1642.0298 | 1642.0298 | 1642.0298 | 2088 | 1796.5347 | 0 | 0 | 0 | 0 | 0 | 0 | 1796.5347 |  | 2088 | 1796.5347 | 0 | 0 | 0 | 0 | 0 | 0 | 1796.5347 | 2088 | 1796.5347 | 0 | 0 | 0 | 0 | 0 | 0 | 1796.5347 | 2088 | 1891.0891 | 815.338 | 0 | 0 | 0 | 0 | 0 | 2706.4272 | 2088 | 1891.0891 | 815.338 | 0 | 0 | 0 | 0 | 0 | 2706.4272 | 2088 | 1891.0891 | 815.338 | 0 | 0 | 0 | 0 | 0 | 2706.4272 | 2088 | 0 | 1630.6761 | 0 | 0 | 0 | 0 | 0 | 0 | 0 | 1630.6761 | 2088 | 0 | 1630.6761 | 0 | 17 | 0 | 0 | 0 | 0 | 0 | 1647.6761 | 2088 | 0 | 1630.6761 | 0 | 0 | 0 | 0 | 0 | 0 | 0 | 1630.6761
2091 | 12.3675 | 12.3675 | 12.3675 | 0.01 | 0.01 | 0.01 | 0.01 | 0.01 | 0.01 | 2091 | 1278.559 | 1278.559 | 1278.559 | 1035.6167 | 1141.0507 | 1499.848 | 1171.4352 | 1696.5494 | 1696.5494 | 2089 | 1815.3465 | 0 | 0 | 0 | 0 | 0 | 0 | 1815.3465 |  | 2089 | 1815.3465 | 0 | 0 | 0 | 0 | 0 | 0 | 1815.3465 | 2089 | 1815.3465 | 0 | 0 | 0 | 0 | 0 | 0 | 1815.3465 | 2089 | 1910.8911 | 815.338 | 0 | 0 | 0 | 0 | 0 | 2726.2291 | 2089 | 1910.8911 | 815.338 | 0 | 0 | 0 | 0 | 0 | 2726.2291 | 2089 | 1910.8911 | 815.338 | 0 | 0 | 0 | 0 | 0 | 2726.2291 | 2089 | 0 | 1630.6761 | 0 | 0 | 0 | 0 | 0 | 0 | 0 | 1630.6761 | 2089 | 0 | 1630.6761 | 0 | 17 | 0 | 0 | 0 | 0 | 0 | 1647.6761 | 2089 | 0 | 1630.6761 | 0 | 0 | 0 | 0 | 0 | 0 | 0 | 1630.6761
2092 | 13.0305 | 13.0305 | 13.0305 | 0.01 | 0.01 | 0.01 | 0.01 | 0.01 | 0.01 | 2092 | 992.7569 | 992.7569 | 992.7569 | 1164.5803 | 1628.8116 | 1164.5803 | 1317.3121 | 1842.4262 | 1317.3121 | 2090 | 1937.6238 | 0 | 0 | 0 | 0 | 0 | 0 | 1937.6238 |  | 2090 | 1937.6238 | 0 | 0 | 0 | 0 | 0 | 0 | 1937.6238 | 2090 | 1937.6238 | 0 | 0 | 0 | 0 | 0 | 0 | 1937.6238 | 2090 | 2039.604 | 829.4652 | 0 | 0 | 0 | 0 | 0 | 2869.0691 | 2090 | 2039.604 | 829.4652 | 0 | 0 | 0 | 0 | 0 | 2869.0691 | 2090 | 2039.604 | 829.4652 | 0 | 0 | 0 | 0 | 0 | 2869.0691 | 2090 | 0 | 1658.9304 | 0 | 0 | 0 | 0 | 0 | 0 | 0 | 1658.9304 | 2090 | 0 | 1658.9304 | 0 | 17 | 0 | 0 | 0 | 0 | 0 | 1675.9304 | 2090 | 0 | 1658.9304 | 0 | 0 | 0 | 0 | 0 | 0 | 0 | 1658.9304
2093 | 13.0305 | 13.0305 | 13.0305 | 0.01 | 0.01 | 0.01 | 0.01 | 0.01 | 0.01 | 2093 | 1104.914 | 1104.914 | 1104.914 | 1760.3805 | 1296.1492 | 1296.1492 | 1466.1359 | 1466.1359 | 1991.2501 | 2091 | 1956.4356 | 0 | 0 | 0 | 0 | 0 | 0 | 1956.4356 |  | 2091 | 1956.4356 | 0 | 0 | 0 | 0 | 0 | 0 | 1956.4356 | 2091 | 1956.4356 | 0 | 0 | 0 | 0 | 0 | 0 | 1956.4356 | 2091 | 2059.4059 | 834.5106 | 0 | 0 | 0 | 0 | 0 | 2893.9165 | 2091 | 2059.4059 | 834.5106 | 0 | 0 | 0 | 0 | 0 | 2893.9165 | 2091 | 2059.4059 | 834.5106 | 0 | 0 | 0 | 0 | 0 | 2893.9165 | 2091 | 0 | 1669.0212 | 0 | 0 | 0 | 0 | 0 | 0 | 0 | 1669.0212 | 2091 | 0 | 1669.0212 | 0 | 17 | 0 | 0 | 0 | 0 | 0 | 1686.0212 | 2091 | 0 | 1669.0212 | 0 | 0 | 0 | 0 | 0 | 0 | 0 | 1669.0212
2094 | 13.0305 | 13.0305 | 13.0305 | 0.01 | 0.01 | 0.01 | 0.01 | 0.01 | 0.01 | 2094 | 1232.6177 | 1232.6177 | 1232.6177 | 1910.1867 | 1910.1867 | 1445.9553 | 1635.5888 | 1635.5888 | 1635.5888 | 2092 | 1975.2475 | 0 | 0 | 0 | 0 | 0 | 0 | 1975.2475 |  | 2092 | 1975.2475 | 0 | 0 | 0 | 0 | 0 | 0 | 1975.2475 | 2092 | 1975.2475 | 0 | 0 | 0 | 0 | 0 | 0 | 1975.2475 | 2092 | 2079.2079 | 847.6287 | 0 | 0 | 0 | 0 | 0 | 2926.8366 | 2092 | 2079.2079 | 847.6287 | 0 | 0 | 0 | 0 | 0 | 2926.8366 | 2092 | 2079.2079 | 847.6287 | 0 | 0 | 0 | 0 | 0 | 2926.8366 | 2092 | 0 | 1695.2573 | 0 | 0 | 0 | 0 | 0 | 0 | 0 | 1695.2573 | 2092 | 165.7025 | 1695.2573 | 0 | 17 | 0 | 0 | 0 | 0 | 0 | 1877.9598 | 2092 | 275.3019 | 1695.2573 | 0 | 0 | 0 | 0 | 0 | 0 | 0 | 1970.5592
2095 | 13.3772 | 13.3772 | 13.3772 | 0.01 | 0.01 | 0.01 | 0.01 | 0.01 | 0.01 | 2095 | 1287.0305 | 1287.0305 | 1287.0305 | 1974.0172 | 1509.7858 | 1509.7858 | 1707.7905 | 2232.9047 | 1707.7905 | 2093 | 1824.7525 | 0 | 10.1718 | 0 | 0 | 0 | 0 | 1834.9243 |  | 2093 | 1824.7525 | 0 | 10.1718 | 0 | 0 | 0 | 0 | 1834.9243 | 2093 | 1824.7525 | 0 | 10.1718 | 0 | 0 | 0 | 0 | 1834.9243 | 2093 | 1920.7921 | 827.447 | 10.9966 | 0 | 0 | 0 | 0 | 2759.2357 | 2093 | 1920.7921 | 827.447 | 10.9966 | 0 | 0 | 0 | 0 | 2759.2357 | 2093 | 1920.7921 | 827.447 | 10.9966 | 0 | 0 | 0 | 0 | 2759.2357 | 2093 | 0 | 1654.894 | 13.7457 | 0 | 0 | 0 | 0 | 0 | 0 | 1668.6398 | 2093 | 212.978 | 1654.894 | 13.7457 | 17 | 0 | 0 | 0 | 0 | 0 | 1898.6178 | 2093 | 738.0922 | 1654.894 | 13.7457 | 0 | 0 | 0 | 0 | 0 | 0 | 2406.7319
2096 | 14.9898 | 14.9898 | 14.9898 | 1.1461 | 1.1461 | 1.1461 | 0.01 | 0.01 | 0.01 | 2096 | 1283.6991 | 1283.6991 | 1283.6991 | 1505.8778 | 1505.8778 | 1505.8778 | 1703.37 | 2228.4841 | 2228.4841 | 2094 | 1947.0297 | 0 | 45.7732 | 0 | 0 | 0 | 0 | 1992.8029 |  | 2094 | 1947.0297 | 0 | 45.7732 | 0 | 0 | 0 | 0 | 1992.8029 | 2094 | 1947.0297 | 0 | 45.7732 | 0 | 0 | 0 | 0 | 1992.8029 | 2094 | 2049.505 | 846.6196 | 49.4845 | 0 | 0 | 0 | 0 | 2945.6091 | 2094 | 2049.505 | 846.6196 | 49.4845 | 0 | 0 | 0 | 0 | 2945.6091 | 2094 | 2049.505 | 846.6196 | 49.4845 | 0 | 0 | 0 | 0 | 2945.6091 | 2094 | 297.0443 | 1693.2392 | 61.8557 | 0 | 0 | 0 | 0 | 0 | 0 | 2052.1391 | 2094 | 297.0443 | 1693.2392 | 61.8557 | 17 | 0 | 0 | 0 | 0 | 0 | 2069.1391 | 2094 | 297.0443 | 1693.2392 | 61.8557 | 0 | 0 | 0 | 0 | 0 | 0 | 2052.1391
2097 | 14.108 | 14.108 | 14.108 | 0.01 | 0.01 | 0.01 | 0.01 | 0.01 | 0.01 | 2097 | 1267.0421 | 1267.0421 | 1267.0421 | 1950.5692 | 1950.5692 | 1653.5074 | 2206.3816 | 2206.3816 | 2206.3816 | 2095 | 1956.4356 | 0 | 101.7182 | 0 | 0 | 0 | 0 | 2058.1539 |  | 2095 | 1956.4356 | 0 | 101.7182 | 0 | 0 | 0 | 0 | 2058.1539 | 2095 | 1956.4356 | 0 | 101.7182 | 0 | 0 | 0 | 0 | 2058.1539 | 2095 | 2059.4059 | 866.8012 | 109.9656 | 0 | 0 | 0 | 0 | 3036.1728 | 2095 | 2059.4059 | 866.8012 | 109.9656 | 0 | 0 | 0 | 0 | 3036.1728 | 2095 | 2059.4059 | 866.8012 | 109.9656 | 0 | 0 | 0 | 0 | 3036.1728 | 2095 | 2093.7294 | 1733.6024 | 137.457 | 0 | 0 | 0 | 0 | 0 | 0 | 3964.7888 | 2095 | 2093.7294 | 1733.6024 | 137.457 | 17 | 0 | 0 | 0 | 0 | 0 | 3981.7888 | 2095 | 433.1306 | 1733.6024 | 137.457 | 0 | 0 | 0 | 0 | 0 | 0 | 2304.19
2098 | 13.0305 | 13.0305 | 13.0305 | 0.01 | 0.01 | 0.01 | 0.01 | 0.01 | 0.01 | 2098 | 1254.827 | 1254.827 | 1254.827 | 1472.0086 | 1472.0086 | 1472.0086 | 2190.1731 | 2190.1731 | 2190.1731 | 2096 | 2022.2772 | 0 | 183.0928 | 0 | 0 | 0 | 0 | 2205.37 |  | 2096 | 2022.2772 | 0 | 183.0928 | 0 | 0 | 0 | 0 | 2205.37 | 2096 | 2022.2772 | 0 | 183.0928 | 0 | 0 | 0 | 0 | 2205.37 | 2096 | 2128.7129 | 848.6377 | 197.9381 | 0 | 0 | 0 | 0 | 3175.2888 | 2096 | 2128.7129 | 848.6377 | 197.9381 | 0 | 0 | 0 | 0 | 3175.2888 | 2096 | 2128.7129 | 848.6377 | 197.9381 | 0 | 0 | 0 | 0 | 3175.2888 | 2096 | 2164.1914 | 1697.2755 | 247.4227 | 0 | 0 | 0 | 0 | 0 | 0 | 4108.8896 | 2096 | 2164.1914 | 1697.2755 | 247.4227 | 17 | 0 | 0 | 0 | 0 | 0 | 4125.8896 | 2096 | 2164.1914 | 1697.2755 | 247.4227 | 0 | 0 | 0 | 0 | 0 | 0 | 4108.8896
2099 | 13.0305 | 13.0305 | 13.0305 | 0.01 | 0.01 | 0.01 | 0.01 | 0.01 | 0.01 | 2099 | 1297.0247 | 1297.0247 | 1297.0247 | 1521.5098 | 1521.5098 | 1521.5098 | 2246.1662 | 2246.1662 | 2246.1662 | 2097 | 2069.3069 | 0 | 300.0687 | 0 | 0 | 0 | 0 | 2369.3757 |  | 2097 | 2069.3069 | 0 | 300.0687 | 0 | 0 | 0 | 0 | 2369.3757 | 2097 | 2069.3069 | 0 | 300.0687 | 0 | 0 | 0 | 0 | 2369.3757 | 2097 | 2178.2178 | 833.5015 | 324.3986 | 0 | 0 | 0 | 0 | 3336.118 | 2097 | 2178.2178 | 833.5015 | 324.3986 | 0 | 0 | 0 | 0 | 3336.118 | 2097 | 2178.2178 | 833.5015 | 324.3986 | 0 | 0 | 0 | 0 | 3336.118 | 2097 | 1155.3983 | 1667.003 | 405.4983 | 0 | 0 | 0 | 0 | 0 | 0 | 3227.8996 | 2097 | 173.9665 | 1667.003 | 405.4983 | 17 | 0 | 0 | 0 | 0 | 0 | 2263.4678 | 2097 | 49.4448 | 1667.003 | 405.4983 | 0 | 0 | 0 | 0 | 0 | 0 | 2121.9461
2100 | 12.9218 | 13.0305 | 12.9218 | 0.01 | 0.01 | 0.01 | 0.01 | 0.01 | 0.01 | 2100 | 1280.3677 | 1324.4977 | 1324.4977 | 1966.2012 | 1501.9698 | 1966.2012 | 2224.0636 | 2224.0636 | 2224.0636 | 2098 | 2229.2079 | 0 | 366.1856 | 0 | 0 | 0 | 0 | 2595.3935 |  | 2098 | 2229.2079 | 0 | 366.1856 | 0 | 0 | 0 | 0 | 2595.3935 | 2098 | 2229.2079 | 0 | 366.1856 | 0 | 0 | 0 | 0 | 2595.3935 | 2098 | 2346.5347 | 797.1746 | 395.8763 | 0 | 0 | 0 | 0 | 3539.5855 | 2098 | 2346.5347 | 797.1746 | 395.8763 | 0 | 0 | 0 | 0 | 3539.5855 | 2098 | 2346.5347 | 797.1746 | 395.8763 | 0 | 0 | 0 | 0 | 3539.5855 | 2098 | 0 | 1594.3491 | 494.8454 | 0 | 0 | 0 | 0 | 0 | 0 | 2089.1945 | 2098 | 0 | 1594.3491 | 494.8454 | 17 | 0 | 0 | 0 | 0 | 0 | 2106.1945 | 2098 | 0 | 1594.3491 | 494.8454 | 0 | 0 | 0 | 0 | 0 | 0 | 2089.1945
2101 | 12.3675 | 12.9218 | 12.9218 | 0.01 | 0.01 | 0.01 | 0.01 | 0.01 | 0.01 | 2101 | 1560.6592 | 1647.2338 | 1647.2338 | 1932.332 | 1932.332 | 1468.1006 | 2185.7525 | 2185.7525 | 1660.6384 | 2099 | 2200.9901 | 0 | 325.4983 | 0 | 0 | 0 | 0 | 2526.4884 |  | 2099 | 2200.9901 | 0 | 325.4983 | 0 | 0 | 0 | 0 | 2526.4884 | 2099 | 2200.9901 | 0 | 325.4983 | 0 | 0 | 0 | 0 | 2526.4884 | 2099 | 2316.8317 | 785.0656 | 351.89 | 0 | 0 | 0 | 0 | 3453.7873 | 2099 | 2316.8317 | 785.0656 | 351.89 | 0 | 0 | 0 | 0 | 3453.7873 | 2099 | 2316.8317 | 785.0656 | 351.89 | 0 | 0 | 0 | 0 | 3453.7873 | 2099 | 0 | 1570.1312 | 439.8625 | 0 | 0 | 0 | 0 | 0 | 0 | 2009.9937 | 2099 | 151.7369 | 1570.1312 | 439.8625 | 17 | 0 | 0 | 0 | 0 | 0 | 2178.7307 | 2099 | 1186.1333 | 1570.1312 | 439.8625 | 0 | 0 | 0 | 0 | 0 | 0 | 3196.127
2102 | 12.3675 | 12.3675 | 12.3675 | 0.01 | 0.01 | 0.01 | 0.01 | 0.01 | 0.01 | 2102 | 1626.1349 | 1626.1349 | 1626.1349 | 1907.5814 | 1907.5814 | 1907.5814 | 2157.756 | 2157.756 | 1632.6418 | 2100 | 2323.2673 | 0 | 244.1237 | 0 | 0 | 0 | 0 | 2567.391 |  | 2100 | 2323.2673 | 0 | 244.1237 | 0 | 0 | 0 | 0 | 2567.391 | 2100 | 2323.2673 | 0 | 244.1237 | 0 | 0 | 0 | 0 | 2567.391 | 2100 | 2445.5446 | 795.1564 | 263.9175 | 0 | 0 | 0 | 0 | 3504.6185 | 2100 | 2445.5446 | 795.1564 | 263.9175 | 0 | 0 | 0 | 0 | 3504.6185 | 2100 | 2445.5446 | 795.1564 | 263.9175 | 0 | 0 | 0 | 0 | 3504.6185 | 2100 | 1010.3655 | 1590.3128 | 329.8969 | 0 | 0 | 0 | 0 | 0 | 0 | 2930.5752 | 2100 | 1575.8391 | 1590.3128 | 329.8969 | 17 | 0 | 0 | 0 | 0 | 0 | 3513.0489 | 2100 | 719.4184 | 1590.3128 | 329.8969 | 0 | 0 | 0 | 0 | 0 | 0 | 2639.6281
2103 | 11.4179 | 11.4179 | 11.4179 | 0.01 | 0.01 | 0.01 | 0.01 | 0.01 | 0.01 | 2103 | 1603.9256 | 1603.9256 | 1603.9256 | 1881.5281 | 1417.2968 | 1881.5281 | 2128.2859 | 1603.1718 | 1603.1718 | 2101 | 2351.4851 | 0 | 178.0069 | 0 | 0 | 0 | 0 | 2529.492 |  | 2101 | 2351.4851 | 0 | 178.0069 | 0 | 0 | 0 | 0 | 2529.492 | 2101 | 2351.4851 | 0 | 178.0069 | 0 | 0 | 0 | 0 | 2529.492 | 2101 | 2475.2475 | 805.2472 | 192.4399 | 0 | 0 | 0 | 0 | 3472.9346 | 2101 | 2475.2475 | 805.2472 | 192.4399 | 0 | 0 | 0 | 0 | 3472.9346 | 2101 | 2475.2475 | 805.2472 | 192.4399 | 0 | 0 | 0 | 0 | 3472.9346 | 2101 | 1242.0723 | 1610.4944 | 240.5498 | 0 | 0 | 0 | 0 | 0 | 0 | 3093.1166 | 2101 | 0 | 1610.4944 | 240.5498 | 17 | 0 | 0 | 0 | 0 | 0 | 1868.0443 | 2101 | 0 | 1610.4944 | 240.5498 | 0 | 0 | 0 | 0 | 0 | 0 | 1851.0443
2104 | 10.3096 | 11.1093 | 11.1093 | 0.01 | 0.01 | 0.01 | 0.01 | 0.01 | 0.01 | 2104 | 1592.821 | 1592.821 | 1592.821 | 1868.5015 | 1868.5015 | 1404.2701 | 1588.4367 | 1588.4367 | 1588.4367 | 2102 | 2295.0495 | 0 | 111.89 | 0 | 0 | 0 | 0 | 2406.9395 |  | 2102 | 2295.0495 | 0 | 111.89 | 0 | 0 | 0 | 0 | 2406.9395 | 2102 | 2295.0495 | 0 | 111.89 | 0 | 0 | 0 | 0 | 2406.9395 | 2102 | 2415.8416 | 840.5651 | 120.9622 | 0 | 0 | 0 | 0 | 3377.3689 | 2102 | 2415.8416 | 840.5651 | 120.9622 | 0 | 0 | 0 | 0 | 3377.3689 | 2102 | 2415.8416 | 840.5651 | 120.9622 | 0 | 0 | 0 | 0 | 3377.3689 | 2102 | 0 | 1681.1302 | 151.2027 | 0 | 0 | 0 | 0 | 0 | 0 | 1832.3329 | 2102 | 0 | 1681.1302 | 151.2027 | 17 | 0 | 0 | 0 | 0 | 0 | 1849.3329 | 2102 | 0 | 1681.1302 | 151.2027 | 0 | 0 | 0 | 0 | 0 | 0 | 1832.3329
2105 | 10.1159 | 11.1093 | 11.1093 | 0.01 | 0.01 | 0.01 | 0.01 | 0.01 | 0.01 | 2105 | 1569.5012 | 1569.5012 | 1569.5012 | 1841.1456 | 1841.1456 | 1841.1456 | 1557.4932 | 1557.4932 | 1557.4932 | 2103 | 2398.5149 | 0 | 61.0309 | 0 | 0 | 0 | 0 | 2459.5458 |  | 2103 | 2398.5149 | 0 | 61.0309 | 0 | 0 | 0 | 0 | 2459.5458 | 2103 | 2398.5149 | 0 | 61.0309 | 0 | 0 | 0 | 0 | 2459.5458 | 2103 | 2524.7525 | 874.8739 | 65.9794 | 0 | 0 | 0 | 0 | 3465.6057 | 2103 | 2524.7525 | 874.8739 | 65.9794 | 0 | 0 | 0 | 0 | 3465.6057 | 2103 | 2524.7525 | 874.8739 | 65.9794 | 0 | 0 | 0 | 0 | 3465.6057 | 2103 | 0 | 1749.7477 | 82.4742 | 0 | 0 | 0 | 0 | 0 | 0 | 1832.222 | 2103 | 0 | 1749.7477 | 82.4742 | 17 | 0 | 0 | 0 | 0 | 0 | 1849.222 | 2103 | 0 | 1749.7477 | 82.4742 | 0 | 0 | 0 | 0 | 0 | 0 | 1832.222
2106 | 11.1093 | 11.4179 | 11.4179 | 0.01 | 0.01 | 0.01 | 0.01 | 0.01 | 0.01 | 2106 | 1593.9314 | 1593.9314 | 1593.9314 | 1869.8042 | 1869.8042 | 1869.8042 | 1589.9102 | 1589.9102 | 1589.9102 | 2104 | 2426.7327 | 0 | 20.3436 | 0 | 0 | 0 | 0 | 2447.0763 |  | 2104 | 2426.7327 | 0 | 20.3436 | 0 | 0 | 0 | 0 | 2447.0763 | 2104 | 2426.7327 | 0 | 20.3436 | 0 | 0 | 0 | 0 | 2447.0763 | 2104 | 922.1646 | 898.0827 | 21.9931 | 0 | 0 | 0 | 0 | 1842.2404 | 2104 | 2554.4554 | 898.0827 | 21.9931 | 0 | 0 | 0 | 0 | 3474.5313 | 2104 | 2554.4554 | 898.0827 | 21.9931 | 0 | 0 | 0 | 0 | 3474.5313 | 2104 | 1599.9933 | 1796.1655 | 27.4914 | 0 | 0 | 0 | 0 | 0 | 0 | 3423.6502 | 2104 | 1679.9933 | 1796.1655 | 27.4914 | 17 | 0 | 0 | 0 | 0 | 0 | 3520.6502 | 2104 | 1679.9933 | 1796.1655 | 27.4914 | 0 | 0 | 0 | 0 | 0 | 0 | 3503.6502
2107 | 11.1093 | 11.4179 | 11.4179 | 0.01 | 0.01 | 0.01 | 0.01 | 0.01 | 0.01 | 2107 | 1555.0651 | 1555.0651 | 1555.0651 | 1824.211 | 1824.211 | 1824.211 | 2063.4518 | 2063.4518 | 1538.3376 | 2105 | 2520.7921 | 0 | 5.0859 | 0 | 0 | 0 | 0 | 2525.878 |  | 2105 | 2520.7921 | 0 | 5.0859 | 0 | 0 | 0 | 0 | 2525.878 | 2105 | 2520.7921 | 0 | 5.0859 | 0 | 0 | 0 | 0 | 2525.878 | 2105 | 2653.4653 | 912.2099 | 5.4983 | 0 | 0 | 0 | 0 | 3571.1735 | 2105 | 2653.4653 | 912.2099 | 5.4983 | 0 | 0 | 0 | 0 | 3571.1735 | 2105 | 2653.4653 | 912.2099 | 5.4983 | 0 | 0 | 0 | 0 | 3571.1735 | 2105 | 0 | 1824.4198 | 6.8729 | 0 | 0 | 0 | 0 | 0 | 0 | 1831.2926 | 2105 | 1397.9373 | 1824.4198 | 6.8729 | 17 | 0 | 0 | 0 | 0 | 0 | 3246.2299 | 2105 | 85.5629 | 1824.4198 | 6.8729 | 0 | 0 | 0 | 0 | 0 | 0 | 1916.8556
2108 | 11.4179 | 11.4179 | 11.4179 | 0.01 | 0.01 | 0.01 | 0.01 | 0.01 | 0.01 | 2108 | 1471.7801 | 1471.7801 | 1471.7801 | 1262.2799 | 1726.5113 | 1262.2799 | 1427.8248 | 1427.8248 | 1952.939 | 2106 | 2454.9505 | 0 | 0 | 0 | 0 | 0 | 0 | 2454.9505 |  | 2106 | 2454.9505 | 0 | 0 | 0 | 0 | 0 | 0 | 2454.9505 | 2106 | 2454.9505 | 0 | 0 | 0 | 0 | 0 | 0 | 2454.9505 | 2106 | 2584.1584 | 918.2644 | 0 | 0 | 0 | 0 | 0 | 3502.4228 | 2106 | 2584.1584 | 918.2644 | 0 | 0 | 0 | 0 | 0 | 3502.4228 | 2106 | 2584.1584 | 918.2644 | 0 | 0 | 0 | 0 | 0 | 3502.4228 | 2106 | 0 | 1836.5288 | 0 | 0 | 0 | 0 | 0 | 0 | 0 | 1836.5288 | 2106 | 0 | 1836.5288 | 0 | 17 | 0 | 0 | 0 | 0 | 0 | 1853.5288 | 2106 | 0 | 1836.5288 | 0 | 0 | 0 | 0 | 0 | 0 | 0 | 1836.5288
2109 | 11.4179 | 11.4179 | 11.4179 | 0.01 | 0.01 | 0.01 | 0.01 | 0.01 | 0.01 | 2109 | 1382.9428 | 1382.9428 | 1382.9428 | 1158.0669 | 1622.2983 | 1158.0669 | 1309.9446 | 1835.0587 | 1835.0587 | 2107 | 2389.1089 | 0 | 0 | 0 | 0 | 0 | 0 | 2389.1089 |  | 2107 | 2389.1089 | 0 | 0 | 0 | 0 | 0 | 0 | 2389.1089 | 2107 | 2389.1089 | 0 | 0 | 0 | 0 | 0 | 0 | 2389.1089 | 2107 | 38.7934 | 920.2825 | 0 | 0 | 0 | 0 | 0 | 959.0759 | 2107 | 2514.8515 | 920.2825 | 0 | 0 | 0 | 0 | 0 | 3435.134 | 2107 | 2514.8515 | 920.2825 | 0 | 0 | 0 | 0 | 0 | 3435.134 | 2107 | 1676.1709 | 1840.5651 | 0 | 0 | 0 | 0 | 0 | 0 | 0 | 3516.736 | 2107 | 0 | 1840.5651 | 0 | 17 | 0 | 0 | 0 | 0 | 0 | 1857.5651 | 2107 | 0 | 1840.5651 | 0 | 0 | 0 | 0 | 0 | 0 | 0 | 1840.5651
2110 | 11.1093 | 11.4179 | 11.4179 | 0.01 | 0.01 | 0.01 | 0.01 | 0.01 | 0.01 | 2110 | 1320.7567 | 1320.7567 | 1320.7567 | 1549.3492 | 1549.3492 | 1549.3492 | 1227.4284 | 1752.5425 | 1752.5425 | 2108 | 2426.7327 | 0 | 0 | 0 | 0 | 0 | 0 | 2426.7327 |  | 2108 | 2426.7327 | 0 | 0 | 0 | 0 | 0 | 0 | 2426.7327 | 2108 | 2426.7327 | 0 | 0 | 0 | 0 | 0 | 0 | 2426.7327 | 2108 | 2554.4554 | 893.0373 | 0 | 0 | 0 | 0 | 0 | 3447.4928 | 2108 | 2554.4554 | 893.0373 | 0 | 0 | 0 | 0 | 0 | 3447.4928 | 2108 | 2554.4554 | 893.0373 | 0 | 0 | 0 | 0 | 0 | 3447.4928 | 2108 | 883.1311 | 1786.0747 | 0 | 0 | 0 | 0 | 0 | 0 | 0 | 2669.2058 | 2108 | 0 | 1786.0747 | 0 | 17 | 0 | 0 | 0 | 0 | 0 | 1803.0747 | 2108 | 0 | 1786.0747 | 0 | 0 | 0 | 0 | 0 | 0 | 0 | 1786.0747
2111 | 11.4179 | 11.4179 | 11.4179 | 0.01 | 0.01 | 0.01 | 0.01 | 0.01 | 0.01 | 2111 | 1287.4427 | 1287.4427 | 1287.4427 | 1510.2693 | 1510.2693 | 1510.2693 | 1183.2233 | 1183.2233 | 1708.3374 | 2109 | 2295.0495 | 0 | 0 | 0 | 0 | 0 | 0 | 2295.0495 |  | 2109 | 2295.0495 | 0 | 0 | 0 | 0 | 0 | 0 | 2295.0495 | 2109 | 2295.0495 | 0 | 0 | 0 | 0 | 0 | 0 | 2295.0495 | 2109 | 2119.4255 | 856.7104 | 0 | 0 | 0 | 0 | 0 | 2976.1358 | 2109 | 2415.8416 | 856.7104 | 0 | 0 | 0 | 0 | 0 | 3272.552 | 2109 | 2415.8416 | 856.7104 | 0 | 0 | 0 | 0 | 0 | 3272.552 | 2109 | 0 | 1713.4208 | 0 | 0 | 0 | 0 | 0 | 0 | 0 | 1713.4208 | 2109 | 582.9151 | 1713.4208 | 0 | 17 | 0 | 0 | 0 | 0 | 0 | 2313.3359 | 2109 | 668.014 | 1713.4208 | 0 | 0 | 0 | 0 | 0 | 0 | 0 | 2381.4348
2112 | 12.3675 | 13.0305 | 12.9218 | 0.01 | 0.01 | 0.01 | 0.01 | 0.01 | 0.01 | 2112 | 925.9574 | 925.9574 | 925.9574 | 1493.3347 | 1493.3347 | 1493.3347 | 1164.0677 | 1689.1819 | 1689.1819 | 2110 | 2210.396 | 0 | 0 | 0 | 0 | 0 | 0 | 2210.396 |  | 2110 | 2210.396 | 0 | 0 | 0 | 0 | 0 | 0 | 2210.396 | 2110 | 2210.396 | 0 | 0 | 0 | 0 | 0 | 0 | 2210.396 | 2110 | 2165.4117 | 849.6468 | 0 | 0 | 0 | 0 | 0 | 3015.0585 | 2110 | 2326.7327 | 849.6468 | 0 | 0 | 0 | 0 | 0 | 3176.3795 | 2110 | 2166.4117 | 849.6468 | 0 | 0 | 0 | 0 | 0 | 3016.0585 | 2110 | 0 | 1699.2936 | 0 | 0 | 0 | 0 | 0 | 0 | 0 | 1699.2936 | 2110 | 466.4895 | 1699.2936 | 0 | 17 | 0 | 0 | 0 | 0 | 0 | 2182.7831 | 2110 | 246.4895 | 1699.2936 | 0 | 0 | 0 | 0 | 0 | 0 | 0 | 1945.7831
2113 | 11.4179 | 11.4179 | 11.4179 | 0.01 | 0.01 | 0.01 | 0.01 | 0.01 | 0.01 | 2113 | 1269.6752 | 1269.6752 | 1269.6752 | 1025.1954 | 1489.4267 | 1489.4267 | 1684.7614 | 1684.7614 | 1684.7614 | 2111 | 2116.3366 | 0 | 0 | 0 | 0 | 0 | 0 | 2116.3366 |  | 2111 | 2116.3366 | 0 | 0 | 0 | 0 | 0 | 0 | 2116.3366 | 2111 | 2116.3366 | 0 | 0 | 0 | 0 | 0 | 0 | 2116.3366 | 2111 | 2227.7228 | 814.329 | 0 | 0 | 0 | 0 | 0 | 3042.0517 | 2111 | 2227.7228 | 814.329 | 0 | 0 | 0 | 0 | 0 | 3042.0517 | 2111 | 2227.7228 | 814.329 | 0 | 0 | 0 | 0 | 0 | 3042.0517 | 2111 | 0 | 1628.6579 | 0 | 0 | 0 | 0 | 0 | 0 | 0 | 1628.6579 | 2111 | 0 | 1628.6579 | 0 | 17 | 0 | 0 | 0 | 0 | 0 | 1645.6579 | 2111 | 198.7887 | 1628.6579 | 0 | 0 | 0 | 0 | 0 | 0 | 0 | 1827.4466
2114 | 11.4179 | 11.4179 | 11.4179 | 0.01 | 0.01 | 0.01 | 0.01 | 0.01 | 0.01 | 2114 | 1281.8904 | 1281.8904 | 1281.8904 | 1039.5247 | 1055.4686 | 1503.756 | 1175.8558 | 1175.8558 | 1175.8558 | 2112 | 1900 | 0 | 0 | 0 | 0 | 0 | 0 | 1900 |  | 2112 | 1900 | 0 | 0 | 0 | 0 | 0 | 0 | 1900 | 2112 | 1900 | 0 | 0 | 0 | 0 | 0 | 0 | 1900 | 2112 | 2000 | 771.9475 | 0 | 0 | 0 | 0 | 0 | 2771.9475 | 2112 | 2000 | 771.9475 | 0 | 0 | 0 | 0 | 0 | 2771.9475 | 2112 | 2000 | 771.9475 | 0 | 0 | 0 | 0 | 0 | 2771.9475 | 2112 | 0 | 1543.8951 | 0 | 0 | 0 | 0 | 0 | 0 | 0 | 1543.8951 | 2112 | 0 | 1543.8951 | 0 | 17 | 0 | 0 | 0 | 0 | 0 | 1560.8951 | 2112 | 0 | 1543.8951 | 0 | 0 | 0 | 0 | 0 | 0 | 0 | 1543.8951
2115 | 12.3675 | 12.3675 | 12.3675 | 0.01 | 0.01 | 0.01 | 0.01 | 0.01 | 0.01 | 2115 | 1319.6462 | 1319.6462 | 1319.6462 | 1548.0465 | 1083.8152 | 1548.0465 | 1225.9549 | 1225.9549 | 1225.9549 | 2113 | 1683.6634 | 0 | 0 | 0 | 0 | 0 | 0 | 1683.6634 |  | 2113 | 1683.6634 | 0 | 0 | 0 | 0 | 0 | 0 | 1683.6634 | 2113 | 1683.6634 | 0 | 0 | 0 | 0 | 0 | 0 | 1683.6634 | 2113 | 1772.2772 | 738.6478 | 0 | 0 | 0 | 0 | 0 | 2510.9251 | 2113 | 1772.2772 | 738.6478 | 0 | 0 | 0 | 0 | 0 | 2510.9251 | 2113 | 1772.2772 | 738.6478 | 0 | 0 | 0 | 0 | 0 | 2510.9251 | 2113 | 973.8006 | 1477.2957 | 0 | 0 | 0 | 0 | 0 | 0 | 0 | 2451.0962 | 2113 | 533.8006 | 1477.2957 | 0 | 17 | 0 | 0 | 0 | 0 | 0 | 2028.0962 | 2113 | 973.8006 | 1477.2957 | 0 | 0 | 0 | 0 | 0 | 0 | 0 | 2451.0962
2116 | 13.0305 | 13.0305 | 13.0305 | 0.01 | 0.01 | 0.01 | 0.01 | 0.01 | 0.01 | 2116 | 1022.7395 | 1022.7395 | 1022.7395 | 1663.9835 | 1663.9835 | 1663.9835 | 1357.0967 | 1357.0967 | 1357.0967 | 2114 | 1476.7327 | 0 | 0 | 0 | 0 | 0 | 0 | 1476.7327 |  | 2114 | 1476.7327 | 0 | 0 | 0 | 0 | 0 | 0 | 1476.7327 | 2114 | 1476.7327 | 0 | 0 | 0 | 0 | 0 | 0 | 1476.7327 | 2114 | 1554.4554 | 667.003 | 0 | 0 | 0 | 0 | 0 | 2221.4585 | 2114 | 1554.4554 | 667.003 | 0 | 0 | 0 | 0 | 0 | 2221.4585 | 2114 | 1554.4554 | 667.003 | 0 | 0 | 0 | 0 | 0 | 2221.4585 | 2114 | 0 | 1334.0061 | 0 | 0 | 0 | 0 | 0 | 0 | 0 | 1334.0061 | 2114 | 536.8368 | 1334.0061 | 0 | 17 | 0 | 0 | 0 | 0 | 0 | 1887.8429 | 2114 | 756.8368 | 1334.0061 | 0 | 0 | 0 | 0 | 0 | 0 | 0 | 2090.8429
2117 | 14.9898 | 14.9898 | 14.9898 | 3.3937 | 3.3937 | 3.3937 | 0.01 | 0.01 | 0.01 | 2117 | 1119.3501 | 1119.3501 | 1119.3501 | 1313.0838 | 1313.0838 | 1313.0838 | 1485.2915 | 1485.2915 | 1485.2915 | 2115 | 1298.0198 | 0 | 0 | 0 | 0 | 0 | 0 | 1298.0198 |  | 2115 | 1298.0198 | 0 | 0 | 0 | 0 | 0 | 0 | 1298.0198 | 2115 | 1298.0198 | 0 | 0 | 0 | 0 | 0 | 0 | 1298.0198 | 2115 | 1366.3366 | 631.6852 | 0 | 0 | 0 | 0 | 0 | 1998.0218 | 2115 | 1366.3366 | 631.6852 | 0 | 0 | 0 | 0 | 0 | 1998.0218 | 2115 | 1366.3366 | 631.6852 | 0 | 0 | 0 | 0 | 0 | 1998.0218 | 2115 | 0 | 1263.3703 | 0 | 0 | 0 | 0 | 0 | 0 | 0 | 1263.3703 | 2115 | 0 | 1263.3703 | 0 | 17 | 0 | 0 | 0 | 0 | 0 | 1280.3703 | 2115 | 0 | 1263.3703 | 0 | 0 | 0 | 0 | 0 | 0 | 0 | 1263.3703
2118 | 14.9898 | 14.9898 | 14.9898 | 3.3502 | 3.3502 | 3.3502 | 0.01 | 0.01 | 0.01 | 2118 | 1251.4956 | 1251.4956 | 1251.4956 | 1468.1006 | 1468.1006 | 1468.1006 | 1660.6384 | 1660.6384 | 1660.6384 | 2116 | 1034.6535 | 0 | 0 | 0 | 0 | 0 | 0 | 1034.6535 |  | 2116 | 1034.6535 | 0 | 0 | 0 | 0 | 0 | 0 | 1034.6535 | 2116 | 1034.6535 | 0 | 0 | 0 | 0 | 0 | 0 | 1034.6535 | 2116 | 1089.1089 | 565.0858 | 0 | 0 | 0 | 0 | 0 | 1654.1947 | 2116 | 1089.1089 | 565.0858 | 0 | 0 | 0 | 0 | 0 | 1654.1947 | 2116 | 1089.1089 | 565.0858 | 0 | 0 | 0 | 0 | 0 | 1654.1947 | 2116 | 0 | 1130.1715 | 0 | 0 | 0 | 0 | 0 | 0 | 0 | 1130.1715 | 2116 | 0 | 1130.1715 | 0 | 17 | 0 | 0 | 0 | 0 | 0 | 1147.1715 | 2116 | 0 | 1130.1715 | 0 | 0 | 0 | 0 | 0 | 0 | 0 | 1130.1715
2119 | 20.9838 | 27.1486 | 27.1486 | 0.01 | 0.01 | 0.01 | 0.01 | 0.01 | 0.01 | 2119 | 1319.234 | 1319.234 | 1319.234 | 1902.6497 | 1902.6497 | 1547.563 | 1750.5221 | 2275.6363 | 1750.5221 | 2117 | 950 | 0 | 10.1718 | 0 | 0 | 0 | 0 | 960.1718 |  | 2117 | 950 | 0 | 10.1718 | 0 | 0 | 0 | 0 | 960.1718 | 2117 | 950 | 0 | 10.1718 | 0 | 0 | 0 | 0 | 960.1718 | 2117 | 1000 | 495.4591 | 10.9966 | 0 | 0 | 0 | 0 | 1506.4557 | 2117 | 1000 | 495.4591 | 10.9966 | 0 | 0 | 0 | 0 | 1506.4557 | 2117 | 1000 | 495.4591 | 10.9966 | 0 | 0 | 0 | 0 | 1506.4557 | 2117 | 0 | 990.9183 | 13.7457 | 0 | 0 | 0 | 0 | 0 | 0 | 1004.664 | 2117 | 0 | 990.9183 | 13.7457 | 17 | 0 | 0 | 0 | 0 | 0 | 1021.664 | 2117 | 0 | 990.9183 | 13.7457 | 0 | 0 | 0 | 0 | 0 | 0 | 1004.664
2120 | 20.9838 | 26.4836 | 26.4836 | 0.01 | 0.01 | 0.01 | 0.01 | 0.01 | 0.01 | 2120 | 1324.7864 | 1324.7864 | 1324.7864 | 2018.3077 | 2018.3077 | 2018.3077 | 1757.8896 | 1757.8896 | 1757.8896 | 2118 | 931.1881 | 0 | 30.5155 | 0 | 0 | 0 | 0 | 961.7036 |  | 2118 | 931.1881 | 0 | 30.5155 | 0 | 0 | 0 | 0 | 961.7036 | 2118 | 931.1881 | 0 | 30.5155 | 0 | 0 | 0 | 0 | 961.7036 | 2118 | 980.198 | 483.3502 | 32.9897 | 0 | 0 | 0 | 0 | 1496.5379 | 2118 | 980.198 | 483.3502 | 32.9897 | 0 | 0 | 0 | 0 | 1496.5379 | 2118 | 980.198 | 483.3502 | 32.9897 | 0 | 0 | 0 | 0 | 1496.5379 | 2118 | 0 | 966.7003 | 41.2371 | 0 | 0 | 0 | 0 | 0 | 0 | 1007.9374 | 2118 | 0 | 966.7003 | 41.2371 | 17 | 0 | 0 | 0 | 0 | 0 | 1024.9374 | 2118 | 0 | 966.7003 | 41.2371 | 0 | 0 | 0 | 0 | 0 | 0 | 1007.9374
2121 | 17.4412 | 17.4412 | 17.4412 | 0.01 | 0.01 | 0.01 | 0.01 | 0.01 | 0.01 | 2121 | 1319.234 | 1319.234 | 1319.234 | 2011.7944 | 2011.7944 | 2011.7944 | 1750.5221 | 1750.5221 | 1750.5221 | 2119 | 846.5347 | 0 | 61.0309 | 0 | 0 | 0 | 0 | 907.5656 |  | 2119 | 846.5347 | 0 | 61.0309 | 0 | 0 | 0 | 0 | 907.5656 | 2119 | 846.5347 | 0 | 61.0309 | 0 | 0 | 0 | 0 | 907.5656 | 2119 | 891.0891 | 501.5136 | 65.9794 | 0 | 0 | 0 | 0 | 1458.5821 | 2119 | 891.0891 | 501.5136 | 65.9794 | 0 | 0 | 0 | 0 | 1458.5821 | 2119 | 859.0774 | 501.5136 | 65.9794 | 0 | 0 | 0 | 0 | 1426.5704 | 2119 | 0 | 1003.0272 | 82.4742 | 0 | 0 | 0 | 0 | 0 | 0 | 1085.5015 | 2119 | 0 | 1003.0272 | 82.4742 | 17 | 0 | 0 | 0 | 0 | 0 | 1102.5015 | 2119 | 0 | 1003.0272 | 82.4742 | 0 | 0 | 0 | 0 | 0 | 0 | 1085.5015
2122 | 13.0305 | 13.0305 | 13.0305 | 0.01 | 0.01 | 0.01 | 0.01 | 0.01 | 0.01 | 2122 | 1307.0189 | 1387.7954 | 1307.0189 | 1997.4651 | 1533.2337 | 1622.1087 | 1734.3136 | 1734.3136 | 1734.3136 | 2120 | 837.1287 | 0 | 101.7182 | 0 | 0 | 0 | 0 | 938.8469 |  | 2120 | 837.1287 | 0 | 101.7182 | 0 | 0 | 0 | 0 | 938.8469 | 2120 | 837.1287 | 0 | 101.7182 | 0 | 0 | 0 | 0 | 938.8469 | 2120 | 881.1881 | 518.668 | 109.9656 | 0 | 0 | 0 | 0 | 1509.8218 | 2120 | 881.1881 | 518.668 | 109.9656 | 0 | 0 | 0 | 0 | 1509.8218 | 2120 | 881.1881 | 518.668 | 109.9656 | 0 | 0 | 0 | 0 | 1509.8218 | 2120 | 895.8746 | 1037.336 | 137.457 | 0 | 0 | 0 | 0 | 0 | 0 | 2070.6677 | 2120 | 895.8746 | 1037.336 | 137.457 | 17 | 0 | 0 | 0 | 0 | 0 | 2087.6677 | 2120 | 895.8746 | 1037.336 | 137.457 | 0 | 0 | 0 | 0 | 0 | 0 | 2070.6677
2123 | 11.4179 | 11.4179 | 11.4179 | 0.01 | 0.01 | 0.01 | 0.01 | 0.01 | 0.01 | 2123 | 1710.5304 | 1710.5304 | 1710.5304 | 2006.5837 | 2006.5837 | 2006.5837 | 1744.6281 | 1744.6281 | 1744.6281 | 2121 | 1025.2475 | 0 | 142.4055 | 0 | 0 | 0 | 0 | 1167.653 |  | 2121 | 1025.2475 | 0 | 142.4055 | 0 | 0 | 0 | 0 | 1167.653 | 2121 | 1025.2475 | 0 | 142.4055 | 0 | 0 | 0 | 0 | 1167.653 | 2121 | 913.556 | 579.2129 | 153.9519 | 0 | 0 | 0 | 0 | 1646.7208 | 2121 | 1079.2079 | 579.2129 | 153.9519 | 0 | 0 | 0 | 0 | 1812.3727 | 2121 | 1079.2079 | 579.2129 | 153.9519 | 0 | 0 | 0 | 0 | 1812.3727 | 2121 | 1097.1947 | 1158.4258 | 192.4399 | 0 | 0 | 0 | 0 | 0 | 0 | 2448.0604 | 2121 | 1097.1947 | 1158.4258 | 192.4399 | 17 | 0 | 0 | 0 | 0 | 0 | 2465.0604 | 2121 | 1097.1947 | 1158.4258 | 192.4399 | 0 | 0 | 0 | 0 | 0 | 0 | 2448.0604
2124 | 0.01 | 10.3096 | 10.3096 | 0.01 | 0.01 | 0.01 | 0.01 | 0.01 | 0.01 | 2124 | 1670.5536 | 1670.5536 | 1670.5536 | 1959.6879 | 1959.6879 | 1959.6879 | 2216.6961 | 2216.6961 | 1691.582 | 2122 | 1203.9604 | 0 | 167.8351 | 0 | 0 | 0 | 0 | 1371.7954 |  | 2122 | 1203.9604 | 0 | 167.8351 | 0 | 0 | 0 | 0 | 1371.7954 | 2122 | 1203.9604 | 0 | 167.8351 | 0 | 0 | 0 | 0 | 1371.7954 | 2122 | 1267.3267 | 655.9031 | 181.4433 | 0 | 0 | 0 | 0 | 2104.6732 | 2122 | 1267.3267 | 655.9031 | 181.4433 | 0 | 0 | 0 | 0 | 2104.6732 | 2122 | 1267.3267 | 655.9031 | 181.4433 | 0 | 0 | 0 | 0 | 2104.6732 | 2122 | 316.6496 | 1311.8063 | 226.8041 | 0 | 0 | 0 | 0 | 0 | 0 | 1855.26 | 2122 | 316.6496 | 1311.8063 | 226.8041 | 17 | 0 | 0 | 0 | 0 | 0 | 1872.26 | 2122 | 316.6496 | 1311.8063 | 226.8041 | 0 | 0 | 0 | 0 | 0 | 0 | 1855.26
2125 | 4.7796 | 8.3991 | 8.3991 | 0.01 | 0.01 | 0.01 | 0.01 | 0.01 | 0.01 | 2125 | 1663.8908 | 1663.8908 | 1663.8908 | 1951.8719 | 1487.6405 | 1951.8719 | 2207.8551 | 2207.8551 | 1682.7409 | 2123 | 1345.0495 | 0 | 167.8351 | 0 | 0 | 0 | 0 | 1512.8846 |  | 2123 | 1345.0495 | 0 | 167.8351 | 0 | 0 | 0 | 0 | 1512.8846 | 2123 | 1345.0495 | 0 | 167.8351 | 0 | 0 | 0 | 0 | 1512.8846 | 2123 | 1415.8416 | 761.8567 | 181.4433 | 0 | 0 | 0 | 0 | 2359.1416 | 2123 | 1415.8416 | 761.8567 | 181.4433 | 0 | 0 | 0 | 0 | 2359.1416 | 2123 | 1415.8416 | 761.8567 | 181.4433 | 0 | 0 | 0 | 0 | 2359.1416 | 2123 | 0 | 1523.7134 | 226.8041 | 0 | 0 | 0 | 0 | 0 | 0 | 1750.5175 | 2123 | 0 | 1523.7134 | 226.8041 | 17 | 0 | 0 | 0 | 0 | 0 | 1767.5175 | 2123 | 0 | 1523.7134 | 226.8041 | 0 | 0 | 0 | 0 | 0 | 0 | 1750.5175
2126 | 0.01 | 0.01 | 0.01 | 0.01 | 0.01 | 0.01 | 0.01 | 0.01 | 0.01 | 2126 | 1649.4547 | 1649.4547 | 1649.4547 | 1934.9373 | 1470.7059 | 1934.9373 | 1663.5854 | 1663.5854 | 1663.5854 | 2124 | 1524.8045 | 0 | 162.7491 | 0 | 0 | 0 | 0 | 1687.5536 |  | 2124 | 1561.3861 | 0 | 162.7491 | 0 | 0 | 0 | 0 | 1724.1353 | 2124 | 1561.3861 | 0 | 162.7491 | 0 | 0 | 0 | 0 | 1724.1353 | 2124 | 1189.6001 | 784.0565 | 175.945 | 0 | 0 | 0 | 0 | 2149.6017 | 2124 | 1015.6638 | 784.0565 | 175.945 | 0 | 0 | 0 | 0 | 1975.6653 | 2124 | 1015.6638 | 784.0565 | 175.945 | 0 | 0 | 0 | 0 | 1975.6653 | 2124 | 0 | 1568.113 | 219.9313 | 0 | 0 | 0 | 0 | 0 | 0 | 1788.0443 | 2124 | 344.2163 | 1568.113 | 219.9313 | 17 | 0 | 0 | 0 | 0 | 0 | 2149.2606 | 2124 | 0 | 1568.113 | 219.9313 | 0 | 0 | 0 | 0 | 0 | 0 | 1788.0443
2127 | 0.01 | 0.01 | 0.01 | 0.01 | 0.01 | 0.01 | 0.01 | 0.01 | 0.01 | 2127 | 1650.5652 | 1650.5652 | 1650.5652 | 1936.2399 | 1936.2399 | 1936.2399 | 1665.0589 | 1665.0589 | 1665.0589 | 2125 | 1448.5149 | 0 | 142.4055 | 0 | 0 | 0 | 0 | 1590.9203 |  | 2125 | 1448.5149 | 0 | 142.4055 | 0 | 0 | 0 | 0 | 1590.9203 | 2125 | 1448.5149 | 0 | 142.4055 | 0 | 0 | 0 | 0 | 1590.9203 | 2125 | 966.658 | 785.0656 | 153.9519 | 0 | 0 | 0 | 0 | 1905.6755 | 2125 | 502.4267 | 785.0656 | 153.9519 | 0 | 0 | 0 | 0 | 1441.4441 | 2125 | 966.658 | 785.0656 | 153.9519 | 0 | 0 | 0 | 0 | 1905.6755 | 2125 | 0 | 1570.1312 | 192.4399 | 0 | 0 | 0 | 0 | 0 | 0 | 1762.571 | 2125 | 360.8485 | 1570.1312 | 192.4399 | 17 | 0 | 0 | 0 | 0 | 0 | 2140.4196 | 2125 | 0 | 1570.1312 | 192.4399 | 0 | 0 | 0 | 0 | 0 | 0 | 1762.571
2128 | 12.3675 | 12.3675 | 12.3675 | 0.01 | 0.01 | 0.01 | 0.01 | 0.01 | 0.01 | 2128 | 1627.2454 | 1627.2454 | 1627.2454 | 1444.6527 | 1908.884 | 1908.884 | 1634.1153 | 1634.1153 | 2159.2295 | 2126 | 1561.3861 | 0 | 111.89 | 0 | 0 | 0 | 0 | 1673.2762 |  | 2126 | 1561.3861 | 0 | 111.89 | 0 | 0 | 0 | 0 | 1673.2762 | 2126 | 372.7504 | 0 | 111.89 | 0 | 0 | 0 | 0 | 484.6405 | 2126 | 1643.5644 | 718.4662 | 120.9622 | 0 | 0 | 0 | 0 | 2482.9928 | 2126 | 1643.5644 | 718.4662 | 120.9622 | 0 | 0 | 0 | 0 | 2482.9928 | 2126 | 1643.5644 | 718.4662 | 120.9622 | 0 | 0 | 0 | 0 | 2482.9928 | 2126 | 0 | 1436.9324 | 151.2027 | 0 | 0 | 0 | 0 | 0 | 0 | 1588.1351 | 2126 | 0 | 1436.9324 | 151.2027 | 17 | 0 | 0 | 0 | 0 | 0 | 1605.1351 | 2126 | 0 | 1436.9324 | 151.2027 | 0 | 0 | 0 | 0 | 0 | 0 | 1588.1351
2129 | 14.9898 | 14.9898 | 14.9898 | 1.9043 | 1.9043 | 1.9043 | 0.01 | 0.01 | 0.01 | 2129 | 1198.1932 | 1198.1932 | 1198.1932 | 1405.5728 | 1405.5728 | 1405.5728 | 1589.9102 | 1589.9102 | 2115.0244 | 2127 | 1467.3267 | 0 | 61.0309 | 0 | 0 | 0 | 0 | 1528.3577 |  | 2127 | 1467.3267 | 0 | 61.0309 | 0 | 0 | 0 | 0 | 1528.3577 | 2127 | 1467.3267 | 0 | 61.0309 | 0 | 0 | 0 | 0 | 1528.3577 | 2127 | 1544.5545 | 635.7215 | 65.9794 | 0 | 0 | 0 | 0 | 2246.2553 | 2127 | 1544.5545 | 635.7215 | 65.9794 | 0 | 0 | 0 | 0 | 2246.2553 | 2127 | 1544.5545 | 635.7215 | 65.9794 | 0 | 0 | 0 | 0 | 2246.2553 | 2127 | 226.7062 | 1271.443 | 82.4742 | 0 | 0 | 0 | 0 | 0 | 0 | 1580.6234 | 2127 | 226.7062 | 1271.443 | 82.4742 | 17 | 0 | 0 | 0 | 0 | 0 | 1597.6234 | 2127 | 0 | 1271.443 | 82.4742 | 0 | 0 | 0 | 0 | 0 | 0 | 1353.9172
2130 | 14.9898 | 14.9898 | 14.9898 | 0.01 | 0.01 | 0.01 | 0.01 | 0.01 | 0.01 | 2130 | 1218.1816 | 1218.1816 | 1218.1816 | 1429.0207 | 1472.8697 | 1429.0207 | 1616.4333 | 1616.4333 | 1616.4333 | 2128 | 1203.9604 | 0 | 25.4296 | 0 | 0 | 0 | 0 | 1229.3899 |  | 2128 | 1203.9604 | 0 | 25.4296 | 0 | 0 | 0 | 0 | 1229.3899 | 2128 | 1203.9604 | 0 | 25.4296 | 0 | 0 | 0 | 0 | 1229.3899 | 2128 | 1267.3267 | 623.6125 | 27.4914 | 0 | 0 | 0 | 0 | 1918.4307 | 2128 | 1267.3267 | 623.6125 | 27.4914 | 0 | 0 | 0 | 0 | 1918.4307 | 2128 | 1267.3267 | 623.6125 | 27.4914 | 0 | 0 | 0 | 0 | 1918.4307 | 2128 | 268.0905 | 1247.225 | 34.3643 | 0 | 0 | 0 | 0 | 0 | 0 | 1549.6798 | 2128 | 268.0905 | 1247.225 | 34.3643 | 17 | 0 | 0 | 0 | 0 | 0 | 1566.6798 | 2128 | 793.2047 | 1247.225 | 34.3643 | 0 | 0 | 0 | 0 | 0 | 0 | 2074.794
2131 | 13.0305 | 13.0305 | 13.0305 | 0.01 | 0.01 | 0.01 | 0.01 | 0.01 | 0.01 | 2131 | 1191.5304 | 1191.5304 | 1191.5304 | 1861.9882 | 1861.9882 | 1861.9882 | 1581.0692 | 1581.0692 | 1581.0692 | 2129 | 884.1584 | 0 | 5.0859 | 0 | 0 | 0 | 0 | 889.2443 |  | 2129 | 884.1584 | 0 | 5.0859 | 0 | 0 | 0 | 0 | 889.2443 | 2129 | 884.1584 | 0 | 5.0859 | 0 | 0 | 0 | 0 | 889.2443 | 2129 | 930.6931 | 573.1584 | 5.4983 | 0 | 0 | 0 | 0 | 1509.3498 | 2129 | 930.6931 | 573.1584 | 5.4983 | 0 | 0 | 0 | 0 | 1509.3498 | 2129 | 930.6931 | 573.1584 | 5.4983 | 0 | 0 | 0 | 0 | 1509.3498 | 2129 | 946.2046 | 1146.3169 | 6.8729 | 0 | 0 | 0 | 0 | 0 | 0 | 2099.3943 | 2129 | 946.2046 | 1146.3169 | 6.8729 | 17 | 0 | 0 | 0 | 0 | 0 | 2116.3943 | 2129 | 946.2046 | 1146.3169 | 6.8729 | 0 | 0 | 0 | 0 | 0 | 0 | 2099.3943
2132 | 74.1528 | 36.0334 | 40.9748 | 0.01 | 0.01 | 0.01 | 0.01 | 0.01 | 0.01 | 2132 | 1119.3501 | 1119.3501 | 1119.3501 | 1313.0838 | 1603.2822 | 1603.2822 | 2010.4056 | 1485.2915 | 2010.4056 | 2130 | 874.7525 | 0 | 0 | 0 | 0 | 0 | 0 | 874.7525 |  | 2130 | 874.7525 | 0 | 0 | 0 | 0 | 0 | 0 | 874.7525 | 2130 | 874.7525 | 0 | 0 | 0 | 0 | 0 | 0 | 874.7525 | 2130 | 877.4854 | 495.4591 | 0 | 0 | 0 | 0 | 0 | 1372.9445 | 2130 | 920.7921 | 495.4591 | 0 | 0 | 0 | 0 | 0 | 1416.2512 | 2130 | 920.7921 | 495.4591 | 0 | 0 | 0 | 0 | 0 | 1416.2512 | 2130 | 0 | 990.9183 | 0 | 0 | 0 | 0 | 0 | 0 | 0 | 990.9183 | 2130 | 0 | 990.9183 | 0 | 17 | 0 | 0 | 0 | 0 | 0 | 1007.9183 | 2130 | 0 | 990.9183 | 0 | 0 | 0 | 0 | 0 | 0 | 0 | 990.9183
2133 | 74.1528 | 36.0334 | 40.9748 | 29.6302 | 18.6145 | 18.6145 | 0.01 | 0.01 | 0.01 | 2133 | 1027.1814 | 1027.1814 | 1027.1814 | 1204.9628 | 1204.9628 | 1204.9628 | 1888.1049 | 1362.9907 | 1362.9907 | 2131 | 780.6931 | 0 | 0 | 0 | 0 | 0 | 0 | 780.6931 |  | 2131 | 780.6931 | 0 | 0 | 0 | 0 | 0 | 0 | 780.6931 | 2131 | 780.6931 | 0 | 0 | 0 | 0 | 0 | 0 | 780.6931 | 2131 | 821.7822 | 425.8325 | 0 | 0 | 0 | 0 | 0 | 1247.6147 | 2131 | 821.7822 | 425.8325 | 0 | 0 | 0 | 0 | 0 | 1247.6147 | 2131 | 772.2747 | 425.8325 | 0 | 0 | 0 | 0 | 0 | 1198.1072 | 2131 | 0 | 851.665 | 0 | 0 | 0 | 0 | 0 | 0 | 0 | 851.665 | 2131 | 0 | 851.665 | 0 | 17 | 0 | 0 | 0 | 0 | 0 | 868.665 | 2131 | 0 | 851.665 | 0 | 0 | 0 | 0 | 0 | 0 | 0 | 851.665
2134 | 74.1528 | 36.0334 | 40.9748 | 29.6302 | 19.3152 | 29.6302 | 0.01 | 0.01 | 0.01 | 2134 | 961.6639 | 961.6639 | 961.6639 | 1128.1057 | 1128.1057 | 1128.1057 | 1572.2989 | 1572.2989 | 1276.054 | 2132 | 630.198 | 0 | 0 | 0 | 0 | 0 | 0 | 630.198 |  | 2132 | 630.198 | 0 | 0 | 0 | 0 | 0 | 0 | 630.198 | 2132 | 630.198 | 0 | 0 | 0 | 0 | 0 | 0 | 630.198 | 2132 | 663.3663 | 370.333 | 0 | 0 | 0 | 0 | 0 | 1033.6993 | 2132 | 663.3663 | 370.333 | 0 | 0 | 0 | 0 | 0 | 1033.6993 | 2132 | 663.3663 | 370.333 | 0 | 0 | 0 | 0 | 0 | 1033.6993 | 2132 | 0 | 740.666 | 0 | 0 | 0 | 0 | 0 | 0 | 0 | 740.666 | 2132 | 0 | 740.666 | 0 | 17 | 0 | 0 | 0 | 0 | 0 | 757.666 | 2132 | 0 | 740.666 | 0 | 0 | 0 | 0 | 0 | 0 | 0 | 740.666
2135 | 74.1528 | 36.0334 | 40.9748 | 29.6302 | 19.3152 | 29.6302 | 0.01 | 0.01 | 0.01 | 2135 | 921.6871 | 921.6871 | 921.6871 | 1081.2099 | 1081.2099 | 1081.2099 | 1223.0079 | 1602.112 | 1223.0079 | 2133 | 545.5446 | 0 | 0 | 0 | 0 | 0 | 150 | 695.5446 |  | 2133 | 545.5446 | 0 | 0 | 0 | 0 | 0 | 0 | 545.5446 | 2133 | 545.5446 | 0 | 0 | 0 | 0 | 0 | 0 | 545.5446 | 2133 | 574.2574 | 327.9516 | 0 | 0 | 0 | 0 | 0 | 902.209 | 2133 | 574.2574 | 327.9516 | 0 | 0 | 0 | 0 | 0 | 902.209 | 2133 | 574.2574 | 327.9516 | 0 | 0 | 0 | 0 | 0 | 902.209 | 2133 | 251.5377 | 655.9031 | 0 | 0 | 0 | 0 | 0 | 0 | 0 | 907.4408 | 2133 | 583.8284 | 655.9031 | 0 | 17 | 0 | 0 | 0 | 0 | 0 | 1256.7315 | 2133 | 0 | 655.9031 | 0 | 0 | 0 | 0 | 0 | 0 | 0 | 655.9031
2136 | 74.1528 | 36.0334 | 40.9748 | 29.6302 | 18.6145 | 18.6145 | 0.01 | 0.01 | 0.01 | 2136 | 905.0301 | 905.0301 | 905.0301 | 1061.6699 | 1061.6699 | 1061.6699 | 1634.6617 | 1200.9053 | 1200.9053 | 2134 | 479.703 | 0 | 0 | 0 | 0 | 0 | 75.7264 | 555.4293 |  | 2134 | 479.703 | 0 | 0 | 0 | 0 | 0 | 0 | 479.703 | 2134 | 479.703 | 0 | 0 | 0 | 0 | 0 | 0 | 479.703 | 2134 | 504.9505 | 317.8607 | 0 | 0 | 0 | 0 | 0 | 822.8112 | 2134 | 504.9505 | 317.8607 | 0 | 0 | 0 | 0 | 0 | 822.8112 | 2134 | 504.9505 | 317.8607 | 0 | 0 | 0 | 0 | 0 | 822.8112 | 2134 | 513.3663 | 635.7215 | 0 | 0 | 0 | 0 | 0 | 0 | 0 | 1149.0878 | 2134 | 513.3663 | 635.7215 | 0 | 17 | 0 | 0 | 0 | 0 | 0 | 1166.0878 | 2134 | 513.3663 | 635.7215 | 0 | 0 | 0 | 0 | 0 | 0 | 0 | 1149.0878
2137 | 46.472 | 18.6145 | 22.617 | 29.6302 | 18.6145 | 18.6145 | 0.01 | 0.01 | 0.01 | 2137 | 889.4836 | 889.4836 | 889.4836 | 1043.4326 | 1043.4326 | 1043.4326 | 1705.3904 | 1180.2763 | 1180.2763 | 2135 | 545.5446 | 0 | 0 | 0 | 0 | 0 | 150 | 695.5446 |  | 2135 | 545.5446 | 0 | 0 | 0 | 0 | 0 | 0 | 545.5446 | 2135 | 545.5446 | 0 | 0 | 0 | 0 | 0 | 0 | 545.5446 | 2135 | 574.2574 | 372.3512 | 0 | 0 | 0 | 0 | 0 | 946.6086 | 2135 | 574.2574 | 372.3512 | 0 | 0 | 0 | 0 | 0 | 946.6086 | 2135 | 574.2574 | 372.3512 | 0 | 0 | 0 | 0 | 0 | 946.6086 | 2135 | 583.8284 | 744.7023 | 0 | 0 | 0 | 0 | 0 | 0 | 0 | 1328.5307 | 2135 | 583.8284 | 744.7023 | 0 | 17 | 0 | 0 | 0 | 0 | 0 | 1345.5307 | 2135 | 583.8284 | 744.7023 | 0 | 0 | 0 | 0 | 0 | 0 | 0 | 1328.5307
2138 | 46.472 | 18.6145 | 22.617 | 3.6594 | 3.7299 | 3.7299 | 0.01 | 0.01 | 0.01 | 2138 | 887.2626 | 887.2626 | 887.2626 | 1040.8273 | 1040.8273 | 1040.8273 | 1702.4434 | 1177.3293 | 1177.3293 | 2136 | 630.198 | 0 | 0 | 0 | 0 | 0 | 150 | 780.198 |  | 2136 | 630.198 | 0 | 0 | 0 | 0 | 0 | 0 | 630.198 | 2136 | 630.198 | 0 | 0 | 0 | 0 | 0 | 0 | 630.198 | 2136 | 663.3663 | 413.7235 | 0 | 0 | 0 | 0 | 0 | 1077.0898 | 2136 | 663.3663 | 413.7235 | 0 | 0 | 0 | 0 | 0 | 1077.0898 | 2136 | 663.3663 | 413.7235 | 0 | 0 | 0 | 0 | 0 | 1077.0898 | 2136 | 674.4224 | 827.447 | 0 | 0 | 0 | 0 | 0 | 0 | 0 | 1501.8695 | 2136 | 460.6661 | 827.447 | 0 | 17 | 0 | 0 | 0 | 0 | 0 | 1305.1131 | 2136 | 460.6661 | 827.447 | 0 | 0 | 0 | 0 | 0 | 0 | 0 | 1288.1131
2139 | 74.1528 | 36.0334 | 40.9748 | 6.4125 | 6.4125 | 6.4125 | 0.01 | 0.01 | 0.01 | 2139 | 918.3557 | 918.3557 | 918.3557 | 1077.3019 | 1077.3019 | 1077.3019 | 1218.5874 | 1218.5874 | 1218.5874 | 2137 | 921.7822 | 0 | 0 | 0 | 0 | 0 | 0 | 921.7822 |  | 2137 | 921.7822 | 0 | 0 | 0 | 0 | 0 | 0 | 921.7822 | 2137 | 921.7822 | 0 | 0 | 0 | 0 | 0 | 0 | 921.7822 | 2137 | 970.297 | 445.005 | 0 | 0 | 0 | 0 | 0 | 1415.3021 | 2137 | 970.297 | 445.005 | 0 | 0 | 0 | 0 | 0 | 1415.3021 | 2137 | 970.297 | 445.005 | 0 | 0 | 0 | 0 | 0 | 1415.3021 | 2137 | 316.087 | 890.0101 | 0 | 0 | 0 | 0 | 0 | 0 | 0 | 1206.0971 | 2137 | 0 | 890.0101 | 0 | 17 | 0 | 0 | 0 | 0 | 0 | 907.0101 | 2137 | 0 | 890.0101 | 0 | 0 | 0 | 0 | 0 | 0 | 0 | 890.0101
2140 | 74.1528 | 36.0334 | 40.9748 | 7.3621 | 7.3621 | 7.3621 | 0.01 | 0.01 | 0.01 | 2140 | 1022.7395 | 1022.7395 | 1022.7395 | 1199.7521 | 1199.7521 | 1199.7521 | 1357.0967 | 1357.0967 | 1357.0967 | 2138 | 902.9703 | 0 | 0 | 0 | 0 | 0 | 0 | 902.9703 |  | 2138 | 902.9703 | 0 | 0 | 0 | 0 | 0 | 0 | 902.9703 | 2138 | 902.9703 | 0 | 0 | 0 | 0 | 0 | 0 | 902.9703 | 2138 | 950.495 | 535.8224 | 0 | 0 | 0 | 0 | 0 | 1486.3175 | 2138 | 950.495 | 535.8224 | 0 | 0 | 0 | 0 | 0 | 1486.3175 | 2138 | 950.495 | 535.8224 | 0 | 0 | 0 | 0 | 0 | 1486.3175 | 2138 | 0 | 1071.6448 | 0 | 0 | 0 | 0 | 0 | 0 | 0 | 1071.6448 | 2138 | 0 | 1071.6448 | 0 | 17 | 0 | 0 | 0 | 0 | 0 | 1088.6448 | 2138 | 0 | 1071.6448 | 0 | 0 | 0 | 0 | 0 | 0 | 0 | 1071.6448
2141 | 46.472 | 33.8337 | 33.8337 | 8.0251 | 8.0251 | 8.0251 | 0.01 | 0.01 | 0.01 | 2141 | 1129.3443 | 1129.3443 | 1129.3443 | 1324.8077 | 1324.8077 | 1324.8077 | 1498.553 | 2023.6672 | 1498.553 | 2139 | 771.2871 | 0 | 0 | 0 | 0 | 0 | 0 | 771.2871 |  | 2139 | 771.2871 | 0 | 0 | 0 | 0 | 0 | 0 | 771.2871 | 2139 | 771.2871 | 0 | 0 | 0 | 0 | 0 | 0 | 771.2871 | 2139 | 811.8812 | 643.7941 | 0 | 0 | 0 | 0 | 0 | 1455.6753 | 2139 | 811.8812 | 643.7941 | 0 | 0 | 0 | 0 | 0 | 1455.6753 | 2139 | 811.8812 | 643.7941 | 0 | 0 | 0 | 0 | 0 | 1455.6753 | 2139 | 825.4125 | 1287.5883 | 0 | 0 | 0 | 0 | 0 | 0 | 0 | 2113.0008 | 2139 | 825.4125 | 1287.5883 | 0 | 17 | 0 | 0 | 0 | 0 | 0 | 2130.0008 | 2139 | 825.4125 | 1287.5883 | 0 | 0 | 0 | 0 | 0 | 0 | 0 | 2113.0008
2142 | 74.1528 | 36.0334 | 40.9748 | 14.9898 | 14.9898 | 14.9898 | 0.01 | 0.01 | 0.01 | 2142 | 1272.5945 | 1272.5945 | 1272.5945 | 1492.8512 | 1492.8512 | 1492.8512 | 1688.635 | 1688.635 | 1688.635 | 2140 | 837.1287 | 0 | 0 | 0 | 0 | 0 | 0 | 837.1287 |  | 2140 | 837.1287 | 0 | 0 | 0 | 0 | 0 | 0 | 837.1287 | 2140 | 837.1287 | 0 | 0 | 0 | 0 | 0 | 0 | 837.1287 | 2140 | 881.1881 | 708.3754 | 0 | 0 | 0 | 0 | 0 | 1589.5635 | 2140 | 881.1881 | 708.3754 | 0 | 0 | 0 | 0 | 0 | 1589.5635 | 2140 | 881.1881 | 708.3754 | 0 | 0 | 0 | 0 | 0 | 1589.5635 | 2140 | 895.8746 | 1416.7508 | 0 | 0 | 0 | 0 | 0 | 0 | 0 | 2312.6253 | 2140 | 895.8746 | 1416.7508 | 0 | 17 | 0 | 0 | 0 | 0 | 0 | 2329.6253 | 2140 | 895.8746 | 1416.7508 | 0 | 0 | 0 | 0 | 0 | 0 | 0 | 2312.6253
2143 | 74.1528 | 36.0334 | 40.9748 | 18.6145 | 18.6145 | 18.6145 | 0.01 | 0.01 | 0.01 | 2143 | 1343.6643 | 1343.6643 | 1343.6643 | 1576.2216 | 1576.2216 | 1576.2216 | 1782.9392 | 1782.9392 | 1782.9392 | 2141 | 940.5941 | 0 | 5.0859 | 0 | 0 | 0 | 0 | 945.68 |  | 2141 | 940.5941 | 0 | 5.0859 | 0 | 0 | 0 | 0 | 945.68 | 2141 | 940.5941 | 0 | 5.0859 | 0 | 0 | 0 | 0 | 945.68 | 2141 | 990.099 | 717.4571 | 5.4983 | 0 | 0 | 0 | 0 | 1713.0544 | 2141 | 990.099 | 717.4571 | 5.4983 | 0 | 0 | 0 | 0 | 1713.0544 | 2141 | 990.099 | 717.4571 | 5.4983 | 0 | 0 | 0 | 0 | 1713.0544 | 2141 | 1006.6007 | 1434.9142 | 6.8729 | 0 | 0 | 0 | 0 | 0 | 0 | 2448.3877 | 2141 | 1006.6007 | 1434.9142 | 6.8729 | 17 | 0 | 0 | 0 | 0 | 0 | 2465.3877 | 2141 | 1006.6007 | 1434.9142 | 6.8729 | 0 | 0 | 0 | 0 | 0 | 0 | 2448.3877
2144 | 38.4656 | 36.0334 | 38.4642 | 23.6086 | 18.6145 | 18.6145 | 0.01 | 0.01 | 0.01 | 2144 | 1370.3155 | 1370.3155 | 1370.3155 | 1607.4855 | 1607.4855 | 1607.4855 | 1818.3033 | 1818.3033 | 1818.3033 | 2142 | 884.1584 | 0 | 25.4296 | 0 | 0 | 0 | 96.3422 | 1005.9302 |  | 2142 | 884.1584 | 0 | 25.4296 | 0 | 0 | 0 | 0 | 909.588 | 2142 | 884.1584 | 0 | 25.4296 | 0 | 0 | 0 | 0 | 909.588 | 2142 | 930.6931 | 707.3663 | 27.4914 | 0 | 0 | 0 | 0 | 1665.5508 | 2142 | 930.6931 | 707.3663 | 27.4914 | 0 | 0 | 0 | 0 | 1665.5508 | 2142 | 930.6931 | 707.3663 | 27.4914 | 0 | 0 | 0 | 0 | 1665.5508 | 2142 | 946.2046 | 1414.7326 | 34.3643 | 0 | 0 | 0 | 0 | 0 | 0 | 2395.3015 | 2142 | 946.2046 | 1414.7326 | 34.3643 | 17 | 0 | 0 | 0 | 0 | 0 | 2412.3015 | 2142 | 946.2046 | 1414.7326 | 34.3643 | 0 | 0 | 0 | 0 | 0 | 0 | 2395.3015
2145 | 18.6145 | 18.6145 | 18.6145 | 9.5348 | 9.5348 | 9.5348 | 0.01 | 0.01 | 0.01 | 2145 | 1372.5364 | 1372.5364 | 1372.5364 | 1610.0908 | 1610.0908 | 1610.0908 | 1821.2503 | 1821.2503 | 1821.2503 | 2143 | 583.1683 | 0 | 55.945 | 0 | 0 | 0 | 150 | 789.1133 |  | 2143 | 583.1683 | 0 | 55.945 | 0 | 0 | 0 | 0 | 639.1133 | 2143 | 583.1683 | 0 | 55.945 | 0 | 0 | 0 | 0 | 639.1133 | 2143 | 613.8614 | 604.44 | 60.4811 | 0 | 0 | 0 | 0 | 1278.7824 | 2143 | 613.8614 | 604.44 | 60.4811 | 0 | 0 | 0 | 0 | 1278.7824 | 2143 | 613.8614 | 604.44 | 60.4811 | 0 | 0 | 0 | 0 | 1278.7824 | 2143 | 624.0924 | 1208.8799 | 75.6014 | 0 | 0 | 0 | 0 | 0 | 0 | 1908.5737 | 2143 | 624.0924 | 1208.8799 | 75.6014 | 17 | 0 | 0 | 0 | 0 | 0 | 1925.5737 | 2143 | 624.0924 | 1208.8799 | 75.6014 | 0 | 0 | 0 | 0 | 0 | 0 | 1908.5737
2146 | 13.3772 | 14.53 | 14.53 | 0.01 | 0.01 | 0.01 | 0.01 | 0.01 | 0.01 | 2146 | 1324.7864 | 1324.7864 | 1324.7864 | 2018.3077 | 1722.0355 | 1722.0355 | 1757.8896 | 1757.8896 | 1757.8896 | 2144 | 413.8614 | 0 | 106.8041 | 0 | 0 | 0 | 0 | 520.6655 |  | 2144 | 413.8614 | 0 | 106.8041 | 0 | 0 | 0 | 0 | 520.6655 | 2144 | 413.8614 | 0 | 106.8041 | 0 | 0 | 0 | 0 | 520.6655 | 2144 | 435.6436 | 501.5136 | 115.4639 | 0 | 0 | 0 | 0 | 1052.6211 | 2144 | 435.6436 | 501.5136 | 115.4639 | 0 | 0 | 0 | 0 | 1052.6211 | 2144 | 435.6436 | 501.5136 | 115.4639 | 0 | 0 | 0 | 0 | 1052.6211 | 2144 | 442.9043 | 1003.0272 | 144.3299 | 0 | 0 | 0 | 0 | 0 | 0 | 1590.2614 | 2144 | 442.9043 | 1003.0272 | 144.3299 | 17 | 0 | 0 | 0 | 0 | 0 | 1607.2614 | 2144 | 442.9043 | 1003.0272 | 144.3299 | 0 | 0 | 0 | 0 | 0 | 0 | 1590.2614
2147 | 12.3675 | 13.0305 | 12.9218 | 0.01 | 0.01 | 0.01 | 0.01 | 0.01 | 0.01 | 2147 | 1713.8618 | 1713.8618 | 1577.4484 | 2010.4917 | 2010.4917 | 2010.4917 | 1749.0486 | 1749.0486 | 1749.0486 | 2145 | 282.1782 | 0 | 198.3505 | 0 | 0 | 0 | 0 | 480.5287 |  | 2145 | 282.1782 | 0 | 198.3505 | 0 | 0 | 0 | 0 | 480.5287 | 2145 | 282.1782 | 0 | 198.3505 | 0 | 0 | 0 | 0 | 480.5287 | 2145 | 297.0297 | 390.5146 | 214.433 | 0 | 0 | 0 | 0 | 901.9773 | 2145 | 297.0297 | 390.5146 | 214.433 | 0 | 0 | 0 | 0 | 901.9773 | 2145 | 297.0297 | 390.5146 | 214.433 | 0 | 0 | 0 | 0 | 901.9773 | 2145 | 301.9802 | 781.0293 | 268.0412 | 0 | 0 | 0 | 0 | 0 | 0 | 1351.0507 | 2145 | 301.9802 | 781.0293 | 268.0412 | 17 | 0 | 0 | 0 | 0 | 0 | 1368.0507 | 2145 | 301.9802 | 781.0293 | 268.0412 | 0 | 0 | 0 | 0 | 0 | 0 | 1351.0507
2148 | 12.3675 | 13.0305 | 11.7919 | 0.01 | 0.01 | 0.01 | 0.01 | 0.01 | 0.01 | 2148 | 1687.2106 | 1291.4724 | 1687.2106 | 1979.2278 | 1979.2278 | 1979.2278 | 1713.6845 | 1713.6845 | 1713.6845 | 2146 | 197.5248 | 0 | 310.2405 | 0 | 0 | 0 | 0 | 507.7653 |  | 2146 | 197.5248 | 0 | 310.2405 | 0 | 0 | 0 | 0 | 507.7653 | 2146 | 197.5248 | 0 | 310.2405 | 0 | 0 | 0 | 0 | 507.7653 | 2146 | 207.9208 | 281.5338 | 335.3952 | 0 | 0 | 0 | 0 | 824.8498 | 2146 | 207.9208 | 281.5338 | 335.3952 | 0 | 0 | 0 | 0 | 824.8498 | 2146 | 207.9208 | 281.5338 | 335.3952 | 0 | 0 | 0 | 0 | 824.8498 | 2146 | 211.3861 | 563.0676 | 419.244 | 0 | 0 | 0 | 0 | 0 | 0 | 1193.6977 | 2146 | 211.3861 | 563.0676 | 419.244 | 17 | 0 | 0 | 0 | 0 | 0 | 1210.6977 | 2146 | 211.3861 | 563.0676 | 419.244 | 0 | 0 | 0 | 0 | 0 | 0 | 1193.6977
2149 | 12.3675 | 13.0305 | 12.3675 | 0.01 | 0.01 | 0.01 | 0.01 | 0.01 | 0.01 | 2149 | 1655.0071 | 1643.8336 | 1655.0071 | 1941.4506 | 1941.4506 | 1941.4506 | 1670.9529 | 1670.9529 | 1670.9529 | 2147 | 235.1485 | 0 | 422.1306 | 0 | 0 | 0 | 0 | 657.2791 |  | 2147 | 235.1485 | 0 | 422.1306 | 0 | 0 | 0 | 0 | 657.2791 | 2147 | 235.1485 | 0 | 422.1306 | 0 | 0 | 0 | 0 | 657.2791 | 2147 | 247.5248 | 196.7709 | 456.3574 | 0 | 0 | 0 | 0 | 900.6531 | 2147 | 247.5248 | 196.7709 | 456.3574 | 0 | 0 | 0 | 0 | 900.6531 | 2147 | 247.5248 | 196.7709 | 456.3574 | 0 | 0 | 0 | 0 | 900.6531 | 2147 | 251.6502 | 393.5419 | 570.4467 | 0 | 0 | 0 | 0 | 0 | 0 | 1215.6388 | 2147 | 251.6502 | 393.5419 | 570.4467 | 17 | 0 | 0 | 0 | 0 | 0 | 1232.6388 | 2147 | 251.6502 | 393.5419 | 570.4467 | 0 | 0 | 0 | 0 | 0 | 0 | 1215.6388
2150 | 12.3675 | 13.0305 | 12.9218 | 0.01 | 0.01 | 0.01 | 0.01 | 0.01 | 0.01 | 2150 | 1616.1407 | 1616.1407 | 1284.3053 | 1895.8574 | 1895.8574 | 1895.8574 | 1619.3803 | 1619.3803 | 1619.3803 | 2148 | 413.8614 | 0 | 300.0687 | 0 | 0 | 0 | 0 | 713.9301 |  | 2148 | 413.8614 | 0 | 300.0687 | 0 | 0 | 0 | 0 | 713.9301 | 2148 | 413.8614 | 0 | 300.0687 | 0 | 0 | 0 | 0 | 713.9301 | 2148 | 435.6436 | 201.8163 | 324.3986 | 0 | 0 | 0 | 0 | 961.8585 | 2148 | 435.6436 | 201.8163 | 324.3986 | 0 | 0 | 0 | 0 | 961.8585 | 2148 | 435.6436 | 201.8163 | 324.3986 | 0 | 0 | 0 | 0 | 961.8585 | 2148 | 442.9043 | 403.6327 | 405.4983 | 0 | 0 | 0 | 0 | 0 | 0 | 1252.0353 | 2148 | 442.9043 | 403.6327 | 405.4983 | 17 | 0 | 0 | 0 | 0 | 0 | 1269.0353 | 2148 | 442.9043 | 403.6327 | 405.4983 | 0 | 0 | 0 | 0 | 0 | 0 | 1252.0353
2151 | 21.7805 | 21.7805 | 22.617 | 22.3877 | 22.3877 | 22.3877 | 0.01 | 0.01 | 0.01 | 2151 | 1189.3095 | 1189.3095 | 1189.3095 | 1395.1515 | 1395.1515 | 1395.1515 | 1578.1222 | 1578.1222 | 1578.1222 | 2149 | 592.5743 | 0 | 223.7801 | 0 | 0 | 0 | 0 | 816.3543 |  | 2149 | 592.5743 | 0 | 223.7801 | 0 | 0 | 0 | 0 | 816.3543 | 2149 | 592.5743 | 0 | 223.7801 | 0 | 0 | 0 | 0 | 816.3543 | 2149 | 623.7624 | 266.3976 | 241.9244 | 0 | 0 | 0 | 0 | 1132.0844 | 2149 | 623.7624 | 266.3976 | 241.9244 | 0 | 0 | 0 | 0 | 1132.0844 | 2149 | 623.7624 | 266.3976 | 241.9244 | 0 | 0 | 0 | 0 | 1132.0844 | 2149 | 634.1584 | 532.7952 | 302.4055 | 0 | 0 | 0 | 0 | 0 | 0 | 1469.3591 | 2149 | 634.1584 | 532.7952 | 302.4055 | 17 | 0 | 0 | 0 | 0 | 0 | 1486.3591 | 2149 | 634.1584 | 532.7952 | 302.4055 | 0 | 0 | 0 | 0 | 0 | 0 | 1469.3591
2152 | 79.9023 | 36.0334 | 74.1528 | 32.5216 | 32.5216 | 32.5216 | 24.6146 | 19.1387 | 24.6146 | 2152 | 1160.4374 | 1160.4374 | 1160.4374 | 1361.2823 | 1361.2823 | 1361.2823 | 1539.8111 | 1539.8111 | 1539.8111 | 2150 | 677.2277 | 0 | 193.2646 | 0 | 0 | 0 | 0 | 870.4923 |  | 2150 | 677.2277 | 0 | 193.2646 | 0 | 0 | 0 | 0 | 870.4923 | 2150 | 677.2277 | 0 | 193.2646 | 0 | 0 | 0 | 0 | 870.4923 | 2150 | 712.8713 | 340.0605 | 208.9347 | 0 | 0 | 0 | 0 | 1261.8665 | 2150 | 712.8713 | 340.0605 | 208.9347 | 0 | 0 | 0 | 0 | 1261.8665 | 2150 | 712.8713 | 340.0605 | 208.9347 | 0 | 0 | 0 | 0 | 1261.8665 | 2150 | 724.7525 | 680.1211 | 261.1684 | 0 | 0 | 0 | 0 | 0 | 0 | 1666.0419 | 2150 | 724.7525 | 680.1211 | 261.1684 | 17 | 0 | 0 | 0 | 0 | 0 | 1683.0419 | 2150 | 724.7525 | 680.1211 | 261.1684 | 0 | 0 | 0 | 0 | 0 | 0 | 1666.0419
2153 | 86.0295 | 36.0334 | 74.1528 | 81.5003 | 36.2554 | 41.8435 | 39.0558 | 19.1387 | 24.6146 | 2153 | 1148.2222 | 1148.2222 | 1148.2222 | 1346.953 | 1346.953 | 1346.953 | 1523.6026 | 1523.6026 | 1523.6026 | 2151 | 714.8515 | 0 | 122.0619 | 0 | 0 | 0 | 0 | 836.9133 |  | 2151 | 714.8515 | 0 | 122.0619 | 0 | 0 | 0 | 0 | 836.9133 | 2151 | 714.8515 | 0 | 122.0619 | 0 | 0 | 0 | 0 | 836.9133 | 2151 | 752.4752 | 378.4057 | 131.9588 | 0 | 0 | 0 | 0 | 1262.8397 | 2151 | 752.4752 | 378.4057 | 131.9588 | 0 | 0 | 0 | 0 | 1262.8397 | 2151 | 752.4752 | 378.4057 | 131.9588 | 0 | 0 | 0 | 0 | 1262.8397 | 2151 | 765.0165 | 756.8113 | 164.9485 | 0 | 0 | 0 | 0 | 0 | 0 | 1686.7763 | 2151 | 765.0165 | 756.8113 | 164.9485 | 17 | 0 | 0 | 0 | 0 | 0 | 1703.7763 | 2151 | 765.0165 | 756.8113 | 164.9485 | 0 | 0 | 0 | 0 | 0 | 0 | 1686.7763
2154 | 87.242 | 36.0334 | 74.1528 | 81.5003 | 36.2554 | 63.4934 | 39.0558 | 19.1387 | 25.4934 | 2154 | 1182.6467 | 1182.6467 | 1182.6467 | 1387.3355 | 1387.3355 | 1387.3355 | 1569.2812 | 1569.2812 | 1569.2812 | 2152 | 677.2277 | 0 | 61.0309 | 0 | 0 | 0 | 150 | 888.2587 |  | 2152 | 677.2277 | 0 | 61.0309 | 0 | 0 | 0 | 0 | 738.2587 | 2152 | 677.2277 | 0 | 61.0309 | 0 | 0 | 0 | 150 | 888.2587 | 2152 | 712.8713 | 379.4147 | 65.9794 | 0 | 0 | 0 | 0 | 1158.2654 | 2152 | 712.8713 | 379.4147 | 65.9794 | 0 | 0 | 0 | 0 | 1158.2654 | 2152 | 712.8713 | 379.4147 | 65.9794 | 0 | 0 | 0 | 0 | 1158.2654 | 2152 | 724.7525 | 758.8295 | 82.4742 | 0 | 0 | 0 | 0 | 0 | 0 | 1566.0562 | 2152 | 724.7525 | 758.8295 | 82.4742 | 17 | 0 | 0 | 0 | 0 | 0 | 1583.0562 | 2152 | 724.7525 | 758.8295 | 82.4742 | 0 | 0 | 0 | 0 | 0 | 0 | 1566.0562
2155 | 87.242 | 36.0334 | 74.1528 | 81.5003 | 36.2554 | 41.8435 | 39.0558 | 19.1387 | 24.6146 | 2155 | 1164.8792 | 1164.8792 | 1164.8792 | 1366.4929 | 1366.4929 | 1366.4929 | 1545.7051 | 1545.7051 | 1545.7051 | 2153 | 714.8515 | 0 | 10.1718 | 0 | 0 | 0 | 150 | 875.0233 |  | 2153 | 714.8515 | 0 | 10.1718 | 0 | 0 | 0 | 0 | 725.0233 | 2153 | 714.8515 | 0 | 10.1718 | 0 | 0 | 0 | 0 | 725.0233 | 2153 | 752.4752 | 379.4147 | 10.9966 | 0 | 0 | 0 | 0 | 1142.8865 | 2153 | 752.4752 | 379.4147 | 10.9966 | 0 | 0 | 0 | 0 | 1142.8865 | 2153 | 752.4752 | 379.4147 | 10.9966 | 0 | 0 | 0 | 0 | 1142.8865 | 2153 | 765.0165 | 758.8295 | 13.7457 | 0 | 0 | 0 | 0 | 0 | 0 | 1537.5917 | 2153 | 765.0165 | 758.8295 | 13.7457 | 17 | 0 | 0 | 0 | 0 | 0 | 1554.5917 | 2153 | 765.0165 | 758.8295 | 13.7457 | 0 | 0 | 0 | 0 | 0 | 0 | 1537.5917
2156 | 87.242 | 36.0334 | 74.1528 | 81.5003 | 36.2554 | 41.8435 | 39.0558 | 19.1387 | 24.6146 | 2156 | 1082.7047 | 1082.7047 | 1082.7047 | 1270.0959 | 1270.0959 | 1270.0959 | 1436.6659 | 1436.6659 | 1436.6659 | 2154 | 686.6337 | 0 | 0 | 0 | 0 | 0 | 150 | 836.6337 |  | 2154 | 686.6337 | 0 | 0 | 0 | 0 | 0 | 0 | 686.6337 | 2154 | 686.6337 | 0 | 0 | 0 | 0 | 0 | 0 | 686.6337 | 2154 | 722.7723 | 406.6599 | 0 | 0 | 0 | 0 | 0 | 1129.4322 | 2154 | 722.7723 | 406.6599 | 0 | 0 | 0 | 0 | 0 | 1129.4322 | 2154 | 722.7723 | 406.6599 | 0 | 0 | 0 | 0 | 0 | 1129.4322 | 2154 | 734.8185 | 813.3199 | 0 | 0 | 0 | 0 | 0 | 0 | 0 | 1548.1384 | 2154 | 734.8185 | 813.3199 | 0 | 17 | 0 | 0 | 0 | 0 | 0 | 1565.1384 | 2154 | 734.8185 | 813.3199 | 0 | 0 | 0 | 0 | 0 | 0 | 0 | 1548.1384
2157 | 87.242 | 36.0334 | 74.1528 | 81.5003 | 36.2554 | 41.8435 | 30.6546 | 19.1387 | 24.6146 | 2157 | 986.0941 | 986.0941 | 986.0941 | 1156.7643 | 1156.7643 | 1156.7643 | 1308.4711 | 1308.4711 | 1308.4711 | 2155 | 705.4455 | 0 | 0 | 0 | 0 | 0 | 150 | 855.4455 |  | 2155 | 705.4455 | 0 | 0 | 0 | 0 | 0 | 0 | 705.4455 | 2155 | 705.4455 | 0 | 0 | 0 | 0 | 0 | 0 | 705.4455 | 2155 | 742.5743 | 423.8143 | 0 | 0 | 0 | 0 | 0 | 1166.3886 | 2155 | 742.5743 | 423.8143 | 0 | 0 | 0 | 0 | 0 | 1166.3886 | 2155 | 742.5743 | 423.8143 | 0 | 0 | 0 | 0 | 0 | 1166.3886 | 2155 | 754.9505 | 847.6287 | 0 | 0 | 0 | 0 | 0 | 0 | 0 | 1602.5792 | 2155 | 754.9505 | 847.6287 | 0 | 17 | 0 | 0 | 0 | 0 | 0 | 1619.5792 | 2155 | 754.9505 | 847.6287 | 0 | 0 | 0 | 0 | 0 | 0 | 0 | 1602.5792
2158 | 87.242 | 36.0334 | 74.1528 | 81.5003 | 36.2554 | 41.8435 | 31.25 | 19.1387 | 24.6146 | 2158 | 929.4604 | 929.4604 | 929.4604 | 1090.3285 | 1090.3285 | 1090.3285 | 1233.3224 | 1233.3224 | 1233.3224 | 2156 | 714.8515 | 0 | 0 | 0 | 0 | 0 | 150 | 864.8515 |  | 2156 | 714.8515 | 0 | 0 | 0 | 0 | 0 | 0 | 714.8515 | 2156 | 714.8515 | 0 | 0 | 0 | 0 | 0 | 0 | 714.8515 | 2156 | 752.4752 | 429.8688 | 0 | 0 | 0 | 0 | 0 | 1182.3441 | 2156 | 752.4752 | 429.8688 | 0 | 0 | 0 | 0 | 0 | 1182.3441 | 2156 | 752.4752 | 429.8688 | 0 | 0 | 0 | 0 | 0 | 1182.3441 | 2156 | 765.0165 | 859.7376 | 0 | 0 | 0 | 0 | 0 | 0 | 0 | 1624.7541 | 2156 | 765.0165 | 859.7376 | 0 | 17 | 0 | 0 | 0 | 0 | 0 | 1641.7541 | 2156 | 765.0165 | 859.7376 | 0 | 0 | 0 | 0 | 0 | 0 | 0 | 1624.7541
2159 | 87.242 | 36.0334 | 74.1528 | 81.5003 | 36.2554 | 41.8435 | 39.0558 | 19.1387 | 24.6146 | 2159 | 899.4778 | 899.4778 | 899.4778 | 1055.1566 | 1055.1566 | 1055.1566 | 1193.5378 | 1193.5378 | 1193.5378 | 2157 | 752.4752 | 0 | 0 | 0 | 0 | 0 | 150 | 902.4752 |  | 2157 | 752.4752 | 0 | 0 | 0 | 0 | 0 | 0 | 752.4752 | 2157 | 752.4752 | 0 | 0 | 0 | 0 | 0 | 0 | 752.4752 | 2157 | 792.0792 | 428.8597 | 0 | 0 | 0 | 0 | 0 | 1220.9389 | 2157 | 792.0792 | 428.8597 | 0 | 0 | 0 | 0 | 0 | 1220.9389 | 2157 | 792.0792 | 428.8597 | 0 | 0 | 0 | 0 | 0 | 1220.9389 | 2157 | 805.2805 | 857.7195 | 0 | 0 | 0 | 0 | 0 | 0 | 0 | 1663 | 2157 | 805.2805 | 857.7195 | 0 | 17 | 0 | 0 | 0 | 0 | 0 | 1680 | 2157 | 805.2805 | 857.7195 | 0 | 0 | 0 | 0 | 0 | 0 | 0 | 1663
2160 | 87.242 | 36.0334 | 74.1528 | 81.5003 | 36.2554 | 41.8435 | 31.25 | 19.1387 | 24.6146 | 2160 | 885.0417 | 885.0417 | 885.0417 | 1038.222 | 1038.222 | 1038.222 | 1174.3823 | 1174.3823 | 1174.3823 | 2158 | 639.604 | 0 | 0 | 0 | 0 | 0 | 150 | 789.604 |  | 2158 | 639.604 | 0 | 0 | 0 | 0 | 0 | 0 | 639.604 | 2158 | 639.604 | 0 | 0 | 0 | 0 | 0 | 0 | 639.604 | 2158 | 673.2673 | 431.887 | 0 | 0 | 0 | 0 | 0 | 1105.1543 | 2158 | 673.2673 | 431.887 | 0 | 0 | 0 | 0 | 0 | 1105.1543 | 2158 | 673.2673 | 431.887 | 0 | 0 | 0 | 0 | 0 | 1105.1543 | 2158 | 684.4884 | 863.774 | 0 | 0 | 0 | 0 | 0 | 0 | 0 | 1548.2624 | 2158 | 684.4884 | 863.774 | 0 | 17 | 0 | 0 | 0 | 0 | 0 | 1565.2624 | 2158 | 684.4884 | 863.774 | 0 | 0 | 0 | 0 | 0 | 0 | 0 | 1548.2624
2161 | 87.242 | 36.0334 | 74.1528 | 81.5003 | 36.2554 | 41.8435 | 31.25 | 19.1387 | 24.6146 | 2161 | 875.0475 | 875.0475 | 875.0475 | 1026.498 | 1026.498 | 1026.498 | 1161.1207 | 1161.1207 | 1161.1207 | 2159 | 564.3564 | 0 | 0 | 0 | 0 | 0 | 150 | 714.3564 |  | 2159 | 564.3564 | 0 | 0 | 0 | 0 | 0 | 0 | 564.3564 | 2159 | 564.3564 | 0 | 0 | 0 | 0 | 0 | 0 | 564.3564 | 2159 | 594.0594 | 425.8325 | 0 | 0 | 0 | 0 | 0 | 1019.8919 | 2159 | 594.0594 | 425.8325 | 0 | 0 | 0 | 0 | 0 | 1019.8919 | 2159 | 594.0594 | 425.8325 | 0 | 0 | 0 | 0 | 0 | 1019.8919 | 2159 | 603.9604 | 851.665 | 0 | 0 | 0 | 0 | 0 | 0 | 0 | 1455.6254 | 2159 | 603.9604 | 851.665 | 0 | 17 | 0 | 0 | 0 | 0 | 0 | 1472.6254 | 2159 | 603.9604 | 851.665 | 0 | 0 | 0 | 0 | 0 | 0 | 0 | 1455.6254
2162 | 87.242 | 36.0334 | 74.1528 | 81.5003 | 36.2554 | 41.8435 | 39.0558 | 19.1387 | 24.6146 | 2162 | 886.1522 | 886.1522 | 886.1522 | 1039.5247 | 1039.5247 | 1039.5247 | 1175.8558 | 1175.8558 | 1175.8558 | 2160 | 573.7624 | 0 | 0 | 0 | 0 | 0 | 150 | 723.7624 |  | 2160 | 573.7624 | 0 | 0 | 0 | 0 | 0 | 0 | 573.7624 | 2160 | 573.7624 | 0 | 0 | 0 | 0 | 0 | 0 | 573.7624 | 2160 | 603.9604 | 432.8961 | 0 | 0 | 0 | 0 | 0 | 1036.8565 | 2160 | 603.9604 | 432.8961 | 0 | 0 | 0 | 0 | 0 | 1036.8565 | 2160 | 603.9604 | 432.8961 | 0 | 0 | 0 | 0 | 0 | 1036.8565 | 2160 | 614.0264 | 865.7921 | 0 | 0 | 0 | 0 | 0 | 0 | 0 | 1479.8185 | 2160 | 614.0264 | 865.7921 | 0 | 17 | 0 | 0 | 0 | 0 | 0 | 1496.8185 | 2160 | 614.0264 | 865.7921 | 0 | 0 | 0 | 0 | 0 | 0 | 0 | 1479.8185
2163 | 87.242 | 36.0334 | 74.1528 | 81.5003 | 36.2554 | 41.8435 | 39.0558 | 19.1387 | 24.6146 | 2163 | 926.129 | 926.129 | 926.129 | 1086.4205 | 1086.4205 | 1086.4205 | 1228.9019 | 1228.9019 | 1228.9019 | 2161 | 564.3564 | 0 | 0 | 0 | 0 | 0 | 150 | 714.3564 |  | 2161 | 564.3564 | 0 | 0 | 0 | 0 | 0 | 0 | 564.3564 | 2161 | 564.3564 | 0 | 0 | 0 | 0 | 0 | 0 | 564.3564 | 2161 | 594.0594 | 425.8325 | 0 | 0 | 0 | 0 | 0 | 1019.8919 | 2161 | 594.0594 | 425.8325 | 0 | 0 | 0 | 0 | 0 | 1019.8919 | 2161 | 594.0594 | 425.8325 | 0 | 0 | 0 | 0 | 0 | 1019.8919 | 2161 | 603.9604 | 851.665 | 0 | 0 | 0 | 0 | 0 | 0 | 0 | 1455.6254 | 2161 | 603.9604 | 851.665 | 0 | 17 | 0 | 0 | 0 | 0 | 0 | 1472.6254 | 2161 | 603.9604 | 851.665 | 0 | 0 | 0 | 0 | 0 | 0 | 0 | 1455.6254
2164 | 87.242 | 36.0334 | 74.1528 | 81.5003 | 36.2554 | 63.4934 | 39.0558 | 19.1387 | 25.4934 | 2164 | 1029.4023 | 1029.4023 | 1029.4023 | 1207.5681 | 1207.5681 | 1207.5681 | 1365.9377 | 1365.9377 | 1365.9377 | 2162 | 592.5743 | 0 | 0 | 0 | 0 | 0 | 150 | 742.5743 |  | 2162 | 592.5743 | 0 | 0 | 0 | 0 | 0 | 0 | 592.5743 | 2162 | 592.5743 | 0 | 0 | 0 | 0 | 0 | 50.978 | 643.5522 | 2162 | 623.7624 | 404.6418 | 0 | 0 | 0 | 0 | 0 | 1028.4042 | 2162 | 623.7624 | 404.6418 | 0 | 0 | 0 | 0 | 0 | 1028.4042 | 2162 | 623.7624 | 404.6418 | 0 | 0 | 0 | 0 | 0 | 1028.4042 | 2162 | 634.1584 | 809.2836 | 0 | 0 | 0 | 0 | 0 | 0 | 0 | 1443.442 | 2162 | 634.1584 | 809.2836 | 0 | 17 | 0 | 0 | 0 | 0 | 0 | 1460.442 | 2162 | 634.1584 | 809.2836 | 0 | 0 | 0 | 0 | 0 | 0 | 0 | 1443.442
2165 | 87.242 | 36.0334 | 74.1528 | 81.5003 | 36.2554 | 63.4934 | 39.0558 | 19.1387 | 25.4934 | 2165 | 1120.4606 | 1120.4606 | 1120.4606 | 1314.3864 | 1314.3864 | 1314.3864 | 1486.765 | 1486.765 | 1486.765 | 2163 | 601.9802 | 0 | 0 | 0 | 0 | 0 | 150 | 751.9802 |  | 2163 | 601.9802 | 0 | 0 | 0 | 0 | 0 | 0 | 601.9802 | 2163 | 601.9802 | 0 | 0 | 0 | 0 | 0 | 0 | 601.9802 | 2163 | 633.6634 | 382.442 | 0 | 0 | 0 | 0 | 0 | 1016.1053 | 2163 | 633.6634 | 382.442 | 0 | 0 | 0 | 0 | 0 | 1016.1053 | 2163 | 633.6634 | 382.442 | 0 | 0 | 0 | 0 | 0 | 1016.1053 | 2163 | 644.2244 | 764.884 | 0 | 0 | 0 | 0 | 0 | 0 | 0 | 1409.1084 | 2163 | 644.2244 | 764.884 | 0 | 17 | 0 | 0 | 0 | 0 | 0 | 1426.1084 | 2163 | 644.2244 | 764.884 | 0 | 0 | 0 | 0 | 0 | 0 | 0 | 1409.1084
2166 | 87.242 | 36.0334 | 74.1528 | 81.5003 | 36.2554 | 63.4934 | 39.0558 | 19.1387 | 25.4934 | 2166 | 1220.4025 | 1220.4025 | 1220.4025 | 1431.6261 | 1431.6261 | 1431.6261 | 1619.3803 | 1619.3803 | 1619.3803 | 2164 | 554.9505 | 0 | 5.0859 | 0 | 0 | 0 | 150 | 710.0364 |  | 2164 | 554.9505 | 0 | 5.0859 | 0 | 0 | 0 | 0 | 560.0364 | 2164 | 554.9505 | 0 | 5.0859 | 0 | 0 | 0 | 0 | 560.0364 | 2164 | 584.1584 | 351.1604 | 5.4983 | 0 | 0 | 0 | 0 | 940.8171 | 2164 | 584.1584 | 351.1604 | 5.4983 | 0 | 0 | 0 | 0 | 940.8171 | 2164 | 584.1584 | 351.1604 | 5.4983 | 0 | 0 | 0 | 0 | 940.8171 | 2164 | 593.8944 | 702.3209 | 6.8729 | 0 | 0 | 0 | 0 | 0 | 0 | 1303.0881 | 2164 | 593.8944 | 702.3209 | 6.8729 | 17 | 0 | 0 | 0 | 0 | 0 | 1320.0881 | 2164 | 593.8944 | 702.3209 | 6.8729 | 0 | 0 | 0 | 0 | 0 | 0 | 1303.0881
2167 | 84.9697 | 36.0334 | 74.1528 | 37.3944 | 36.2554 | 37.3944 | 29.7782 | 19.1387 | 25.4934 | 2167 | 1233.7281 | 1233.7281 | 1233.7281 | 1447.258 | 1447.258 | 1447.258 | 1637.0623 | 1637.0623 | 1637.0623 | 2165 | 545.5446 | 0 | 45.7732 | 0 | 0 | 0 | 150 | 741.3178 |  | 2165 | 545.5446 | 0 | 45.7732 | 0 | 0 | 0 | 0 | 591.3178 | 2165 | 545.5446 | 0 | 45.7732 | 0 | 0 | 0 | 0 | 591.3178 | 2165 | 574.2574 | 330.9788 | 49.4845 | 0 | 0 | 0 | 0 | 954.7208 | 2165 | 574.2574 | 330.9788 | 49.4845 | 0 | 0 | 0 | 0 | 954.7208 | 2165 | 574.2574 | 330.9788 | 49.4845 | 0 | 0 | 0 | 0 | 954.7208 | 2165 | 583.8284 | 661.9576 | 61.8557 | 0 | 0 | 0 | 0 | 0 | 0 | 1307.6417 | 2165 | 583.8284 | 661.9576 | 61.8557 | 17 | 0 | 0 | 0 | 0 | 0 | 1324.6417 | 2165 | 583.8284 | 661.9576 | 61.8557 | 0 | 0 | 0 | 0 | 0 | 0 | 1307.6417
2168 | 74.1528 | 36.0334 | 74.1528 | 32.5216 | 32.5216 | 32.5216 | 0.01 | 3.0198 | 3.0198 | 2168 | 1190.4199 | 1190.4199 | 1190.4199 | 1396.4542 | 1396.4542 | 1396.4542 | 1579.5957 | 1579.5957 | 1579.5957 | 2166 | 470.297 | 0 | 208.5223 | 0 | 0 | 0 | 150 | 828.8194 |  | 2166 | 470.297 | 0 | 208.5223 | 0 | 0 | 0 | 0 | 678.8194 | 2166 | 470.297 | 0 | 208.5223 | 0 | 0 | 0 | 0 | 678.8194 | 2166 | 495.0495 | 292.6337 | 225.4296 | 0 | 0 | 0 | 0 | 1013.1128 | 2166 | 495.0495 | 292.6337 | 225.4296 | 0 | 0 | 0 | 0 | 1013.1128 | 2166 | 495.0495 | 292.6337 | 225.4296 | 0 | 0 | 0 | 0 | 1013.1128 | 2166 | 503.3003 | 585.2674 | 281.7869 | 0 | 0 | 0 | 0 | 0 | 0 | 1370.3547 | 2166 | 503.3003 | 585.2674 | 281.7869 | 17 | 0 | 0 | 0 | 0 | 0 | 1387.3547 | 2166 | 503.3003 | 585.2674 | 281.7869 | 0 | 0 | 0 | 0 | 0 | 0 | 1370.3547
2169 | 18.6145 | 18.6145 | 22.3899 | 8.0251 | 18.0191 | 22.5454 | 0.01 | 0.01 | 0.01 | 2169 | 1162.6583 | 1162.6583 | 1162.6583 | 1363.8876 | 1363.8876 | 1363.8876 | 1542.7581 | 1674.1048 | 1542.7581 | 2167 | 423.2673 | 0 | 447.5601 | 0 | 0 | 0 | 150 | 1020.8275 |  | 2167 | 423.2673 | 0 | 447.5601 | 0 | 0 | 0 | 0 | 870.8275 | 2167 | 423.2673 | 0 | 447.5601 | 0 | 0 | 0 | 0 | 870.8275 | 2167 | 445.5446 | 263.3703 | 483.8488 | 0 | 0 | 0 | 0 | 1192.7637 | 2167 | 445.5446 | 263.3703 | 483.8488 | 0 | 0 | 0 | 0 | 1192.7637 | 2167 | 445.5446 | 263.3703 | 483.8488 | 0 | 0 | 0 | 0 | 1192.7637 | 2167 | 452.9703 | 526.7407 | 604.811 | 0 | 0 | 0 | 0 | 0 | 0 | 1584.522 | 2167 | 452.9703 | 526.7407 | 604.811 | 17 | 0 | 0 | 0 | 0 | 0 | 1601.522 | 2167 | 452.9703 | 526.7407 | 604.811 | 0 | 0 | 0 | 0 | 0 | 0 | 1584.522
2170 | 14.9898 | 16.2384 | 16.2384 | 6.4125 | 6.4125 | 6.4125 | 0.01 | 0.01 | 0.01 | 2170 | 1132.6757 | 1132.6757 | 1132.6757 | 1328.7157 | 1328.7157 | 1328.7157 | 2028.0877 | 2028.0877 | 1502.9735 | 2168 | 432.6733 | 0 | 732.3711 | 0 | 0 | 0 | 9.3755 | 1174.4199 |  | 2168 | 432.6733 | 0 | 732.3711 | 0 | 0 | 0 | 0 | 1165.0444 | 2168 | 432.6733 | 0 | 732.3711 | 0 | 0 | 0 | 0 | 1165.0444 | 2168 | 455.4455 | 328.9606 | 791.7526 | 0 | 0 | 0 | 0 | 1576.1588 | 2168 | 455.4455 | 328.9606 | 791.7526 | 0 | 0 | 0 | 0 | 1576.1588 | 2168 | 455.4455 | 328.9606 | 791.7526 | 0 | 0 | 0 | 0 | 1576.1588 | 2168 | 414.5482 | 657.9213 | 989.6907 | 0 | 0 | 0 | 0 | 0 | 0 | 2062.1602 | 2168 | 463.0363 | 657.9213 | 989.6907 | 17 | 0 | 0 | 0 | 0 | 0 | 2127.6483 | 2168 | 463.0363 | 657.9213 | 989.6907 | 0 | 0 | 0 | 0 | 0 | 0 | 2110.6483
2171 | 12.3675 | 13.0305 | 12.3675 | 0.01 | 0.01 | 0.01 | 0.01 | 0.01 | 0.01 | 2171 | 1535.0767 | 1535.0767 | 1535.0767 | 1800.7631 | 1800.7631 | 1800.7631 | 2036.9287 | 2036.9287 | 1511.8145 | 2169 | 611.3861 | 0 | 905.2921 | 0 | 0 | 0 | 0 | 1516.6782 |  | 2169 | 611.3861 | 0 | 905.2921 | 0 | 0 | 0 | 0 | 1516.6782 | 2169 | 611.3861 | 0 | 905.2921 | 0 | 0 | 0 | 0 | 1516.6782 | 2169 | 643.5644 | 389.5055 | 978.6942 | 0 | 0 | 0 | 0 | 2011.7641 | 2169 | 643.5644 | 389.5055 | 978.6942 | 0 | 0 | 0 | 0 | 2011.7641 | 2169 | 643.5644 | 389.5055 | 978.6942 | 0 | 0 | 0 | 0 | 2011.7641 | 2169 | 654.2904 | 779.0111 | 1223.3677 | 0 | 0 | 0 | 0 | 0 | 0 | 2656.6692 | 2169 | 654.2904 | 779.0111 | 1223.3677 | 17 | 0 | 0 | 0 | 0 | 0 | 2673.6692 | 2169 | 654.2904 | 779.0111 | 1223.3677 | 0 | 0 | 0 | 0 | 0 | 0 | 2656.6692
2172 | 12.3675 | 13.0305 | 12.3675 | 0.01 | 0.01 | 0.01 | 0.01 | 0.01 | 0.01 | 2172 | 1507.315 | 1318.3249 | 1507.315 | 1768.1965 | 1768.1965 | 1768.1965 | 2000.0911 | 1474.977 | 2000.0911 | 2170 | 846.5347 | 0 | 986.6667 | 0 | 0 | 0 | 0 | 1833.2013 |  | 2170 | 846.5347 | 0 | 986.6667 | 0 | 0 | 0 | 0 | 1833.2013 | 2170 | 846.5347 | 0 | 986.6667 | 0 | 0 | 0 | 0 | 1833.2013 | 2170 | 891.0891 | 427.8507 | 1066.6667 | 0 | 0 | 0 | 0 | 2385.6064 | 2170 | 891.0891 | 427.8507 | 1066.6667 | 0 | 0 | 0 | 0 | 2385.6064 | 2170 | 891.0891 | 427.8507 | 1066.6667 | 0 | 0 | 0 | 0 | 2385.6064 | 2170 | 905.9406 | 855.7013 | 1333.3333 | 0 | 0 | 0 | 0 | 0 | 0 | 3094.9752 | 2170 | 905.9406 | 855.7013 | 1333.3333 | 17 | 0 | 0 | 0 | 0 | 0 | 3111.9752 | 2170 | 905.9406 | 855.7013 | 1333.3333 | 0 | 0 | 0 | 0 | 0 | 0 | 3094.9752
2173 | 14.5699 | 14.8658 | 14.8658 | 5.1105 | 6.1263 | 6.1263 | 0.01 | 0.01 | 0.01 | 2173 | 1082.7047 | 1082.7047 | 1082.7047 | 1270.0959 | 1270.0959 | 1270.0959 | 1961.78 | 1961.78 | 1961.78 | 2171 | 950 | 0 | 996.8385 | 0 | 0 | 0 | 0 | 1946.8385 |  | 2171 | 950 | 0 | 996.8385 | 0 | 0 | 0 | 0 | 1946.8385 | 2171 | 950 | 0 | 996.8385 | 0 | 0 | 0 | 0 | 1946.8385 | 2171 | 1000 | 480.3229 | 1077.6632 | 0 | 0 | 0 | 0 | 2557.9861 | 2171 | 1000 | 480.3229 | 1077.6632 | 0 | 0 | 0 | 0 | 2557.9861 | 2171 | 1000 | 480.3229 | 1077.6632 | 0 | 0 | 0 | 0 | 2557.9861 | 2171 | 0 | 960.6458 | 1347.079 | 0 | 0 | 0 | 0 | 0 | 0 | 2307.7249 | 2171 | 428.4528 | 960.6458 | 1347.079 | 17 | 0 | 0 | 0 | 0 | 0 | 2753.1776 | 2171 | 57.763 | 960.6458 | 1347.079 | 0 | 0 | 0 | 0 | 0 | 0 | 2365.4878
2174 | 18.6145 | 18.6145 | 18.6145 | 8.0251 | 8.0251 | 8.0251 | 0.01 | 0.01 | 0.01 | 2174 | 1038.2861 | 1038.2861 | 1038.2861 | 1217.9894 | 1217.9894 | 1217.9894 | 1902.8399 | 1902.8399 | 1902.8399 | 2172 | 931.1881 | 0 | 961.2371 | 0 | 0 | 0 | 0 | 1892.4252 |  | 2172 | 931.1881 | 0 | 961.2371 | 0 | 0 | 0 | 0 | 1892.4252 | 2172 | 931.1881 | 0 | 961.2371 | 0 | 0 | 0 | 0 | 1892.4252 | 2172 | 980.198 | 533.8042 | 1039.1753 | 0 | 0 | 0 | 0 | 2553.1775 | 2172 | 980.198 | 533.8042 | 1039.1753 | 0 | 0 | 0 | 0 | 2553.1775 | 2172 | 980.198 | 533.8042 | 1039.1753 | 0 | 0 | 0 | 0 | 2553.1775 | 2172 | 804.4799 | 1067.6085 | 1298.9691 | 0 | 0 | 0 | 0 | 0 | 0 | 3171.0574 | 2172 | 0 | 1067.6085 | 1298.9691 | 17 | 0 | 0 | 0 | 0 | 0 | 2383.5775 | 2172 | 68.7041 | 1067.6085 | 1298.9691 | 0 | 0 | 0 | 0 | 0 | 0 | 2435.2817
2175 | 21.0113 | 21.0113 | 21.0113 | 18.6145 | 18.6145 | 20.9838 | 0.01 | 0.01 | 0.01 | 2175 | 1048.2803 | 1048.2803 | 1048.2803 | 1229.7134 | 1229.7134 | 1229.7134 | 1390.9873 | 1673.7586 | 1390.9873 | 2173 | 1128.7129 | 0 | 890.0344 | 0 | 0 | 0 | 0 | 2018.7472 |  | 2173 | 1128.7129 | 0 | 890.0344 | 0 | 0 | 0 | 0 | 2018.7472 | 2173 | 1128.7129 | 0 | 890.0344 | 0 | 0 | 0 | 0 | 2018.7472 | 2173 | 1188.1188 | 573.1584 | 962.1993 | 0 | 0 | 0 | 0 | 2723.4766 | 2173 | 1188.1188 | 573.1584 | 962.1993 | 0 | 0 | 0 | 0 | 2723.4766 | 2173 | 1188.1188 | 573.1584 | 962.1993 | 0 | 0 | 0 | 0 | 2723.4766 | 2173 | 1207.9208 | 1146.3169 | 1202.7491 | 0 | 0 | 0 | 0 | 0 | 0 | 3556.9868 | 2173 | 1207.9208 | 1146.3169 | 1202.7491 | 17 | 0 | 0 | 0 | 0 | 0 | 3573.9868 | 2173 | 1207.9208 | 1146.3169 | 1202.7491 | 0 | 0 | 0 | 0 | 0 | 0 | 3556.9868
2176 | 22.3899 | 22.3899 | 22.3899 | 22.5454 | 22.5454 | 22.5454 | 11.1093 | 11.1093 | 11.1093 | 2176 | 1080.4838 | 1080.4838 | 1080.4838 | 1267.4906 | 1267.4906 | 1267.4906 | 1433.7189 | 1433.7189 | 1433.7189 | 2174 | 1345.0495 | 0 | 727.2852 | 0 | 0 | 0 | 0 | 2072.3347 |  | 2174 | 1345.0495 | 0 | 727.2852 | 0 | 0 | 0 | 0 | 2072.3347 | 2174 | 1345.0495 | 0 | 727.2852 | 0 | 0 | 0 | 0 | 2072.3347 | 2174 | 1415.8416 | 595.3582 | 786.2543 | 0 | 0 | 0 | 0 | 2797.4541 | 2174 | 1415.8416 | 595.3582 | 786.2543 | 0 | 0 | 0 | 0 | 2797.4541 | 2174 | 1415.8416 | 595.3582 | 786.2543 | 0 | 0 | 0 | 0 | 2797.4541 | 2174 | 1439.4389 | 1190.7164 | 982.8179 | 0 | 0 | 0 | 0 | 0 | 0 | 3612.9733 | 2174 | 1439.4389 | 1190.7164 | 982.8179 | 17 | 0 | 0 | 0 | 0 | 0 | 3629.9733 | 2174 | 1439.4389 | 1190.7164 | 982.8179 | 0 | 0 | 0 | 0 | 0 | 0 | 3612.9733
2177 | 28.5703 | 28.5703 | 28.5703 | 23.965 | 23.965 | 23.965 | 18.4013 | 18.4013 | 18.4013 | 2177 | 1077.1524 | 1077.1524 | 1077.1524 | 1263.5826 | 1263.5826 | 1263.5826 | 1429.2984 | 1429.2984 | 1429.2984 | 2175 | 1269.802 | 0 | 452.646 | 0 | 0 | 0 | 0 | 1722.448 |  | 2175 | 1269.802 | 0 | 452.646 | 0 | 0 | 0 | 0 | 1722.448 | 2175 | 1269.802 | 0 | 452.646 | 0 | 0 | 0 | 0 | 1722.448 | 2175 | 1336.6337 | 587.2856 | 489.3471 | 0 | 0 | 0 | 0 | 2413.2663 | 2175 | 1336.6337 | 587.2856 | 489.3471 | 0 | 0 | 0 | 0 | 2413.2663 | 2175 | 1336.6337 | 587.2856 | 489.3471 | 0 | 0 | 0 | 0 | 2413.2663 | 2175 | 1358.9109 | 1174.5711 | 611.6838 | 0 | 0 | 0 | 0 | 0 | 0 | 3145.1659 | 2175 | 1358.9109 | 1174.5711 | 611.6838 | 17 | 0 | 0 | 0 | 0 | 0 | 3162.1659 | 2175 | 1358.9109 | 1174.5711 | 611.6838 | 0 | 0 | 0 | 0 | 0 | 0 | 3145.1659
2178 | 22.3899 | 22.3899 | 22.3899 | 23.965 | 30.4988 | 33.8141 | 15.5567 | 15.5567 | 15.5567 | 2178 | 1127.1234 | 1127.1234 | 1127.1234 | 1322.2024 | 1322.2024 | 1322.2024 | 1495.606 | 1495.606 | 1495.606 | 2176 | 1232.1782 | 0 | 172.921 | 0 | 0 | 0 | 0 | 1405.0992 |  | 2176 | 1232.1782 | 0 | 172.921 | 0 | 0 | 0 | 0 | 1405.0992 | 2176 | 1232.1782 | 0 | 172.921 | 0 | 0 | 0 | 0 | 1405.0992 | 2176 | 1297.0297 | 536.8315 | 186.9416 | 0 | 0 | 0 | 0 | 2020.8028 | 2176 | 1297.0297 | 536.8315 | 186.9416 | 0 | 0 | 0 | 0 | 2020.8028 | 2176 | 1297.0297 | 536.8315 | 186.9416 | 0 | 0 | 0 | 0 | 2020.8028 | 2176 | 1318.6469 | 1073.663 | 233.677 | 0 | 0 | 0 | 0 | 0 | 0 | 2625.9868 | 2176 | 1318.6469 | 1073.663 | 233.677 | 17 | 0 | 0 | 0 | 0 | 0 | 2642.9868 | 2176 | 1318.6469 | 1073.663 | 233.677 | 0 | 0 | 0 | 0 | 0 | 0 | 2625.9868
2179 | 34.0299 | 34.8099 | 40.6944 | 23.965 | 30.4988 | 33.8141 | 3.0198 | 3.0198 | 3.0198 | 2179 | 1126.0129 | 1126.0129 | 1126.0129 | 1320.8997 | 1320.8997 | 1320.8997 | 1494.1325 | 1494.1325 | 1494.1325 | 2177 | 1194.5545 | 0 | 25.4296 | 0 | 0 | 0 | 0 | 1219.984 |  | 2177 | 1194.5545 | 0 | 25.4296 | 0 | 0 | 0 | 0 | 1219.984 | 2177 | 1194.5545 | 0 | 25.4296 | 0 | 0 | 0 | 0 | 1219.984 | 2177 | 1257.4257 | 527.7497 | 27.4914 | 0 | 0 | 0 | 0 | 1812.6669 | 2177 | 1257.4257 | 527.7497 | 27.4914 | 0 | 0 | 0 | 0 | 1812.6669 | 2177 | 1257.4257 | 527.7497 | 27.4914 | 0 | 0 | 0 | 0 | 1812.6669 | 2177 | 1278.3828 | 1055.4995 | 34.3643 | 0 | 0 | 0 | 0 | 0 | 0 | 2368.2466 | 2177 | 1278.3828 | 1055.4995 | 34.3643 | 17 | 0 | 0 | 0 | 0 | 0 | 2385.2466 | 2177 | 1278.3828 | 1055.4995 | 34.3643 | 0 | 0 | 0 | 0 | 0 | 0 | 2368.2466
2180 | 21.7964 | 21.7964 | 22.3899 | 22.5454 | 22.5454 | 22.5454 | 3.3664 | 3.3664 | 3.3664 | 2180 | 1061.6059 | 1061.6059 | 1061.6059 | 1245.3453 | 1245.3453 | 1245.3453 | 1408.6693 | 1408.6693 | 1408.6693 | 2178 | 1128.7129 | 0 | 0 | 0 | 0 | 0 | 0 | 1128.7129 |  | 2178 | 1128.7129 | 0 | 0 | 0 | 0 | 0 | 0 | 1128.7129 | 2178 | 1128.7129 | 0 | 0 | 0 | 0 | 0 | 0 | 1128.7129 | 2178 | 1188.1188 | 575.1766 | 0 | 0 | 0 | 0 | 0 | 1763.2954 | 2178 | 1188.1188 | 575.1766 | 0 | 0 | 0 | 0 | 0 | 1763.2954 | 2178 | 1188.1188 | 575.1766 | 0 | 0 | 0 | 0 | 0 | 1763.2954 | 2178 | 1207.9208 | 1150.3532 | 0 | 0 | 0 | 0 | 0 | 0 | 0 | 2358.274 | 2178 | 1207.9208 | 1150.3532 | 0 | 17 | 0 | 0 | 0 | 0 | 0 | 2375.274 | 2178 | 1207.9208 | 1150.3532 | 0 | 0 | 0 | 0 | 0 | 0 | 0 | 2358.274
2181 | 34.0299 | 34.8099 | 40.6944 | 23.965 | 30.4988 | 35.66 | 14.9898 | 14.9898 | 14.9898 | 2181 | 980.5418 | 980.5418 | 980.5418 | 1150.251 | 1150.251 | 1150.251 | 1301.1036 | 1301.1036 | 1301.1036 | 2179 | 1081.6832 | 0 | 0 | 0 | 0 | 0 | 0 | 1081.6832 |  | 2179 | 1081.6832 | 0 | 0 | 0 | 0 | 0 | 0 | 1081.6832 | 2179 | 1081.6832 | 0 | 0 | 0 | 0 | 0 | 0 | 1081.6832 | 2179 | 1138.6139 | 595.3582 | 0 | 0 | 0 | 0 | 0 | 1733.9721 | 2179 | 1138.6139 | 595.3582 | 0 | 0 | 0 | 0 | 0 | 1733.9721 | 2179 | 1138.6139 | 595.3582 | 0 | 0 | 0 | 0 | 0 | 1733.9721 | 2179 | 1157.5908 | 1190.7164 | 0 | 0 | 0 | 0 | 0 | 0 | 0 | 2348.3072 | 2179 | 1157.5908 | 1190.7164 | 0 | 17 | 0 | 0 | 0 | 0 | 0 | 2365.3072 | 2179 | 1157.5908 | 1190.7164 | 0 | 0 | 0 | 0 | 0 | 0 | 0 | 2348.3072
2182 | 34.0299 | 34.8099 | 40.6944 | 23.965 | 30.4988 | 35.66 | 14.9898 | 14.9898 | 14.9898 | 2182 | 930.5708 | 930.5708 | 930.5708 | 1091.6312 | 1091.6312 | 1091.6312 | 1234.7959 | 1234.7959 | 1234.7959 | 2180 | 1138.1188 | 0 | 0 | 0 | 0 | 0 | 0 | 1138.1188 |  | 2180 | 1138.1188 | 0 | 0 | 0 | 0 | 0 | 0 | 1138.1188 | 2180 | 1138.1188 | 0 | 0 | 0 | 0 | 0 | 0 | 1138.1188 | 2180 | 1198.0198 | 579.2129 | 0 | 0 | 0 | 0 | 0 | 1777.2327 | 2180 | 1198.0198 | 579.2129 | 0 | 0 | 0 | 0 | 0 | 1777.2327 | 2180 | 1198.0198 | 579.2129 | 0 | 0 | 0 | 0 | 0 | 1777.2327 | 2180 | 1217.9868 | 1158.4258 | 0 | 0 | 0 | 0 | 0 | 0 | 0 | 2376.4126 | 2180 | 1217.9868 | 1158.4258 | 0 | 17 | 0 | 0 | 0 | 0 | 0 | 2393.4126 | 2180 | 1217.9868 | 1158.4258 | 0 | 0 | 0 | 0 | 0 | 0 | 0 | 2376.4126
2183 | 34.0299 | 34.8099 | 40.6944 | 23.965 | 30.4988 | 35.66 | 14.9898 | 14.9898 | 14.9898 | 2183 | 895.0359 | 895.0359 | 895.0359 | 1049.946 | 1049.946 | 1049.946 | 1187.6438 | 1187.6438 | 1187.6438 | 2181 | 884.1584 | 0 | 0 | 0 | 0 | 0 | 0 | 884.1584 |  | 2181 | 884.1584 | 0 | 0 | 0 | 0 | 0 | 0 | 884.1584 | 2181 | 884.1584 | 0 | 0 | 0 | 0 | 0 | 0 | 884.1584 | 2181 | 930.6931 | 561.0494 | 0 | 0 | 0 | 0 | 0 | 1491.7425 | 2181 | 930.6931 | 561.0494 | 0 | 0 | 0 | 0 | 0 | 1491.7425 | 2181 | 930.6931 | 561.0494 | 0 | 0 | 0 | 0 | 0 | 1491.7425 | 2181 | 946.2046 | 1122.0989 | 0 | 0 | 0 | 0 | 0 | 0 | 0 | 2068.3035 | 2181 | 946.2046 | 1122.0989 | 0 | 17 | 0 | 0 | 0 | 0 | 0 | 2085.3035 | 2181 | 946.2046 | 1122.0989 | 0 | 0 | 0 | 0 | 0 | 0 | 0 | 2068.3035
2184 | 34.0299 | 34.8099 | 40.6944 | 23.965 | 30.4988 | 35.66 | 15.2771 | 15.2771 | 15.2771 | 2184 | 870.6056 | 870.6056 | 870.6056 | 1021.2874 | 1021.2874 | 1021.2874 | 1155.2267 | 1155.2267 | 1155.2267 | 2182 | 733.6634 | 0 | 0 | 0 | 0 | 0 | 0 | 733.6634 |  | 2182 | 733.6634 | 0 | 0 | 0 | 0 | 0 | 0 | 733.6634 | 2182 | 733.6634 | 0 | 0 | 0 | 0 | 0 | 0 | 733.6634 | 2182 | 772.2772 | 554.995 | 0 | 0 | 0 | 0 | 0 | 1327.2722 | 2182 | 772.2772 | 554.995 | 0 | 0 | 0 | 0 | 0 | 1327.2722 | 2182 | 772.2772 | 554.995 | 0 | 0 | 0 | 0 | 0 | 1327.2722 | 2182 | 785.1485 | 1109.9899 | 0 | 0 | 0 | 0 | 0 | 0 | 0 | 1895.1384 | 2182 | 785.1485 | 1109.9899 | 0 | 17 | 0 | 0 | 0 | 0 | 0 | 1912.1384 | 2182 | 785.1485 | 1109.9899 | 0 | 0 | 0 | 0 | 0 | 0 | 0 | 1895.1384
2185 | 43.8649 | 43.8649 | 43.8649 | 33.8141 | 32.7815 | 32.7815 | 14.9898 | 14.9898 | 14.9898 | 2185 | 861.7219 | 861.7219 | 861.7219 | 1010.8661 | 1010.8661 | 1010.8661 | 1143.4387 | 1143.4387 | 1143.4387 | 2183 | 790.099 | 0 | 0 | 0 | 0 | 0 | 0 | 790.099 |  | 2183 | 790.099 | 0 | 0 | 0 | 0 | 0 | 0 | 790.099 | 2183 | 790.099 | 0 | 0 | 0 | 0 | 0 | 0 | 790.099 | 2183 | 831.6832 | 548.9405 | 0 | 0 | 0 | 0 | 0 | 1380.6236 | 2183 | 831.6832 | 548.9405 | 0 | 0 | 0 | 0 | 0 | 1380.6236 | 2183 | 831.6832 | 548.9405 | 0 | 0 | 0 | 0 | 0 | 1380.6236 | 2183 | 845.5446 | 1097.8809 | 0 | 0 | 0 | 0 | 0 | 0 | 0 | 1943.4255 | 2183 | 845.5446 | 1097.8809 | 0 | 17 | 0 | 0 | 0 | 0 | 0 | 1960.4255 | 2183 | 845.5446 | 1097.8809 | 0 | 0 | 0 | 0 | 0 | 0 | 0 | 1943.4255
2186 | 29.4202 | 29.4202 | 29.4202 | 33.8141 | 32.7815 | 32.7815 | 16.2384 | 16.2384 | 16.2384 | 2186 | 856.1696 | 856.1696 | 856.1696 | 1004.3528 | 1004.3528 | 1004.3528 | 1136.0712 | 1136.0712 | 1136.0712 | 2184 | 724.2574 | 0 | 0 | 0 | 0 | 0 | 0 | 724.2574 |  | 2184 | 724.2574 | 0 | 0 | 0 | 0 | 0 | 0 | 724.2574 | 2184 | 724.2574 | 0 | 0 | 0 | 0 | 0 | 0 | 724.2574 | 2184 | 762.3762 | 535.8224 | 0 | 0 | 0 | 0 | 0 | 1298.1986 | 2184 | 762.3762 | 535.8224 | 0 | 0 | 0 | 0 | 0 | 1298.1986 | 2184 | 762.3762 | 535.8224 | 0 | 0 | 0 | 0 | 0 | 1298.1986 | 2184 | 775.0825 | 1071.6448 | 0 | 0 | 0 | 0 | 0 | 0 | 0 | 1846.7273 | 2184 | 775.0825 | 1071.6448 | 0 | 17 | 0 | 0 | 0 | 0 | 0 | 1863.7273 | 2184 | 775.0825 | 1071.6448 | 0 | 0 | 0 | 0 | 0 | 0 | 0 | 1846.7273
2187 | 46.418 | 47.1223 | 49.3737 | 33.8141 | 32.7815 | 32.7815 | 21.3767 | 18.6365 | 18.6365 | 2187 | 880.5998 | 880.5998 | 880.5998 | 1033.0113 | 1033.0113 | 1033.0113 | 1168.4882 | 1168.4882 | 1168.4882 | 2185 | 827.7228 | 0 | 0 | 0 | 0 | 0 | 0 | 827.7228 |  | 2185 | 827.7228 | 0 | 0 | 0 | 0 | 0 | 0 | 827.7228 | 2185 | 827.7228 | 0 | 0 | 0 | 0 | 0 | 0 | 827.7228 | 2185 | 871.2871 | 497.4773 | 0 | 0 | 0 | 0 | 0 | 1368.7644 | 2185 | 871.2871 | 497.4773 | 0 | 0 | 0 | 0 | 0 | 1368.7644 | 2185 | 871.2871 | 497.4773 | 0 | 0 | 0 | 0 | 0 | 1368.7644 | 2185 | 885.8086 | 994.9546 | 0 | 0 | 0 | 0 | 0 | 0 | 0 | 1880.7632 | 2185 | 885.8086 | 994.9546 | 0 | 17 | 0 | 0 | 0 | 0 | 0 | 1897.7632 | 2185 | 885.8086 | 994.9546 | 0 | 0 | 0 | 0 | 0 | 0 | 0 | 1880.7632
2188 | 46.418 | 47.1223 | 49.3737 | 33.8141 | 32.7815 | 32.7815 | 21.3767 | 20.9838 | 21.3767 | 2188 | 909.472 | 909.472 | 909.472 | 1066.8806 | 1066.8806 | 1066.8806 | 1206.7993 | 1206.7993 | 1206.7993 | 2186 | 912.3762 | 0 | 0 | 0 | 0 | 0 | 0 | 912.3762 |  | 2186 | 912.3762 | 0 | 0 | 0 | 0 | 0 | 0 | 912.3762 | 2186 | 912.3762 | 0 | 0 | 0 | 0 | 0 | 0 | 912.3762 | 2186 | 960.396 | 443.996 | 0 | 0 | 0 | 0 | 0 | 1404.392 | 2186 | 960.396 | 443.996 | 0 | 0 | 0 | 0 | 0 | 1404.392 | 2186 | 960.396 | 443.996 | 0 | 0 | 0 | 0 | 0 | 1404.392 | 2186 | 976.4026 | 887.9919 | 0 | 0 | 0 | 0 | 0 | 0 | 0 | 1864.3946 | 2186 | 976.4026 | 887.9919 | 0 | 17 | 0 | 0 | 0 | 0 | 0 | 1881.3946 | 2186 | 976.4026 | 887.9919 | 0 | 0 | 0 | 0 | 0 | 0 | 0 | 1864.3946
2189 | 46.418 | 47.1223 | 49.3737 | 33.8141 | 32.7815 | 32.7815 | 21.3767 | 20.9838 | 20.9838 | 2189 | 938.3441 | 938.3441 | 938.3441 | 1100.7498 | 1100.7498 | 1100.7498 | 1245.1104 | 1245.1104 | 1245.1104 | 2187 | 639.604 | 0 | 0 | 0 | 0 | 0 | 0 | 639.604 |  | 2187 | 639.604 | 0 | 0 | 0 | 0 | 0 | 0 | 639.604 | 2187 | 639.604 | 0 | 0 | 0 | 0 | 0 | 0 | 639.604 | 2187 | 673.2673 | 398.5873 | 0 | 0 | 0 | 0 | 0 | 1071.8546 | 2187 | 673.2673 | 398.5873 | 0 | 0 | 0 | 0 | 0 | 1071.8546 | 2187 | 673.2673 | 398.5873 | 0 | 0 | 0 | 0 | 0 | 1071.8546 | 2187 | 684.4884 | 797.1746 | 0 | 0 | 0 | 0 | 0 | 0 | 0 | 1481.663 | 2187 | 684.4884 | 797.1746 | 0 | 17 | 0 | 0 | 0 | 0 | 0 | 1498.663 | 2187 | 684.4884 | 797.1746 | 0 | 0 | 0 | 0 | 0 | 0 | 0 | 1481.663
2190 | 46.418 | 47.1223 | 49.3737 | 33.8141 | 32.7815 | 32.7815 | 20.9838 | 20.9838 | 20.9838 | 2190 | 993.8674 | 993.8674 | 993.8674 | 1165.8829 | 1165.8829 | 1165.8829 | 1318.7856 | 1318.7856 | 1318.7856 | 2188 | 470.297 | 0 | 5.0859 | 0 | 0 | 0 | 0 | 475.3829 |  | 2188 | 470.297 | 0 | 5.0859 | 0 | 0 | 0 | 0 | 475.3829 | 2188 | 470.297 | 0 | 5.0859 | 0 | 0 | 0 | 0 | 475.3829 | 2188 | 495.0495 | 376.3875 | 5.4983 | 0 | 0 | 0 | 0 | 876.9353 | 2188 | 495.0495 | 376.3875 | 5.4983 | 0 | 0 | 0 | 0 | 876.9353 | 2188 | 495.0495 | 376.3875 | 5.4983 | 0 | 0 | 0 | 0 | 876.9353 | 2188 | 503.3003 | 752.775 | 6.8729 | 0 | 0 | 0 | 0 | 0 | 0 | 1262.9482 | 2188 | 503.3003 | 752.775 | 6.8729 | 17 | 0 | 0 | 0 | 0 | 0 | 1279.9482 | 2188 | 503.3003 | 752.775 | 6.8729 | 0 | 0 | 0 | 0 | 0 | 0 | 1262.9482
2191 | 35.7711 | 35.7711 | 35.7711 | 32.7256 | 32.7256 | 32.7256 | 15.5567 | 15.5567 | 15.5567 | 2191 | 1026.0709 | 1026.0709 | 1026.0709 | 1203.6601 | 1203.6601 | 1203.6601 | 1361.5172 | 1361.5172 | 1361.5172 | 2189 | 451.4851 | 0 | 35.6014 | 0 | 0 | 0 | 0 | 487.0865 |  | 2189 | 451.4851 | 0 | 35.6014 | 0 | 0 | 0 | 0 | 487.0865 | 2189 | 451.4851 | 0 | 35.6014 | 0 | 0 | 0 | 0 | 487.0865 | 2189 | 475.2475 | 365.2876 | 38.488 | 0 | 0 | 0 | 0 | 879.0231 | 2189 | 475.2475 | 365.2876 | 38.488 | 0 | 0 | 0 | 0 | 879.0231 | 2189 | 475.2475 | 365.2876 | 38.488 | 0 | 0 | 0 | 0 | 879.0231 | 2189 | 483.1683 | 730.5752 | 48.11 | 0 | 0 | 0 | 0 | 0 | 0 | 1261.8535 | 2189 | 483.1683 | 730.5752 | 48.11 | 17 | 0 | 0 | 0 | 0 | 0 | 1278.8535 | 2189 | 483.1683 | 730.5752 | 48.11 | 0 | 0 | 0 | 0 | 0 | 0 | 1261.8535
2192 | 29.4202 | 29.4202 | 29.4202 | 24.299 | 24.299 | 24.299 | 14.9898 | 14.942 | 14.942 | 2192 | 1048.2803 | 1048.2803 | 1048.2803 | 1229.7134 | 1229.7134 | 1229.7134 | 1390.9873 | 1390.9873 | 1390.9873 | 2190 | 385.6436 | 0 | 157.6632 | 0 | 0 | 0 | 0 | 543.3068 |  | 2190 | 385.6436 | 0 | 157.6632 | 0 | 0 | 0 | 0 | 543.3068 | 2190 | 385.6436 | 0 | 157.6632 | 0 | 0 | 0 | 0 | 543.3068 | 2190 | 405.9406 | 316.8517 | 170.4467 | 0 | 0 | 0 | 0 | 893.239 | 2190 | 405.9406 | 316.8517 | 170.4467 | 0 | 0 | 0 | 0 | 893.239 | 2190 | 405.9406 | 316.8517 | 170.4467 | 0 | 0 | 0 | 0 | 893.239 | 2190 | 412.7063 | 633.7033 | 213.0584 | 0 | 0 | 0 | 0 | 0 | 0 | 1259.468 | 2190 | 412.7063 | 633.7033 | 213.0584 | 17 | 0 | 0 | 0 | 0 | 0 | 1276.468 | 2190 | 412.7063 | 633.7033 | 213.0584 | 0 | 0 | 0 | 0 | 0 | 0 | 1259.468
2193 | 28.5703 | 27.5966 | 29.4202 | 22.3899 | 22.3899 | 22.3899 | 0.01 | 3.3951 | 3.3951 | 2193 | 1094.9198 | 1094.9198 | 1094.9198 | 1284.4252 | 1284.4252 | 1284.4252 | 1452.8744 | 1452.8744 | 1452.8744 | 2191 | 460.8911 | 0 | 381.4433 | 0 | 0 | 0 | 0 | 842.3344 |  | 2191 | 460.8911 | 0 | 381.4433 | 0 | 0 | 0 | 0 | 842.3344 | 2191 | 460.8911 | 0 | 381.4433 | 0 | 0 | 0 | 0 | 842.3344 | 2191 | 485.1485 | 274.4702 | 412.3711 | 0 | 0 | 0 | 0 | 1171.9899 | 2191 | 485.1485 | 274.4702 | 412.3711 | 0 | 0 | 0 | 0 | 1171.9899 | 2191 | 485.1485 | 274.4702 | 412.3711 | 0 | 0 | 0 | 0 | 1171.9899 | 2191 | 493.2343 | 548.9405 | 515.4639 | 0 | 0 | 0 | 0 | 0 | 0 | 1557.6387 | 2191 | 493.2343 | 548.9405 | 515.4639 | 17 | 0 | 0 | 0 | 0 | 0 | 1574.6387 | 2191 | 493.2343 | 548.9405 | 515.4639 | 0 | 0 | 0 | 0 | 0 | 0 | 1557.6387
2194 | 22.8974 | 23.4961 | 23.4961 | 17.7619 | 17.7619 | 17.7619 | 0.01 | 0.01 | 0.01 | 2194 | 1097.1408 | 1097.1408 | 1097.1408 | 1287.0305 | 1287.0305 | 1287.0305 | 1455.8214 | 1455.8214 | 1455.8214 | 2192 | 404.4554 | 0 | 528.9347 | 0 | 0 | 0 | 0 | 933.3902 |  | 2192 | 404.4554 | 0 | 528.9347 | 0 | 0 | 0 | 0 | 933.3902 | 2192 | 404.4554 | 0 | 528.9347 | 0 | 0 | 0 | 0 | 933.3902 | 2192 | 425.7426 | 357.2149 | 571.8213 | 0 | 0 | 0 | 0 | 1354.7788 | 2192 | 425.7426 | 357.2149 | 571.8213 | 0 | 0 | 0 | 0 | 1354.7788 | 2192 | 425.7426 | 357.2149 | 571.8213 | 0 | 0 | 0 | 0 | 1354.7788 | 2192 | 432.8383 | 714.4299 | 714.7766 | 0 | 0 | 0 | 0 | 0 | 0 | 1862.0448 | 2192 | 432.8383 | 714.4299 | 714.7766 | 17 | 0 | 0 | 0 | 0 | 0 | 1879.0448 | 2192 | 432.8383 | 714.4299 | 714.7766 | 0 | 0 | 0 | 0 | 0 | 0 | 1862.0448
2195 | 22.8974 | 23.4961 | 23.4961 | 16.4605 | 16.4605 | 16.4605 | 0.01 | 0.01 | 0.01 | 2195 | 1096.0303 | 1096.0303 | 1096.0303 | 1285.7279 | 1285.7279 | 1285.7279 | 1454.3479 | 1454.3479 | 1454.3479 | 2193 | 432.6733 | 0 | 483.1615 | 0 | 0 | 0 | 0 | 915.8348 |  | 2193 | 432.6733 | 0 | 483.1615 | 0 | 0 | 0 | 0 | 915.8348 | 2193 | 432.6733 | 0 | 483.1615 | 0 | 0 | 0 | 0 | 915.8348 | 2193 | 455.4455 | 423.8143 | 522.3368 | 0 | 0 | 0 | 0 | 1401.5966 | 2193 | 455.4455 | 423.8143 | 522.3368 | 0 | 0 | 0 | 0 | 1401.5966 | 2193 | 455.4455 | 423.8143 | 522.3368 | 0 | 0 | 0 | 0 | 1401.5966 | 2193 | 463.0363 | 847.6287 | 652.921 | 0 | 0 | 0 | 0 | 0 | 0 | 1963.5859 | 2193 | 463.0363 | 847.6287 | 652.921 | 17 | 0 | 0 | 0 | 0 | 0 | 1980.5859 | 2193 | 463.0363 | 847.6287 | 652.921 | 0 | 0 | 0 | 0 | 0 | 0 | 1963.5859
2196 | 22.8974 | 23.4961 | 23.4961 | 12.3341 | 15.2052 | 15.2052 | 0.01 | 0.01 | 0.01 | 2196 | 1080.4838 | 1080.4838 | 1080.4838 | 1267.4906 | 1267.4906 | 1267.4906 | 1433.7189 | 1433.7189 | 1433.7189 | 2194 | 526.7327 | 0 | 427.2165 | 0 | 0 | 0 | 0 | 953.9492 |  | 2194 | 526.7327 | 0 | 427.2165 | 0 | 0 | 0 | 0 | 953.9492 | 2194 | 526.7327 | 0 | 427.2165 | 0 | 0 | 0 | 0 | 953.9492 | 2194 | 554.4554 | 448.0323 | 461.8557 | 0 | 0 | 0 | 0 | 1464.3434 | 2194 | 554.4554 | 448.0323 | 461.8557 | 0 | 0 | 0 | 0 | 1464.3434 | 2194 | 554.4554 | 448.0323 | 461.8557 | 0 | 0 | 0 | 0 | 1464.3434 | 2194 | 563.6964 | 896.0646 | 577.3196 | 0 | 0 | 0 | 0 | 0 | 0 | 2037.0805 | 2194 | 539.0325 | 896.0646 | 577.3196 | 17 | 0 | 0 | 0 | 0 | 0 | 2029.4167 | 2194 | 539.0325 | 896.0646 | 577.3196 | 0 | 0 | 0 | 0 | 0 | 0 | 2012.4167
2197 | 22.8974 | 23.4961 | 23.4961 | 17.2501 | 17.2501 | 17.2501 | 0.01 | 0.01 | 0.01 | 2197 | 1063.8268 | 1063.8268 | 1063.8268 | 1247.9506 | 1247.9506 | 1247.9506 | 1411.6163 | 1411.6163 | 1411.6163 | 2195 | 517.3267 | 0 | 376.3574 | 0 | 0 | 0 | 0 | 893.6841 |  | 2195 | 517.3267 | 0 | 376.3574 | 0 | 0 | 0 | 0 | 893.6841 | 2195 | 517.3267 | 0 | 376.3574 | 0 | 0 | 0 | 0 | 893.6841 | 2195 | 544.5545 | 461.1504 | 406.8729 | 0 | 0 | 0 | 0 | 1412.5777 | 2195 | 544.5545 | 461.1504 | 406.8729 | 0 | 0 | 0 | 0 | 1412.5777 | 2195 | 544.5545 | 461.1504 | 406.8729 | 0 | 0 | 0 | 0 | 1412.5777 | 2195 | 553.6304 | 922.3007 | 508.5911 | 0 | 0 | 0 | 0 | 0 | 0 | 1984.5221 | 2195 | 479.6955 | 922.3007 | 508.5911 | 17 | 0 | 0 | 0 | 0 | 0 | 1927.5873 | 2195 | 497.2955 | 922.3007 | 508.5911 | 0 | 0 | 0 | 0 | 0 | 0 | 1928.1873
2198 | 22.8974 | 23.4961 | 23.4961 | 18.6145 | 18.6145 | 18.6145 | 0.01 | 0.01 | 0.01 | 2198 | 1061.6059 | 1061.6059 | 1061.6059 | 1245.3453 | 1245.3453 | 1245.3453 | 1408.6693 | 1408.6693 | 1408.6693 | 2196 | 601.9802 | 0 | 396.701 | 0 | 0 | 0 | 0 | 998.6812 |  | 2196 | 601.9802 | 0 | 396.701 | 0 | 0 | 0 | 0 | 998.6812 | 2196 | 601.9802 | 0 | 396.701 | 0 | 0 | 0 | 0 | 998.6812 | 2196 | 633.6634 | 468.2139 | 428.866 | 0 | 0 | 0 | 0 | 1530.7433 | 2196 | 633.6634 | 468.2139 | 428.866 | 0 | 0 | 0 | 0 | 1530.7433 | 2196 | 633.6634 | 468.2139 | 428.866 | 0 | 0 | 0 | 0 | 1530.7433 | 2196 | 0 | 936.4279 | 536.0825 | 0 | 0 | 0 | 0 | 0 | 0 | 1472.5103 | 2196 | 509.7243 | 936.4279 | 536.0825 | 17 | 0 | 0 | 0 | 0 | 0 | 1999.2346 | 2196 | 509.7243 | 936.4279 | 536.0825 | 0 | 0 | 0 | 0 | 0 | 0 | 1982.2346
2199 | 29.4202 | 29.4202 | 29.4202 | 22.3877 | 22.3877 | 22.3877 | 14.9898 | 14.942 | 14.942 | 2199 | 1063.8268 | 1063.8268 | 1063.8268 | 1247.9506 | 1247.9506 | 1247.9506 | 1411.6163 | 1411.6163 | 1411.6163 | 2197 | 639.604 | 0 | 381.4433 | 0 | 0 | 0 | 0 | 1021.0473 |  | 2197 | 639.604 | 0 | 381.4433 | 0 | 0 | 0 | 0 | 1021.0473 | 2197 | 639.604 | 0 | 381.4433 | 0 | 0 | 0 | 0 | 1021.0473 | 2197 | 673.2673 | 478.3047 | 412.3711 | 0 | 0 | 0 | 0 | 1563.9432 | 2197 | 673.2673 | 478.3047 | 412.3711 | 0 | 0 | 0 | 0 | 1563.9432 | 2197 | 673.2673 | 478.3047 | 412.3711 | 0 | 0 | 0 | 0 | 1563.9432 | 2197 | 564.7568 | 956.6095 | 515.4639 | 0 | 0 | 0 | 0 | 0 | 0 | 2036.8302 | 2197 | 664.3248 | 956.6095 | 515.4639 | 17 | 0 | 0 | 0 | 0 | 0 | 2153.3982 | 2197 | 640.8581 | 956.6095 | 515.4639 | 0 | 0 | 0 | 0 | 0 | 0 | 2112.9315
2200 | 61.1895 | 47.1223 | 49.3737 | 30.864 | 30.864 | 30.864 | 14.9898 | 14.942 | 14.942 | 2200 | 1057.164 | 1057.164 | 1057.164 | 1240.1347 | 1240.1347 | 1240.1347 | 1402.7753 | 1402.7753 | 1402.7753 | 2198 | 554.9505 | 0 | 315.3265 | 0 | 0 | 0 | 0 | 870.277 |  | 2198 | 554.9505 | 0 | 315.3265 | 0 | 0 | 0 | 0 | 870.277 | 2198 | 554.9505 | 0 | 315.3265 | 0 | 0 | 0 | 0 | 870.277 | 2198 | 584.1584 | 489.4046 | 340.8935 | 0 | 0 | 0 | 0 | 1414.4565 | 2198 | 584.1584 | 489.4046 | 340.8935 | 0 | 0 | 0 | 0 | 1414.4565 | 2198 | 584.1584 | 489.4046 | 340.8935 | 0 | 0 | 0 | 0 | 1414.4565 | 2198 | 593.8944 | 978.8093 | 426.1168 | 0 | 0 | 0 | 0 | 0 | 0 | 1998.8205 | 2198 | 593.8944 | 978.8093 | 426.1168 | 17 | 0 | 0 | 0 | 0 | 0 | 2015.8205 | 2198 | 593.8944 | 978.8093 | 426.1168 | 0 | 0 | 0 | 0 | 0 | 0 | 1998.8205
2201 | 69.494 | 47.1223 | 55.6463 | 31.0073 | 31.0073 | 31.0073 | 17.3482 | 17.3482 | 17.3482 | 2201 | 1039.3965 | 1039.3965 | 1039.3965 | 1219.2921 | 1219.2921 | 1219.2921 | 1379.1992 | 1379.1992 | 1379.1992 | 2199 | 564.3564 | 0 | 208.5223 | 0 | 0 | 0 | 0 | 772.8788 |  | 2199 | 564.3564 | 0 | 208.5223 | 0 | 0 | 0 | 0 | 772.8788 | 2199 | 564.3564 | 0 | 208.5223 | 0 | 0 | 0 | 0 | 772.8788 | 2199 | 594.0594 | 483.3502 | 225.4296 | 0 | 0 | 0 | 0 | 1302.8391 | 2199 | 594.0594 | 483.3502 | 225.4296 | 0 | 0 | 0 | 0 | 1302.8391 | 2199 | 594.0594 | 483.3502 | 225.4296 | 0 | 0 | 0 | 0 | 1302.8391 | 2199 | 603.9604 | 966.7003 | 281.7869 | 0 | 0 | 0 | 0 | 0 | 0 | 1852.4476 | 2199 | 603.9604 | 966.7003 | 281.7869 | 17 | 0 | 0 | 0 | 0 | 0 | 1869.4476 | 2199 | 603.9604 | 966.7003 | 281.7869 | 0 | 0 | 0 | 0 | 0 | 0 | 1852.4476
2202 | 69.494 | 47.1223 | 55.6463 | 32.7815 | 32.7815 | 32.7815 | 24.1407 | 19.1387 | 19.1387 | 2202 | 1074.9314 | 1074.9314 | 1074.9314 | 1260.9773 | 1260.9773 | 1260.9773 | 1426.3513 | 1426.3513 | 1426.3513 | 2200 | 489.1089 | 0 | 91.5464 | 0 | 0 | 0 | 0 | 580.6553 |  | 2200 | 489.1089 | 0 | 91.5464 | 0 | 0 | 0 | 0 | 580.6553 | 2200 | 489.1089 | 0 | 91.5464 | 0 | 0 | 0 | 0 | 580.6553 | 2200 | 514.8515 | 458.1231 | 98.9691 | 0 | 0 | 0 | 0 | 1071.9437 | 2200 | 514.8515 | 458.1231 | 98.9691 | 0 | 0 | 0 | 0 | 1071.9437 | 2200 | 514.8515 | 458.1231 | 98.9691 | 0 | 0 | 0 | 0 | 1071.9437 | 2200 | 523.4323 | 916.2462 | 123.7113 | 0 | 0 | 0 | 0 | 0 | 0 | 1563.3899 | 2200 | 523.4323 | 916.2462 | 123.7113 | 17 | 0 | 0 | 0 | 0 | 0 | 1580.3899 | 2200 | 523.4323 | 916.2462 | 123.7113 | 0 | 0 | 0 | 0 | 0 | 0 | 1563.3899
2203 | 69.494 | 47.1223 | 55.6463 | 33.8141 | 32.7815 | 32.7815 | 24.1407 | 19.1387 | 19.1387 | 2203 | 1072.7105 | 1072.7105 | 1072.7105 | 1258.3719 | 1258.3719 | 1258.3719 | 1423.4043 | 1423.4043 | 1423.4043 | 2201 | 395.0495 | 0 | 20.3436 | 0 | 0 | 0 | 0 | 415.3931 |  | 2201 | 395.0495 | 0 | 20.3436 | 0 | 0 | 0 | 0 | 415.3931 | 2201 | 395.0495 | 0 | 20.3436 | 0 | 0 | 0 | 0 | 415.3931 | 2201 | 415.8416 | 436.9324 | 21.9931 | 0 | 0 | 0 | 0 | 874.7671 | 2201 | 415.8416 | 436.9324 | 21.9931 | 0 | 0 | 0 | 0 | 874.7671 | 2201 | 415.8416 | 436.9324 | 21.9931 | 0 | 0 | 0 | 0 | 874.7671 | 2201 | 422.7723 | 873.8648 | 27.4914 | 0 | 0 | 0 | 0 | 0 | 0 | 1324.1285 | 2201 | 422.7723 | 873.8648 | 27.4914 | 17 | 0 | 0 | 0 | 0 | 0 | 1341.1285 | 2201 | 422.7723 | 873.8648 | 27.4914 | 0 | 0 | 0 | 0 | 0 | 0 | 1324.1285
2204 | 69.494 | 47.1223 | 55.6463 | 33.8141 | 32.7815 | 32.7815 | 24.1407 | 18.6365 | 18.6365 | 2204 | 1016.0767 | 1016.0767 | 1016.0767 | 1191.9362 | 1191.9362 | 1191.9362 | 1348.2557 | 1348.2557 | 1348.2557 | 2202 | 348.0198 | 0 | 0 | 0 | 0 | 0 | 0 | 348.0198 |  | 2202 | 348.0198 | 0 | 0 | 0 | 0 | 0 | 0 | 348.0198 | 2202 | 348.0198 | 0 | 0 | 0 | 0 | 0 | 0 | 348.0198 | 2202 | 366.3366 | 474.2684 | 0 | 0 | 0 | 0 | 0 | 840.605 | 2202 | 366.3366 | 474.2684 | 0 | 0 | 0 | 0 | 0 | 840.605 | 2202 | 366.3366 | 474.2684 | 0 | 0 | 0 | 0 | 0 | 840.605 | 2202 | 372.4422 | 948.5368 | 0 | 0 | 0 | 0 | 0 | 0 | 0 | 1320.9791 | 2202 | 372.4422 | 948.5368 | 0 | 17 | 0 | 0 | 0 | 0 | 0 | 1337.9791 | 2202 | 372.4422 | 948.5368 | 0 | 0 | 0 | 0 | 0 | 0 | 0 | 1320.9791
2205 | 69.494 | 47.1223 | 55.6463 | 32.7815 | 32.7815 | 32.7815 | 24.1407 | 18.6365 | 18.6365 | 2205 | 966.1057 | 966.1057 | 966.1057 | 1133.3164 | 1133.3164 | 1133.3164 | 1281.948 | 1281.948 | 1281.948 | 2203 | 366.8317 | 0 | 0 | 0 | 0 | 0 | 0 | 366.8317 |  | 2203 | 366.8317 | 0 | 0 | 0 | 0 | 0 | 0 | 366.8317 | 2203 | 366.8317 | 0 | 0 | 0 | 0 | 0 | 0 | 366.8317 | 2203 | 386.1386 | 492.4319 | 0 | 0 | 0 | 0 | 0 | 878.5705 | 2203 | 386.1386 | 492.4319 | 0 | 0 | 0 | 0 | 0 | 878.5705 | 2203 | 386.1386 | 492.4319 | 0 | 0 | 0 | 0 | 0 | 878.5705 | 2203 | 392.5743 | 984.8638 | 0 | 0 | 0 | 0 | 0 | 0 | 0 | 1377.438 | 2203 | 392.5743 | 984.8638 | 0 | 17 | 0 | 0 | 0 | 0 | 0 | 1394.438 | 2203 | 392.5743 | 984.8638 | 0 | 0 | 0 | 0 | 0 | 0 | 0 | 1377.438
2206 | 69.494 | 47.1223 | 49.3737 | 31.3356 | 31.3356 | 31.3356 | 24.1407 | 18.6365 | 18.6365 | 2206 | 922.7976 | 922.7976 | 922.7976 | 1082.5125 | 1082.5125 | 1082.5125 | 1224.4814 | 1224.4814 | 1224.4814 | 2204 | 348.0198 | 0 | 0 | 0 | 0 | 0 | 0 | 348.0198 |  | 2204 | 348.0198 | 0 | 0 | 0 | 0 | 0 | 0 | 348.0198 | 2204 | 348.0198 | 0 | 0 | 0 | 0 | 0 | 0 | 348.0198 | 2204 | 366.3366 | 488.3956 | 0 | 0 | 0 | 0 | 0 | 854.7322 | 2204 | 366.3366 | 488.3956 | 0 | 0 | 0 | 0 | 0 | 854.7322 | 2204 | 366.3366 | 488.3956 | 0 | 0 | 0 | 0 | 0 | 854.7322 | 2204 | 372.4422 | 976.7911 | 0 | 0 | 0 | 0 | 0 | 0 | 0 | 1349.2334 | 2204 | 372.4422 | 976.7911 | 0 | 17 | 0 | 0 | 0 | 0 | 0 | 1366.2334 | 2204 | 372.4422 | 976.7911 | 0 | 0 | 0 | 0 | 0 | 0 | 0 | 1349.2334
2207 | 66.495 | 47.1223 | 49.3737 | 31.3356 | 31.3356 | 31.3356 | 22.3877 | 18.6365 | 18.6365 | 2207 | 885.0417 | 885.0417 | 885.0417 | 1038.222 | 1038.222 | 1038.222 | 1174.3823 | 1174.3823 | 1174.3823 | 2205 | 404.4554 | 0 | 0 | 0 | 0 | 0 | 0 | 404.4554 |  | 2205 | 404.4554 | 0 | 0 | 0 | 0 | 0 | 0 | 404.4554 | 2205 | 404.4554 | 0 | 0 | 0 | 0 | 0 | 0 | 404.4554 | 2205 | 425.7426 | 474.2684 | 0 | 0 | 0 | 0 | 0 | 900.011 | 2205 | 425.7426 | 474.2684 | 0 | 0 | 0 | 0 | 0 | 900.011 | 2205 | 425.7426 | 474.2684 | 0 | 0 | 0 | 0 | 0 | 900.011 | 2205 | 432.8383 | 948.5368 | 0 | 0 | 0 | 0 | 0 | 0 | 0 | 1381.3751 | 2205 | 432.8383 | 948.5368 | 0 | 17 | 0 | 0 | 0 | 0 | 0 | 1398.3751 | 2205 | 432.8383 | 948.5368 | 0 | 0 | 0 | 0 | 0 | 0 | 0 | 1381.3751
2208 | 64.8707 | 47.1223 | 49.3737 | 31.0073 | 31.0073 | 31.0073 | 23.0964 | 18.6365 | 18.6365 | 2208 | 865.0533 | 865.0533 | 865.0533 | 1014.7741 | 1014.7741 | 1014.7741 | 1147.8592 | 1147.8592 | 1147.8592 | 2206 | 442.0792 | 0 | 0 | 0 | 0 | 0 | 0 | 442.0792 |  | 2206 | 442.0792 | 0 | 0 | 0 | 0 | 0 | 0 | 442.0792 | 2206 | 442.0792 | 0 | 0 | 0 | 0 | 0 | 0 | 442.0792 | 2206 | 465.3465 | 448.0323 | 0 | 0 | 0 | 0 | 0 | 913.3788 | 2206 | 465.3465 | 448.0323 | 0 | 0 | 0 | 0 | 0 | 913.3788 | 2206 | 465.3465 | 448.0323 | 0 | 0 | 0 | 0 | 0 | 913.3788 | 2206 | 473.1023 | 896.0646 | 0 | 0 | 0 | 0 | 0 | 0 | 0 | 1369.1669 | 2206 | 473.1023 | 896.0646 | 0 | 17 | 0 | 0 | 0 | 0 | 0 | 1386.1669 | 2206 | 473.1023 | 896.0646 | 0 | 0 | 0 | 0 | 0 | 0 | 0 | 1369.1669
2209 | 64.8707 | 47.1223 | 49.3737 | 30.4988 | 30.4988 | 30.4988 | 22.4257 | 18.6365 | 18.6365 | 2209 | 858.3905 | 858.3905 | 858.3905 | 1006.9581 | 1006.9581 | 1006.9581 | 1139.0182 | 1139.0182 | 1139.0182 | 2207 | 413.8614 | 0 | 0 | 0 | 0 | 0 | 0 | 413.8614 |  | 2207 | 413.8614 | 0 | 0 | 0 | 0 | 0 | 0 | 413.8614 | 2207 | 413.8614 | 0 | 0 | 0 | 0 | 0 | 0 | 413.8614 | 2207 | 435.6436 | 418.7689 | 0 | 0 | 0 | 0 | 0 | 854.4125 | 2207 | 435.6436 | 418.7689 | 0 | 0 | 0 | 0 | 0 | 854.4125 | 2207 | 435.6436 | 418.7689 | 0 | 0 | 0 | 0 | 0 | 854.4125 | 2207 | 442.9043 | 837.5378 | 0 | 0 | 0 | 0 | 0 | 0 | 0 | 1280.4421 | 2207 | 442.9043 | 837.5378 | 0 | 17 | 0 | 0 | 0 | 0 | 0 | 1297.4421 | 2207 | 442.9043 | 837.5378 | 0 | 0 | 0 | 0 | 0 | 0 | 0 | 1280.4421
2210 | 32.1617 | 32.1617 | 32.1617 | 30.2702 | 30.2702 | 30.2702 | 11.1093 | 11.1093 | 11.1093 | 2210 | 863.9428 | 863.9428 | 863.9428 | 1013.4714 | 1013.4714 | 1013.4714 | 1146.3857 | 1146.3857 | 1146.3857 | 2208 | 460.8911 | 0 | 0 | 0 | 0 | 0 | 0 | 460.8911 |  | 2208 | 460.8911 | 0 | 0 | 0 | 0 | 0 | 0 | 460.8911 | 2208 | 460.8911 | 0 | 0 | 0 | 0 | 0 | 0 | 460.8911 | 2208 | 485.1485 | 408.6781 | 0 | 0 | 0 | 0 | 0 | 893.8266 | 2208 | 485.1485 | 408.6781 | 0 | 0 | 0 | 0 | 0 | 893.8266 | 2208 | 485.1485 | 408.6781 | 0 | 0 | 0 | 0 | 0 | 893.8266 | 2208 | 493.2343 | 817.3562 | 0 | 0 | 0 | 0 | 0 | 0 | 0 | 1310.5905 | 2208 | 493.2343 | 817.3562 | 0 | 17 | 0 | 0 | 0 | 0 | 0 | 1327.5905 | 2208 | 493.2343 | 817.3562 | 0 | 0 | 0 | 0 | 0 | 0 | 0 | 1310.5905
2211 | 32.1617 | 32.1617 | 32.1617 | 20.9838 | 20.9838 | 20.9838 | 3.3664 | 3.3951 | 3.3951 | 2211 | 871.7161 | 871.7161 | 871.7161 | 1022.59 | 1022.59 | 1022.59 | 1156.7002 | 1156.7002 | 1156.7002 | 2209 | 460.8911 | 0 | 0 | 0 | 0 | 0 | 0 | 460.8911 |  | 2209 | 460.8911 | 0 | 0 | 0 | 0 | 0 | 0 | 460.8911 | 2209 | 460.8911 | 0 | 0 | 0 | 0 | 0 | 0 | 460.8911 | 2209 | 485.1485 | 389.5055 | 0 | 0 | 0 | 0 | 0 | 874.6541 | 2209 | 485.1485 | 389.5055 | 0 | 0 | 0 | 0 | 0 | 874.6541 | 2209 | 485.1485 | 389.5055 | 0 | 0 | 0 | 0 | 0 | 874.6541 | 2209 | 493.2343 | 779.0111 | 0 | 0 | 0 | 0 | 0 | 0 | 0 | 1272.2454 | 2209 | 493.2343 | 779.0111 | 0 | 17 | 0 | 0 | 0 | 0 | 0 | 1289.2454 | 2209 | 493.2343 | 779.0111 | 0 | 0 | 0 | 0 | 0 | 0 | 0 | 1272.2454
2212 | 32.2543 | 32.2402 | 32.267 | 23.4961 | 23.4961 | 23.4961 | 14.9898 | 14.942 | 14.942 | 2212 | 887.2626 | 887.2626 | 887.2626 | 1040.8273 | 1040.8273 | 1040.8273 | 1177.3293 | 1177.3293 | 1177.3293 | 2210 | 498.5149 | 0 | 0 | 0 | 0 | 0 | 0 | 498.5149 |  | 2210 | 498.5149 | 0 | 0 | 0 | 0 | 0 | 0 | 498.5149 | 2210 | 498.5149 | 0 | 0 | 0 | 0 | 0 | 0 | 498.5149 | 2210 | 524.7525 | 390.5146 | 0 | 0 | 0 | 0 | 0 | 915.2671 | 2210 | 524.7525 | 390.5146 | 0 | 0 | 0 | 0 | 0 | 915.2671 | 2210 | 524.7525 | 390.5146 | 0 | 0 | 0 | 0 | 0 | 915.2671 | 2210 | 533.4983 | 781.0293 | 0 | 0 | 0 | 0 | 0 | 0 | 0 | 1314.5276 | 2210 | 533.4983 | 781.0293 | 0 | 17 | 0 | 0 | 0 | 0 | 0 | 1331.5276 | 2210 | 533.4983 | 781.0293 | 0 | 0 | 0 | 0 | 0 | 0 | 0 | 1314.5276
2213 | 33.8152 | 33.8152 | 33.8152 | 24.299 | 24.299 | 24.299 | 14.9898 | 14.9898 | 14.9898 | 2213 | 911.6929 | 911.6929 | 911.6929 | 1069.4859 | 1069.4859 | 1069.4859 | 1209.7463 | 1209.7463 | 1209.7463 | 2211 | 592.5743 | 0 | 0 | 0 | 0 | 0 | 0 | 592.5743 |  | 2211 | 592.5743 | 0 | 0 | 0 | 0 | 0 | 0 | 592.5743 | 2211 | 592.5743 | 0 | 0 | 0 | 0 | 0 | 0 | 592.5743 | 2211 | 623.7624 | 406.6599 | 0 | 0 | 0 | 0 | 0 | 1030.4223 | 2211 | 623.7624 | 406.6599 | 0 | 0 | 0 | 0 | 0 | 1030.4223 | 2211 | 623.7624 | 406.6599 | 0 | 0 | 0 | 0 | 0 | 1030.4223 | 2211 | 634.1584 | 813.3199 | 0 | 0 | 0 | 0 | 0 | 0 | 0 | 1447.4783 | 2211 | 634.1584 | 813.3199 | 0 | 17 | 0 | 0 | 0 | 0 | 0 | 1464.4783 | 2211 | 634.1584 | 813.3199 | 0 | 0 | 0 | 0 | 0 | 0 | 0 | 1447.4783
2214 | 33.8152 | 33.8152 | 33.8152 | 31.0073 | 31.0073 | 31.0073 | 18.6145 | 18.6145 | 18.6145 | 2214 | 989.4255 | 989.4255 | 989.4255 | 1160.6723 | 1160.6723 | 1160.6723 | 1312.8916 | 1312.8916 | 1312.8916 | 2212 | 611.3861 | 0 | 5.0859 | 0 | 0 | 0 | 0 | 616.472 |  | 2212 | 611.3861 | 0 | 5.0859 | 0 | 0 | 0 | 0 | 616.472 | 2212 | 611.3861 | 0 | 5.0859 | 0 | 0 | 0 | 0 | 616.472 | 2212 | 643.5644 | 417.7598 | 5.4983 | 0 | 0 | 0 | 0 | 1066.8225 | 2212 | 643.5644 | 417.7598 | 5.4983 | 0 | 0 | 0 | 0 | 1066.8225 | 2212 | 643.5644 | 417.7598 | 5.4983 | 0 | 0 | 0 | 0 | 1066.8225 | 2212 | 654.2904 | 835.5197 | 6.8729 | 0 | 0 | 0 | 0 | 0 | 0 | 1496.683 | 2212 | 654.2904 | 835.5197 | 6.8729 | 17 | 0 | 0 | 0 | 0 | 0 | 1513.683 | 2212 | 654.2904 | 835.5197 | 6.8729 | 0 | 0 | 0 | 0 | 0 | 0 | 1496.683
2215 | 32.0521 | 32.0485 | 32.0738 | 27.909 | 27.909 | 27.909 | 19.8525 | 18.6365 | 18.6365 | 2215 | 1059.3849 | 1059.3849 | 1059.3849 | 1242.74 | 1242.74 | 1242.74 | 1405.7223 | 1405.7223 | 1405.7223 | 2213 | 620.7921 | 0 | 25.4296 | 0 | 0 | 0 | 0 | 646.2216 |  | 2213 | 620.7921 | 0 | 25.4296 | 0 | 0 | 0 | 0 | 646.2216 | 2213 | 620.7921 | 0 | 25.4296 | 0 | 0 | 0 | 0 | 646.2216 | 2213 | 653.4653 | 428.8597 | 27.4914 | 0 | 0 | 0 | 0 | 1109.8165 | 2213 | 653.4653 | 428.8597 | 27.4914 | 0 | 0 | 0 | 0 | 1109.8165 | 2213 | 653.4653 | 428.8597 | 27.4914 | 0 | 0 | 0 | 0 | 1109.8165 | 2213 | 664.3564 | 857.7195 | 34.3643 | 0 | 0 | 0 | 0 | 0 | 0 | 1556.4402 | 2213 | 664.3564 | 857.7195 | 34.3643 | 17 | 0 | 0 | 0 | 0 | 0 | 1573.4402 | 2213 | 664.3564 | 857.7195 | 34.3643 | 0 | 0 | 0 | 0 | 0 | 0 | 1556.4402
2216 | 29.4202 | 29.4202 | 29.4202 | 24.299 | 24.299 | 24.299 | 15.2771 | 15.2771 | 15.2771 | 2216 | 1096.0303 | 1096.0303 | 1096.0303 | 1285.7279 | 1285.7279 | 1285.7279 | 1454.3479 | 1454.3479 | 1454.3479 | 2214 | 536.1386 | 0 | 71.2027 | 0 | 0 | 0 | 0 | 607.3414 |  | 2214 | 536.1386 | 0 | 71.2027 | 0 | 0 | 0 | 0 | 607.3414 | 2214 | 536.1386 | 0 | 71.2027 | 0 | 0 | 0 | 0 | 607.3414 | 2214 | 564.3564 | 448.0323 | 76.9759 | 0 | 0 | 0 | 0 | 1089.3647 | 2214 | 564.3564 | 448.0323 | 76.9759 | 0 | 0 | 0 | 0 | 1089.3647 | 2214 | 564.3564 | 448.0323 | 76.9759 | 0 | 0 | 0 | 0 | 1089.3647 | 2214 | 573.7624 | 896.0646 | 96.2199 | 0 | 0 | 0 | 0 | 0 | 0 | 1566.0469 | 2214 | 573.7624 | 896.0646 | 96.2199 | 17 | 0 | 0 | 0 | 0 | 0 | 1583.0469 | 2214 | 573.7624 | 896.0646 | 96.2199 | 0 | 0 | 0 | 0 | 0 | 0 | 1566.0469
2217 | 22.3899 | 23.4961 | 23.4961 | 17.7619 | 17.7619 | 17.7619 | 0.01 | 0.01 | 0.01 | 2217 | 1098.2512 | 1098.2512 | 1098.2512 | 1288.3332 | 1288.3332 | 1288.3332 | 1457.2949 | 1457.2949 | 1982.4091 | 2215 | 460.8911 | 0 | 147.4914 | 0 | 0 | 0 | 0 | 608.3825 |  | 2215 | 460.8911 | 0 | 147.4914 | 0 | 0 | 0 | 0 | 608.3825 | 2215 | 460.8911 | 0 | 147.4914 | 0 | 0 | 0 | 0 | 608.3825 | 2215 | 485.1485 | 474.2684 | 159.4502 | 0 | 0 | 0 | 0 | 1118.8671 | 2215 | 485.1485 | 474.2684 | 159.4502 | 0 | 0 | 0 | 0 | 1118.8671 | 2215 | 485.1485 | 474.2684 | 159.4502 | 0 | 0 | 0 | 0 | 1118.8671 | 2215 | 493.2343 | 948.5368 | 199.3127 | 0 | 0 | 0 | 0 | 0 | 0 | 1641.0839 | 2215 | 493.2343 | 948.5368 | 199.3127 | 17 | 0 | 0 | 0 | 0 | 0 | 1658.0839 | 2215 | 493.2343 | 948.5368 | 199.3127 | 0 | 0 | 0 | 0 | 0 | 0 | 1641.0839
2218 | 20.9838 | 20.9838 | 20.9838 | 1.8925 | 13.4391 | 14.3496 | 0.01 | 0.01 | 0.01 | 2218 | 1071.6 | 1071.6 | 1071.6 | 1257.0693 | 1257.0693 | 1257.0693 | 1421.9308 | 1421.9308 | 1947.045 | 2216 | 413.8614 | 0 | 239.0378 | 0 | 0 | 0 | 0 | 652.8992 |  | 2216 | 413.8614 | 0 | 239.0378 | 0 | 0 | 0 | 0 | 652.8992 | 2216 | 413.8614 | 0 | 239.0378 | 0 | 0 | 0 | 0 | 652.8992 | 2216 | 435.6436 | 484.3592 | 258.4192 | 0 | 0 | 0 | 0 | 1178.422 | 2216 | 435.6436 | 484.3592 | 258.4192 | 0 | 0 | 0 | 0 | 1178.422 | 2216 | 435.6436 | 484.3592 | 258.4192 | 0 | 0 | 0 | 0 | 1178.422 | 2216 | 442.9043 | 968.7185 | 323.0241 | 0 | 0 | 0 | 0 | 0 | 0 | 1734.6468 | 2216 | 442.9043 | 968.7185 | 323.0241 | 17 | 0 | 0 | 0 | 0 | 0 | 1751.6468 | 2216 | 442.9043 | 968.7185 | 323.0241 | 0 | 0 | 0 | 0 | 0 | 0 | 1734.6468
2219 | 18.6145 | 20.9838 | 20.9838 | 0.01 | 8.0251 | 0.01 | 0.01 | 0.01 | 0.01 | 2219 | 1060.4954 | 1060.4954 | 1060.4954 | 1708.274 | 1244.0427 | 1392.3519 | 1932.31 | 1932.31 | 1932.31 | 2217 | 460.8911 | 0 | 345.8419 | 0 | 0 | 0 | 0 | 806.733 |  | 2217 | 460.8911 | 0 | 345.8419 | 0 | 0 | 0 | 0 | 806.733 | 2217 | 460.8911 | 0 | 345.8419 | 0 | 0 | 0 | 0 | 806.733 | 2217 | 485.1485 | 513.6226 | 373.8832 | 0 | 0 | 0 | 0 | 1372.6543 | 2217 | 485.1485 | 513.6226 | 373.8832 | 0 | 0 | 0 | 0 | 1372.6543 | 2217 | 485.1485 | 513.6226 | 373.8832 | 0 | 0 | 0 | 0 | 1372.6543 | 2217 | 493.2343 | 1027.2452 | 467.354 | 0 | 0 | 0 | 0 | 0 | 0 | 1987.8335 | 2217 | 185.8302 | 1027.2452 | 467.354 | 17 | 0 | 0 | 0 | 0 | 0 | 1697.4294 | 2217 | 493.2343 | 1027.2452 | 467.354 | 0 | 0 | 0 | 0 | 0 | 0 | 1987.8335
2220 | 18.6145 | 20.9838 | 18.6145 | 0.01 | 8.0251 | 0.01 | 0.01 | 0.01 | 0.01 | 2220 | 1032.7337 | 1032.7337 | 1032.7337 | 1211.4761 | 1211.4761 | 1470.455 | 1370.3582 | 1370.3582 | 1370.3582 | 2218 | 554.9505 | 0 | 478.0756 | 0 | 0 | 0 | 0 | 1033.0261 |  | 2218 | 554.9505 | 0 | 478.0756 | 0 | 0 | 0 | 0 | 1033.0261 | 2218 | 554.9505 | 0 | 478.0756 | 0 | 0 | 0 | 0 | 1033.0261 | 2218 | 584.1584 | 502.5227 | 516.8385 | 0 | 0 | 0 | 0 | 1603.5196 | 2218 | 584.1584 | 502.5227 | 516.8385 | 0 | 0 | 0 | 0 | 1603.5196 | 2218 | 584.1584 | 502.5227 | 516.8385 | 0 | 0 | 0 | 0 | 1603.5196 | 2218 | 593.8944 | 1005.0454 | 646.0481 | 0 | 0 | 0 | 0 | 0 | 0 | 2244.9879 | 2218 | 593.8944 | 1005.0454 | 646.0481 | 17 | 0 | 0 | 0 | 0 | 0 | 2261.9879 | 2218 | 593.8944 | 1005.0454 | 646.0481 | 0 | 0 | 0 | 0 | 0 | 0 | 2244.9879
2221 | 18.6145 | 20.9838 | 18.6145 | 0.01 | 8.0251 | 0.01 | 0.01 | 0.01 | 0.01 | 2221 | 1024.9605 | 1024.9605 | 1024.9605 | 1202.3575 | 1202.3575 | 1202.3575 | 1885.1578 | 1360.0437 | 1360.0437 | 2219 | 743.0693 | 0 | 523.8488 | 0 | 0 | 0 | 0 | 1266.9181 |  | 2219 | 743.0693 | 0 | 523.8488 | 0 | 0 | 0 | 0 | 1266.9181 | 2219 | 743.0693 | 0 | 523.8488 | 0 | 0 | 0 | 0 | 1266.9181 | 2219 | 782.1782 | 492.4319 | 566.323 | 0 | 0 | 0 | 0 | 1840.9331 | 2219 | 782.1782 | 492.4319 | 566.323 | 0 | 0 | 0 | 0 | 1840.9331 | 2219 | 782.1782 | 492.4319 | 566.323 | 0 | 0 | 0 | 0 | 1840.9331 | 2219 | 155.1069 | 984.8638 | 707.9038 | 0 | 0 | 0 | 0 | 0 | 0 | 1847.8744 | 2219 | 795.2145 | 984.8638 | 707.9038 | 17 | 0 | 0 | 0 | 0 | 0 | 2504.9821 | 2219 | 155.1069 | 984.8638 | 707.9038 | 0 | 0 | 0 | 0 | 0 | 0 | 1847.8744
2222 | 18.6145 | 20.9838 | 20.9838 | 0.01 | 8.0251 | 0.01 | 0.01 | 0.01 | 0.01 | 2222 | 1051.6117 | 1051.6117 | 1051.6117 | 1595.4057 | 1233.6214 | 1233.6214 | 1920.5219 | 1395.4078 | 1920.5219 | 2220 | 997.0297 | 0 | 467.9038 | 0 | 0 | 0 | 0 | 1464.9335 |  | 2220 | 997.0297 | 0 | 467.9038 | 0 | 0 | 0 | 0 | 1464.9335 | 2220 | 997.0297 | 0 | 467.9038 | 0 | 0 | 0 | 0 | 1464.9335 | 2220 | 1049.505 | 496.4682 | 505.8419 | 0 | 0 | 0 | 0 | 2051.8151 | 2220 | 1049.505 | 496.4682 | 505.8419 | 0 | 0 | 0 | 0 | 2051.8151 | 2220 | 883.7093 | 496.4682 | 505.8419 | 0 | 0 | 0 | 0 | 1886.0195 | 2220 | 988.2706 | 992.9364 | 632.3024 | 0 | 0 | 0 | 0 | 0 | 0 | 2613.5095 | 2220 | 988.2706 | 992.9364 | 632.3024 | 17 | 0 | 0 | 0 | 0 | 0 | 2630.5095 | 2220 | 988.2706 | 992.9364 | 632.3024 | 0 | 0 | 0 | 0 | 0 | 0 | 2613.5095
2223 | 18.6145 | 22.3899 | 22.3899 | 17.7619 | 17.7619 | 17.7619 | 0.01 | 0.01 | 0.01 | 2223 | 1050.5012 | 1050.5012 | 1050.5012 | 1232.3187 | 1232.3187 | 1232.3187 | 1393.9343 | 1393.9343 | 1393.9343 | 2221 | 1015.8416 | 0 | 381.4433 | 0 | 0 | 0 | 0 | 1397.2849 |  | 2221 | 1015.8416 | 0 | 381.4433 | 0 | 0 | 0 | 0 | 1397.2849 | 2221 | 1015.8416 | 0 | 381.4433 | 0 | 0 | 0 | 0 | 1397.2849 | 2221 | 1069.3069 | 515.6408 | 412.3711 | 0 | 0 | 0 | 0 | 1997.3188 | 2221 | 1069.3069 | 515.6408 | 412.3711 | 0 | 0 | 0 | 0 | 1997.3188 | 2221 | 934.5586 | 515.6408 | 412.3711 | 0 | 0 | 0 | 0 | 1862.5705 | 2221 | 667.8063 | 1031.2815 | 515.4639 | 0 | 0 | 0 | 0 | 0 | 0 | 2214.5518 | 2221 | 0 | 1031.2815 | 515.4639 | 17 | 0 | 0 | 0 | 0 | 0 | 1563.7455 | 2221 | 1087.1287 | 1031.2815 | 515.4639 | 0 | 0 | 0 | 0 | 0 | 0 | 2633.8742
2224 | 23.4961 | 22.8974 | 22.8974 | 21.217 | 21.217 | 21.217 | 3.0198 | 3.0198 | 3.0198 | 2224 | 1056.0535 | 1056.0535 | 1056.0535 | 1238.832 | 1238.832 | 1238.832 | 1401.3018 | 1401.3018 | 1401.3018 | 2222 | 1091.0891 | 0 | 269.5533 | 0 | 0 | 0 | 0 | 1360.6424 |  | 2222 | 1091.0891 | 0 | 269.5533 | 0 | 0 | 0 | 0 | 1360.6424 | 2222 | 1091.0891 | 0 | 269.5533 | 0 | 0 | 0 | 0 | 1360.6424 | 2222 | 1148.5149 | 534.8133 | 291.4089 | 0 | 0 | 0 | 0 | 1974.7371 | 2222 | 1148.5149 | 534.8133 | 291.4089 | 0 | 0 | 0 | 0 | 1974.7371 | 2222 | 969.1123 | 534.8133 | 291.4089 | 0 | 0 | 0 | 0 | 1795.3345 | 2222 | 1167.6568 | 1069.6266 | 364.2612 | 0 | 0 | 0 | 0 | 0 | 0 | 2601.5446 | 2222 | 659.3062 | 1069.6266 | 364.2612 | 17 | 0 | 0 | 0 | 0 | 0 | 2110.194 | 2222 | 1167.6568 | 1069.6266 | 364.2612 | 0 | 0 | 0 | 0 | 0 | 0 | 2601.5446
2225 | 29.4202 | 29.4202 | 29.4202 | 27.5728 | 27.5728 | 27.5728 | 14.9898 | 14.942 | 14.942 | 2225 | 1047.1698 | 1047.1698 | 1047.1698 | 1228.4107 | 1228.4107 | 1228.4107 | 1389.5138 | 1389.5138 | 1389.5138 | 2223 | 1109.901 | 0 | 172.921 | 0 | 0 | 0 | 0 | 1282.822 |  | 2223 | 1109.901 | 0 | 172.921 | 0 | 0 | 0 | 0 | 1282.822 | 2223 | 1109.901 | 0 | 172.921 | 0 | 0 | 0 | 0 | 1282.822 | 2223 | 1168.3168 | 532.7952 | 186.9416 | 0 | 0 | 0 | 0 | 1888.0536 | 2223 | 1168.3168 | 532.7952 | 186.9416 | 0 | 0 | 0 | 0 | 1888.0536 | 2223 | 1168.3168 | 532.7952 | 186.9416 | 0 | 0 | 0 | 0 | 1888.0536 | 2223 | 802.2779 | 1065.5903 | 233.677 | 0 | 0 | 0 | 0 | 0 | 0 | 2101.5452 | 2223 | 1187.7888 | 1065.5903 | 233.677 | 17 | 0 | 0 | 0 | 0 | 0 | 2504.0561 | 2223 | 643.404 | 1065.5903 | 233.677 | 0 | 0 | 0 | 0 | 0 | 0 | 1942.6713
2226 | 55.7796 | 44.1667 | 49.3737 | 31.7252 | 30.6012 | 31.7252 | 14.9898 | 14.942 | 14.942 | 2226 | 1084.9256 | 1084.9256 | 1084.9256 | 1272.7012 | 1272.7012 | 1272.7012 | 1439.6129 | 1439.6129 | 1439.6129 | 2224 | 780.6931 | 0 | 86.4605 | 0 | 0 | 0 | 0 | 867.1536 |  | 2224 | 780.6931 | 0 | 86.4605 | 0 | 0 | 0 | 0 | 867.1536 | 2224 | 780.6931 | 0 | 86.4605 | 0 | 0 | 0 | 0 | 867.1536 | 2224 | 821.7822 | 489.4046 | 93.4708 | 0 | 0 | 0 | 0 | 1404.6576 | 2224 | 821.7822 | 489.4046 | 93.4708 | 0 | 0 | 0 | 0 | 1404.6576 | 2224 | 821.7822 | 489.4046 | 93.4708 | 0 | 0 | 0 | 0 | 1404.6576 | 2224 | 835.4785 | 978.8093 | 116.8385 | 0 | 0 | 0 | 0 | 0 | 0 | 1931.1263 | 2224 | 835.4785 | 978.8093 | 116.8385 | 17 | 0 | 0 | 0 | 0 | 0 | 1948.1263 | 2224 | 835.4785 | 978.8093 | 116.8385 | 0 | 0 | 0 | 0 | 0 | 0 | 1931.1263
2227 | 64.8707 | 44.1667 | 49.3737 | 30.4988 | 30.4988 | 30.4988 | 3.0198 | 3.0198 | 3.0198 | 2227 | 1081.5942 | 1081.5942 | 1081.5942 | 1268.7932 | 1268.7932 | 1268.7932 | 1435.1924 | 1435.1924 | 1435.1924 | 2225 | 761.8812 | 0 | 20.3436 | 0 | 0 | 0 | 0 | 782.2248 |  | 2225 | 761.8812 | 0 | 20.3436 | 0 | 0 | 0 | 0 | 782.2248 | 2225 | 761.8812 | 0 | 20.3436 | 0 | 0 | 0 | 0 | 782.2248 | 2225 | 801.9802 | 463.1685 | 21.9931 | 0 | 0 | 0 | 0 | 1287.1418 | 2225 | 801.9802 | 463.1685 | 21.9931 | 0 | 0 | 0 | 0 | 1287.1418 | 2225 | 801.9802 | 463.1685 | 21.9931 | 0 | 0 | 0 | 0 | 1287.1418 | 2225 | 815.3465 | 926.337 | 27.4914 | 0 | 0 | 0 | 0 | 0 | 0 | 1769.175 | 2225 | 815.3465 | 926.337 | 27.4914 | 17 | 0 | 0 | 0 | 0 | 0 | 1786.175 | 2225 | 815.3465 | 926.337 | 27.4914 | 0 | 0 | 0 | 0 | 0 | 0 | 1769.175
2228 | 64.8707 | 44.1667 | 49.3737 | 31.7252 | 30.6012 | 31.7252 | 2.3567 | 2.3567 | 2.3567 | 2228 | 1024.9605 | 1024.9605 | 1024.9605 | 1202.3575 | 1202.3575 | 1202.3575 | 1360.0437 | 1360.0437 | 1360.0437 | 2226 | 630.198 | 0 | 0 | 0 | 0 | 0 | 0 | 630.198 |  | 2226 | 630.198 | 0 | 0 | 0 | 0 | 0 | 0 | 630.198 | 2226 | 630.198 | 0 | 0 | 0 | 0 | 0 | 0 | 630.198 | 2226 | 663.3663 | 489.4046 | 0 | 0 | 0 | 0 | 0 | 1152.771 | 2226 | 663.3663 | 489.4046 | 0 | 0 | 0 | 0 | 0 | 1152.771 | 2226 | 663.3663 | 489.4046 | 0 | 0 | 0 | 0 | 0 | 1152.771 | 2226 | 674.4224 | 978.8093 | 0 | 0 | 0 | 0 | 0 | 0 | 0 | 1653.2317 | 2226 | 674.4224 | 978.8093 | 0 | 17 | 0 | 0 | 0 | 0 | 0 | 1670.2317 | 2226 | 674.4224 | 978.8093 | 0 | 0 | 0 | 0 | 0 | 0 | 0 | 1653.2317
2229 | 64.8707 | 44.1667 | 49.3737 | 31.7252 | 30.6012 | 31.7252 | 1.4071 | 1.4071 | 1.4071 | 2229 | 966.1057 | 966.1057 | 966.1057 | 1133.3164 | 1133.3164 | 1133.3164 | 1281.948 | 1281.948 | 1281.948 | 2227 | 554.9505 | 0 | 0 | 0 | 0 | 0 | 0 | 554.9505 |  | 2227 | 554.9505 | 0 | 0 | 0 | 0 | 0 | 0 | 554.9505 | 2227 | 554.9505 | 0 | 0 | 0 | 0 | 0 | 0 | 554.9505 | 2227 | 584.1584 | 486.3774 | 0 | 0 | 0 | 0 | 0 | 1070.5358 | 2227 | 584.1584 | 486.3774 | 0 | 0 | 0 | 0 | 0 | 1070.5358 | 2227 | 584.1584 | 486.3774 | 0 | 0 | 0 | 0 | 0 | 1070.5358 | 2227 | 593.8944 | 972.7548 | 0 | 0 | 0 | 0 | 0 | 0 | 0 | 1566.6492 | 2227 | 593.8944 | 972.7548 | 0 | 17 | 0 | 0 | 0 | 0 | 0 | 1583.6492 | 2227 | 593.8944 | 972.7548 | 0 | 0 | 0 | 0 | 0 | 0 | 0 | 1566.6492
2230 | 64.8707 | 44.1667 | 49.3737 | 31.7252 | 30.6012 | 31.7252 | 19.1387 | 14.4573 | 14.4573 | 2230 | 922.7976 | 922.7976 | 922.7976 | 1082.5125 | 1082.5125 | 1082.5125 | 1224.4814 | 1224.4814 | 1224.4814 | 2228 | 554.9505 | 0 | 0 | 0 | 0 | 0 | 0 | 554.9505 |  | 2228 | 554.9505 | 0 | 0 | 0 | 0 | 0 | 0 | 554.9505 | 2228 | 554.9505 | 0 | 0 | 0 | 0 | 0 | 0 | 554.9505 | 2228 | 584.1584 | 471.2412 | 0 | 0 | 0 | 0 | 0 | 1055.3996 | 2228 | 584.1584 | 471.2412 | 0 | 0 | 0 | 0 | 0 | 1055.3996 | 2228 | 584.1584 | 471.2412 | 0 | 0 | 0 | 0 | 0 | 1055.3996 | 2228 | 593.8944 | 942.4823 | 0 | 0 | 0 | 0 | 0 | 0 | 0 | 1536.3767 | 2228 | 593.8944 | 942.4823 | 0 | 17 | 0 | 0 | 0 | 0 | 0 | 1553.3767 | 2228 | 593.8944 | 942.4823 | 0 | 0 | 0 | 0 | 0 | 0 | 0 | 1536.3767
2231 | 64.8707 | 44.1667 | 49.3737 | 31.7252 | 30.6012 | 31.7252 | 19.1387 | 14.4573 | 14.4573 | 2231 | 888.3731 | 888.3731 | 888.3731 | 1042.13 | 1042.13 | 1042.13 | 1178.8028 | 1178.8028 | 1178.8028 | 2229 | 554.9505 | 0 | 0 | 0 | 0 | 0 | 0 | 554.9505 |  | 2229 | 554.9505 | 0 | 0 | 0 | 0 | 0 | 0 | 554.9505 | 2229 | 554.9505 | 0 | 0 | 0 | 0 | 0 | 0 | 554.9505 | 2229 | 584.1584 | 456.1049 | 0 | 0 | 0 | 0 | 0 | 1040.2634 | 2229 | 584.1584 | 456.1049 | 0 | 0 | 0 | 0 | 0 | 1040.2634 | 2229 | 584.1584 | 456.1049 | 0 | 0 | 0 | 0 | 0 | 1040.2634 | 2229 | 593.8944 | 912.2099 | 0 | 0 | 0 | 0 | 0 | 0 | 0 | 1506.1043 | 2229 | 593.8944 | 912.2099 | 0 | 17 | 0 | 0 | 0 | 0 | 0 | 1523.1043 | 2229 | 593.8944 | 912.2099 | 0 | 0 | 0 | 0 | 0 | 0 | 0 | 1506.1043
2232 | 64.8707 | 44.1667 | 49.3737 | 31.7252 | 30.6012 | 31.7252 | 0.01 | 0.01 | 0.01 | 2232 | 863.9428 | 863.9428 | 863.9428 | 1013.4714 | 1013.4714 | 1013.4714 | 1146.3857 | 1146.3857 | 1146.3857 | 2230 | 545.5446 | 0 | 0 | 0 | 0 | 0 | 0 | 545.5446 |  | 2230 | 545.5446 | 0 | 0 | 0 | 0 | 0 | 0 | 545.5446 | 2230 | 545.5446 | 0 | 0 | 0 | 0 | 0 | 0 | 545.5446 | 2230 | 574.2574 | 448.0323 | 0 | 0 | 0 | 0 | 0 | 1022.2897 | 2230 | 574.2574 | 448.0323 | 0 | 0 | 0 | 0 | 0 | 1022.2897 | 2230 | 574.2574 | 448.0323 | 0 | 0 | 0 | 0 | 0 | 1022.2897 | 2230 | 583.8284 | 896.0646 | 0 | 0 | 0 | 0 | 0 | 0 | 0 | 1479.893 | 2230 | 583.8284 | 896.0646 | 0 | 17 | 0 | 0 | 0 | 0 | 0 | 1496.893 | 2230 | 583.8284 | 896.0646 | 0 | 0 | 0 | 0 | 0 | 0 | 0 | 1479.893
2233 | 64.8707 | 44.1667 | 49.3737 | 31.7252 | 30.6012 | 31.7252 | 0.01 | 0.01 | 0.01 | 2233 | 858.3905 | 858.3905 | 858.3905 | 1006.9581 | 1006.9581 | 1006.9581 | 1139.0182 | 1139.0182 | 1139.0182 | 2231 | 630.198 | 0 | 0 | 0 | 0 | 0 | 0 | 630.198 |  | 2231 | 630.198 | 0 | 0 | 0 | 0 | 0 | 0 | 630.198 | 2231 | 630.198 | 0 | 0 | 0 | 0 | 0 | 0 | 630.198 | 2231 | 663.3663 | 469.223 | 0 | 0 | 0 | 0 | 0 | 1132.5893 | 2231 | 663.3663 | 469.223 | 0 | 0 | 0 | 0 | 0 | 1132.5893 | 2231 | 663.3663 | 469.223 | 0 | 0 | 0 | 0 | 0 | 1132.5893 | 2231 | 674.4224 | 938.446 | 0 | 0 | 0 | 0 | 0 | 0 | 0 | 1612.8685 | 2231 | 674.4224 | 938.446 | 0 | 17 | 0 | 0 | 0 | 0 | 0 | 1629.8685 | 2231 | 674.4224 | 938.446 | 0 | 0 | 0 | 0 | 0 | 0 | 0 | 1612.8685
2234 | 64.8707 | 44.1667 | 49.3737 | 31.7252 | 30.6012 | 31.7252 | 0.01 | 0.01 | 0.01 | 2234 | 851.7277 | 851.7277 | 851.7277 | 999.1421 | 999.1421 | 999.1421 | 1338.0232 | 1456.708 | 1130.1771 | 2232 | 601.9802 | 0 | 0 | 0 | 0 | 0 | 0 | 601.9802 |  | 2232 | 601.9802 | 0 | 0 | 0 | 0 | 0 | 0 | 601.9802 | 2232 | 601.9802 | 0 | 0 | 0 | 0 | 0 | 0 | 601.9802 | 2232 | 633.6634 | 513.6226 | 0 | 0 | 0 | 0 | 0 | 1147.286 | 2232 | 633.6634 | 513.6226 | 0 | 0 | 0 | 0 | 0 | 1147.286 | 2232 | 633.6634 | 513.6226 | 0 | 0 | 0 | 0 | 0 | 1147.286 | 2232 | 589.6012 | 1027.2452 | 0 | 0 | 0 | 0 | 0 | 0 | 0 | 1616.8464 | 2232 | 644.2244 | 1027.2452 | 0 | 17 | 0 | 0 | 0 | 0 | 0 | 1688.4696 | 2232 | 589.6012 | 1027.2452 | 0 | 0 | 0 | 0 | 0 | 0 | 0 | 1616.8464
2235 | 64.8707 | 44.1667 | 49.3737 | 31.7252 | 30.6012 | 31.7252 | 0.01 | 0.01 | 0.01 | 2235 | 863.9428 | 863.9428 | 863.9428 | 1013.4714 | 1013.4714 | 1013.4714 | 1671.4998 | 1671.4998 | 1146.3857 | 2233 | 583.1683 | 0 | 0 | 0 | 0 | 0 | 0 | 583.1683 |  | 2233 | 583.1683 | 0 | 0 | 0 | 0 | 0 | 0 | 583.1683 | 2233 | 583.1683 | 0 | 0 | 0 | 0 | 0 | 0 | 583.1683 | 2233 | 613.8614 | 532.7952 | 0 | 0 | 0 | 0 | 0 | 1146.6565 | 2233 | 613.8614 | 532.7952 | 0 | 0 | 0 | 0 | 0 | 1146.6565 | 2233 | 613.8614 | 532.7952 | 0 | 0 | 0 | 0 | 0 | 1146.6565 | 2233 | 272.6779 | 1065.5903 | 0 | 0 | 0 | 0 | 0 | 0 | 0 | 1338.2682 | 2233 | 555.9923 | 1065.5903 | 0 | 17 | 0 | 0 | 0 | 0 | 0 | 1638.5826 | 2233 | 555.9923 | 1065.5903 | 0 | 0 | 0 | 0 | 0 | 0 | 0 | 1621.5826
2236 | 64.8707 | 44.1667 | 49.3737 | 31.7252 | 30.6012 | 31.7252 | 0.01 | 0.01 | 0.01 | 2236 | 871.7161 | 871.7161 | 871.7161 | 1022.59 | 1022.59 | 1022.59 | 1681.8144 | 1681.8144 | 1156.7002 | 2234 | 724.2574 | 0 | 0 | 0 | 0 | 0 | 0 | 724.2574 |  | 2234 | 724.2574 | 0 | 0 | 0 | 0 | 0 | 0 | 724.2574 | 2234 | 724.2574 | 0 | 0 | 0 | 0 | 0 | 0 | 724.2574 | 2234 | 762.3762 | 517.6589 | 0 | 0 | 0 | 0 | 0 | 1280.0352 | 2234 | 762.3762 | 517.6589 | 0 | 0 | 0 | 0 | 0 | 1280.0352 | 2234 | 762.3762 | 517.6589 | 0 | 0 | 0 | 0 | 0 | 1280.0352 | 2234 | 775.0825 | 1035.3179 | 0 | 0 | 0 | 0 | 0 | 0 | 0 | 1810.4004 | 2234 | 775.0825 | 1035.3179 | 0 | 17 | 0 | 0 | 0 | 0 | 0 | 1827.4004 | 2234 | 0 | 1035.3179 | 0 | 0 | 0 | 0 | 0 | 0 | 0 | 1035.3179
2237 | 64.8707 | 44.1667 | 49.3737 | 9.637 | 13.4391 | 13.4715 | 0.01 | 0.01 | 0.01 | 2237 | 898.3673 | 898.3673 | 898.3673 | 1053.8539 | 1053.8539 | 1053.8539 | 1192.0643 | 1192.0643 | 1192.0643 | 2235 | 592.5743 | 0 | 0 | 0 | 0 | 0 | 0 | 592.5743 |  | 2235 | 592.5743 | 0 | 0 | 0 | 0 | 0 | 0 | 592.5743 | 2235 | 592.5743 | 0 | 0 | 0 | 0 | 0 | 0 | 592.5743 | 2235 | 623.7624 | 511.6044 | 0 | 0 | 0 | 0 | 0 | 1135.3668 | 2235 | 623.7624 | 511.6044 | 0 | 0 | 0 | 0 | 0 | 1135.3668 | 2235 | 623.7624 | 511.6044 | 0 | 0 | 0 | 0 | 0 | 1135.3668 | 2235 | 586.421 | 1023.2089 | 0 | 0 | 0 | 0 | 0 | 0 | 0 | 1609.6299 | 2235 | 634.1584 | 1023.2089 | 0 | 17 | 0 | 0 | 0 | 0 | 0 | 1674.3673 | 2235 | 0 | 1023.2089 | 0 | 0 | 0 | 0 | 0 | 0 | 0 | 1023.2089
2238 | 58.7224 | 44.1667 | 49.3737 | 30.4988 | 30.4988 | 30.4988 | 0.01 | 0.01 | 0.01 | 2238 | 968.3267 | 968.3267 | 968.3267 | 1135.9217 | 1135.9217 | 1135.9217 | 1284.895 | 1284.895 | 1284.895 | 2236 | 442.0792 | 0 | 5.0859 | 0 | 0 | 0 | 0 | 447.1651 |  | 2236 | 442.0792 | 0 | 5.0859 | 0 | 0 | 0 | 0 | 447.1651 | 2236 | 442.0792 | 0 | 5.0859 | 0 | 0 | 0 | 0 | 447.1651 | 2236 | 465.3465 | 492.4319 | 5.4983 | 0 | 0 | 0 | 0 | 963.2767 | 2236 | 465.3465 | 492.4319 | 5.4983 | 0 | 0 | 0 | 0 | 963.2767 | 2236 | 465.3465 | 492.4319 | 5.4983 | 0 | 0 | 0 | 0 | 963.2767 | 2236 | 473.1023 | 984.8638 | 6.8729 | 0 | 0 | 0 | 0 | 0 | 0 | 1464.8389 | 2236 | 473.1023 | 984.8638 | 6.8729 | 17 | 0 | 0 | 0 | 0 | 0 | 1481.8389 | 2236 | 0 | 984.8638 | 6.8729 | 0 | 0 | 0 | 0 | 0 | 0 | 991.7366
2239 | 33.6914 | 33.6914 | 33.6914 | 30.6411 | 30.6012 | 30.6411 | 0.01 | 0.01 | 0.01 | 2239 | 1057.164 | 1057.164 | 1057.164 | 1240.1347 | 1240.1347 | 1240.1347 | 1927.8894 | 1927.8894 | 1402.7753 | 2237 | 536.1386 | 0 | 25.4296 | 0 | 0 | 0 | 0 | 561.5682 |  | 2237 | 536.1386 | 0 | 25.4296 | 0 | 0 | 0 | 0 | 561.5682 | 2237 | 536.1386 | 0 | 25.4296 | 0 | 0 | 0 | 0 | 561.5682 | 2237 | 564.3564 | 480.3229 | 27.4914 | 0 | 0 | 0 | 0 | 1072.1708 | 2237 | 564.3564 | 480.3229 | 27.4914 | 0 | 0 | 0 | 0 | 1072.1708 | 2237 | 564.3564 | 480.3229 | 27.4914 | 0 | 0 | 0 | 0 | 1072.1708 | 2237 | 0 | 960.6458 | 34.3643 | 0 | 0 | 0 | 0 | 0 | 0 | 995.0101 | 2237 | 0 | 960.6458 | 34.3643 | 17 | 0 | 0 | 0 | 0 | 0 | 1012.0101 | 2237 | 0 | 960.6458 | 34.3643 | 0 | 0 | 0 | 0 | 0 | 0 | 995.0101
2240 | 0.01 | 0.01 | 0.01 | 0.01 | 0.01 | 0.01 | 0.01 | 0.01 | 0.01 | 2240 | 1483.9952 | 1342.3135 | 1483.9952 | 1740.8406 | 1740.8406 | 1740.8406 | 1444.0334 | 1444.0334 | 1444.0334 | 2238 | 696.0396 | 0 | 76.2887 | 0 | 0 | 0 | 0 | 772.3283 |  | 2238 | 696.0396 | 0 | 76.2887 | 0 | 0 | 0 | 0 | 772.3283 | 2238 | 696.0396 | 0 | 76.2887 | 0 | 0 | 0 | 0 | 772.3283 | 2238 | 732.6733 | 464.1776 | 82.4742 | 0 | 0 | 0 | 0 | 1279.3251 | 2238 | 732.6733 | 464.1776 | 82.4742 | 0 | 0 | 0 | 0 | 1279.3251 | 2238 | 732.6733 | 464.1776 | 82.4742 | 0 | 0 | 0 | 0 | 1279.3251 | 2238 | 0 | 928.3552 | 103.0928 | 0 | 0 | 0 | 0 | 0 | 0 | 1031.448 | 2238 | 0 | 928.3552 | 103.0928 | 17 | 0 | 0 | 0 | 0 | 0 | 1048.448 | 2238 | 0 | 928.3552 | 103.0928 | 0 | 0 | 0 | 0 | 0 | 0 | 1031.448
2241 | 0.01 | 0.01 | 0.01 | 0.01 | 0.01 | 0.01 | 0.01 | 0.01 | 0.01 | 2241 | 1482.8848 | 1482.8848 | 1482.8848 | 1275.3066 | 1739.5379 | 1739.5379 | 1967.674 | 1967.674 | 1967.674 | 2239 | 846.5347 | 0 | 147.4914 | 0 | 0 | 0 | 0 | 994.0261 |  | 2239 | 846.5347 | 0 | 147.4914 | 0 | 0 | 0 | 0 | 994.0261 | 2239 | 846.5347 | 0 | 147.4914 | 0 | 0 | 0 | 0 | 994.0261 | 2239 | 891.0891 | 461.1504 | 159.4502 | 0 | 0 | 0 | 0 | 1511.6896 | 2239 | 891.0891 | 461.1504 | 159.4502 | 0 | 0 | 0 | 0 | 1511.6896 | 2239 | 891.0891 | 461.1504 | 159.4502 | 0 | 0 | 0 | 0 | 1511.6896 | 2239 | 905.9406 | 922.3007 | 199.3127 | 0 | 0 | 0 | 0 | 0 | 0 | 2027.554 | 2239 | 905.9406 | 922.3007 | 199.3127 | 17 | 0 | 0 | 0 | 0 | 0 | 2044.554 | 2239 | 0 | 922.3007 | 199.3127 | 0 | 0 | 0 | 0 | 0 | 0 | 1121.6134
2242 | 0.01 | 0.01 | 0.01 | 0.01 | 0.01 | 0.01 | 0 | 0 | 0 | 2242 | 1430.6929 | 1430.6929 | 1430.6929 | 1678.3128 | 1678.3128 | 1678.3128 | 1898.4194 | 1898.4194 | 1898.4194 | 2240 | 25.7378 | 0 | 264.4674 | 0 | 0 | 0 | 0 | 290.2051 |  | 2240 | 884.1584 | 0 | 264.4674 | 0 | 0 | 0 | 0 | 1148.6258 | 2240 | 884.1584 | 0 | 264.4674 | 0 | 0 | 0 | 0 | 1148.6258 | 2240 | 930.6931 | 531.7861 | 285.9107 | 0 | 0 | 0 | 0 | 1748.3898 | 2240 | 930.6931 | 531.7861 | 285.9107 | 0 | 0 | 0 | 0 | 1748.3898 | 2240 | 930.6931 | 531.7861 | 285.9107 | 0 | 0 | 0 | 0 | 1748.3898 | 2240 | 0 | 1063.5721 | 357.3883 | 0 | 0 | 0 | 0 | 0 | 0 | 1420.9605 | 2240 | 946.2046 | 1063.5721 | 357.3883 | 17 | 0 | 0 | 0 | 0 | 0 | 2384.1651 | 2240 | 0 | 1063.5721 | 357.3883 | 0 | 0 | 0 | 0 | 0 | 0 | 1420.9605
2243 | 0.01 | 0.01 | 0.01 | 0.01 | 0.01 | 0.01 | 0 | 0 | 0 | 2243 | 1387.3847 | 1387.3847 | 1387.3847 | 1627.5089 | 1627.5089 | 1627.5089 | 1840.9527 | 1840.9527 | 1840.9527 | 2241 | 1077.7542 | 0 | 422.1306 | 0 | 0 | 0 | 0 | 1499.8848 |  | 2241 | 1077.7542 | 0 | 422.1306 | 0 | 0 | 0 | 0 | 1499.8848 | 2241 | 1119.3069 | 0 | 422.1306 | 0 | 0 | 0 | 0 | 1541.4375 | 2241 | 864.3988 | 669.0212 | 456.3574 | 0 | 0 | 0 | 0 | 1989.7774 | 2241 | 529.7238 | 669.0212 | 456.3574 | 0 | 0 | 0 | 0 | 1655.1024 | 2241 | 1029.7238 | 669.0212 | 456.3574 | 0 | 0 | 0 | 0 | 2155.1024 | 2241 | 0 | 1338.0424 | 570.4467 | 0 | 0 | 0 | 0 | 0 | 0 | 1908.4891 | 2241 | 0 | 1338.0424 | 570.4467 | 17 | 0 | 0 | 0 | 0 | 0 | 1925.4891 | 2241 | 474.7494 | 1338.0424 | 570.4467 | 0 | 0 | 0 | 0 | 0 | 0 | 2383.2385
2244 | 0.01 | 0.01 | 0.01 | 0.01 | 0.01 | 0.01 | 0 | 0 | 0 | 2244 | 1345.187 | 1345.187 | 1345.187 | 1578.0078 | 1578.0078 | 1578.0078 | 1784.9596 | 1784.9596 | 1784.9596 | 2242 | 872.985 | 0 | 574.7079 | 0 | 0 | 0 | 0 | 1447.6929 |  | 2242 | 872.985 | 0 | 574.7079 | 0 | 0 | 0 | 0 | 1447.6929 | 2242 | 1372.985 | 0 | 574.7079 | 0 | 0 | 0 | 0 | 1947.6929 | 2242 | 203.6511 | 768.9203 | 621.3058 | 0 | 0 | 0 | 0 | 1593.8773 | 2242 | 203.6511 | 768.9203 | 621.3058 | 0 | 0 | 0 | 0 | 1593.8773 | 2242 | 203.6511 | 768.9203 | 621.3058 | 0 | 0 | 0 | 0 | 1593.8773 | 2242 | 0 | 1037.3515 | 776.6323 | 0 | 0 | 0 | 0 | 0 | 0 | 1813.9839 | 2242 | 0 | 1537.8406 | 776.6323 | 17 | 0 | 0 | 0 | 0 | 0 | 2331.4729 | 2242 | 0 | 1537.3515 | 776.6323 | 0 | 0 | 0 | 0 | 0 | 0 | 2313.9839
2245 | 0.01 | 0.01 | 0.01 | 0.01 | 0.01 | 0.01 | 0 | 0 | 0 | 2245 | 1327.4195 | 1327.4195 | 1327.4195 | 1557.1652 | 1557.1652 | 1557.1652 | 1761.3836 | 1761.3836 | 1761.3836 | 2243 | 717.7867 | 0 | 686.5979 | 0 | 0 | 0 | 0 | 1404.3847 |  | 2243 | 717.7867 | 0 | 686.5979 | 0 | 0 | 0 | 0 | 1404.3847 | 2243 | 717.7867 | 0 | 686.5979 | 0 | 0 | 0 | 0 | 1404.3847 | 2243 | 0 | 823.4107 | 742.268 | 0 | 0 | 0 | 0 | 1565.6787 | 2243 | 477.3947 | 823.4107 | 742.268 | 0 | 0 | 0 | 0 | 2043.0734 | 2243 | 477.3947 | 823.4107 | 742.268 | 0 | 0 | 0 | 0 | 2043.0734 | 2243 | 0 | 1646.8214 | 927.8351 | 0 | 0 | 0 | 0 | 0 | 0 | 2574.6564 | 2243 | 0 | 1646.8214 | 927.8351 | 17 | 0 | 0 | 0 | 0 | 0 | 2591.6564 | 2243 | 0 | 1646.8214 | 927.8351 | 0 | 0 | 0 | 0 | 0 | 0 | 2574.6564
2246 | 0.01 | 0.01 | 0.01 | 0.01 | 0.01 | 0.01 | 0 | 0 | 0 | 2246 | 1324.0881 | 1324.0881 | 1324.0881 | 1553.2572 | 1553.2572 | 1553.2572 | 1756.963 | 1756.963 | 1756.963 | 2244 | 650.1595 | 0 | 712.0275 | 0 | 0 | 0 | 0 | 1362.187 |  | 2244 | 650.1595 | 0 | 712.0275 | 0 | 0 | 0 | 0 | 1362.187 | 2244 | 650.1595 | 0 | 712.0275 | 0 | 0 | 0 | 0 | 1362.187 | 2244 | 0 | 875.8829 | 769.7595 | 0 | 0 | 0 | 0 | 1645.6424 | 2244 | 347.9298 | 875.8829 | 769.7595 | 0 | 0 | 0 | 0 | 1993.5722 | 2244 | 347.9298 | 875.8829 | 769.7595 | 0 | 0 | 0 | 0 | 1993.5722 | 2244 | 0 | 1751.7659 | 962.1993 | 0 | 0 | 0 | 0 | 0 | 0 | 2713.9652 | 2244 | 0 | 1751.7659 | 962.1993 | 17 | 0 | 0 | 0 | 0 | 0 | 2730.9652 | 2244 | 0 | 1751.7659 | 962.1993 | 0 | 0 | 0 | 0 | 0 | 0 | 2713.9652
2247 | 0.01 | 0.01 | 0.01 | 0.01 | 0.01 | 0.01 | 0 | 0 | 0 | 2247 | 976.1433 | 1341.8556 | 1341.8556 | 1574.0998 | 1574.0998 | 1574.0998 | 1780.5391 | 1780.5391 | 1780.5391 | 2245 | 657.8216 | 0 | 686.5979 | 0 | 0 | 0 | 0 | 1344.4195 |  | 2245 | 657.8216 | 0 | 686.5979 | 0 | 0 | 0 | 0 | 1344.4195 | 2245 | 657.8216 | 0 | 686.5979 | 0 | 0 | 0 | 0 | 1344.4195 | 2245 | 1438.0876 | 921.2916 | 742.268 | 0 | 0 | 0 | 0 | 3101.6473 | 2245 | 0 | 921.2916 | 742.268 | 0 | 0 | 0 | 0 | 1663.5597 | 2245 | 0 | 921.2916 | 742.268 | 0 | 0 | 0 | 0 | 1663.5597 | 2245 | 0 | 1842.5832 | 927.8351 | 0 | 0 | 0 | 0 | 0 | 0 | 2770.4183 | 2245 | 0 | 1842.5832 | 927.8351 | 17 | 0 | 0 | 0 | 0 | 0 | 2787.4183 | 2245 | 0 | 1842.5832 | 927.8351 | 0 | 0 | 0 | 0 | 0 | 0 | 2770.4183
2248 | 0.01 | 0.01 | 0.01 | 0.01 | 0.01 | 0.01 | 0.01 | 0.01 | 0.01 | 2248 | 1371.8381 | 1371.8381 | 1371.8381 | 1609.2717 | 1609.2717 | 1609.2717 | 1295.2095 | 1295.2095 | 1560.5644 | 2246 | 1681.4183 | 0 | 600.1375 | 0 | 0 | 0 | 0 | 2281.5557 |  | 2246 | 740.9506 | 0 | 600.1375 | 0 | 0 | 0 | 0 | 1341.0881 | 2246 | 740.9506 | 0 | 600.1375 | 0 | 0 | 0 | 0 | 1341.0881 | 2246 | 0 | 949.5459 | 648.7973 | 0 | 0 | 0 | 0 | 1598.3432 | 2246 | 0 | 949.5459 | 648.7973 | 0 | 0 | 0 | 0 | 1598.3432 | 2246 | 498.0519 | 949.5459 | 648.7973 | 0 | 0 | 0 | 0 | 2096.395 | 2246 | 0 | 1899.0918 | 810.9966 | 0 | 0 | 0 | 0 | 0 | 0 | 2710.0884 | 2246 | 0 | 1899.0918 | 810.9966 | 17 | 0 | 0 | 0 | 0 | 0 | 2727.0884 | 2246 | 0 | 1899.0918 | 810.9966 | 0 | 0 | 0 | 0 | 0 | 0 | 2710.0884
2249 | 0.01 | 0.01 | 0.01 | 0.01 | 0.01 | 0.01 | 0.01 | 0.01 | 0.01 | 2249 | 1384.0533 | 1384.0533 | 1384.0533 | 1623.601 | 1623.601 | 1623.601 | 1836.5322 | 1311.4181 | 1836.5322 | 2247 | 2071.0127 | 0 | 422.1306 | 0 | 0 | 0 | 0 | 2493.1433 |  | 2247 | 936.725 | 0 | 422.1306 | 0 | 0 | 0 | 0 | 1358.8556 | 2247 | 1436.725 | 0 | 422.1306 | 0 | 0 | 0 | 0 | 1858.8556 | 2247 | 213.8766 | 961.6549 | 456.3574 | 0 | 0 | 0 | 0 | 1631.8889 | 2247 | 213.8766 | 961.6549 | 456.3574 | 0 | 0 | 0 | 0 | 1631.8889 | 2247 | 713.8766 | 961.6549 | 456.3574 | 0 | 0 | 0 | 0 | 2131.8889 | 2247 | 0 | 1923.3098 | 570.4467 | 0 | 0 | 0 | 0 | 0 | 0 | 2493.7565 | 2247 | 0 | 1923.3098 | 570.4467 | 17 | 0 | 0 | 0 | 0 | 0 | 2510.7565 | 2247 | 0 | 1923.3098 | 570.4467 | 0 | 0 | 0 | 0 | 0 | 0 | 2493.7565
2250 | 9.4851 | 9.4851 | 9.4851 | 0.01 | 0.01 | 0.01 | 0.01 | 0.01 | 0.01 | 2250 | 1031.6233 | 1031.6233 | 1031.6233 | 1210.1734 | 1674.4048 | 1674.4048 | 1893.9989 | 1368.8847 | 1893.9989 | 2248 | 1215.9172 | 0 | 172.921 | 0 | 0 | 0 | 0 | 1388.8381 |  | 2248 | 1215.9172 | 0 | 172.921 | 0 | 0 | 0 | 0 | 1388.8381 | 2248 | 2398.5149 | 0 | 172.921 | 0 | 0 | 0 | 0 | 2571.4358 | 2248 | 372.2033 | 965.6912 | 186.9416 | 0 | 0 | 0 | 0 | 1524.8361 | 2248 | 372.2033 | 965.6912 | 186.9416 | 0 | 0 | 0 | 0 | 1524.8361 | 2248 | 538.87 | 965.6912 | 186.9416 | 0 | 0 | 0 | 0 | 1691.5028 | 2248 | 0 | 1931.3824 | 233.677 | 0 | 0 | 0 | 0 | 0 | 0 | 2165.0594 | 2248 | 0 | 1931.3824 | 233.677 | 17 | 0 | 0 | 0 | 0 | 0 | 2182.0594 | 2248 | 0 | 1931.3824 | 233.677 | 0 | 0 | 0 | 0 | 0 | 0 | 2165.0594
2251 | 0.01 | 0.01 | 0.01 | 0.01 | 0.01 | 0.01 | 0.01 | 0.01 | 0.01 | 2251 | 1038.2861 | 1413.5988 | 1413.5988 | 1682.2208 | 1682.2208 | 1682.2208 | 1377.7257 | 1377.7257 | 1902.8399 | 2249 | 2464.3564 | 0 | 30.5155 | 0 | 0 | 0 | 0 | 2494.8719 |  | 2249 | 2464.3564 | 0 | 30.5155 | 0 | 0 | 0 | 0 | 2494.8719 | 2249 | 1732.2207 | 0 | 30.5155 | 0 | 0 | 0 | 0 | 1762.7362 | 2249 | 2439.0399 | 971.7457 | 32.9897 | 0 | 0 | 0 | 0 | 3443.7753 | 2249 | 1962.4149 | 971.7457 | 32.9897 | 0 | 0 | 0 | 0 | 2967.1503 | 2249 | 1749.0816 | 971.7457 | 32.9897 | 0 | 0 | 0 | 0 | 2753.817 | 2249 | 0 | 1943.4914 | 41.2371 | 0 | 0 | 0 | 0 | 0 | 0 | 1984.7285 | 2249 | 0 | 1943.4914 | 41.2371 | 17 | 0 | 0 | 0 | 0 | 0 | 2001.7285 | 2249 | 0 | 1943.4914 | 41.2371 | 0 | 0 | 0 | 0 | 0 | 0 | 1984.7285
2252 | 0.01 | 0.01 | 0.01 | 0.01 | 0.01 | 0.01 | 0.01 | 0.01 | 0.01 | 2252 | 1367.3963 | 1367.3963 | 1367.3963 | 1604.061 | 1604.061 | 1604.061 | 1289.3155 | 1814.4297 | 1289.3155 | 2250 | 2417.3267 | 0 | 5.0859 | 0 | 0 | 0 | 0 | 2422.4126 |  | 2250 | 2417.3267 | 0 | 5.0859 | 0 | 0 | 0 | 0 | 2422.4126 | 2250 | 2417.3267 | 0 | 5.0859 | 0 | 0 | 0 | 0 | 2422.4126 | 2250 | 2391.2598 | 975.782 | 5.4983 | 0 | 0 | 0 | 0 | 3372.5402 | 2250 | 2544.5545 | 975.782 | 5.4983 | 0 | 0 | 0 | 0 | 3525.8348 | 2250 | 2544.5545 | 975.782 | 5.4983 | 0 | 0 | 0 | 0 | 3525.8348 | 2250 | 0 | 1951.5641 | 6.8729 | 0 | 0 | 0 | 0 | 0 | 0 | 1958.4369 | 2250 | 128.6195 | 1951.5641 | 6.8729 | 17 | 0 | 0 | 0 | 0 | 0 | 2104.0565 | 2250 | 653.7337 | 1951.5641 | 6.8729 | 0 | 0 | 0 | 0 | 0 | 0 | 2612.1706
2253 | 0.01 | 0.01 | 0.01 | 0.01 | 0.01 | 0.01 | 0.01 | 0.01 | 0.01 | 2253 | 1297.4369 | 1297.4369 | 901.6987 | 1521.9933 | 1521.9933 | 1521.9933 | 1721.599 | 1196.4848 | 1721.599 | 2251 | 2370.297 | 0 | 0 | 0 | 0 | 0 | 0 | 2370.297 |  | 2251 | 2370.297 | 0 | 0 | 0 | 0 | 0 | 0 | 2370.297 | 2251 | 2370.297 | 0 | 0 | 0 | 0 | 0 | 0 | 2370.297 | 2251 | 0 | 978.8093 | 0 | 0 | 0 | 0 | 0 | 978.8093 | 2251 | 2364.5379 | 978.8093 | 0 | 0 | 0 | 0 | 0 | 3343.3472 | 2251 | 1988.537 | 978.8093 | 0 | 0 | 0 | 0 | 0 | 2967.3463 | 2251 | 0 | 1957.6186 | 0 | 0 | 0 | 0 | 0 | 0 | 0 | 1957.6186 | 2251 | 0 | 1957.6186 | 0 | 17 | 0 | 0 | 0 | 0 | 0 | 1974.6186 | 2251 | 0 | 1957.6186 | 0 | 0 | 0 | 0 | 0 | 0 | 0 | 1957.6186
2254 | 0.01 | 0.01 | 0.01 | 0.01 | 0.01 | 0.01 | 0.01 | 0.01 | 0.01 | 2254 | 1257.4601 | 1257.4601 | 1257.4601 | 1475.0974 | 1475.0974 | 1475.0974 | 1668.5528 | 1143.4387 | 1668.5528 | 2252 | 2379.703 | 0 | 0 | 0 | 0 | 0 | 0 | 2379.703 |  | 2252 | 2379.703 | 0 | 0 | 0 | 0 | 0 | 0 | 2379.703 | 2252 | 2379.703 | 0 | 0 | 0 | 0 | 0 | 0 | 2379.703 | 2252 | 1711.7776 | 978.8093 | 0 | 0 | 0 | 0 | 0 | 2690.5869 | 2252 | 1711.7776 | 978.8093 | 0 | 0 | 0 | 0 | 0 | 2690.5869 | 2252 | 1711.7776 | 978.8093 | 0 | 0 | 0 | 0 | 0 | 2690.5869 | 2252 | 0 | 1957.6186 | 0 | 0 | 0 | 0 | 0 | 0 | 0 | 1957.6186 | 2252 | 0 | 1957.6186 | 0 | 17 | 0 | 0 | 0 | 0 | 0 | 1974.6186 | 2252 | 0 | 1957.6186 | 0 | 0 | 0 | 0 | 0 | 0 | 0 | 1957.6186
2255 | 0.01 | 0.01 | 0.01 | 0.01 | 0.01 | 0.01 | 0.01 | 0.01 | 0.01 | 2255 | 1214.1519 | 1214.1519 | 1214.1519 | 1424.2936 | 1424.2936 | 1424.2936 | 1611.0862 | 1085.972 | 1611.0862 | 2253 | 2426.7327 | 0 | 0 | 0 | 0 | 0 | 0 | 2426.7327 |  | 2253 | 2426.7327 | 0 | 0 | 0 | 0 | 0 | 0 | 2426.7327 | 2253 | 2426.7327 | 0 | 0 | 0 | 0 | 0 | 0 | 2426.7327 | 2253 | 1255.7633 | 974.773 | 0 | 0 | 0 | 0 | 0 | 2230.5362 | 2253 | 1475.7633 | 974.773 | 0 | 0 | 0 | 0 | 0 | 2450.5362 | 2253 | 1035.7633 | 974.773 | 0 | 0 | 0 | 0 | 0 | 2010.5362 | 2253 | 0 | 1949.5459 | 0 | 0 | 0 | 0 | 0 | 0 | 0 | 1949.5459 | 2253 | 0 | 1949.5459 | 0 | 17 | 0 | 0 | 0 | 0 | 0 | 1966.5459 | 2253 | 0 | 1949.5459 | 0 | 0 | 0 | 0 | 0 | 0 | 0 | 1949.5459
2256 | 0.01 | 0.01 | 0.01 | 0.01 | 0.01 | 0.01 | 0.01 | 0.01 | 0.01 | 2256 | 1198.6054 | 1198.6054 | 1198.6054 | 941.825 | 1406.0563 | 1406.0563 | 1590.4572 | 1590.4572 | 1590.4572 | 2254 | 2454.9505 | 0 | 0 | 0 | 0 | 0 | 0 | 2454.9505 |  | 2254 | 2454.9505 | 0 | 0 | 0 | 0 | 0 | 0 | 2454.9505 | 2254 | 2454.9505 | 0 | 0 | 0 | 0 | 0 | 0 | 2454.9505 | 2254 | 2584.1584 | 969.7275 | 0 | 0 | 0 | 0 | 0 | 3553.886 | 2254 | 2584.1584 | 969.7275 | 0 | 0 | 0 | 0 | 0 | 3553.886 | 2254 | 2584.1584 | 969.7275 | 0 | 0 | 0 | 0 | 0 | 3553.886 | 2254 | 0 | 1939.4551 | 0 | 0 | 0 | 0 | 0 | 0 | 0 | 1939.4551 | 2254 | 1063.7722 | 1939.4551 | 0 | 17 | 0 | 0 | 0 | 0 | 0 | 3020.2273 | 2254 | 1588.8864 | 1939.4551 | 0 | 0 | 0 | 0 | 0 | 0 | 0 | 3528.3415
2257 | 0.01 | 0.01 | 0.01 | 0.01 | 0.01 | 0.01 | 0.01 | 0.01 | 0.01 | 2257 | 1195.274 | 1195.274 | 1195.274 | 1402.1483 | 1402.1483 | 1402.1483 | 1586.0366 | 1060.9225 | 1060.9225 | 2255 | 2501.9802 | 0 | 0 | 0 | 0 | 0 | 0 | 2501.9802 |  | 2255 | 2501.9802 | 0 | 0 | 0 | 0 | 0 | 0 | 2501.9802 | 2255 | 2501.9802 | 0 | 0 | 0 | 0 | 0 | 0 | 2501.9802 | 2255 | 1445.6136 | 966.7003 | 0 | 0 | 0 | 0 | 0 | 2412.3139 | 2255 | 1005.6136 | 966.7003 | 0 | 0 | 0 | 0 | 0 | 1972.3139 | 2255 | 1225.6136 | 966.7003 | 0 | 0 | 0 | 0 | 0 | 2192.3139 | 2255 | 0 | 1933.4006 | 0 | 0 | 0 | 0 | 0 | 0 | 0 | 1933.4006 | 2255 | 1150.2427 | 1933.4006 | 0 | 17 | 0 | 0 | 0 | 0 | 0 | 3100.6433 | 2255 | 0 | 1933.4006 | 0 | 0 | 0 | 0 | 0 | 0 | 0 | 1933.4006
2258 | 0.01 | 0.01 | 0.01 | 0.01 | 0.01 | 0.01 | 0.01 | 0.01 | 0.01 | 2258 | 1206.3787 | 1206.3787 | 1206.3787 | 950.9436 | 1415.175 | 1415.175 | 1600.7717 | 1075.6575 | 1075.6575 | 2256 | 2501.9802 | 0 | 0 | 0 | 0 | 0 | 0 | 2501.9802 |  | 2256 | 2501.9802 | 0 | 0 | 0 | 0 | 0 | 0 | 2501.9802 | 2256 | 2501.9802 | 0 | 0 | 0 | 0 | 0 | 0 | 2501.9802 | 2256 | 152.349 | 971.7457 | 0 | 0 | 0 | 0 | 0 | 1124.0947 | 2256 | 616.5804 | 971.7457 | 0 | 0 | 0 | 0 | 0 | 1588.3261 | 2256 | 616.5804 | 971.7457 | 0 | 0 | 0 | 0 | 0 | 1588.3261 | 2256 | 199.6171 | 1943.4914 | 0 | 0 | 0 | 0 | 0 | 0 | 0 | 2143.1086 | 2256 | 1599.6171 | 1943.4914 | 0 | 17 | 0 | 0 | 0 | 0 | 0 | 3560.1086 | 2256 | 1599.6171 | 1943.4914 | 0 | 0 | 0 | 0 | 0 | 0 | 0 | 3543.1086
2259 | 0.01 | 0.01 | 0.01 | 0.01 | 0.01 | 0.01 | 0.01 | 0.01 | 0.01 | 2259 | 1235.2508 | 1235.2508 | 1235.2508 | 984.8128 | 1449.0442 | 1449.0442 | 1639.0828 | 1113.9686 | 1113.9686 | 2257 | 2473.7624 | 0 | 0 | 0 | 0 | 0 | 0 | 2473.7624 |  | 2257 | 1212.274 | 0 | 0 | 0 | 0 | 0 | 0 | 1212.274 | 2257 | 2473.7624 | 0 | 0 | 0 | 0 | 0 | 0 | 2473.7624 | 2257 | 343.9489 | 973.7639 | 0 | 0 | 0 | 0 | 0 | 1317.7128 | 2257 | 343.9489 | 973.7639 | 0 | 0 | 0 | 0 | 0 | 1317.7128 | 2257 | 343.9489 | 973.7639 | 0 | 0 | 0 | 0 | 0 | 1317.7128 | 2257 | 99.7051 | 1947.5277 | 0 | 0 | 0 | 0 | 0 | 0 | 0 | 2047.2329 | 2257 | 974.591 | 1947.5277 | 0 | 17 | 0 | 0 | 0 | 0 | 0 | 2939.1187 | 2257 | 974.591 | 1947.5277 | 0 | 0 | 0 | 0 | 0 | 0 | 0 | 2922.1187
2260 | 0.01 | 0.01 | 0.01 | 0.01 | 0.01 | 0.01 | 0.01 | 0.01 | 0.01 | 2260 | 1342.966 | 1342.966 | 1342.966 | 1575.4024 | 1575.4024 | 1575.4024 | 1782.0126 | 1256.8984 | 1256.8984 | 2258 | 2492.5743 | 0 | 0 | 0 | 0 | 0 | 0 | 2492.5743 |  | 2258 | 2492.5743 | 0 | 0 | 0 | 0 | 0 | 0 | 2492.5743 | 2258 | 2492.5743 | 0 | 0 | 0 | 0 | 0 | 0 | 2492.5743 | 2258 | 0 | 976.7911 | 0 | 0 | 0 | 0 | 0 | 976.7911 | 2258 | 353.9483 | 976.7911 | 0 | 0 | 0 | 0 | 0 | 1330.7394 | 2258 | 353.9483 | 976.7911 | 0 | 0 | 0 | 0 | 0 | 1330.7394 | 2258 | 58.2719 | 1953.5822 | 0 | 0 | 0 | 0 | 0 | 0 | 0 | 2011.8541 | 2258 | 933.1577 | 1953.5822 | 0 | 17 | 0 | 0 | 0 | 0 | 0 | 2903.74 | 2258 | 933.1577 | 1953.5822 | 0 | 0 | 0 | 0 | 0 | 0 | 0 | 2886.74
2261 | 0.01 | 0.01 | 0.01 | 0.01 | 0.01 | 0.01 | 0.01 | 0.01 | 0.01 | 2261 | 1471.7801 | 1471.7801 | 1471.7801 | 1262.2799 | 1726.5113 | 1726.5113 | 1427.8248 | 1952.939 | 1427.8248 | 2259 | 2454.9505 | 0 | 0 | 0 | 0 | 0 | 0 | 2454.9505 |  | 2259 | 2454.9505 | 0 | 0 | 0 | 0 | 0 | 0 | 2454.9505 | 2259 | 2454.9505 | 0 | 0 | 0 | 0 | 0 | 0 | 2454.9505 | 2259 | 0 | 978.8093 | 0 | 0 | 0 | 0 | 0 | 978.8093 | 2259 | 454.802 | 978.8093 | 0 | 0 | 0 | 0 | 0 | 1433.6113 | 2259 | 454.802 | 978.8093 | 0 | 0 | 0 | 0 | 0 | 1433.6113 | 2259 | 105.476 | 1957.6186 | 0 | 0 | 0 | 0 | 0 | 0 | 0 | 2063.0946 | 2259 | 980.3619 | 1957.6186 | 0 | 17 | 0 | 0 | 0 | 0 | 0 | 2954.9805 | 2259 | 980.3619 | 1957.6186 | 0 | 0 | 0 | 0 | 0 | 0 | 0 | 2937.9805
2262 | 0.01 | 0.01 | 0.01 | 0.01 | 0.01 | 0.01 | 0.01 | 0.01 | 0.01 | 2262 | 1620.5826 | 1620.5826 | 1620.5826 | 1901.0681 | 1901.0681 | 1436.8367 | 1625.2743 | 1625.2743 | 1625.2743 | 2260 | 2473.7624 | 0 | 0 | 0 | 0 | 0 | 0 | 2473.7624 |  | 2260 | 2473.7624 | 0 | 0 | 0 | 0 | 0 | 0 | 2473.7624 | 2260 | 1359.966 | 0 | 0 | 0 | 0 | 0 | 0 | 1359.966 | 2260 | 688.6754 | 981.8365 | 0 | 0 | 0 | 0 | 0 | 1670.512 | 2260 | 688.6754 | 981.8365 | 0 | 0 | 0 | 0 | 0 | 1670.512 | 2260 | 555.2077 | 981.8365 | 0 | 0 | 0 | 0 | 0 | 1537.0443 | 2260 | 260.9385 | 1963.6731 | 0 | 0 | 0 | 0 | 0 | 0 | 0 | 2224.6115 | 2260 | 1135.8243 | 1963.6731 | 0 | 17 | 0 | 0 | 0 | 0 | 0 | 3116.4974 | 2260 | 1135.8243 | 1963.6731 | 0 | 0 | 0 | 0 | 0 | 0 | 0 | 3099.4974
2263 | 0.01 | 0.01 | 0.01 | 0.01 | 0.01 | 0.01 | 0.01 | 0.01 | 0.01 | 2263 | 1678.3269 | 1678.3269 | 1678.3269 | 1968.8065 | 1968.8065 | 1968.8065 | 2227.0106 | 1701.8965 | 1701.8965 | 2261 | 2492.5743 | 0 | 10.1718 | 0 | 0 | 0 | 0 | 2502.7461 |  | 2261 | 2492.5743 | 0 | 10.1718 | 0 | 0 | 0 | 0 | 2502.7461 | 2261 | 2492.5743 | 0 | 10.1718 | 0 | 0 | 0 | 0 | 2502.7461 | 2261 | 256.7192 | 986.8819 | 10.9966 | 0 | 0 | 0 | 0 | 1254.5977 | 2261 | 720.9505 | 986.8819 | 10.9966 | 0 | 0 | 0 | 0 | 1718.829 | 2261 | 954.0505 | 986.8819 | 10.9966 | 0 | 0 | 0 | 0 | 1951.929 | 2261 | 0 | 1973.7639 | 13.7457 | 0 | 0 | 0 | 0 | 0 | 0 | 1987.5096 | 2261 | 361.0016 | 1973.7639 | 13.7457 | 17 | 0 | 0 | 0 | 0 | 0 | 2365.5111 | 2261 | 0 | 1973.7639 | 13.7457 | 0 | 0 | 0 | 0 | 0 | 0 | 1987.5096
2264 | 0.01 | 0.01 | 0.01 | 0.01 | 0.01 | 0.01 | 0.01 | 0.01 | 0.01 | 2264 | 1702.7571 | 1702.7571 | 1702.7571 | 1533.2337 | 1997.4651 | 1997.4651 | 2259.4277 | 1734.3136 | 1734.3136 | 2262 | 2483.1683 | 0 | 30.5155 | 0 | 0 | 0 | 0 | 2513.6838 |  | 2262 | 2483.1683 | 0 | 30.5155 | 0 | 0 | 0 | 0 | 2513.6838 | 2262 | 2483.1683 | 0 | 30.5155 | 0 | 0 | 0 | 0 | 2513.6838 | 2262 | 845.0089 | 986.8819 | 32.9897 | 0 | 0 | 0 | 0 | 1864.8805 | 2262 | 845.0089 | 986.8819 | 32.9897 | 0 | 0 | 0 | 0 | 1864.8805 | 2262 | 380.7776 | 986.8819 | 32.9897 | 0 | 0 | 0 | 0 | 1400.6492 | 2262 | 0 | 1973.7639 | 41.2371 | 0 | 0 | 0 | 0 | 0 | 0 | 2015.001 | 2262 | 0 | 1973.7639 | 41.2371 | 17 | 0 | 0 | 0 | 0 | 0 | 2032.001 | 2262 | 0 | 1973.7639 | 41.2371 | 0 | 0 | 0 | 0 | 0 | 0 | 2015.001
2265 | 0.01 | 0.01 | 0.01 | 0.01 | 0.01 | 0.01 | 0.01 | 0.01 | 0.01 | 2265 | 1711.6409 | 1711.6409 | 1711.6409 | 1543.655 | 2007.8864 | 2007.8864 | 2271.2157 | 2271.2157 | 2271.2157 | 2263 | 2539.604 | 0 | 71.2027 | 0 | 0 | 0 | 0 | 2610.8067 |  | 2263 | 2539.604 | 0 | 71.2027 | 0 | 0 | 0 | 0 | 2610.8067 | 2263 | 2539.604 | 0 | 71.2027 | 0 | 0 | 0 | 0 | 2610.8067 | 2263 | 824.5494 | 982.8456 | 76.9759 | 0 | 0 | 0 | 0 | 1884.371 | 2263 | 824.5494 | 982.8456 | 76.9759 | 0 | 0 | 0 | 0 | 1884.371 | 2263 | 824.5494 | 982.8456 | 76.9759 | 0 | 0 | 0 | 0 | 1884.371 | 2263 | 148.4999 | 1965.6912 | 96.2199 | 0 | 0 | 0 | 0 | 0 | 0 | 2210.4111 | 2263 | 1023.3858 | 1965.6912 | 96.2199 | 17 | 0 | 0 | 0 | 0 | 0 | 3102.2969 | 2263 | 1023.3858 | 1965.6912 | 96.2199 | 0 | 0 | 0 | 0 | 0 | 0 | 3085.2969
2266 | 0.01 | 0.01 | 0.01 | 0.01 | 0.01 | 0.01 | 0.01 | 0.01 | 0.01 | 2266 | 1678.3269 | 1678.3269 | 1678.3269 | 1504.5752 | 1968.8065 | 1968.8065 | 2227.0106 | 2227.0106 | 2227.0106 | 2264 | 1607.8671 | 0 | 111.89 | 0 | 0 | 0 | 0 | 1719.7571 |  | 2264 | 2107.8671 | 0 | 111.89 | 0 | 0 | 0 | 0 | 2219.7571 | 2264 | 2107.8671 | 0 | 111.89 | 0 | 0 | 0 | 0 | 2219.7571 | 2264 | 353.0631 | 974.773 | 120.9622 | 0 | 0 | 0 | 0 | 1448.7982 | 2264 | 1317.2944 | 974.773 | 120.9622 | 0 | 0 | 0 | 0 | 2413.0296 | 2264 | 817.2944 | 974.773 | 120.9622 | 0 | 0 | 0 | 0 | 1913.0296 | 2264 | 74.2435 | 1949.5459 | 151.2027 | 0 | 0 | 0 | 0 | 0 | 0 | 2174.9922 | 2264 | 782.2321 | 1949.5459 | 151.2027 | 17 | 0 | 0 | 0 | 0 | 0 | 2899.9808 | 2264 | 782.2321 | 1949.5459 | 151.2027 | 0 | 0 | 0 | 0 | 0 | 0 | 2882.9808
2267 | 0.01 | 0.01 | 0.01 | 0.01 | 0.01 | 0.01 | 0.01 | 0.01 | 0.01 | 2267 | 1708.3095 | 1708.3095 | 1708.3095 | 1539.747 | 2003.9784 | 2003.9784 | 2266.7952 | 2266.7952 | 2266.7952 | 2265 | 1576.0635 | 0 | 152.5773 | 0 | 0 | 0 | 0 | 1728.6409 |  | 2265 | 2076.0635 | 0 | 152.5773 | 0 | 0 | 0 | 0 | 2228.6409 | 2265 | 2076.0635 | 0 | 152.5773 | 0 | 0 | 0 | 0 | 2228.6409 | 2265 | 338.6707 | 955.6004 | 164.9485 | 0 | 0 | 0 | 0 | 1459.2195 | 2265 | 1302.902 | 955.6004 | 164.9485 | 0 | 0 | 0 | 0 | 2423.4509 | 2265 | 802.902 | 955.6004 | 164.9485 | 0 | 0 | 0 | 0 | 1923.4509 | 2265 | 69.3939 | 1911.2008 | 206.1856 | 0 | 0 | 0 | 0 | 0 | 0 | 2186.7802 | 2265 | 69.3939 | 1911.2008 | 206.1856 | 17 | 0 | 0 | 0 | 0 | 0 | 2203.7802 | 2265 | 69.3939 | 1911.2008 | 206.1856 | 0 | 0 | 0 | 0 | 0 | 0 | 2186.7802
2268 | 0.01 | 0.01 | 0.01 | 0.01 | 0.01 | 0.01 | 0.01 | 0.01 | 0.01 | 2268 | 1708.3095 | 1708.3095 | 1708.3095 | 2003.9784 | 2003.9784 | 2003.9784 | 2266.7952 | 2266.7952 | 2266.7952 | 2266 | 1507.1482 | 0 | 188.1787 | 0 | 0 | 0 | 0 | 1695.3269 |  | 2266 | 1507.1482 | 0 | 188.1787 | 0 | 0 | 0 | 0 | 1695.3269 | 2266 | 2007.1482 | 0 | 188.1787 | 0 | 0 | 0 | 0 | 2195.3269 | 2266 | 292.3843 | 924.3189 | 203.4364 | 0 | 0 | 0 | 0 | 1420.1396 | 2266 | 1256.6157 | 924.3189 | 203.4364 | 0 | 0 | 0 | 0 | 2384.371 | 2266 | 1256.6157 | 924.3189 | 203.4364 | 0 | 0 | 0 | 0 | 2384.371 | 2266 | 39.6418 | 1848.6377 | 254.2955 | 0 | 0 | 0 | 0 | 0 | 0 | 2142.5751 | 2266 | 39.6418 | 1848.6377 | 254.2955 | 17 | 0 | 0 | 0 | 0 | 0 | 2159.5751 | 2266 | 539.6418 | 1848.6377 | 254.2955 | 0 | 0 | 0 | 0 | 0 | 0 | 2642.5751
2269 | 0.01 | 0.01 | 0.01 | 0.01 | 0.01 | 0.01 | 0.01 | 0.01 | 0.01 | 2269 | 1692.7629 | 1692.7629 | 1692.7629 | 1985.7411 | 1985.7411 | 1521.5098 | 2246.1662 | 2246.1662 | 2246.1662 | 2267 | 1511.7012 | 0 | 213.6082 | 0 | 0 | 0 | 0 | 1725.3095 |  | 2267 | 1511.7012 | 0 | 213.6082 | 0 | 0 | 0 | 0 | 1725.3095 | 2267 | 2011.7012 | 0 | 213.6082 | 0 | 0 | 0 | 0 | 2225.3095 | 2267 | 343.4553 | 880.9284 | 230.9278 | 0 | 0 | 0 | 0 | 1455.3115 | 2267 | 1307.6867 | 880.9284 | 230.9278 | 0 | 0 | 0 | 0 | 2419.5429 | 2267 | 807.6867 | 880.9284 | 230.9278 | 0 | 0 | 0 | 0 | 1919.5429 | 2267 | 131.8432 | 1761.8567 | 288.6598 | 0 | 0 | 0 | 0 | 0 | 0 | 2182.3597 | 2267 | 131.8432 | 1761.8567 | 288.6598 | 17 | 0 | 0 | 0 | 0 | 0 | 2199.3597 | 2267 | 131.8432 | 1761.8567 | 288.6598 | 0 | 0 | 0 | 0 | 0 | 0 | 2182.3597
2270 | 0.01 | 0.01 | 0.01 | 0.01 | 0.01 | 0.01 | 0.01 | 0.01 | 0.01 | 2270 | 1652.7861 | 1652.7861 | 1652.7861 | 1474.6139 | 1938.8453 | 1938.8453 | 2193.1201 | 2193.1201 | 2193.1201 | 2268 | 1521.873 | 0 | 203.4364 | 0 | 0 | 0 | 0 | 1725.3095 |  | 2268 | 1852.9703 | 0 | 203.4364 | 0 | 0 | 0 | 0 | 2056.4067 | 2268 | 1852.9703 | 0 | 203.4364 | 0 | 0 | 0 | 0 | 2056.4067 | 2268 | 836.8467 | 862.7649 | 219.9313 | 0 | 0 | 0 | 0 | 1919.5429 | 2268 | 1336.8467 | 862.7649 | 219.9313 | 0 | 0 | 0 | 0 | 2419.5429 | 2268 | 1336.8467 | 862.7649 | 219.9313 | 0 | 0 | 0 | 0 | 2419.5429 | 2268 | 181.9159 | 1725.5298 | 274.9141 | 0 | 0 | 0 | 0 | 0 | 0 | 2182.3597 | 2268 | 181.9159 | 1725.5298 | 274.9141 | 17 | 0 | 0 | 0 | 0 | 0 | 2199.3597 | 2268 | 181.9159 | 1725.5298 | 274.9141 | 0 | 0 | 0 | 0 | 0 | 0 | 2182.3597
2271 | 0.01 | 0.01 | 0.01 | 0.01 | 0.01 | 0.01 | 0.01 | 0.01 | 0.01 | 2271 | 1638.3501 | 1638.3501 | 1638.3501 | 1921.9107 | 1921.9107 | 1457.6793 | 1648.8504 | 1648.8504 | 1648.8504 | 2269 | 1511.4124 | 0 | 198.3505 | 0 | 0 | 0 | 0 | 1709.7629 |  | 2269 | 1909.4059 | 0 | 198.3505 | 0 | 0 | 0 | 0 | 2107.7565 | 2269 | 1909.4059 | 0 | 198.3505 | 0 | 0 | 0 | 0 | 2107.7565 | 2269 | 817.0442 | 869.8285 | 214.433 | 0 | 0 | 0 | 0 | 1901.3056 | 2269 | 1317.0442 | 869.8285 | 214.433 | 0 | 0 | 0 | 0 | 2401.3056 | 2269 | 352.8128 | 869.8285 | 214.433 | 0 | 0 | 0 | 0 | 1437.0742 | 2269 | 154.0325 | 1739.6569 | 268.0412 | 0 | 0 | 0 | 0 | 0 | 0 | 2161.7307 | 2269 | 154.0325 | 1739.6569 | 268.0412 | 17 | 0 | 0 | 0 | 0 | 0 | 2178.7307 | 2269 | 154.0325 | 1739.6569 | 268.0412 | 0 | 0 | 0 | 0 | 0 | 0 | 2161.7307
2272 | 0.01 | 0.01 | 0.01 | 0.01 | 0.01 | 0.01 | 0.01 | 0.01 | 0.01 | 2272 | 1630.5768 | 1434.5321 | 1630.5768 | 1912.792 | 1912.792 | 1448.5607 | 1638.5358 | 1638.5358 | 1638.5358 | 2270 | 1522.2947 | 0 | 147.4914 | 0 | 0 | 0 | 0 | 1669.7861 |  | 2270 | 1994.0594 | 0 | 147.4914 | 0 | 0 | 0 | 0 | 2141.5508 | 2270 | 1994.0594 | 0 | 147.4914 | 0 | 0 | 0 | 0 | 2141.5508 | 2270 | 357.8725 | 872.8557 | 159.4502 | 0 | 0 | 0 | 0 | 1390.1784 | 2270 | 1322.1039 | 872.8557 | 159.4502 | 0 | 0 | 0 | 0 | 2354.4098 | 2270 | 822.1039 | 872.8557 | 159.4502 | 0 | 0 | 0 | 0 | 1854.4098 | 2270 | 163.6604 | 1745.7114 | 199.3127 | 0 | 0 | 0 | 0 | 0 | 0 | 2108.6845 | 2270 | 163.6604 | 1745.7114 | 199.3127 | 17 | 0 | 0 | 0 | 0 | 0 | 2125.6845 | 2270 | 163.6604 | 1745.7114 | 199.3127 | 0 | 0 | 0 | 0 | 0 | 0 | 2108.6845
2273 | 0.01 | 0.01 | 0.01 | 0.01 | 0.01 | 0.01 | 0.01 | 0.01 | 0.01 | 2273 | 1592.821 | 1197.0827 | 1197.0827 | 1868.5015 | 1868.5015 | 1868.5015 | 2113.5509 | 1588.4367 | 1588.4367 | 2271 | 1642.4444 | 0 | 101.7182 | 0 | 0 | 0 | 0 | 1744.1626 |  | 2271 | 1740.099 | 0 | 101.7182 | 0 | 0 | 0 | 0 | 1841.8172 | 2271 | 1553.6319 | 0 | 101.7182 | 0 | 0 | 0 | 0 | 1655.3501 | 2271 | 875.8445 | 851.665 | 109.9656 | 0 | 0 | 0 | 0 | 1837.4751 | 2271 | 1375.8445 | 851.665 | 109.9656 | 0 | 0 | 0 | 0 | 2337.4751 | 2271 | 911.6132 | 851.665 | 109.9656 | 0 | 0 | 0 | 0 | 1873.2438 | 2271 | 0 | 1703.33 | 137.457 | 0 | 0 | 0 | 0 | 0 | 0 | 1840.787 | 2271 | 0 | 1703.33 | 137.457 | 17 | 0 | 0 | 0 | 0 | 0 | 1857.787 | 2271 | 0 | 1703.33 | 137.457 | 0 | 0 | 0 | 0 | 0 | 0 | 1840.787
2274 | 0.01 | 0.01 | 0.01 | 0.01 | 0.01 | 0.01 | 0.01 | 0.01 | 0.01 | 2274 | 1356.2673 | 1356.2673 | 1356.2673 | 1418.5994 | 1882.8308 | 1882.8308 | 1604.6453 | 1604.6453 | 1604.6453 | 2272 | 1591.6318 | 0 | 55.945 | 0 | 0 | 0 | 0 | 1647.5768 |  | 2272 | 1599.0099 | 0 | 55.945 | 0 | 0 | 0 | 0 | 1654.9549 | 2272 | 1591.6318 | 0 | 55.945 | 0 | 0 | 0 | 0 | 1647.5768 | 2272 | 1683.1683 | 844.6014 | 60.4811 | 0 | 0 | 0 | 0 | 2588.2508 | 2272 | 923.274 | 844.6014 | 60.4811 | 0 | 0 | 0 | 0 | 1828.3565 | 2272 | 1298.0574 | 844.6014 | 60.4811 | 0 | 0 | 0 | 0 | 2203.14 | 2272 | 1016.7614 | 1689.2028 | 75.6014 | 0 | 0 | 0 | 0 | 0 | 0 | 2781.5656 | 2272 | 1711.2211 | 1689.2028 | 75.6014 | 17 | 0 | 0 | 0 | 0 | 0 | 3493.0253 | 2272 | 1016.7614 | 1689.2028 | 75.6014 | 0 | 0 | 0 | 0 | 0 | 0 | 2781.5656
2275 | 12.4766 | 12.4766 | 12.4766 | 0.01 | 0.01 | 0.01 | 0.01 | 0.01 | 0.01 | 2275 | 1202.6351 | 1202.6351 | 1202.6351 | 1875.0148 | 1875.0148 | 1875.0148 | 1670.712 | 1595.8042 | 1595.8042 | 2273 | 1617.8218 | 0 | 15.2577 | 0 | 0 | 0 | 0 | 1633.0795 |  | 2273 | 1617.8218 | 0 | 15.2577 | 0 | 0 | 0 | 0 | 1633.0795 | 2273 | 1617.8218 | 0 | 15.2577 | 0 | 0 | 0 | 0 | 1633.0795 | 2273 | 933.0605 | 834.5106 | 16.4948 | 0 | 0 | 0 | 0 | 1784.066 | 2273 | 933.0605 | 834.5106 | 16.4948 | 0 | 0 | 0 | 0 | 1784.066 | 2273 | 1433.0605 | 834.5106 | 16.4948 | 0 | 0 | 0 | 0 | 2284.066 | 2273 | 1403.0801 | 1669.0212 | 20.6186 | 0 | 0 | 0 | 0 | 0 | 0 | 3092.7199 | 2273 | 0 | 1669.0212 | 20.6186 | 17 | 0 | 0 | 0 | 0 | 0 | 1706.6397 | 2273 | 0 | 1669.0212 | 20.6186 | 0 | 0 | 0 | 0 | 0 | 0 | 1689.6397
2276 | 13.0305 | 13.0305 | 13.0305 | 0.01 | 0.01 | 0.01 | 0.01 | 0.01 | 0.01 | 2276 | 1120.4606 | 1120.4606 | 1120.4606 | 1496.3086 | 1778.6178 | 1778.6178 | 1486.765 | 1486.765 | 1486.765 | 2274 | 1373.2673 | 0 | 0 | 0 | 0 | 0 | 0 | 1373.2673 |  | 2274 | 1373.2673 | 0 | 0 | 0 | 0 | 0 | 0 | 1373.2673 | 2274 | 1373.2673 | 0 | 0 | 0 | 0 | 0 | 0 | 1373.2673 | 2274 | 1445.5446 | 819.3744 | 0 | 0 | 0 | 0 | 0 | 2264.9189 | 2274 | 1445.5446 | 819.3744 | 0 | 0 | 0 | 0 | 0 | 2264.9189 | 2274 | 1383.5224 | 819.3744 | 0 | 0 | 0 | 0 | 0 | 2202.8968 | 2274 | 201.3633 | 1638.7487 | 0 | 0 | 0 | 0 | 0 | 0 | 0 | 1840.112 | 2274 | 0 | 1638.7487 | 0 | 17 | 0 | 0 | 0 | 0 | 0 | 1655.7487 | 2274 | 381.461 | 1638.7487 | 0 | 0 | 0 | 0 | 0 | 0 | 0 | 2020.2097
2277 | 13.0305 | 13.0305 | 13.0305 | 0.01 | 0.01 | 0.01 | 0.01 | 0.01 | 0.01 | 2277 | 1031.6233 | 1031.6233 | 1031.6233 | 1380.669 | 1210.1734 | 1210.1734 | 1368.8847 | 1368.8847 | 1368.8847 | 2275 | 1250.9901 | 0 | 0 | 0 | 0 | 0 | 0 | 1250.9901 |  | 2275 | 1250.9901 | 0 | 0 | 0 | 0 | 0 | 0 | 1250.9901 | 2275 | 1250.9901 | 0 | 0 | 0 | 0 | 0 | 0 | 1250.9901 | 2275 | 1316.8317 | 793.1382 | 0 | 0 | 0 | 0 | 0 | 2109.9699 | 2275 | 1316.8317 | 793.1382 | 0 | 0 | 0 | 0 | 0 | 2109.9699 | 2275 | 1316.8317 | 793.1382 | 0 | 0 | 0 | 0 | 0 | 2109.9699 | 2275 | 0 | 1586.2765 | 0 | 0 | 0 | 0 | 0 | 0 | 0 | 1586.2765 | 2275 | 0 | 1586.2765 | 0 | 17 | 0 | 0 | 0 | 0 | 0 | 1603.2765 | 2275 | 458.1804 | 1586.2765 | 0 | 0 | 0 | 0 | 0 | 0 | 0 | 2044.4569
2278 | 13.0305 | 13.0305 | 13.0305 | 0.01 | 0.01 | 0.01 | 0.01 | 0.01 | 0.01 | 2278 | 973.879 | 973.879 | 973.879 | 1606.6663 | 1142.435 | 1606.6663 | 1292.2625 | 1292.2625 | 1817.3767 | 2276 | 1128.7129 | 0 | 0 | 0 | 0 | 0 | 0 | 1128.7129 |  | 2276 | 1128.7129 | 0 | 0 | 0 | 0 | 0 | 0 | 1128.7129 | 2276 | 1128.7129 | 0 | 0 | 0 | 0 | 0 | 0 | 1128.7129 | 2276 | 1188.1188 | 765.893 | 0 | 0 | 0 | 0 | 0 | 1954.0118 | 2276 | 1053.6389 | 765.893 | 0 | 0 | 0 | 0 | 0 | 1819.5319 | 2276 | 1188.1188 | 765.893 | 0 | 0 | 0 | 0 | 0 | 1954.0118 | 2276 | 0 | 1531.7861 | 0 | 0 | 0 | 0 | 0 | 0 | 0 | 1531.7861 | 2276 | 0 | 1531.7861 | 0 | 17 | 0 | 0 | 0 | 0 | 0 | 1548.7861 | 2276 | 0 | 1531.7861 | 0 | 0 | 0 | 0 | 0 | 0 | 0 | 1531.7861
2279 | 0.01 | 0.01 | 0.01 | 0.01 | 0.01 | 0.01 | 0.01 | 0.01 | 0.01 | 2279 | 933.9022 | 1083.495 | 1083.495 | 1095.5391 | 1559.7705 | 1559.7705 | 1239.2164 | 1239.2164 | 1239.2164 | 2277 | 931.1881 | 0 | 0 | 0 | 0 | 0 | 0 | 931.1881 |  | 2277 | 931.1881 | 0 | 0 | 0 | 0 | 0 | 0 | 931.1881 | 2277 | 931.1881 | 0 | 0 | 0 | 0 | 0 | 0 | 931.1881 | 2277 | 980.198 | 757.8204 | 0 | 0 | 0 | 0 | 0 | 1738.0184 | 2277 | 980.198 | 757.8204 | 0 | 0 | 0 | 0 | 0 | 1738.0184 | 2277 | 980.198 | 757.8204 | 0 | 0 | 0 | 0 | 0 | 1738.0184 | 2277 | 0 | 1515.6408 | 0 | 0 | 0 | 0 | 0 | 0 | 0 | 1515.6408 | 2277 | 0 | 1515.6408 | 0 | 17 | 0 | 0 | 0 | 0 | 0 | 1532.6408 | 2277 | 0 | 1515.6408 | 0 | 0 | 0 | 0 | 0 | 0 | 0 | 1515.6408
2280 | 0.01 | 0.01 | 0.01 | 0.01 | 0.01 | 0.01 | 0.01 | 0.01 | 0.01 | 2280 | 1310.7625 | 1310.7625 | 1310.7625 | 1537.6252 | 1073.3939 | 1537.6252 | 1214.1668 | 1739.281 | 1214.1668 | 2278 | 968.8119 | 0 | 0 | 0 | 0 | 0 | 0 | 968.8119 |  | 2278 | 968.8119 | 0 | 0 | 0 | 0 | 0 | 0 | 968.8119 | 2278 | 968.8119 | 0 | 0 | 0 | 0 | 0 | 0 | 968.8119 | 2278 | 1019.802 | 727.5479 | 0 | 0 | 0 | 0 | 0 | 1747.3499 | 2278 | 1019.802 | 727.5479 | 0 | 0 | 0 | 0 | 0 | 1747.3499 | 2278 | 1019.802 | 727.5479 | 0 | 0 | 0 | 0 | 0 | 1747.3499 | 2278 | 0 | 1455.0959 | 0 | 0 | 0 | 0 | 0 | 0 | 0 | 1455.0959 | 2278 | 0 | 1455.0959 | 0 | 17 | 0 | 0 | 0 | 0 | 0 | 1472.0959 | 2278 | 277.8453 | 1455.0959 | 0 | 0 | 0 | 0 | 0 | 0 | 0 | 1732.9412
2281 | 0.01 | 0.01 | 0.01 | 0.01 | 0.01 | 0.01 | 0.01 | 0.01 | 0.01 | 2281 | 1299.6578 | 997.3564 | 1299.6578 | 1524.5986 | 1060.3673 | 1524.5986 | 1199.4318 | 1724.546 | 1517.3316 | 2279 | 1100.495 | 0 | 0 | 0 | 0 | 0 | 0 | 1100.495 |  | 2279 | 1100.495 | 0 | 0 | 0 | 0 | 0 | 0 | 1100.495 | 2279 | 1100.495 | 0 | 0 | 0 | 0 | 0 | 0 | 1100.495 | 2279 | 1158.4158 | 692.2301 | 0 | 0 | 0 | 0 | 0 | 1850.6459 | 2279 | 1158.4158 | 692.2301 | 0 | 0 | 0 | 0 | 0 | 1850.6459 | 2279 | 1158.4158 | 692.2301 | 0 | 0 | 0 | 0 | 0 | 1850.6459 | 2279 | 0 | 1384.4601 | 0 | 0 | 0 | 0 | 0 | 0 | 0 | 1384.4601 | 2279 | 0 | 1384.4601 | 0 | 17 | 0 | 0 | 0 | 0 | 0 | 1401.4601 | 2279 | 0 | 1384.4601 | 0 | 0 | 0 | 0 | 0 | 0 | 0 | 1384.4601
2282 | 0.01 | 0.01 | 0.01 | 0.01 | 0.01 | 0.01 | 0.01 | 0.01 | 0.01 | 2282 | 1300.7683 | 1300.7683 | 1300.7683 | 1525.9013 | 1468.958 | 1525.9013 | 1200.9053 | 1726.0195 | 1200.9053 | 2280 | 1327.7625 | 0 | 0 | 0 | 0 | 0 | 0 | 1327.7625 |  | 2280 | 1327.7625 | 0 | 0 | 0 | 0 | 0 | 0 | 1327.7625 | 2280 | 1327.7625 | 0 | 0 | 0 | 0 | 0 | 0 | 1327.7625 | 2280 | 738.724 | 728.557 | 0 | 0 | 0 | 0 | 0 | 1467.281 | 2280 | 922.3746 | 728.557 | 0 | 0 | 0 | 0 | 0 | 1650.9316 | 2280 | 884.8727 | 728.557 | 0 | 0 | 0 | 0 | 0 | 1613.4297 | 2280 | 1449.505 | 1457.114 | 0 | 0 | 0 | 0 | 0 | 0 | 0 | 2906.619 | 2280 | 1449.505 | 1457.114 | 0 | 17 | 0 | 0 | 0 | 0 | 0 | 2923.619 | 2280 | 1449.505 | 1457.114 | 0 | 0 | 0 | 0 | 0 | 0 | 0 | 2906.619
2283 | 0.01 | 0.01 | 0.01 | 0.01 | 0.01 | 0.01 | 0.01 | 0.01 | 0.01 | 2283 | 1338.5242 | 1338.5242 | 1338.5242 | 1570.1918 | 1105.9604 | 1570.1918 | 1251.0044 | 1776.1186 | 1251.0044 | 2281 | 1316.6578 | 0 | 0 | 0 | 0 | 0 | 0 | 1316.6578 |  | 2281 | 1514.3564 | 0 | 0 | 0 | 0 | 0 | 0 | 1514.3564 | 2281 | 1316.6578 | 0 | 0 | 0 | 0 | 0 | 0 | 1316.6578 | 2281 | 726.7375 | 716.448 | 0 | 0 | 0 | 0 | 0 | 1443.1855 | 2281 | 262.5061 | 716.448 | 0 | 0 | 0 | 0 | 0 | 978.9542 | 2281 | 726.7375 | 716.448 | 0 | 0 | 0 | 0 | 0 | 1443.1855 | 2281 | 0 | 1432.8961 | 0 | 0 | 0 | 0 | 0 | 0 | 0 | 1432.8961 | 2281 | 0 | 1432.8961 | 0 | 17 | 0 | 0 | 0 | 0 | 0 | 1449.8961 | 2281 | 0 | 1432.8961 | 0 | 0 | 0 | 0 | 0 | 0 | 0 | 1432.8961
2284 | 0.01 | 0.01 | 0.01 | 0.01 | 0.01 | 0.01 | 0.01 | 0.01 | 0.01 | 2284 | 1427.3615 | 1427.3615 | 1427.3615 | 1674.4048 | 1210.1734 | 1674.4048 | 1368.8847 | 1893.9989 | 1368.8847 | 2282 | 1317.7683 | 0 | 0 | 0 | 0 | 0 | 0 | 1317.7683 |  | 2282 | 1317.7683 | 0 | 0 | 0 | 0 | 0 | 0 | 1317.7683 | 2282 | 1463.917 | 0 | 0 | 0 | 0 | 0 | 0 | 1463.917 | 2282 | 720.9814 | 720.4844 | 0 | 0 | 0 | 0 | 0 | 1441.4657 | 2282 | 664.0381 | 720.4844 | 0 | 0 | 0 | 0 | 0 | 1384.5225 | 2282 | 720.9814 | 720.4844 | 0 | 0 | 0 | 0 | 0 | 1441.4657 | 2282 | 0 | 1440.9687 | 0 | 0 | 0 | 0 | 0 | 0 | 0 | 1440.9687 | 2282 | 200.6152 | 1440.9687 | 0 | 17 | 0 | 0 | 0 | 0 | 0 | 1658.5839 | 2282 | 0 | 1440.9687 | 0 | 0 | 0 | 0 | 0 | 0 | 0 | 1440.9687
2285 | 0.01 | 0.01 | 0.01 | 0.01 | 0.01 | 0.01 | 0.01 | 0.01 | 0.01 | 2285 | 1161.5478 | 1557.286 | 1557.286 | 1826.8163 | 1826.8163 | 1362.5849 | 1541.2846 | 2066.3988 | 1541.2846 | 2283 | 1768.3168 | 0 | 0 | 0 | 0 | 0 | 0 | 1768.3168 |  | 2283 | 1768.3168 | 0 | 0 | 0 | 0 | 0 | 0 | 1768.3168 | 2283 | 1768.3168 | 0 | 0 | 0 | 0 | 0 | 0 | 1768.3168 | 2283 | 789.4899 | 696.2664 | 0 | 0 | 0 | 0 | 0 | 1485.7563 | 2283 | 325.2585 | 696.2664 | 0 | 0 | 0 | 0 | 0 | 1021.5249 | 2283 | 789.4899 | 696.2664 | 0 | 0 | 0 | 0 | 0 | 1485.7563 | 2283 | 1426.199 | 1392.5328 | 0 | 0 | 0 | 0 | 0 | 0 | 0 | 2818.7318 | 2283 | 1294.1664 | 1392.5328 | 0 | 17 | 0 | 0 | 0 | 0 | 0 | 2703.6992 | 2283 | 898.8766 | 1392.5328 | 0 | 0 | 0 | 0 | 0 | 0 | 0 | 2291.4094
2286 | 0.01 | 0.01 | 0.01 | 0.01 | 0.01 | 0.01 | 0.01 | 0.01 | 0.01 | 2286 | 1298.1352 | 1693.8734 | 1538.8562 | 1987.0438 | 1987.0438 | 1522.8124 | 1722.5255 | 1722.5255 | 1722.5255 | 2284 | 1758.9109 | 0 | 5.0859 | 0 | 0 | 0 | 0 | 1763.9968 |  | 2284 | 1758.9109 | 0 | 5.0859 | 0 | 0 | 0 | 0 | 1763.9968 | 2284 | 1758.9109 | 0 | 5.0859 | 0 | 0 | 0 | 0 | 1763.9968 | 2284 | 1851.4851 | 684.1574 | 5.4983 | 0 | 0 | 0 | 0 | 2541.1408 | 2284 | 1590.7761 | 684.1574 | 5.4983 | 0 | 0 | 0 | 0 | 2280.4318 | 2284 | 1835.0074 | 684.1574 | 5.4983 | 0 | 0 | 0 | 0 | 2524.6631 | 2284 | 737.3358 | 1368.3148 | 6.8729 | 0 | 0 | 0 | 0 | 0 | 0 | 2112.5235 | 2284 | 1262.45 | 1368.3148 | 6.8729 | 17 | 0 | 0 | 0 | 0 | 0 | 2654.6377 | 2284 | 860.5358 | 1368.3148 | 6.8729 | 0 | 0 | 0 | 0 | 0 | 0 | 2235.7235
2287 | 0.01 | 0.01 | 0.01 | 0.01 | 0.01 | 0.01 | 0.01 | 0.01 | 0.01 | 2287 | 1727.1874 | 1727.1874 | 1727.1874 | 2026.1237 | 1561.8923 | 1561.8923 | 1766.7306 | 2291.8448 | 1766.7306 | 2285 | 1834.1584 | 0 | 20.3436 | 0 | 0 | 0 | 0 | 1854.5021 |  | 2285 | 1834.1584 | 0 | 20.3436 | 0 | 0 | 0 | 0 | 1854.5021 | 2285 | 1834.1584 | 0 | 20.3436 | 0 | 0 | 0 | 0 | 1854.5021 | 2285 | 1659.2708 | 654.894 | 21.9931 | 0 | 0 | 0 | 0 | 2336.1579 | 2285 | 1879.2708 | 654.894 | 21.9931 | 0 | 0 | 0 | 0 | 2556.1579 | 2285 | 1415.5817 | 654.894 | 21.9931 | 0 | 0 | 0 | 0 | 2092.4689 | 2285 | 1962.8713 | 1309.7881 | 27.4914 | 0 | 0 | 0 | 0 | 0 | 0 | 3300.1508 | 2285 | 1962.8713 | 1309.7881 | 27.4914 | 17 | 0 | 0 | 0 | 0 | 0 | 3317.1508 | 2285 | 119.5696 | 1309.7881 | 27.4914 | 0 | 0 | 0 | 0 | 0 | 0 | 1456.8491
2288 | 0.01 | 0.01 | 0.01 | 0.01 | 0.01 | 0.01 | 0.01 | 0.01 | 0.01 | 2288 | 1704.9781 | 1704.9781 | 1704.9781 | 2000.0704 | 2000.0704 | 1535.8391 | 1737.2606 | 2262.3747 | 2262.3747 | 2286 | 1984.6535 | 0 | 71.2027 | 0 | 0 | 0 | 0 | 2055.8562 |  | 2286 | 1927.5799 | 0 | 71.2027 | 0 | 0 | 0 | 0 | 1998.7826 | 2286 | 1984.6535 | 0 | 71.2027 | 0 | 0 | 0 | 0 | 2055.8562 | 2286 | 1966.8013 | 605.449 | 76.9759 | 0 | 0 | 0 | 0 | 2649.2263 | 2286 | 1746.8013 | 605.449 | 76.9759 | 0 | 0 | 0 | 0 | 2429.2263 | 2286 | 1726.9267 | 605.449 | 76.9759 | 0 | 0 | 0 | 0 | 2409.3517 | 2286 | 330.972 | 1210.8981 | 96.2199 | 0 | 0 | 0 | 0 | 0 | 0 | 1638.09 | 2286 | 330.972 | 1210.8981 | 96.2199 | 17 | 0 | 0 | 0 | 0 | 0 | 1655.09 | 2286 | 330.972 | 1210.8981 | 96.2199 | 0 | 0 | 0 | 0 | 0 | 0 | 1638.09
2289 | 0.01 | 0.01 | 0.01 | 0.01 | 0.01 | 0.01 | 0.01 | 0.01 | 0.01 | 2289 | 1703.8676 | 1703.8676 | 1703.8676 | 1998.7677 | 1998.7677 | 1534.5364 | 2260.9012 | 2260.9012 | 2260.9012 | 2287 | 1556.0087 | 0 | 188.1787 | 0 | 0 | 0 | 0 | 1744.1874 |  | 2287 | 2012.8713 | 0 | 188.1787 | 0 | 0 | 0 | 0 | 2201.05 | 2287 | 2012.8713 | 0 | 188.1787 | 0 | 0 | 0 | 0 | 2201.05 | 2287 | 2118.8119 | 661.9576 | 203.4364 | 0 | 0 | 0 | 0 | 2984.2059 | 2287 | 1576.9136 | 661.9576 | 203.4364 | 0 | 0 | 0 | 0 | 2442.3076 | 2287 | 1796.9136 | 661.9576 | 203.4364 | 0 | 0 | 0 | 0 | 2662.3076 | 2287 | 667.4085 | 1323.9152 | 254.2955 | 0 | 0 | 0 | 0 | 0 | 0 | 2245.6193 | 2287 | 1192.5226 | 1323.9152 | 254.2955 | 17 | 0 | 0 | 0 | 0 | 0 | 2787.7334 | 2287 | 1227.0707 | 1323.9152 | 254.2955 | 0 | 0 | 0 | 0 | 0 | 0 | 2805.2814
2290 | 0.01 | 0.01 | 0.01 | 0.01 | 0.01 | 0.01 | 0.01 | 0.01 | 0.01 | 2290 | 1700.5362 | 1700.5362 | 1700.5362 | 1994.8598 | 1994.8598 | 1994.8598 | 2256.4807 | 1731.3666 | 2256.4807 | 2288 | 2050.495 | 0 | 350.9278 | 0 | 0 | 0 | 0 | 2401.4229 |  | 2288 | 1871.0502 | 0 | 350.9278 | 0 | 0 | 0 | 0 | 2221.9781 | 2288 | 2050.495 | 0 | 350.9278 | 0 | 0 | 0 | 0 | 2401.4229 | 2288 | 1541.8965 | 745.7114 | 379.3814 | 0 | 0 | 0 | 0 | 2666.9893 | 2288 | 1101.8965 | 745.7114 | 379.3814 | 0 | 0 | 0 | 0 | 2226.9893 | 2288 | 1077.6651 | 745.7114 | 379.3814 | 0 | 0 | 0 | 0 | 2202.758 | 2288 | 283.3582 | 1491.4228 | 474.2268 | 0 | 0 | 0 | 0 | 0 | 0 | 2249.0078 | 2288 | 808.4723 | 1491.4228 | 474.2268 | 17 | 0 | 0 | 0 | 0 | 0 | 2791.1219 | 2288 | 808.4723 | 1491.4228 | 474.2268 | 0 | 0 | 0 | 0 | 0 | 0 | 2774.1219
2291 | 0.01 | 0.01 | 0.01 | 0.01 | 0.01 | 0.01 | 0 | 0.01 | 0.01 | 2291 | 1688.3211 | 1688.3211 | 1688.3211 | 1980.5305 | 1980.5305 | 1980.5305 | 2240.2722 | 2240.2722 | 2240.2722 | 2289 | 2248.0198 | 0 | 442.4742 | 0 | 0 | 0 | 0 | 2690.494 |  | 2289 | 2248.0198 | 0 | 442.4742 | 0 | 0 | 0 | 0 | 2690.494 | 2289 | 2248.0198 | 0 | 442.4742 | 0 | 0 | 0 | 0 | 2690.494 | 2289 | 627.7072 | 808.2745 | 478.3505 | 0 | 0 | 0 | 0 | 1914.3322 | 2289 | 627.7072 | 808.2745 | 478.3505 | 0 | 0 | 0 | 0 | 1914.3322 | 2289 | 163.4759 | 808.2745 | 478.3505 | 0 | 0 | 0 | 0 | 1450.1009 | 2289 | 106.4137 | 1616.5489 | 597.9381 | 0 | 0 | 0 | 0 | 0 | 0 | 2320.9008 | 2289 | 0 | 1616.5489 | 597.9381 | 17 | 0 | 0 | 0 | 0 | 0 | 2231.4871 | 2289 | 298.1814 | 1616.5489 | 597.9381 | 0 | 0 | 0 | 0 | 0 | 0 | 2512.6685
2292 | 0.01 | 0.01 | 0.01 | 0.01 | 0.01 | 0.01 | 0 | 0.01 | 0.01 | 2292 | 1607.257 | 1607.257 | 1607.257 | 1885.4361 | 1885.4361 | 1885.4361 | 2132.7064 | 2132.7064 | 2132.7064 | 2290 | 2304.4554 | 0 | 457.732 | 0 | 0 | 0 | 0 | 2762.1874 |  | 2290 | 2304.4554 | 0 | 457.732 | 0 | 0 | 0 | 0 | 2762.1874 | 2290 | 2304.4554 | 0 | 457.732 | 0 | 0 | 0 | 0 | 2762.1874 | 2290 | 570.9775 | 844.6014 | 494.8454 | 0 | 0 | 0 | 0 | 1910.4242 | 2290 | 570.9775 | 844.6014 | 494.8454 | 0 | 0 | 0 | 0 | 1910.4242 | 2290 | 570.9775 | 844.6014 | 494.8454 | 0 | 0 | 0 | 0 | 1910.4242 | 2290 | 0 | 1689.2028 | 618.5567 | 0 | 0 | 0 | 0 | 0 | 0 | 2307.7595 | 2290 | 0 | 1689.2028 | 618.5567 | 17 | 0 | 0 | 0 | 0 | 0 | 2324.7595 | 2290 | 0 | 1689.2028 | 618.5567 | 0 | 0 | 0 | 0 | 0 | 0 | 2307.7595
2293 | 0.01 | 0.01 | 0.01 | 0.01 | 0.01 | 0.01 | 0 | 0.01 | 0.01 | 2293 | 1560.6174 | 1560.6174 | 1164.8792 | 1830.7243 | 1366.4929 | 1830.7243 | 2070.8193 | 2070.8193 | 2070.8193 | 2291 | 2257.4257 | 0 | 508.5911 | 0 | 0 | 0 | 0 | 2766.0168 |  | 2291 | 2257.4257 | 0 | 508.5911 | 0 | 0 | 0 | 0 | 2766.0168 | 2291 | 2257.4257 | 0 | 508.5911 | 0 | 0 | 0 | 0 | 2766.0168 | 2291 | 476.4383 | 869.8285 | 549.8282 | 0 | 0 | 0 | 0 | 1896.0949 | 2291 | 476.4383 | 869.8285 | 549.8282 | 0 | 0 | 0 | 0 | 1896.0949 | 2291 | 476.4383 | 869.8285 | 549.8282 | 0 | 0 | 0 | 0 | 1896.0949 | 2291 | 0 | 1739.6569 | 687.2852 | 0 | 0 | 0 | 0 | 0 | 0 | 2426.9421 | 2291 | 192.2495 | 1739.6569 | 687.2852 | 17 | 0 | 0 | 0 | 0 | 0 | 2636.1917 | 2291 | 228.8945 | 1739.6569 | 687.2852 | 0 | 0 | 0 | 0 | 0 | 0 | 2655.8367
2294 | 0.01 | 0.01 | 0.01 | 0.01 | 0.01 | 0.01 | 0.01 | 0.01 | 0.01 | 2294 | 1568.3907 | 1568.3907 | 1172.6525 | 1839.8429 | 1839.8429 | 1839.8429 | 2081.1338 | 2081.1338 | 2019.9873 | 2292 | 2129.7205 | 0 | 589.9656 | 0 | 0 | 0 | 0 | 2719.6861 |  | 2292 | 2129.7205 | 0 | 589.9656 | 0 | 0 | 0 | 0 | 2719.6861 | 2292 | 2349.7205 | 0 | 589.9656 | 0 | 0 | 0 | 0 | 2939.6861 | 2292 | 271.1716 | 892.0283 | 637.8007 | 0 | 0 | 0 | 0 | 1801.0006 | 2292 | 271.1716 | 892.0283 | 637.8007 | 0 | 0 | 0 | 0 | 1801.0006 | 2292 | 271.1716 | 892.0283 | 637.8007 | 0 | 0 | 0 | 0 | 1801.0006 | 2292 | 0 | 1784.0565 | 797.2509 | 0 | 0 | 0 | 0 | 0 | 0 | 2581.3074 | 2292 | 0 | 1784.0565 | 797.2509 | 17 | 0 | 0 | 0 | 0 | 0 | 2598.3074 | 2292 | 166.8171 | 1784.0565 | 797.2509 | 0 | 0 | 0 | 0 | 0 | 0 | 2748.1244
2295 | 0.01 | 0.01 | 0.01 | 0.01 | 0.01 | 0.01 | 0.01 | 0.01 | 0.01 | 2295 | 1182.6467 | 1578.3849 | 1578.3849 | 1851.5669 | 1851.5669 | 1387.3355 | 2094.3953 | 2094.3953 | 2094.3953 | 2293 | 2492.5743 | 0 | 600.1375 | 0 | 0 | 0 | 0 | 3092.7117 |  | 2293 | 1980.3963 | 0 | 600.1375 | 0 | 0 | 0 | 0 | 2580.5337 | 2293 | 2430.1866 | 0 | 600.1375 | 0 | 0 | 0 | 0 | 3030.324 | 2293 | 2113.8291 | 908.1736 | 648.7973 | 0 | 0 | 0 | 0 | 3670.7999 | 2293 | 2496.5762 | 908.1736 | 648.7973 | 0 | 0 | 0 | 0 | 4053.547 | 2293 | 189.318 | 908.1736 | 648.7973 | 0 | 0 | 0 | 0 | 1746.2888 | 2293 | 0 | 1816.3471 | 810.9966 | 0 | 0 | 0 | 0 | 0 | 0 | 2627.3437 | 2293 | 0 | 1816.3471 | 810.9966 | 17 | 0 | 0 | 0 | 0 | 0 | 2644.3437 | 2293 | 0 | 1816.3471 | 810.9966 | 0 | 0 | 0 | 0 | 0 | 0 | 2627.3437
2296 | 0.01 | 0.01 | 0.01 | 0.01 | 0.01 | 0.01 | 0.01 | 0.01 | 0.01 | 2296 | 1563.9488 | 1563.9488 | 1563.9488 | 1834.6323 | 1834.6323 | 1834.6323 | 1550.1256 | 2075.2398 | 2075.2398 | 2294 | 2228.3975 | 0 | 467.9038 | 0 | 0 | 0 | 0 | 2696.3012 |  | 2294 | 1117.4869 | 0 | 467.9038 | 0 | 0 | 0 | 0 | 1585.3907 | 2294 | 2417.3267 | 0 | 467.9038 | 0 | 0 | 0 | 0 | 2885.2305 | 2294 | 335.3374 | 914.2281 | 505.8419 | 0 | 0 | 0 | 0 | 1755.4074 | 2294 | 335.3374 | 914.2281 | 505.8419 | 0 | 0 | 0 | 0 | 1755.4074 | 2294 | 335.3374 | 914.2281 | 505.8419 | 0 | 0 | 0 | 0 | 1755.4074 | 2294 | 0 | 1828.4561 | 632.3024 | 0 | 0 | 0 | 0 | 0 | 0 | 2460.7585 | 2294 | 0 | 1828.4561 | 632.3024 | 17 | 0 | 0 | 0 | 0 | 0 | 2477.7585 | 2294 | 0 | 1828.4561 | 632.3024 | 0 | 0 | 0 | 0 | 0 | 0 | 2460.7585
2297 | 15.9445 | 15.9445 | 15.9445 | 0.01 | 0.01 | 0.01 | 0.01 | 0.01 | 0.01 | 2297 | 1138.228 | 1138.228 | 1138.228 | 1335.229 | 1335.229 | 1335.229 | 1510.341 | 2035.4552 | 1510.341 | 2295 | 2110.8712 | 0 | 330.5842 | 0 | 0 | 0 | 0 | 2441.4554 |  | 2295 | 2360.8911 | 0 | 330.5842 | 0 | 0 | 0 | 0 | 2691.4753 | 2295 | 1264.8007 | 0 | 330.5842 | 0 | 0 | 0 | 0 | 1595.3849 | 2295 | 1088.0567 | 907.1645 | 357.3883 | 0 | 0 | 0 | 0 | 2352.6095 | 2295 | 1001.6729 | 907.1645 | 357.3883 | 0 | 0 | 0 | 0 | 2266.2257 | 2295 | 2485.1485 | 907.1645 | 357.3883 | 0 | 0 | 0 | 0 | 3749.7013 | 2295 | 184.8282 | 1814.329 | 446.7354 | 0 | 0 | 0 | 0 | 0 | 0 | 2445.8925 | 2295 | 0 | 1814.329 | 446.7354 | 17 | 0 | 0 | 0 | 0 | 0 | 2278.0644 | 2295 | 184.8282 | 1814.329 | 446.7354 | 0 | 0 | 0 | 0 | 0 | 0 | 2445.8925
2298 | 29.4202 | 29.4202 | 29.4202 | 22.3899 | 22.3899 | 22.3899 | 0.01 | 0.01 | 0.01 | 2298 | 1164.8792 | 1164.8792 | 1164.8792 | 1366.4929 | 1366.4929 | 1366.4929 | 1545.7051 | 2070.8193 | 2070.8193 | 2296 | 1413.1138 | 0 | 167.8351 | 0 | 0 | 0 | 0 | 1580.9488 |  | 2296 | 1413.1138 | 0 | 167.8351 | 0 | 0 | 0 | 0 | 1580.9488 | 2296 | 1413.1138 | 0 | 167.8351 | 0 | 0 | 0 | 0 | 1580.9488 | 2296 | 1802.2235 | 881.9374 | 181.4433 | 0 | 0 | 0 | 0 | 2865.6042 | 2296 | 2022.2235 | 881.9374 | 181.4433 | 0 | 0 | 0 | 0 | 3085.6042 | 2296 | 1582.2235 | 881.9374 | 181.4433 | 0 | 0 | 0 | 0 | 2645.6042 | 2296 | 474.2413 | 1763.8749 | 226.8041 | 0 | 0 | 0 | 0 | 0 | 0 | 2464.9203 | 2296 | 690.2855 | 1763.8749 | 226.8041 | 17 | 0 | 0 | 0 | 0 | 0 | 2697.9645 | 2296 | 690.2855 | 1763.8749 | 226.8041 | 0 | 0 | 0 | 0 | 0 | 0 | 2680.9645
2299 | 29.4202 | 29.4202 | 29.4202 | 22.3899 | 22.3899 | 22.3899 | 0.01 | 0.01 | 0.01 | 2299 | 1172.6525 | 1172.6525 | 1172.6525 | 1375.6116 | 1375.6116 | 1375.6116 | 1556.0196 | 1556.0196 | 2081.1338 | 2297 | 2116.3366 | 0 | 35.6014 | 0 | 0 | 0 | 0 | 2151.938 |  | 2297 | 2116.3366 | 0 | 35.6014 | 0 | 0 | 0 | 0 | 2151.938 | 2297 | 2116.3366 | 0 | 35.6014 | 0 | 0 | 0 | 0 | 2151.938 | 2297 | 2227.7228 | 868.8194 | 38.488 | 0 | 0 | 0 | 0 | 3135.0301 | 2297 | 2210.4781 | 868.8194 | 38.488 | 0 | 0 | 0 | 0 | 3117.7854 | 2297 | 2210.4781 | 868.8194 | 38.488 | 0 | 0 | 0 | 0 | 3117.7854 | 2297 | 0 | 1737.6387 | 48.11 | 0 | 0 | 0 | 0 | 0 | 0 | 1785.7487 | 2297 | 165.271 | 1737.6387 | 48.11 | 17 | 0 | 0 | 0 | 0 | 0 | 1968.0197 | 2297 | 0 | 1737.6387 | 48.11 | 0 | 0 | 0 | 0 | 0 | 0 | 1785.7487
2300 | 29.4202 | 29.4202 | 29.4202 | 23.4961 | 23.4961 | 23.4961 | 0.01 | 0.01 | 0.01 | 2300 | 1101.5826 | 1101.5826 | 1101.5826 | 1292.2412 | 1292.2412 | 1292.2412 | 1461.7154 | 1986.8296 | 1461.7154 | 2298 | 2144.5545 | 0 | 5.0859 | 0 | 0 | 0 | 0 | 2149.6404 |  | 2298 | 2144.5545 | 0 | 5.0859 | 0 | 0 | 0 | 0 | 2149.6404 | 2298 | 2144.5545 | 0 | 5.0859 | 0 | 0 | 0 | 0 | 2149.6404 | 2298 | 2257.4257 | 863.774 | 5.4983 | 0 | 0 | 0 | 0 | 3126.698 | 2298 | 2257.4257 | 863.774 | 5.4983 | 0 | 0 | 0 | 0 | 3126.698 | 2298 | 2257.4257 | 863.774 | 5.4983 | 0 | 0 | 0 | 0 | 3126.698 | 2298 | 1036.3157 | 1727.5479 | 6.8729 | 0 | 0 | 0 | 0 | 0 | 0 | 2770.7365 | 2298 | 1561.4299 | 1727.5479 | 6.8729 | 17 | 0 | 0 | 0 | 0 | 0 | 3312.8507 | 2298 | 2295.0495 | 1727.5479 | 6.8729 | 0 | 0 | 0 | 0 | 0 | 0 | 4029.4703
2301 | 29.4202 | 29.4202 | 29.4202 | 25.6845 | 24.299 | 24.299 | 0.01 | 0.01 | 0.01 | 2301 | 1017.1872 | 1017.1872 | 1017.1872 | 1193.2388 | 1193.2388 | 1193.2388 | 1349.7292 | 1349.7292 | 1874.8433 | 2299 | 2182.1782 | 0 | 0 | 0 | 0 | 0 | 0 | 2182.1782 |  | 2299 | 2182.1782 | 0 | 0 | 0 | 0 | 0 | 0 | 2182.1782 | 2299 | 2182.1782 | 0 | 0 | 0 | 0 | 0 | 0 | 2182.1782 | 2299 | 2297.0297 | 865.7921 | 0 | 0 | 0 | 0 | 0 | 3162.8218 | 2299 | 2297.0297 | 865.7921 | 0 | 0 | 0 | 0 | 0 | 3162.8218 | 2299 | 2297.0297 | 865.7921 | 0 | 0 | 0 | 0 | 0 | 3162.8218 | 2299 | 2335.3135 | 1731.5843 | 0 | 0 | 0 | 0 | 0 | 0 | 0 | 4066.8978 | 2299 | 2335.3135 | 1731.5843 | 0 | 17 | 0 | 0 | 0 | 0 | 0 | 4083.8978 | 2299 | 2335.3135 | 1731.5843 | 0 | 0 | 0 | 0 | 0 | 0 | 0 | 4066.8978
2302 | 29.4202 | 29.4202 | 29.4202 | 24.299 | 24.299 | 24.299 | 0.01 | 0.01 | 0.01 | 2302 | 961.6639 | 961.6639 | 961.6639 | 1128.1057 | 1128.1057 | 1128.1057 | 1276.054 | 1801.1681 | 1801.1681 | 2300 | 2332.6733 | 0 | 0 | 0 | 0 | 0 | 0 | 2332.6733 |  | 2300 | 2332.6733 | 0 | 0 | 0 | 0 | 0 | 0 | 2332.6733 | 2300 | 2332.6733 | 0 | 0 | 0 | 0 | 0 | 0 | 2332.6733 | 2300 | 2455.4455 | 897.0737 | 0 | 0 | 0 | 0 | 0 | 3352.5192 | 2300 | 2455.4455 | 897.0737 | 0 | 0 | 0 | 0 | 0 | 3352.5192 | 2300 | 2455.4455 | 897.0737 | 0 | 0 | 0 | 0 | 0 | 3352.5192 | 2300 | 1069.2261 | 1794.1473 | 0 | 0 | 0 | 0 | 0 | 0 | 0 | 2863.3734 | 2300 | 1594.3402 | 1794.1473 | 0 | 17 | 0 | 0 | 0 | 0 | 0 | 3405.4875 | 2300 | 1069.2261 | 1794.1473 | 0 | 0 | 0 | 0 | 0 | 0 | 0 | 2863.3734
2303 | 29.4202 | 29.4202 | 29.4202 | 24.299 | 24.299 | 24.299 | 0.01 | 0.01 | 0.01 | 2303 | 919.4662 | 919.4662 | 919.4662 | 1078.6045 | 1078.6045 | 1078.6045 | 1745.175 | 1745.175 | 1745.175 | 2301 | 2266.8317 | 0 | 0 | 0 | 0 | 0 | 0 | 2266.8317 |  | 2301 | 2266.8317 | 0 | 0 | 0 | 0 | 0 | 0 | 2266.8317 | 2301 | 2266.8317 | 0 | 0 | 0 | 0 | 0 | 0 | 2266.8317 | 2301 | 2386.1386 | 890.0101 | 0 | 0 | 0 | 0 | 0 | 3276.1487 | 2301 | 2386.1386 | 890.0101 | 0 | 0 | 0 | 0 | 0 | 3276.1487 | 2301 | 2386.1386 | 890.0101 | 0 | 0 | 0 | 0 | 0 | 3276.1487 | 2301 | 729.4975 | 1780.0202 | 0 | 0 | 0 | 0 | 0 | 0 | 0 | 2509.5177 | 2301 | 729.4975 | 1780.0202 | 0 | 17 | 0 | 0 | 0 | 0 | 0 | 2526.5177 | 2301 | 1254.6117 | 1780.0202 | 0 | 0 | 0 | 0 | 0 | 0 | 0 | 3034.6318
2304 | 29.4202 | 29.4202 | 29.4202 | 24.299 | 24.299 | 24.299 | 0.01 | 0.01 | 0.01 | 2304 | 892.815 | 892.815 | 892.815 | 1047.3406 | 1047.3406 | 1047.3406 | 1184.6968 | 1709.8109 | 1184.6968 | 2302 | 2163.3663 | 0 | 0 | 0 | 0 | 0 | 0 | 2163.3663 |  | 2302 | 2163.3663 | 0 | 0 | 0 | 0 | 0 | 0 | 2163.3663 | 2302 | 2163.3663 | 0 | 0 | 0 | 0 | 0 | 0 | 2163.3663 | 2302 | 2277.2277 | 891.0192 | 0 | 0 | 0 | 0 | 0 | 3168.2469 | 2302 | 2277.2277 | 891.0192 | 0 | 0 | 0 | 0 | 0 | 3168.2469 | 2302 | 2277.2277 | 891.0192 | 0 | 0 | 0 | 0 | 0 | 3168.2469 | 2302 | 648.6436 | 1782.0383 | 0 | 0 | 0 | 0 | 0 | 0 | 0 | 2430.682 | 2302 | 1173.7578 | 1782.0383 | 0 | 17 | 0 | 0 | 0 | 0 | 0 | 2972.7961 | 2302 | 1173.7578 | 1782.0383 | 0 | 0 | 0 | 0 | 0 | 0 | 0 | 2955.7961
2305 | 29.4202 | 29.4202 | 29.4202 | 24.299 | 24.299 | 24.299 | 0.01 | 0.01 | 0.01 | 2305 | 883.9312 | 883.9312 | 883.9312 | 1036.9193 | 1036.9193 | 1036.9193 | 1698.0229 | 1698.0229 | 1698.0229 | 2303 | 2031.6832 | 0 | 0 | 0 | 0 | 0 | 0 | 2031.6832 |  | 2303 | 2031.6832 | 0 | 0 | 0 | 0 | 0 | 0 | 2031.6832 | 2303 | 2031.6832 | 0 | 0 | 0 | 0 | 0 | 0 | 2031.6832 | 2303 | 2138.6139 | 872.8557 | 0 | 0 | 0 | 0 | 0 | 3011.4696 | 2303 | 2138.6139 | 872.8557 | 0 | 0 | 0 | 0 | 0 | 3011.4696 | 2303 | 2138.6139 | 872.8557 | 0 | 0 | 0 | 0 | 0 | 3011.4696 | 2303 | 1165.2391 | 1745.7114 | 0 | 0 | 0 | 0 | 0 | 0 | 0 | 2910.9505 | 2303 | 1665.2391 | 1745.7114 | 0 | 17 | 0 | 0 | 0 | 0 | 0 | 3427.9505 | 2303 | 1165.2391 | 1745.7114 | 0 | 0 | 0 | 0 | 0 | 0 | 0 | 2910.9505
2306 | 29.611 | 29.4202 | 29.611 | 24.299 | 24.299 | 24.299 | 0.01 | 0.01 | 0.01 | 2306 | 891.7045 | 891.7045 | 891.7045 | 1046.038 | 1046.038 | 1046.038 | 1183.2233 | 1183.2233 | 1183.2233 | 2304 | 1975.2475 | 0 | 0 | 0 | 0 | 0 | 0 | 1975.2475 |  | 2304 | 1975.2475 | 0 | 0 | 0 | 0 | 0 | 0 | 1975.2475 | 2304 | 1975.2475 | 0 | 0 | 0 | 0 | 0 | 0 | 1975.2475 | 2304 | 2079.2079 | 862.7649 | 0 | 0 | 0 | 0 | 0 | 2941.9728 | 2304 | 2079.2079 | 862.7649 | 0 | 0 | 0 | 0 | 0 | 2941.9728 | 2304 | 2079.2079 | 862.7649 | 0 | 0 | 0 | 0 | 0 | 2941.9728 | 2304 | 495.3406 | 1725.5298 | 0 | 0 | 0 | 0 | 0 | 0 | 0 | 2220.8704 | 2304 | 1020.4548 | 1725.5298 | 0 | 17 | 0 | 0 | 0 | 0 | 0 | 2762.9845 | 2304 | 495.3406 | 1725.5298 | 0 | 0 | 0 | 0 | 0 | 0 | 0 | 2220.8704
2307 | 29.611 | 29.4202 | 29.611 | 24.299 | 24.299 | 24.299 | 0.01 | 0.01 | 0.01 | 2307 | 925.0185 | 925.0185 | 925.0185 | 1085.1178 | 1085.1178 | 1085.1178 | 1227.4284 | 1227.4284 | 1227.4284 | 2305 | 1862.3762 | 0 | 0 | 0 | 0 | 0 | 0 | 1862.3762 |  | 2305 | 1862.3762 | 0 | 0 | 0 | 0 | 0 | 0 | 1862.3762 | 2305 | 1862.3762 | 0 | 0 | 0 | 0 | 0 | 0 | 1862.3762 | 2305 | 1960.396 | 813.3199 | 0 | 0 | 0 | 0 | 0 | 2773.7159 | 2305 | 1960.396 | 813.3199 | 0 | 0 | 0 | 0 | 0 | 2773.7159 | 2305 | 1960.396 | 813.3199 | 0 | 0 | 0 | 0 | 0 | 2773.7159 | 2305 | 1647.1234 | 1626.6398 | 0 | 0 | 0 | 0 | 0 | 0 | 0 | 3273.7631 | 2305 | 1993.0693 | 1626.6398 | 0 | 17 | 0 | 0 | 0 | 0 | 0 | 3636.7091 | 2305 | 1993.0693 | 1626.6398 | 0 | 0 | 0 | 0 | 0 | 0 | 0 | 3619.7091
2308 | 29.611 | 29.4202 | 29.611 | 24.797 | 24.299 | 24.299 | 17.012 | 14.4573 | 14.4573 | 2308 | 1014.9663 | 1014.9663 | 1014.9663 | 1190.6335 | 1190.6335 | 1190.6335 | 1346.7822 | 1346.7822 | 1346.7822 | 2306 | 1749.505 | 0 | 0 | 0 | 0 | 0 | 0 | 1749.505 |  | 2306 | 1749.505 | 0 | 0 | 0 | 0 | 0 | 0 | 1749.505 | 2306 | 1749.505 | 0 | 0 | 0 | 0 | 0 | 0 | 1749.505 | 2306 | 1841.5842 | 753.7841 | 0 | 0 | 0 | 0 | 0 | 2595.3682 | 2306 | 1841.5842 | 753.7841 | 0 | 0 | 0 | 0 | 0 | 2595.3682 | 2306 | 1841.5842 | 753.7841 | 0 | 0 | 0 | 0 | 0 | 2595.3682 | 2306 | 1615.3265 | 1507.5681 | 0 | 0 | 0 | 0 | 0 | 0 | 0 | 3122.8947 | 2306 | 1872.2772 | 1507.5681 | 0 | 17 | 0 | 0 | 0 | 0 | 0 | 3396.8453 | 2306 | 1872.2772 | 1507.5681 | 0 | 0 | 0 | 0 | 0 | 0 | 0 | 3379.8453
2309 | 29.611 | 29.4202 | 29.611 | 25.7143 | 25.6845 | 25.6845 | 17.2319 | 16.1126 | 16.1126 | 2309 | 1136.0071 | 1136.0071 | 1136.0071 | 1332.6237 | 1332.6237 | 1332.6237 | 1507.394 | 1507.394 | 1507.394 | 2307 | 1711.8812 | 0 | 0 | 0 | 0 | 0 | 0 | 1711.8812 |  | 2307 | 1711.8812 | 0 | 0 | 0 | 0 | 0 | 0 | 1711.8812 | 2307 | 1711.8812 | 0 | 0 | 0 | 0 | 0 | 0 | 1711.8812 | 2307 | 1801.9802 | 731.5843 | 0 | 0 | 0 | 0 | 0 | 2533.5645 | 2307 | 1801.9802 | 731.5843 | 0 | 0 | 0 | 0 | 0 | 2533.5645 | 2307 | 1801.9802 | 731.5843 | 0 | 0 | 0 | 0 | 0 | 2533.5645 | 2307 | 1832.0132 | 1463.1685 | 0 | 0 | 0 | 0 | 0 | 0 | 0 | 3295.1817 | 2307 | 1832.0132 | 1463.1685 | 0 | 17 | 0 | 0 | 0 | 0 | 0 | 3312.1817 | 2307 | 1832.0132 | 1463.1685 | 0 | 0 | 0 | 0 | 0 | 0 | 0 | 3295.1817
2310 | 29.611 | 29.4202 | 29.611 | 25.837 | 25.6845 | 25.837 | 18.6145 | 18.3071 | 18.3071 | 2310 | 1223.7339 | 1223.7339 | 1223.7339 | 1435.534 | 1435.534 | 1435.534 | 1623.8008 | 1623.8008 | 1623.8008 | 2308 | 1542.5743 | 0 | 5.0859 | 0 | 0 | 0 | 0 | 1547.6602 |  | 2308 | 1542.5743 | 0 | 5.0859 | 0 | 0 | 0 | 0 | 1547.6602 | 2308 | 1542.5743 | 0 | 5.0859 | 0 | 0 | 0 | 0 | 1547.6602 | 2308 | 1623.7624 | 713.4208 | 5.4983 | 0 | 0 | 0 | 0 | 2342.6814 | 2308 | 1623.7624 | 713.4208 | 5.4983 | 0 | 0 | 0 | 0 | 2342.6814 | 2308 | 1623.7624 | 713.4208 | 5.4983 | 0 | 0 | 0 | 0 | 2342.6814 | 2308 | 1650.8251 | 1426.8416 | 6.8729 | 0 | 0 | 0 | 0 | 0 | 0 | 3084.5395 | 2308 | 1650.8251 | 1426.8416 | 6.8729 | 17 | 0 | 0 | 0 | 0 | 0 | 3101.5395 | 2308 | 1650.8251 | 1426.8416 | 6.8729 | 0 | 0 | 0 | 0 | 0 | 0 | 3084.5395
2311 | 29.611 | 29.4202 | 29.611 | 25.837 | 25.6845 | 28.0462 | 18.6145 | 14.4573 | 14.4573 | 2311 | 1272.5945 | 1272.5945 | 1272.5945 | 1492.8512 | 1492.8512 | 1492.8512 | 1688.635 | 1688.635 | 1688.635 | 2309 | 1429.703 | 0 | 45.7732 | 0 | 0 | 0 | 0 | 1475.4762 |  | 2309 | 1429.703 | 0 | 45.7732 | 0 | 0 | 0 | 0 | 1475.4762 | 2309 | 1429.703 | 0 | 45.7732 | 0 | 0 | 0 | 0 | 1475.4762 | 2309 | 1504.9505 | 667.003 | 49.4845 | 0 | 0 | 0 | 0 | 2221.4381 | 2309 | 1504.9505 | 667.003 | 49.4845 | 0 | 0 | 0 | 0 | 2221.4381 | 2309 | 1504.9505 | 667.003 | 49.4845 | 0 | 0 | 0 | 0 | 2221.4381 | 2309 | 1530.033 | 1334.0061 | 61.8557 | 0 | 0 | 0 | 0 | 0 | 0 | 2925.8947 | 2309 | 1530.033 | 1334.0061 | 61.8557 | 17 | 0 | 0 | 0 | 0 | 0 | 2942.8947 | 2309 | 1530.033 | 1334.0061 | 61.8557 | 0 | 0 | 0 | 0 | 0 | 0 | 2925.8947
2312 | 29.4202 | 29.4202 | 29.4202 | 25.6845 | 25.4059 | 25.4059 | 0.01 | 0.01 | 0.01 | 2312 | 1243.7223 | 1243.7223 | 1243.7223 | 1458.982 | 1458.982 | 1458.982 | 1650.3239 | 2175.438 | 2175.438 | 2310 | 1335.6436 | 0 | 162.7491 | 0 | 0 | 0 | 0 | 1498.3927 |  | 2310 | 1335.6436 | 0 | 162.7491 | 0 | 0 | 0 | 0 | 1498.3927 | 2310 | 1335.6436 | 0 | 162.7491 | 0 | 0 | 0 | 0 | 1498.3927 | 2310 | 1405.9406 | 655.9031 | 175.945 | 0 | 0 | 0 | 0 | 2237.7887 | 2310 | 1405.9406 | 655.9031 | 175.945 | 0 | 0 | 0 | 0 | 2237.7887 | 2310 | 1405.9406 | 655.9031 | 175.945 | 0 | 0 | 0 | 0 | 2237.7887 | 2310 | 1429.3729 | 1311.8063 | 219.9313 | 0 | 0 | 0 | 0 | 0 | 0 | 2961.1105 | 2310 | 1429.3729 | 1311.8063 | 219.9313 | 17 | 0 | 0 | 0 | 0 | 0 | 2978.1105 | 2310 | 1429.3729 | 1311.8063 | 219.9313 | 0 | 0 | 0 | 0 | 0 | 0 | 2961.1105
2313 | 0.01 | 8.4492 | 0.01 | 0.01 | 0.01 | 0.01 | 0.01 | 0.01 | 0.01 | 2313 | 1602.8151 | 1207.0769 | 1338.2583 | 1880.2255 | 1415.9941 | 1415.9941 | 2126.8124 | 1601.6983 | 2028.177 | 2311 | 1345.0495 | 0 | 371.2715 | 0 | 0 | 0 | 0 | 1716.321 |  | 2311 | 1345.0495 | 0 | 371.2715 | 0 | 0 | 0 | 0 | 1716.321 | 2311 | 1345.0495 | 0 | 371.2715 | 0 | 0 | 0 | 0 | 1716.321 | 2311 | 1415.8416 | 670.0303 | 401.3746 | 0 | 0 | 0 | 0 | 2487.2464 | 2311 | 1415.8416 | 670.0303 | 401.3746 | 0 | 0 | 0 | 0 | 2487.2464 | 2311 | 1415.8416 | 670.0303 | 401.3746 | 0 | 0 | 0 | 0 | 2487.2464 | 2311 | 1439.4389 | 1340.0605 | 501.7182 | 0 | 0 | 0 | 0 | 0 | 0 | 3281.2177 | 2311 | 1439.4389 | 1340.0605 | 501.7182 | 17 | 0 | 0 | 0 | 0 | 0 | 3298.2177 | 2311 | 1439.4389 | 1340.0605 | 501.7182 | 0 | 0 | 0 | 0 | 0 | 0 | 3281.2177
2314 | 0.01 | 8.4492 | 0.01 | 0.01 | 0.01 | 0.01 | 0.01 | 0.01 | 0.01 | 2314 | 1167.1002 | 1167.1002 | 1423.1873 | 1833.3296 | 1369.0983 | 1833.3296 | 2073.7663 | 2073.7663 | 1817.8744 | 2312 | 1382.6733 | 0 | 620.4811 | 0 | 0 | 0 | 0 | 2003.1544 |  | 2312 | 1382.6733 | 0 | 620.4811 | 0 | 0 | 0 | 0 | 2003.1544 | 2312 | 1382.6733 | 0 | 620.4811 | 0 | 0 | 0 | 0 | 2003.1544 | 2312 | 1455.4455 | 684.1574 | 670.7904 | 0 | 0 | 0 | 0 | 2810.3933 | 2312 | 1455.4455 | 684.1574 | 670.7904 | 0 | 0 | 0 | 0 | 2810.3933 | 2312 | 1455.4455 | 684.1574 | 670.7904 | 0 | 0 | 0 | 0 | 2810.3933 | 2312 | 1479.703 | 1368.3148 | 838.488 | 0 | 0 | 0 | 0 | 0 | 0 | 3686.5058 | 2312 | 1479.703 | 1368.3148 | 838.488 | 17 | 0 | 0 | 0 | 0 | 0 | 3703.5058 | 2312 | 1479.703 | 1368.3148 | 838.488 | 0 | 0 | 0 | 0 | 0 | 0 | 3686.5058
2315 | 0.01 | 8.4492 | 0.01 | 0.01 | 0.01 | 0.01 | 0.01 | 0.01 | 0.01 | 2315 | 1549.3493 | 1179.3153 | 1179.3153 | 1847.6589 | 1847.6589 | 1847.6589 | 2089.9748 | 2089.9748 | 1680.0336 | 2313 | 1335.6436 | 0 | 752.7148 | 0 | 0 | 0 | 0 | 2088.3583 |  | 2313 | 1335.6436 | 0 | 752.7148 | 0 | 0 | 0 | 0 | 2088.3583 | 2313 | 1335.6436 | 0 | 752.7148 | 0 | 0 | 0 | 0 | 2088.3583 | 2313 | 1405.9406 | 709.3845 | 813.7457 | 0 | 0 | 0 | 0 | 2929.0708 | 2313 | 1405.9406 | 709.3845 | 813.7457 | 0 | 0 | 0 | 0 | 2929.0708 | 2313 | 1405.9406 | 709.3845 | 813.7457 | 0 | 0 | 0 | 0 | 2929.0708 | 2313 | 0 | 1418.7689 | 1017.1821 | 0 | 0 | 0 | 0 | 0 | 0 | 2435.9511 | 2313 | 715.3879 | 1418.7689 | 1017.1821 | 17 | 0 | 0 | 0 | 0 | 0 | 3168.339 | 2313 | 0 | 1418.7689 | 1017.1821 | 0 | 0 | 0 | 0 | 0 | 0 | 2435.9511
2316 | 0.01 | 13.2578 | 13.4124 | 0.01 | 0.01 | 0.01 | 0.01 | 0.01 | 0.01 | 2316 | 1159.3269 | 1159.3269 | 1159.3269 | 1824.211 | 1359.9796 | 1824.211 | 2063.4518 | 2063.4518 | 2063.4518 | 2314 | 1298.0198 | 0 | 788.3162 | 0 | 0 | 0 | 0 | 2086.336 |  | 2314 | 1298.0198 | 0 | 788.3162 | 0 | 0 | 0 | 0 | 2086.336 | 2314 | 1298.0198 | 0 | 788.3162 | 0 | 0 | 0 | 0 | 2086.336 | 2314 | 1168.1091 | 710.3935 | 852.2337 | 0 | 0 | 0 | 0 | 2730.7363 | 2314 | 1366.3366 | 710.3935 | 852.2337 | 0 | 0 | 0 | 0 | 2928.9639 | 2314 | 1366.3366 | 710.3935 | 852.2337 | 0 | 0 | 0 | 0 | 2928.9639 | 2314 | 0 | 1420.7871 | 1065.2921 | 0 | 0 | 0 | 0 | 0 | 0 | 2486.0792 | 2314 | 3.2516 | 1420.7871 | 1065.2921 | 17 | 0 | 0 | 0 | 0 | 0 | 2506.3308 | 2314 | 0 | 1420.7871 | 1065.2921 | 0 | 0 | 0 | 0 | 0 | 0 | 2486.0792
2317 | 0.01 | 13.2578 | 13.4124 | 0.01 | 0.01 | 0.01 | 0.01 | 0.01 | 0.01 | 2317 | 1147.1118 | 1147.1118 | 1147.1118 | 1809.8817 | 1652.5643 | 1652.5643 | 2047.2432 | 2047.2432 | 1522.1291 | 2315 | 1147.5248 | 0 | 767.9725 | 0 | 0 | 0 | 0 | 1915.4973 |  | 2315 | 1147.5248 | 0 | 767.9725 | 0 | 0 | 0 | 0 | 1915.4973 | 2315 | 928.3428 | 0 | 767.9725 | 0 | 0 | 0 | 0 | 1696.3153 | 2315 | 1207.9208 | 691.221 | 830.2405 | 0 | 0 | 0 | 0 | 2729.3823 | 2315 | 1146.1926 | 691.221 | 830.2405 | 0 | 0 | 0 | 0 | 2667.6542 | 2315 | 1165.1722 | 691.221 | 830.2405 | 0 | 0 | 0 | 0 | 2686.6337 | 2315 | 0 | 1382.442 | 1037.8007 | 0 | 0 | 0 | 0 | 0 | 0 | 2420.2427 | 2315 | 85.2966 | 1382.442 | 1037.8007 | 17 | 0 | 0 | 0 | 0 | 0 | 2522.5393 | 2315 | 0 | 1382.442 | 1037.8007 | 0 | 0 | 0 | 0 | 0 | 0 | 2420.2427
2318 | 0.01 | 13.2578 | 13.4124 | 0.01 | 8.3344 | 8.3344 | 0.01 | 0.01 | 0.01 | 2318 | 1138.228 | 1138.228 | 1138.228 | 1799.4604 | 1335.229 | 1335.229 | 1510.341 | 1510.341 | 1510.341 | 2316 | 959.4059 | 0 | 712.0275 | 0 | 0 | 0 | 0 | 1671.4334 |  | 2316 | 959.4059 | 0 | 712.0275 | 0 | 0 | 0 | 0 | 1671.4334 | 2316 | 959.4059 | 0 | 712.0275 | 0 | 0 | 0 | 0 | 1671.4334 | 2316 | 1009.901 | 652.8759 | 769.7595 | 0 | 0 | 0 | 0 | 2432.5363 | 2316 | 1009.901 | 652.8759 | 769.7595 | 0 | 0 | 0 | 0 | 2432.5363 | 2316 | 817.1401 | 652.8759 | 769.7595 | 0 | 0 | 0 | 0 | 2239.7755 | 2316 | 0 | 1305.7518 | 962.1993 | 0 | 0 | 0 | 0 | 0 | 0 | 2267.9511 | 2316 | 211.0652 | 1305.7518 | 962.1993 | 17 | 0 | 0 | 0 | 0 | 0 | 2496.0162 | 2316 | 234.1397 | 1305.7518 | 962.1993 | 0 | 0 | 0 | 0 | 0 | 0 | 2502.0908
2319 | 29.4202 | 29.4202 | 29.4202 | 0.01 | 8.3344 | 8.3344 | 0.01 | 0.01 | 0.01 | 2319 | 1173.763 | 1173.763 | 1173.763 | 1376.9142 | 1376.9142 | 1376.9142 | 1557.4932 | 1557.4932 | 1557.4932 | 2317 | 761.8812 | 0 | 620.4811 | 0 | 0 | 0 | 0 | 1382.3623 |  | 2317 | 761.8812 | 0 | 620.4811 | 0 | 0 | 0 | 0 | 1382.3623 | 2317 | 761.8812 | 0 | 620.4811 | 0 | 0 | 0 | 0 | 1382.3623 | 2317 | 801.9802 | 595.3582 | 670.7904 | 0 | 0 | 0 | 0 | 2068.1288 | 2317 | 801.9802 | 595.3582 | 670.7904 | 0 | 0 | 0 | 0 | 2068.1288 | 2317 | 801.9802 | 595.3582 | 670.7904 | 0 | 0 | 0 | 0 | 2068.1288 | 2317 | 815.3465 | 1190.7164 | 838.488 | 0 | 0 | 0 | 0 | 0 | 0 | 2844.551 | 2317 | 815.3465 | 1190.7164 | 838.488 | 17 | 0 | 0 | 0 | 0 | 0 | 2861.551 | 2317 | 815.3465 | 1190.7164 | 838.488 | 0 | 0 | 0 | 0 | 0 | 0 | 2844.551
2320 | 32.6456 | 32.6315 | 32.6583 | 28.4262 | 28.4262 | 28.4262 | 23.1977 | 23.1977 | 23.1977 | 2320 | 1169.3211 | 1169.3211 | 1169.3211 | 1371.7036 | 1371.7036 | 1371.7036 | 1551.5991 | 1551.5991 | 1551.5991 | 2318 | 714.8515 | 0 | 447.5601 | 0 | 0 | 0 | 0 | 1162.4116 |  | 2318 | 714.8515 | 0 | 447.5601 | 0 | 0 | 0 | 0 | 1162.4116 | 2318 | 714.8515 | 0 | 447.5601 | 0 | 0 | 0 | 0 | 1162.4116 | 2318 | 718.5625 | 512.6135 | 483.8488 | 0 | 0 | 0 | 0 | 1715.0249 | 2318 | 752.4752 | 512.6135 | 483.8488 | 0 | 0 | 0 | 0 | 1748.9376 | 2318 | 752.4752 | 512.6135 | 483.8488 | 0 | 0 | 0 | 0 | 1748.9376 | 2318 | 765.0165 | 1025.227 | 604.811 | 0 | 0 | 0 | 0 | 0 | 0 | 2395.0545 | 2318 | 765.0165 | 1025.227 | 604.811 | 17 | 0 | 0 | 0 | 0 | 0 | 2412.0545 | 2318 | 765.0165 | 1025.227 | 604.811 | 0 | 0 | 0 | 0 | 0 | 0 | 2395.0545
2321 | 35.3206 | 35.3066 | 35.3333 | 32.8489 | 32.8489 | 32.8489 | 25.8586 | 25.8586 | 25.8586 | 2321 | 1155.9955 | 1155.9955 | 1155.9955 | 1356.0716 | 1356.0716 | 1356.0716 | 1533.9171 | 1533.9171 | 1533.9171 | 2319 | 658.4158 | 0 | 244.1237 | 0 | 0 | 0 | 0 | 902.5396 |  | 2319 | 658.4158 | 0 | 244.1237 | 0 | 0 | 0 | 0 | 902.5396 | 2319 | 658.4158 | 0 | 244.1237 | 0 | 0 | 0 | 0 | 902.5396 | 2319 | 693.0693 | 404.6418 | 263.9175 | 0 | 0 | 0 | 0 | 1361.6286 | 2319 | 693.0693 | 404.6418 | 263.9175 | 0 | 0 | 0 | 0 | 1361.6286 | 2319 | 693.0693 | 404.6418 | 263.9175 | 0 | 0 | 0 | 0 | 1361.6286 | 2319 | 333.8772 | 809.2836 | 329.8969 | 0 | 0 | 0 | 0 | 0 | 0 | 1473.0576 | 2319 | 704.6205 | 809.2836 | 329.8969 | 17 | 0 | 0 | 0 | 0 | 0 | 1860.8009 | 2319 | 333.8772 | 809.2836 | 329.8969 | 0 | 0 | 0 | 0 | 0 | 0 | 1473.0576
2322 | 40.2764 | 40.2764 | 40.2764 | 36.7644 | 36.2554 | 36.2554 | 28.2056 | 27.5288 | 27.5288 | 2322 | 1185.9781 | 1185.9781 | 1185.9781 | 1391.2435 | 1391.2435 | 1391.2435 | 1573.7017 | 1573.7017 | 1573.7017 | 2320 | 489.1089 | 0 | 116.9759 | 0 | 0 | 0 | 0 | 606.0849 |  | 2320 | 489.1089 | 0 | 116.9759 | 0 | 0 | 0 | 0 | 606.0849 | 2320 | 489.1089 | 0 | 116.9759 | 0 | 0 | 0 | 0 | 606.0849 | 2320 | 514.8515 | 272.4521 | 126.4605 | 0 | 0 | 0 | 0 | 913.764 | 2320 | 514.8515 | 272.4521 | 126.4605 | 0 | 0 | 0 | 0 | 913.764 | 2320 | 514.8515 | 272.4521 | 126.4605 | 0 | 0 | 0 | 0 | 913.764 | 2320 | 523.4323 | 544.9041 | 158.0756 | 0 | 0 | 0 | 0 | 0 | 0 | 1226.4121 | 2320 | 523.4323 | 544.9041 | 158.0756 | 17 | 0 | 0 | 0 | 0 | 0 | 1243.4121 | 2320 | 523.4323 | 544.9041 | 158.0756 | 0 | 0 | 0 | 0 | 0 | 0 | 1226.4121
2323 | 42.8297 | 42.8297 | 42.8297 | 35.8629 | 35.8629 | 35.8629 | 25.2496 | 25.2496 | 25.2496 | 2323 | 1193.7513 | 1193.7513 | 1193.7513 | 1400.3622 | 1400.3622 | 1400.3622 | 1584.0162 | 1584.0162 | 1584.0162 | 2321 | 423.2673 | 0 | 30.5155 | 0 | 0 | 0 | 0 | 453.7828 |  | 2321 | 423.2673 | 0 | 30.5155 | 0 | 0 | 0 | 0 | 453.7828 | 2321 | 423.2673 | 0 | 30.5155 | 0 | 0 | 0 | 0 | 453.7828 | 2321 | 445.5446 | 176.5893 | 32.9897 | 0 | 0 | 0 | 0 | 655.1235 | 2321 | 445.5446 | 176.5893 | 32.9897 | 0 | 0 | 0 | 0 | 655.1235 | 2321 | 445.5446 | 176.5893 | 32.9897 | 0 | 0 | 0 | 0 | 655.1235 | 2321 | 452.9703 | 353.1786 | 41.2371 | 0 | 0 | 0 | 0 | 0 | 0 | 847.386 | 2321 | 452.9703 | 353.1786 | 41.2371 | 17 | 0 | 0 | 0 | 0 | 0 | 864.386 | 2321 | 452.9703 | 353.1786 | 41.2371 | 0 | 0 | 0 | 0 | 0 | 0 | 847.386
2324 | 42.8297 | 42.8297 | 42.8297 | 36.2554 | 36.2554 | 36.2554 | 25.5864 | 25.5864 | 25.5864 | 2324 | 1121.571 | 1121.571 | 1121.571 | 1315.6891 | 1315.6891 | 1315.6891 | 1488.2385 | 1488.2385 | 1488.2385 | 2322 | 141.0891 | 0 | 5.0859 | 0 | 0 | 0 | 0 | 146.175 |  | 2322 | 141.0891 | 0 | 5.0859 | 0 | 0 | 0 | 0 | 146.175 | 2322 | 141.0891 | 0 | 5.0859 | 0 | 0 | 0 | 0 | 146.175 | 2322 | 148.5149 | 122.0989 | 5.4983 | 0 | 0 | 0 | 0 | 276.112 | 2322 | 148.5149 | 122.0989 | 5.4983 | 0 | 0 | 0 | 0 | 276.112 | 2322 | 148.5149 | 122.0989 | 5.4983 | 0 | 0 | 0 | 0 | 276.112 | 2322 | 150.9901 | 244.1978 | 6.8729 | 0 | 0 | 0 | 0 | 0 | 0 | 402.0607 | 2322 | 150.9901 | 244.1978 | 6.8729 | 17 | 0 | 0 | 0 | 0 | 0 | 419.0607 | 2322 | 150.9901 | 244.1978 | 6.8729 | 0 | 0 | 0 | 0 | 0 | 0 | 402.0607
2325 | 42.8297 | 42.8297 | 42.8297 | 36.8959 | 36.2554 | 36.2554 | 28.2056 | 27.7603 | 27.7603 | 2325 | 1032.7337 | 1032.7337 | 1032.7337 | 1211.4761 | 1211.4761 | 1211.4761 | 1370.3582 | 1370.3582 | 1370.3582 | 2323 | 94.0594 | 0 | 0 | 0 | 0 | 0 | 0 | 94.0594 |  | 2323 | 94.0594 | 0 | 0 | 0 | 0 | 0 | 0 | 94.0594 | 2323 | 94.0594 | 0 | 0 | 0 | 0 | 0 | 0 | 94.0594 | 2323 | 99.0099 | 78.7084 | 0 | 0 | 0 | 0 | 0 | 177.7183 | 2323 | 99.0099 | 78.7084 | 0 | 0 | 0 | 0 | 0 | 177.7183 | 2323 | 99.0099 | 78.7084 | 0 | 0 | 0 | 0 | 0 | 177.7183 | 2323 | 100.6601 | 157.4168 | 0 | 0 | 0 | 0 | 0 | 0 | 0 | 258.0768 | 2323 | 100.6601 | 157.4168 | 0 | 17 | 0 | 0 | 0 | 0 | 0 | 275.0768 | 2323 | 100.6601 | 157.4168 | 0 | 0 | 0 | 0 | 0 | 0 | 0 | 258.0768
2326 | 42.4754 | 42.3962 | 42.4229 | 36.8959 | 36.2554 | 36.2554 | 29.2156 | 28.5703 | 28.5703 | 2326 | 978.3209 | 978.3209 | 978.3209 | 1147.6456 | 1147.6456 | 1147.6456 | 1298.1565 | 1298.1565 | 1298.1565 | 2324 | 112.8713 | 0 | 0 | 0 | 0 | 0 | 0 | 112.8713 |  | 2324 | 112.8713 | 0 | 0 | 0 | 0 | 0 | 0 | 112.8713 | 2324 | 112.8713 | 0 | 0 | 0 | 0 | 0 | 0 | 112.8713 | 2324 | 118.8119 | 48.4359 | 0 | 0 | 0 | 0 | 0 | 167.2478 | 2324 | 118.8119 | 48.4359 | 0 | 0 | 0 | 0 | 0 | 167.2478 | 2324 | 118.8119 | 48.4359 | 0 | 0 | 0 | 0 | 0 | 167.2478 | 2324 | 120.7921 | 96.8718 | 0 | 0 | 0 | 0 | 0 | 0 | 0 | 217.6639 | 2324 | 120.7921 | 96.8718 | 0 | 17 | 0 | 0 | 0 | 0 | 0 | 234.6639 | 2324 | 120.7921 | 96.8718 | 0 | 0 | 0 | 0 | 0 | 0 | 0 | 217.6639
2327 | 40.3701 | 40.3701 | 40.3701 | 36.8959 | 36.2554 | 36.2554 | 27.8436 | 27.5288 | 27.5288 | 2327 | 947.2278 | 947.2278 | 947.2278 | 1111.1711 | 1111.1711 | 1111.1711 | 1256.8984 | 1256.8984 | 1256.8984 | 2325 | 84.6535 | 0 | 0 | 0 | 0 | 0 | 0 | 84.6535 |  | 2325 | 84.6535 | 0 | 0 | 0 | 0 | 0 | 0 | 84.6535 | 2325 | 84.6535 | 0 | 0 | 0 | 0 | 0 | 0 | 84.6535 | 2325 | 89.1089 | 36.3269 | 0 | 0 | 0 | 0 | 0 | 125.4359 | 2325 | 89.1089 | 36.3269 | 0 | 0 | 0 | 0 | 0 | 125.4359 | 2325 | 89.1089 | 36.3269 | 0 | 0 | 0 | 0 | 0 | 125.4359 | 2325 | 90.5941 | 72.6539 | 0 | 0 | 0 | 0 | 0 | 0 | 0 | 163.2479 | 2325 | 90.5941 | 72.6539 | 0 | 17 | 0 | 0 | 0 | 0 | 0 | 180.2479 | 2325 | 90.5941 | 72.6539 | 0 | 0 | 0 | 0 | 0 | 0 | 0 | 163.2479
2328 | 40.2764 | 40.2764 | 40.2764 | 36.8959 | 36.2554 | 36.2554 | 27.5288 | 26.7419 | 26.7419 | 2328 | 936.1232 | 936.1232 | 936.1232 | 1098.1445 | 1098.1445 | 1098.1445 | 1242.1634 | 1242.1634 | 1242.1634 | 2326 | 112.8713 | 0 | 0 | 0 | 0 | 0 | 0 | 112.8713 |  | 2326 | 112.8713 | 0 | 0 | 0 | 0 | 0 | 0 | 112.8713 | 2326 | 112.8713 | 0 | 0 | 0 | 0 | 0 | 0 | 112.8713 | 2326 | 118.8119 | 48.4359 | 0 | 0 | 0 | 0 | 0 | 167.2478 | 2326 | 118.8119 | 48.4359 | 0 | 0 | 0 | 0 | 0 | 167.2478 | 2326 | 118.8119 | 48.4359 | 0 | 0 | 0 | 0 | 0 | 167.2478 | 2326 | 120.7921 | 96.8718 | 0 | 0 | 0 | 0 | 0 | 0 | 0 | 217.6639 | 2326 | 120.7921 | 96.8718 | 0 | 17 | 0 | 0 | 0 | 0 | 0 | 234.6639 | 2326 | 120.7921 | 96.8718 | 0 | 0 | 0 | 0 | 0 | 0 | 0 | 217.6639
2329 | 40.2764 | 40.2764 | 40.2764 | 36.8959 | 36.2554 | 36.2554 | 27.2786 | 26.6264 | 26.6264 | 2329 | 933.9022 | 933.9022 | 933.9022 | 1095.5391 | 1095.5391 | 1095.5391 | 1239.2164 | 1239.2164 | 1239.2164 | 2327 | 103.4653 | 0 | 0 | 0 | 0 | 0 | 0 | 103.4653 |  | 2327 | 103.4653 | 0 | 0 | 0 | 0 | 0 | 0 | 103.4653 | 2327 | 103.4653 | 0 | 0 | 0 | 0 | 0 | 0 | 103.4653 | 2327 | 108.9109 | 76.6902 | 0 | 0 | 0 | 0 | 0 | 185.6011 | 2327 | 108.9109 | 76.6902 | 0 | 0 | 0 | 0 | 0 | 185.6011 | 2327 | 108.9109 | 76.6902 | 0 | 0 | 0 | 0 | 0 | 185.6011 | 2327 | 110.7261 | 153.3804 | 0 | 0 | 0 | 0 | 0 | 0 | 0 | 264.1065 | 2327 | 110.7261 | 153.3804 | 0 | 17 | 0 | 0 | 0 | 0 | 0 | 281.1065 | 2327 | 110.7261 | 153.3804 | 0 | 0 | 0 | 0 | 0 | 0 | 0 | 264.1065
2330 | 40.1692 | 40.1692 | 40.1692 | 36.8959 | 36.2554 | 36.2554 | 27.5288 | 26.7419 | 26.7419 | 2330 | 941.6755 | 941.6755 | 941.6755 | 1104.6578 | 1104.6578 | 1104.6578 | 1249.5309 | 1249.5309 | 1249.5309 | 2328 | 103.4653 | 0 | 0 | 0 | 0 | 0 | 0 | 103.4653 |  | 2328 | 103.4653 | 0 | 0 | 0 | 0 | 0 | 0 | 103.4653 | 2328 | 103.4653 | 0 | 0 | 0 | 0 | 0 | 0 | 103.4653 | 2328 | 108.9109 | 116.0444 | 0 | 0 | 0 | 0 | 0 | 224.9553 | 2328 | 108.9109 | 116.0444 | 0 | 0 | 0 | 0 | 0 | 224.9553 | 2328 | 108.9109 | 116.0444 | 0 | 0 | 0 | 0 | 0 | 224.9553 | 2328 | 110.7261 | 232.0888 | 0 | 0 | 0 | 0 | 0 | 0 | 0 | 342.8149 | 2328 | 110.7261 | 232.0888 | 0 | 17 | 0 | 0 | 0 | 0 | 0 | 359.8149 | 2328 | 110.7261 | 232.0888 | 0 | 0 | 0 | 0 | 0 | 0 | 0 | 342.8149
2331 | 40.1692 | 40.1692 | 40.1692 | 36.8959 | 36.2554 | 36.2554 | 27.8436 | 27.5288 | 27.5288 | 2331 | 971.6581 | 971.6581 | 971.6581 | 1139.8297 | 1139.8297 | 1139.8297 | 1289.3155 | 1289.3155 | 1289.3155 | 2329 | 150.495 | 0 | 0 | 0 | 0 | 0 | 0 | 150.495 |  | 2329 | 150.495 | 0 | 0 | 0 | 0 | 0 | 0 | 150.495 | 2329 | 150.495 | 0 | 0 | 0 | 0 | 0 | 0 | 150.495 | 2329 | 158.4158 | 166.4985 | 0 | 0 | 0 | 0 | 0 | 324.9143 | 2329 | 158.4158 | 166.4985 | 0 | 0 | 0 | 0 | 0 | 324.9143 | 2329 | 158.4158 | 166.4985 | 0 | 0 | 0 | 0 | 0 | 324.9143 | 2329 | 161.0561 | 332.997 | 0 | 0 | 0 | 0 | 0 | 0 | 0 | 494.0531 | 2329 | 161.0561 | 332.997 | 0 | 17 | 0 | 0 | 0 | 0 | 0 | 511.0531 | 2329 | 161.0561 | 332.997 | 0 | 0 | 0 | 0 | 0 | 0 | 0 | 494.0531
2332 | 40.4681 | 40.3701 | 40.3701 | 36.8959 | 36.2872 | 36.3102 | 29.2156 | 28.5703 | 28.8088 | 2332 | 1049.3907 | 1049.3907 | 1049.3907 | 1231.016 | 1231.016 | 1231.016 | 1392.4608 | 1392.4608 | 1392.4608 | 2330 | 225.7426 | 0 | 0 | 0 | 0 | 0 | 0 | 225.7426 |  | 2330 | 225.7426 | 0 | 0 | 0 | 0 | 0 | 0 | 225.7426 | 2330 | 225.7426 | 0 | 0 | 0 | 0 | 0 | 0 | 225.7426 | 2330 | 237.6238 | 221.998 | 0 | 0 | 0 | 0 | 0 | 459.6217 | 2330 | 237.6238 | 221.998 | 0 | 0 | 0 | 0 | 0 | 459.6217 | 2330 | 237.6238 | 221.998 | 0 | 0 | 0 | 0 | 0 | 459.6217 | 2330 | 241.5842 | 443.996 | 0 | 0 | 0 | 0 | 0 | 0 | 0 | 685.5801 | 2330 | 241.5842 | 443.996 | 0 | 17 | 0 | 0 | 0 | 0 | 0 | 702.5801 | 2330 | 241.5842 | 443.996 | 0 | 0 | 0 | 0 | 0 | 0 | 0 | 685.5801
2333 | 42.8297 | 42.8297 | 42.8297 | 36.8959 | 36.3102 | 36.4083 | 29.2744 | 29.2744 | 29.4202 | 2333 | 1160.4374 | 1160.4374 | 1160.4374 | 1361.2823 | 1361.2823 | 1361.2823 | 1539.8111 | 1539.8111 | 1539.8111 | 2331 | 291.5842 | 0 | 0 | 0 | 0 | 0 | 0 | 291.5842 |  | 2331 | 291.5842 | 0 | 0 | 0 | 0 | 0 | 0 | 291.5842 | 2331 | 291.5842 | 0 | 0 | 0 | 0 | 0 | 0 | 291.5842 | 2331 | 306.9307 | 288.5974 | 0 | 0 | 0 | 0 | 0 | 595.5281 | 2331 | 306.9307 | 288.5974 | 0 | 0 | 0 | 0 | 0 | 595.5281 | 2331 | 306.9307 | 288.5974 | 0 | 0 | 0 | 0 | 0 | 595.5281 | 2331 | 312.0462 | 577.1948 | 0 | 0 | 0 | 0 | 0 | 0 | 0 | 889.241 | 2331 | 312.0462 | 577.1948 | 0 | 17 | 0 | 0 | 0 | 0 | 0 | 906.241 | 2331 | 312.0462 | 577.1948 | 0 | 0 | 0 | 0 | 0 | 0 | 0 | 889.241
2334 | 42.8297 | 42.8297 | 42.8297 | 36.8959 | 36.2872 | 36.3102 | 28.5703 | 28.2056 | 28.2056 | 2334 | 1265.9317 | 1265.9317 | 1265.9317 | 1485.0352 | 1485.0352 | 1485.0352 | 1679.7939 | 1679.7939 | 1679.7939 | 2332 | 404.4554 | 0 | 5.0859 | 0 | 0 | 0 | 0 | 409.5414 |  | 2332 | 404.4554 | 0 | 5.0859 | 0 | 0 | 0 | 0 | 409.5414 | 2332 | 404.4554 | 0 | 5.0859 | 0 | 0 | 0 | 0 | 409.5414 | 2332 | 425.7426 | 355.1968 | 5.4983 | 0 | 0 | 0 | 0 | 786.4376 | 2332 | 425.7426 | 355.1968 | 5.4983 | 0 | 0 | 0 | 0 | 786.4376 | 2332 | 425.7426 | 355.1968 | 5.4983 | 0 | 0 | 0 | 0 | 786.4376 | 2332 | 432.8383 | 710.3935 | 6.8729 | 0 | 0 | 0 | 0 | 0 | 0 | 1150.1047 | 2332 | 432.8383 | 710.3935 | 6.8729 | 17 | 0 | 0 | 0 | 0 | 0 | 1167.1047 | 2332 | 432.8383 | 710.3935 | 6.8729 | 0 | 0 | 0 | 0 | 0 | 0 | 1150.1047
2335 | 41.6824 | 40.2764 | 40.2764 | 36.8959 | 36.2554 | 36.2554 | 23.5356 | 23.5356 | 23.5356 | 2335 | 1272.5945 | 1272.5945 | 1272.5945 | 1492.8512 | 1492.8512 | 1492.8512 | 1688.635 | 1688.635 | 1688.635 | 2333 | 432.6733 | 0 | 55.945 | 0 | 0 | 0 | 0 | 488.6183 |  | 2333 | 432.6733 | 0 | 55.945 | 0 | 0 | 0 | 0 | 488.6183 | 2333 | 432.6733 | 0 | 55.945 | 0 | 0 | 0 | 0 | 488.6183 | 2333 | 455.4455 | 383.4511 | 60.4811 | 0 | 0 | 0 | 0 | 899.3777 | 2333 | 455.4455 | 383.4511 | 60.4811 | 0 | 0 | 0 | 0 | 899.3777 | 2333 | 455.4455 | 383.4511 | 60.4811 | 0 | 0 | 0 | 0 | 899.3777 | 2333 | 463.0363 | 766.9021 | 75.6014 | 0 | 0 | 0 | 0 | 0 | 0 | 1305.5398 | 2333 | 463.0363 | 766.9021 | 75.6014 | 17 | 0 | 0 | 0 | 0 | 0 | 1322.5398 | 2333 | 463.0363 | 766.9021 | 75.6014 | 0 | 0 | 0 | 0 | 0 | 0 | 1305.5398
2336 | 29.4202 | 29.4202 | 29.4202 | 30.3612 | 30.3612 | 30.3612 | 14.9898 | 14.9898 | 14.9898 | 2336 | 1250.3851 | 1250.3851 | 1250.3851 | 1466.7979 | 1466.7979 | 1466.7979 | 1659.1649 | 1659.1649 | 1659.1649 | 2334 | 338.6139 | 0 | 188.1787 | 0 | 0 | 0 | 0 | 526.7926 |  | 2334 | 338.6139 | 0 | 188.1787 | 0 | 0 | 0 | 0 | 526.7926 | 2334 | 338.6139 | 0 | 188.1787 | 0 | 0 | 0 | 0 | 526.7926 | 2334 | 356.4356 | 357.2149 | 203.4364 | 0 | 0 | 0 | 0 | 917.087 | 2334 | 356.4356 | 357.2149 | 203.4364 | 0 | 0 | 0 | 0 | 917.087 | 2334 | 356.4356 | 357.2149 | 203.4364 | 0 | 0 | 0 | 0 | 917.087 | 2334 | 362.3762 | 714.4299 | 254.2955 | 0 | 0 | 0 | 0 | 0 | 0 | 1331.1016 | 2334 | 362.3762 | 714.4299 | 254.2955 | 17 | 0 | 0 | 0 | 0 | 0 | 1348.1016 | 2334 | 362.3762 | 714.4299 | 254.2955 | 0 | 0 | 0 | 0 | 0 | 0 | 1331.1016
2337 | 20.9838 | 20.9838 | 20.9838 | 18.6145 | 18.6145 | 18.6145 | 0.10514 | 0.10514 | 0.10514 | 2337 | 1249.2747 | 1249.2747 | 1249.2747 | 1465.4953 | 1465.4953 | 1465.4953 | 1657.6914 | 1657.6914 | 1657.6914 | 2335 | 404.4554 | 0 | 391.6151 | 0 | 0 | 0 | 0 | 796.0706 |  | 2335 | 404.4554 | 0 | 391.6151 | 0 | 0 | 0 | 0 | 796.0706 | 2335 | 404.4554 | 0 | 391.6151 | 0 | 0 | 0 | 0 | 796.0706 | 2335 | 425.7426 | 344.0969 | 423.3677 | 0 | 0 | 0 | 0 | 1193.2071 | 2335 | 425.7426 | 344.0969 | 423.3677 | 0 | 0 | 0 | 0 | 1193.2071 | 2335 | 425.7426 | 344.0969 | 423.3677 | 0 | 0 | 0 | 0 | 1193.2071 | 2335 | 432.8383 | 688.1937 | 529.2096 | 0 | 0 | 0 | 0 | 0 | 0 | 1650.2416 | 2335 | 432.8383 | 688.1937 | 529.2096 | 17 | 0 | 0 | 0 | 0 | 0 | 1667.2416 | 2335 | 432.8383 | 688.1937 | 529.2096 | 0 | 0 | 0 | 0 | 0 | 0 | 1650.2416
2338 | 0.01 | 8.4937 | 8.4937 | 8.3718 | 11.0553 | 11.0553 | 0.01 | 0.01 | 0.01 | 2338 | 1283.3116 | 1221.513 | 1221.513 | 1432.9287 | 1432.9287 | 1432.9287 | 2145.968 | 1620.8538 | 2145.968 | 2336 | 517.3267 | 0 | 595.0515 | 0 | 0 | 0 | 0 | 1112.3783 |  | 2336 | 517.3267 | 0 | 595.0515 | 0 | 0 | 0 | 0 | 1112.3783 | 2336 | 517.3267 | 0 | 595.0515 | 0 | 0 | 0 | 0 | 1112.3783 | 2336 | 544.5545 | 373.3602 | 643.299 | 0 | 0 | 0 | 0 | 1561.2137 | 2336 | 544.5545 | 373.3602 | 643.299 | 0 | 0 | 0 | 0 | 1561.2137 | 2336 | 544.5545 | 373.3602 | 643.299 | 0 | 0 | 0 | 0 | 1561.2137 | 2336 | 553.6304 | 746.7205 | 804.1237 | 0 | 0 | 0 | 0 | 0 | 0 | 2104.4746 | 2336 | 553.6304 | 746.7205 | 804.1237 | 17 | 0 | 0 | 0 | 0 | 0 | 2121.4746 | 2336 | 553.6304 | 746.7205 | 804.1237 | 0 | 0 | 0 | 0 | 0 | 0 | 2104.4746
2339 | 0.01 | 0.01 | 0.01 | 8.0251 | 8.0251 | 8.0251 | 0.01 | 0.01 | 0.01 | 2339 | 1607.257 | 1211.5188 | 1211.5188 | 1421.2048 | 1421.2048 | 1421.2048 | 1607.5923 | 1607.5923 | 2132.7064 | 2337 | 714.8515 | 0 | 712.0275 | 0 | 0 | 0 | 0 | 1426.879 |  | 2337 | 714.8515 | 0 | 712.0275 | 0 | 0 | 0 | 0 | 1426.879 | 2337 | 714.8515 | 0 | 712.0275 | 0 | 0 | 0 | 0 | 1426.879 | 2337 | 752.4752 | 423.8143 | 769.7595 | 0 | 0 | 0 | 0 | 1946.049 | 2337 | 752.4752 | 423.8143 | 769.7595 | 0 | 0 | 0 | 0 | 1946.049 | 2337 | 752.4752 | 423.8143 | 769.7595 | 0 | 0 | 0 | 0 | 1946.049 | 2337 | 765.0165 | 847.6287 | 962.1993 | 0 | 0 | 0 | 0 | 0 | 0 | 2574.8445 | 2337 | 765.0165 | 847.6287 | 962.1993 | 17 | 0 | 0 | 0 | 0 | 0 | 2591.8445 | 2337 | 765.0165 | 847.6287 | 962.1993 | 0 | 0 | 0 | 0 | 0 | 0 | 2574.8445
2340 | 0.01 | 0.01 | 0.01 | 8.0251 | 8.0251 | 8.0251 | 0.01 | 0.01 | 0.01 | 2340 | 1566.1698 | 1170.4316 | 1270.8714 | 1373.0062 | 1373.0062 | 1373.0062 | 2078.1868 | 2034.4097 | 2078.1868 | 2338 | 1053.4653 | 0 | 803.5739 | 0 | 0 | 0 | 0 | 1857.0392 |  | 2338 | 1053.4653 | 0 | 803.5739 | 0 | 0 | 0 | 0 | 1857.0392 | 2338 | 1053.4653 | 0 | 803.5739 | 0 | 0 | 0 | 0 | 1857.0392 | 2338 | 1108.9109 | 502.5227 | 868.7285 | 0 | 0 | 0 | 0 | 2480.1621 | 2338 | 1108.9109 | 502.5227 | 868.7285 | 0 | 0 | 0 | 0 | 2480.1621 | 2338 | 1108.9109 | 502.5227 | 868.7285 | 0 | 0 | 0 | 0 | 2480.1621 | 2338 | 1127.3927 | 1005.0454 | 1085.9107 | 0 | 0 | 0 | 0 | 0 | 0 | 3218.3488 | 2338 | 945.4622 | 1005.0454 | 1085.9107 | 17 | 0 | 0 | 0 | 0 | 0 | 3053.4183 | 2338 | 1127.3927 | 1005.0454 | 1085.9107 | 0 | 0 | 0 | 0 | 0 | 0 | 3218.3488
2341 | 0.01 | 0.01 | 0.01 | 8.0251 | 8.0251 | 5.3764 | 0.01 | 0.01 | 0.01 | 2341 | 1153.7746 | 1549.5128 | 1549.5128 | 1353.4663 | 1353.4663 | 1353.4663 | 2056.0842 | 2056.0842 | 2056.0842 | 2339 | 1241.5842 | 0 | 874.7766 | 0 | 0 | 0 | 0 | 2116.3608 |  | 2339 | 1241.5842 | 0 | 874.7766 | 0 | 0 | 0 | 0 | 2116.3608 | 2339 | 1241.5842 | 0 | 874.7766 | 0 | 0 | 0 | 0 | 2116.3608 | 2339 | 1306.9307 | 582.2402 | 945.7045 | 0 | 0 | 0 | 0 | 2834.8753 | 2339 | 1306.9307 | 582.2402 | 945.7045 | 0 | 0 | 0 | 0 | 2834.8753 | 2339 | 1306.9307 | 582.2402 | 945.7045 | 0 | 0 | 0 | 0 | 2834.8753 | 2339 | 325.5227 | 1164.4803 | 1182.1306 | 0 | 0 | 0 | 0 | 0 | 0 | 2672.1336 | 2339 | 303.5243 | 1164.4803 | 1182.1306 | 17 | 0 | 0 | 0 | 0 | 0 | 2667.1352 | 2339 | 1328.7129 | 1164.4803 | 1182.1306 | 0 | 0 | 0 | 0 | 0 | 0 | 3675.3238
2342 | 0.01 | 0.01 | 0.01 | 8.3718 | 11.0553 | 11.0553 | 0.01 | 0.01 | 0.01 | 2342 | 1119.3501 | 1300.5927 | 1515.0883 | 1313.0838 | 1313.0838 | 1313.0838 | 2010.4056 | 2010.4056 | 2010.4056 | 2340 | 1410.8911 | 0 | 890.0344 | 0 | 0 | 0 | 0 | 2300.9255 |  | 2340 | 1410.8911 | 0 | 890.0344 | 0 | 0 | 0 | 0 | 2300.9255 | 2340 | 1410.8911 | 0 | 890.0344 | 0 | 0 | 0 | 0 | 2300.9255 | 2340 | 1485.1485 | 623.6125 | 962.1993 | 0 | 0 | 0 | 0 | 3070.9603 | 2340 | 1485.1485 | 623.6125 | 962.1993 | 0 | 0 | 0 | 0 | 3070.9603 | 2340 | 1485.1485 | 623.6125 | 962.1993 | 0 | 0 | 0 | 0 | 3070.9603 | 2340 | 601.9851 | 1247.225 | 1202.7491 | 0 | 0 | 0 | 0 | 0 | 0 | 3051.9593 | 2340 | 0 | 1247.225 | 1202.7491 | 17 | 0 | 0 | 0 | 0 | 0 | 2466.9742 | 2340 | 1509.901 | 1247.225 | 1202.7491 | 0 | 0 | 0 | 0 | 0 | 0 | 3959.8752
2343 | 0.01 | 0.01 | 0.01 | 18.6145 | 18.6145 | 18.6145 | 0.01 | 0.01 | 0.01 | 2343 | 1506.2046 | 1506.2046 | 1506.2046 | 1302.6625 | 1302.6625 | 1302.6625 | 1473.5035 | 1473.5035 | 1998.6176 | 2341 | 1457.9208 | 0 | 844.2612 | 0 | 0 | 0 | 0 | 2302.182 |  | 2341 | 1457.9208 | 0 | 844.2612 | 0 | 0 | 0 | 0 | 2302.182 | 2341 | 1455.3516 | 0 | 844.2612 | 0 | 0 | 0 | 0 | 2299.6128 | 2341 | 1534.6535 | 644.8032 | 912.7148 | 0 | 0 | 0 | 0 | 3092.1715 | 2341 | 1534.6535 | 644.8032 | 912.7148 | 0 | 0 | 0 | 0 | 3092.1715 | 2341 | 1534.6535 | 644.8032 | 912.7148 | 0 | 0 | 0 | 0 | 3092.1715 | 2341 | 1041.1488 | 1289.6065 | 1140.8935 | 0 | 0 | 0 | 0 | 0 | 0 | 3471.6487 | 2341 | 41.1488 | 1289.6065 | 1140.8935 | 17 | 0 | 0 | 0 | 0 | 0 | 2488.6487 | 2341 | 1560.231 | 1289.6065 | 1140.8935 | 0 | 0 | 0 | 0 | 0 | 0 | 3990.731
2344 | 15.2808 | 20.9838 | 20.9838 | 27.5728 | 27.5728 | 27.5728 | 0.01 | 0.10514 | 0.10514 | 2344 | 1134.8966 | 1134.8966 | 1134.8966 | 1331.321 | 1331.321 | 1331.321 | 1505.9205 | 1505.9205 | 1505.9205 | 2342 | 1664.8515 | 0 | 696.7698 | 0 | 0 | 0 | 0 | 2361.6212 |  | 2342 | 1664.8515 | 0 | 696.7698 | 0 | 0 | 0 | 0 | 2361.6212 | 2342 | 1387.5399 | 0 | 696.7698 | 0 | 0 | 0 | 0 | 2084.3097 | 2342 | 1752.4752 | 637.7397 | 753.2646 | 0 | 0 | 0 | 0 | 3143.4795 | 2342 | 1752.4752 | 637.7397 | 753.2646 | 0 | 0 | 0 | 0 | 3143.4795 | 2342 | 1752.4752 | 637.7397 | 753.2646 | 0 | 0 | 0 | 0 | 3143.4795 | 2342 | 1781.6832 | 1275.4793 | 941.5808 | 0 | 0 | 0 | 0 | 0 | 0 | 3998.7432 | 2342 | 208.91 | 1275.4793 | 941.5808 | 17 | 0 | 0 | 0 | 0 | 0 | 2442.9701 | 2342 | 1781.6832 | 1275.4793 | 941.5808 | 0 | 0 | 0 | 0 | 0 | 0 | 3998.7432
2345 | 32.2543 | 32.2402 | 32.267 | 29.4202 | 29.4202 | 29.4202 | 19.1482 | 19.1387 | 19.1482 | 2345 | 1139.3385 | 1139.3385 | 1139.3385 | 1336.5317 | 1336.5317 | 1336.5317 | 1511.8145 | 1511.8145 | 1511.8145 | 2343 | 1608.4158 | 0 | 467.9038 | 0 | 0 | 0 | 0 | 2076.3196 |  | 2343 | 1608.4158 | 0 | 467.9038 | 0 | 0 | 0 | 0 | 2076.3196 | 2343 | 1555.3008 | 0 | 467.9038 | 0 | 0 | 0 | 0 | 2023.2046 | 2343 | 1693.0693 | 588.2947 | 505.8419 | 0 | 0 | 0 | 0 | 2787.2059 | 2343 | 1693.0693 | 588.2947 | 505.8419 | 0 | 0 | 0 | 0 | 2787.2059 | 2343 | 1693.0693 | 588.2947 | 505.8419 | 0 | 0 | 0 | 0 | 2787.2059 | 2343 | 1721.2871 | 1176.5893 | 632.3024 | 0 | 0 | 0 | 0 | 0 | 0 | 3530.1788 | 2343 | 564.3717 | 1176.5893 | 632.3024 | 17 | 0 | 0 | 0 | 0 | 0 | 2390.2635 | 2343 | 1721.2871 | 1176.5893 | 632.3024 | 0 | 0 | 0 | 0 | 0 | 0 | 3530.1788
2346 | 34.5543 | 35.3066 | 38.9584 | 31.8767 | 32.0932 | 32.1344 | 23.2466 | 23.2466 | 24.1017 | 2346 | 1168.2106 | 1168.2106 | 1168.2106 | 1370.4009 | 1370.4009 | 1370.4009 | 1550.1256 | 1550.1256 | 1550.1256 | 2344 | 1345.0495 | 0 | 208.5223 | 0 | 0 | 0 | 0 | 1553.5718 |  | 2344 | 1345.0495 | 0 | 208.5223 | 0 | 0 | 0 | 0 | 1553.5718 | 2344 | 1345.0495 | 0 | 208.5223 | 0 | 0 | 0 | 0 | 1553.5718 | 2344 | 1415.8416 | 492.4319 | 225.4296 | 0 | 0 | 0 | 0 | 2133.703 | 2344 | 1415.8416 | 492.4319 | 225.4296 | 0 | 0 | 0 | 0 | 2133.703 | 2344 | 1415.8416 | 492.4319 | 225.4296 | 0 | 0 | 0 | 0 | 2133.703 | 2344 | 1439.4389 | 984.8638 | 281.7869 | 0 | 0 | 0 | 0 | 0 | 0 | 2706.0897 | 2344 | 1439.4389 | 984.8638 | 281.7869 | 17 | 0 | 0 | 0 | 0 | 0 | 2723.0897 | 2344 | 1439.4389 | 984.8638 | 281.7869 | 0 | 0 | 0 | 0 | 0 | 0 | 2706.0897
2347 | 34.5543 | 35.3066 | 38.9584 | 29.0145 | 28.9847 | 28.9847 | 18.6145 | 18.6145 | 18.6145 | 2347 | 1179.3153 | 1179.3153 | 1179.3153 | 1383.4275 | 1383.4275 | 1383.4275 | 1564.8607 | 1564.8607 | 1564.8607 | 2345 | 874.7525 | 0 | 40.6873 | 0 | 0 | 0 | 0 | 915.4398 |  | 2345 | 874.7525 | 0 | 40.6873 | 0 | 0 | 0 | 0 | 915.4398 | 2345 | 874.7525 | 0 | 40.6873 | 0 | 0 | 0 | 0 | 915.4398 | 2345 | 920.7921 | 370.333 | 43.9863 | 0 | 0 | 0 | 0 | 1335.1113 | 2345 | 920.7921 | 370.333 | 43.9863 | 0 | 0 | 0 | 0 | 1335.1113 | 2345 | 920.7921 | 370.333 | 43.9863 | 0 | 0 | 0 | 0 | 1335.1113 | 2345 | 936.1386 | 740.666 | 54.9828 | 0 | 0 | 0 | 0 | 0 | 0 | 1731.7874 | 2345 | 936.1386 | 740.666 | 54.9828 | 17 | 0 | 0 | 0 | 0 | 0 | 1748.7874 | 2345 | 936.1386 | 740.666 | 54.9828 | 0 | 0 | 0 | 0 | 0 | 0 | 1731.7874
2348 | 29.4202 | 29.4202 | 29.4202 | 20.9838 | 20.9838 | 20.9838 | 3.0198 | 3.0198 | 3.0198 | 2348 | 1107.135 | 1107.135 | 1107.135 | 1298.7545 | 1298.7545 | 1298.7545 | 1469.0829 | 1469.0829 | 1469.0829 | 2346 | 686.6337 | 0 | 15.2577 | 0 | 0 | 0 | 0 | 701.8914 |  | 2346 | 686.6337 | 0 | 15.2577 | 0 | 0 | 0 | 0 | 701.8914 | 2346 | 686.6337 | 0 | 15.2577 | 0 | 0 | 0 | 0 | 701.8914 | 2346 | 722.7723 | 315.8426 | 16.4948 | 0 | 0 | 0 | 0 | 1055.1097 | 2346 | 722.7723 | 315.8426 | 16.4948 | 0 | 0 | 0 | 0 | 1055.1097 | 2346 | 722.7723 | 315.8426 | 16.4948 | 0 | 0 | 0 | 0 | 1055.1097 | 2346 | 734.8185 | 631.6852 | 20.6186 | 0 | 0 | 0 | 0 | 0 | 0 | 1387.1222 | 2346 | 734.8185 | 631.6852 | 20.6186 | 17 | 0 | 0 | 0 | 0 | 0 | 1404.1222 | 2346 | 734.8185 | 631.6852 | 20.6186 | 0 | 0 | 0 | 0 | 0 | 0 | 1387.1222
2349 | 22.3899 | 22.3899 | 22.3899 | 15.641 | 15.641 | 15.641 | 0.01 | 0.10514 | 0.10514 | 2349 | 1033.8442 | 1033.8442 | 1033.8442 | 1212.7788 | 1212.7788 | 1212.7788 | 1371.8317 | 1371.8317 | 1371.8317 | 2347 | 601.9802 | 0 | 0 | 0 | 0 | 0 | 0 | 601.9802 |  | 2347 | 601.9802 | 0 | 0 | 0 | 0 | 0 | 0 | 601.9802 | 2347 | 601.9802 | 0 | 0 | 0 | 0 | 0 | 0 | 601.9802 | 2347 | 633.6634 | 325.9334 | 0 | 0 | 0 | 0 | 0 | 959.5968 | 2347 | 633.6634 | 325.9334 | 0 | 0 | 0 | 0 | 0 | 959.5968 | 2347 | 633.6634 | 325.9334 | 0 | 0 | 0 | 0 | 0 | 959.5968 | 2347 | 644.2244 | 651.8668 | 0 | 0 | 0 | 0 | 0 | 0 | 0 | 1296.0912 | 2347 | 644.2244 | 651.8668 | 0 | 17 | 0 | 0 | 0 | 0 | 0 | 1313.0912 | 2347 | 644.2244 | 651.8668 | 0 | 0 | 0 | 0 | 0 | 0 | 0 | 1296.0912
2350 | 20.9838 | 20.9838 | 20.9838 | 13.6685 | 14.6477 | 14.681 | 0.01 | 0.01 | 0.01 | 2350 | 972.7685 | 972.7685 | 972.7685 | 1141.1323 | 1141.1323 | 1141.1323 | 1290.789 | 1290.789 | 1290.789 | 2348 | 677.2277 | 0 | 0 | 0 | 0 | 0 | 0 | 677.2277 |  | 2348 | 677.2277 | 0 | 0 | 0 | 0 | 0 | 0 | 677.2277 | 2348 | 677.2277 | 0 | 0 | 0 | 0 | 0 | 0 | 677.2277 | 2348 | 712.8713 | 398.5873 | 0 | 0 | 0 | 0 | 0 | 1111.4586 | 2348 | 712.8713 | 398.5873 | 0 | 0 | 0 | 0 | 0 | 1111.4586 | 2348 | 712.8713 | 398.5873 | 0 | 0 | 0 | 0 | 0 | 1111.4586 | 2348 | 724.7525 | 797.1746 | 0 | 0 | 0 | 0 | 0 | 0 | 0 | 1521.927 | 2348 | 724.7525 | 797.1746 | 0 | 17 | 0 | 0 | 0 | 0 | 0 | 1538.927 | 2348 | 724.7525 | 797.1746 | 0 | 0 | 0 | 0 | 0 | 0 | 0 | 1521.927
2351 | 20.9838 | 20.9838 | 20.9838 | 13.5572 | 14.6477 | 14.681 | 0.01 | 0.01 | 0.01 | 2351 | 936.1232 | 936.1232 | 936.1232 | 1098.1445 | 1098.1445 | 1098.1445 | 1242.1634 | 1242.1634 | 1242.1634 | 2349 | 630.198 | 0 | 0 | 0 | 0 | 0 | 0 | 630.198 |  | 2349 | 630.198 | 0 | 0 | 0 | 0 | 0 | 0 | 630.198 | 2349 | 630.198 | 0 | 0 | 0 | 0 | 0 | 0 | 630.198 | 2349 | 663.3663 | 480.3229 | 0 | 0 | 0 | 0 | 0 | 1143.6892 | 2349 | 663.3663 | 480.3229 | 0 | 0 | 0 | 0 | 0 | 1143.6892 | 2349 | 663.3663 | 480.3229 | 0 | 0 | 0 | 0 | 0 | 1143.6892 | 2349 | 617.5552 | 960.6458 | 0 | 0 | 0 | 0 | 0 | 0 | 0 | 1578.201 | 2349 | 674.4224 | 960.6458 | 0 | 17 | 0 | 0 | 0 | 0 | 0 | 1652.0683 | 2349 | 674.4224 | 960.6458 | 0 | 0 | 0 | 0 | 0 | 0 | 0 | 1635.0683
2352 | 18.6145 | 20.9838 | 20.9838 | 10.6873 | 11.1093 | 11.1093 | 0.01 | 0.01 | 0.01 | 2352 | 901.6987 | 901.6987 | 901.6987 | 1057.7619 | 1057.7619 | 1057.7619 | 1196.4848 | 1196.4848 | 1196.4848 | 2350 | 733.6634 | 0 | 0 | 0 | 0 | 0 | 0 | 733.6634 |  | 2350 | 733.6634 | 0 | 0 | 0 | 0 | 0 | 0 | 733.6634 | 2350 | 733.6634 | 0 | 0 | 0 | 0 | 0 | 0 | 733.6634 | 2350 | 772.2772 | 535.8224 | 0 | 0 | 0 | 0 | 0 | 1308.0996 | 2350 | 772.2772 | 535.8224 | 0 | 0 | 0 | 0 | 0 | 1308.0996 | 2350 | 772.2772 | 535.8224 | 0 | 0 | 0 | 0 | 0 | 1308.0996 | 2350 | 785.1485 | 1071.6448 | 0 | 0 | 0 | 0 | 0 | 0 | 0 | 1856.7933 | 2350 | 634.7087 | 1071.6448 | 0 | 17 | 0 | 0 | 0 | 0 | 0 | 1723.3535 | 2350 | 634.7087 | 1071.6448 | 0 | 0 | 0 | 0 | 0 | 0 | 0 | 1706.3535
2353 | 0.01 | 6.4244 | 6.4244 | 0.01 | 0.01 | 0.01 | 0.01 | 0.01 | 0.01 | 2353 | 960.6226 | 1099.4405 | 1099.4405 | 1269.8808 | 1043.4326 | 1043.4326 | 1276.0328 | 1705.3904 | 1705.3904 | 2351 | 884.1584 | 0 | 0 | 0 | 0 | 0 | 0 | 884.1584 |  | 2351 | 884.1584 | 0 | 0 | 0 | 0 | 0 | 0 | 884.1584 | 2351 | 884.1584 | 0 | 0 | 0 | 0 | 0 | 0 | 884.1584 | 2351 | 930.6931 | 554.995 | 0 | 0 | 0 | 0 | 0 | 1485.688 | 2351 | 930.6931 | 554.995 | 0 | 0 | 0 | 0 | 0 | 1485.688 | 2351 | 930.6931 | 554.995 | 0 | 0 | 0 | 0 | 0 | 1485.688 | 2351 | 946.2046 | 1109.9899 | 0 | 0 | 0 | 0 | 0 | 0 | 0 | 2056.1945 | 2351 | 547.738 | 1109.9899 | 0 | 17 | 0 | 0 | 0 | 0 | 0 | 1674.7279 | 2351 | 547.738 | 1109.9899 | 0 | 0 | 0 | 0 | 0 | 0 | 0 | 1657.7279
2354 | 0.01 | 0.01 | 0.01 | 0.01 | 0.01 | 0.01 | 0.01 | 0.01 | 0.01 | 2354 | 1289.6636 | 1289.6636 | 1289.6636 | 1512.8746 | 1512.8746 | 1512.8746 | 1186.1703 | 1557.4796 | 1711.2844 | 2352 | 968.8119 | 0 | 0 | 0 | 0 | 0 | 0 | 968.8119 |  | 2352 | 968.8119 | 0 | 0 | 0 | 0 | 0 | 0 | 968.8119 | 2352 | 968.8119 | 0 | 0 | 0 | 0 | 0 | 0 | 968.8119 | 2352 | 1019.802 | 557.0131 | 0 | 0 | 0 | 0 | 0 | 1576.8151 | 2352 | 1019.802 | 557.0131 | 0 | 0 | 0 | 0 | 0 | 1576.8151 | 2352 | 1019.802 | 557.0131 | 0 | 0 | 0 | 0 | 0 | 1576.8151 | 2352 | 1036.7987 | 1114.0262 | 0 | 0 | 0 | 0 | 0 | 0 | 0 | 2150.8249 | 2352 | 1036.7987 | 1114.0262 | 0 | 17 | 0 | 0 | 0 | 0 | 0 | 2167.8249 | 2352 | 687.6474 | 1114.0262 | 0 | 0 | 0 | 0 | 0 | 0 | 0 | 1801.6736
2355 | 0.01 | 0.01 | 0.01 | 0.01 | 0.01 | 0.01 | 0.01 | 0.01 | 0.01 | 2355 | 1314.0939 | 1314.0939 | 1314.0939 | 1541.5332 | 1077.3019 | 1541.5332 | 1743.7015 | 1743.7015 | 1673.5929 | 2353 | 1145.8703 | 0 | 0 | 0 | 0 | 0 | 0 | 1145.8703 |  | 2353 | 1175.7426 | 0 | 0 | 0 | 0 | 0 | 0 | 1175.7426 | 2353 | 1175.7426 | 0 | 0 | 0 | 0 | 0 | 0 | 1175.7426 | 2353 | 1237.6238 | 561.0494 | 0 | 0 | 0 | 0 | 0 | 1798.6732 | 2353 | 1237.6238 | 561.0494 | 0 | 0 | 0 | 0 | 0 | 1798.6732 | 2353 | 1237.6238 | 561.0494 | 0 | 0 | 0 | 0 | 0 | 1798.6732 | 2353 | 69.4984 | 1122.0989 | 0 | 0 | 0 | 0 | 0 | 0 | 0 | 1191.5973 | 2353 | 498.856 | 1122.0989 | 0 | 17 | 0 | 0 | 0 | 0 | 0 | 1637.9549 | 2353 | 498.856 | 1122.0989 | 0 | 0 | 0 | 0 | 0 | 0 | 0 | 1620.9549
2356 | 0.01 | 0.01 | 0.01 | 0.01 | 0.01 | 0.01 | 0.01 | 0.01 | 0.01 | 2356 | 1391.8265 | 1391.8265 | 1391.8265 | 1632.7196 | 1632.7196 | 1632.7196 | 1846.8468 | 1846.8468 | 1586.7675 | 2354 | 1306.6636 | 0 | 0 | 0 | 0 | 0 | 0 | 1306.6636 |  | 2354 | 1306.6636 | 0 | 0 | 0 | 0 | 0 | 0 | 1306.6636 | 2354 | 1326.2376 | 0 | 0 | 0 | 0 | 0 | 0 | 1326.2376 | 2354 | 1284.4633 | 624.6216 | 0 | 0 | 0 | 0 | 0 | 1909.0849 | 2354 | 1396.0396 | 624.6216 | 0 | 0 | 0 | 0 | 0 | 2020.6612 | 2354 | 1303.2216 | 624.6216 | 0 | 0 | 0 | 0 | 0 | 1927.8432 | 2354 | 0 | 1249.2432 | 0 | 0 | 0 | 0 | 0 | 0 | 0 | 1249.2432 | 2354 | 223.8009 | 1249.2432 | 0 | 17 | 0 | 0 | 0 | 0 | 0 | 1490.044 | 2354 | 377.6057 | 1249.2432 | 0 | 0 | 0 | 0 | 0 | 0 | 0 | 1626.8489
2357 | 0.01 | 0.01 | 0.01 | 0.01 | 0.01 | 0.01 | 0.01 | 0.01 | 0.01 | 2357 | 1507.315 | 1507.315 | 1507.315 | 1768.1965 | 1768.1965 | 1768.1965 | 1474.977 | 2000.0911 | 1735.7856 | 2355 | 1486.1386 | 0 | 0 | 0 | 0 | 0 | 0 | 1486.1386 |  | 2355 | 1486.1386 | 0 | 0 | 0 | 0 | 0 | 0 | 1486.1386 | 2355 | 1486.1386 | 0 | 0 | 0 | 0 | 0 | 0 | 1486.1386 | 2355 | 755.7859 | 701.3118 | 0 | 0 | 0 | 0 | 0 | 1457.0977 | 2355 | 291.5545 | 701.3118 | 0 | 0 | 0 | 0 | 0 | 992.8663 | 2355 | 946.0423 | 701.3118 | 0 | 0 | 0 | 0 | 0 | 1647.3541 | 2355 | 1590.429 | 1402.6236 | 0 | 0 | 0 | 0 | 0 | 0 | 0 | 2993.0527 | 2355 | 1590.429 | 1402.6236 | 0 | 17 | 0 | 0 | 0 | 0 | 0 | 3010.0527 | 2355 | 186.5338 | 1402.6236 | 0 | 0 | 0 | 0 | 0 | 0 | 0 | 1589.1574
2358 | 0.01 | 0.01 | 0.01 | 0.01 | 0.01 | 0.01 | 0.01 | 0.01 | 0.01 | 2358 | 1619.4721 | 1619.4721 | 1619.4721 | 1899.7654 | 1899.7654 | 1899.7654 | 1623.8008 | 2148.915 | 2148.915 | 2356 | 1787.1287 | 0 | 5.0859 | 0 | 0 | 0 | 0 | 1792.2146 |  | 2356 | 1403.7406 | 0 | 5.0859 | 0 | 0 | 0 | 0 | 1408.8265 | 2356 | 1787.1287 | 0 | 5.0859 | 0 | 0 | 0 | 0 | 1792.2146 | 2356 | 898.1257 | 747.7296 | 5.4983 | 0 | 0 | 0 | 0 | 1651.3535 | 2356 | 795.0562 | 747.7296 | 5.4983 | 0 | 0 | 0 | 0 | 1548.2841 | 2356 | 890.5945 | 747.7296 | 5.4983 | 0 | 0 | 0 | 0 | 1643.8224 | 2356 | 1912.5413 | 1495.4591 | 6.8729 | 0 | 0 | 0 | 0 | 0 | 0 | 3414.8732 | 2356 | 1912.5413 | 1495.4591 | 6.8729 | 17 | 0 | 0 | 0 | 0 | 0 | 3431.8732 | 2356 | 0 | 1495.4591 | 6.8729 | 0 | 0 | 0 | 0 | 0 | 0 | 1502.332
2359 | 0.01 | 0.01 | 0.01 | 0.01 | 0.01 | 0.01 | 0.01 | 0.01 | 0.01 | 2359 | 1668.3327 | 1668.3327 | 1668.3327 | 1957.0825 | 1957.0825 | 1957.0825 | 1688.635 | 2213.7491 | 2213.7491 | 2357 | 1881.1881 | 0 | 40.6873 | 0 | 0 | 0 | 0 | 1921.8754 |  | 2357 | 1483.6278 | 0 | 40.6873 | 0 | 0 | 0 | 0 | 1524.315 | 2357 | 1881.1881 | 0 | 40.6873 | 0 | 0 | 0 | 0 | 1921.8754 | 2357 | 841.5911 | 798.1837 | 43.9863 | 0 | 0 | 0 | 0 | 1683.761 | 2357 | 1341.5911 | 798.1837 | 43.9863 | 0 | 0 | 0 | 0 | 2183.761 | 2357 | 841.5911 | 798.1837 | 43.9863 | 0 | 0 | 0 | 0 | 1683.761 | 2357 | 1526.2845 | 1596.3673 | 54.9828 | 0 | 0 | 0 | 0 | 0 | 0 | 3177.6346 | 2357 | 264.3055 | 1596.3673 | 54.9828 | 17 | 0 | 0 | 0 | 0 | 0 | 1932.6556 | 2357 | 0 | 1596.3673 | 54.9828 | 0 | 0 | 0 | 0 | 0 | 0 | 1651.3501
2360 | 0.01 | 0.01 | 0.01 | 0.01 | 0.01 | 0.01 | 0.01 | 0.01 | 0.01 | 2360 | 1688.3211 | 1688.3211 | 1688.3211 | 1980.5305 | 1980.5305 | 1980.5305 | 1715.158 | 2240.2722 | 2240.2722 | 2358 | 2163.3663 | 0 | 116.9759 | 0 | 0 | 0 | 0 | 2280.3423 |  | 2358 | 2163.3663 | 0 | 116.9759 | 0 | 0 | 0 | 0 | 2280.3423 | 2358 | 2163.3663 | 0 | 116.9759 | 0 | 0 | 0 | 0 | 2280.3423 | 2358 | 755.4688 | 933.4006 | 126.4605 | 0 | 0 | 0 | 0 | 1815.3299 | 2358 | 1255.4688 | 933.4006 | 126.4605 | 0 | 0 | 0 | 0 | 2315.3299 | 2358 | 755.4688 | 933.4006 | 126.4605 | 0 | 0 | 0 | 0 | 1815.3299 | 2358 | 886.4545 | 1866.8012 | 158.0756 | 0 | 0 | 0 | 0 | 0 | 0 | 2911.3313 | 2358 | 1411.5687 | 1866.8012 | 158.0756 | 17 | 0 | 0 | 0 | 0 | 0 | 3453.4455 | 2358 | 1728.3687 | 1866.8012 | 158.0756 | 0 | 0 | 0 | 0 | 0 | 0 | 3753.2455
2361 | 0.01 | 0.01 | 0.01 | 0.01 | 0.01 | 0.01 | 0.01 | 0.01 | 0.01 | 2361 | 1719.4141 | 1719.4141 | 1719.4141 | 2017.005 | 2017.005 | 2017.005 | 2281.5303 | 2281.5303 | 2281.5303 | 2359 | 2370.297 | 0 | 193.2646 | 0 | 0 | 0 | 0 | 2563.5616 |  | 2359 | 2370.297 | 0 | 193.2646 | 0 | 0 | 0 | 0 | 2563.5616 | 2359 | 2370.297 | 0 | 193.2646 | 0 | 0 | 0 | 0 | 2563.5616 | 2359 | 686.9212 | 976.7911 | 208.9347 | 0 | 0 | 0 | 0 | 1872.647 | 2359 | 686.9212 | 976.7911 | 208.9347 | 0 | 0 | 0 | 0 | 1872.647 | 2359 | 686.9212 | 976.7911 | 208.9347 | 0 | 0 | 0 | 0 | 1872.647 | 2359 | 656.219 | 1953.5822 | 261.1684 | 0 | 0 | 0 | 0 | 0 | 0 | 2870.9696 | 2359 | 1181.3332 | 1953.5822 | 261.1684 | 17 | 0 | 0 | 0 | 0 | 0 | 3413.0838 | 2359 | 1181.3332 | 1953.5822 | 261.1684 | 0 | 0 | 0 | 0 | 0 | 0 | 3396.0838
2362 | 0.01 | 0.01 | 0.01 | 0.01 | 0.01 | 0.01 | 0.01 | 0.01 | 0.01 | 2362 | 1693.8734 | 1693.8734 | 1693.8734 | 1987.0438 | 1987.0438 | 1987.0438 | 2247.6397 | 2247.6397 | 2247.6397 | 2360 | 2436.1386 | 0 | 208.5223 | 0 | 0 | 0 | 0 | 2644.661 |  | 2360 | 2436.1386 | 0 | 208.5223 | 0 | 0 | 0 | 0 | 2644.661 | 2360 | 2436.1386 | 0 | 208.5223 | 0 | 0 | 0 | 0 | 2644.661 | 2360 | 681.7653 | 988.9001 | 225.4296 | 0 | 0 | 0 | 0 | 1896.0949 | 2360 | 681.7653 | 988.9001 | 225.4296 | 0 | 0 | 0 | 0 | 1896.0949 | 2360 | 1181.7653 | 988.9001 | 225.4296 | 0 | 0 | 0 | 0 | 2396.0949 | 2360 | 0 | 1977.8002 | 281.7869 | 0 | 0 | 0 | 0 | 0 | 0 | 2259.5871 | 2360 | 396.2495 | 1977.8002 | 281.7869 | 17 | 0 | 0 | 0 | 0 | 0 | 2672.8367 | 2360 | 0 | 1977.8002 | 281.7869 | 0 | 0 | 0 | 0 | 0 | 0 | 2259.5871
2363 | 0.01 | 0.01 | 0.01 | 0.01 | 0.01 | 0.01 | 0.01 | 0.01 | 0.01 | 2363 | 1704.9781 | 1704.9781 | 1704.9781 | 2000.0704 | 2000.0704 | 2000.0704 | 2262.3747 | 2262.3747 | 2262.3747 | 2361 | 1558.4072 | 0 | 178.0069 | 0 | 0 | 0 | 0 | 1736.4141 |  | 2361 | 2058.4072 | 0 | 178.0069 | 0 | 0 | 0 | 0 | 2236.4141 | 2361 | 2058.4072 | 0 | 178.0069 | 0 | 0 | 0 | 0 | 2236.4141 | 2361 | 743.1569 | 996.9728 | 192.4399 | 0 | 0 | 0 | 0 | 1932.5695 | 2361 | 743.1569 | 996.9728 | 192.4399 | 0 | 0 | 0 | 0 | 1932.5695 | 2361 | 743.1569 | 996.9728 | 192.4399 | 0 | 0 | 0 | 0 | 1932.5695 | 2361 | 0 | 1993.9455 | 240.5498 | 0 | 0 | 0 | 0 | 0 | 0 | 2234.4953 | 2361 | 0 | 1993.9455 | 240.5498 | 17 | 0 | 0 | 0 | 0 | 0 | 2251.4953 | 2361 | 462.5994 | 1993.9455 | 240.5498 | 0 | 0 | 0 | 0 | 0 | 0 | 2697.0947
2364 | 0.01 | 0.01 | 0.01 | 0.01 | 0.01 | 0.01 | 0.01 | 0.01 | 0.01 | 2364 | 1678.3269 | 1678.3269 | 1678.3269 | 1968.8065 | 1968.8065 | 1968.8065 | 2227.0106 | 2227.0106 | 2227.0106 | 2362 | 1512.5229 | 0 | 198.3505 | 0 | 0 | 0 | 0 | 1710.8734 |  | 2362 | 1512.5229 | 0 | 198.3505 | 0 | 0 | 0 | 0 | 1710.8734 | 2362 | 2012.5229 | 0 | 198.3505 | 0 | 0 | 0 | 0 | 2210.8734 | 2362 | 688.1753 | 1000 | 214.433 | 0 | 0 | 0 | 0 | 1902.6083 | 2362 | 688.1753 | 1000 | 214.433 | 0 | 0 | 0 | 0 | 1902.6083 | 2362 | 1188.1753 | 1000 | 214.433 | 0 | 0 | 0 | 0 | 2402.6083 | 2362 | 0 | 2000 | 268.0412 | 0 | 0 | 0 | 0 | 0 | 0 | 2268.0412 | 2362 | 395.1629 | 2000 | 268.0412 | 17 | 0 | 0 | 0 | 0 | 0 | 2680.2042 | 2362 | 395.1629 | 2000 | 268.0412 | 0 | 0 | 0 | 0 | 0 | 0 | 2663.2042
2365 | 0.01 | 0.01 | 0.01 | 0.01 | 0.01 | 0.01 | 0.01 | 0.01 | 0.01 | 2365 | 1665.0013 | 1665.0013 | 1665.0013 | 1953.1746 | 1953.1746 | 1953.1746 | 2209.3286 | 2209.3286 | 2209.3286 | 2363 | 1518.5416 | 0 | 203.4364 | 0 | 0 | 0 | 0 | 1721.9781 |  | 2363 | 2018.5416 | 0 | 203.4364 | 0 | 0 | 0 | 0 | 2221.9781 | 2363 | 1518.5416 | 0 | 203.4364 | 0 | 0 | 0 | 0 | 1721.9781 | 2363 | 695.7036 | 1000 | 219.9313 | 0 | 0 | 0 | 0 | 1915.6349 | 2363 | 2009.1928 | 1000 | 219.9313 | 0 | 0 | 0 | 0 | 3229.1241 | 2363 | 1195.7036 | 1000 | 219.9313 | 0 | 0 | 0 | 0 | 2415.6349 | 2363 | 0 | 2000 | 274.9141 | 0 | 0 | 0 | 0 | 0 | 0 | 2274.9141 | 2363 | 0 | 2000 | 274.9141 | 17 | 0 | 0 | 0 | 0 | 0 | 2291.9141 | 2363 | 0 | 2000 | 274.9141 | 0 | 0 | 0 | 0 | 0 | 0 | 2274.9141
2366 | 0.01 | 0.01 | 0.01 | 0.01 | 0.01 | 0.01 | 0.01 | 0.01 | 0.01 | 2366 | 1645.0129 | 1645.0129 | 1645.0129 | 1929.7266 | 1929.7266 | 1929.7266 | 2182.8055 | 2182.8055 | 2182.8055 | 2364 | 1491.8904 | 0 | 203.4364 | 0 | 0 | 0 | 0 | 1695.3269 |  | 2364 | 2558.4158 | 0 | 203.4364 | 0 | 0 | 0 | 0 | 2761.8523 | 2364 | 1491.8904 | 0 | 203.4364 | 0 | 0 | 0 | 0 | 1695.3269 | 2364 | 664.4397 | 1000 | 219.9313 | 0 | 0 | 0 | 0 | 1884.371 | 2364 | 1164.4397 | 1000 | 219.9313 | 0 | 0 | 0 | 0 | 2384.371 | 2364 | 664.4397 | 1000 | 219.9313 | 0 | 0 | 0 | 0 | 1884.371 | 2364 | 0 | 2000 | 274.9141 | 0 | 0 | 0 | 0 | 0 | 0 | 2274.9141 | 2364 | 0 | 2000 | 274.9141 | 17 | 0 | 0 | 0 | 0 | 0 | 2291.9141 | 2364 | 0 | 2000 | 274.9141 | 0 | 0 | 0 | 0 | 0 | 0 | 2274.9141
2367 | 0.01 | 0.01 | 0.01 | 0.01 | 0.01 | 0.01 | 0.01 | 0.01 | 0.01 | 2367 | 1620.5826 | 1620.5826 | 1620.5826 | 1901.0681 | 1901.0681 | 1901.0681 | 1625.2743 | 2150.3885 | 2150.3885 | 2365 | 1514.1662 | 0 | 167.8351 | 0 | 0 | 0 | 0 | 1682.0013 |  | 2365 | 2116.5807 | 0 | 167.8351 | 0 | 0 | 0 | 0 | 2284.4158 | 2365 | 1514.1662 | 0 | 167.8351 | 0 | 0 | 0 | 0 | 1682.0013 | 2365 | 687.2957 | 1000 | 181.4433 | 0 | 0 | 0 | 0 | 1868.739 | 2365 | 687.2957 | 1000 | 181.4433 | 0 | 0 | 0 | 0 | 1868.739 | 2365 | 687.2957 | 1000 | 181.4433 | 0 | 0 | 0 | 0 | 1868.739 | 2365 | 0 | 2000 | 226.8041 | 0 | 0 | 0 | 0 | 0 | 0 | 2226.8041 | 2365 | 0 | 2000 | 226.8041 | 17 | 0 | 0 | 0 | 0 | 0 | 2243.8041 | 2365 | 0 | 2000 | 226.8041 | 0 | 0 | 0 | 0 | 0 | 0 | 2226.8041
2368 | 0.01 | 0.01 | 0.01 | 0.01 | 0.01 | 0.01 | 0.01 | 0.01 | 0.01 | 2368 | 1597.2628 | 1597.2628 | 1597.2628 | 1873.7122 | 1409.4808 | 1873.7122 | 1594.3307 | 2119.4449 | 2119.4449 | 2366 | 1529.7792 | 0 | 132.2337 | 0 | 0 | 0 | 0 | 1662.0129 |  | 2366 | 2029.7792 | 0 | 132.2337 | 0 | 0 | 0 | 0 | 2162.0129 | 2366 | 1529.7792 | 0 | 132.2337 | 0 | 0 | 0 | 0 | 1662.0129 | 2366 | 702.3358 | 1000 | 142.9553 | 0 | 0 | 0 | 0 | 1845.2911 | 2366 | 702.3358 | 1000 | 142.9553 | 0 | 0 | 0 | 0 | 1845.2911 | 2366 | 702.3358 | 1000 | 142.9553 | 0 | 0 | 0 | 0 | 1845.2911 | 2366 | 0 | 2000 | 178.6942 | 0 | 0 | 0 | 0 | 0 | 0 | 2178.6942 | 2366 | 0 | 2000 | 178.6942 | 17 | 0 | 0 | 0 | 0 | 0 | 2195.6942 | 2366 | 419.6759 | 2000 | 178.6942 | 0 | 0 | 0 | 0 | 0 | 0 | 2598.37
2369 | 0.01 | 0.01 | 0.01 | 0.01 | 0.01 | 0.01 | 0.01 | 0.01 | 0.01 | 2369 | 1587.2686 | 1587.2686 | 1587.2686 | 1861.9882 | 1861.9882 | 1861.9882 | 2106.1834 | 1581.0692 | 2106.1834 | 2367 | 2473.7624 | 0 | 81.3746 | 0 | 0 | 0 | 0 | 2555.1369 |  | 2367 | 2473.7624 | 0 | 81.3746 | 0 | 0 | 0 | 0 | 2555.1369 | 2367 | 2473.7624 | 0 | 81.3746 | 0 | 0 | 0 | 0 | 2555.1369 | 2367 | 728.66 | 1000 | 87.9725 | 0 | 0 | 0 | 0 | 1816.6325 | 2367 | 728.66 | 1000 | 87.9725 | 0 | 0 | 0 | 0 | 1816.6325 | 2367 | 1228.66 | 1000 | 87.9725 | 0 | 0 | 0 | 0 | 2316.6325 | 2367 | 0 | 2000 | 109.9656 | 0 | 0 | 0 | 0 | 0 | 0 | 2109.9656 | 2367 | 227.232 | 2000 | 109.9656 | 17 | 0 | 0 | 0 | 0 | 0 | 2354.1976 | 2367 | 227.232 | 2000 | 109.9656 | 0 | 0 | 0 | 0 | 0 | 0 | 2337.1976
2370 | 0.01 | 0.01 | 0.01 | 0.01 | 0.01 | 0.01 | 0.01 | 0.01 | 0.01 | 2370 | 1579.4954 | 1579.4954 | 1579.4954 | 1852.8696 | 1852.8696 | 1852.8696 | 2095.8688 | 2095.8688 | 1570.7547 | 2368 | 2530.198 | 0 | 35.6014 | 0 | 0 | 0 | 0 | 2565.7994 |  | 2368 | 2530.198 | 0 | 35.6014 | 0 | 0 | 0 | 0 | 2565.7994 | 2368 | 2530.198 | 0 | 35.6014 | 0 | 0 | 0 | 0 | 2565.7994 | 2368 | 751.7977 | 998.9909 | 38.488 | 0 | 0 | 0 | 0 | 1789.2766 | 2368 | 287.5664 | 998.9909 | 38.488 | 0 | 0 | 0 | 0 | 1325.0453 | 2368 | 751.7977 | 998.9909 | 38.488 | 0 | 0 | 0 | 0 | 1789.2766 | 2368 | 0 | 1997.9818 | 48.11 | 0 | 0 | 0 | 0 | 0 | 0 | 2046.0918 | 2368 | 0 | 1997.9818 | 48.11 | 17 | 0 | 0 | 0 | 0 | 0 | 2063.0918 | 2368 | 0 | 1997.9818 | 48.11 | 0 | 0 | 0 | 0 | 0 | 0 | 2046.0918
2371 | 0.01 | 0.01 | 0.01 | 0.01 | 0.01 | 0.01 | 0.01 | 0.01 | 0.01 | 2371 | 1546.1814 | 1546.1814 | 1546.1814 | 1813.7897 | 1813.7897 | 1813.7897 | 2051.6637 | 2051.6637 | 2051.6637 | 2369 | 2511.3861 | 0 | 10.1718 | 0 | 0 | 0 | 0 | 2521.558 |  | 2369 | 2511.3861 | 0 | 10.1718 | 0 | 0 | 0 | 0 | 2521.558 | 2369 | 2511.3861 | 0 | 10.1718 | 0 | 0 | 0 | 0 | 2521.558 | 2369 | 769.5833 | 996.9728 | 10.9966 | 0 | 0 | 0 | 0 | 1777.5527 | 2369 | 769.5833 | 996.9728 | 10.9966 | 0 | 0 | 0 | 0 | 1777.5527 | 2369 | 769.5833 | 996.9728 | 10.9966 | 0 | 0 | 0 | 0 | 1777.5527 | 2369 | 0 | 1993.9455 | 13.7457 | 0 | 0 | 0 | 0 | 0 | 0 | 2007.6912 | 2369 | 0 | 1993.9455 | 13.7457 | 17 | 0 | 0 | 0 | 0 | 0 | 2024.6912 | 2369 | 14.0566 | 1993.9455 | 13.7457 | 0 | 0 | 0 | 0 | 0 | 0 | 2021.7478
2372 | 0.01 | 0.01 | 0.01 | 0.01 | 0.01 | 0.01 | 0.01 | 0.01 | 0.01 | 2372 | 1469.5592 | 1469.5592 | 1469.5592 | 1259.6746 | 1723.906 | 1723.906 | 1424.8778 | 1949.992 | 1424.8778 | 2370 | 2567.8218 | 0 | 0 | 0 | 0 | 0 | 0 | 2567.8218 |  | 2370 | 2567.8218 | 0 | 0 | 0 | 0 | 0 | 0 | 2567.8218 | 2370 | 2567.8218 | 0 | 0 | 0 | 0 | 0 | 0 | 2567.8218 | 2370 | 996.8763 | 992.9364 | 0 | 0 | 0 | 0 | 0 | 1989.8127 | 2370 | 996.8763 | 992.9364 | 0 | 0 | 0 | 0 | 0 | 1989.8127 | 2370 | 1436.8763 | 992.9364 | 0 | 0 | 0 | 0 | 0 | 2429.8127 | 2370 | 25.5605 | 1985.8729 | 0 | 0 | 0 | 0 | 0 | 0 | 0 | 2011.4333 | 2370 | 0 | 1985.8729 | 0 | 17 | 0 | 0 | 0 | 0 | 0 | 2002.8729 | 2370 | 0 | 1985.8729 | 0 | 0 | 0 | 0 | 0 | 0 | 0 | 1985.8729
2373 | 0.01 | 0.01 | 0.01 | 0.01 | 0.01 | 0.01 | 0.01 | 0.01 | 0.01 | 2373 | 1371.8381 | 1371.8381 | 1371.8381 | 1609.2717 | 1145.0403 | 1609.2717 | 1295.2095 | 1295.2095 | 1295.2095 | 2371 | 2586.6337 | 0 | 0 | 0 | 0 | 0 | 0 | 2586.6337 |  | 2371 | 2586.6337 | 0 | 0 | 0 | 0 | 0 | 0 | 2586.6337 | 2371 | 2586.6337 | 0 | 0 | 0 | 0 | 0 | 0 | 2586.6337 | 2371 | 1045.4359 | 985.8729 | 0 | 0 | 0 | 0 | 0 | 2031.3088 | 2371 | 1265.4359 | 985.8729 | 0 | 0 | 0 | 0 | 0 | 2251.3088 | 2371 | 1705.4359 | 985.8729 | 0 | 0 | 0 | 0 | 0 | 2691.3088 | 2371 | 0 | 1971.7457 | 0 | 0 | 0 | 0 | 0 | 0 | 0 | 1971.7457 | 2371 | 0 | 1971.7457 | 0 | 17 | 0 | 0 | 0 | 0 | 0 | 1988.7457 | 2371 | 0 | 1971.7457 | 0 | 0 | 0 | 0 | 0 | 0 | 0 | 1971.7457
2374 | 0.01 | 0.01 | 0.01 | 0.01 | 0.01 | 0.01 | 0.01 | 0.01 | 0.01 | 2374 | 1307.4311 | 1307.4311 | 1307.4311 | 1533.7172 | 1533.7172 | 1533.7172 | 1209.7463 | 1734.8605 | 1209.7463 | 2372 | 2596.0396 | 0 | 0 | 0 | 0 | 0 | 0 | 2596.0396 |  | 2372 | 2596.0396 | 0 | 0 | 0 | 0 | 0 | 0 | 2596.0396 | 2372 | 2596.0396 | 0 | 0 | 0 | 0 | 0 | 0 | 2596.0396 | 2372 | 933.6685 | 980.8274 | 0 | 0 | 0 | 0 | 0 | 1914.4959 | 2372 | 1837.8998 | 980.8274 | 0 | 0 | 0 | 0 | 0 | 2818.7273 | 2372 | 1397.8998 | 980.8274 | 0 | 0 | 0 | 0 | 0 | 2378.7273 | 2372 | 0 | 1961.6549 | 0 | 0 | 0 | 0 | 0 | 0 | 0 | 1961.6549 | 2372 | 0 | 1961.6549 | 0 | 17 | 0 | 0 | 0 | 0 | 0 | 1978.6549 | 2372 | 0 | 1961.6549 | 0 | 0 | 0 | 0 | 0 | 0 | 0 | 1961.6549
2375 | 0.01 | 0.01 | 0.01 | 0.01 | 0.01 | 0.01 | 0.01 | 0.01 | 0.01 | 2375 | 1271.8962 | 1271.8962 | 1271.8962 | 1492.032 | 1492.032 | 1492.032 | 1162.5942 | 1687.7084 | 1162.5942 | 2373 | 2539.604 | 0 | 0 | 0 | 0 | 0 | 0 | 2539.604 |  | 2373 | 2539.604 | 0 | 0 | 0 | 0 | 0 | 0 | 2539.604 | 2373 | 2539.604 | 0 | 0 | 0 | 0 | 0 | 0 | 2539.604 | 2373 | 1342.9085 | 974.773 | 0 | 0 | 0 | 0 | 0 | 2317.6815 | 2373 | 1538.6772 | 974.773 | 0 | 0 | 0 | 0 | 0 | 2513.4501 | 2373 | 1342.9085 | 974.773 | 0 | 0 | 0 | 0 | 0 | 2317.6815 | 2373 | 0 | 1949.5459 | 0 | 0 | 0 | 0 | 0 | 0 | 0 | 1949.5459 | 2373 | 0 | 1949.5459 | 0 | 17 | 0 | 0 | 0 | 0 | 0 | 1966.5459 | 2373 | 0 | 1949.5459 | 0 | 0 | 0 | 0 | 0 | 0 | 0 | 1949.5459
2376 | 0.01 | 0.01 | 0.01 | 0.01 | 0.01 | 0.01 | 0.01 | 0.01 | 0.01 | 2376 | 1253.0182 | 1253.0182 | 1253.0182 | 1469.8868 | 1469.8868 | 1469.8868 | 1137.5447 | 1137.5447 | 1662.6588 | 2374 | 2511.3861 | 0 | 0 | 0 | 0 | 0 | 0 | 2511.3861 |  | 2374 | 2511.3861 | 0 | 0 | 0 | 0 | 0 | 0 | 2511.3861 | 2374 | 2511.3861 | 0 | 0 | 0 | 0 | 0 | 0 | 2511.3861 | 2374 | 2643.5644 | 957.6186 | 0 | 0 | 0 | 0 | 0 | 3601.1829 | 2374 | 1557.6492 | 957.6186 | 0 | 0 | 0 | 0 | 0 | 2515.2678 | 2374 | 2415.4058 | 957.6186 | 0 | 0 | 0 | 0 | 0 | 3373.0244 | 2374 | 0 | 1915.2371 | 0 | 0 | 0 | 0 | 0 | 0 | 0 | 1915.2371 | 2374 | 0 | 1915.2371 | 0 | 17 | 0 | 0 | 0 | 0 | 0 | 1932.2371 | 2374 | 0 | 1915.2371 | 0 | 0 | 0 | 0 | 0 | 0 | 0 | 1915.2371
2377 | 0.01 | 0.01 | 0.01 | 0.01 | 0.01 | 0.01 | 0.01 | 0.01 | 0.01 | 2377 | 1241.9136 | 1241.9136 | 1241.9136 | 1456.8602 | 1456.8602 | 1456.8602 | 1122.8096 | 1122.8096 | 1122.8096 | 2375 | 2436.1386 | 0 | 0 | 0 | 0 | 0 | 0 | 2436.1386 |  | 2375 | 2436.1386 | 0 | 0 | 0 | 0 | 0 | 0 | 2436.1386 | 2375 | 2157.6585 | 0 | 0 | 0 | 0 | 0 | 0 | 2157.6585 | 2375 | 1547.5396 | 926.337 | 0 | 0 | 0 | 0 | 0 | 2473.8766 | 2375 | 2564.3564 | 926.337 | 0 | 0 | 0 | 0 | 0 | 3490.6935 | 2375 | 2047.5396 | 926.337 | 0 | 0 | 0 | 0 | 0 | 2973.8766 | 2375 | 0 | 1852.6741 | 0 | 0 | 0 | 0 | 0 | 0 | 0 | 1852.6741 | 2375 | 0 | 1852.6741 | 0 | 17 | 0 | 0 | 0 | 0 | 0 | 1869.6741 | 2375 | 0 | 1852.6741 | 0 | 0 | 0 | 0 | 0 | 0 | 0 | 1852.6741
2378 | 0.01 | 6.4244 | 6.4244 | 0.01 | 0.01 | 0.01 | 0.01 | 0.01 | 0.01 | 2378 | 847.2858 | 1056.7129 | 1056.7129 | 1458.1628 | 1458.1628 | 1458.1628 | 1649.3973 | 1124.2831 | 1124.2831 | 2376 | 2323.2673 | 0 | 0 | 0 | 0 | 0 | 0 | 2323.2673 |  | 2376 | 2323.2673 | 0 | 0 | 0 | 0 | 0 | 0 | 2323.2673 | 2376 | 2323.2673 | 0 | 0 | 0 | 0 | 0 | 0 | 2323.2673 | 2376 | 2092.7584 | 897.0737 | 0 | 0 | 0 | 0 | 0 | 2989.832 | 2376 | 2445.5446 | 897.0737 | 0 | 0 | 0 | 0 | 0 | 3342.6182 | 2376 | 1835.1068 | 897.0737 | 0 | 0 | 0 | 0 | 0 | 2732.1805 | 2376 | 0 | 1794.1473 | 0 | 0 | 0 | 0 | 0 | 0 | 0 | 1794.1473 | 2376 | 0 | 1794.1473 | 0 | 17 | 0 | 0 | 0 | 0 | 0 | 1811.1473 | 2376 | 0 | 1794.1473 | 0 | 0 | 0 | 0 | 0 | 0 | 0 | 1794.1473
2379 | 12.1775 | 12.1775 | 12.1775 | 0.01 | 0.01 | 0.01 | 0.01 | 0.01 | 0.01 | 2379 | 857.28 | 857.28 | 857.28 | 1005.6554 | 1005.6554 | 1469.8868 | 1137.5447 | 1137.5447 | 1137.5447 | 2377 | 2103.3567 | 0 | 0 | 0 | 0 | 0 | 0 | 2103.3567 |  | 2377 | 2103.3567 | 0 | 0 | 0 | 0 | 0 | 0 | 2103.3567 | 2377 | 2103.3567 | 0 | 0 | 0 | 0 | 0 | 0 | 2103.3567 | 2377 | 2425.7426 | 882.9465 | 0 | 0 | 0 | 0 | 0 | 3308.6891 | 2377 | 2425.7426 | 882.9465 | 0 | 0 | 0 | 0 | 0 | 3308.6891 | 2377 | 2227.1409 | 882.9465 | 0 | 0 | 0 | 0 | 0 | 3110.0874 | 2377 | 0 | 1765.893 | 0 | 0 | 0 | 0 | 0 | 0 | 0 | 1765.893 | 2377 | 0 | 1765.893 | 0 | 17 | 0 | 0 | 0 | 0 | 0 | 1782.893 | 2377 | 0 | 1765.893 | 0 | 0 | 0 | 0 | 0 | 0 | 0 | 1765.893
2380 | 13.0305 | 13.0305 | 13.0305 | 0.01 | 0.01 | 0.01 | 0.01 | 0.01 | 0.01 | 2380 | 865.0533 | 865.0533 | 865.0533 | 1479.0054 | 1479.0054 | 1479.0054 | 1147.8592 | 1147.8592 | 1147.8592 | 2378 | 2285.6436 | 0 | 0 | 0 | 0 | 0 | 0 | 2285.6436 |  | 2378 | 2285.6436 | 0 | 0 | 0 | 0 | 0 | 0 | 2285.6436 | 2378 | 2285.6436 | 0 | 0 | 0 | 0 | 0 | 0 | 2285.6436 | 2378 | 2405.9406 | 864.783 | 0 | 0 | 0 | 0 | 0 | 3270.7236 | 2378 | 2405.9406 | 864.783 | 0 | 0 | 0 | 0 | 0 | 3270.7236 | 2378 | 2405.9406 | 864.783 | 0 | 0 | 0 | 0 | 0 | 3270.7236 | 2378 | 960.7917 | 1729.5661 | 0 | 0 | 0 | 0 | 0 | 0 | 0 | 2690.3578 | 2378 | 0 | 1729.5661 | 0 | 17 | 0 | 0 | 0 | 0 | 0 | 1746.5661 | 2378 | 0 | 1729.5661 | 0 | 0 | 0 | 0 | 0 | 0 | 0 | 1729.5661
2381 | 14.0926 | 14.0926 | 14.0926 | 5.1105 | 5.1105 | 5.1105 | 0.01 | 0.01 | 0.01 | 2381 | 922.7976 | 922.7976 | 922.7976 | 1082.5125 | 1082.5125 | 1082.5125 | 1749.5955 | 1224.4814 | 1749.5955 | 2379 | 2304.4554 | 0 | 0 | 0 | 0 | 0 | 0 | 2304.4554 |  | 2379 | 2304.4554 | 0 | 0 | 0 | 0 | 0 | 0 | 2304.4554 | 2379 | 2304.4554 | 0 | 0 | 0 | 0 | 0 | 0 | 2304.4554 | 2379 | 2425.7426 | 848.6377 | 0 | 0 | 0 | 0 | 0 | 3274.3803 | 2379 | 2425.7426 | 848.6377 | 0 | 0 | 0 | 0 | 0 | 3274.3803 | 2379 | 2425.7426 | 848.6377 | 0 | 0 | 0 | 0 | 0 | 3274.3803 | 2379 | 0 | 1697.2755 | 0 | 0 | 0 | 0 | 0 | 0 | 0 | 1697.2755 | 2379 | 981.2475 | 1697.2755 | 0 | 17 | 0 | 0 | 0 | 0 | 0 | 2695.523 | 2379 | 981.2475 | 1697.2755 | 0 | 0 | 0 | 0 | 0 | 0 | 0 | 2678.523
2382 | 15.641 | 14.9898 | 14.9898 | 7.1721 | 7.1721 | 7.1721 | 0.01 | 0.01 | 0.01 | 2382 | 997.1988 | 997.1988 | 997.1988 | 1169.7909 | 1169.7909 | 1169.7909 | 1323.2061 | 1323.2061 | 1323.2061 | 2380 | 2285.6436 | 0 | 10.1718 | 0 | 0 | 0 | 0 | 2295.8154 |  | 2380 | 2285.6436 | 0 | 10.1718 | 0 | 0 | 0 | 0 | 2295.8154 | 2380 | 2285.6436 | 0 | 10.1718 | 0 | 0 | 0 | 0 | 2295.8154 | 2380 | 2405.9406 | 839.556 | 10.9966 | 0 | 0 | 0 | 0 | 3256.4932 | 2380 | 2405.9406 | 839.556 | 10.9966 | 0 | 0 | 0 | 0 | 3256.4932 | 2380 | 2405.9406 | 839.556 | 10.9966 | 0 | 0 | 0 | 0 | 3256.4932 | 2380 | 1524.2336 | 1679.112 | 13.7457 | 0 | 0 | 0 | 0 | 0 | 0 | 3217.0913 | 2380 | 0 | 1679.112 | 13.7457 | 17 | 0 | 0 | 0 | 0 | 0 | 1709.8577 | 2380 | 0 | 1679.112 | 13.7457 | 0 | 0 | 0 | 0 | 0 | 0 | 1692.8577
2383 | 16.9307 | 14.9898 | 14.9898 | 7.3621 | 7.3621 | 7.3621 | 0.01 | 0.01 | 0.01 | 2383 | 1064.9372 | 1064.9372 | 1064.9372 | 1249.2533 | 1249.2533 | 1249.2533 | 1413.0898 | 1413.0898 | 1413.0898 | 2381 | 2257.4257 | 0 | 61.0309 | 0 | 0 | 0 | 0 | 2318.4567 |  | 2381 | 2257.4257 | 0 | 61.0309 | 0 | 0 | 0 | 0 | 2318.4567 | 2381 | 2257.4257 | 0 | 61.0309 | 0 | 0 | 0 | 0 | 2318.4567 | 2381 | 2376.2376 | 832.4924 | 65.9794 | 0 | 0 | 0 | 0 | 3274.7094 | 2381 | 2376.2376 | 832.4924 | 65.9794 | 0 | 0 | 0 | 0 | 3274.7094 | 2381 | 2376.2376 | 832.4924 | 65.9794 | 0 | 0 | 0 | 0 | 3274.7094 | 2381 | 2375.8425 | 1664.9849 | 82.4742 | 0 | 0 | 0 | 0 | 0 | 0 | 4123.3016 | 2381 | 2415.8416 | 1664.9849 | 82.4742 | 17 | 0 | 0 | 0 | 0 | 0 | 4180.3007 | 2381 | 2415.8416 | 1664.9849 | 82.4742 | 0 | 0 | 0 | 0 | 0 | 0 | 4163.3007
2384 | 14.9898 | 14.9898 | 14.9898 | 5.3042 | 5.3042 | 5.3042 | 0.01 | 0.01 | 0.01 | 2384 | 1088.257 | 1088.257 | 1088.257 | 1276.6092 | 1276.6092 | 1276.6092 | 1444.0334 | 1444.0334 | 1444.0334 | 2382 | 2304.4554 | 0 | 172.921 | 0 | 0 | 0 | 0 | 2477.3764 |  | 2382 | 2304.4554 | 0 | 172.921 | 0 | 0 | 0 | 0 | 2477.3764 | 2382 | 2304.4554 | 0 | 172.921 | 0 | 0 | 0 | 0 | 2477.3764 | 2382 | 2425.7426 | 848.6377 | 186.9416 | 0 | 0 | 0 | 0 | 3461.3219 | 2382 | 2425.7426 | 848.6377 | 186.9416 | 0 | 0 | 0 | 0 | 3461.3219 | 2382 | 2425.7426 | 848.6377 | 186.9416 | 0 | 0 | 0 | 0 | 3461.3219 | 2382 | 2466.1716 | 1697.2755 | 233.677 | 0 | 0 | 0 | 0 | 0 | 0 | 4397.1241 | 2382 | 2466.1716 | 1697.2755 | 233.677 | 17 | 0 | 0 | 0 | 0 | 0 | 4414.1241 | 2382 | 2210.1232 | 1697.2755 | 233.677 | 0 | 0 | 0 | 0 | 0 | 0 | 4141.0756
2385 | 1.6838 | 6.4244 | 6.4244 | 0.01 | 0.01 | 0.01 | 0.01 | 0.01 | 0.01 | 2385 | 1076.0419 | 1087.2254 | 1087.2254 | 1726.5113 | 1726.5113 | 1726.5113 | 1952.939 | 1952.939 | 1427.8248 | 2383 | 2304.4554 | 0 | 305.1546 | 0 | 0 | 0 | 0 | 2609.6101 |  | 2383 | 2304.4554 | 0 | 305.1546 | 0 | 0 | 0 | 0 | 2609.6101 | 2383 | 2304.4554 | 0 | 305.1546 | 0 | 0 | 0 | 0 | 2609.6101 | 2383 | 2425.7426 | 894.0464 | 329.8969 | 0 | 0 | 0 | 0 | 3649.6859 | 2383 | 2425.7426 | 894.0464 | 329.8969 | 0 | 0 | 0 | 0 | 3649.6859 | 2383 | 2425.7426 | 894.0464 | 329.8969 | 0 | 0 | 0 | 0 | 3649.6859 | 2383 | 2466.1716 | 1788.0928 | 412.3711 | 0 | 0 | 0 | 0 | 0 | 0 | 4666.6356 | 2383 | 2369.0524 | 1788.0928 | 412.3711 | 17 | 0 | 0 | 0 | 0 | 0 | 4586.5164 | 2383 | 2149.0524 | 1788.0928 | 412.3711 | 0 | 0 | 0 | 0 | 0 | 0 | 4349.5164
2386 | 0.01 | 1.5692 | 1.5692 | 0.01 | 0.01 | 0.01 | 0.01 | 0.01 | 0.01 | 2386 | 1454.0127 | 1454.0127 | 1454.0127 | 1241.4373 | 1705.6687 | 1705.6687 | 1929.3629 | 1929.3629 | 1929.3629 | 2384 | 2436.1386 | 0 | 457.732 | 0 | 0 | 0 | 0 | 2893.8706 |  | 2384 | 2436.1386 | 0 | 457.732 | 0 | 0 | 0 | 0 | 2893.8706 | 2384 | 2436.1386 | 0 | 457.732 | 0 | 0 | 0 | 0 | 2893.8706 | 2384 | 2564.3564 | 908.1736 | 494.8454 | 0 | 0 | 0 | 0 | 3967.3754 | 2384 | 2564.3564 | 908.1736 | 494.8454 | 0 | 0 | 0 | 0 | 3967.3754 | 2384 | 2564.3564 | 908.1736 | 494.8454 | 0 | 0 | 0 | 0 | 3967.3754 | 2384 | 1474.5001 | 1816.3471 | 618.5567 | 0 | 0 | 0 | 0 | 0 | 0 | 3909.4039 | 2384 | 1474.5001 | 1816.3471 | 618.5567 | 17 | 0 | 0 | 0 | 0 | 0 | 3926.4039 | 2384 | 2607.0957 | 1816.3471 | 618.5567 | 0 | 0 | 0 | 0 | 0 | 0 | 5041.9995
2387 | 0.01 | 1.5461 | 1.5461 | 0.01 | 0.01 | 0.01 | 0.01 | 0.01 | 0.01 | 2387 | 1437.3557 | 1437.3557 | 1437.3557 | 1527.3191 | 1686.1288 | 1686.1288 | 1907.2604 | 1907.2604 | 1907.2604 | 2385 | 2501.9802 | 0 | 579.7938 | 0 | 0 | 0 | 0 | 3081.774 |  | 2385 | 2501.9802 | 0 | 579.7938 | 0 | 0 | 0 | 0 | 3081.774 | 2385 | 2501.9802 | 0 | 579.7938 | 0 | 0 | 0 | 0 | 3081.774 | 2385 | 2633.6634 | 912.2099 | 626.8041 | 0 | 0 | 0 | 0 | 4172.6774 | 2385 | 2633.6634 | 912.2099 | 626.8041 | 0 | 0 | 0 | 0 | 4172.6774 | 2385 | 2633.6634 | 912.2099 | 626.8041 | 0 | 0 | 0 | 0 | 4172.6774 | 2385 | 1112.6898 | 1824.4198 | 783.5052 | 0 | 0 | 0 | 0 | 0 | 0 | 3720.6147 | 2385 | 1112.6898 | 1824.4198 | 783.5052 | 17 | 0 | 0 | 0 | 0 | 0 | 3737.6147 | 2385 | 587.5756 | 1824.4198 | 783.5052 | 0 | 0 | 0 | 0 | 0 | 0 | 3195.5006
2388 | 0.01 | 1.5692 | 1.5692 | 0.01 | 0.01 | 0.01 | 0.01 | 0.01 | 0.01 | 2388 | 1434.0243 | 1434.0243 | 1434.0243 | 1217.9894 | 1682.2208 | 1682.2208 | 1377.7257 | 1902.8399 | 1377.7257 | 2386 | 2530.198 | 0 | 656.0825 | 0 | 0 | 0 | 0 | 3186.2805 |  | 2386 | 2530.198 | 0 | 656.0825 | 0 | 0 | 0 | 0 | 3186.2805 | 2386 | 2530.198 | 0 | 656.0825 | 0 | 0 | 0 | 0 | 3186.2805 | 2386 | 1827.5918 | 913.219 | 709.2784 | 0 | 0 | 0 | 0 | 3450.0891 | 2386 | 1836.2231 | 913.219 | 709.2784 | 0 | 0 | 0 | 0 | 3458.7205 | 2386 | 2336.2231 | 913.219 | 709.2784 | 0 | 0 | 0 | 0 | 3958.7205 | 2386 | 0 | 1826.4379 | 886.5979 | 0 | 0 | 0 | 0 | 0 | 0 | 2713.0359 | 2386 | 225.745 | 1826.4379 | 886.5979 | 17 | 0 | 0 | 0 | 0 | 0 | 2955.7809 | 2386 | 0 | 1826.4379 | 886.5979 | 0 | 0 | 0 | 0 | 0 | 0 | 2713.0359
2389 | 0.01 | 1.5692 | 1.5692 | 0.01 | 0.01 | 0.01 | 0.01 | 0.01 | 0.01 | 2389 | 1412.9254 | 1412.9254 | 1412.9254 | 1193.2388 | 1657.4702 | 1657.4702 | 1349.7292 | 1349.7292 | 1349.7292 | 2387 | 2520.7921 | 0 | 681.512 | 0 | 0 | 0 | 0 | 3202.3041 |  | 2387 | 2520.7921 | 0 | 681.512 | 0 | 0 | 0 | 0 | 3202.3041 | 2387 | 2520.7921 | 0 | 681.512 | 0 | 0 | 0 | 0 | 3202.3041 | 2387 | 2653.4653 | 915.2371 | 736.7698 | 0 | 0 | 0 | 0 | 4305.4722 | 2387 | 2653.4653 | 915.2371 | 736.7698 | 0 | 0 | 0 | 0 | 4305.4722 | 2387 | 2653.4653 | 915.2371 | 736.7698 | 0 | 0 | 0 | 0 | 4305.4722 | 2387 | 0 | 1830.4743 | 920.9622 | 0 | 0 | 0 | 0 | 0 | 0 | 2751.4365 | 2387 | 0 | 1830.4743 | 920.9622 | 17 | 0 | 0 | 0 | 0 | 0 | 2768.4365 | 2387 | 0 | 1830.4743 | 920.9622 | 0 | 0 | 0 | 0 | 0 | 0 | 2751.4365
2390 | 0.16528 | 6.4244 | 6.4244 | 0.01 | 0.01 | 0.01 | 0.01 | 0.01 | 0.01 | 2390 | 1018.2977 | 1275.8692 | 1275.8692 | 1658.7728 | 1658.7728 | 1658.7728 | 1351.2027 | 1351.2027 | 1876.3168 | 2388 | 2407.9208 | 0 | 650.9966 | 0 | 0 | 0 | 0 | 3058.9174 |  | 2388 | 2407.9208 | 0 | 650.9966 | 0 | 0 | 0 | 0 | 3058.9174 | 2388 | 2407.9208 | 0 | 650.9966 | 0 | 0 | 0 | 0 | 3058.9174 | 2388 | 2534.6535 | 914.2281 | 703.7801 | 0 | 0 | 0 | 0 | 4152.6616 | 2388 | 2534.6535 | 914.2281 | 703.7801 | 0 | 0 | 0 | 0 | 4152.6616 | 2388 | 2534.6535 | 914.2281 | 703.7801 | 0 | 0 | 0 | 0 | 4152.6616 | 2388 | 0 | 1828.4561 | 879.7251 | 0 | 0 | 0 | 0 | 0 | 0 | 2708.1812 | 2388 | 0 | 1828.4561 | 879.7251 | 17 | 0 | 0 | 0 | 0 | 0 | 2725.1812 | 2388 | 0 | 1828.4561 | 879.7251 | 0 | 0 | 0 | 0 | 0 | 0 | 2708.1812
2391 | 13.0305 | 13.0305 | 13.0305 | 0.01 | 0.01 | 0.01 | 0.01 | 0.01 | 0.01 | 2391 | 1021.6291 | 1021.6291 | 1021.6291 | 1662.6808 | 1662.6808 | 1662.6808 | 1880.7373 | 1355.6232 | 1880.7373 | 2389 | 2332.6733 | 0 | 615.3952 | 0 | 0 | 0 | 0 | 2948.0685 |  | 2389 | 2332.6733 | 0 | 615.3952 | 0 | 0 | 0 | 0 | 2948.0685 | 2389 | 2332.6733 | 0 | 615.3952 | 0 | 0 | 0 | 0 | 2948.0685 | 2389 | 2455.4455 | 911.2008 | 665.2921 | 0 | 0 | 0 | 0 | 4031.9384 | 2389 | 2455.4455 | 911.2008 | 665.2921 | 0 | 0 | 0 | 0 | 4031.9384 | 2389 | 2455.4455 | 911.2008 | 665.2921 | 0 | 0 | 0 | 0 | 4031.9384 | 2389 | 0 | 1822.4016 | 831.6151 | 0 | 0 | 0 | 0 | 0 | 0 | 2654.0167 | 2389 | 0 | 1822.4016 | 831.6151 | 17 | 0 | 0 | 0 | 0 | 0 | 2671.0167 | 2389 | 0 | 1822.4016 | 831.6151 | 0 | 0 | 0 | 0 | 0 | 0 | 2654.0167
2392 | 18.6145 | 18.6145 | 18.6145 | 8.0251 | 8.0251 | 8.0251 | 0.01 | 0.01 | 0.01 | 2392 | 1049.3907 | 1049.3907 | 1049.3907 | 1231.016 | 1231.016 | 1231.016 | 1392.4608 | 1392.4608 | 1392.4608 | 2390 | 2229.2079 | 0 | 579.7938 | 0 | 0 | 0 | 0 | 2809.0017 |  | 2390 | 2229.2079 | 0 | 579.7938 | 0 | 0 | 0 | 0 | 2809.0017 | 2390 | 2229.2079 | 0 | 579.7938 | 0 | 0 | 0 | 0 | 2809.0017 | 2390 | 2346.5347 | 908.1736 | 626.8041 | 0 | 0 | 0 | 0 | 3881.5123 | 2390 | 2346.5347 | 908.1736 | 626.8041 | 0 | 0 | 0 | 0 | 3881.5123 | 2390 | 2346.5347 | 908.1736 | 626.8041 | 0 | 0 | 0 | 0 | 3881.5123 | 2390 | 571.8567 | 1816.3471 | 783.5052 | 0 | 0 | 0 | 0 | 0 | 0 | 3171.709 | 2390 | 351.8567 | 1816.3471 | 783.5052 | 17 | 0 | 0 | 0 | 0 | 0 | 2968.709 | 2390 | 876.9709 | 1816.3471 | 783.5052 | 0 | 0 | 0 | 0 | 0 | 0 | 3476.8231
2393 | 22.3899 | 20.9838 | 22.3899 | 18.6145 | 17.8837 | 17.8837 | 2.3567 | 2.3567 | 2.3567 | 2393 | 1053.8326 | 1053.8326 | 1053.8326 | 1236.2267 | 1236.2267 | 1236.2267 | 1398.3548 | 1398.3548 | 1398.3548 | 2391 | 2163.3663 | 0 | 411.9588 | 0 | 0 | 0 | 0 | 2575.3251 |  | 2391 | 2163.3663 | 0 | 411.9588 | 0 | 0 | 0 | 0 | 2575.3251 | 2391 | 2163.3663 | 0 | 411.9588 | 0 | 0 | 0 | 0 | 2575.3251 | 2391 | 2277.2277 | 887.9919 | 445.3608 | 0 | 0 | 0 | 0 | 3610.5805 | 2391 | 2277.2277 | 887.9919 | 445.3608 | 0 | 0 | 0 | 0 | 3610.5805 | 2391 | 2277.2277 | 887.9919 | 445.3608 | 0 | 0 | 0 | 0 | 3610.5805 | 2391 | 2315.1815 | 1775.9839 | 556.701 | 0 | 0 | 0 | 0 | 0 | 0 | 4647.8664 | 2391 | 2315.1815 | 1775.9839 | 556.701 | 17 | 0 | 0 | 0 | 0 | 0 | 4664.8664 | 2391 | 2315.1815 | 1775.9839 | 556.701 | 0 | 0 | 0 | 0 | 0 | 0 | 4647.8664
2394 | 22.3899 | 20.9838 | 22.3899 | 18.6145 | 18.6145 | 18.6145 | 2.3567 | 2.3567 | 2.3567 | 2394 | 1070.4896 | 1070.4896 | 1070.4896 | 1255.7666 | 1255.7666 | 1255.7666 | 1420.4573 | 1420.4573 | 1420.4573 | 2392 | 1862.3762 | 0 | 203.4364 | 0 | 0 | 0 | 0 | 2065.8127 |  | 2392 | 1862.3762 | 0 | 203.4364 | 0 | 0 | 0 | 0 | 2065.8127 | 2392 | 1862.3762 | 0 | 203.4364 | 0 | 0 | 0 | 0 | 2065.8127 | 2392 | 1960.396 | 831.4834 | 219.9313 | 0 | 0 | 0 | 0 | 3011.8107 | 2392 | 1960.396 | 831.4834 | 219.9313 | 0 | 0 | 0 | 0 | 3011.8107 | 2392 | 1960.396 | 831.4834 | 219.9313 | 0 | 0 | 0 | 0 | 3011.8107 | 2392 | 1993.0693 | 1662.9667 | 274.9141 | 0 | 0 | 0 | 0 | 0 | 0 | 3930.9501 | 2392 | 1993.0693 | 1662.9667 | 274.9141 | 17 | 0 | 0 | 0 | 0 | 0 | 3947.9501 | 2392 | 1993.0693 | 1662.9667 | 274.9141 | 0 | 0 | 0 | 0 | 0 | 0 | 3930.9501
2395 | 22.3899 | 20.9838 | 20.9838 | 17.012 | 14.9898 | 14.9898 | 1.4071 | 1.4071 | 1.4071 | 2395 | 1090.478 | 1090.478 | 1090.478 | 1279.2145 | 1279.2145 | 1279.2145 | 1446.9804 | 1446.9804 | 1446.9804 | 2393 | 1467.3267 | 0 | 45.7732 | 0 | 0 | 0 | 0 | 1513.0999 |  | 2393 | 1467.3267 | 0 | 45.7732 | 0 | 0 | 0 | 0 | 1513.0999 | 2393 | 1467.3267 | 0 | 45.7732 | 0 | 0 | 0 | 0 | 1513.0999 | 2393 | 1544.5545 | 787.0838 | 49.4845 | 0 | 0 | 0 | 0 | 2381.1227 | 2393 | 1544.5545 | 787.0838 | 49.4845 | 0 | 0 | 0 | 0 | 2381.1227 | 2393 | 1544.5545 | 787.0838 | 49.4845 | 0 | 0 | 0 | 0 | 2381.1227 | 2393 | 1570.297 | 1574.1675 | 61.8557 | 0 | 0 | 0 | 0 | 0 | 0 | 3206.3202 | 2393 | 1570.297 | 1574.1675 | 61.8557 | 17 | 0 | 0 | 0 | 0 | 0 | 3223.3202 | 2393 | 1570.297 | 1574.1675 | 61.8557 | 0 | 0 | 0 | 0 | 0 | 0 | 3206.3202
2396 | 21.7964 | 20.9838 | 20.9838 | 15.641 | 14.9898 | 14.9898 | 0.29885 | 0.29885 | 0.29885 | 2396 | 1028.2919 | 1028.2919 | 1028.2919 | 1206.2655 | 1206.2655 | 1206.2655 | 1364.4642 | 1364.4642 | 1364.4642 | 2394 | 1185.1485 | 0 | 5.0859 | 0 | 0 | 0 | 0 | 1190.2344 |  | 2394 | 1185.1485 | 0 | 5.0859 | 0 | 0 | 0 | 0 | 1190.2344 | 2394 | 1185.1485 | 0 | 5.0859 | 0 | 0 | 0 | 0 | 1190.2344 | 2394 | 1247.5248 | 746.7205 | 5.4983 | 0 | 0 | 0 | 0 | 1999.7435 | 2394 | 1247.5248 | 746.7205 | 5.4983 | 0 | 0 | 0 | 0 | 1999.7435 | 2394 | 1247.5248 | 746.7205 | 5.4983 | 0 | 0 | 0 | 0 | 1999.7435 | 2394 | 1268.3168 | 1493.441 | 6.8729 | 0 | 0 | 0 | 0 | 0 | 0 | 2768.6307 | 2394 | 1268.3168 | 1493.441 | 6.8729 | 17 | 0 | 0 | 0 | 0 | 0 | 2785.6307 | 2394 | 1268.3168 | 1493.441 | 6.8729 | 0 | 0 | 0 | 0 | 0 | 0 | 2768.6307
2397 | 22.3899 | 20.9838 | 22.3899 | 18.6145 | 18.6145 | 18.6145 | 2.3567 | 2.3567 | 2.3567 | 2397 | 959.4429 | 959.4429 | 959.4429 | 1125.5004 | 1125.5004 | 1125.5004 | 1273.107 | 1273.107 | 1273.107 | 2395 | 1119.3069 | 0 | 0 | 0 | 0 | 0 | 0 | 1119.3069 |  | 2395 | 1119.3069 | 0 | 0 | 0 | 0 | 0 | 0 | 1119.3069 | 2395 | 1119.3069 | 0 | 0 | 0 | 0 | 0 | 0 | 1119.3069 | 2395 | 1178.2178 | 731.5843 | 0 | 0 | 0 | 0 | 0 | 1909.8021 | 2395 | 1178.2178 | 731.5843 | 0 | 0 | 0 | 0 | 0 | 1909.8021 | 2395 | 1178.2178 | 731.5843 | 0 | 0 | 0 | 0 | 0 | 1909.8021 | 2395 | 1197.8548 | 1463.1685 | 0 | 0 | 0 | 0 | 0 | 0 | 0 | 2661.0233 | 2395 | 1197.8548 | 1463.1685 | 0 | 17 | 0 | 0 | 0 | 0 | 0 | 2678.0233 | 2395 | 1197.8548 | 1463.1685 | 0 | 0 | 0 | 0 | 0 | 0 | 0 | 2661.0233
2398 | 22.3899 | 20.9838 | 21.7964 | 18.6145 | 18.6145 | 18.6145 | 2.3567 | 2.3567 | 2.3567 | 2398 | 916.1348 | 916.1348 | 916.1348 | 1074.6965 | 1074.6965 | 1074.6965 | 1215.6403 | 1215.6403 | 1215.6403 | 2396 | 1335.6436 | 0 | 0 | 0 | 0 | 0 | 0 | 1335.6436 |  | 2396 | 1335.6436 | 0 | 0 | 0 | 0 | 0 | 0 | 1335.6436 | 2396 | 1335.6436 | 0 | 0 | 0 | 0 | 0 | 0 | 1335.6436 | 2396 | 1405.9406 | 729.5661 | 0 | 0 | 0 | 0 | 0 | 2135.5067 | 2396 | 1405.9406 | 729.5661 | 0 | 0 | 0 | 0 | 0 | 2135.5067 | 2396 | 1405.9406 | 729.5661 | 0 | 0 | 0 | 0 | 0 | 2135.5067 | 2396 | 1429.3729 | 1459.1322 | 0 | 0 | 0 | 0 | 0 | 0 | 0 | 2888.5051 | 2396 | 1429.3729 | 1459.1322 | 0 | 17 | 0 | 0 | 0 | 0 | 0 | 2905.5051 | 2396 | 1429.3729 | 1459.1322 | 0 | 0 | 0 | 0 | 0 | 0 | 0 | 2888.5051
2399 | 21.7964 | 20.9838 | 20.9838 | 17.8837 | 16.2384 | 16.2384 | 2.3567 | 2.3567 | 2.3567 | 2399 | 877.2684 | 877.2684 | 877.2684 | 1029.1034 | 1029.1034 | 1029.1034 | 1164.0677 | 1164.0677 | 1164.0677 | 2397 | 1476.7327 | 0 | 0 | 0 | 0 | 0 | 0 | 1476.7327 |  | 2397 | 1476.7327 | 0 | 0 | 0 | 0 | 0 | 0 | 1476.7327 | 2397 | 1476.7327 | 0 | 0 | 0 | 0 | 0 | 0 | 1476.7327 | 2397 | 1554.4554 | 712.4117 | 0 | 0 | 0 | 0 | 0 | 2266.8672 | 2397 | 1554.4554 | 712.4117 | 0 | 0 | 0 | 0 | 0 | 2266.8672 | 2397 | 1554.4554 | 712.4117 | 0 | 0 | 0 | 0 | 0 | 2266.8672 | 2397 | 1580.363 | 1424.8234 | 0 | 0 | 0 | 0 | 0 | 0 | 0 | 3005.1864 | 2397 | 1580.363 | 1424.8234 | 0 | 17 | 0 | 0 | 0 | 0 | 0 | 3022.1864 | 2397 | 1580.363 | 1424.8234 | 0 | 0 | 0 | 0 | 0 | 0 | 0 | 3005.1864
2400 | 20.9838 | 20.9838 | 20.9838 | 17.8837 | 15.4801 | 15.4801 | 2.3535 | 2.3535 | 2.3535 | 2400 | 863.9428 | 863.9428 | 863.9428 | 1013.4714 | 1013.4714 | 1013.4714 | 1146.3857 | 1146.3857 | 1146.3857 | 2398 | 1457.9208 | 0 | 0 | 0 | 0 | 0 | 0 | 1457.9208 |  | 2398 | 1457.9208 | 0 | 0 | 0 | 0 | 0 | 0 | 1457.9208 | 2398 | 1457.9208 | 0 | 0 | 0 | 0 | 0 | 0 | 1457.9208 | 2398 | 1534.6535 | 681.1302 | 0 | 0 | 0 | 0 | 0 | 2215.7836 | 2398 | 1534.6535 | 681.1302 | 0 | 0 | 0 | 0 | 0 | 2215.7836 | 2398 | 1534.6535 | 681.1302 | 0 | 0 | 0 | 0 | 0 | 2215.7836 | 2398 | 1560.231 | 1362.2603 | 0 | 0 | 0 | 0 | 0 | 0 | 0 | 2922.4914 | 2398 | 1560.231 | 1362.2603 | 0 | 17 | 0 | 0 | 0 | 0 | 0 | 2939.4914 | 2398 | 1560.231 | 1362.2603 | 0 | 0 | 0 | 0 | 0 | 0 | 0 | 2922.4914
2401 | 20.9838 | 20.9838 | 20.9838 | 14.9898 | 14.53 | 14.53 | 1.1209 | 1.1209 | 1.1209 | 2401 | 862.8324 | 862.8324 | 862.8324 | 1012.1687 | 1012.1687 | 1012.1687 | 1144.9122 | 1144.9122 | 1144.9122 | 2399 | 1194.5545 | 0 | 0 | 0 | 0 | 0 | 0 | 1194.5545 |  | 2399 | 1194.5545 | 0 | 0 | 0 | 0 | 0 | 0 | 1194.5545 | 2399 | 1194.5545 | 0 | 0 | 0 | 0 | 0 | 0 | 1194.5545 | 2399 | 1257.4257 | 669.0212 | 0 | 0 | 0 | 0 | 0 | 1926.4469 | 2399 | 1257.4257 | 669.0212 | 0 | 0 | 0 | 0 | 0 | 1926.4469 | 2399 | 1257.4257 | 669.0212 | 0 | 0 | 0 | 0 | 0 | 1926.4469 | 2399 | 1278.3828 | 1338.0424 | 0 | 0 | 0 | 0 | 0 | 0 | 0 | 2616.4252 | 2399 | 1278.3828 | 1338.0424 | 0 | 17 | 0 | 0 | 0 | 0 | 0 | 2633.4252 | 2399 | 1278.3828 | 1338.0424 | 0 | 0 | 0 | 0 | 0 | 0 | 0 | 2616.4252
2402 | 22.3899 | 20.9838 | 20.9838 | 19.3152 | 14.022 | 14.022 | 0.01 | 0.01 | 0.01 | 2402 | 872.8266 | 872.8266 | 872.8266 | 1023.8927 | 1023.8927 | 1023.8927 | 1533.366 | 1158.1737 | 1158.1737 | 2400 | 1175.7426 | 0 | 0 | 0 | 0 | 0 | 0 | 1175.7426 |  | 2400 | 1175.7426 | 0 | 0 | 0 | 0 | 0 | 0 | 1175.7426 | 2400 | 1175.7426 | 0 | 0 | 0 | 0 | 0 | 0 | 1175.7426 | 2400 | 1237.6238 | 651.8668 | 0 | 0 | 0 | 0 | 0 | 1889.4906 | 2400 | 1237.6238 | 651.8668 | 0 | 0 | 0 | 0 | 0 | 1889.4906 | 2400 | 1237.6238 | 651.8668 | 0 | 0 | 0 | 0 | 0 | 1889.4906 | 2400 | 1258.2508 | 1303.7336 | 0 | 0 | 0 | 0 | 0 | 0 | 0 | 2561.9844 | 2400 | 1258.2508 | 1303.7336 | 0 | 17 | 0 | 0 | 0 | 0 | 0 | 2578.9844 | 2400 | 1258.2508 | 1303.7336 | 0 | 0 | 0 | 0 | 0 | 0 | 0 | 2561.9844
2403 | 22.3899 | 20.9838 | 20.9838 | 19.3152 | 14.022 | 14.022 | 0.01 | 0.01 | 0.01 | 2403 | 892.815 | 892.815 | 892.815 | 1047.3406 | 1047.3406 | 1047.3406 | 1184.6968 | 1184.6968 | 1184.6968 | 2401 | 1044.0594 | 0 | 0 | 0 | 0 | 0 | 0 | 1044.0594 |  | 2401 | 1044.0594 | 0 | 0 | 0 | 0 | 0 | 0 | 1044.0594 | 2401 | 1044.0594 | 0 | 0 | 0 | 0 | 0 | 0 | 1044.0594 | 2401 | 1099.0099 | 608.4763 | 0 | 0 | 0 | 0 | 0 | 1707.4862 | 2401 | 1099.0099 | 608.4763 | 0 | 0 | 0 | 0 | 0 | 1707.4862 | 2401 | 1099.0099 | 608.4763 | 0 | 0 | 0 | 0 | 0 | 1707.4862 | 2401 | 1117.3267 | 1216.9526 | 0 | 0 | 0 | 0 | 0 | 0 | 0 | 2334.2793 | 2401 | 1117.3267 | 1216.9526 | 0 | 17 | 0 | 0 | 0 | 0 | 0 | 2351.2793 | 2401 | 1117.3267 | 1216.9526 | 0 | 0 | 0 | 0 | 0 | 0 | 0 | 2334.2793
2404 | 16.2384 | 16.2384 | 16.2384 | 19.3152 | 14.022 | 14.022 | 0.01 | 0.01 | 0.01 | 2404 | 881.7103 | 881.7103 | 881.7103 | 1034.314 | 1034.314 | 1034.314 | 1169.9617 | 1169.9617 | 1169.9617 | 2402 | 846.5347 | 0 | 0 | 0 | 0 | 0 | 0 | 846.5347 |  | 2402 | 846.5347 | 0 | 0 | 0 | 0 | 0 | 0 | 846.5347 | 2402 | 846.5347 | 0 | 0 | 0 | 0 | 0 | 0 | 846.5347 | 2402 | 891.0891 | 554.995 | 0 | 0 | 0 | 0 | 0 | 1446.0841 | 2402 | 891.0891 | 554.995 | 0 | 0 | 0 | 0 | 0 | 1446.0841 | 2402 | 891.0891 | 554.995 | 0 | 0 | 0 | 0 | 0 | 1446.0841 | 2402 | 905.9406 | 1109.9899 | 0 | 0 | 0 | 0 | 0 | 0 | 0 | 2015.9305 | 2402 | 530.7483 | 1109.9899 | 0 | 17 | 0 | 0 | 0 | 0 | 0 | 1657.7382 | 2402 | 530.7483 | 1109.9899 | 0 | 0 | 0 | 0 | 0 | 0 | 0 | 1640.7382
2405 | 22.3899 | 20.9838 | 20.9838 | 19.3152 | 14.022 | 14.022 | 19.1387 | 14.4573 | 14.4573 | 2405 | 930.5708 | 930.5708 | 930.5708 | 1091.6312 | 1091.6312 | 1091.6312 | 1234.7959 | 1234.7959 | 1234.7959 | 2403 | 818.3168 | 0 | 0 | 0 | 0 | 0 | 0 | 818.3168 |  | 2403 | 818.3168 | 0 | 0 | 0 | 0 | 0 | 0 | 818.3168 | 2403 | 818.3168 | 0 | 0 | 0 | 0 | 0 | 0 | 818.3168 | 2403 | 861.3861 | 492.4319 | 0 | 0 | 0 | 0 | 0 | 1353.818 | 2403 | 861.3861 | 492.4319 | 0 | 0 | 0 | 0 | 0 | 1353.818 | 2403 | 861.3861 | 492.4319 | 0 | 0 | 0 | 0 | 0 | 1353.818 | 2403 | 682.3975 | 984.8638 | 0 | 0 | 0 | 0 | 0 | 0 | 0 | 1667.2613 | 2403 | 682.3975 | 984.8638 | 0 | 17 | 0 | 0 | 0 | 0 | 0 | 1684.2613 | 2403 | 682.3975 | 984.8638 | 0 | 0 | 0 | 0 | 0 | 0 | 0 | 1667.2613
2406 | 18.6145 | 18.6145 | 18.6145 | 19.3152 | 14.022 | 14.022 | 0.01 | 0.01 | 0.01 | 2406 | 970.5476 | 970.5476 | 970.5476 | 1138.527 | 1138.527 | 1138.527 | 1287.842 | 1287.842 | 1287.842 | 2404 | 921.7822 | 0 | 10.1718 | 0 | 0 | 0 | 0 | 931.954 |  | 2404 | 921.7822 | 0 | 10.1718 | 0 | 0 | 0 | 0 | 931.954 | 2404 | 921.7822 | 0 | 10.1718 | 0 | 0 | 0 | 0 | 931.954 | 2404 | 970.297 | 424.8234 | 10.9966 | 0 | 0 | 0 | 0 | 1406.117 | 2404 | 970.297 | 424.8234 | 10.9966 | 0 | 0 | 0 | 0 | 1406.117 | 2404 | 970.297 | 424.8234 | 10.9966 | 0 | 0 | 0 | 0 | 1406.117 | 2404 | 789.1337 | 849.6468 | 13.7457 | 0 | 0 | 0 | 0 | 0 | 0 | 1652.5262 | 2404 | 789.1337 | 849.6468 | 13.7457 | 17 | 0 | 0 | 0 | 0 | 0 | 1669.5262 | 2404 | 986.4686 | 849.6468 | 13.7457 | 0 | 0 | 0 | 0 | 0 | 0 | 1849.8612
2407 | 13.0305 | 13.0305 | 13.0305 | 15.2832 | 14.022 | 14.022 | 0.01 | 0.01 | 0.01 | 2407 | 987.2046 | 987.2046 | 987.2046 | 1158.0669 | 1158.0669 | 1158.0669 | 1309.9446 | 1309.9446 | 1309.9446 | 2405 | 780.6931 | 0 | 86.4605 | 0 | 0 | 0 | 0 | 867.1536 |  | 2405 | 780.6931 | 0 | 86.4605 | 0 | 0 | 0 | 0 | 867.1536 | 2405 | 780.6931 | 0 | 86.4605 | 0 | 0 | 0 | 0 | 867.1536 | 2405 | 821.7822 | 355.1968 | 93.4708 | 0 | 0 | 0 | 0 | 1270.4497 | 2405 | 821.7822 | 355.1968 | 93.4708 | 0 | 0 | 0 | 0 | 1270.4497 | 2405 | 821.7822 | 355.1968 | 93.4708 | 0 | 0 | 0 | 0 | 1270.4497 | 2405 | 835.4785 | 710.3935 | 116.8385 | 0 | 0 | 0 | 0 | 0 | 0 | 1662.7106 | 2405 | 835.4785 | 710.3935 | 116.8385 | 17 | 0 | 0 | 0 | 0 | 0 | 1679.7106 | 2405 | 835.4785 | 710.3935 | 116.8385 | 0 | 0 | 0 | 0 | 0 | 0 | 1662.7106
2408 | 0.01 | 6.4244 | 6.4244 | 0.01 | 0.01 | 0.01 | 0.01 | 0.01 | 0.01 | 2408 | 1303.6856 | 981.6523 | 1369.7022 | 1615.785 | 1615.785 | 1615.785 | 1827.6912 | 1302.5771 | 1302.5771 | 2406 | 743.0693 | 0 | 300.0687 | 0 | 0 | 0 | 0 | 1043.138 |  | 2406 | 743.0693 | 0 | 300.0687 | 0 | 0 | 0 | 0 | 1043.138 | 2406 | 743.0693 | 0 | 300.0687 | 0 | 0 | 0 | 0 | 1043.138 | 2406 | 782.1782 | 296.67 | 324.3986 | 0 | 0 | 0 | 0 | 1403.2469 | 2406 | 782.1782 | 296.67 | 324.3986 | 0 | 0 | 0 | 0 | 1403.2469 | 2406 | 782.1782 | 296.67 | 324.3986 | 0 | 0 | 0 | 0 | 1403.2469 | 2406 | 771.5682 | 593.3401 | 405.4983 | 0 | 0 | 0 | 0 | 0 | 0 | 1770.4065 | 2406 | 771.5682 | 593.3401 | 405.4983 | 17 | 0 | 0 | 0 | 0 | 0 | 1787.4065 | 2406 | 795.2145 | 593.3401 | 405.4983 | 0 | 0 | 0 | 0 | 0 | 0 | 1794.0529
2409 | 0.01 | 0.01 | 0.01 | 0.01 | 0.01 | 0.01 | 0.01 | 0.01 | 0.01 | 2409 | 1348.5184 | 1348.5184 | 1348.5184 | 1581.9158 | 1581.9158 | 1117.6844 | 1789.3801 | 1700.8246 | 1789.3801 | 2407 | 696.0396 | 0 | 579.7938 | 0 | 0 | 0 | 0 | 1275.8334 |  | 2407 | 696.0396 | 0 | 579.7938 | 0 | 0 | 0 | 0 | 1275.8334 | 2407 | 696.0396 | 0 | 579.7938 | 0 | 0 | 0 | 0 | 1275.8334 | 2407 | 732.6733 | 272.4521 | 626.8041 | 0 | 0 | 0 | 0 | 1631.9295 | 2407 | 732.6733 | 272.4521 | 626.8041 | 0 | 0 | 0 | 0 | 1631.9295 | 2407 | 732.6733 | 272.4521 | 626.8041 | 0 | 0 | 0 | 0 | 1631.9295 | 2407 | 744.8845 | 544.9041 | 783.5052 | 0 | 0 | 0 | 0 | 0 | 0 | 2073.2938 | 2407 | 744.8845 | 544.9041 | 783.5052 | 17 | 0 | 0 | 0 | 0 | 0 | 2090.2938 | 2407 | 744.8845 | 544.9041 | 783.5052 | 0 | 0 | 0 | 0 | 0 | 0 | 2073.2938
2410 | 0.01 | 0.01 | 0.01 | 0.01 | 0.01 | 0.01 | 0.01 | 0.01 | 0.01 | 2410 | 1318.5358 | 1318.5358 | 1318.5358 | 1546.7439 | 1546.7439 | 1546.7439 | 1224.4814 | 1224.4814 | 1224.4814 | 2408 | 677.2277 | 0 | 844.2612 | 0 | 0 | 0 | 0 | 1521.4889 |  | 2408 | 677.2277 | 0 | 844.2612 | 0 | 0 | 0 | 0 | 1521.4889 | 2408 | 677.2277 | 0 | 844.2612 | 0 | 0 | 0 | 0 | 1521.4889 | 2408 | 712.8713 | 254.2886 | 912.7148 | 0 | 0 | 0 | 0 | 1879.8747 | 2408 | 712.8713 | 254.2886 | 912.7148 | 0 | 0 | 0 | 0 | 1879.8747 | 2408 | 712.8713 | 254.2886 | 912.7148 | 0 | 0 | 0 | 0 | 1879.8747 | 2408 | 0 | 508.5772 | 1140.8935 | 0 | 0 | 0 | 0 | 0 | 0 | 1649.4707 | 2408 | 0 | 508.5772 | 1140.8935 | 17 | 0 | 0 | 0 | 0 | 0 | 1666.4707 | 2408 | 724.7525 | 508.5772 | 1140.8935 | 0 | 0 | 0 | 0 | 0 | 0 | 2374.2231
2411 | 0.01 | 0.01 | 0.01 | 0.01 | 0.01 | 0.01 | 0.01 | 0.01 | 0.01 | 2411 | 1289.6636 | 1289.6636 | 1289.6636 | 1512.8746 | 1512.8746 | 1512.8746 | 1186.1703 | 1186.1703 | 1186.1703 | 2409 | 667.8218 | 0 | 1007.0103 | 0 | 0 | 0 | 0 | 1674.8321 |  | 2409 | 667.8218 | 0 | 1007.0103 | 0 | 0 | 0 | 0 | 1674.8321 | 2409 | 667.8218 | 0 | 1007.0103 | 0 | 0 | 0 | 0 | 1674.8321 | 2409 | 702.9703 | 238.1433 | 1088.6598 | 0 | 0 | 0 | 0 | 2029.7734 | 2409 | 702.9703 | 238.1433 | 1088.6598 | 0 | 0 | 0 | 0 | 2029.7734 | 2409 | 702.9703 | 238.1433 | 1088.6598 | 0 | 0 | 0 | 0 | 2029.7734 | 2409 | 0 | 476.2866 | 1360.8247 | 0 | 0 | 0 | 0 | 0 | 0 | 1837.1113 | 2409 | 714.6865 | 476.2866 | 1360.8247 | 17 | 0 | 0 | 0 | 0 | 0 | 2568.7978 | 2409 | 714.6865 | 476.2866 | 1360.8247 | 0 | 0 | 0 | 0 | 0 | 0 | 2551.7978
2412 | 0.01 | 0.01 | 0.01 | 0.01 | 0.01 | 0.01 | 0.01 | 0.01 | 0.01 | 2412 | 1229.2036 | 1297.4369 | 1297.4369 | 1521.9933 | 1521.9933 | 1521.9933 | 1721.599 | 1196.4848 | 1721.599 | 2410 | 394.5118 | 0 | 1062.9553 | 0 | 0 | 0 | 0 | 1457.4671 |  | 2410 | 0 | 0 | 1062.9553 | 0 | 0 | 0 | 0 | 1062.9553 | 2410 | 536.1386 | 0 | 1062.9553 | 0 | 0 | 0 | 0 | 1599.0939 | 2410 | 564.3564 | 207.8708 | 1149.1409 | 0 | 0 | 0 | 0 | 1921.3682 | 2410 | 564.3564 | 207.8708 | 1149.1409 | 0 | 0 | 0 | 0 | 1921.3682 | 2410 | 564.3564 | 207.8708 | 1149.1409 | 0 | 0 | 0 | 0 | 1921.3682 | 2410 | 0 | 415.7417 | 1436.4261 | 0 | 0 | 0 | 0 | 0 | 0 | 1852.1678 | 2410 | 0 | 415.7417 | 1436.4261 | 17 | 0 | 0 | 0 | 0 | 0 | 1869.1678 | 2410 | 25.4605 | 415.7417 | 1436.4261 | 0 | 0 | 0 | 0 | 0 | 0 | 1877.6283
2413 | 0.01 | 0.01 | 0.01 | 0.01 | 0.01 | 0.01 | 0.01 | 0.01 | 0.01 | 2413 | 1330.7509 | 1330.7509 | 1330.7509 | 1561.0732 | 1096.8418 | 1561.0732 | 1765.8041 | 1765.8041 | 1240.6899 | 2411 | 404.4554 | 0 | 1062.9553 | 0 | 0 | 0 | 0 | 1467.4108 |  | 2411 | 0 | 0 | 1062.9553 | 0 | 0 | 0 | 0 | 1062.9553 | 2411 | 404.4554 | 0 | 1062.9553 | 0 | 0 | 0 | 0 | 1467.4108 | 2411 | 388.8057 | 163.4712 | 1149.1409 | 0 | 0 | 0 | 0 | 1701.4178 | 2411 | 425.7426 | 163.4712 | 1149.1409 | 0 | 0 | 0 | 0 | 1738.3547 | 2411 | 425.7426 | 163.4712 | 1149.1409 | 0 | 0 | 0 | 0 | 1738.3547 | 2411 | 0 | 326.9425 | 1436.4261 | 0 | 0 | 0 | 0 | 0 | 0 | 1763.3686 | 2411 | 30.7372 | 326.9425 | 1436.4261 | 17 | 0 | 0 | 0 | 0 | 0 | 1811.1058 | 2411 | 0 | 326.9425 | 1436.4261 | 0 | 0 | 0 | 0 | 0 | 0 | 1763.3686
2414 | 11.1093 | 11.1093 | 11.1093 | 0.01 | 0.01 | 0.01 | 0.01 | 0.01 | 0.01 | 2414 | 984.9837 | 984.9837 | 984.9837 | 1619.693 | 1619.693 | 1619.693 | 1832.1117 | 1306.9976 | 1306.9976 | 2412 | 310.396 | 0 | 935.8076 | 0 | 0 | 0 | 0 | 1246.2036 |  | 2412 | 310.396 | 0 | 935.8076 | 0 | 0 | 0 | 0 | 1246.2036 | 2412 | 0 | 0 | 935.8076 | 0 | 0 | 0 | 0 | 935.8076 | 2412 | 326.7327 | 140.2624 | 1011.6838 | 0 | 0 | 0 | 0 | 1478.6789 | 2412 | 326.7327 | 140.2624 | 1011.6838 | 0 | 0 | 0 | 0 | 1478.6789 | 2412 | 326.7327 | 140.2624 | 1011.6838 | 0 | 0 | 0 | 0 | 1478.6789 | 2412 | 177.9367 | 280.5247 | 1264.6048 | 0 | 0 | 0 | 0 | 0 | 0 | 1723.0662 | 2412 | 53.6248 | 280.5247 | 1264.6048 | 17 | 0 | 0 | 0 | 0 | 0 | 1615.7543 | 2412 | 321.9462 | 280.5247 | 1264.6048 | 0 | 0 | 0 | 0 | 0 | 0 | 1867.0757
2415 | 16.9307 | 16.9307 | 16.9307 | 7.3621 | 7.3621 | 7.3621 | 0.01 | 0.01 | 0.01 | 2415 | 1026.0709 | 1026.0709 | 1026.0709 | 1203.6601 | 1203.6601 | 1203.6601 | 1361.5172 | 1361.5172 | 1361.5172 | 2413 | 253.9604 | 0 | 661.1684 | 0 | 0 | 0 | 0 | 915.1288 |  | 2413 | 253.9604 | 0 | 661.1684 | 0 | 0 | 0 | 0 | 915.1288 | 2413 | 253.9604 | 0 | 661.1684 | 0 | 0 | 0 | 0 | 915.1288 | 2413 | 267.3267 | 148.335 | 714.7766 | 0 | 0 | 0 | 0 | 1130.4384 | 2413 | 267.3267 | 148.335 | 714.7766 | 0 | 0 | 0 | 0 | 1130.4384 | 2413 | 267.3267 | 148.335 | 714.7766 | 0 | 0 | 0 | 0 | 1130.4384 | 2413 | 271.7822 | 296.67 | 893.4708 | 0 | 0 | 0 | 0 | 0 | 0 | 1461.923 | 2413 | 271.7822 | 296.67 | 893.4708 | 17 | 0 | 0 | 0 | 0 | 0 | 1478.923 | 2413 | 0 | 296.67 | 893.4708 | 0 | 0 | 0 | 0 | 0 | 0 | 1190.1408
2416 | 20.9838 | 20.9838 | 20.9838 | 14.9898 | 14.022 | 14.022 | 1.7812 | 1.7812 | 1.7812 | 2416 | 1039.3965 | 1039.3965 | 1039.3965 | 1219.2921 | 1219.2921 | 1219.2921 | 1379.1992 | 1379.1992 | 1379.1992 | 2414 | 225.7426 | 0 | 417.0447 | 0 | 0 | 0 | 0 | 642.7872 |  | 2414 | 225.7426 | 0 | 417.0447 | 0 | 0 | 0 | 0 | 642.7872 | 2414 | 225.7426 | 0 | 417.0447 | 0 | 0 | 0 | 0 | 642.7872 | 2414 | 237.6238 | 185.671 | 450.8591 | 0 | 0 | 0 | 0 | 874.1539 | 2414 | 237.6238 | 185.671 | 450.8591 | 0 | 0 | 0 | 0 | 874.1539 | 2414 | 237.6238 | 185.671 | 450.8591 | 0 | 0 | 0 | 0 | 874.1539 | 2414 | 241.5842 | 371.3421 | 563.5739 | 0 | 0 | 0 | 0 | 0 | 0 | 1176.5001 | 2414 | 241.5842 | 371.3421 | 563.5739 | 17 | 0 | 0 | 0 | 0 | 0 | 1193.5001 | 2414 | 241.5842 | 371.3421 | 563.5739 | 0 | 0 | 0 | 0 | 0 | 0 | 1176.5001
2417 | 22.3899 | 22.8974 | 22.8974 | 19.3152 | 19.3152 | 19.3152 | 12.9218 | 12.9218 | 12.9218 | 2417 | 1044.9489 | 1044.9489 | 1044.9489 | 1225.8054 | 1225.8054 | 1225.8054 | 1386.5667 | 1386.5667 | 1386.5667 | 2415 | 385.6436 | 0 | 239.0378 | 0 | 0 | 0 | 0 | 624.6814 |  | 2415 | 385.6436 | 0 | 239.0378 | 0 | 0 | 0 | 0 | 624.6814 | 2415 | 385.6436 | 0 | 239.0378 | 0 | 0 | 0 | 0 | 624.6814 | 2415 | 405.9406 | 247.225 | 258.4192 | 0 | 0 | 0 | 0 | 911.5849 | 2415 | 405.9406 | 247.225 | 258.4192 | 0 | 0 | 0 | 0 | 911.5849 | 2415 | 405.9406 | 247.225 | 258.4192 | 0 | 0 | 0 | 0 | 911.5849 | 2415 | 412.7063 | 494.4501 | 323.0241 | 0 | 0 | 0 | 0 | 0 | 0 | 1230.1804 | 2415 | 412.7063 | 494.4501 | 323.0241 | 17 | 0 | 0 | 0 | 0 | 0 | 1247.1804 | 2415 | 412.7063 | 494.4501 | 323.0241 | 0 | 0 | 0 | 0 | 0 | 0 | 1230.1804
2418 | 22.3899 | 22.3899 | 22.3899 | 19.3152 | 19.3152 | 19.3152 | 0.01 | 0.01 | 0.01 | 2418 | 1063.8268 | 1063.8268 | 1063.8268 | 1247.9506 | 1247.9506 | 1247.9506 | 1411.6163 | 1411.6163 | 1411.6163 | 2416 | 348.0198 | 0 | 101.7182 | 0 | 0 | 0 | 0 | 449.738 |  | 2416 | 348.0198 | 0 | 101.7182 | 0 | 0 | 0 | 0 | 449.738 | 2416 | 348.0198 | 0 | 101.7182 | 0 | 0 | 0 | 0 | 449.738 | 2416 | 366.3366 | 334.0061 | 109.9656 | 0 | 0 | 0 | 0 | 810.3083 | 2416 | 366.3366 | 334.0061 | 109.9656 | 0 | 0 | 0 | 0 | 810.3083 | 2416 | 366.3366 | 334.0061 | 109.9656 | 0 | 0 | 0 | 0 | 810.3083 | 2416 | 372.4422 | 668.0121 | 137.457 | 0 | 0 | 0 | 0 | 0 | 0 | 1177.9114 | 2416 | 372.4422 | 668.0121 | 137.457 | 17 | 0 | 0 | 0 | 0 | 0 | 1194.9114 | 2416 | 372.4422 | 668.0121 | 137.457 | 0 | 0 | 0 | 0 | 0 | 0 | 1177.9114
2419 | 22.3899 | 20.9838 | 20.9838 | 1.8925 | 1.8925 | 1.8925 | 0.01 | 0.01 | 0.01 | 2419 | 1062.7163 | 1062.7163 | 1062.7163 | 1246.648 | 1246.648 | 1246.648 | 1410.1428 | 1410.1428 | 1410.1428 | 2417 | 413.8614 | 0 | 25.4296 | 0 | 0 | 0 | 0 | 439.2909 |  | 2417 | 413.8614 | 0 | 25.4296 | 0 | 0 | 0 | 0 | 439.2909 | 2417 | 413.8614 | 0 | 25.4296 | 0 | 0 | 0 | 0 | 439.2909 | 2417 | 435.6436 | 407.669 | 27.4914 | 0 | 0 | 0 | 0 | 870.804 | 2417 | 435.6436 | 407.669 | 27.4914 | 0 | 0 | 0 | 0 | 870.804 | 2417 | 435.6436 | 407.669 | 27.4914 | 0 | 0 | 0 | 0 | 870.804 | 2417 | 442.9043 | 815.338 | 34.3643 | 0 | 0 | 0 | 0 | 0 | 0 | 1292.6066 | 2417 | 442.9043 | 815.338 | 34.3643 | 17 | 0 | 0 | 0 | 0 | 0 | 1309.6066 | 2417 | 442.9043 | 815.338 | 34.3643 | 0 | 0 | 0 | 0 | 0 | 0 | 1292.6066
2420 | 22.3899 | 20.9838 | 20.9838 | 0.01 | 0.01 | 0.01 | 0.01 | 0.01 | 0.01 | 2420 | 990.536 | 990.536 | 990.536 | 1161.9749 | 1161.9749 | 1161.9749 | 1314.3651 | 1314.3651 | 1839.4792 | 2418 | 620.7921 | 0 | 5.0859 | 0 | 0 | 0 | 0 | 625.878 |  | 2418 | 620.7921 | 0 | 5.0859 | 0 | 0 | 0 | 0 | 625.878 | 2418 | 620.7921 | 0 | 5.0859 | 0 | 0 | 0 | 0 | 625.878 | 2418 | 653.4653 | 435.9233 | 5.4983 | 0 | 0 | 0 | 0 | 1094.8869 | 2418 | 653.4653 | 435.9233 | 5.4983 | 0 | 0 | 0 | 0 | 1094.8869 | 2418 | 653.4653 | 435.9233 | 5.4983 | 0 | 0 | 0 | 0 | 1094.8869 | 2418 | 578.1873 | 871.8466 | 6.8729 | 0 | 0 | 0 | 0 | 0 | 0 | 1456.9068 | 2418 | 448.4613 | 871.8466 | 6.8729 | 17 | 0 | 0 | 0 | 0 | 0 | 1344.1808 | 2418 | 448.4613 | 871.8466 | 6.8729 | 0 | 0 | 0 | 0 | 0 | 0 | 1327.1808
2421 | 0.01 | 6.4244 | 6.4244 | 0.01 | 0.01 | 0.01 | 0.01 | 0.01 | 0.01 | 2421 | 911.6929 | 980.0297 | 911.6929 | 1069.4859 | 1069.4859 | 1069.4859 | 1209.7463 | 1209.7463 | 1209.7463 | 2419 | 837.1287 | 0 | 0 | 0 | 0 | 0 | 0 | 837.1287 |  | 2419 | 837.1287 | 0 | 0 | 0 | 0 | 0 | 0 | 837.1287 | 2419 | 837.1287 | 0 | 0 | 0 | 0 | 0 | 0 | 837.1287 | 2419 | 881.1881 | 525.7316 | 0 | 0 | 0 | 0 | 0 | 1406.9197 | 2419 | 881.1881 | 525.7316 | 0 | 0 | 0 | 0 | 0 | 1406.9197 | 2419 | 881.1881 | 525.7316 | 0 | 0 | 0 | 0 | 0 | 1406.9197 | 2419 | 895.8746 | 1051.4632 | 0 | 0 | 0 | 0 | 0 | 0 | 0 | 1947.3378 | 2419 | 895.8746 | 1051.4632 | 0 | 17 | 0 | 0 | 0 | 0 | 0 | 1964.3378 | 2419 | 274.2441 | 1051.4632 | 0 | 0 | 0 | 0 | 0 | 0 | 0 | 1325.7073
2422 | 0.01 | 6.4244 | 6.4244 | 0.01 | 0.01 | 0.01 | 0.01 | 0.01 | 0.01 | 2422 | 1139.9307 | 1139.9307 | 1139.9307 | 1475.0974 | 1475.0974 | 1010.8661 | 1668.5528 | 1668.5528 | 1143.4387 | 2420 | 780.6931 | 0 | 0 | 0 | 0 | 0 | 0 | 780.6931 |  | 2420 | 780.6931 | 0 | 0 | 0 | 0 | 0 | 0 | 780.6931 | 2420 | 780.6931 | 0 | 0 | 0 | 0 | 0 | 0 | 780.6931 | 2420 | 821.7822 | 646.8214 | 0 | 0 | 0 | 0 | 0 | 1468.6036 | 2420 | 821.7822 | 646.8214 | 0 | 0 | 0 | 0 | 0 | 1468.6036 | 2420 | 821.7822 | 646.8214 | 0 | 0 | 0 | 0 | 0 | 1468.6036 | 2420 | 835.4785 | 1293.6428 | 0 | 0 | 0 | 0 | 0 | 0 | 0 | 2129.1213 | 2420 | 835.4785 | 1293.6428 | 0 | 17 | 0 | 0 | 0 | 0 | 0 | 2146.1213 | 2420 | 461.4009 | 1293.6428 | 0 | 0 | 0 | 0 | 0 | 0 | 0 | 1755.0437
2423 | 0.01 | 6.4244 | 6.4244 | 0.01 | 0.01 | 0.01 | 0.01 | 0.01 | 0.01 | 2423 | 1219.7043 | 1219.7043 | 1219.7043 | 1430.8069 | 1430.8069 | 966.5756 | 1093.3396 | 1618.4537 | 1618.4537 | 2421 | 928.6929 | 0 | 0 | 0 | 0 | 0 | 0 | 928.6929 |  | 2421 | 997.0297 | 0 | 0 | 0 | 0 | 0 | 0 | 997.0297 | 2421 | 997.0297 | 0 | 0 | 0 | 0 | 0 | 0 | 997.0297 | 2421 | 833.4382 | 709.3845 | 0 | 0 | 0 | 0 | 0 | 1542.8226 | 2421 | 1049.505 | 709.3845 | 0 | 0 | 0 | 0 | 0 | 1758.8894 | 2421 | 1049.505 | 709.3845 | 0 | 0 | 0 | 0 | 0 | 1758.8894 | 2421 | 1066.9967 | 1418.7689 | 0 | 0 | 0 | 0 | 0 | 0 | 0 | 2485.7656 | 2421 | 1066.9967 | 1418.7689 | 0 | 17 | 0 | 0 | 0 | 0 | 0 | 2502.7656 | 2421 | 1066.9967 | 1418.7689 | 0 | 0 | 0 | 0 | 0 | 0 | 0 | 2485.7656
2424 | 0.01 | 6.4244 | 6.4244 | 0.01 | 0.01 | 0.01 | 0.01 | 0.01 | 0.01 | 2424 | 810.6405 | 1206.3787 | 1206.3787 | 1415.175 | 1415.175 | 1415.175 | 1600.7717 | 1600.7717 | 1600.7717 | 2422 | 1156.9307 | 0 | 0 | 0 | 0 | 0 | 0 | 1156.9307 |  | 2422 | 1156.9307 | 0 | 0 | 0 | 0 | 0 | 0 | 1156.9307 | 2422 | 1156.9307 | 0 | 0 | 0 | 0 | 0 | 0 | 1156.9307 | 2422 | 1217.8218 | 730.5752 | 0 | 0 | 0 | 0 | 0 | 1948.397 | 2422 | 1099.8291 | 730.5752 | 0 | 0 | 0 | 0 | 0 | 1830.4043 | 2422 | 355.6412 | 730.5752 | 0 | 0 | 0 | 0 | 0 | 1086.2163 | 2422 | 1238.1188 | 1461.1504 | 0 | 0 | 0 | 0 | 0 | 0 | 0 | 2699.2692 | 2422 | 1238.1188 | 1461.1504 | 0 | 17 | 0 | 0 | 0 | 0 | 0 | 2716.2692 | 2422 | 1238.1188 | 1461.1504 | 0 | 0 | 0 | 0 | 0 | 0 | 0 | 2699.2692
2425 | 0.01 | 6.4244 | 6.4244 | 0.01 | 0.01 | 0.01 | 0.01 | 0.01 | 0.01 | 2425 | 1188.6112 | 1188.6112 | 1188.6112 | 1394.3324 | 1394.3324 | 1394.3324 | 1577.1956 | 1577.1956 | 1577.1956 | 2423 | 1345.0495 | 0 | 0 | 0 | 0 | 0 | 0 | 1345.0495 |  | 2423 | 1345.0495 | 0 | 0 | 0 | 0 | 0 | 0 | 1345.0495 | 2423 | 1345.0495 | 0 | 0 | 0 | 0 | 0 | 0 | 1345.0495 | 2423 | 1223.5631 | 756.8113 | 0 | 0 | 0 | 0 | 0 | 1980.3744 | 2423 | 1415.8416 | 756.8113 | 0 | 0 | 0 | 0 | 0 | 2172.6529 | 2423 | 677.3674 | 756.8113 | 0 | 0 | 0 | 0 | 0 | 1434.1787 | 2423 | 1439.4389 | 1513.6226 | 0 | 0 | 0 | 0 | 0 | 0 | 0 | 2953.0615 | 2423 | 1439.4389 | 1513.6226 | 0 | 17 | 0 | 0 | 0 | 0 | 0 | 2970.0615 | 2423 | 1439.4389 | 1513.6226 | 0 | 0 | 0 | 0 | 0 | 0 | 0 | 2953.0615
2426 | 0.01 | 6.4244 | 6.4244 | 0.01 | 0.01 | 0.01 | 0.01 | 0.01 | 0.01 | 2426 | 1193.0531 | 1193.0531 | 1193.0531 | 1399.543 | 1399.543 | 1399.543 | 1583.0896 | 1583.0896 | 1583.0896 | 2424 | 1392.0792 | 0 | 0 | 0 | 0 | 0 | 0 | 1392.0792 |  | 2424 | 1392.0792 | 0 | 0 | 0 | 0 | 0 | 0 | 1392.0792 | 2424 | 1392.0792 | 0 | 0 | 0 | 0 | 0 | 0 | 1392.0792 | 2424 | 888.3088 | 797.1746 | 0 | 0 | 0 | 0 | 0 | 1685.4834 | 2424 | 1435.9582 | 797.1746 | 0 | 0 | 0 | 0 | 0 | 2233.1328 | 2424 | 1465.3465 | 797.1746 | 0 | 0 | 0 | 0 | 0 | 2262.5211 | 2424 | 1489.769 | 1594.3491 | 0 | 0 | 0 | 0 | 0 | 0 | 0 | 3084.1181 | 2424 | 1489.769 | 1594.3491 | 0 | 17 | 0 | 0 | 0 | 0 | 0 | 3101.1181 | 2424 | 1489.769 | 1594.3491 | 0 | 0 | 0 | 0 | 0 | 0 | 0 | 3084.1181
2427 | 0.01 | 6.4244 | 6.4244 | 0.01 | 0.01 | 0.01 | 0.01 | 0.01 | 0.01 | 2427 | 821.7451 | 1217.4833 | 1217.4833 | 1428.2016 | 1428.2016 | 1428.2016 | 1615.5067 | 1615.5067 | 1615.5067 | 2425 | 1486.1386 | 0 | 0 | 0 | 0 | 0 | 0 | 1486.1386 |  | 2425 | 1486.1386 | 0 | 0 | 0 | 0 | 0 | 0 | 1486.1386 | 2425 | 1486.1386 | 0 | 0 | 0 | 0 | 0 | 0 | 1486.1386 | 2425 | 1009.9501 | 828.4561 | 0 | 0 | 0 | 0 | 0 | 1838.4062 | 2425 | 1429.9501 | 828.4561 | 0 | 0 | 0 | 0 | 0 | 2258.4062 | 2425 | 1564.3564 | 828.4561 | 0 | 0 | 0 | 0 | 0 | 2392.8125 | 2425 | 1590.429 | 1656.9122 | 0 | 0 | 0 | 0 | 0 | 0 | 0 | 3247.3413 | 2425 | 1590.429 | 1656.9122 | 0 | 17 | 0 | 0 | 0 | 0 | 0 | 3264.3413 | 2425 | 1590.429 | 1656.9122 | 0 | 0 | 0 | 0 | 0 | 0 | 0 | 3247.3413
2428 | 0.01 | 6.4244 | 6.4244 | 0.01 | 0.01 | 0.01 | 0.01 | 0.01 | 0.01 | 2428 | 1307.4311 | 1307.4311 | 1307.4311 | 1533.7172 | 1533.7172 | 1533.7172 | 1734.8605 | 1734.8605 | 1734.8605 | 2426 | 1994.0594 | 0 | 0 | 0 | 0 | 0 | 0 | 1994.0594 |  | 2426 | 1994.0594 | 0 | 0 | 0 | 0 | 0 | 0 | 1994.0594 | 2426 | 1994.0594 | 0 | 0 | 0 | 0 | 0 | 0 | 1994.0594 | 2426 | 1417.1461 | 852.6741 | 0 | 0 | 0 | 0 | 0 | 2269.8202 | 2426 | 1917.1461 | 852.6741 | 0 | 0 | 0 | 0 | 0 | 2769.8202 | 2426 | 1837.1461 | 852.6741 | 0 | 0 | 0 | 0 | 0 | 2689.8202 | 2426 | 1802.6778 | 1705.3481 | 0 | 0 | 0 | 0 | 0 | 0 | 0 | 3508.026 | 2426 | 2019.7445 | 1705.3481 | 0 | 17 | 0 | 0 | 0 | 0 | 0 | 3742.0926 | 2426 | 2133.9934 | 1705.3481 | 0 | 0 | 0 | 0 | 0 | 0 | 0 | 3839.3415
2429 | 0.01 | 6.4244 | 6.4244 | 0.01 | 0.01 | 0.01 | 0.01 | 0.01 | 0.01 | 2429 | 1442.908 | 1442.908 | 1442.908 | 1692.6421 | 1692.6421 | 1692.6421 | 1914.6279 | 1914.6279 | 1914.6279 | 2427 | 2097.5248 | 0 | 0 | 0 | 0 | 0 | 0 | 2097.5248 |  | 2427 | 2097.5248 | 0 | 0 | 0 | 0 | 0 | 0 | 2097.5248 | 2427 | 2097.5248 | 0 | 0 | 0 | 0 | 0 | 0 | 2097.5248 | 2427 | 1447.8586 | 862.7649 | 0 | 0 | 0 | 0 | 0 | 2310.6235 | 2427 | 1997.8586 | 862.7649 | 0 | 0 | 0 | 0 | 0 | 2860.6235 | 2427 | 1947.8586 | 862.7649 | 0 | 0 | 0 | 0 | 0 | 2810.6235 | 2427 | 1713.9643 | 1725.5298 | 0 | 0 | 0 | 0 | 0 | 0 | 0 | 3439.4941 | 2427 | 1933.9643 | 1725.5298 | 0 | 17 | 0 | 0 | 0 | 0 | 0 | 3676.4941 | 2427 | 2031.7421 | 1725.5298 | 0 | 0 | 0 | 0 | 0 | 0 | 0 | 3757.2719
2430 | 0.01 | 6.4244 | 6.4244 | 0.01 | 0.01 | 0.01 | 0.01 | 0.01 | 0.01 | 2430 | 1547.2918 | 1547.2918 | 1547.2918 | 1815.0923 | 1815.0923 | 1350.861 | 2053.1372 | 2053.1372 | 2053.1372 | 2428 | 2163.3663 | 0 | 10.1718 | 0 | 0 | 0 | 0 | 2173.5382 |  | 2428 | 2163.3663 | 0 | 10.1718 | 0 | 0 | 0 | 0 | 2173.5382 | 2428 | 2163.3663 | 0 | 10.1718 | 0 | 0 | 0 | 0 | 2173.5382 | 2428 | 2277.2277 | 856.7104 | 10.9966 | 0 | 0 | 0 | 0 | 3144.9347 | 2428 | 2127.0928 | 856.7104 | 10.9966 | 0 | 0 | 0 | 0 | 2994.7998 | 2428 | 2127.0928 | 856.7104 | 10.9966 | 0 | 0 | 0 | 0 | 2994.7998 | 2428 | 1902.8004 | 1713.4208 | 13.7457 | 0 | 0 | 0 | 0 | 0 | 0 | 3629.9669 | 2428 | 1682.8004 | 1713.4208 | 13.7457 | 17 | 0 | 0 | 0 | 0 | 0 | 3426.9669 | 2428 | 2315.1815 | 1713.4208 | 13.7457 | 0 | 0 | 0 | 0 | 0 | 0 | 4042.348
2431 | 0.01 | 6.4244 | 6.4244 | 0.01 | 0.01 | 0.01 | 0.01 | 0.01 | 0.01 | 2431 | 1589.4896 | 1589.4896 | 1589.4896 | 1864.5935 | 1864.5935 | 1659.1937 | 2109.1304 | 2109.1304 | 2109.1304 | 2429 | 2116.3366 | 0 | 71.2027 | 0 | 0 | 0 | 0 | 2187.5394 |  | 2429 | 2116.3366 | 0 | 71.2027 | 0 | 0 | 0 | 0 | 2187.5394 | 2429 | 2116.3366 | 0 | 71.2027 | 0 | 0 | 0 | 0 | 2187.5394 | 2429 | 1830.7148 | 836.5288 | 76.9759 | 0 | 0 | 0 | 0 | 2744.2195 | 2429 | 2227.7228 | 836.5288 | 76.9759 | 0 | 0 | 0 | 0 | 3141.2275 | 2429 | 2094.0988 | 836.5288 | 76.9759 | 0 | 0 | 0 | 0 | 3007.6035 | 2429 | 2018.837 | 1673.0575 | 96.2199 | 0 | 0 | 0 | 0 | 0 | 0 | 3788.1144 | 2429 | 2238.837 | 1673.0575 | 96.2199 | 17 | 0 | 0 | 0 | 0 | 0 | 4025.1144 | 2429 | 2264.8515 | 1673.0575 | 96.2199 | 0 | 0 | 0 | 0 | 0 | 0 | 4034.1289
2432 | 0.01 | 6.4244 | 6.4244 | 0.01 | 0.01 | 0.01 | 0.01 | 0.01 | 0.01 | 2432 | 1557.286 | 1557.286 | 1161.5478 | 1362.5849 | 1826.8163 | 1362.5849 | 2066.3988 | 2066.3988 | 2066.3988 | 2430 | 1881.1881 | 0 | 147.4914 | 0 | 0 | 0 | 0 | 2028.6795 |  | 2430 | 1881.1881 | 0 | 147.4914 | 0 | 0 | 0 | 0 | 2028.6795 | 2430 | 1881.1881 | 0 | 147.4914 | 0 | 0 | 0 | 0 | 2028.6795 | 2430 | 1687.1616 | 816.3471 | 159.4502 | 0 | 0 | 0 | 0 | 2662.9589 | 2430 | 1895.2372 | 816.3471 | 159.4502 | 0 | 0 | 0 | 0 | 2871.0345 | 2430 | 1980.198 | 816.3471 | 159.4502 | 0 | 0 | 0 | 0 | 2955.9953 | 2430 | 2013.2013 | 1632.6942 | 199.3127 | 0 | 0 | 0 | 0 | 0 | 0 | 3845.2083 | 2430 | 1982.1765 | 1632.6942 | 199.3127 | 17 | 0 | 0 | 0 | 0 | 0 | 3831.1835 | 2430 | 2013.2013 | 1632.6942 | 199.3127 | 0 | 0 | 0 | 0 | 0 | 0 | 3845.2083
2433 | 0.01 | 6.4244 | 6.4244 | 0.01 | 0.01 | 0.01 | 0.01 | 0.01 | 0.01 | 2433 | 1453.6119 | 1137.8349 | 1213.86 | 1310.4784 | 1310.4784 | 1765.849 | 2007.4586 | 2007.4586 | 2007.4586 | 2431 | 1702.4752 | 0 | 269.5533 | 0 | 0 | 0 | 0 | 1972.0285 |  | 2431 | 1702.4752 | 0 | 269.5533 | 0 | 0 | 0 | 0 | 1972.0285 | 2431 | 1702.4752 | 0 | 269.5533 | 0 | 0 | 0 | 0 | 1972.0285 | 2431 | 1792.0792 | 801.2109 | 291.4089 | 0 | 0 | 0 | 0 | 2884.699 | 2431 | 1726.1805 | 801.2109 | 291.4089 | 0 | 0 | 0 | 0 | 2818.8003 | 2431 | 1792.0792 | 801.2109 | 291.4089 | 0 | 0 | 0 | 0 | 2884.699 | 2431 | 1821.9472 | 1602.4218 | 364.2612 | 0 | 0 | 0 | 0 | 0 | 0 | 3788.6302 | 2431 | 1821.9472 | 1602.4218 | 364.2612 | 17 | 0 | 0 | 0 | 0 | 0 | 3805.6302 | 2431 | 1777.9067 | 1602.4218 | 364.2612 | 0 | 0 | 0 | 0 | 0 | 0 | 3744.5896
2434 | 0.01 | 6.4244 | 6.4244 | 0.01 | 0.01 | 0.01 | 0.01 | 0.01 | 0.01 | 2434 | 1455.3172 | 1069.3791 | 1069.3791 | 1436.7962 | 1656.7115 | 1254.464 | 1944.098 | 1944.098 | 1944.098 | 2432 | 1787.1287 | 0 | 432.3024 | 0 | 0 | 0 | 0 | 2219.4311 |  | 2432 | 1787.1287 | 0 | 432.3024 | 0 | 0 | 0 | 0 | 2219.4311 | 2432 | 1787.1287 | 0 | 432.3024 | 0 | 0 | 0 | 0 | 2219.4311 | 2432 | 1558.328 | 789.1019 | 467.354 | 0 | 0 | 0 | 0 | 2814.7839 | 2432 | 1881.1881 | 789.1019 | 467.354 | 0 | 0 | 0 | 0 | 3137.644 | 2432 | 1675.253 | 789.1019 | 467.354 | 0 | 0 | 0 | 0 | 2931.7089 | 2432 | 0 | 1578.2038 | 584.1924 | 0 | 0 | 0 | 0 | 0 | 0 | 2162.3963 | 2432 | 0 | 1578.2038 | 584.1924 | 17 | 0 | 0 | 0 | 0 | 0 | 2179.3963 | 2432 | 0 | 1578.2038 | 584.1924 | 0 | 0 | 0 | 0 | 0 | 0 | 2162.3963
2435 | 16.9307 | 16.9307 | 16.9307 | 6.4125 | 6.4125 | 6.4125 | 0.01 | 0.01 | 0.01 | 2435 | 1104.914 | 1104.914 | 1104.914 | 1296.1492 | 1296.1492 | 1296.1492 | 1991.2501 | 1991.2501 | 1466.1359 | 2433 | 1975.2475 | 0 | 640.8247 | 0 | 0 | 0 | 0 | 2616.0723 |  | 2433 | 1975.2475 | 0 | 640.8247 | 0 | 0 | 0 | 0 | 2616.0723 | 2433 | 1975.2475 | 0 | 640.8247 | 0 | 0 | 0 | 0 | 2616.0723 | 2433 | 1887.9297 | 808.2745 | 692.7835 | 0 | 0 | 0 | 0 | 3388.9877 | 2433 | 2079.2079 | 808.2745 | 692.7835 | 0 | 0 | 0 | 0 | 3580.2659 | 2433 | 2079.2079 | 808.2745 | 692.7835 | 0 | 0 | 0 | 0 | 3580.2659 | 2433 | 32.9207 | 1616.5489 | 865.9794 | 0 | 0 | 0 | 0 | 0 | 0 | 2515.4491 | 2433 | 32.9207 | 1616.5489 | 865.9794 | 17 | 0 | 0 | 0 | 0 | 0 | 2532.4491 | 2433 | 472.9207 | 1616.5489 | 865.9794 | 0 | 0 | 0 | 0 | 0 | 0 | 2955.4491
2436 | 18.6145 | 18.6145 | 18.6145 | 8.0251 | 8.0251 | 8.0251 | 0.01 | 0.01 | 0.01 | 2436 | 1094.9198 | 1094.9198 | 1094.9198 | 1284.4252 | 1284.4252 | 1284.4252 | 1977.9886 | 1452.8744 | 1977.9886 | 2434 | 2031.6832 | 0 | 737.457 | 0 | 0 | 0 | 0 | 2769.1402 |  | 2434 | 2031.6832 | 0 | 737.457 | 0 | 0 | 0 | 0 | 2769.1402 | 2434 | 2031.6832 | 0 | 737.457 | 0 | 0 | 0 | 0 | 2769.1402 | 2434 | 2138.6139 | 773.9657 | 797.2509 | 0 | 0 | 0 | 0 | 3709.8304 | 2434 | 2138.6139 | 773.9657 | 797.2509 | 0 | 0 | 0 | 0 | 3709.8304 | 2434 | 1936.3663 | 773.9657 | 797.2509 | 0 | 0 | 0 | 0 | 3507.5828 | 2434 | 551.7974 | 1547.9314 | 996.5636 | 0 | 0 | 0 | 0 | 0 | 0 | 3096.2923 | 2434 | 336.03 | 1547.9314 | 996.5636 | 17 | 0 | 0 | 0 | 0 | 0 | 2897.5249 | 2434 | 551.7974 | 1547.9314 | 996.5636 | 0 | 0 | 0 | 0 | 0 | 0 | 3096.2923
2437 | 20.9838 | 20.9838 | 20.9838 | 14.9898 | 14.9898 | 14.9898 | 0.01 | 0.01 | 0.01 | 2437 | 1069.3791 | 1069.3791 | 1069.3791 | 1254.464 | 1254.464 | 1254.464 | 1944.098 | 1944.098 | 1418.9838 | 2435 | 1900 | 0 | 620.4811 | 0 | 0 | 0 | 0 | 2520.4811 |  | 2435 | 1900 | 0 | 620.4811 | 0 | 0 | 0 | 0 | 2520.4811 | 2435 | 1900 | 0 | 620.4811 | 0 | 0 | 0 | 0 | 2520.4811 | 2435 | 2000 | 738.6478 | 670.7904 | 0 | 0 | 0 | 0 | 3409.4382 | 2435 | 2000 | 738.6478 | 670.7904 | 0 | 0 | 0 | 0 | 3409.4382 | 2435 | 2000 | 738.6478 | 670.7904 | 0 | 0 | 0 | 0 | 3409.4382 | 2435 | 1301.7883 | 1477.2957 | 838.488 | 0 | 0 | 0 | 0 | 0 | 0 | 3617.572 | 2435 | 578.8379 | 1477.2957 | 838.488 | 17 | 0 | 0 | 0 | 0 | 0 | 2911.6215 | 2435 | 54.7237 | 1477.2957 | 838.488 | 0 | 0 | 0 | 0 | 0 | 0 | 2370.5073
2438 | 23.4961 | 23.4961 | 23.4961 | 20.9838 | 20.9838 | 20.9838 | 0.01 | 0.01 | 0.01 | 2438 | 1056.0535 | 1056.0535 | 1056.0535 | 1238.832 | 1238.832 | 1238.832 | 1738.2208 | 1401.3018 | 1401.3018 | 2436 | 1758.9109 | 0 | 554.3643 | 0 | 0 | 0 | 0 | 2313.2752 |  | 2436 | 1758.9109 | 0 | 554.3643 | 0 | 0 | 0 | 0 | 2313.2752 | 2436 | 1758.9109 | 0 | 554.3643 | 0 | 0 | 0 | 0 | 2313.2752 | 2436 | 1851.4851 | 687.1847 | 599.3127 | 0 | 0 | 0 | 0 | 3137.9825 | 2436 | 1851.4851 | 687.1847 | 599.3127 | 0 | 0 | 0 | 0 | 3137.9825 | 2436 | 1851.4851 | 687.1847 | 599.3127 | 0 | 0 | 0 | 0 | 3137.9825 | 2436 | 1628.6987 | 1374.3693 | 749.1409 | 0 | 0 | 0 | 0 | 0 | 0 | 3752.2089 | 2436 | 1107.8171 | 1374.3693 | 749.1409 | 17 | 0 | 0 | 0 | 0 | 0 | 3248.3274 | 2436 | 1627.7833 | 1374.3693 | 749.1409 | 0 | 0 | 0 | 0 | 0 | 0 | 3751.2935
2439 | 23.9496 | 23.9496 | 23.9496 | 20.9838 | 20.9838 | 20.9838 | 10.7098 | 10.7098 | 10.7098 | 2439 | 1056.0535 | 1056.0535 | 1056.0535 | 1238.832 | 1238.832 | 1238.832 | 1401.3018 | 1401.3018 | 1401.3018 | 2437 | 1542.5743 | 0 | 528.9347 | 0 | 0 | 0 | 0 | 2071.509 |  | 2437 | 1542.5743 | 0 | 528.9347 | 0 | 0 | 0 | 0 | 2071.509 | 2437 | 1542.5743 | 0 | 528.9347 | 0 | 0 | 0 | 0 | 2071.509 | 2437 | 1623.7624 | 633.7033 | 571.8213 | 0 | 0 | 0 | 0 | 2829.287 | 2437 | 1623.7624 | 633.7033 | 571.8213 | 0 | 0 | 0 | 0 | 2829.287 | 2437 | 1623.7624 | 633.7033 | 571.8213 | 0 | 0 | 0 | 0 | 2829.287 | 2437 | 1650.8251 | 1267.4067 | 714.7766 | 0 | 0 | 0 | 0 | 0 | 0 | 3633.0084 | 2437 | 1650.8251 | 1267.4067 | 714.7766 | 17 | 0 | 0 | 0 | 0 | 0 | 3650.0084 | 2437 | 1650.8251 | 1267.4067 | 714.7766 | 0 | 0 | 0 | 0 | 0 | 0 | 3633.0084
2440 | 23.9496 | 23.9496 | 23.9496 | 20.9838 | 20.9838 | 20.9838 | 3.3664 | 3.3664 | 3.3664 | 2440 | 1038.2861 | 1038.2861 | 1038.2861 | 1217.9894 | 1217.9894 | 1217.9894 | 1377.7257 | 1377.7257 | 1377.7257 | 2438 | 1646.0396 | 0 | 386.5292 | 0 | 0 | 0 | 0 | 2032.5688 |  | 2438 | 1646.0396 | 0 | 386.5292 | 0 | 0 | 0 | 0 | 2032.5688 | 2438 | 1646.0396 | 0 | 386.5292 | 0 | 0 | 0 | 0 | 2032.5688 | 2438 | 1732.6733 | 583.2492 | 417.8694 | 0 | 0 | 0 | 0 | 2733.7919 | 2438 | 1732.6733 | 583.2492 | 417.8694 | 0 | 0 | 0 | 0 | 2733.7919 | 2438 | 1732.6733 | 583.2492 | 417.8694 | 0 | 0 | 0 | 0 | 2733.7919 | 2438 | 1761.5512 | 1166.4985 | 522.3368 | 0 | 0 | 0 | 0 | 0 | 0 | 3450.3864 | 2438 | 1761.5512 | 1166.4985 | 522.3368 | 17 | 0 | 0 | 0 | 0 | 0 | 3467.3864 | 2438 | 1246.6141 | 1166.4985 | 522.3368 | 0 | 0 | 0 | 0 | 0 | 0 | 2935.4494
2441 | 75.7715 | 75.7715 | 75.7715 | 20.9838 | 20.9838 | 20.9838 | 3.0198 | 3.0198 | 3.0198 | 2441 | 1048.2803 | 1048.2803 | 1048.2803 | 1229.7134 | 1229.7134 | 1229.7134 | 1390.9873 | 1390.9873 | 1390.9873 | 2439 | 1316.8317 | 0 | 218.6942 | 0 | 0 | 0 | 0 | 1535.5258 |  | 2439 | 1316.8317 | 0 | 218.6942 | 0 | 0 | 0 | 0 | 1535.5258 | 2439 | 1316.8317 | 0 | 218.6942 | 0 | 0 | 0 | 0 | 1535.5258 | 2439 | 1386.1386 | 502.5227 | 236.4261 | 0 | 0 | 0 | 0 | 2125.0874 | 2439 | 1386.1386 | 502.5227 | 236.4261 | 0 | 0 | 0 | 0 | 2125.0874 | 2439 | 1386.1386 | 502.5227 | 236.4261 | 0 | 0 | 0 | 0 | 2125.0874 | 2439 | 1409.2409 | 1005.0454 | 295.5326 | 0 | 0 | 0 | 0 | 0 | 0 | 2709.819 | 2439 | 1409.2409 | 1005.0454 | 295.5326 | 17 | 0 | 0 | 0 | 0 | 0 | 2726.819 | 2439 | 1409.2409 | 1005.0454 | 295.5326 | 0 | 0 | 0 | 0 | 0 | 0 | 2709.819
2442 | 85.4929 | 85.4929 | 85.4929 | 37.6019 | 37.6019 | 37.6019 | 3.0198 | 3.0198 | 3.0198 | 2442 | 1094.9198 | 1094.9198 | 1094.9198 | 1284.4252 | 1284.4252 | 1284.4252 | 1452.8744 | 1452.8744 | 1452.8744 | 2440 | 959.4059 | 0 | 116.9759 | 0 | 0 | 0 | 0 | 1076.3819 |  | 2440 | 959.4059 | 0 | 116.9759 | 0 | 0 | 0 | 0 | 1076.3819 | 2440 | 959.4059 | 0 | 116.9759 | 0 | 0 | 0 | 0 | 1076.3819 | 2440 | 1009.901 | 485.3683 | 126.4605 | 0 | 0 | 0 | 0 | 1621.7298 | 2440 | 1009.901 | 485.3683 | 126.4605 | 0 | 0 | 0 | 0 | 1621.7298 | 2440 | 1009.901 | 485.3683 | 126.4605 | 0 | 0 | 0 | 0 | 1621.7298 | 2440 | 1026.7327 | 970.7366 | 158.0756 | 0 | 0 | 0 | 0 | 0 | 0 | 2155.5449 | 2440 | 1026.7327 | 970.7366 | 158.0756 | 17 | 0 | 0 | 0 | 0 | 0 | 2172.5449 | 2440 | 1026.7327 | 970.7366 | 158.0756 | 0 | 0 | 0 | 0 | 0 | 0 | 2155.5449
2443 | 88.0478 | 88.0478 | 88.0478 | 45.6445 | 41.6516 | 41.6516 | 9.4851 | 9.4851 | 9.4851 | 2443 | 1092.6989 | 1092.6989 | 1092.6989 | 1281.8199 | 1281.8199 | 1281.8199 | 1449.9274 | 1449.9274 | 1449.9274 | 2441 | 724.2574 | 0 | 30.5155 | 0 | 0 | 0 | 150 | 904.7729 |  | 2441 | 724.2574 | 0 | 30.5155 | 0 | 0 | 0 | 150 | 904.7729 | 2441 | 724.2574 | 0 | 30.5155 | 0 | 0 | 0 | 150 | 904.7729 | 2441 | 762.3762 | 431.887 | 32.9897 | 0 | 0 | 0 | 0 | 1227.2529 | 2441 | 762.3762 | 431.887 | 32.9897 | 0 | 0 | 0 | 0 | 1227.2529 | 2441 | 762.3762 | 431.887 | 32.9897 | 0 | 0 | 0 | 0 | 1227.2529 | 2441 | 775.0825 | 863.774 | 41.2371 | 0 | 0 | 0 | 0 | 0 | 0 | 1680.0936 | 2441 | 775.0825 | 863.774 | 41.2371 | 17 | 0 | 0 | 0 | 0 | 0 | 1697.0936 | 2441 | 775.0825 | 863.774 | 41.2371 | 0 | 0 | 0 | 0 | 0 | 0 | 1680.0936
2444 | 88.0478 | 88.0478 | 88.0478 | 34.4823 | 34.4823 | 34.4823 | 9.4851 | 9.4851 | 9.4851 | 2444 | 1016.0767 | 1016.0767 | 1016.0767 | 1191.9362 | 1191.9362 | 1191.9362 | 1348.2557 | 1348.2557 | 1348.2557 | 2442 | 451.4851 | 0 | 5.0859 | 0 | 0 | 0 | 150 | 606.5711 |  | 2442 | 451.4851 | 0 | 5.0859 | 0 | 0 | 0 | 150 | 606.5711 | 2442 | 451.4851 | 0 | 5.0859 | 0 | 0 | 0 | 150 | 606.5711 | 2442 | 475.2475 | 365.2876 | 5.4983 | 0 | 0 | 0 | 0 | 846.0334 | 2442 | 475.2475 | 365.2876 | 5.4983 | 0 | 0 | 0 | 0 | 846.0334 | 2442 | 475.2475 | 365.2876 | 5.4983 | 0 | 0 | 0 | 0 | 846.0334 | 2442 | 483.1683 | 730.5752 | 6.8729 | 0 | 0 | 0 | 0 | 0 | 0 | 1220.6163 | 2442 | 483.1683 | 730.5752 | 6.8729 | 17 | 0 | 0 | 0 | 0 | 0 | 1237.6163 | 2442 | 483.1683 | 730.5752 | 6.8729 | 0 | 0 | 0 | 0 | 0 | 0 | 1220.6163
2445 | 74.1528 | 74.1528 | 74.1528 | 22.3899 | 22.3899 | 22.3899 | 16.9307 | 16.9307 | 16.9307 | 2445 | 928.3499 | 928.3499 | 928.3499 | 1089.0258 | 1089.0258 | 1089.0258 | 1231.8489 | 1231.8489 | 1231.8489 | 2443 | 460.8911 | 0 | 0 | 0 | 0 | 0 | 150 | 610.8911 |  | 2443 | 460.8911 | 0 | 0 | 0 | 0 | 0 | 150 | 610.8911 | 2443 | 460.8911 | 0 | 0 | 0 | 0 | 0 | 150 | 610.8911 | 2443 | 485.1485 | 334.0061 | 0 | 0 | 0 | 0 | 0 | 819.1546 | 2443 | 485.1485 | 334.0061 | 0 | 0 | 0 | 0 | 0 | 819.1546 | 2443 | 485.1485 | 334.0061 | 0 | 0 | 0 | 0 | 0 | 819.1546 | 2443 | 493.2343 | 668.0121 | 0 | 0 | 0 | 0 | 0 | 0 | 0 | 1161.2464 | 2443 | 493.2343 | 668.0121 | 0 | 17 | 0 | 0 | 0 | 0 | 0 | 1178.2464 | 2443 | 493.2343 | 668.0121 | 0 | 0 | 0 | 0 | 0 | 0 | 0 | 1161.2464
2446 | 74.1528 | 74.1528 | 74.1528 | 22.3899 | 22.3899 | 22.3899 | 14.9898 | 14.9898 | 14.9898 | 2446 | 877.2684 | 877.2684 | 877.2684 | 1029.1034 | 1029.1034 | 1029.1034 | 1164.0677 | 1164.0677 | 1164.0677 | 2444 | 611.3861 | 0 | 0 | 0 | 0 | 0 | 150 | 761.3861 |  | 2444 | 611.3861 | 0 | 0 | 0 | 0 | 0 | 150 | 761.3861 | 2444 | 611.3861 | 0 | 0 | 0 | 0 | 0 | 150 | 761.3861 | 2444 | 643.5644 | 334.0061 | 0 | 0 | 0 | 0 | 0 | 977.5704 | 2444 | 643.5644 | 334.0061 | 0 | 0 | 0 | 0 | 0 | 977.5704 | 2444 | 643.5644 | 334.0061 | 0 | 0 | 0 | 0 | 0 | 977.5704 | 2444 | 654.2904 | 668.0121 | 0 | 0 | 0 | 0 | 0 | 0 | 0 | 1322.3025 | 2444 | 654.2904 | 668.0121 | 0 | 17 | 0 | 0 | 0 | 0 | 0 | 1339.3025 | 2444 | 654.2904 | 668.0121 | 0 | 0 | 0 | 0 | 0 | 0 | 0 | 1322.3025
2447 | 82.6992 | 82.6992 | 82.6992 | 41.0886 | 41.0886 | 41.0886 | 25.4934 | 25.4934 | 25.4934 | 2447 | 850.6172 | 850.6172 | 850.6172 | 997.8395 | 997.8395 | 997.8395 | 1128.7036 | 1128.7036 | 1128.7036 | 2445 | 827.7228 | 0 | 0 | 0 | 0 | 0 | 84.6271 | 912.3499 |  | 2445 | 827.7228 | 0 | 0 | 0 | 0 | 0 | 84.6271 | 912.3499 | 2445 | 827.7228 | 0 | 0 | 0 | 0 | 0 | 84.6271 | 912.3499 | 2445 | 871.2871 | 315.8426 | 0 | 0 | 0 | 0 | 0 | 1187.1297 | 2445 | 871.2871 | 315.8426 | 0 | 0 | 0 | 0 | 0 | 1187.1297 | 2445 | 871.2871 | 315.8426 | 0 | 0 | 0 | 0 | 0 | 1187.1297 | 2445 | 885.8086 | 631.6852 | 0 | 0 | 0 | 0 | 0 | 0 | 0 | 1517.4937 | 2445 | 885.8086 | 631.6852 | 0 | 17 | 0 | 0 | 0 | 0 | 0 | 1534.4937 | 2445 | 885.8086 | 631.6852 | 0 | 0 | 0 | 0 | 0 | 0 | 0 | 1517.4937
2448 | 82.4953 | 82.4953 | 82.4953 | 63.8657 | 61.2427 | 61.2427 | 35.056 | 35.056 | 35.056 | 2448 | 842.844 | 842.844 | 842.844 | 988.7208 | 988.7208 | 988.7208 | 1118.3891 | 1118.3891 | 1118.3891 | 2446 | 743.0693 | 0 | 0 | 0 | 0 | 0 | 118.1991 | 861.2684 |  | 2446 | 743.0693 | 0 | 0 | 0 | 0 | 0 | 118.1991 | 861.2684 | 2446 | 743.0693 | 0 | 0 | 0 | 0 | 0 | 118.1991 | 861.2684 | 2446 | 782.1782 | 282.5429 | 0 | 0 | 0 | 0 | 0 | 1064.7211 | 2446 | 782.1782 | 282.5429 | 0 | 0 | 0 | 0 | 0 | 1064.7211 | 2446 | 782.1782 | 282.5429 | 0 | 0 | 0 | 0 | 0 | 1064.7211 | 2446 | 795.2145 | 565.0858 | 0 | 0 | 0 | 0 | 0 | 0 | 0 | 1360.3003 | 2446 | 795.2145 | 565.0858 | 0 | 17 | 0 | 0 | 0 | 0 | 0 | 1377.3003 | 2446 | 795.2145 | 565.0858 | 0 | 0 | 0 | 0 | 0 | 0 | 0 | 1360.3003
2449 | 82.492 | 82.492 | 82.492 | 63.8657 | 61.2427 | 61.2427 | 35.5315 | 35.5315 | 35.5315 | 2449 | 840.623 | 840.623 | 840.623 | 986.1155 | 986.1155 | 986.1155 | 1115.4421 | 1115.4421 | 1115.4421 | 2447 | 677.2277 | 0 | 0 | 0 | 0 | 0 | 150 | 827.2277 |  | 2447 | 677.2277 | 0 | 0 | 0 | 0 | 0 | 150 | 827.2277 | 2447 | 677.2277 | 0 | 0 | 0 | 0 | 0 | 150 | 827.2277 | 2447 | 712.8713 | 231.0797 | 0 | 0 | 0 | 0 | 0 | 943.951 | 2447 | 712.8713 | 231.0797 | 0 | 0 | 0 | 0 | 0 | 943.951 | 2447 | 712.8713 | 231.0797 | 0 | 0 | 0 | 0 | 0 | 943.951 | 2447 | 724.7525 | 462.1594 | 0 | 0 | 0 | 0 | 0 | 0 | 0 | 1186.9119 | 2447 | 724.7525 | 462.1594 | 0 | 17 | 0 | 0 | 0 | 0 | 0 | 1203.9119 | 2447 | 724.7525 | 462.1594 | 0 | 0 | 0 | 0 | 0 | 0 | 0 | 1186.9119
2450 | 81.5718 | 81.5718 | 81.5718 | 63.1465 | 62.9221 | 62.9221 | 55.8917 | 52.5407 | 52.5407 | 2450 | 850.6172 | 850.6172 | 850.6172 | 997.8395 | 997.8395 | 997.8395 | 1128.7036 | 1128.7036 | 1128.7036 | 2448 | 357.4257 | 0 | 0 | 0 | 0 | 0 | 150 | 507.4257 |  | 2448 | 357.4257 | 0 | 0 | 0 | 0 | 0 | 150 | 507.4257 | 2448 | 357.4257 | 0 | 0 | 0 | 0 | 0 | 150 | 507.4257 | 2448 | 376.2376 | 198.7891 | 0 | 0 | 0 | 0 | 0 | 575.0267 | 2448 | 376.2376 | 198.7891 | 0 | 0 | 0 | 0 | 0 | 575.0267 | 2448 | 376.2376 | 198.7891 | 0 | 0 | 0 | 0 | 0 | 575.0267 | 2448 | 382.5083 | 397.5782 | 0 | 0 | 0 | 0 | 0 | 0 | 0 | 780.0865 | 2448 | 382.5083 | 397.5782 | 0 | 17 | 0 | 0 | 0 | 0 | 0 | 797.0865 | 2448 | 382.5083 | 397.5782 | 0 | 0 | 0 | 0 | 0 | 0 | 0 | 780.0865
2451 | 82.4953 | 82.4953 | 82.4953 | 70.929 | 64.6473 | 64.6473 | 55.8917 | 52.5407 | 52.5407 | 2451 | 892.815 | 892.815 | 892.815 | 1047.3406 | 1047.3406 | 1047.3406 | 1184.6968 | 1184.6968 | 1184.6968 | 2449 | 169.3069 | 0 | 0 | 0 | 0 | 0 | 150 | 319.3069 |  | 2449 | 169.3069 | 0 | 0 | 0 | 0 | 0 | 150 | 319.3069 | 2449 | 169.3069 | 0 | 0 | 0 | 0 | 0 | 150 | 319.3069 | 2449 | 178.2178 | 193.7437 | 0 | 0 | 0 | 0 | 0 | 371.9615 | 2449 | 178.2178 | 193.7437 | 0 | 0 | 0 | 0 | 0 | 371.9615 | 2449 | 178.2178 | 193.7437 | 0 | 0 | 0 | 0 | 0 | 371.9615 | 2449 | 181.1881 | 387.4874 | 0 | 0 | 0 | 0 | 0 | 0 | 0 | 568.6755 | 2449 | 181.1881 | 387.4874 | 0 | 17 | 0 | 0 | 0 | 0 | 0 | 585.6755 | 2449 | 181.1881 | 387.4874 | 0 | 0 | 0 | 0 | 0 | 0 | 0 | 568.6755
2452 | 83.6259 | 83.6259 | 83.6259 | 78.7256 | 76.8509 | 78.7256 | 55.8917 | 55.4299 | 55.4299 | 2452 | 972.7685 | 972.7685 | 972.7685 | 1141.1323 | 1141.1323 | 1141.1323 | 1290.789 | 1290.789 | 1290.789 | 2450 | 94.0594 | 0 | 0 | 0 | 0 | 0 | 150 | 244.0594 |  | 2450 | 94.0594 | 0 | 0 | 0 | 0 | 0 | 150 | 244.0594 | 2450 | 94.0594 | 0 | 0 | 0 | 0 | 0 | 150 | 244.0594 | 2450 | 99.0099 | 205.8527 | 0 | 0 | 0 | 0 | 0 | 304.8626 | 2450 | 99.0099 | 205.8527 | 0 | 0 | 0 | 0 | 0 | 304.8626 | 2450 | 99.0099 | 205.8527 | 0 | 0 | 0 | 0 | 0 | 304.8626 | 2450 | 100.6601 | 411.7053 | 0 | 0 | 0 | 0 | 0 | 0 | 0 | 512.3654 | 2450 | 100.6601 | 411.7053 | 0 | 17 | 0 | 0 | 0 | 0 | 0 | 529.3654 | 2450 | 100.6601 | 411.7053 | 0 | 0 | 0 | 0 | 0 | 0 | 0 | 512.3654
2453 | 86.3097 | 86.3097 | 86.3097 | 78.7256 | 76.8509 | 78.7256 | 55.8917 | 55.4299 | 55.4299 | 2453 | 1107.135 | 1107.135 | 1107.135 | 1298.7545 | 1298.7545 | 1298.7545 | 1469.0829 | 1469.0829 | 1469.0829 | 2451 | 141.0891 | 0 | 0 | 0 | 0 | 0 | 150 | 291.0891 |  | 2451 | 141.0891 | 0 | 0 | 0 | 0 | 0 | 150 | 291.0891 | 2451 | 141.0891 | 0 | 0 | 0 | 0 | 0 | 150 | 291.0891 | 2451 | 148.5149 | 211.9072 | 0 | 0 | 0 | 0 | 0 | 360.422 | 2451 | 148.5149 | 211.9072 | 0 | 0 | 0 | 0 | 0 | 360.422 | 2451 | 148.5149 | 211.9072 | 0 | 0 | 0 | 0 | 0 | 360.422 | 2451 | 150.9901 | 423.8143 | 0 | 0 | 0 | 0 | 0 | 0 | 0 | 574.8044 | 2451 | 150.9901 | 423.8143 | 0 | 17 | 0 | 0 | 0 | 0 | 0 | 591.8044 | 2451 | 150.9901 | 423.8143 | 0 | 0 | 0 | 0 | 0 | 0 | 0 | 574.8044
2454 | 89.0682 | 88.6319 | 88.6319 | 78.7256 | 76.8509 | 78.7256 | 55.8917 | 55.4299 | 55.4299 | 2454 | 1240.3909 | 1240.3909 | 1240.3909 | 1455.074 | 1455.074 | 1455.074 | 1645.9034 | 1645.9034 | 1645.9034 | 2452 | 141.0891 | 0 | 5.0859 | 0 | 0 | 0 | 150 | 296.175 |  | 2452 | 141.0891 | 0 | 5.0859 | 0 | 0 | 0 | 150 | 296.175 | 2452 | 141.0891 | 0 | 5.0859 | 0 | 0 | 0 | 150 | 296.175 | 2452 | 148.5149 | 197.78 | 5.4983 | 0 | 0 | 0 | 0 | 351.7932 | 2452 | 148.5149 | 197.78 | 5.4983 | 0 | 0 | 0 | 0 | 351.7932 | 2452 | 148.5149 | 197.78 | 5.4983 | 0 | 0 | 0 | 0 | 351.7932 | 2452 | 150.9901 | 395.56 | 6.8729 | 0 | 0 | 0 | 0 | 0 | 0 | 553.423 | 2452 | 150.9901 | 395.56 | 6.8729 | 17 | 0 | 0 | 0 | 0 | 0 | 570.423 | 2452 | 150.9901 | 395.56 | 6.8729 | 0 | 0 | 0 | 0 | 0 | 0 | 553.423
2455 | 89.0682 | 88.6319 | 88.6319 | 56.7649 | 56.7649 | 56.7649 | 33.943 | 33.943 | 33.943 | 2455 | 1282.5887 | 1282.5887 | 1282.5887 | 1504.5752 | 1504.5752 | 1504.5752 | 1701.8965 | 1701.8965 | 1701.8965 | 2453 | 141.0891 | 0 | 20.3436 | 0 | 0 | 0 | 150 | 311.4328 |  | 2453 | 141.0891 | 0 | 20.3436 | 0 | 0 | 0 | 150 | 311.4328 | 2453 | 141.0891 | 0 | 20.3436 | 0 | 0 | 0 | 150 | 311.4328 | 2453 | 148.5149 | 179.6165 | 21.9931 | 0 | 0 | 0 | 0 | 350.1245 | 2453 | 148.5149 | 179.6165 | 21.9931 | 0 | 0 | 0 | 0 | 350.1245 | 2453 | 148.5149 | 179.6165 | 21.9931 | 0 | 0 | 0 | 0 | 350.1245 | 2453 | 150.9901 | 359.2331 | 27.4914 | 0 | 0 | 0 | 0 | 0 | 0 | 537.7146 | 2453 | 150.9901 | 359.2331 | 27.4914 | 17 | 0 | 0 | 0 | 0 | 0 | 554.7146 | 2453 | 150.9901 | 359.2331 | 27.4914 | 0 | 0 | 0 | 0 | 0 | 0 | 537.7146
2456 | 89.0682 | 88.6319 | 88.6319 | 38.2588 | 38.2588 | 38.2588 | 33.1371 | 33.1371 | 33.1371 | 2456 | 1299.2457 | 1299.2457 | 1299.2457 | 1524.1151 | 1524.1151 | 1524.1151 | 1723.999 | 1723.999 | 1723.999 | 2454 | 150.495 | 0 | 61.0309 | 0 | 0 | 0 | 150 | 361.526 |  | 2454 | 150.495 | 0 | 61.0309 | 0 | 0 | 0 | 150 | 361.526 | 2454 | 150.495 | 0 | 61.0309 | 0 | 0 | 0 | 150 | 361.526 | 2454 | 158.4158 | 156.4077 | 65.9794 | 0 | 0 | 0 | 0 | 380.8029 | 2454 | 158.4158 | 156.4077 | 65.9794 | 0 | 0 | 0 | 0 | 380.8029 | 2454 | 158.4158 | 156.4077 | 65.9794 | 0 | 0 | 0 | 0 | 380.8029 | 2454 | 161.0561 | 312.8153 | 82.4742 | 0 | 0 | 0 | 0 | 0 | 0 | 556.3457 | 2454 | 161.0561 | 312.8153 | 82.4742 | 17 | 0 | 0 | 0 | 0 | 0 | 573.3457 | 2454 | 161.0561 | 312.8153 | 82.4742 | 0 | 0 | 0 | 0 | 0 | 0 | 556.3457
2457 | 84.7706 | 84.7706 | 84.7706 | 38.2588 | 38.2588 | 38.2588 | 33.1371 | 33.1371 | 33.1371 | 2457 | 1300.3561 | 1300.3561 | 1300.3561 | 1525.4178 | 1525.4178 | 1525.4178 | 1725.4725 | 1725.4725 | 1725.4725 | 2455 | 197.5248 | 0 | 116.9759 | 0 | 0 | 0 | 150 | 464.5007 |  | 2455 | 197.5248 | 0 | 116.9759 | 0 | 0 | 0 | 150 | 464.5007 | 2455 | 197.5248 | 0 | 116.9759 | 0 | 0 | 0 | 150 | 464.5007 | 2455 | 207.9208 | 165.4894 | 126.4605 | 0 | 0 | 0 | 0 | 499.8707 | 2455 | 207.9208 | 165.4894 | 126.4605 | 0 | 0 | 0 | 0 | 499.8707 | 2455 | 207.9208 | 165.4894 | 126.4605 | 0 | 0 | 0 | 0 | 499.8707 | 2455 | 211.3861 | 330.9788 | 158.0756 | 0 | 0 | 0 | 0 | 0 | 0 | 700.4405 | 2455 | 211.3861 | 330.9788 | 158.0756 | 17 | 0 | 0 | 0 | 0 | 0 | 717.4405 | 2455 | 211.3861 | 330.9788 | 158.0756 | 0 | 0 | 0 | 0 | 0 | 0 | 700.4405
2458 | 82.7165 | 82.7165 | 82.7165 | 38.2588 | 38.2588 | 38.2588 | 31.25 | 30.8575 | 30.8575 | 2458 | 1270.3735 | 1270.3735 | 1270.3735 | 1490.2459 | 1490.2459 | 1490.2459 | 1685.688 | 1685.688 | 1685.688 | 2456 | 216.3366 | 0 | 167.8351 | 0 | 0 | 0 | 150 | 534.1717 |  | 2456 | 216.3366 | 0 | 167.8351 | 0 | 0 | 0 | 150 | 534.1717 | 2456 | 216.3366 | 0 | 167.8351 | 0 | 0 | 0 | 150 | 534.1717 | 2456 | 227.7228 | 197.78 | 181.4433 | 0 | 0 | 0 | 0 | 606.9461 | 2456 | 227.7228 | 197.78 | 181.4433 | 0 | 0 | 0 | 0 | 606.9461 | 2456 | 227.7228 | 197.78 | 181.4433 | 0 | 0 | 0 | 0 | 606.9461 | 2456 | 231.5182 | 395.56 | 226.8041 | 0 | 0 | 0 | 0 | 0 | 0 | 853.8823 | 2456 | 231.5182 | 395.56 | 226.8041 | 17 | 0 | 0 | 0 | 0 | 0 | 870.8823 | 2456 | 231.5182 | 395.56 | 226.8041 | 0 | 0 | 0 | 0 | 0 | 0 | 853.8823
2459 | 81.5331 | 81.5331 | 81.5331 | 38.2588 | 38.2588 | 38.2588 | 31.25 | 30.8575 | 30.8575 | 2459 | 1281.4782 | 1281.4782 | 1281.4782 | 1503.2725 | 1503.2725 | 1503.2725 | 1700.423 | 1700.423 | 1700.423 | 2457 | 319.802 | 0 | 228.866 | 0 | 0 | 0 | 150 | 698.668 |  | 2457 | 319.802 | 0 | 228.866 | 0 | 0 | 0 | 150 | 698.668 | 2457 | 319.802 | 0 | 228.866 | 0 | 0 | 0 | 150 | 698.668 | 2457 | 336.6337 | 214.9344 | 247.4227 | 0 | 0 | 0 | 0 | 798.9908 | 2457 | 336.6337 | 214.9344 | 247.4227 | 0 | 0 | 0 | 0 | 798.9908 | 2457 | 336.6337 | 214.9344 | 247.4227 | 0 | 0 | 0 | 0 | 798.9908 | 2457 | 342.2442 | 429.8688 | 309.2784 | 0 | 0 | 0 | 0 | 0 | 0 | 1081.3914 | 2457 | 342.2442 | 429.8688 | 309.2784 | 17 | 0 | 0 | 0 | 0 | 0 | 1098.3914 | 2457 | 342.2442 | 429.8688 | 309.2784 | 0 | 0 | 0 | 0 | 0 | 0 | 1081.3914
2460 | 81.5718 | 81.5718 | 81.5718 | 38.2588 | 38.2588 | 38.2588 | 31.25 | 30.8575 | 30.8575 | 2460 | 1258.1584 | 1258.1584 | 1258.1584 | 1475.9166 | 1475.9166 | 1475.9166 | 1669.4794 | 1669.4794 | 1669.4794 | 2458 | 319.802 | 0 | 239.0378 | 0 | 0 | 0 | 150 | 708.8398 |  | 2458 | 319.802 | 0 | 239.0378 | 0 | 0 | 0 | 150 | 708.8398 | 2458 | 319.802 | 0 | 239.0378 | 0 | 0 | 0 | 150 | 708.8398 | 2458 | 336.6337 | 234.107 | 258.4192 | 0 | 0 | 0 | 0 | 829.1599 | 2458 | 336.6337 | 234.107 | 258.4192 | 0 | 0 | 0 | 0 | 829.1599 | 2458 | 336.6337 | 234.107 | 258.4192 | 0 | 0 | 0 | 0 | 829.1599 | 2458 | 342.2442 | 468.2139 | 323.0241 | 0 | 0 | 0 | 0 | 0 | 0 | 1133.4822 | 2458 | 342.2442 | 468.2139 | 323.0241 | 17 | 0 | 0 | 0 | 0 | 0 | 1150.4822 | 2458 | 342.2442 | 468.2139 | 323.0241 | 0 | 0 | 0 | 0 | 0 | 0 | 1133.4822
2461 | 81.5331 | 81.5331 | 81.5331 | 38.2588 | 38.2588 | 38.2588 | 31.25 | 30.8575 | 30.8575 | 2461 | 1215.9607 | 1215.9607 | 1215.9607 | 1426.4154 | 1426.4154 | 1426.4154 | 1613.4863 | 1613.4863 | 1613.4863 | 2459 | 244.5545 | 0 | 274.6392 | 0 | 0 | 0 | 150 | 669.1936 |  | 2459 | 244.5545 | 0 | 274.6392 | 0 | 0 | 0 | 150 | 669.1936 | 2459 | 244.5545 | 0 | 274.6392 | 0 | 0 | 0 | 150 | 669.1936 | 2459 | 257.4257 | 256.3068 | 296.9072 | 0 | 0 | 0 | 0 | 810.6397 | 2459 | 257.4257 | 256.3068 | 296.9072 | 0 | 0 | 0 | 0 | 810.6397 | 2459 | 257.4257 | 256.3068 | 296.9072 | 0 | 0 | 0 | 0 | 810.6397 | 2459 | 261.7162 | 512.6135 | 371.134 | 0 | 0 | 0 | 0 | 0 | 0 | 1145.4637 | 2459 | 261.7162 | 512.6135 | 371.134 | 17 | 0 | 0 | 0 | 0 | 0 | 1162.4637 | 2459 | 261.7162 | 512.6135 | 371.134 | 0 | 0 | 0 | 0 | 0 | 0 | 1145.4637
2462 | 83.6259 | 83.6259 | 83.6259 | 38.2588 | 38.2588 | 38.2588 | 31.25 | 30.8575 | 30.8575 | 2462 | 1201.5246 | 1201.5246 | 1201.5246 | 1409.4808 | 1409.4808 | 1409.4808 | 1594.3307 | 1594.3307 | 1594.3307 | 2460 | 216.3366 | 0 | 300.0687 | 0 | 0 | 0 | 150 | 666.4054 |  | 2460 | 216.3366 | 0 | 300.0687 | 0 | 0 | 0 | 150 | 666.4054 | 2460 | 216.3366 | 0 | 300.0687 | 0 | 0 | 0 | 150 | 666.4054 | 2460 | 227.7228 | 293.6428 | 324.3986 | 0 | 0 | 0 | 0 | 845.7642 | 2460 | 227.7228 | 293.6428 | 324.3986 | 0 | 0 | 0 | 0 | 845.7642 | 2460 | 227.7228 | 293.6428 | 324.3986 | 0 | 0 | 0 | 0 | 845.7642 | 2460 | 231.5182 | 587.2856 | 405.4983 | 0 | 0 | 0 | 0 | 0 | 0 | 1224.302 | 2460 | 231.5182 | 587.2856 | 405.4983 | 17 | 0 | 0 | 0 | 0 | 0 | 1241.302 | 2460 | 231.5182 | 587.2856 | 405.4983 | 0 | 0 | 0 | 0 | 0 | 0 | 1224.302
2463 | 84.9327 | 84.9327 | 84.9327 | 38.2588 | 38.2588 | 38.2588 | 31.25 | 30.8575 | 30.8575 | 2463 | 1173.763 | 1173.763 | 1173.763 | 1376.9142 | 1376.9142 | 1376.9142 | 1557.4932 | 1557.4932 | 1557.4932 | 2461 | 263.3663 | 0 | 315.3265 | 0 | 0 | 0 | 150 | 728.6928 |  | 2461 | 263.3663 | 0 | 315.3265 | 0 | 0 | 0 | 150 | 728.6928 | 2461 | 263.3663 | 0 | 315.3265 | 0 | 0 | 0 | 150 | 728.6928 | 2461 | 277.2277 | 330.9788 | 340.8935 | 0 | 0 | 0 | 0 | 949.1 | 2461 | 277.2277 | 330.9788 | 340.8935 | 0 | 0 | 0 | 0 | 949.1 | 2461 | 277.2277 | 330.9788 | 340.8935 | 0 | 0 | 0 | 0 | 949.1 | 2461 | 281.8482 | 661.9576 | 426.1168 | 0 | 0 | 0 | 0 | 0 | 0 | 1369.9226 | 2461 | 281.8482 | 661.9576 | 426.1168 | 17 | 0 | 0 | 0 | 0 | 0 | 1386.9226 | 2461 | 281.8482 | 661.9576 | 426.1168 | 0 | 0 | 0 | 0 | 0 | 0 | 1369.9226
2464 | 86.0295 | 86.0295 | 86.0295 | 38.2588 | 38.2588 | 38.2588 | 31.25 | 30.8575 | 30.8575 | 2464 | 1157.106 | 1157.106 | 1157.106 | 1357.3743 | 1357.3743 | 1357.3743 | 1535.3906 | 1535.3906 | 1535.3906 | 2462 | 272.7723 | 0 | 264.4674 | 0 | 0 | 0 | 150 | 687.2396 |  | 2462 | 272.7723 | 0 | 264.4674 | 0 | 0 | 0 | 150 | 687.2396 | 2462 | 272.7723 | 0 | 264.4674 | 0 | 0 | 0 | 150 | 687.2396 | 2462 | 287.1287 | 351.1604 | 285.9107 | 0 | 0 | 0 | 0 | 924.1998 | 2462 | 287.1287 | 351.1604 | 285.9107 | 0 | 0 | 0 | 0 | 924.1998 | 2462 | 287.1287 | 351.1604 | 285.9107 | 0 | 0 | 0 | 0 | 924.1998 | 2462 | 291.9142 | 702.3209 | 357.3883 | 0 | 0 | 0 | 0 | 0 | 0 | 1351.6234 | 2462 | 291.9142 | 702.3209 | 357.3883 | 17 | 0 | 0 | 0 | 0 | 0 | 1368.6234 | 2462 | 291.9142 | 702.3209 | 357.3883 | 0 | 0 | 0 | 0 | 0 | 0 | 1351.6234
2465 | 89.0682 | 88.6319 | 88.6319 | 41.6932 | 41.6932 | 41.6932 | 38.4642 | 38.4642 | 38.4642 | 2465 | 1148.2222 | 1148.2222 | 1148.2222 | 1346.953 | 1346.953 | 1346.953 | 1523.6026 | 1523.6026 | 1523.6026 | 2463 | 338.6139 | 0 | 183.0928 | 0 | 0 | 0 | 150 | 671.7066 |  | 2463 | 338.6139 | 0 | 183.0928 | 0 | 0 | 0 | 150 | 671.7066 | 2463 | 338.6139 | 0 | 183.0928 | 0 | 0 | 0 | 150 | 671.7066 | 2463 | 356.4356 | 344.0969 | 197.9381 | 0 | 0 | 0 | 0 | 898.4707 | 2463 | 356.4356 | 344.0969 | 197.9381 | 0 | 0 | 0 | 0 | 898.4707 | 2463 | 356.4356 | 344.0969 | 197.9381 | 0 | 0 | 0 | 0 | 898.4707 | 2463 | 362.3762 | 688.1937 | 247.4227 | 0 | 0 | 0 | 0 | 0 | 0 | 1297.9927 | 2463 | 362.3762 | 688.1937 | 247.4227 | 17 | 0 | 0 | 0 | 0 | 0 | 1314.9927 | 2463 | 362.3762 | 688.1937 | 247.4227 | 0 | 0 | 0 | 0 | 0 | 0 | 1297.9927
2466 | 89.0682 | 88.6319 | 88.6319 | 90.0172 | 89.9421 | 89.9421 | 90.7143 | 55.4299 | 55.4299 | 2466 | 1155.9955 | 1155.9955 | 1155.9955 | 1356.0716 | 1356.0716 | 1356.0716 | 1533.9171 | 1533.9171 | 1533.9171 | 2464 | 348.0198 | 0 | 76.2887 | 0 | 0 | 0 | 150 | 574.3085 |  | 2464 | 348.0198 | 0 | 76.2887 | 0 | 0 | 0 | 150 | 574.3085 | 2464 | 348.0198 | 0 | 76.2887 | 0 | 0 | 0 | 150 | 574.3085 | 2464 | 366.3366 | 313.8244 | 82.4742 | 0 | 0 | 0 | 0 | 762.6353 | 2464 | 366.3366 | 313.8244 | 82.4742 | 0 | 0 | 0 | 0 | 762.6353 | 2464 | 366.3366 | 313.8244 | 82.4742 | 0 | 0 | 0 | 0 | 762.6353 | 2464 | 372.4422 | 627.6488 | 103.0928 | 0 | 0 | 0 | 0 | 0 | 0 | 1103.1839 | 2464 | 372.4422 | 627.6488 | 103.0928 | 17 | 0 | 0 | 0 | 0 | 0 | 1120.1839 | 2464 | 372.4422 | 627.6488 | 103.0928 | 0 | 0 | 0 | 0 | 0 | 0 | 1103.1839
2467 | 92.5107 | 88.6319 | 90.7143 | 90.7143 | 89.9421 | 89.9421 | 90.7143 | 55.4299 | 55.4299 | 2467 | 1170.4316 | 1170.4316 | 1170.4316 | 1373.0062 | 1373.0062 | 1373.0062 | 1553.0726 | 1553.0726 | 1553.0726 | 2465 | 300.9901 | 0 | 25.4296 | 0 | 0 | 0 | 150 | 476.4197 |  | 2465 | 300.9901 | 0 | 25.4296 | 0 | 0 | 0 | 150 | 476.4197 | 2465 | 300.9901 | 0 | 25.4296 | 0 | 0 | 0 | 150 | 476.4197 | 2465 | 316.8317 | 274.4702 | 27.4914 | 0 | 0 | 0 | 0 | 618.7933 | 2465 | 316.8317 | 274.4702 | 27.4914 | 0 | 0 | 0 | 0 | 618.7933 | 2465 | 316.8317 | 274.4702 | 27.4914 | 0 | 0 | 0 | 0 | 618.7933 | 2465 | 322.1122 | 548.9405 | 34.3643 | 0 | 0 | 0 | 0 | 0 | 0 | 905.4169 | 2465 | 322.1122 | 548.9405 | 34.3643 | 17 | 0 | 0 | 0 | 0 | 0 | 922.4169 | 2465 | 322.1122 | 548.9405 | 34.3643 | 0 | 0 | 0 | 0 | 0 | 0 | 905.4169
2468 | 92.5107 | 88.6319 | 90.7143 | 92.5051 | 89.9421 | 89.9421 | 90.7143 | 55.4299 | 55.4299 | 2468 | 1089.3675 | 1089.3675 | 1089.3675 | 1277.9119 | 1277.9119 | 1277.9119 | 1445.5069 | 1445.5069 | 1445.5069 | 2466 | 272.7723 | 0 | 5.0859 | 0 | 0 | 0 | 150 | 427.8582 |  | 2466 | 272.7723 | 0 | 5.0859 | 0 | 0 | 0 | 150 | 427.8582 | 2466 | 272.7723 | 0 | 5.0859 | 0 | 0 | 0 | 150 | 427.8582 | 2466 | 287.1287 | 250.2523 | 5.4983 | 0 | 0 | 0 | 0 | 542.8793 | 2466 | 287.1287 | 250.2523 | 5.4983 | 0 | 0 | 0 | 0 | 542.8793 | 2466 | 287.1287 | 250.2523 | 5.4983 | 0 | 0 | 0 | 0 | 542.8793 | 2466 | 291.9142 | 500.5045 | 6.8729 | 0 | 0 | 0 | 0 | 0 | 0 | 799.2916 | 2466 | 291.9142 | 500.5045 | 6.8729 | 17 | 0 | 0 | 0 | 0 | 0 | 816.2916 | 2466 | 291.9142 | 500.5045 | 6.8729 | 0 | 0 | 0 | 0 | 0 | 0 | 799.2916
2469 | 91.7637 | 88.6319 | 90.7143 | 90.7143 | 89.9421 | 89.9421 | 90.7143 | 55.4299 | 55.4299 | 2469 | 989.4255 | 989.4255 | 989.4255 | 1160.6723 | 1160.6723 | 1160.6723 | 1312.8916 | 1312.8916 | 1312.8916 | 2467 | 310.396 | 0 | 0 | 150 | 0 | 0 | 150 | 610.396 |  | 2467 | 310.396 | 0 | 0 | 0 | 0 | 0 | 150 | 460.396 | 2467 | 310.396 | 0 | 0 | 150 | 0 | 0 | 150 | 610.396 | 2467 | 326.7327 | 242.1796 | 0 | 92.3804 | 0 | 0 | 0 | 661.2927 | 2467 | 326.7327 | 242.1796 | 0 | 0 | 0 | 0 | 0 | 568.9123 | 2467 | 326.7327 | 242.1796 | 0 | 0 | 0 | 0 | 0 | 568.9123 | 2467 | 332.1782 | 484.3592 | 0 | 146.9687 | 0 | 0 | 0 | 0 | 0 | 963.5061 | 2467 | 332.1782 | 484.3592 | 0 | 17 | 0 | 0 | 0 | 0 | 0 | 833.5375 | 2467 | 332.1782 | 484.3592 | 0 | 0 | 0 | 0 | 0 | 0 | 0 | 816.5375
2470 | 90.4498 | 88.6319 | 90.4254 | 91.5806 | 89.9421 | 89.9421 | 90.7143 | 55.4299 | 55.4299 | 2470 | 939.4545 | 939.4545 | 939.4545 | 1102.0525 | 1102.0525 | 1102.0525 | 1246.5839 | 1246.5839 | 1246.5839 | 2468 | 263.3663 | 0 | 0 | 150 | 0 | 0 | 150 | 563.3663 |  | 2468 | 263.3663 | 0 | 0 | 0 | 0 | 0 | 150 | 413.3663 | 2468 | 263.3663 | 0 | 0 | 113.6677 | 0 | 0 | 150 | 527.034 | 2468 | 277.2277 | 260.3431 | 0 | 150 | 0 | 0 | 0 | 687.5708 | 2468 | 277.2277 | 260.3431 | 0 | 0 | 0 | 0 | 0 | 537.5708 | 2468 | 277.2277 | 260.3431 | 0 | 0 | 0 | 0 | 0 | 537.5708 | 2468 | 281.8482 | 520.6862 | 0 | 126.8827 | 0 | 0 | 0 | 0 | 0 | 929.4171 | 2468 | 281.8482 | 520.6862 | 0 | 17 | 0 | 0 | 0 | 0 | 0 | 819.5344 | 2468 | 281.8482 | 520.6862 | 0 | 0 | 0 | 0 | 0 | 0 | 0 | 802.5344
2471 | 89.0682 | 88.6319 | 88.6319 | 90.5619 | 89.9421 | 89.9421 | 90.7143 | 55.4299 | 55.4299 | 2471 | 916.1348 | 916.1348 | 916.1348 | 1074.6965 | 1074.6965 | 1074.6965 | 1215.6403 | 1215.6403 | 1215.6403 | 2469 | 197.5248 | 0 | 0 | 150 | 0 | 0 | 150 | 497.5248 |  | 2469 | 197.5248 | 0 | 0 | 0 | 0 | 0 | 150 | 347.5248 | 2469 | 197.5248 | 0 | 0 | 0 | 0 | 0 | 150 | 347.5248 | 2469 | 207.9208 | 274.4702 | 0 | 45.2961 | 0 | 0 | 0 | 527.6871 | 2469 | 207.9208 | 274.4702 | 0 | 0 | 0 | 0 | 0 | 482.391 | 2469 | 207.9208 | 274.4702 | 0 | 0 | 0 | 0 | 0 | 482.391 | 2469 | 211.3861 | 548.9405 | 0 | 0 | 0 | 0 | 0 | 0 | 0 | 760.3266 | 2469 | 211.3861 | 548.9405 | 0 | 17 | 0 | 0 | 0 | 0 | 0 | 777.3266 | 2469 | 211.3861 | 548.9405 | 0 | 0 | 0 | 0 | 0 | 0 | 0 | 760.3266
2472 | 87.2561 | 87.2561 | 87.2561 | 90.0172 | 89.9421 | 89.9421 | 93.2948 | 55.4299 | 55.4299 | 2472 | 901.6987 | 901.6987 | 901.6987 | 1057.7619 | 1057.7619 | 1057.7619 | 1196.4848 | 1196.4848 | 1196.4848 | 2470 | 159.901 | 0 | 0 | 0 | 0 | 0 | 150 | 309.901 |  | 2470 | 159.901 | 0 | 0 | 0 | 0 | 0 | 150 | 309.901 | 2470 | 159.901 | 0 | 0 | 0 | 0 | 0 | 150 | 309.901 | 2470 | 168.3168 | 266.3976 | 0 | 150 | 0 | 0 | 0 | 584.7144 | 2470 | 168.3168 | 266.3976 | 0 | 0 | 0 | 0 | 0 | 434.7144 | 2470 | 168.3168 | 266.3976 | 0 | 0 | 0 | 0 | 0 | 434.7144 | 2470 | 171.1221 | 532.7952 | 0 | 0 | 0 | 0 | 0 | 0 | 0 | 703.9173 | 2470 | 171.1221 | 532.7952 | 0 | 17 | 0 | 0 | 0 | 0 | 0 | 720.9173 | 2470 | 171.1221 | 532.7952 | 0 | 0 | 0 | 0 | 0 | 0 | 0 | 703.9173
2473 | 87.242 | 87.242 | 87.242 | 90.0172 | 89.9421 | 89.9421 | 93.2948 | 69.3425 | 69.3425 | 2473 | 879.4894 | 879.4894 | 879.4894 | 1031.7087 | 1031.7087 | 1031.7087 | 1167.0147 | 1167.0147 | 1167.0147 | 2471 | 169.3069 | 0 | 0 | 0 | 0 | 0 | 150 | 319.3069 |  | 2471 | 169.3069 | 0 | 0 | 0 | 0 | 0 | 150 | 319.3069 | 2471 | 169.3069 | 0 | 0 | 0 | 0 | 0 | 150 | 319.3069 | 2471 | 178.2178 | 243.1887 | 0 | 0 | 0 | 0 | 0 | 421.4065 | 2471 | 178.2178 | 243.1887 | 0 | 0 | 0 | 0 | 0 | 421.4065 | 2471 | 178.2178 | 243.1887 | 0 | 0 | 0 | 0 | 0 | 421.4065 | 2471 | 181.1881 | 486.3774 | 0 | 0 | 0 | 0 | 0 | 0 | 0 | 667.5655 | 2471 | 181.1881 | 486.3774 | 0 | 17 | 0 | 0 | 0 | 0 | 0 | 684.5655 | 2471 | 181.1881 | 486.3774 | 0 | 0 | 0 | 0 | 0 | 0 | 0 | 667.5655
2474 | 87.232 | 87.232 | 87.232 | 90.0172 | 89.9421 | 89.9421 | 93.4393 | 90.7143 | 90.7143 | 2474 | 880.5998 | 880.5998 | 880.5998 | 1033.0113 | 1033.0113 | 1033.0113 | 1168.4882 | 1168.4882 | 1168.4882 | 2472 | 131.6832 | 0 | 0 | 0 | 0 | 0 | 150 | 281.6832 |  | 2472 | 131.6832 | 0 | 0 | 0 | 0 | 0 | 150 | 281.6832 | 2472 | 131.6832 | 0 | 0 | 0 | 0 | 0 | 150 | 281.6832 | 2472 | 138.6139 | 209.889 | 0 | 0 | 0 | 0 | 0 | 348.5029 | 2472 | 138.6139 | 209.889 | 0 | 0 | 0 | 0 | 0 | 348.5029 | 2472 | 138.6139 | 209.889 | 0 | 0 | 0 | 0 | 0 | 348.5029 | 2472 | 140.9241 | 419.778 | 0 | 150 | 0 | 0 | 0 | 0 | 0 | 710.7021 | 2472 | 140.9241 | 419.778 | 0 | 17 | 0 | 0 | 0 | 0 | 0 | 577.7021 | 2472 | 140.9241 | 419.778 | 0 | 0 | 0 | 0 | 0 | 0 | 0 | 560.7021
2475 | 88.5962 | 88.5962 | 88.5962 | 90.6697 | 90.6461 | 90.6461 | 94.2767 | 94.2606 | 94.2606 | 2475 | 918.3557 | 918.3557 | 918.3557 | 1077.3019 | 1077.3019 | 1077.3019 | 1218.5874 | 1218.5874 | 1218.5874 | 2473 | 141.0891 | 0 | 0 | 0 | 0 | 0 | 150 | 291.0891 |  | 2473 | 141.0891 | 0 | 0 | 0 | 0 | 0 | 150 | 291.0891 | 2473 | 141.0891 | 0 | 0 | 0 | 0 | 0 | 150 | 291.0891 | 2473 | 148.5149 | 162.4622 | 0 | 0 | 0 | 0 | 0 | 310.977 | 2473 | 148.5149 | 162.4622 | 0 | 0 | 0 | 0 | 0 | 310.977 | 2473 | 148.5149 | 162.4622 | 0 | 0 | 0 | 0 | 0 | 310.977 | 2473 | 150.9901 | 324.9243 | 0 | 150 | 0 | 0 | 0 | 0 | 0 | 625.9144 | 2473 | 150.9901 | 324.9243 | 0 | 21.0514 | 0 | 0 | 0 | 0 | 0 | 496.9658 | 2473 | 150.9901 | 324.9243 | 0 | 0 | 0 | 0 | 0 | 0 | 0 | 475.9144
2476 | 90.7143 | 88.6319 | 90.6239 | 92.2465 | 92.1383 | 92.1742 | 96.0546 | 94.2606 | 96.025 | 2476 | 1003.8616 | 1003.8616 | 1003.8616 | 1177.6069 | 1177.6069 | 1177.6069 | 1332.0471 | 1332.0471 | 1332.0471 | 2474 | 197.5248 | 0 | 0 | 0 | 0 | 0 | 150 | 347.5248 |  | 2474 | 197.5248 | 0 | 0 | 0 | 0 | 0 | 150 | 347.5248 | 2474 | 197.5248 | 0 | 0 | 0 | 0 | 0 | 150 | 347.5248 | 2474 | 207.9208 | 131.1806 | 0 | 0 | 0 | 0 | 0 | 339.1014 | 2474 | 207.9208 | 131.1806 | 0 | 0 | 0 | 0 | 0 | 339.1014 | 2474 | 207.9208 | 131.1806 | 0 | 0 | 0 | 0 | 0 | 339.1014 | 2474 | 211.3861 | 262.3613 | 0 | 150 | 0 | 0 | 0 | 0 | 0 | 623.7474 | 2474 | 211.3861 | 262.3613 | 0 | 66 | 0 | 0 | 0 | 0 | 0 | 539.7474 | 2474 | 211.3861 | 262.3613 | 0 | 82.4426 | 0 | 0 | 0 | 0 | 0 | 556.19
2477 | 92.5107 | 88.6319 | 90.7143 | 92.5051 | 92.1383 | 94.0731 | 96.0546 | 94.2606 | 96.0546 | 2477 | 1131.5652 | 1131.5652 | 1131.5652 | 1327.4131 | 1327.4131 | 1327.4131 | 1501.5 | 1501.5 | 1501.5 | 2475 | 188.1188 | 0 | 0 | 0 | 0 | 0 | 150 | 338.1188 |  | 2475 | 188.1188 | 0 | 0 | 0 | 0 | 0 | 150 | 338.1188 | 2475 | 188.1188 | 0 | 0 | 0 | 0 | 0 | 150 | 338.1188 | 2475 | 198.0198 | 105.9536 | 0 | 0 | 0 | 0 | 0 | 303.9734 | 2475 | 198.0198 | 105.9536 | 0 | 0 | 0 | 0 | 0 | 303.9734 | 2475 | 198.0198 | 105.9536 | 0 | 0 | 0 | 0 | 0 | 303.9734 | 2475 | 201.3201 | 211.9072 | 0 | 150 | 0 | 0 | 0 | 0 | 0 | 563.2273 | 2475 | 201.3201 | 211.9072 | 0 | 66 | 0 | 0 | 0 | 0 | 0 | 479.2273 | 2475 | 201.3201 | 211.9072 | 0 | 150 | 0 | 0 | 0 | 0 | 0 | 563.2273
2478 | 92.5107 | 88.6319 | 90.7143 | 92.5051 | 92.1383 | 94.0731 | 96.0546 | 94.2606 | 97.0321 | 2478 | 1237.0595 | 1237.0595 | 1237.0595 | 1451.166 | 1451.166 | 1451.166 | 1641.4828 | 1641.4828 | 1641.4828 | 2476 | 150.495 | 0 | 10.1718 | 18.6949 | 0 | 0 | 150 | 329.3617 |  | 2476 | 150.495 | 0 | 10.1718 | 0 | 0 | 0 | 150 | 310.6669 | 2476 | 150.495 | 0 | 10.1718 | 0 | 0 | 0 | 150 | 310.6669 | 2476 | 158.4158 | 91.8264 | 10.9966 | 150 | 0 | 0 | 0 | 411.2388 | 2476 | 158.4158 | 91.8264 | 10.9966 | 150 | 0 | 0 | 0 | 411.2388 | 2476 | 158.4158 | 91.8264 | 10.9966 | 150 | 0 | 0 | 0 | 411.2388 | 2476 | 161.0561 | 183.6529 | 13.7457 | 150 | 0 | 0 | 0 | 0 | 0 | 508.4547 | 2476 | 161.0561 | 183.6529 | 13.7457 | 66 | 0 | 0 | 0 | 0 | 0 | 424.4547 | 2476 | 161.0561 | 183.6529 | 13.7457 | 150 | 0 | 0 | 0 | 0 | 0 | 508.4547
2479 | 89.0682 | 88.6319 | 88.6319 | 86.0631 | 86.0631 | 86.0631 | 79.1795 | 55.4299 | 55.4299 | 2479 | 1259.2689 | 1259.2689 | 1259.2689 | 1477.2192 | 1477.2192 | 1477.2192 | 1670.9529 | 1670.9529 | 1670.9529 | 2477 | 169.3069 | 0 | 66.1168 | 150 | 0 | 0 | 150 | 535.4238 |  | 2477 | 169.3069 | 0 | 66.1168 | 0 | 0 | 0 | 150 | 385.4238 | 2477 | 169.3069 | 0 | 66.1168 | 150 | 0 | 0 | 150 | 535.4238 | 2477 | 178.2178 | 76.6902 | 71.4777 | 150 | 0 | 0 | 0 | 476.3857 | 2477 | 178.2178 | 76.6902 | 71.4777 | 150 | 0 | 0 | 0 | 476.3857 | 2477 | 178.2178 | 76.6902 | 71.4777 | 150 | 0 | 0 | 0 | 476.3857 | 2477 | 181.1881 | 153.3804 | 89.3471 | 150 | 0 | 0 | 0 | 0 | 0 | 573.9156 | 2477 | 181.1881 | 153.3804 | 89.3471 | 66 | 0 | 0 | 0 | 0 | 0 | 489.9156 | 2477 | 181.1881 | 153.3804 | 89.3471 | 150 | 0 | 0 | 0 | 0 | 0 | 573.9156
2480 | 85.9248 | 85.9248 | 85.9248 | 38.2588 | 38.2588 | 38.2588 | 33.1371 | 33.1371 | 33.1371 | 2480 | 1240.3909 | 1240.3909 | 1240.3909 | 1455.074 | 1455.074 | 1455.074 | 1645.9034 | 1645.9034 | 1645.9034 | 2478 | 206.9307 | 0 | 188.1787 | 150 | 0 | 0 | 150 | 695.1094 |  | 2478 | 206.9307 | 0 | 188.1787 | 0 | 0 | 0 | 150 | 545.1094 | 2478 | 206.9307 | 0 | 188.1787 | 150 | 0 | 0 | 150 | 695.1094 | 2478 | 217.8218 | 64.5812 | 203.4364 | 150 | 0 | 0 | 0 | 635.8394 | 2478 | 217.8218 | 64.5812 | 203.4364 | 150 | 0 | 0 | 0 | 635.8394 | 2478 | 217.8218 | 64.5812 | 203.4364 | 150 | 0 | 0 | 0 | 635.8394 | 2478 | 221.4521 | 129.1625 | 254.2955 | 150 | 0 | 0 | 0 | 0 | 0 | 754.9101 | 2478 | 221.4521 | 129.1625 | 254.2955 | 66 | 0 | 0 | 0 | 0 | 0 | 670.9101 | 2478 | 221.4521 | 129.1625 | 254.2955 | 150 | 0 | 0 | 0 | 0 | 0 | 754.9101
2481 | 83.0279 | 83.0279 | 83.0279 | 38.2588 | 38.2588 | 38.2588 | 30.8575 | 30.8575 | 30.8575 | 2481 | 1225.9549 | 1225.9549 | 1225.9549 | 1438.1394 | 1438.1394 | 1438.1394 | 1626.7478 | 1626.7478 | 1626.7478 | 2479 | 235.1485 | 0 | 386.5292 | 0 | 0 | 0 | 150 | 771.6777 |  | 2479 | 235.1485 | 0 | 386.5292 | 0 | 0 | 0 | 150 | 771.6777 | 2479 | 235.1485 | 0 | 386.5292 | 0 | 0 | 0 | 150 | 771.6777 | 2479 | 247.5248 | 61.554 | 417.8694 | 0 | 0 | 0 | 0 | 726.9482 | 2479 | 247.5248 | 61.554 | 417.8694 | 0 | 0 | 0 | 0 | 726.9482 | 2479 | 247.5248 | 61.554 | 417.8694 | 0 | 0 | 0 | 0 | 726.9482 | 2479 | 251.6502 | 123.108 | 522.3368 | 0 | 0 | 0 | 0 | 0 | 0 | 897.0949 | 2479 | 251.6502 | 123.108 | 522.3368 | 17 | 0 | 0 | 0 | 0 | 0 | 914.0949 | 2479 | 251.6502 | 123.108 | 522.3368 | 0 | 0 | 0 | 0 | 0 | 0 | 897.0949
2482 | 74.1528 | 74.1528 | 74.1528 | 35.8629 | 35.8629 | 35.8629 | 18.4273 | 18.4273 | 18.4273 | 2482 | 1195.9723 | 1195.9723 | 1195.9723 | 1402.9675 | 1402.9675 | 1402.9675 | 1586.9632 | 1586.9632 | 1586.9632 | 2480 | 253.9604 | 0 | 620.4811 | 0 | 0 | 0 | 150 | 1024.4415 |  | 2480 | 253.9604 | 0 | 620.4811 | 0 | 0 | 0 | 150 | 1024.4415 | 2480 | 253.9604 | 0 | 620.4811 | 0 | 0 | 0 | 150 | 1024.4415 | 2480 | 267.3267 | 77.6993 | 670.7904 | 0 | 0 | 0 | 0 | 1015.8164 | 2480 | 267.3267 | 77.6993 | 670.7904 | 0 | 0 | 0 | 0 | 1015.8164 | 2480 | 267.3267 | 77.6993 | 670.7904 | 0 | 0 | 0 | 0 | 1015.8164 | 2480 | 271.7822 | 155.3986 | 838.488 | 0 | 0 | 0 | 0 | 0 | 0 | 1265.6687 | 2480 | 271.7822 | 155.3986 | 838.488 | 17 | 0 | 0 | 0 | 0 | 0 | 1282.6687 | 2480 | 271.7822 | 155.3986 | 838.488 | 0 | 0 | 0 | 0 | 0 | 0 | 1265.6687
2483 | 34.6322 | 34.6322 | 34.6322 | 31.3356 | 31.3356 | 31.3356 | 18.4273 | 18.4273 | 18.4273 | 2483 | 1202.6351 | 1202.6351 | 1202.6351 | 1410.7835 | 1410.7835 | 1410.7835 | 1595.8042 | 1595.8042 | 1595.8042 | 2481 | 263.3663 | 0 | 752.7148 | 0 | 0 | 0 | 150 | 1166.0811 |  | 2481 | 263.3663 | 0 | 752.7148 | 0 | 0 | 0 | 150 | 1166.0811 | 2481 | 263.3663 | 0 | 752.7148 | 0 | 0 | 0 | 150 | 1166.0811 | 2481 | 277.2277 | 100.9082 | 813.7457 | 0 | 0 | 0 | 0 | 1191.8816 | 2481 | 277.2277 | 100.9082 | 813.7457 | 0 | 0 | 0 | 0 | 1191.8816 | 2481 | 277.2277 | 100.9082 | 813.7457 | 0 | 0 | 0 | 0 | 1191.8816 | 2481 | 281.8482 | 201.8163 | 1017.1821 | 0 | 0 | 0 | 0 | 0 | 0 | 1500.8467 | 2481 | 281.8482 | 201.8163 | 1017.1821 | 17 | 0 | 0 | 0 | 0 | 0 | 1517.8467 | 2481 | 281.8482 | 201.8163 | 1017.1821 | 0 | 0 | 0 | 0 | 0 | 0 | 1500.8467
2484 | 34.6322 | 34.6322 | 34.6322 | 31.3356 | 31.3356 | 31.3356 | 2.3567 | 6.0382 | 6.4354 | 2484 | 1132.6757 | 1132.6757 | 1132.6757 | 1328.7157 | 1328.7157 | 1328.7157 | 1502.9735 | 1502.9735 | 1502.9735 | 2482 | 291.5842 | 0 | 803.5739 | 0 | 0 | 0 | 84.8142 | 1179.9723 |  | 2482 | 291.5842 | 0 | 803.5739 | 0 | 0 | 0 | 84.8142 | 1179.9723 | 2482 | 291.5842 | 0 | 803.5739 | 0 | 0 | 0 | 84.8142 | 1179.9723 | 2482 | 306.9307 | 120.0807 | 868.7285 | 0 | 0 | 0 | 0 | 1295.7399 | 2482 | 306.9307 | 120.0807 | 868.7285 | 0 | 0 | 0 | 0 | 1295.7399 | 2482 | 306.9307 | 120.0807 | 868.7285 | 0 | 0 | 0 | 0 | 1295.7399 | 2482 | 312.0462 | 240.1615 | 1085.9107 | 0 | 0 | 0 | 0 | 0 | 0 | 1638.1183 | 2482 | 312.0462 | 240.1615 | 1085.9107 | 17 | 0 | 0 | 0 | 0 | 0 | 1655.1183 | 2482 | 312.0462 | 240.1615 | 1085.9107 | 0 | 0 | 0 | 0 | 0 | 0 | 1638.1183
2485 | 34.6322 | 34.6322 | 34.6322 | 31.0073 | 31.0073 | 31.0073 | 2.3567 | 2.3567 | 0.01 | 2485 | 1116.0187 | 1116.0187 | 1116.0187 | 1309.1758 | 1309.1758 | 1309.1758 | 1480.871 | 1480.871 | 1480.871 | 2483 | 385.6436 | 0 | 839.1753 | 0 | 0 | 0 | 0 | 1224.8188 |  | 2483 | 385.6436 | 0 | 839.1753 | 0 | 0 | 0 | 0 | 1224.8188 | 2483 | 385.6436 | 0 | 839.1753 | 0 | 0 | 0 | 0 | 1224.8188 | 2483 | 405.9406 | 143.2896 | 907.2165 | 0 | 0 | 0 | 0 | 1456.4467 | 2483 | 405.9406 | 143.2896 | 907.2165 | 0 | 0 | 0 | 0 | 1456.4467 | 2483 | 405.9406 | 143.2896 | 907.2165 | 0 | 0 | 0 | 0 | 1456.4467 | 2483 | 412.7063 | 286.5792 | 1134.0206 | 0 | 0 | 0 | 0 | 0 | 0 | 1833.3061 | 2483 | 412.7063 | 286.5792 | 1134.0206 | 17 | 0 | 0 | 0 | 0 | 0 | 1850.3061 | 2483 | 412.7063 | 286.5792 | 1134.0206 | 0 | 0 | 0 | 0 | 0 | 0 | 1833.3061
2486 | 34.6322 | 34.6322 | 34.6322 | 16.2384 | 16.2384 | 16.2384 | 2.3567 | 2.3567 | 1.4071 | 2486 | 1088.257 | 1088.257 | 1088.257 | 1276.6092 | 1276.6092 | 1276.6092 | 1444.0334 | 1444.0334 | 1444.0334 | 2484 | 404.4554 | 0 | 874.7766 | 0 | 0 | 0 | 0 | 1279.2321 |  | 2484 | 404.4554 | 0 | 874.7766 | 0 | 0 | 0 | 0 | 1279.2321 | 2484 | 404.4554 | 0 | 874.7766 | 0 | 0 | 0 | 0 | 1279.2321 | 2484 | 425.7426 | 176.5893 | 945.7045 | 0 | 0 | 0 | 0 | 1548.0363 | 2484 | 425.7426 | 176.5893 | 945.7045 | 0 | 0 | 0 | 0 | 1548.0363 | 2484 | 425.7426 | 176.5893 | 945.7045 | 0 | 0 | 0 | 0 | 1548.0363 | 2484 | 432.8383 | 353.1786 | 1182.1306 | 0 | 0 | 0 | 0 | 0 | 0 | 1968.1475 | 2484 | 432.8383 | 353.1786 | 1182.1306 | 17 | 0 | 0 | 0 | 0 | 0 | 1985.1475 | 2484 | 432.8383 | 353.1786 | 1182.1306 | 0 | 0 | 0 | 0 | 0 | 0 | 1968.1475
2487 | 34.6322 | 34.6322 | 34.6322 | 22.3899 | 22.3899 | 22.3899 | 14.9898 | 14.9898 | 14.9898 | 2487 | 1091.5884 | 1091.5884 | 1091.5884 | 1280.5172 | 1280.5172 | 1280.5172 | 1448.4539 | 1448.4539 | 1448.4539 | 2485 | 498.5149 | 0 | 808.6598 | 0 | 0 | 0 | 0 | 1307.1746 |  | 2485 | 498.5149 | 0 | 808.6598 | 0 | 0 | 0 | 0 | 1307.1746 | 2485 | 498.5149 | 0 | 808.6598 | 0 | 0 | 0 | 0 | 1307.1746 | 2485 | 524.7525 | 209.889 | 874.2268 | 0 | 0 | 0 | 0 | 1608.8683 | 2485 | 524.7525 | 209.889 | 874.2268 | 0 | 0 | 0 | 0 | 1608.8683 | 2485 | 524.7525 | 209.889 | 874.2268 | 0 | 0 | 0 | 0 | 1608.8683 | 2485 | 533.4983 | 419.778 | 1092.7835 | 0 | 0 | 0 | 0 | 0 | 0 | 2046.0599 | 2485 | 533.4983 | 419.778 | 1092.7835 | 17 | 0 | 0 | 0 | 0 | 0 | 2063.0599 | 2485 | 430.1964 | 419.778 | 1092.7835 | 0 | 0 | 0 | 0 | 0 | 0 | 1942.7579
2488 | 37.7309 | 37.7309 | 37.7309 | 29.8572 | 29.8572 | 29.8572 | 18.6365 | 18.6365 | 18.6365 | 2488 | 1099.3617 | 1099.3617 | 1099.3617 | 1289.6358 | 1289.6358 | 1289.6358 | 1458.7684 | 1458.7684 | 1458.7684 | 2486 | 526.7327 | 0 | 681.512 | 0 | 0 | 0 | 0 | 1208.2447 |  | 2486 | 526.7327 | 0 | 681.512 | 0 | 0 | 0 | 0 | 1208.2447 | 2486 | 526.7327 | 0 | 681.512 | 0 | 0 | 0 | 0 | 1208.2447 | 2486 | 554.4554 | 245.2069 | 736.7698 | 0 | 0 | 0 | 0 | 1536.4321 | 2486 | 554.4554 | 245.2069 | 736.7698 | 0 | 0 | 0 | 0 | 1536.4321 | 2486 | 554.4554 | 245.2069 | 736.7698 | 0 | 0 | 0 | 0 | 1536.4321 | 2486 | 563.6964 | 490.4137 | 920.9622 | 0 | 0 | 0 | 0 | 0 | 0 | 1975.0723 | 2486 | 563.6964 | 490.4137 | 920.9622 | 17 | 0 | 0 | 0 | 0 | 0 | 1992.0723 | 2486 | 563.6964 | 490.4137 | 920.9622 | 0 | 0 | 0 | 0 | 0 | 0 | 1975.0723
2489 | 60.2236 | 60.2236 | 60.2236 | 31.9901 | 31.9901 | 31.9901 | 22.3049 | 21.8996 | 22.3899 | 2489 | 1099.3617 | 1099.3617 | 1099.3617 | 1289.6358 | 1289.6358 | 1289.6358 | 1458.7684 | 1458.7684 | 1458.7684 | 2487 | 498.5149 | 0 | 457.732 | 0 | 0 | 0 | 0 | 956.2468 |  | 2487 | 498.5149 | 0 | 457.732 | 0 | 0 | 0 | 0 | 956.2468 | 2487 | 498.5149 | 0 | 457.732 | 0 | 0 | 0 | 0 | 956.2468 | 2487 | 524.7525 | 280.5247 | 494.8454 | 0 | 0 | 0 | 0 | 1300.1226 | 2487 | 524.7525 | 280.5247 | 494.8454 | 0 | 0 | 0 | 0 | 1300.1226 | 2487 | 524.7525 | 280.5247 | 494.8454 | 0 | 0 | 0 | 0 | 1300.1226 | 2487 | 533.4983 | 561.0494 | 618.5567 | 0 | 0 | 0 | 0 | 0 | 0 | 1713.1045 | 2487 | 533.4983 | 561.0494 | 618.5567 | 17 | 0 | 0 | 0 | 0 | 0 | 1730.1045 | 2487 | 533.4983 | 561.0494 | 618.5567 | 0 | 0 | 0 | 0 | 0 | 0 | 1713.1045
2490 | 60.2236 | 55.8083 | 55.8083 | 33.1574 | 33.1574 | 33.1574 | 22.3049 | 21.8996 | 22.3899 | 2490 | 1118.2396 | 1118.2396 | 1118.2396 | 1311.7811 | 1311.7811 | 1311.7811 | 1483.818 | 1483.818 | 1483.818 | 2488 | 460.8911 | 0 | 203.4364 | 0 | 0 | 0 | 0 | 664.3275 |  | 2488 | 460.8911 | 0 | 203.4364 | 0 | 0 | 0 | 0 | 664.3275 | 2488 | 460.8911 | 0 | 203.4364 | 0 | 0 | 0 | 0 | 664.3275 | 2488 | 485.1485 | 310.7972 | 219.9313 | 0 | 0 | 0 | 0 | 1015.877 | 2488 | 485.1485 | 310.7972 | 219.9313 | 0 | 0 | 0 | 0 | 1015.877 | 2488 | 485.1485 | 310.7972 | 219.9313 | 0 | 0 | 0 | 0 | 1015.877 | 2488 | 493.2343 | 621.5943 | 274.9141 | 0 | 0 | 0 | 0 | 0 | 0 | 1389.7428 | 2488 | 493.2343 | 621.5943 | 274.9141 | 17 | 0 | 0 | 0 | 0 | 0 | 1406.7428 | 2488 | 493.2343 | 621.5943 | 274.9141 | 0 | 0 | 0 | 0 | 0 | 0 | 1389.7428
2491 | 60.2236 | 55.8083 | 55.8083 | 30.85 | 30.85 | 30.85 | 21.3767 | 21.3767 | 21.3767 | 2491 | 1141.5594 | 1141.5594 | 1141.5594 | 1339.137 | 1339.137 | 1339.137 | 1514.7615 | 1514.7615 | 1514.7615 | 2489 | 366.8317 | 0 | 55.945 | 0 | 0 | 0 | 0 | 422.7767 |  | 2489 | 366.8317 | 0 | 55.945 | 0 | 0 | 0 | 0 | 422.7767 | 2489 | 366.8317 | 0 | 55.945 | 0 | 0 | 0 | 0 | 422.7767 | 2489 | 386.1386 | 317.8607 | 60.4811 | 0 | 0 | 0 | 0 | 764.4805 | 2489 | 386.1386 | 317.8607 | 60.4811 | 0 | 0 | 0 | 0 | 764.4805 | 2489 | 386.1386 | 317.8607 | 60.4811 | 0 | 0 | 0 | 0 | 764.4805 | 2489 | 392.5743 | 635.7215 | 75.6014 | 0 | 0 | 0 | 0 | 0 | 0 | 1103.8971 | 2489 | 392.5743 | 635.7215 | 75.6014 | 17 | 0 | 0 | 0 | 0 | 0 | 1120.8971 | 2489 | 392.5743 | 635.7215 | 75.6014 | 0 | 0 | 0 | 0 | 0 | 0 | 1103.8971
2492 | 28.5703 | 28.5703 | 28.5703 | 29.8572 | 29.8572 | 29.8572 | 20.9838 | 20.9838 | 20.9838 | 2492 | 1072.7105 | 1072.7105 | 1072.7105 | 1258.3719 | 1258.3719 | 1258.3719 | 1423.4043 | 1423.4043 | 1423.4043 | 2490 | 329.2079 | 0 | 5.0859 | 0 | 0 | 0 | 0 | 334.2938 |  | 2490 | 329.2079 | 0 | 5.0859 | 0 | 0 | 0 | 0 | 334.2938 | 2490 | 329.2079 | 0 | 5.0859 | 0 | 0 | 0 | 0 | 334.2938 | 2490 | 346.5347 | 337.0333 | 5.4983 | 0 | 0 | 0 | 0 | 689.0662 | 2490 | 346.5347 | 337.0333 | 5.4983 | 0 | 0 | 0 | 0 | 689.0662 | 2490 | 346.5347 | 337.0333 | 5.4983 | 0 | 0 | 0 | 0 | 689.0662 | 2490 | 352.3102 | 674.0666 | 6.8729 | 0 | 0 | 0 | 0 | 0 | 0 | 1033.2497 | 2490 | 352.3102 | 674.0666 | 6.8729 | 17 | 0 | 0 | 0 | 0 | 0 | 1050.2497 | 2490 | 352.3102 | 674.0666 | 6.8729 | 0 | 0 | 0 | 0 | 0 | 0 | 1033.2497
2493 | 28.5703 | 28.5703 | 28.5703 | 29.8572 | 29.8572 | 29.8572 | 18.6365 | 18.6365 | 18.6365 | 2493 | 977.2104 | 977.2104 | 977.2104 | 1146.343 | 1146.343 | 1146.343 | 1296.683 | 1296.683 | 1296.683 | 2491 | 479.703 | 0 | 0 | 0 | 0 | 0 | 0 | 479.703 |  | 2491 | 479.703 | 0 | 0 | 0 | 0 | 0 | 0 | 479.703 | 2491 | 479.703 | 0 | 0 | 0 | 0 | 0 | 0 | 479.703 | 2491 | 504.9505 | 370.333 | 0 | 0 | 0 | 0 | 0 | 875.2835 | 2491 | 504.9505 | 370.333 | 0 | 0 | 0 | 0 | 0 | 875.2835 | 2491 | 504.9505 | 370.333 | 0 | 0 | 0 | 0 | 0 | 875.2835 | 2491 | 513.3663 | 740.666 | 0 | 0 | 0 | 0 | 0 | 0 | 0 | 1254.0323 | 2491 | 513.3663 | 740.666 | 0 | 17 | 0 | 0 | 0 | 0 | 0 | 1271.0323 | 2491 | 513.3663 | 740.666 | 0 | 0 | 0 | 0 | 0 | 0 | 0 | 1254.0323
2494 | 23.9496 | 23.9496 | 23.9496 | 29.8572 | 29.8572 | 29.8572 | 0.01 | 0.01 | 0.01 | 2494 | 913.9138 | 913.9138 | 913.9138 | 1072.0912 | 1072.0912 | 1072.0912 | 1212.6933 | 1212.6933 | 1212.6933 | 2492 | 564.3564 | 0 | 0 | 0 | 0 | 0 | 0 | 564.3564 |  | 2492 | 564.3564 | 0 | 0 | 0 | 0 | 0 | 0 | 564.3564 | 2492 | 564.3564 | 0 | 0 | 0 | 0 | 0 | 0 | 564.3564 | 2492 | 594.0594 | 401.6145 | 0 | 0 | 0 | 0 | 0 | 995.6739 | 2492 | 594.0594 | 401.6145 | 0 | 0 | 0 | 0 | 0 | 995.6739 | 2492 | 594.0594 | 401.6145 | 0 | 0 | 0 | 0 | 0 | 995.6739 | 2492 | 603.9604 | 803.2291 | 0 | 0 | 0 | 0 | 0 | 0 | 0 | 1407.1895 | 2492 | 603.9604 | 803.2291 | 0 | 17 | 0 | 0 | 0 | 0 | 0 | 1424.1895 | 2492 | 603.9604 | 803.2291 | 0 | 0 | 0 | 0 | 0 | 0 | 0 | 1407.1895
2495 | 23.9496 | 23.9496 | 23.9496 | 29.8572 | 29.8572 | 29.8572 | 0.01 | 0.01 | 0.01 | 2495 | 877.2684 | 877.2684 | 877.2684 | 1029.1034 | 1029.1034 | 1029.1034 | 1689.1819 | 1164.0677 | 1164.0677 | 2493 | 564.3564 | 0 | 0 | 0 | 0 | 0 | 0 | 564.3564 |  | 2493 | 564.3564 | 0 | 0 | 0 | 0 | 0 | 0 | 564.3564 | 2493 | 564.3564 | 0 | 0 | 0 | 0 | 0 | 0 | 564.3564 | 2493 | 594.0594 | 439.9596 | 0 | 0 | 0 | 0 | 0 | 1034.019 | 2493 | 594.0594 | 439.9596 | 0 | 0 | 0 | 0 | 0 | 1034.019 | 2493 | 594.0594 | 439.9596 | 0 | 0 | 0 | 0 | 0 | 1034.019 | 2493 | 603.9604 | 879.9193 | 0 | 0 | 0 | 0 | 0 | 0 | 0 | 1483.8797 | 2493 | 603.9604 | 879.9193 | 0 | 17 | 0 | 0 | 0 | 0 | 0 | 1500.8797 | 2493 | 603.9604 | 879.9193 | 0 | 0 | 0 | 0 | 0 | 0 | 0 | 1483.8797
2496 | 23.9496 | 23.9496 | 23.9496 | 29.8572 | 29.8572 | 29.8572 | 0.01 | 0.01 | 0.01 | 2496 | 855.0591 | 855.0591 | 855.0591 | 1003.0501 | 1003.0501 | 1003.0501 | 1134.5977 | 1134.5977 | 1134.5977 | 2494 | 743.0693 | 0 | 0 | 0 | 0 | 0 | 0 | 743.0693 |  | 2494 | 743.0693 | 0 | 0 | 0 | 0 | 0 | 0 | 743.0693 | 2494 | 743.0693 | 0 | 0 | 0 | 0 | 0 | 0 | 743.0693 | 2494 | 782.1782 | 480.3229 | 0 | 0 | 0 | 0 | 0 | 1262.5011 | 2494 | 782.1782 | 480.3229 | 0 | 0 | 0 | 0 | 0 | 1262.5011 | 2494 | 782.1782 | 480.3229 | 0 | 0 | 0 | 0 | 0 | 1262.5011 | 2494 | 759.0267 | 960.6458 | 0 | 0 | 0 | 0 | 0 | 0 | 0 | 1719.6725 | 2494 | 795.2145 | 960.6458 | 0 | 17 | 0 | 0 | 0 | 0 | 0 | 1772.8603 | 2494 | 759.0267 | 960.6458 | 0 | 0 | 0 | 0 | 0 | 0 | 0 | 1719.6725
2497 | 23.9496 | 23.9496 | 23.9496 | 29.8572 | 29.8572 | 29.8572 | 0.01 | 0.01 | 0.01 | 2497 | 849.5068 | 849.5068 | 849.5068 | 996.5368 | 996.5368 | 996.5368 | 1127.2301 | 1127.2301 | 1127.2301 | 2495 | 959.4059 | 0 | 0 | 0 | 0 | 0 | 0 | 959.4059 |  | 2495 | 959.4059 | 0 | 0 | 0 | 0 | 0 | 0 | 959.4059 | 2495 | 959.4059 | 0 | 0 | 0 | 0 | 0 | 0 | 959.4059 | 2495 | 1009.901 | 506.559 | 0 | 0 | 0 | 0 | 0 | 1516.46 | 2495 | 1009.901 | 506.559 | 0 | 0 | 0 | 0 | 0 | 1516.46 | 2495 | 1009.901 | 506.559 | 0 | 0 | 0 | 0 | 0 | 1516.46 | 2495 | 854.6666 | 1013.1181 | 0 | 0 | 0 | 0 | 0 | 0 | 0 | 1867.7846 | 2495 | 1026.7327 | 1013.1181 | 0 | 17 | 0 | 0 | 0 | 0 | 0 | 2056.8507 | 2495 | 829.5524 | 1013.1181 | 0 | 0 | 0 | 0 | 0 | 0 | 0 | 1842.6705
2498 | 28.5703 | 28.5703 | 28.5703 | 29.8572 | 29.8572 | 29.8572 | 0.01 | 0.01 | 0.01 | 2498 | 859.501 | 859.501 | 859.501 | 1008.2608 | 1008.2608 | 1008.2608 | 1140.4917 | 1140.4917 | 1140.4917 | 2496 | 1053.4653 | 0 | 0 | 0 | 0 | 0 | 0 | 1053.4653 |  | 2496 | 1053.4653 | 0 | 0 | 0 | 0 | 0 | 0 | 1053.4653 | 2496 | 1053.4653 | 0 | 0 | 0 | 0 | 0 | 0 | 1053.4653 | 2496 | 1108.9109 | 516.6498 | 0 | 0 | 0 | 0 | 0 | 1625.5607 | 2496 | 1108.9109 | 516.6498 | 0 | 0 | 0 | 0 | 0 | 1625.5607 | 2496 | 1108.9109 | 516.6498 | 0 | 0 | 0 | 0 | 0 | 1625.5607 | 2496 | 63.0328 | 1033.2997 | 0 | 0 | 0 | 0 | 0 | 0 | 0 | 1096.3325 | 2496 | 1079.3033 | 1033.2997 | 0 | 17 | 0 | 0 | 0 | 0 | 0 | 2129.603 | 2496 | 563.0328 | 1033.2997 | 0 | 0 | 0 | 0 | 0 | 0 | 0 | 1596.3325
2499 | 28.5703 | 28.5703 | 28.5703 | 29.8572 | 29.8572 | 29.8572 | 0.01 | 0.01 | 0.01 | 2499 | 889.4836 | 889.4836 | 889.4836 | 1043.4326 | 1043.4326 | 1043.4326 | 1180.2763 | 1180.2763 | 1180.2763 | 2497 | 987.6238 | 0 | 0 | 0 | 0 | 0 | 0 | 987.6238 |  | 2497 | 987.6238 | 0 | 0 | 0 | 0 | 0 | 0 | 987.6238 | 2497 | 987.6238 | 0 | 0 | 0 | 0 | 0 | 0 | 987.6238 | 2497 | 1039.604 | 522.7043 | 0 | 0 | 0 | 0 | 0 | 1562.3083 | 2497 | 1039.604 | 522.7043 | 0 | 0 | 0 | 0 | 0 | 1562.3083 | 2497 | 1039.604 | 522.7043 | 0 | 0 | 0 | 0 | 0 | 1562.3083 | 2497 | 547.6357 | 1045.4087 | 0 | 0 | 0 | 0 | 0 | 0 | 0 | 1593.0444 | 2497 | 164.3916 | 1045.4087 | 0 | 17 | 0 | 0 | 0 | 0 | 0 | 1226.8003 | 2497 | 543.1398 | 1045.4087 | 0 | 0 | 0 | 0 | 0 | 0 | 0 | 1588.5485
2500 | 29.4202 | 29.4202 | 29.4202 | 29.8572 | 29.8572 | 29.8572 | 0.01 | 0.01 | 0.01 | 2500 | 970.5476 | 970.5476 | 970.5476 | 1138.527 | 1138.527 | 1138.527 | 1812.9562 | 1287.842 | 1287.842 | 2498 | 912.3762 | 0 | 0 | 0 | 0 | 0 | 0 | 912.3762 |  | 2498 | 912.3762 | 0 | 0 | 0 | 0 | 0 | 0 | 912.3762 | 2498 | 912.3762 | 0 | 0 | 0 | 0 | 0 | 0 | 912.3762 | 2498 | 960.396 | 508.5772 | 0 | 0 | 0 | 0 | 0 | 1468.9732 | 2498 | 960.396 | 508.5772 | 0 | 0 | 0 | 0 | 0 | 1468.9732 | 2498 | 960.396 | 508.5772 | 0 | 0 | 0 | 0 | 0 | 1468.9732 | 2498 | 976.4026 | 1017.1544 | 0 | 0 | 0 | 0 | 0 | 0 | 0 | 1993.557 | 2498 | 174.524 | 1017.1544 | 0 | 17 | 0 | 0 | 0 | 0 | 0 | 1208.6783 | 2498 | 432.7462 | 1017.1544 | 0 | 0 | 0 | 0 | 0 | 0 | 0 | 1449.9006
2501 | 23.9496 | 23.9496 | 23.9496 | 29.8572 | 29.8572 | 29.8572 | 0.01 | 0.01 | 0.01 | 2501 | 1097.1408 | 1097.1408 | 1097.1408 | 1287.0305 | 1287.0305 | 1287.0305 | 1455.8214 | 1455.8214 | 1455.8214 | 2499 | 902.9703 | 0 | 0 | 0 | 0 | 0 | 0 | 902.9703 |  | 2499 | 902.9703 | 0 | 0 | 0 | 0 | 0 | 0 | 902.9703 | 2499 | 902.9703 | 0 | 0 | 0 | 0 | 0 | 0 | 902.9703 | 2499 | 950.495 | 500.5045 | 0 | 0 | 0 | 0 | 0 | 1450.9996 | 2499 | 950.495 | 500.5045 | 0 | 0 | 0 | 0 | 0 | 1450.9996 | 2499 | 950.495 | 500.5045 | 0 | 0 | 0 | 0 | 0 | 1450.9996 | 2499 | 396.9538 | 1001.0091 | 0 | 0 | 0 | 0 | 0 | 0 | 0 | 1397.9628 | 2499 | 193.8946 | 1001.0091 | 0 | 17 | 0 | 0 | 0 | 0 | 0 | 1211.9037 | 2499 | 193.8946 | 1001.0091 | 0 | 0 | 0 | 0 | 0 | 0 | 0 | 1194.9037
2502 | 23.9496 | 23.9496 | 23.9496 | 23.4961 | 23.4961 | 23.4961 | 0.01 | 0.01 | 0.01 | 2502 | 1191.5304 | 1191.5304 | 1191.5304 | 1397.7568 | 1397.7568 | 1397.7568 | 1581.0692 | 1581.0692 | 1933.2021 | 2500 | 808.9109 | 0 | 20.3436 | 0 | 0 | 0 | 0 | 829.2545 |  | 2500 | 808.9109 | 0 | 20.3436 | 0 | 0 | 0 | 0 | 829.2545 | 2500 | 808.9109 | 0 | 20.3436 | 0 | 0 | 0 | 0 | 829.2545 | 2500 | 851.4851 | 488.3956 | 21.9931 | 0 | 0 | 0 | 0 | 1361.8738 | 2500 | 851.4851 | 488.3956 | 21.9931 | 0 | 0 | 0 | 0 | 1361.8738 | 2500 | 851.4851 | 488.3956 | 21.9931 | 0 | 0 | 0 | 0 | 1361.8738 | 2500 | 858.8188 | 976.7911 | 27.4914 | 0 | 0 | 0 | 0 | 0 | 0 | 1863.1013 | 2500 | 333.7046 | 976.7911 | 27.4914 | 17 | 0 | 0 | 0 | 0 | 0 | 1354.9872 | 2500 | 333.7046 | 976.7911 | 27.4914 | 0 | 0 | 0 | 0 | 0 | 0 | 1337.9872
2503 | 23.9496 | 23.9496 | 23.9496 | 20.9838 | 20.9838 | 20.9838 | 0.01 | 0.01 | 0.01 | 2503 | 1187.0886 | 1187.0886 | 1187.0886 | 1392.5462 | 1392.5462 | 1392.5462 | 2100.2893 | 2100.2893 | 1575.1752 | 2501 | 724.2574 | 0 | 101.7182 | 0 | 0 | 0 | 0 | 825.9756 |  | 2501 | 724.2574 | 0 | 101.7182 | 0 | 0 | 0 | 0 | 825.9756 | 2501 | 724.2574 | 0 | 101.7182 | 0 | 0 | 0 | 0 | 825.9756 | 2501 | 762.3762 | 441.9778 | 109.9656 | 0 | 0 | 0 | 0 | 1314.3197 | 2501 | 762.3762 | 441.9778 | 109.9656 | 0 | 0 | 0 | 0 | 1314.3197 | 2501 | 762.3762 | 441.9778 | 109.9656 | 0 | 0 | 0 | 0 | 1314.3197 | 2501 | 349.9732 | 883.9556 | 137.457 | 0 | 0 | 0 | 0 | 0 | 0 | 1371.3859 | 2501 | 349.9732 | 883.9556 | 137.457 | 17 | 0 | 0 | 0 | 0 | 0 | 1388.3859 | 2501 | 349.9732 | 883.9556 | 137.457 | 0 | 0 | 0 | 0 | 0 | 0 | 1371.3859
2504 | 1.3739 | 18.6145 | 18.6145 | 3.2799 | 15.7212 | 15.7212 | 0.01 | 0.01 | 0.01 | 2504 | 1149.3327 | 1149.3327 | 1149.3327 | 1348.2557 | 1348.2557 | 1348.2557 | 2050.1902 | 2050.1902 | 2050.1902 | 2502 | 658.4158 | 0 | 300.0687 | 0 | 0 | 0 | 0 | 958.4846 |  | 2502 | 658.4158 | 0 | 300.0687 | 0 | 0 | 0 | 0 | 958.4846 | 2502 | 658.4158 | 0 | 300.0687 | 0 | 0 | 0 | 0 | 958.4846 | 2502 | 693.0693 | 369.3239 | 324.3986 | 0 | 0 | 0 | 0 | 1386.7918 | 2502 | 693.0693 | 369.3239 | 324.3986 | 0 | 0 | 0 | 0 | 1386.7918 | 2502 | 693.0693 | 369.3239 | 324.3986 | 0 | 0 | 0 | 0 | 1386.7918 | 2502 | 352.4876 | 738.6478 | 405.4983 | 0 | 0 | 0 | 0 | 0 | 0 | 1496.6337 | 2502 | 352.4876 | 738.6478 | 405.4983 | 17 | 0 | 0 | 0 | 0 | 0 | 1513.6337 | 2502 | 704.6205 | 738.6478 | 405.4983 | 0 | 0 | 0 | 0 | 0 | 0 | 1848.7666
2505 | 0.01 | 18.6145 | 18.6145 | 0.01 | 8.0251 | 8.0251 | 0.01 | 0.01 | 0.01 | 2505 | 1214.0742 | 1139.3385 | 1139.3385 | 1336.5317 | 1336.5317 | 1336.5317 | 2036.9287 | 1511.8145 | 2036.9287 | 2503 | 639.604 | 0 | 600.1375 | 0 | 0 | 0 | 0 | 1239.7414 |  | 2503 | 639.604 | 0 | 600.1375 | 0 | 0 | 0 | 0 | 1239.7414 | 2503 | 639.604 | 0 | 600.1375 | 0 | 0 | 0 | 0 | 1239.7414 | 2503 | 673.2673 | 434.9142 | 648.7973 | 0 | 0 | 0 | 0 | 1756.9788 | 2503 | 673.2673 | 434.9142 | 648.7973 | 0 | 0 | 0 | 0 | 1756.9788 | 2503 | 673.2673 | 434.9142 | 648.7973 | 0 | 0 | 0 | 0 | 1756.9788 | 2503 | 684.4884 | 869.8285 | 810.9966 | 0 | 0 | 0 | 0 | 0 | 0 | 2365.3135 | 2503 | 684.4884 | 869.8285 | 810.9966 | 17 | 0 | 0 | 0 | 0 | 0 | 2382.3135 | 2503 | 684.4884 | 869.8285 | 810.9966 | 0 | 0 | 0 | 0 | 0 | 0 | 2365.3135
2506 | 0.01 | 6.4244 | 6.4244 | 0.01 | 0.01 | 0.01 | 0.01 | 0.01 | 0.01 | 2506 | 1512.8674 | 1401.6984 | 1401.6984 | 1774.7098 | 1310.4784 | 1310.4784 | 2007.4586 | 2007.4586 | 2007.4586 | 2504 | 902.9703 | 0 | 859.5189 | 0 | 0 | 0 | 0 | 1762.4892 |  | 2504 | 902.9703 | 0 | 859.5189 | 0 | 0 | 0 | 0 | 1762.4892 | 2504 | 902.9703 | 0 | 859.5189 | 0 | 0 | 0 | 0 | 1762.4892 | 2504 | 950.495 | 520.6862 | 929.2096 | 0 | 0 | 0 | 0 | 2400.3908 | 2504 | 950.495 | 520.6862 | 929.2096 | 0 | 0 | 0 | 0 | 2400.3908 | 2504 | 950.495 | 520.6862 | 929.2096 | 0 | 0 | 0 | 0 | 2400.3908 | 2504 | 966.3366 | 1041.3724 | 1161.512 | 0 | 0 | 0 | 0 | 0 | 0 | 3169.221 | 2504 | 966.3366 | 1041.3724 | 1161.512 | 17 | 0 | 0 | 0 | 0 | 0 | 3186.221 | 2504 | 966.3366 | 1041.3724 | 1161.512 | 0 | 0 | 0 | 0 | 0 | 0 | 3169.221
2507 | 0.01 | 0.01 | 0.01 | 0.01 | 0.01 | 0.01 | 0.01 | 0.01 | 0.01 | 2507 | 1513.9778 | 1513.9778 | 1513.9778 | 1776.0125 | 1623.7356 | 1776.0125 | 1483.818 | 2008.9321 | 2008.9321 | 2505 | 1119.3069 | 0 | 1007.0103 | 0 | 0 | 0 | 0 | 2126.3172 |  | 2505 | 1119.3069 | 0 | 1007.0103 | 0 | 0 | 0 | 0 | 2126.3172 | 2505 | 1119.3069 | 0 | 1007.0103 | 0 | 0 | 0 | 0 | 2126.3172 | 2505 | 1042.4138 | 594.3491 | 1088.6598 | 0 | 0 | 0 | 0 | 2725.4227 | 2505 | 1178.2178 | 594.3491 | 1088.6598 | 0 | 0 | 0 | 0 | 2861.2268 | 2505 | 1178.2178 | 594.3491 | 1088.6598 | 0 | 0 | 0 | 0 | 2861.2268 | 2505 | 1197.8548 | 1188.6983 | 1360.8247 | 0 | 0 | 0 | 0 | 0 | 0 | 3747.3778 | 2505 | 1197.8548 | 1188.6983 | 1360.8247 | 17 | 0 | 0 | 0 | 0 | 0 | 3764.3778 | 2505 | 1197.8548 | 1188.6983 | 1360.8247 | 0 | 0 | 0 | 0 | 0 | 0 | 3747.3778
2508 | 0.01 | 0.01 | 0.01 | 0.01 | 0.01 | 0.01 | 0.01 | 0.01 | 0.01 | 2508 | 1483.9952 | 1483.9952 | 1483.9952 | 1740.8406 | 1740.8406 | 1740.8406 | 1969.1475 | 1969.1475 | 1969.1475 | 2506 | 1185.1485 | 0 | 1068.0412 | 0 | 0 | 0 | 0 | 2253.1898 |  | 2506 | 1185.1485 | 0 | 1068.0412 | 0 | 0 | 0 | 0 | 2253.1898 | 2506 | 1185.1485 | 0 | 1068.0412 | 0 | 0 | 0 | 0 | 2253.1898 | 2506 | 1247.5248 | 655.9031 | 1154.6392 | 0 | 0 | 0 | 0 | 3058.0671 | 2506 | 968.2283 | 655.9031 | 1154.6392 | 0 | 0 | 0 | 0 | 2778.7706 | 2506 | 1115.4749 | 655.9031 | 1154.6392 | 0 | 0 | 0 | 0 | 2926.0172 | 2506 | 1268.3168 | 1311.8063 | 1443.299 | 0 | 0 | 0 | 0 | 0 | 0 | 4023.4221 | 2506 | 1268.3168 | 1311.8063 | 1443.299 | 17 | 0 | 0 | 0 | 0 | 0 | 4040.4221 | 2506 | 1087.4584 | 1311.8063 | 1443.299 | 0 | 0 | 0 | 0 | 0 | 0 | 3842.5636
2509 | 0.01 | 0.01 | 0.01 | 0.01 | 0.01 | 0.01 | 0.01 | 0.01 | 0.01 | 2509 | 1487.3266 | 1487.3266 | 1487.3266 | 1280.5172 | 1744.7486 | 1744.7486 | 1448.4539 | 1973.5681 | 1973.5681 | 2507 | 1392.0792 | 0 | 1083.299 | 0 | 0 | 0 | 0 | 2475.3782 |  | 2507 | 1392.0792 | 0 | 1083.299 | 0 | 0 | 0 | 0 | 2475.3782 | 2507 | 1180.7789 | 0 | 1083.299 | 0 | 0 | 0 | 0 | 2264.0778 | 2507 | 1465.3465 | 711.4026 | 1171.134 | 0 | 0 | 0 | 0 | 3347.8832 | 2507 | 1465.3465 | 711.4026 | 1171.134 | 0 | 0 | 0 | 0 | 3347.8832 | 2507 | 1445.3832 | 711.4026 | 1171.134 | 0 | 0 | 0 | 0 | 3327.9199 | 2507 | 0 | 1422.8052 | 1463.9175 | 0 | 0 | 0 | 0 | 0 | 0 | 2886.7228 | 2507 | 846.4505 | 1422.8052 | 1463.9175 | 17 | 0 | 0 | 0 | 0 | 0 | 3750.1733 | 2507 | 0 | 1422.8052 | 1463.9175 | 0 | 0 | 0 | 0 | 0 | 0 | 2886.7228
2510 | 0.01 | 0.01 | 0.01 | 0.01 | 0.01 | 0.01 | 0.01 | 0.01 | 0.01 | 2510 | 1454.0127 | 1454.0127 | 1454.0127 | 1705.6687 | 1241.4373 | 1241.4373 | 1929.3629 | 1929.3629 | 1929.3629 | 2508 | 1674.2574 | 0 | 1062.9553 | 0 | 0 | 0 | 0 | 2737.2128 |  | 2508 | 1674.2574 | 0 | 1062.9553 | 0 | 0 | 0 | 0 | 2737.2128 | 2508 | 1674.2574 | 0 | 1062.9553 | 0 | 0 | 0 | 0 | 2737.2128 | 2508 | 1762.3762 | 755.8022 | 1149.1409 | 0 | 0 | 0 | 0 | 3667.3194 | 2508 | 1762.3762 | 755.8022 | 1149.1409 | 0 | 0 | 0 | 0 | 3667.3194 | 2508 | 1308.1737 | 755.8022 | 1149.1409 | 0 | 0 | 0 | 0 | 3213.1168 | 2508 | 0 | 1511.6044 | 1436.4261 | 0 | 0 | 0 | 0 | 0 | 0 | 2948.0306 | 2508 | 36.6399 | 1511.6044 | 1436.4261 | 17 | 0 | 0 | 0 | 0 | 0 | 3001.6704 | 2508 | 269.5236 | 1511.6044 | 1436.4261 | 0 | 0 | 0 | 0 | 0 | 0 | 3217.5541
2511 | 0.01 | 6.4244 | 6.4244 | 0.01 | 15.7212 | 15.7212 | 0.01 | 0.01 | 0.01 | 2511 | 1461.7859 | 1126.3926 | 1126.3926 | 1250.556 | 1250.556 | 1250.556 | 1939.6775 | 1939.6775 | 1939.6775 | 2509 | 1693.0693 | 0 | 966.323 | 0 | 0 | 0 | 0 | 2659.3923 |  | 2509 | 1693.0693 | 0 | 966.323 | 0 | 0 | 0 | 0 | 2659.3923 | 2509 | 1038.0036 | 0 | 966.323 | 0 | 0 | 0 | 0 | 2004.3266 | 2509 | 1782.1782 | 780.0202 | 1044.6735 | 0 | 0 | 0 | 0 | 3606.8719 | 2509 | 1782.1782 | 780.0202 | 1044.6735 | 0 | 0 | 0 | 0 | 3606.8719 | 2509 | 1589.4634 | 780.0202 | 1044.6735 | 0 | 0 | 0 | 0 | 3414.1571 | 2509 | 0 | 1560.0404 | 1305.8419 | 0 | 0 | 0 | 0 | 0 | 0 | 2865.8823 | 2509 | 1811.8812 | 1560.0404 | 1305.8419 | 17 | 0 | 0 | 0 | 0 | 0 | 4694.7635 | 2509 | 411.2866 | 1560.0404 | 1305.8419 | 0 | 0 | 0 | 0 | 0 | 0 | 3277.1689
2512 | 1.3739 | 18.6145 | 18.6145 | 1.7614 | 15.9225 | 16.0416 | 0.01 | 0.01 | 0.01 | 2512 | 1077.1524 | 1077.1524 | 1077.1524 | 1263.5826 | 1263.5826 | 1263.5826 | 1429.2984 | 1954.4125 | 1954.4125 | 2510 | 1655.4455 | 0 | 773.0584 | 0 | 0 | 0 | 0 | 2428.504 |  | 2510 | 1655.4455 | 0 | 773.0584 | 0 | 0 | 0 | 0 | 2428.504 | 2510 | 1655.4455 | 0 | 773.0584 | 0 | 0 | 0 | 0 | 2428.504 | 2510 | 1742.5743 | 780.0202 | 835.7388 | 0 | 0 | 0 | 0 | 3358.3333 | 2510 | 1742.5743 | 780.0202 | 835.7388 | 0 | 0 | 0 | 0 | 3358.3333 | 2510 | 1402.3554 | 780.0202 | 835.7388 | 0 | 0 | 0 | 0 | 3018.1144 | 2510 | 507.9696 | 1560.0404 | 1044.6735 | 0 | 0 | 0 | 0 | 0 | 0 | 3112.6835 | 2510 | 0 | 1560.0404 | 1044.6735 | 17 | 0 | 0 | 0 | 0 | 0 | 2621.7139 | 2510 | 1330.4777 | 1560.0404 | 1044.6735 | 0 | 0 | 0 | 0 | 0 | 0 | 3935.1916
2513 | 29.4202 | 29.4202 | 29.4202 | 33.6671 | 33.6671 | 33.8141 | 0.01 | 0.01 | 0.01 | 2513 | 1079.3733 | 1079.3733 | 1079.3733 | 1266.1879 | 1266.1879 | 1266.1879 | 1957.3595 | 1432.2454 | 1432.2454 | 2511 | 1608.4158 | 0 | 493.3333 | 0 | 0 | 0 | 0 | 2101.7492 |  | 2511 | 1608.4158 | 0 | 493.3333 | 0 | 0 | 0 | 0 | 2101.7492 | 2511 | 1608.4158 | 0 | 493.3333 | 0 | 0 | 0 | 0 | 2101.7492 | 2511 | 1670.9299 | 754.7931 | 533.3333 | 0 | 0 | 0 | 0 | 2959.0563 | 2511 | 1693.0693 | 754.7931 | 533.3333 | 0 | 0 | 0 | 0 | 2981.1958 | 2511 | 1693.0693 | 754.7931 | 533.3333 | 0 | 0 | 0 | 0 | 2981.1958 | 2511 | 1721.2871 | 1509.5863 | 666.6667 | 0 | 0 | 0 | 0 | 0 | 0 | 3897.5401 | 2511 | 1721.2871 | 1509.5863 | 666.6667 | 17 | 0 | 0 | 0 | 0 | 0 | 3914.5401 | 2511 | 1721.2871 | 1509.5863 | 666.6667 | 0 | 0 | 0 | 0 | 0 | 0 | 3897.5401
2514 | 29.4202 | 29.4202 | 36.0334 | 33.6671 | 33.6671 | 34.4823 | 0.01 | 0.01 | 0.01 | 2514 | 1084.9256 | 1084.9256 | 1084.9256 | 1272.7012 | 1272.7012 | 1272.7012 | 1439.6129 | 1439.6129 | 1439.6129 | 2512 | 1467.3267 | 0 | 228.866 | 0 | 0 | 0 | 0 | 1696.1927 |  | 2512 | 1467.3267 | 0 | 228.866 | 0 | 0 | 0 | 0 | 1696.1927 | 2512 | 1467.3267 | 0 | 228.866 | 0 | 0 | 0 | 0 | 1696.1927 | 2512 | 1544.5545 | 672.0484 | 247.4227 | 0 | 0 | 0 | 0 | 2464.0256 | 2512 | 1544.5545 | 672.0484 | 247.4227 | 0 | 0 | 0 | 0 | 2464.0256 | 2512 | 1544.5545 | 672.0484 | 247.4227 | 0 | 0 | 0 | 0 | 2464.0256 | 2512 | 1570.297 | 1344.0969 | 309.2784 | 0 | 0 | 0 | 0 | 0 | 0 | 3223.6723 | 2512 | 1570.297 | 1344.0969 | 309.2784 | 17 | 0 | 0 | 0 | 0 | 0 | 3240.6723 | 2512 | 716.6018 | 1344.0969 | 309.2784 | 0 | 0 | 0 | 0 | 0 | 0 | 2369.977
2515 | 29.4202 | 29.4202 | 29.4202 | 33.6671 | 33.6671 | 33.8141 | 0.01 | 0.01 | 0.01 | 2515 | 1120.4606 | 1120.4606 | 1120.4606 | 1314.3864 | 1314.3864 | 1314.3864 | 1486.765 | 1486.765 | 1486.765 | 2513 | 1250.9901 | 0 | 61.0309 | 0 | 0 | 0 | 0 | 1312.021 |  | 2513 | 1250.9901 | 0 | 61.0309 | 0 | 0 | 0 | 0 | 1312.021 | 2513 | 1250.9901 | 0 | 61.0309 | 0 | 0 | 0 | 0 | 1312.021 | 2513 | 1316.8317 | 553.9859 | 65.9794 | 0 | 0 | 0 | 0 | 1936.7969 | 2513 | 1316.8317 | 553.9859 | 65.9794 | 0 | 0 | 0 | 0 | 1936.7969 | 2513 | 1316.8317 | 553.9859 | 65.9794 | 0 | 0 | 0 | 0 | 1936.7969 | 2513 | 1338.7789 | 1107.9717 | 82.4742 | 0 | 0 | 0 | 0 | 0 | 0 | 2529.2249 | 2513 | 1338.7789 | 1107.9717 | 82.4742 | 17 | 0 | 0 | 0 | 0 | 0 | 2546.2249 | 2513 | 429.1382 | 1107.9717 | 82.4742 | 0 | 0 | 0 | 0 | 0 | 0 | 1619.5842
2516 | 26.6913 | 26.6913 | 26.6913 | 30.85 | 30.85 | 30.85 | 0.01 | 0.01 | 0.01 | 2516 | 1048.2803 | 1048.2803 | 1048.2803 | 1229.7134 | 1229.7134 | 1229.7134 | 1390.9873 | 1390.9873 | 1390.9873 | 2514 | 1006.4356 | 0 | 10.1718 | 0 | 0 | 0 | 0 | 1016.6075 |  | 2514 | 1006.4356 | 0 | 10.1718 | 0 | 0 | 0 | 0 | 1016.6075 | 2514 | 1006.4356 | 0 | 10.1718 | 0 | 0 | 0 | 0 | 1016.6075 | 2514 | 1059.4059 | 527.7497 | 10.9966 | 0 | 0 | 0 | 0 | 1598.1523 | 2514 | 1059.4059 | 527.7497 | 10.9966 | 0 | 0 | 0 | 0 | 1598.1523 | 2514 | 1059.4059 | 527.7497 | 10.9966 | 0 | 0 | 0 | 0 | 1598.1523 | 2514 | 941.1224 | 1055.4995 | 13.7457 | 0 | 0 | 0 | 0 | 0 | 0 | 2010.3676 | 2514 | 941.1224 | 1055.4995 | 13.7457 | 17 | 0 | 0 | 0 | 0 | 0 | 2027.3676 | 2514 | 941.1224 | 1055.4995 | 13.7457 | 0 | 0 | 0 | 0 | 0 | 0 | 2010.3676
2517 | 23.9496 | 23.9496 | 23.9496 | 29.8572 | 29.8572 | 29.8572 | 0.01 | 0.01 | 0.01 | 2517 | 950.5592 | 950.5592 | 950.5592 | 1115.0791 | 1115.0791 | 1115.0791 | 1786.4331 | 1261.319 | 1261.319 | 2515 | 1015.8416 | 0 | 0 | 0 | 0 | 0 | 0 | 1015.8416 |  | 2515 | 1015.8416 | 0 | 0 | 0 | 0 | 0 | 0 | 1015.8416 | 2515 | 1015.8416 | 0 | 0 | 0 | 0 | 0 | 0 | 1015.8416 | 2515 | 1069.3069 | 557.0131 | 0 | 0 | 0 | 0 | 0 | 1626.32 | 2515 | 1069.3069 | 557.0131 | 0 | 0 | 0 | 0 | 0 | 1626.32 | 2515 | 1069.3069 | 557.0131 | 0 | 0 | 0 | 0 | 0 | 1626.32 | 2515 | 832.3366 | 1114.0262 | 0 | 0 | 0 | 0 | 0 | 0 | 0 | 1946.3628 | 2515 | 805.2203 | 1114.0262 | 0 | 17 | 0 | 0 | 0 | 0 | 0 | 1936.2465 | 2515 | 805.2203 | 1114.0262 | 0 | 0 | 0 | 0 | 0 | 0 | 0 | 1919.2465
2518 | 23.9496 | 23.9496 | 23.9496 | 29.8572 | 29.8572 | 29.8572 | 0.01 | 0.01 | 0.01 | 2518 | 889.4836 | 889.4836 | 889.4836 | 1043.4326 | 1043.4326 | 1043.4326 | 1705.3904 | 1180.2763 | 1705.3904 | 2516 | 1307.4257 | 0 | 0 | 0 | 0 | 0 | 0 | 1307.4257 |  | 2516 | 1307.4257 | 0 | 0 | 0 | 0 | 0 | 0 | 1307.4257 | 2516 | 1307.4257 | 0 | 0 | 0 | 0 | 0 | 0 | 1307.4257 | 2516 | 1376.2376 | 579.2129 | 0 | 0 | 0 | 0 | 0 | 1955.4505 | 2516 | 1376.2376 | 579.2129 | 0 | 0 | 0 | 0 | 0 | 1955.4505 | 2516 | 1376.2376 | 579.2129 | 0 | 0 | 0 | 0 | 0 | 1955.4505 | 2516 | 954.7382 | 1158.4258 | 0 | 0 | 0 | 0 | 0 | 0 | 0 | 2113.164 | 2516 | 954.7382 | 1158.4258 | 0 | 17 | 0 | 0 | 0 | 0 | 0 | 2130.164 | 2516 | 954.7382 | 1158.4258 | 0 | 0 | 0 | 0 | 0 | 0 | 0 | 2113.164
2519 | 23.9496 | 23.9496 | 23.9496 | 29.8572 | 29.8572 | 29.8572 | 0.01 | 0.01 | 0.01 | 2519 | 862.8324 | 862.8324 | 862.8324 | 1012.1687 | 1012.1687 | 1012.1687 | 1144.9122 | 1144.9122 | 1670.0263 | 2517 | 1392.0792 | 0 | 0 | 0 | 0 | 0 | 0 | 1392.0792 |  | 2517 | 1392.0792 | 0 | 0 | 0 | 0 | 0 | 0 | 1392.0792 | 2517 | 1392.0792 | 0 | 0 | 0 | 0 | 0 | 0 | 1392.0792 | 2517 | 1465.3465 | 604.44 | 0 | 0 | 0 | 0 | 0 | 2069.7865 | 2517 | 1465.3465 | 604.44 | 0 | 0 | 0 | 0 | 0 | 2069.7865 | 2517 | 1465.3465 | 604.44 | 0 | 0 | 0 | 0 | 0 | 2069.7865 | 2517 | 1489.769 | 1208.8799 | 0 | 0 | 0 | 0 | 0 | 0 | 0 | 2698.6489 | 2517 | 1035.2457 | 1208.8799 | 0 | 17 | 0 | 0 | 0 | 0 | 0 | 2261.1256 | 2517 | 876.8457 | 1208.8799 | 0 | 0 | 0 | 0 | 0 | 0 | 0 | 2085.7256
2520 | 28.5703 | 28.5703 | 28.5703 | 29.8572 | 29.8572 | 29.8572 | 0.01 | 0.01 | 0.01 | 2520 | 846.1754 | 846.1754 | 846.1754 | 992.6288 | 992.6288 | 992.6288 | 1122.8096 | 1122.8096 | 1122.8096 | 2518 | 1363.8614 | 0 | 0 | 0 | 0 | 0 | 0 | 1363.8614 |  | 2518 | 1363.8614 | 0 | 0 | 0 | 0 | 0 | 0 | 1363.8614 | 2518 | 1363.8614 | 0 | 0 | 0 | 0 | 0 | 0 | 1363.8614 | 2518 | 1435.6436 | 626.6398 | 0 | 0 | 0 | 0 | 0 | 2062.2833 | 2518 | 1435.6436 | 626.6398 | 0 | 0 | 0 | 0 | 0 | 2062.2833 | 2518 | 1435.6436 | 626.6398 | 0 | 0 | 0 | 0 | 0 | 2062.2833 | 2518 | 1459.571 | 1253.2795 | 0 | 0 | 0 | 0 | 0 | 0 | 0 | 2712.8505 | 2518 | 966.3736 | 1253.2795 | 0 | 17 | 0 | 0 | 0 | 0 | 0 | 2236.6531 | 2518 | 1344.8211 | 1253.2795 | 0 | 0 | 0 | 0 | 0 | 0 | 0 | 2598.1006
2521 | 41.5117 | 41.5117 | 41.5117 | 33.2109 | 33.2109 | 33.2109 | 0.01 | 0.01 | 0.01 | 2521 | 833.9602 | 833.9602 | 833.9602 | 978.2995 | 978.2995 | 978.2995 | 1631.7152 | 1631.7152 | 1631.7152 | 2519 | 1345.0495 | 0 | 0 | 0 | 0 | 0 | 0 | 1345.0495 |  | 2519 | 1345.0495 | 0 | 0 | 0 | 0 | 0 | 0 | 1345.0495 | 2519 | 1345.0495 | 0 | 0 | 0 | 0 | 0 | 0 | 1345.0495 | 2519 | 1415.8416 | 635.7215 | 0 | 0 | 0 | 0 | 0 | 2051.5631 | 2519 | 1415.8416 | 635.7215 | 0 | 0 | 0 | 0 | 0 | 2051.5631 | 2519 | 1415.8416 | 635.7215 | 0 | 0 | 0 | 0 | 0 | 2051.5631 | 2519 | 808.6281 | 1271.443 | 0 | 0 | 0 | 0 | 0 | 0 | 0 | 2080.0711 | 2519 | 773.517 | 1271.443 | 0 | 17 | 0 | 0 | 0 | 0 | 0 | 2061.96 | 2519 | 1298.6312 | 1271.443 | 0 | 0 | 0 | 0 | 0 | 0 | 0 | 2570.0742
2522 | 60.7777 | 41.5117 | 41.5117 | 33.2109 | 33.2109 | 33.2109 | 0.01 | 0.01 | 0.01 | 2522 | 840.623 | 840.623 | 840.623 | 986.1155 | 986.1155 | 986.1155 | 1640.5563 | 1640.5563 | 1640.5563 | 2520 | 1326.2376 | 0 | 0 | 0 | 0 | 0 | 0 | 1326.2376 |  | 2520 | 1326.2376 | 0 | 0 | 0 | 0 | 0 | 0 | 1326.2376 | 2520 | 1326.2376 | 0 | 0 | 0 | 0 | 0 | 0 | 1326.2376 | 2520 | 1396.0396 | 638.7487 | 0 | 0 | 0 | 0 | 0 | 2034.7883 | 2520 | 1396.0396 | 638.7487 | 0 | 0 | 0 | 0 | 0 | 2034.7883 | 2520 | 1396.0396 | 638.7487 | 0 | 0 | 0 | 0 | 0 | 2034.7883 | 2520 | 706.2765 | 1277.4975 | 0 | 0 | 0 | 0 | 0 | 0 | 0 | 1983.774 | 2520 | 486.2765 | 1277.4975 | 0 | 17 | 0 | 0 | 0 | 0 | 0 | 1780.774 | 2520 | 706.2765 | 1277.4975 | 0 | 0 | 0 | 0 | 0 | 0 | 0 | 1983.774
2523 | 60.7893 | 41.5117 | 41.5117 | 33.2109 | 33.2109 | 33.2109 | 0.01 | 0.01 | 0.01 | 2523 | 871.7161 | 871.7161 | 871.7161 | 1022.59 | 1022.59 | 1022.59 | 1681.8144 | 1681.8144 | 1681.8144 | 2521 | 1439.1089 | 0 | 0 | 0 | 0 | 0 | 0 | 1439.1089 |  | 2521 | 1439.1089 | 0 | 0 | 0 | 0 | 0 | 0 | 1439.1089 | 2521 | 1439.1089 | 0 | 0 | 0 | 0 | 0 | 0 | 1439.1089 | 2521 | 1514.8515 | 647.8305 | 0 | 0 | 0 | 0 | 0 | 2162.682 | 2521 | 1514.8515 | 647.8305 | 0 | 0 | 0 | 0 | 0 | 2162.682 | 2521 | 1514.8515 | 647.8305 | 0 | 0 | 0 | 0 | 0 | 2162.682 | 2521 | 908.4696 | 1295.6609 | 0 | 0 | 0 | 0 | 0 | 0 | 0 | 2204.1306 | 2521 | 1408.4696 | 1295.6609 | 0 | 17 | 0 | 0 | 0 | 0 | 0 | 2721.1306 | 2521 | 908.4696 | 1295.6609 | 0 | 0 | 0 | 0 | 0 | 0 | 0 | 2204.1306
2524 | 60.7893 | 41.5117 | 55.6526 | 33.2109 | 33.2109 | 34.4823 | 0.01 | 0.01 | 0.01 | 2524 | 958.3325 | 958.3325 | 958.3325 | 1124.1977 | 1124.1977 | 1124.1977 | 1271.6335 | 1796.7476 | 1796.7476 | 2522 | 1570.7921 | 0 | 0 | 0 | 0 | 0 | 0 | 1570.7921 |  | 2522 | 1570.7921 | 0 | 0 | 0 | 0 | 0 | 0 | 1570.7921 | 2522 | 1570.7921 | 0 | 0 | 0 | 0 | 0 | 0 | 1570.7921 | 2522 | 1653.4653 | 659.9395 | 0 | 0 | 0 | 0 | 0 | 2313.4048 | 2522 | 1653.4653 | 659.9395 | 0 | 0 | 0 | 0 | 0 | 2313.4048 | 2522 | 1653.4653 | 659.9395 | 0 | 0 | 0 | 0 | 0 | 2313.4048 | 2522 | 1247.0086 | 1319.8789 | 0 | 0 | 0 | 0 | 0 | 0 | 0 | 2566.8875 | 2522 | 847.0086 | 1319.8789 | 0 | 17 | 0 | 0 | 0 | 0 | 0 | 2183.8875 | 2522 | 847.0086 | 1319.8789 | 0 | 0 | 0 | 0 | 0 | 0 | 0 | 2166.8875
2525 | 60.7893 | 41.5117 | 41.5117 | 33.2109 | 33.2109 | 33.6273 | 0.01 | 0.01 | 0.01 | 2525 | 1084.9256 | 1084.9256 | 1084.9256 | 1272.7012 | 1272.7012 | 1272.7012 | 1964.727 | 1964.727 | 1964.727 | 2523 | 1627.2277 | 0 | 0 | 0 | 0 | 0 | 0 | 1627.2277 |  | 2523 | 1627.2277 | 0 | 0 | 0 | 0 | 0 | 0 | 1627.2277 | 2523 | 1627.2277 | 0 | 0 | 0 | 0 | 0 | 0 | 1627.2277 | 2523 | 1712.8713 | 675.0757 | 0 | 0 | 0 | 0 | 0 | 2387.947 | 2523 | 1712.8713 | 675.0757 | 0 | 0 | 0 | 0 | 0 | 2387.947 | 2523 | 1712.8713 | 675.0757 | 0 | 0 | 0 | 0 | 0 | 2387.947 | 2523 | 1741.4191 | 1350.1514 | 0 | 0 | 0 | 0 | 0 | 0 | 0 | 3091.5705 | 2523 | 844.8631 | 1350.1514 | 0 | 17 | 0 | 0 | 0 | 0 | 0 | 2212.0144 | 2523 | 844.8631 | 1350.1514 | 0 | 0 | 0 | 0 | 0 | 0 | 0 | 2195.0144
2526 | 41.5117 | 41.5117 | 41.5117 | 33.2109 | 33.2109 | 33.2109 | 0.01 | 0.01 | 0.01 | 2526 | 1174.8734 | 1174.8734 | 1174.8734 | 1378.2169 | 1378.2169 | 1378.2169 | 2084.0808 | 2084.0808 | 2084.0808 | 2524 | 1570.7921 | 0 | 20.3436 | 0 | 0 | 0 | 0 | 1591.1357 |  | 2524 | 1570.7921 | 0 | 20.3436 | 0 | 0 | 0 | 0 | 1591.1357 | 2524 | 1570.7921 | 0 | 20.3436 | 0 | 0 | 0 | 0 | 1591.1357 | 2524 | 1653.4653 | 688.1937 | 21.9931 | 0 | 0 | 0 | 0 | 2363.6522 | 2524 | 1653.4653 | 688.1937 | 21.9931 | 0 | 0 | 0 | 0 | 2363.6522 | 2524 | 1653.4653 | 688.1937 | 21.9931 | 0 | 0 | 0 | 0 | 2363.6522 | 2524 | 1681.0231 | 1376.3875 | 27.4914 | 0 | 0 | 0 | 0 | 0 | 0 | 3084.902 | 2524 | 1583.3625 | 1376.3875 | 27.4914 | 17 | 0 | 0 | 0 | 0 | 0 | 3004.2414 | 2524 | 1082.0045 | 1376.3875 | 27.4914 | 0 | 0 | 0 | 0 | 0 | 0 | 2485.8834
2527 | 41.5117 | 41.5117 | 41.5117 | 29.4202 | 29.4202 | 29.4202 | 0.01 | 0.01 | 0.01 | 2527 | 1188.199 | 1188.199 | 1188.199 | 1393.8488 | 1393.8488 | 1393.8488 | 1624.1905 | 2101.7629 | 2101.7629 | 2525 | 1551.9802 | 0 | 96.6323 | 0 | 0 | 0 | 0 | 1648.6125 |  | 2525 | 1551.9802 | 0 | 96.6323 | 0 | 0 | 0 | 0 | 1648.6125 | 2525 | 1551.9802 | 0 | 96.6323 | 0 | 0 | 0 | 0 | 1648.6125 | 2525 | 1633.6634 | 691.221 | 104.4674 | 0 | 0 | 0 | 0 | 2429.3517 | 2525 | 1633.6634 | 691.221 | 104.4674 | 0 | 0 | 0 | 0 | 2429.3517 | 2525 | 1633.6634 | 691.221 | 104.4674 | 0 | 0 | 0 | 0 | 2429.3517 | 2525 | 776.7817 | 1382.442 | 130.5842 | 0 | 0 | 0 | 0 | 0 | 0 | 2289.8079 | 2525 | 722.5491 | 1382.442 | 130.5842 | 17 | 0 | 0 | 0 | 0 | 0 | 2252.5752 | 2525 | 722.5491 | 1382.442 | 130.5842 | 0 | 0 | 0 | 0 | 0 | 0 | 2235.5752
2528 | 29.4202 | 29.4202 | 29.4202 | 20.9838 | 20.9838 | 20.9838 | 0.01 | 0.01 | 0.01 | 2528 | 1560.6174 | 1560.6174 | 1560.6174 | 1830.7243 | 1830.7243 | 1830.7243 | 2070.8193 | 2070.8193 | 1545.7051 | 2526 | 1570.7921 | 0 | 269.5533 | 0 | 0 | 0 | 0 | 1840.3453 |  | 2526 | 1570.7921 | 0 | 269.5533 | 0 | 0 | 0 | 0 | 1840.3453 | 2526 | 1570.7921 | 0 | 269.5533 | 0 | 0 | 0 | 0 | 1840.3453 | 2526 | 1653.4653 | 696.2664 | 291.4089 | 0 | 0 | 0 | 0 | 2641.1407 | 2526 | 1653.4653 | 696.2664 | 291.4089 | 0 | 0 | 0 | 0 | 2641.1407 | 2526 | 1653.4653 | 696.2664 | 291.4089 | 0 | 0 | 0 | 0 | 2641.1407 | 2526 | 1681.0231 | 1392.5328 | 364.2612 | 0 | 0 | 0 | 0 | 0 | 0 | 3437.8171 | 2526 | 1681.0231 | 1392.5328 | 364.2612 | 17 | 0 | 0 | 0 | 0 | 0 | 3454.8171 | 2526 | 435.9586 | 1392.5328 | 364.2612 | 0 | 0 | 0 | 0 | 0 | 0 | 2192.7526
2529 | 20.9838 | 21.7964 | 21.7964 | 14.223 | 14.9898 | 14.9898 | 0.01 | 0.01 | 0.01 | 2529 | 1523.972 | 1523.972 | 1523.972 | 1787.7364 | 1787.7364 | 1787.7364 | 2022.1937 | 2022.1937 | 2022.1937 | 2527 | 1636.6337 | 0 | 498.4192 | 0 | 0 | 0 | 0 | 2135.0529 |  | 2527 | 1636.6337 | 0 | 498.4192 | 0 | 0 | 0 | 0 | 2135.0529 | 2527 | 1636.6337 | 0 | 498.4192 | 0 | 0 | 0 | 0 | 2135.0529 | 2527 | 1722.7723 | 734.6115 | 538.8316 | 0 | 0 | 0 | 0 | 2996.2154 | 2527 | 1722.7723 | 734.6115 | 538.8316 | 0 | 0 | 0 | 0 | 2996.2154 | 2527 | 1722.7723 | 734.6115 | 538.8316 | 0 | 0 | 0 | 0 | 2996.2154 | 2527 | 1539.6855 | 1469.223 | 673.5395 | 0 | 0 | 0 | 0 | 0 | 0 | 3682.448 | 2527 | 1751.4851 | 1469.223 | 673.5395 | 17 | 0 | 0 | 0 | 0 | 0 | 3911.2477 | 2527 | 1751.4851 | 1469.223 | 673.5395 | 0 | 0 | 0 | 0 | 0 | 0 | 3894.2477
2530 | 18.6145 | 18.6145 | 18.6145 | 8.3718 | 11.0553 | 11.0553 | 0.01 | 0.01 | 0.01 | 2530 | 1449.5708 | 1449.5708 | 1449.5708 | 1700.458 | 1700.458 | 1700.458 | 1923.4689 | 1923.4689 | 1923.4689 | 2528 | 1937.6238 | 0 | 712.0275 | 0 | 0 | 0 | 0 | 2649.6513 |  | 2528 | 1937.6238 | 0 | 712.0275 | 0 | 0 | 0 | 0 | 2649.6513 | 2528 | 1937.6238 | 0 | 712.0275 | 0 | 0 | 0 | 0 | 2649.6513 | 2528 | 2039.604 | 795.1564 | 769.7595 | 0 | 0 | 0 | 0 | 3604.5198 | 2528 | 2039.604 | 795.1564 | 769.7595 | 0 | 0 | 0 | 0 | 3604.5198 | 2528 | 2039.604 | 795.1564 | 769.7595 | 0 | 0 | 0 | 0 | 3604.5198 | 2528 | 507.0795 | 1590.3128 | 962.1993 | 0 | 0 | 0 | 0 | 0 | 0 | 3059.5916 | 2528 | 1227.0795 | 1590.3128 | 962.1993 | 17 | 0 | 0 | 0 | 0 | 0 | 3796.5916 | 2528 | 921.9654 | 1590.3128 | 962.1993 | 0 | 0 | 0 | 0 | 0 | 0 | 3474.4775
2531 | 18.6145 | 18.6145 | 18.6145 | 8.0251 | 8.0251 | 8.0251 | 0.01 | 0.01 | 0.01 | 2531 | 1461.7859 | 1461.7859 | 1461.7859 | 1714.7873 | 1714.7873 | 1714.7873 | 1939.6775 | 1939.6775 | 1939.6775 | 2529 | 2266.8317 | 0 | 890.0344 | 0 | 0 | 0 | 0 | 3156.866 |  | 2529 | 2266.8317 | 0 | 890.0344 | 0 | 0 | 0 | 0 | 3156.866 | 2529 | 2266.8317 | 0 | 890.0344 | 0 | 0 | 0 | 0 | 3156.866 | 2529 | 2386.1386 | 833.5015 | 962.1993 | 0 | 0 | 0 | 0 | 4181.8394 | 2529 | 2386.1386 | 833.5015 | 962.1993 | 0 | 0 | 0 | 0 | 4181.8394 | 2529 | 2386.1386 | 833.5015 | 962.1993 | 0 | 0 | 0 | 0 | 4181.8394 | 2529 | 0 | 1667.003 | 1202.7491 | 0 | 0 | 0 | 0 | 0 | 0 | 2869.7522 | 2529 | 0 | 1667.003 | 1202.7491 | 17 | 0 | 0 | 0 | 0 | 0 | 2886.7522 | 2529 | 0 | 1667.003 | 1202.7491 | 0 | 0 | 0 | 0 | 0 | 0 | 2869.7522
2532 | 18.6145 | 18.6145 | 18.6145 | 8.0251 | 8.0251 | 7.3621 | 0.01 | 0.01 | 0.01 | 2532 | 1439.5766 | 1439.5766 | 1439.5766 | 1688.7341 | 1688.7341 | 1688.7341 | 1910.2074 | 1910.2074 | 1910.2074 | 2530 | 2351.4851 | 0 | 976.4948 | 0 | 0 | 0 | 0 | 3327.98 |  | 2530 | 2351.4851 | 0 | 976.4948 | 0 | 0 | 0 | 0 | 3327.98 | 2530 | 2351.4851 | 0 | 976.4948 | 0 | 0 | 0 | 0 | 3327.98 | 2530 | 2475.2475 | 861.7558 | 1055.6701 | 0 | 0 | 0 | 0 | 4392.6734 | 2530 | 2475.2475 | 861.7558 | 1055.6701 | 0 | 0 | 0 | 0 | 4392.6734 | 2530 | 2475.2475 | 861.7558 | 1055.6701 | 0 | 0 | 0 | 0 | 4392.6734 | 2530 | 0 | 1723.5116 | 1319.5876 | 0 | 0 | 0 | 0 | 0 | 0 | 3043.0992 | 2530 | 0 | 1723.5116 | 1319.5876 | 17 | 0 | 0 | 0 | 0 | 0 | 3060.0992 | 2530 | 0 | 1723.5116 | 1319.5876 | 0 | 0 | 0 | 0 | 0 | 0 | 3043.0992
2533 | 18.6145 | 18.6145 | 18.6145 | 8.0251 | 8.0251 | 8.0251 | 0.01 | 0.01 | 0.01 | 2533 | 1436.2452 | 1436.2452 | 1436.2452 | 1684.8261 | 1684.8261 | 1684.8261 | 1905.7869 | 1905.7869 | 1905.7869 | 2531 | 2436.1386 | 0 | 976.4948 | 0 | 0 | 0 | 0 | 3412.6335 |  | 2531 | 2436.1386 | 0 | 976.4948 | 0 | 0 | 0 | 0 | 3412.6335 | 2531 | 2436.1386 | 0 | 976.4948 | 0 | 0 | 0 | 0 | 3412.6335 | 2531 | 2564.3564 | 883.9556 | 1055.6701 | 0 | 0 | 0 | 0 | 4503.9821 | 2531 | 2564.3564 | 883.9556 | 1055.6701 | 0 | 0 | 0 | 0 | 4503.9821 | 2531 | 2564.3564 | 883.9556 | 1055.6701 | 0 | 0 | 0 | 0 | 4503.9821 | 2531 | 0 | 1767.9112 | 1319.5876 | 0 | 0 | 0 | 0 | 0 | 0 | 3087.4988 | 2531 | 0 | 1767.9112 | 1319.5876 | 17 | 0 | 0 | 0 | 0 | 0 | 3104.4988 | 2531 | 0 | 1767.9112 | 1319.5876 | 0 | 0 | 0 | 0 | 0 | 0 | 3087.4988
2534 | 18.6145 | 20.9838 | 20.9838 | 11.1093 | 13.6917 | 13.6917 | 0.01 | 0.01 | 0.01 | 2534 | 1455.1231 | 1455.1231 | 1455.1231 | 1706.9714 | 1706.9714 | 1706.9714 | 1930.8365 | 1930.8365 | 1930.8365 | 2532 | 2454.9505 | 0 | 915.4639 | 0 | 0 | 0 | 0 | 3370.4144 |  | 2532 | 2454.9505 | 0 | 915.4639 | 0 | 0 | 0 | 0 | 3370.4144 | 2532 | 2454.9505 | 0 | 915.4639 | 0 | 0 | 0 | 0 | 3370.4144 | 2532 | 2584.1584 | 891.0192 | 989.6907 | 0 | 0 | 0 | 0 | 4464.8683 | 2532 | 2584.1584 | 891.0192 | 989.6907 | 0 | 0 | 0 | 0 | 4464.8683 | 2532 | 2584.1584 | 891.0192 | 989.6907 | 0 | 0 | 0 | 0 | 4464.8683 | 2532 | 0 | 1782.0383 | 1237.1134 | 0 | 0 | 0 | 0 | 0 | 0 | 3019.1517 | 2532 | 0 | 1782.0383 | 1237.1134 | 17 | 0 | 0 | 0 | 0 | 0 | 3036.1517 | 2532 | 0 | 1782.0383 | 1237.1134 | 0 | 0 | 0 | 0 | 0 | 0 | 3019.1517
2535 | 22.3899 | 22.3899 | 22.3899 | 14.223 | 16.9307 | 16.9307 | 0.01 | 0.01 | 0.01 | 2535 | 1447.3499 | 1447.3499 | 1447.3499 | 1697.8527 | 1697.8527 | 1697.8527 | 1920.5219 | 1920.5219 | 1920.5219 | 2533 | 2436.1386 | 0 | 762.8866 | 0 | 0 | 0 | 0 | 3199.0252 |  | 2533 | 2436.1386 | 0 | 762.8866 | 0 | 0 | 0 | 0 | 3199.0252 | 2533 | 2436.1386 | 0 | 762.8866 | 0 | 0 | 0 | 0 | 3199.0252 | 2533 | 2564.3564 | 889.001 | 824.7423 | 0 | 0 | 0 | 0 | 4278.0997 | 2533 | 2564.3564 | 889.001 | 824.7423 | 0 | 0 | 0 | 0 | 4278.0997 | 2533 | 2564.3564 | 889.001 | 824.7423 | 0 | 0 | 0 | 0 | 4278.0997 | 2533 | 0 | 1778.002 | 1030.9278 | 0 | 0 | 0 | 0 | 0 | 0 | 2808.9299 | 2533 | 0 | 1778.002 | 1030.9278 | 17 | 0 | 0 | 0 | 0 | 0 | 2825.9299 | 2533 | 0 | 1778.002 | 1030.9278 | 0 | 0 | 0 | 0 | 0 | 0 | 2808.9299
2536 | 29.4202 | 29.4202 | 29.4202 | 21.7964 | 21.7964 | 21.7964 | 0.01 | 0.01 | 0.01 | 2536 | 1362.8049 | 1447.3499 | 1447.3499 | 1697.8527 | 1697.8527 | 1697.8527 | 1920.5219 | 1920.5219 | 1920.5219 | 2534 | 2436.1386 | 0 | 589.9656 | 0 | 0 | 0 | 0 | 3026.1042 |  | 2534 | 2436.1386 | 0 | 589.9656 | 0 | 0 | 0 | 0 | 3026.1042 | 2534 | 2436.1386 | 0 | 589.9656 | 0 | 0 | 0 | 0 | 3026.1042 | 2534 | 2564.3564 | 877.9011 | 637.8007 | 0 | 0 | 0 | 0 | 4080.0582 | 2534 | 2564.3564 | 877.9011 | 637.8007 | 0 | 0 | 0 | 0 | 4080.0582 | 2534 | 2564.3564 | 877.9011 | 637.8007 | 0 | 0 | 0 | 0 | 4080.0582 | 2534 | 0 | 1755.8022 | 797.2509 | 0 | 0 | 0 | 0 | 0 | 0 | 2553.0531 | 2534 | 0 | 1755.8022 | 797.2509 | 17 | 0 | 0 | 0 | 0 | 0 | 2570.0531 | 2534 | 0 | 1755.8022 | 797.2509 | 0 | 0 | 0 | 0 | 0 | 0 | 2553.0531
2537 | 41.5117 | 41.5117 | 41.5117 | 33.2109 | 33.2109 | 33.2109 | 0.01 | 0.01 | 0.01 | 2537 | 1040.507 | 1040.507 | 1040.507 | 1220.5947 | 1220.5947 | 1220.5947 | 1905.7869 | 1905.7869 | 1905.7869 | 2535 | 2360.8911 | 0 | 391.6151 | 0 | 0 | 0 | 0 | 2752.5062 |  | 2535 | 2360.8911 | 0 | 391.6151 | 0 | 0 | 0 | 0 | 2752.5062 | 2535 | 2360.8911 | 0 | 391.6151 | 0 | 0 | 0 | 0 | 2752.5062 | 2535 | 2485.1485 | 873.8648 | 423.3677 | 0 | 0 | 0 | 0 | 3782.381 | 2535 | 2485.1485 | 873.8648 | 423.3677 | 0 | 0 | 0 | 0 | 3782.381 | 2535 | 2485.1485 | 873.8648 | 423.3677 | 0 | 0 | 0 | 0 | 3782.381 | 2535 | 0 | 1747.7296 | 529.2096 | 0 | 0 | 0 | 0 | 0 | 0 | 2276.9392 | 2535 | 440.136 | 1747.7296 | 529.2096 | 17 | 0 | 0 | 0 | 0 | 0 | 2734.0752 | 2535 | 700.6783 | 1747.7296 | 529.2096 | 0 | 0 | 0 | 0 | 0 | 0 | 2977.6175
2538 | 41.5117 | 41.5117 | 41.5117 | 34.2874 | 34.2874 | 34.2874 | 0.01 | 0.01 | 0.01 | 2538 | 1051.6117 | 1051.6117 | 1051.6117 | 1233.6214 | 1233.6214 | 1233.6214 | 1395.4078 | 1395.4078 | 1815.4231 | 2536 | 2248.0198 | 0 | 310.2405 | 0 | 0 | 0 | 0 | 2558.2604 |  | 2536 | 2248.0198 | 0 | 310.2405 | 0 | 0 | 0 | 0 | 2558.2604 | 2536 | 2248.0198 | 0 | 310.2405 | 0 | 0 | 0 | 0 | 2558.2604 | 2536 | 2366.3366 | 887.9919 | 335.3952 | 0 | 0 | 0 | 0 | 3589.7238 | 2536 | 2366.3366 | 887.9919 | 335.3952 | 0 | 0 | 0 | 0 | 3589.7238 | 2536 | 2366.3366 | 887.9919 | 335.3952 | 0 | 0 | 0 | 0 | 3589.7238 | 2536 | 827.478 | 1775.9839 | 419.244 | 0 | 0 | 0 | 0 | 0 | 0 | 3022.7059 | 2536 | 827.478 | 1775.9839 | 419.244 | 17 | 0 | 0 | 0 | 0 | 0 | 3039.7059 | 2536 | 607.478 | 1775.9839 | 419.244 | 0 | 0 | 0 | 0 | 0 | 0 | 2802.7059
2539 | 41.5117 | 41.5117 | 41.5117 | 29.4202 | 29.4202 | 29.4202 | 0.01 | 0.01 | 0.01 | 2539 | 1086.0361 | 1086.0361 | 1086.0361 | 1274.0039 | 1274.0039 | 1274.0039 | 1441.0864 | 1776.4005 | 1861.9102 | 2537 | 2125.7426 | 0 | 55.945 | 0 | 0 | 0 | 0 | 2181.6876 |  | 2537 | 2125.7426 | 0 | 55.945 | 0 | 0 | 0 | 0 | 2181.6876 | 2537 | 2125.7426 | 0 | 55.945 | 0 | 0 | 0 | 0 | 2181.6876 | 2537 | 2237.6238 | 889.001 | 60.4811 | 0 | 0 | 0 | 0 | 3187.1059 | 2537 | 2237.6238 | 889.001 | 60.4811 | 0 | 0 | 0 | 0 | 3187.1059 | 2537 | 2237.6238 | 889.001 | 60.4811 | 0 | 0 | 0 | 0 | 3187.1059 | 2537 | 2274.9175 | 1778.002 | 75.6014 | 0 | 0 | 0 | 0 | 0 | 0 | 4128.5209 | 2537 | 2274.9175 | 1778.002 | 75.6014 | 17 | 0 | 0 | 0 | 0 | 0 | 4145.5209 | 2537 | 2061.8465 | 1778.002 | 75.6014 | 0 | 0 | 0 | 0 | 0 | 0 | 3915.4499
2540 | 29.4202 | 38.7757 | 34.6553 | 22.3899 | 22.3899 | 22.3899 | 0.01 | 0.01 | 0.01 | 2540 | 1223.9928 | 1223.9928 | 1223.9928 | 1660.0755 | 1660.0755 | 1660.0755 | 1877.7903 | 1877.7903 | 1877.7903 | 2538 | 2078.7129 | 0 | 5.0859 | 0 | 0 | 0 | 0 | 2083.7988 |  | 2538 | 2078.7129 | 0 | 5.0859 | 0 | 0 | 0 | 0 | 2083.7988 | 2538 | 2078.7129 | 0 | 5.0859 | 0 | 0 | 0 | 0 | 2083.7988 | 2538 | 2188.1188 | 883.9556 | 5.4983 | 0 | 0 | 0 | 0 | 3077.5727 | 2538 | 2188.1188 | 883.9556 | 5.4983 | 0 | 0 | 0 | 0 | 3077.5727 | 2538 | 2188.1188 | 883.9556 | 5.4983 | 0 | 0 | 0 | 0 | 3077.5727 | 2538 | 2224.5875 | 1767.9112 | 6.8729 | 0 | 0 | 0 | 0 | 0 | 0 | 3999.3715 | 2538 | 2224.5875 | 1767.9112 | 6.8729 | 17 | 0 | 0 | 0 | 0 | 0 | 4016.3715 | 2538 | 2224.5875 | 1767.9112 | 6.8729 | 0 | 0 | 0 | 0 | 0 | 0 | 3999.3715
2541 | 29.4202 | 29.4202 | 29.4202 | 20.9838 | 20.9838 | 20.9838 | 0.01 | 0.01 | 0.01 | 2541 | 1324.0881 | 1324.0881 | 1324.0881 | 1553.2572 | 1553.2572 | 1553.2572 | 1756.963 | 1231.8489 | 1756.963 | 2539 | 2012.8713 | 0 | 0 | 0 | 0 | 0 | 0 | 2012.8713 |  | 2539 | 2012.8713 | 0 | 0 | 0 | 0 | 0 | 0 | 2012.8713 | 2539 | 2012.8713 | 0 | 0 | 0 | 0 | 0 | 0 | 2012.8713 | 2539 | 2118.8119 | 847.6287 | 0 | 0 | 0 | 0 | 0 | 2966.4405 | 2539 | 2118.8119 | 847.6287 | 0 | 0 | 0 | 0 | 0 | 2966.4405 | 2539 | 2118.8119 | 847.6287 | 0 | 0 | 0 | 0 | 0 | 2966.4405 | 2539 | 2154.1254 | 1695.2573 | 0 | 0 | 0 | 0 | 0 | 0 | 0 | 3849.3827 | 2539 | 2154.1254 | 1695.2573 | 0 | 17 | 0 | 0 | 0 | 0 | 0 | 3866.3827 | 2539 | 2154.1254 | 1695.2573 | 0 | 0 | 0 | 0 | 0 | 0 | 0 | 3849.3827
2542 | 29.4202 | 29.4202 | 29.4202 | 18.6145 | 18.6145 | 18.6145 | 0.01 | 0.01 | 0.01 | 2542 | 1275.2276 | 1275.2276 | 1275.2276 | 1495.94 | 1495.94 | 1495.94 | 1692.1289 | 1692.1289 | 1692.1289 | 2540 | 1965.8416 | 0 | 0 | 0 | 0 | 0 | 0 | 1965.8416 |  | 2540 | 1965.8416 | 0 | 0 | 0 | 0 | 0 | 0 | 1965.8416 | 2540 | 1965.8416 | 0 | 0 | 0 | 0 | 0 | 0 | 1965.8416 | 2540 | 2069.3069 | 819.3744 | 0 | 0 | 0 | 0 | 0 | 2888.6813 | 2540 | 2069.3069 | 819.3744 | 0 | 0 | 0 | 0 | 0 | 2888.6813 | 2540 | 2069.3069 | 819.3744 | 0 | 0 | 0 | 0 | 0 | 2888.6813 | 2540 | 2103.7954 | 1638.7487 | 0 | 0 | 0 | 0 | 0 | 0 | 0 | 3742.5441 | 2540 | 2103.7954 | 1638.7487 | 0 | 17 | 0 | 0 | 0 | 0 | 0 | 3759.5441 | 2540 | 2103.7954 | 1638.7487 | 0 | 0 | 0 | 0 | 0 | 0 | 0 | 3742.5441
2543 | 29.4202 | 29.4202 | 29.4202 | 20.9838 | 20.9838 | 20.9838 | 0.01 | 0.01 | 0.01 | 2543 | 1250.7973 | 1250.7973 | 1250.7973 | 1467.2815 | 1467.2815 | 1467.2815 | 1134.5977 | 1659.7118 | 1134.5977 | 2541 | 1852.9703 | 0 | 0 | 0 | 0 | 0 | 0 | 1852.9703 |  | 2541 | 1852.9703 | 0 | 0 | 0 | 0 | 0 | 0 | 1852.9703 | 2541 | 1852.9703 | 0 | 0 | 0 | 0 | 0 | 0 | 1852.9703 | 2541 | 1950.495 | 769.9294 | 0 | 0 | 0 | 0 | 0 | 2720.4244 | 2541 | 1950.495 | 769.9294 | 0 | 0 | 0 | 0 | 0 | 2720.4244 | 2541 | 1950.495 | 769.9294 | 0 | 0 | 0 | 0 | 0 | 2720.4244 | 2541 | 1983.0033 | 1539.8587 | 0 | 0 | 0 | 0 | 0 | 0 | 0 | 3522.862 | 2541 | 1983.0033 | 1539.8587 | 0 | 17 | 0 | 0 | 0 | 0 | 0 | 3539.862 | 2541 | 1700.647 | 1539.8587 | 0 | 0 | 0 | 0 | 0 | 0 | 0 | 3240.5057
2544 | 29.4202 | 29.4202 | 29.4202 | 22.3899 | 22.3899 | 22.3899 | 0.01 | 0.01 | 0.01 | 2544 | 1228.588 | 1228.588 | 1228.588 | 1441.2282 | 1441.2282 | 1441.2282 | 1105.1276 | 1630.2417 | 1630.2417 | 2542 | 1580.198 | 0 | 0 | 0 | 0 | 0 | 0 | 1580.198 |  | 2542 | 1580.198 | 0 | 0 | 0 | 0 | 0 | 0 | 1580.198 | 2542 | 1580.198 | 0 | 0 | 0 | 0 | 0 | 0 | 1580.198 | 2542 | 1663.3663 | 744.7023 | 0 | 0 | 0 | 0 | 0 | 2408.0687 | 2542 | 1663.3663 | 744.7023 | 0 | 0 | 0 | 0 | 0 | 2408.0687 | 2542 | 1663.3663 | 744.7023 | 0 | 0 | 0 | 0 | 0 | 2408.0687 | 2542 | 1691.0891 | 1489.4046 | 0 | 0 | 0 | 0 | 0 | 0 | 0 | 3180.4938 | 2542 | 1691.0891 | 1489.4046 | 0 | 17 | 0 | 0 | 0 | 0 | 0 | 3197.4938 | 2542 | 1421.9818 | 1489.4046 | 0 | 0 | 0 | 0 | 0 | 0 | 0 | 2911.3865
2545 | 29.4202 | 38.7757 | 34.6553 | 23.4961 | 23.4961 | 23.4961 | 0.01 | 0.01 | 0.01 | 2545 | 813.9718 | 847.089 | 847.089 | 954.8516 | 954.8516 | 954.8516 | 1080.078 | 1605.1922 | 1605.1922 | 2543 | 1382.6733 | 0 | 0 | 0 | 0 | 0 | 0 | 1382.6733 |  | 2543 | 1382.6733 | 0 | 0 | 0 | 0 | 0 | 0 | 1382.6733 | 2543 | 1382.6733 | 0 | 0 | 0 | 0 | 0 | 0 | 1382.6733 | 2543 | 1455.4455 | 703.33 | 0 | 0 | 0 | 0 | 0 | 2158.7755 | 2543 | 1455.4455 | 703.33 | 0 | 0 | 0 | 0 | 0 | 2158.7755 | 2543 | 1455.4455 | 703.33 | 0 | 0 | 0 | 0 | 0 | 2158.7755 | 2543 | 1479.703 | 1406.6599 | 0 | 0 | 0 | 0 | 0 | 0 | 0 | 2886.3629 | 2543 | 1382.9375 | 1406.6599 | 0 | 17 | 0 | 0 | 0 | 0 | 0 | 2806.5975 | 2543 | 1077.8234 | 1406.6599 | 0 | 0 | 0 | 0 | 0 | 0 | 0 | 2484.4833
2546 | 41.5117 | 41.5117 | 41.5117 | 29.4202 | 29.4202 | 29.4202 | 0.01 | 0.01 | 0.01 | 2546 | 805.0881 | 805.0881 | 805.0881 | 944.4303 | 944.4303 | 944.4303 | 1068.29 | 1593.4042 | 1068.29 | 2544 | 1250.9901 | 0 | 0 | 0 | 0 | 0 | 0 | 1250.9901 |  | 2544 | 1250.9901 | 0 | 0 | 0 | 0 | 0 | 0 | 1250.9901 | 2544 | 1250.9901 | 0 | 0 | 0 | 0 | 0 | 0 | 1250.9901 | 2544 | 1316.8317 | 656.9122 | 0 | 0 | 0 | 0 | 0 | 1973.7439 | 2544 | 1316.8317 | 656.9122 | 0 | 0 | 0 | 0 | 0 | 1973.7439 | 2544 | 1316.8317 | 656.9122 | 0 | 0 | 0 | 0 | 0 | 1973.7439 | 2544 | 1338.7789 | 1313.8244 | 0 | 0 | 0 | 0 | 0 | 0 | 0 | 2652.6033 | 2544 | 1333.2801 | 1313.8244 | 0 | 17 | 0 | 0 | 0 | 0 | 0 | 2664.1045 | 2544 | 1333.2801 | 1313.8244 | 0 | 0 | 0 | 0 | 0 | 0 | 0 | 2647.1045
2547 | 41.5117 | 41.5117 | 41.5117 | 33.2109 | 33.2109 | 33.2109 | 0.01 | 0.01 | 0.01 | 2547 | 805.0881 | 805.0881 | 805.0881 | 944.4303 | 944.4303 | 944.4303 | 1068.29 | 1160.9134 | 1068.29 | 2545 | 1269.802 | 0 | 0 | 0 | 0 | 0 | 0 | 1269.802 |  | 2545 | 1269.802 | 0 | 0 | 0 | 0 | 0 | 0 | 1269.802 | 2545 | 1269.802 | 0 | 0 | 0 | 0 | 0 | 0 | 1269.802 | 2545 | 1336.6337 | 626.6398 | 0 | 0 | 0 | 0 | 0 | 1963.2734 | 2545 | 1336.6337 | 626.6398 | 0 | 0 | 0 | 0 | 0 | 1963.2734 | 2545 | 1336.6337 | 626.6398 | 0 | 0 | 0 | 0 | 0 | 1963.2734 | 2545 | 1358.9109 | 1253.2795 | 0 | 0 | 0 | 0 | 0 | 0 | 0 | 2612.1904 | 2545 | 1358.9109 | 1253.2795 | 0 | 17 | 0 | 0 | 0 | 0 | 0 | 2629.1904 | 2545 | 1358.9109 | 1253.2795 | 0 | 0 | 0 | 0 | 0 | 0 | 0 | 2612.1904
2548 | 41.5117 | 41.5117 | 41.5117 | 35.4708 | 35.3967 | 35.384 | 23.5356 | 14.4573 | 14.4573 | 2548 | 822.8556 | 822.8556 | 822.8556 | 965.2729 | 965.2729 | 965.2729 | 1091.8661 | 1091.8661 | 1091.8661 | 2546 | 1307.4257 | 0 | 0 | 0 | 0 | 0 | 0 | 1307.4257 |  | 2546 | 1307.4257 | 0 | 0 | 0 | 0 | 0 | 0 | 1307.4257 | 2546 | 1307.4257 | 0 | 0 | 0 | 0 | 0 | 0 | 1307.4257 | 2546 | 1376.2376 | 596.3673 | 0 | 0 | 0 | 0 | 0 | 1972.6049 | 2546 | 1376.2376 | 596.3673 | 0 | 0 | 0 | 0 | 0 | 1972.6049 | 2546 | 1376.2376 | 596.3673 | 0 | 0 | 0 | 0 | 0 | 1972.6049 | 2546 | 1399.1749 | 1192.7346 | 0 | 0 | 0 | 0 | 0 | 0 | 0 | 2591.9095 | 2546 | 1399.1749 | 1192.7346 | 0 | 17 | 0 | 0 | 0 | 0 | 0 | 2608.9095 | 2546 | 923.4417 | 1192.7346 | 0 | 0 | 0 | 0 | 0 | 0 | 0 | 2116.1763
2549 | 41.5117 | 41.5117 | 41.5117 | 35.4708 | 35.4114 | 35.9879 | 23.5356 | 22.9452 | 25.4103 | 2549 | 893.9254 | 893.9254 | 893.9254 | 1048.6433 | 1048.6433 | 1048.6433 | 1186.1703 | 1186.1703 | 1186.1703 | 2547 | 1213.3663 | 0 | 0 | 0 | 0 | 0 | 0 | 1213.3663 |  | 2547 | 1213.3663 | 0 | 0 | 0 | 0 | 0 | 0 | 1213.3663 | 2547 | 1213.3663 | 0 | 0 | 0 | 0 | 0 | 0 | 1213.3663 | 2547 | 1277.2277 | 569.1221 | 0 | 0 | 0 | 0 | 0 | 1846.3498 | 2547 | 1277.2277 | 569.1221 | 0 | 0 | 0 | 0 | 0 | 1846.3498 | 2547 | 1277.2277 | 569.1221 | 0 | 0 | 0 | 0 | 0 | 1846.3498 | 2547 | 1298.5149 | 1138.2442 | 0 | 0 | 0 | 0 | 0 | 0 | 0 | 2436.759 | 2547 | 1298.5149 | 1138.2442 | 0 | 17 | 0 | 0 | 0 | 0 | 0 | 2453.759 | 2547 | 1205.8914 | 1138.2442 | 0 | 0 | 0 | 0 | 0 | 0 | 0 | 2344.1356
2550 | 41.5117 | 41.5117 | 41.5117 | 35.4708 | 35.3967 | 35.384 | 23.5356 | 22.9452 | 23.5356 | 2550 | 947.2278 | 947.2278 | 947.2278 | 1111.1711 | 1111.1711 | 1111.1711 | 1256.8984 | 1256.8984 | 1256.8984 | 2548 | 1260.396 | 0 | 25.4296 | 0 | 0 | 0 | 0 | 1285.8256 |  | 2548 | 1260.396 | 0 | 25.4296 | 0 | 0 | 0 | 0 | 1285.8256 | 2548 | 1260.396 | 0 | 25.4296 | 0 | 0 | 0 | 0 | 1285.8256 | 2548 | 1326.7327 | 533.8042 | 27.4914 | 0 | 0 | 0 | 0 | 1888.0283 | 2548 | 1326.7327 | 533.8042 | 27.4914 | 0 | 0 | 0 | 0 | 1888.0283 | 2548 | 1326.7327 | 533.8042 | 27.4914 | 0 | 0 | 0 | 0 | 1888.0283 | 2548 | 1348.8449 | 1067.6085 | 34.3643 | 0 | 0 | 0 | 0 | 0 | 0 | 2450.8176 | 2548 | 1348.8449 | 1067.6085 | 34.3643 | 17 | 0 | 0 | 0 | 0 | 0 | 2467.8176 | 2548 | 1348.8449 | 1067.6085 | 34.3643 | 0 | 0 | 0 | 0 | 0 | 0 | 2450.8176
2551 | 41.5117 | 41.5117 | 41.5117 | 31.7472 | 31.7472 | 31.7472 | 22.3899 | 20.9838 | 20.9838 | 2551 | 974.9895 | 974.9895 | 974.9895 | 1143.7377 | 1143.7377 | 1143.7377 | 1293.736 | 1293.736 | 1293.736 | 2549 | 1091.0891 | 0 | 106.8041 | 0 | 0 | 0 | 0 | 1197.8932 |  | 2549 | 1091.0891 | 0 | 106.8041 | 0 | 0 | 0 | 0 | 1197.8932 | 2549 | 1091.0891 | 0 | 106.8041 | 0 | 0 | 0 | 0 | 1197.8932 | 2549 | 1148.5149 | 495.4591 | 115.4639 | 0 | 0 | 0 | 0 | 1759.4379 | 2549 | 1148.5149 | 495.4591 | 115.4639 | 0 | 0 | 0 | 0 | 1759.4379 | 2549 | 1148.5149 | 495.4591 | 115.4639 | 0 | 0 | 0 | 0 | 1759.4379 | 2549 | 1167.6568 | 990.9183 | 144.3299 | 0 | 0 | 0 | 0 | 0 | 0 | 2302.9049 | 2549 | 1167.6568 | 990.9183 | 144.3299 | 17 | 0 | 0 | 0 | 0 | 0 | 2319.9049 | 2549 | 1167.6568 | 990.9183 | 144.3299 | 0 | 0 | 0 | 0 | 0 | 0 | 2302.9049
2552 | 28.5703 | 28.5703 | 28.5703 | 22.3899 | 22.3899 | 22.3899 | 14.9898 | 14.9898 | 14.9898 | 2552 | 1349.6288 | 1349.6288 | 1349.6288 | 1583.2184 | 1583.2184 | 1583.2184 | 1265.7395 | 1265.7395 | 1265.7395 | 2550 | 790.099 | 0 | 310.2405 | 0 | 0 | 0 | 0 | 1100.3396 |  | 2550 | 790.099 | 0 | 310.2405 | 0 | 0 | 0 | 0 | 1100.3396 | 2550 | 790.099 | 0 | 310.2405 | 0 | 0 | 0 | 0 | 1100.3396 | 2550 | 831.6832 | 454.0868 | 335.3952 | 0 | 0 | 0 | 0 | 1621.1651 | 2550 | 831.6832 | 454.0868 | 335.3952 | 0 | 0 | 0 | 0 | 1621.1651 | 2550 | 831.6832 | 454.0868 | 335.3952 | 0 | 0 | 0 | 0 | 1621.1651 | 2550 | 845.5446 | 908.1736 | 419.244 | 0 | 0 | 0 | 0 | 0 | 0 | 2172.9621 | 2550 | 845.5446 | 908.1736 | 419.244 | 17 | 0 | 0 | 0 | 0 | 0 | 2189.9621 | 2550 | 845.5446 | 908.1736 | 419.244 | 0 | 0 | 0 | 0 | 0 | 0 | 2172.9621
2553 | 20.9838 | 20.9838 | 20.9838 | 16.9307 | 17.3235 | 17.3132 | 0.01 | 0.01 | 0.01 | 2553 | 1334.0823 | 1334.0823 | 1334.0823 | 1564.9811 | 1564.9811 | 1564.9811 | 1245.1104 | 1245.1104 | 1245.1104 | 2551 | 818.3168 | 0 | 605.2234 | 0 | 0 | 0 | 0 | 1423.5402 |  | 2551 | 818.3168 | 0 | 605.2234 | 0 | 0 | 0 | 0 | 1423.5402 | 2551 | 818.3168 | 0 | 605.2234 | 0 | 0 | 0 | 0 | 1423.5402 | 2551 | 861.3861 | 502.5227 | 654.2955 | 0 | 0 | 0 | 0 | 2018.2044 | 2551 | 861.3861 | 502.5227 | 654.2955 | 0 | 0 | 0 | 0 | 2018.2044 | 2551 | 861.3861 | 502.5227 | 654.2955 | 0 | 0 | 0 | 0 | 2018.2044 | 2551 | 875.7426 | 1005.0454 | 817.8694 | 0 | 0 | 0 | 0 | 0 | 0 | 2698.6574 | 2551 | 875.7426 | 1005.0454 | 817.8694 | 17 | 0 | 0 | 0 | 0 | 0 | 2715.6574 | 2551 | 875.7426 | 1005.0454 | 817.8694 | 0 | 0 | 0 | 0 | 0 | 0 | 2698.6574
2554 | 18.6145 | 18.6145 | 18.6145 | 13.7423 | 13.6917 | 13.6685 | 0.01 | 0.01 | 0.01 | 2554 | 1298.5474 | 1298.5474 | 1298.5474 | 1523.2959 | 1523.2959 | 1523.2959 | 1723.0725 | 1723.0725 | 1723.0725 | 2552 | 1015.8416 | 0 | 864.6048 | 0 | 0 | 0 | 0 | 1880.4464 |  | 2552 | 1015.8416 | 0 | 864.6048 | 0 | 0 | 0 | 0 | 1880.4464 | 2552 | 1015.8416 | 0 | 864.6048 | 0 | 0 | 0 | 0 | 1880.4464 | 2552 | 1069.3069 | 571.1403 | 934.7079 | 0 | 0 | 0 | 0 | 2575.1551 | 2552 | 1069.3069 | 571.1403 | 934.7079 | 0 | 0 | 0 | 0 | 2575.1551 | 2552 | 1069.3069 | 571.1403 | 934.7079 | 0 | 0 | 0 | 0 | 2575.1551 | 2552 | 1087.1287 | 1142.2805 | 1168.3849 | 0 | 0 | 0 | 0 | 0 | 0 | 3397.7941 | 2552 | 1087.1287 | 1142.2805 | 1168.3849 | 17 | 0 | 0 | 0 | 0 | 0 | 3414.7941 | 2552 | 1087.1287 | 1142.2805 | 1168.3849 | 0 | 0 | 0 | 0 | 0 | 0 | 3397.7941
2555 | 18.6145 | 18.6145 | 18.6145 | 13.7423 | 13.6917 | 11.1093 | 0.01 | 0.01 | 0.01 | 2555 | 1287.4427 | 1287.4427 | 1287.4427 | 1510.2693 | 1510.2693 | 1510.2693 | 1708.3374 | 1708.3374 | 1708.3374 | 2553 | 1401.4851 | 0 | 1012.0962 | 0 | 0 | 0 | 0 | 2413.5814 |  | 2553 | 1401.4851 | 0 | 1012.0962 | 0 | 0 | 0 | 0 | 2413.5814 | 2553 | 1401.4851 | 0 | 1012.0962 | 0 | 0 | 0 | 0 | 2413.5814 | 2553 | 1475.2475 | 633.7033 | 1094.1581 | 0 | 0 | 0 | 0 | 3203.1089 | 2553 | 1475.2475 | 633.7033 | 1094.1581 | 0 | 0 | 0 | 0 | 3203.1089 | 2553 | 1475.2475 | 633.7033 | 1094.1581 | 0 | 0 | 0 | 0 | 3203.1089 | 2553 | 1499.835 | 1267.4067 | 1367.6976 | 0 | 0 | 0 | 0 | 0 | 0 | 4134.9392 | 2553 | 1499.835 | 1267.4067 | 1367.6976 | 17 | 0 | 0 | 0 | 0 | 0 | 4151.9392 | 2553 | 1440.4441 | 1267.4067 | 1367.6976 | 0 | 0 | 0 | 0 | 0 | 0 | 4075.5484
2556 | 18.6145 | 18.6145 | 18.6145 | 13.7423 | 14.9898 | 14.108 | 0.01 | 0.01 | 0.01 | 2556 | 1269.6752 | 1269.6752 | 1269.6752 | 1489.4267 | 1489.4267 | 1489.4267 | 1684.7614 | 1684.7614 | 1684.7614 | 2554 | 1636.6337 | 0 | 1078.2131 | 0 | 0 | 0 | 0 | 2714.8467 |  | 2554 | 1636.6337 | 0 | 1078.2131 | 0 | 0 | 0 | 0 | 2714.8467 | 2554 | 1636.6337 | 0 | 1078.2131 | 0 | 0 | 0 | 0 | 2714.8467 | 2554 | 1722.7723 | 688.1937 | 1165.6357 | 0 | 0 | 0 | 0 | 3576.6018 | 2554 | 1722.7723 | 688.1937 | 1165.6357 | 0 | 0 | 0 | 0 | 3576.6018 | 2554 | 1722.7723 | 688.1937 | 1165.6357 | 0 | 0 | 0 | 0 | 3576.6018 | 2554 | 1599.4141 | 1376.3875 | 1457.0447 | 0 | 0 | 0 | 0 | 0 | 0 | 4432.8463 | 2554 | 1751.4851 | 1376.3875 | 1457.0447 | 17 | 0 | 0 | 0 | 0 | 0 | 4601.9173 | 2554 | 1751.4851 | 1376.3875 | 1457.0447 | 0 | 0 | 0 | 0 | 0 | 0 | 4584.9173
2557 | 20.9838 | 20.9838 | 20.9838 | 17.012 | 17.3235 | 17.3132 | 0.01 | 0.01 | 0.01 | 2557 | 1273.0066 | 1273.0066 | 1273.0066 | 1493.3347 | 1493.3347 | 1493.3347 | 1689.1819 | 1689.1819 | 1689.1819 | 2555 | 1730.6931 | 0 | 1083.299 | 0 | 0 | 0 | 0 | 2813.992 |  | 2555 | 1730.6931 | 0 | 1083.299 | 0 | 0 | 0 | 0 | 2813.992 | 2555 | 1730.6931 | 0 | 1083.299 | 0 | 0 | 0 | 0 | 2813.992 | 2555 | 1821.7822 | 711.4026 | 1171.134 | 0 | 0 | 0 | 0 | 3704.3188 | 2555 | 1821.7822 | 711.4026 | 1171.134 | 0 | 0 | 0 | 0 | 3704.3188 | 2555 | 1821.7822 | 711.4026 | 1171.134 | 0 | 0 | 0 | 0 | 3704.3188 | 2555 | 918.9736 | 1422.8052 | 1463.9175 | 0 | 0 | 0 | 0 | 0 | 0 | 3805.6964 | 2555 | 918.9736 | 1422.8052 | 1463.9175 | 17 | 0 | 0 | 0 | 0 | 0 | 3822.6964 | 2555 | 285.1223 | 1422.8052 | 1463.9175 | 0 | 0 | 0 | 0 | 0 | 0 | 3171.8451
2558 | 23.4961 | 23.4961 | 23.4961 | 21.7964 | 21.7964 | 21.7964 | 0.01 | 0.01 | 0.01 | 2558 | 1270.7857 | 1270.7857 | 1270.7857 | 1490.7294 | 1490.7294 | 1490.7294 | 1686.2349 | 1686.2349 | 1686.2349 | 2556 | 1787.1287 | 0 | 1042.6117 | 0 | 0 | 0 | 0 | 2829.7404 |  | 2556 | 1787.1287 | 0 | 1042.6117 | 0 | 0 | 0 | 0 | 2829.7404 | 2556 | 1787.1287 | 0 | 1042.6117 | 0 | 0 | 0 | 0 | 2829.7404 | 2556 | 1881.1881 | 728.557 | 1127.1478 | 0 | 0 | 0 | 0 | 3736.8929 | 2556 | 1881.1881 | 728.557 | 1127.1478 | 0 | 0 | 0 | 0 | 3736.8929 | 2556 | 1881.1881 | 728.557 | 1127.1478 | 0 | 0 | 0 | 0 | 3736.8929 | 2556 | 1260.4016 | 1457.114 | 1408.9347 | 0 | 0 | 0 | 0 | 0 | 0 | 4126.4503 | 2556 | 1287.0503 | 1457.114 | 1408.9347 | 17 | 0 | 0 | 0 | 0 | 0 | 4170.099 | 2556 | 1259.934 | 1457.114 | 1408.9347 | 0 | 0 | 0 | 0 | 0 | 0 | 4125.9827
2559 | 41.5117 | 41.5117 | 41.5117 | 30.85 | 30.85 | 30.85 | 0.01 | 0.01 | 0.01 | 2559 | 903.9196 | 903.9196 | 903.9196 | 1060.3673 | 1060.3673 | 1060.3673 | 1724.546 | 1199.4318 | 1724.546 | 2557 | 1740.099 | 0 | 920.5498 | 0 | 0 | 0 | 0 | 2660.6488 |  | 2557 | 1740.099 | 0 | 920.5498 | 0 | 0 | 0 | 0 | 2660.6488 | 2557 | 1740.099 | 0 | 920.5498 | 0 | 0 | 0 | 0 | 2660.6488 | 2557 | 1831.6832 | 734.6115 | 995.189 | 0 | 0 | 0 | 0 | 3561.4837 | 2557 | 1831.6832 | 734.6115 | 995.189 | 0 | 0 | 0 | 0 | 3561.4837 | 2557 | 1831.6832 | 734.6115 | 995.189 | 0 | 0 | 0 | 0 | 3561.4837 | 2557 | 634.847 | 1469.223 | 1243.9863 | 0 | 0 | 0 | 0 | 0 | 0 | 3348.0562 | 2557 | 1095.3893 | 1469.223 | 1243.9863 | 17 | 0 | 0 | 0 | 0 | 0 | 3825.5986 | 2557 | 1587.947 | 1469.223 | 1243.9863 | 0 | 0 | 0 | 0 | 0 | 0 | 4301.1562
2560 | 41.5117 | 41.5117 | 41.5117 | 33.2109 | 33.2109 | 33.2109 | 23.4961 | 23.4961 | 23.4961 | 2560 | 931.6813 | 931.6813 | 931.6813 | 1092.9338 | 1092.9338 | 1092.9338 | 1236.2694 | 1236.2694 | 1236.2694 | 2558 | 1702.4752 | 0 | 737.457 | 0 | 0 | 0 | 0 | 2439.9323 |  | 2558 | 1702.4752 | 0 | 737.457 | 0 | 0 | 0 | 0 | 2439.9323 | 2558 | 1702.4752 | 0 | 737.457 | 0 | 0 | 0 | 0 | 2439.9323 | 2558 | 1792.0792 | 756.8113 | 797.2509 | 0 | 0 | 0 | 0 | 3346.1414 | 2558 | 1792.0792 | 756.8113 | 797.2509 | 0 | 0 | 0 | 0 | 3346.1414 | 2558 | 1792.0792 | 756.8113 | 797.2509 | 0 | 0 | 0 | 0 | 3346.1414 | 2558 | 1091.1155 | 1513.6226 | 996.5636 | 0 | 0 | 0 | 0 | 0 | 0 | 3601.3017 | 2558 | 1821.9472 | 1513.6226 | 996.5636 | 17 | 0 | 0 | 0 | 0 | 0 | 4349.1334 | 2558 | 1487.1902 | 1513.6226 | 996.5636 | 0 | 0 | 0 | 0 | 0 | 0 | 3997.3764
2561 | 64.07 | 63.5734 | 63.9109 | 37.1305 | 37.0838 | 37.0838 | 30.4467 | 29.4202 | 29.7201 | 2561 | 941.6755 | 941.6755 | 941.6755 | 1104.6578 | 1104.6578 | 1104.6578 | 1249.5309 | 1249.5309 | 1249.5309 | 2559 | 1702.4752 | 0 | 483.1615 | 0 | 0 | 0 | 0 | 2185.6368 |  | 2559 | 1702.4752 | 0 | 483.1615 | 0 | 0 | 0 | 0 | 2185.6368 | 2559 | 1702.4752 | 0 | 483.1615 | 0 | 0 | 0 | 0 | 2185.6368 | 2559 | 1792.0792 | 783.0474 | 522.3368 | 0 | 0 | 0 | 0 | 3097.4634 | 2559 | 1792.0792 | 783.0474 | 522.3368 | 0 | 0 | 0 | 0 | 3097.4634 | 2559 | 1792.0792 | 783.0474 | 522.3368 | 0 | 0 | 0 | 0 | 3097.4634 | 2559 | 1821.9472 | 1566.0949 | 652.921 | 0 | 0 | 0 | 0 | 0 | 0 | 4040.963 | 2559 | 1723.6052 | 1566.0949 | 652.921 | 17 | 0 | 0 | 0 | 0 | 0 | 3959.621 | 2559 | 1634.7057 | 1566.0949 | 652.921 | 0 | 0 | 0 | 0 | 0 | 0 | 3853.7215
2562 | 64.07 | 63.5734 | 63.9109 | 37.2569 | 37.0838 | 37.0838 | 29.4202 | 29.4202 | 29.4202 | 2562 | 948.3383 | 948.3383 | 948.3383 | 1112.4738 | 1112.4738 | 1112.4738 | 1258.3719 | 1258.3719 | 1258.3719 | 2560 | 1693.0693 | 0 | 223.7801 | 0 | 0 | 0 | 0 | 1916.8494 |  | 2560 | 1693.0693 | 0 | 223.7801 | 0 | 0 | 0 | 0 | 1916.8494 | 2560 | 1693.0693 | 0 | 223.7801 | 0 | 0 | 0 | 0 | 1916.8494 | 2560 | 1782.1782 | 807.2654 | 241.9244 | 0 | 0 | 0 | 0 | 2831.368 | 2560 | 1782.1782 | 807.2654 | 241.9244 | 0 | 0 | 0 | 0 | 2831.368 | 2560 | 1782.1782 | 807.2654 | 241.9244 | 0 | 0 | 0 | 0 | 2831.368 | 2560 | 1811.8812 | 1614.5308 | 302.4055 | 0 | 0 | 0 | 0 | 0 | 0 | 3728.8175 | 2560 | 1811.8812 | 1614.5308 | 302.4055 | 17 | 0 | 0 | 0 | 0 | 0 | 3745.8175 | 2560 | 1811.8812 | 1614.5308 | 302.4055 | 0 | 0 | 0 | 0 | 0 | 0 | 3728.8175
2563 | 60.4108 | 59.0626 | 55.8368 | 36.3515 | 36.3515 | 36.3515 | 26.7419 | 26.6264 | 26.6264 | 2563 | 971.6581 | 971.6581 | 971.6581 | 1139.8297 | 1139.8297 | 1139.8297 | 1289.3155 | 1289.3155 | 1289.3155 | 2561 | 1758.9109 | 0 | 66.1168 | 0 | 0 | 0 | 0 | 1825.0277 |  | 2561 | 1758.9109 | 0 | 66.1168 | 0 | 0 | 0 | 0 | 1825.0277 | 2561 | 1758.9109 | 0 | 66.1168 | 0 | 0 | 0 | 0 | 1825.0277 | 2561 | 1851.4851 | 815.338 | 71.4777 | 0 | 0 | 0 | 0 | 2738.3009 | 2561 | 1851.4851 | 815.338 | 71.4777 | 0 | 0 | 0 | 0 | 2738.3009 | 2561 | 1851.4851 | 815.338 | 71.4777 | 0 | 0 | 0 | 0 | 2738.3009 | 2561 | 1882.3432 | 1630.6761 | 89.3471 | 0 | 0 | 0 | 0 | 0 | 0 | 3602.3664 | 2561 | 1882.3432 | 1630.6761 | 89.3471 | 17 | 0 | 0 | 0 | 0 | 0 | 3619.3664 | 2561 | 1882.3432 | 1630.6761 | 89.3471 | 0 | 0 | 0 | 0 | 0 | 0 | 3602.3664
2564 | 42.3675 | 42.3675 | 42.3675 | 35.9879 | 35.9879 | 35.9879 | 25.0885 | 25.0885 | 25.0885 | 2564 | 918.3557 | 918.3557 | 918.3557 | 1077.3019 | 1077.3019 | 1077.3019 | 1218.5874 | 1218.5874 | 1218.5874 | 2562 | 1749.505 | 0 | 10.1718 | 0 | 0 | 0 | 0 | 1759.6768 |  | 2562 | 1749.505 | 0 | 10.1718 | 0 | 0 | 0 | 0 | 1759.6768 | 2562 | 1749.505 | 0 | 10.1718 | 0 | 0 | 0 | 0 | 1759.6768 | 2562 | 1841.5842 | 829.4652 | 10.9966 | 0 | 0 | 0 | 0 | 2682.0459 | 2562 | 1841.5842 | 829.4652 | 10.9966 | 0 | 0 | 0 | 0 | 2682.0459 | 2562 | 1841.5842 | 829.4652 | 10.9966 | 0 | 0 | 0 | 0 | 2682.0459 | 2562 | 1872.2772 | 1658.9304 | 13.7457 | 0 | 0 | 0 | 0 | 0 | 0 | 3544.9533 | 2562 | 1872.2772 | 1658.9304 | 13.7457 | 17 | 0 | 0 | 0 | 0 | 0 | 3561.9533 | 2562 | 1872.2772 | 1658.9304 | 13.7457 | 0 | 0 | 0 | 0 | 0 | 0 | 3544.9533
2565 | 42.3675 | 42.3675 | 42.3675 | 36.1774 | 36.1248 | 36.2148 | 25.4846 | 25.4846 | 25.4846 | 2565 | 859.501 | 859.501 | 859.501 | 1008.2608 | 1008.2608 | 1008.2608 | 1140.4917 | 1140.4917 | 1140.4917 | 2563 | 1740.099 | 0 | 0 | 0 | 0 | 0 | 0 | 1740.099 |  | 2563 | 1740.099 | 0 | 0 | 0 | 0 | 0 | 0 | 1740.099 | 2563 | 1740.099 | 0 | 0 | 0 | 0 | 0 | 0 | 1740.099 | 2563 | 1831.6832 | 820.3835 | 0 | 0 | 0 | 0 | 0 | 2652.0666 | 2563 | 1831.6832 | 820.3835 | 0 | 0 | 0 | 0 | 0 | 2652.0666 | 2563 | 1831.6832 | 820.3835 | 0 | 0 | 0 | 0 | 0 | 2652.0666 | 2563 | 1862.2112 | 1640.7669 | 0 | 0 | 0 | 0 | 0 | 0 | 0 | 3502.9781 | 2563 | 1862.2112 | 1640.7669 | 0 | 17 | 0 | 0 | 0 | 0 | 0 | 3519.9781 | 2563 | 1862.2112 | 1640.7669 | 0 | 0 | 0 | 0 | 0 | 0 | 0 | 3502.9781
2566 | 42.3675 | 42.3675 | 42.3675 | 36.1774 | 36.1248 | 36.2148 | 25.8446 | 25.8446 | 25.8446 | 2566 | 831.7393 | 831.7393 | 831.7393 | 975.6942 | 975.6942 | 975.6942 | 1103.6541 | 1103.6541 | 1103.6541 | 2564 | 1711.8812 | 0 | 0 | 0 | 0 | 0 | 0 | 1711.8812 |  | 2564 | 1711.8812 | 0 | 0 | 0 | 0 | 0 | 0 | 1711.8812 | 2564 | 1711.8812 | 0 | 0 | 0 | 0 | 0 | 0 | 1711.8812 | 2564 | 1801.9802 | 805.2472 | 0 | 0 | 0 | 0 | 0 | 2607.2274 | 2564 | 1801.9802 | 805.2472 | 0 | 0 | 0 | 0 | 0 | 2607.2274 | 2564 | 1801.9802 | 805.2472 | 0 | 0 | 0 | 0 | 0 | 2607.2274 | 2564 | 1832.0132 | 1610.4944 | 0 | 0 | 0 | 0 | 0 | 0 | 0 | 3442.5077 | 2564 | 1832.0132 | 1610.4944 | 0 | 17 | 0 | 0 | 0 | 0 | 0 | 3459.5077 | 2564 | 1832.0132 | 1610.4944 | 0 | 0 | 0 | 0 | 0 | 0 | 0 | 3442.5077
2567 | 42.3675 | 42.3675 | 42.3675 | 36.3377 | 36.3377 | 36.3377 | 27.4552 | 26.7059 | 26.7059 | 2567 | 798.4253 | 798.4253 | 798.4253 | 936.6143 | 936.6143 | 936.6143 | 1059.449 | 1059.449 | 1059.449 | 2565 | 1796.5347 | 0 | 0 | 0 | 0 | 0 | 0 | 1796.5347 |  | 2565 | 1796.5347 | 0 | 0 | 0 | 0 | 0 | 0 | 1796.5347 | 2565 | 1796.5347 | 0 | 0 | 0 | 0 | 0 | 0 | 1796.5347 | 2565 | 1891.0891 | 776.9929 | 0 | 0 | 0 | 0 | 0 | 2668.082 | 2565 | 1891.0891 | 776.9929 | 0 | 0 | 0 | 0 | 0 | 2668.082 | 2565 | 1891.0891 | 776.9929 | 0 | 0 | 0 | 0 | 0 | 2668.082 | 2565 | 1922.6073 | 1553.9859 | 0 | 0 | 0 | 0 | 0 | 0 | 0 | 3476.5931 | 2565 | 1922.6073 | 1553.9859 | 0 | 17 | 0 | 0 | 0 | 0 | 0 | 3493.5931 | 2565 | 1922.6073 | 1553.9859 | 0 | 0 | 0 | 0 | 0 | 0 | 0 | 3476.5931
2568 | 60.7893 | 59.0626 | 55.8368 | 36.5063 | 36.5063 | 36.5063 | 28.2056 | 27.6948 | 27.6948 | 2568 | 773.9951 | 773.9951 | 773.9951 | 907.9557 | 907.9557 | 907.9557 | 1027.0319 | 1027.0319 | 1027.0319 | 2566 | 1476.7327 | 0 | 0 | 0 | 0 | 0 | 0 | 1476.7327 |  | 2566 | 1476.7327 | 0 | 0 | 0 | 0 | 0 | 0 | 1476.7327 | 2566 | 1476.7327 | 0 | 0 | 0 | 0 | 0 | 0 | 1476.7327 | 2566 | 1554.4554 | 741.6751 | 0 | 0 | 0 | 0 | 0 | 2296.1305 | 2566 | 1554.4554 | 741.6751 | 0 | 0 | 0 | 0 | 0 | 2296.1305 | 2566 | 1554.4554 | 741.6751 | 0 | 0 | 0 | 0 | 0 | 2296.1305 | 2566 | 1580.363 | 1483.3502 | 0 | 0 | 0 | 0 | 0 | 0 | 0 | 3063.7132 | 2566 | 1580.363 | 1483.3502 | 0 | 17 | 0 | 0 | 0 | 0 | 0 | 3080.7132 | 2566 | 1580.363 | 1483.3502 | 0 | 0 | 0 | 0 | 0 | 0 | 0 | 3063.7132
2569 | 64.07 | 59.0626 | 59.385 | 36.5111 | 36.5111 | 36.5111 | 28.6034 | 28.2056 | 28.2056 | 2569 | 775.1055 | 775.1055 | 775.1055 | 909.2584 | 909.2584 | 909.2584 | 1028.5054 | 1028.5054 | 1028.5054 | 2567 | 1420.297 | 0 | 0 | 0 | 0 | 0 | 0 | 1420.297 |  | 2567 | 1420.297 | 0 | 0 | 0 | 0 | 0 | 0 | 1420.297 | 2567 | 1420.297 | 0 | 0 | 0 | 0 | 0 | 0 | 1420.297 | 2567 | 1495.0495 | 690.2119 | 0 | 0 | 0 | 0 | 0 | 2185.2614 | 2567 | 1495.0495 | 690.2119 | 0 | 0 | 0 | 0 | 0 | 2185.2614 | 2567 | 1495.0495 | 690.2119 | 0 | 0 | 0 | 0 | 0 | 2185.2614 | 2567 | 1519.967 | 1380.4238 | 0 | 0 | 0 | 0 | 0 | 0 | 0 | 2900.3908 | 2567 | 1519.967 | 1380.4238 | 0 | 17 | 0 | 0 | 0 | 0 | 0 | 2917.3908 | 2567 | 1519.967 | 1380.4238 | 0 | 0 | 0 | 0 | 0 | 0 | 0 | 2900.3908
2570 | 65.252 | 63.5734 | 63.9109 | 37.2569 | 37.0838 | 37.0838 | 29.4769 | 29.4202 | 29.4202 | 2570 | 766.2218 | 766.2218 | 766.2218 | 898.8371 | 898.8371 | 898.8371 | 1016.7174 | 1016.7174 | 1016.7174 | 2568 | 1363.8614 | 0 | 0 | 0 | 0 | 0 | 0 | 1363.8614 |  | 2568 | 1363.8614 | 0 | 0 | 0 | 0 | 0 | 0 | 1363.8614 | 2568 | 1363.8614 | 0 | 0 | 0 | 0 | 0 | 0 | 1363.8614 | 2568 | 1435.6436 | 634.7124 | 0 | 0 | 0 | 0 | 0 | 2070.356 | 2568 | 1435.6436 | 634.7124 | 0 | 0 | 0 | 0 | 0 | 2070.356 | 2568 | 1435.6436 | 634.7124 | 0 | 0 | 0 | 0 | 0 | 2070.356 | 2568 | 1459.571 | 1269.4248 | 0 | 0 | 0 | 0 | 0 | 0 | 0 | 2728.9958 | 2568 | 1459.571 | 1269.4248 | 0 | 17 | 0 | 0 | 0 | 0 | 0 | 2745.9958 | 2568 | 1459.571 | 1269.4248 | 0 | 0 | 0 | 0 | 0 | 0 | 0 | 2728.9958
2571 | 65.252 | 63.9399 | 65.1872 | 37.2569 | 37.0838 | 37.178 | 30.4467 | 29.4202 | 30.4918 | 2571 | 783.9893 | 783.9893 | 783.9893 | 919.6797 | 919.6797 | 919.6797 | 1040.2934 | 1040.2934 | 1040.2934 | 2569 | 1288.6139 | 0 | 0 | 0 | 0 | 0 | 0 | 1288.6139 |  | 2569 | 1288.6139 | 0 | 0 | 0 | 0 | 0 | 0 | 1288.6139 | 2569 | 1288.6139 | 0 | 0 | 0 | 0 | 0 | 0 | 1288.6139 | 2569 | 1356.4356 | 592.331 | 0 | 0 | 0 | 0 | 0 | 1948.7666 | 2569 | 1356.4356 | 592.331 | 0 | 0 | 0 | 0 | 0 | 1948.7666 | 2569 | 1356.4356 | 592.331 | 0 | 0 | 0 | 0 | 0 | 1948.7666 | 2569 | 1379.0429 | 1184.662 | 0 | 0 | 0 | 0 | 0 | 0 | 0 | 2563.7049 | 2569 | 1379.0429 | 1184.662 | 0 | 17 | 0 | 0 | 0 | 0 | 0 | 2580.7049 | 2569 | 1379.0429 | 1184.662 | 0 | 0 | 0 | 0 | 0 | 0 | 0 | 2563.7049
2572 | 65.252 | 63.9399 | 65.1872 | 37.2569 | 37.0838 | 37.178 | 30.4467 | 29.4202 | 30.4918 | 2572 | 785.0997 | 785.0997 | 785.0997 | 920.9824 | 920.9824 | 920.9824 | 1041.7669 | 1041.7669 | 1041.7669 | 2570 | 1194.5545 | 0 | 0 | 0 | 0 | 0 | 0 | 1194.5545 |  | 2570 | 1194.5545 | 0 | 0 | 0 | 0 | 0 | 0 | 1194.5545 | 2570 | 1194.5545 | 0 | 0 | 0 | 0 | 0 | 0 | 1194.5545 | 2570 | 1257.4257 | 566.0949 | 0 | 0 | 0 | 0 | 0 | 1823.5206 | 2570 | 1257.4257 | 566.0949 | 0 | 0 | 0 | 0 | 0 | 1823.5206 | 2570 | 1257.4257 | 566.0949 | 0 | 0 | 0 | 0 | 0 | 1823.5206 | 2570 | 1278.3828 | 1132.1897 | 0 | 0 | 0 | 0 | 0 | 0 | 0 | 2410.5725 | 2570 | 1278.3828 | 1132.1897 | 0 | 17 | 0 | 0 | 0 | 0 | 0 | 2427.5725 | 2570 | 1278.3828 | 1132.1897 | 0 | 0 | 0 | 0 | 0 | 0 | 0 | 2410.5725
2573 | 65.252 | 63.9399 | 65.1872 | 37.2569 | 37.0838 | 37.178 | 30.4467 | 29.4202 | 30.4918 | 2573 | 830.6288 | 830.6288 | 830.6288 | 974.3915 | 974.3915 | 974.3915 | 1102.1806 | 1102.1806 | 1102.1806 | 2571 | 1194.5545 | 0 | 0 | 0 | 0 | 0 | 0 | 1194.5545 |  | 2571 | 1194.5545 | 0 | 0 | 0 | 0 | 0 | 0 | 1194.5545 | 2571 | 1194.5545 | 0 | 0 | 0 | 0 | 0 | 0 | 1194.5545 | 2571 | 1257.4257 | 550.9586 | 0 | 0 | 0 | 0 | 0 | 1808.3844 | 2571 | 1257.4257 | 550.9586 | 0 | 0 | 0 | 0 | 0 | 1808.3844 | 2571 | 1257.4257 | 550.9586 | 0 | 0 | 0 | 0 | 0 | 1808.3844 | 2571 | 1278.3828 | 1101.9173 | 0 | 0 | 0 | 0 | 0 | 0 | 0 | 2380.3001 | 2571 | 1278.3828 | 1101.9173 | 0 | 17 | 0 | 0 | 0 | 0 | 0 | 2397.3001 | 2571 | 1278.3828 | 1101.9173 | 0 | 0 | 0 | 0 | 0 | 0 | 0 | 2380.3001
2574 | 42.3675 | 42.3675 | 42.3675 | 36.8634 | 36.8634 | 36.8634 | 28.8088 | 28.5703 | 28.5703 | 2574 | 870.6056 | 870.6056 | 870.6056 | 1021.2874 | 1021.2874 | 1021.2874 | 1155.2267 | 1155.2267 | 1155.2267 | 2572 | 1213.3663 | 0 | 25.4296 | 0 | 0 | 0 | 0 | 1238.7959 |  | 2572 | 1213.3663 | 0 | 25.4296 | 0 | 0 | 0 | 0 | 1238.7959 | 2572 | 1213.3663 | 0 | 25.4296 | 0 | 0 | 0 | 0 | 1238.7959 | 2572 | 1277.2277 | 520.6862 | 27.4914 | 0 | 0 | 0 | 0 | 1825.4053 | 2572 | 1277.2277 | 520.6862 | 27.4914 | 0 | 0 | 0 | 0 | 1825.4053 | 2572 | 1277.2277 | 520.6862 | 27.4914 | 0 | 0 | 0 | 0 | 1825.4053 | 2572 | 1298.5149 | 1041.3724 | 34.3643 | 0 | 0 | 0 | 0 | 0 | 0 | 2374.2515 | 2572 | 1298.5149 | 1041.3724 | 34.3643 | 17 | 0 | 0 | 0 | 0 | 0 | 2391.2515 | 2572 | 1298.5149 | 1041.3724 | 34.3643 | 0 | 0 | 0 | 0 | 0 | 0 | 2374.2515
2575 | 41.5117 | 41.5117 | 41.5117 | 35.9467 | 35.9467 | 35.9467 | 25.5864 | 25.5864 | 25.5864 | 2575 | 908.3615 | 908.3615 | 908.3615 | 1065.5779 | 1065.5779 | 1065.5779 | 1205.3258 | 1205.3258 | 1205.3258 | 2573 | 1006.4356 | 0 | 127.1478 | 0 | 0 | 0 | 0 | 1133.5834 |  | 2573 | 1006.4356 | 0 | 127.1478 | 0 | 0 | 0 | 0 | 1133.5834 | 2573 | 1006.4356 | 0 | 127.1478 | 0 | 0 | 0 | 0 | 1133.5834 | 2573 | 1059.4059 | 459.1322 | 137.457 | 0 | 0 | 0 | 0 | 1655.9952 | 2573 | 1059.4059 | 459.1322 | 137.457 | 0 | 0 | 0 | 0 | 1655.9952 | 2573 | 1059.4059 | 459.1322 | 137.457 | 0 | 0 | 0 | 0 | 1655.9952 | 2573 | 1077.0627 | 918.2644 | 171.8213 | 0 | 0 | 0 | 0 | 0 | 0 | 2167.1484 | 2573 | 1077.0627 | 918.2644 | 171.8213 | 17 | 0 | 0 | 0 | 0 | 0 | 2184.1484 | 2573 | 1077.0627 | 918.2644 | 171.8213 | 0 | 0 | 0 | 0 | 0 | 0 | 2167.1484
2576 | 29.4202 | 37.2682 | 34.6553 | 22.8974 | 22.8974 | 22.8974 | 17.8837 | 17.8837 | 17.8837 | 2576 | 1296.3264 | 1296.3264 | 1189.3003 | 1520.6906 | 1520.6906 | 1520.6906 | 1195.0113 | 1195.0113 | 1195.0113 | 2574 | 743.0693 | 0 | 391.6151 | 0 | 0 | 0 | 0 | 1134.6844 |  | 2574 | 743.0693 | 0 | 391.6151 | 0 | 0 | 0 | 0 | 1134.6844 | 2574 | 743.0693 | 0 | 391.6151 | 0 | 0 | 0 | 0 | 1134.6844 | 2574 | 782.1782 | 394.551 | 423.3677 | 0 | 0 | 0 | 0 | 1600.0969 | 2574 | 782.1782 | 394.551 | 423.3677 | 0 | 0 | 0 | 0 | 1600.0969 | 2574 | 782.1782 | 394.551 | 423.3677 | 0 | 0 | 0 | 0 | 1600.0969 | 2574 | 795.2145 | 789.1019 | 529.2096 | 0 | 0 | 0 | 0 | 0 | 0 | 2113.5261 | 2574 | 795.2145 | 789.1019 | 529.2096 | 17 | 0 | 0 | 0 | 0 | 0 | 2130.5261 | 2574 | 795.2145 | 789.1019 | 529.2096 | 0 | 0 | 0 | 0 | 0 | 0 | 2113.5261
2577 | 20.9838 | 22.3899 | 22.3899 | 18.6145 | 18.6145 | 18.6145 | 0.01 | 0.01 | 0.01 | 2577 | 1281.8904 | 1281.8904 | 1281.8904 | 1503.756 | 1503.756 | 1503.756 | 1175.8558 | 1175.8558 | 1252.9878 | 2575 | 583.1683 | 0 | 722.1993 | 0 | 0 | 0 | 0 | 1305.3676 |  | 2575 | 583.1683 | 0 | 722.1993 | 0 | 0 | 0 | 0 | 1305.3676 | 2575 | 583.1683 | 0 | 722.1993 | 0 | 0 | 0 | 0 | 1305.3676 | 2575 | 613.8614 | 413.7235 | 780.756 | 0 | 0 | 0 | 0 | 1808.3409 | 2575 | 613.8614 | 413.7235 | 780.756 | 0 | 0 | 0 | 0 | 1808.3409 | 2575 | 613.8614 | 413.7235 | 780.756 | 0 | 0 | 0 | 0 | 1808.3409 | 2575 | 624.0924 | 827.447 | 975.945 | 0 | 0 | 0 | 0 | 0 | 0 | 2427.4844 | 2575 | 624.0924 | 827.447 | 975.945 | 17 | 0 | 0 | 0 | 0 | 0 | 2444.4844 | 2575 | 624.0924 | 827.447 | 975.945 | 0 | 0 | 0 | 0 | 0 | 0 | 2427.4844
2578 | 19.0324 | 20.9838 | 20.9838 | 14.9898 | 14.9898 | 13.6917 | 0.01 | 0.01 | 0.01 | 2578 | 1277.4485 | 1277.4485 | 1277.4485 | 1498.5454 | 1498.5454 | 1498.5454 | 1695.0759 | 1695.0759 | 1695.0759 | 2576 | 686.6337 | 0 | 986.6667 | 0 | 0 | 0 | 0 | 1673.3003 |  | 2576 | 686.6337 | 0 | 986.6667 | 0 | 0 | 0 | 0 | 1673.3003 | 2576 | 686.6337 | 0 | 986.6667 | 0 | 0 | 0 | 0 | 1673.3003 | 2576 | 722.7723 | 504.5409 | 1066.6667 | 0 | 0 | 0 | 0 | 2293.9798 | 2576 | 722.7723 | 504.5409 | 1066.6667 | 0 | 0 | 0 | 0 | 2293.9798 | 2576 | 722.7723 | 504.5409 | 1066.6667 | 0 | 0 | 0 | 0 | 2293.9798 | 2576 | 734.8185 | 1009.0817 | 1333.3333 | 0 | 0 | 0 | 0 | 0 | 0 | 3077.2336 | 2576 | 734.8185 | 1009.0817 | 1333.3333 | 17 | 0 | 0 | 0 | 0 | 0 | 3094.2336 | 2576 | 734.8185 | 1009.0817 | 1333.3333 | 0 | 0 | 0 | 0 | 0 | 0 | 3077.2336
2579 | 19.0324 | 20.9838 | 19.0014 | 14.9898 | 14.9898 | 13.6917 | 0.01 | 0.01 | 0.01 | 2579 | 1267.4543 | 1267.4543 | 1267.4543 | 1486.8214 | 1486.8214 | 1486.8214 | 1681.8144 | 1681.8144 | 1681.8144 | 2577 | 1081.6832 | 0 | 1123.9863 | 0 | 0 | 0 | 0 | 2205.6694 |  | 2577 | 1081.6832 | 0 | 1123.9863 | 0 | 0 | 0 | 0 | 2205.6694 | 2577 | 1081.6832 | 0 | 1123.9863 | 0 | 0 | 0 | 0 | 2205.6694 | 2577 | 1138.6139 | 595.3582 | 1215.1203 | 0 | 0 | 0 | 0 | 2949.0924 | 2577 | 1138.6139 | 595.3582 | 1215.1203 | 0 | 0 | 0 | 0 | 2949.0924 | 2577 | 1138.6139 | 595.3582 | 1215.1203 | 0 | 0 | 0 | 0 | 2949.0924 | 2577 | 548.0587 | 1190.7164 | 1518.9003 | 0 | 0 | 0 | 0 | 0 | 0 | 3257.6755 | 2577 | 1157.5908 | 1190.7164 | 1518.9003 | 17 | 0 | 0 | 0 | 0 | 0 | 3884.2076 | 2577 | 1157.5908 | 1190.7164 | 1518.9003 | 0 | 0 | 0 | 0 | 0 | 0 | 3867.2076
2580 | 19.0324 | 20.9838 | 19.0014 | 14.9898 | 14.9898 | 14.9898 | 0.01 | 0.01 | 0.01 | 2580 | 1247.4659 | 1247.4659 | 1247.4659 | 1463.3735 | 1463.3735 | 1463.3735 | 1655.2913 | 1655.2913 | 1655.2913 | 2578 | 1194.5545 | 0 | 1179.9313 | 0 | 0 | 0 | 0 | 2374.4857 |  | 2578 | 1194.5545 | 0 | 1179.9313 | 0 | 0 | 0 | 0 | 2374.4857 | 2578 | 1194.5545 | 0 | 1179.9313 | 0 | 0 | 0 | 0 | 2374.4857 | 2578 | 1257.4257 | 649.8486 | 1275.6014 | 0 | 0 | 0 | 0 | 3182.8758 | 2578 | 1257.4257 | 649.8486 | 1275.6014 | 0 | 0 | 0 | 0 | 3182.8758 | 2578 | 1257.4257 | 649.8486 | 1275.6014 | 0 | 0 | 0 | 0 | 3182.8758 | 2578 | 0 | 1299.6973 | 1594.5017 | 0 | 0 | 0 | 0 | 0 | 0 | 2894.199 | 2578 | 216.4414 | 1299.6973 | 1594.5017 | 17 | 0 | 0 | 0 | 0 | 0 | 3127.6404 | 2578 | 0 | 1299.6973 | 1594.5017 | 0 | 0 | 0 | 0 | 0 | 0 | 2894.199
2581 | 19.0324 | 20.9838 | 20.9838 | 15.6632 | 17.012 | 17.012 | 0.01 | 0.01 | 0.01 | 2581 | 1246.3554 | 1246.3554 | 1246.3554 | 1462.0708 | 1462.0708 | 1462.0708 | 1653.8178 | 1653.8178 | 1653.8178 | 2579 | 1354.4554 | 0 | 1200.2749 | 0 | 0 | 0 | 0 | 2554.7304 |  | 2579 | 1354.4554 | 0 | 1200.2749 | 0 | 0 | 0 | 0 | 2554.7304 | 2579 | 1354.4554 | 0 | 1200.2749 | 0 | 0 | 0 | 0 | 2554.7304 | 2579 | 1425.7426 | 620.5853 | 1297.5945 | 0 | 0 | 0 | 0 | 3343.9223 | 2579 | 1425.7426 | 620.5853 | 1297.5945 | 0 | 0 | 0 | 0 | 3343.9223 | 2579 | 1425.7426 | 620.5853 | 1297.5945 | 0 | 0 | 0 | 0 | 3343.9223 | 2579 | 0 | 1241.1705 | 1621.9931 | 0 | 0 | 0 | 0 | 0 | 0 | 2863.1637 | 2579 | 0 | 1241.1705 | 1621.9931 | 17 | 0 | 0 | 0 | 0 | 0 | 2880.1637 | 2579 | 0 | 1241.1705 | 1621.9931 | 0 | 0 | 0 | 0 | 0 | 0 | 2863.1637
2582 | 22.3899 | 22.3899 | 22.3899 | 19.1482 | 19.1482 | 19.1482 | 0.01 | 0.01 | 0.01 | 2582 | 1266.3438 | 1266.3438 | 1266.3438 | 1485.5187 | 1485.5187 | 1485.5187 | 1680.3409 | 1680.3409 | 1680.3409 | 2580 | 1570.7921 | 0 | 1179.9313 | 0 | 0 | 0 | 0 | 2750.7234 |  | 2580 | 1570.7921 | 0 | 1179.9313 | 0 | 0 | 0 | 0 | 2750.7234 | 2580 | 1570.7921 | 0 | 1179.9313 | 0 | 0 | 0 | 0 | 2750.7234 | 2580 | 1653.4653 | 566.0949 | 1275.6014 | 0 | 0 | 0 | 0 | 3495.1616 | 2580 | 1653.4653 | 566.0949 | 1275.6014 | 0 | 0 | 0 | 0 | 3495.1616 | 2580 | 1653.4653 | 566.0949 | 1275.6014 | 0 | 0 | 0 | 0 | 3495.1616 | 2580 | 0 | 1132.1897 | 1594.5017 | 0 | 0 | 0 | 0 | 0 | 0 | 2726.6914 | 2580 | 543.9391 | 1132.1897 | 1594.5017 | 17 | 0 | 0 | 0 | 0 | 0 | 3287.6305 | 2580 | 278.8767 | 1132.1897 | 1594.5017 | 0 | 0 | 0 | 0 | 0 | 0 | 3005.5682
2583 | 30.7036 | 38.7757 | 34.8106 | 30.1371 | 30.1371 | 30.1371 | 0.01 | 0.01 | 0.01 | 2583 | 909.472 | 1033.423 | 909.472 | 1066.8806 | 1066.8806 | 1066.8806 | 1731.9135 | 1206.7993 | 1206.7993 | 2581 | 1768.3168 | 0 | 1098.5567 | 0 | 0 | 0 | 0 | 2866.8735 |  | 2581 | 1768.3168 | 0 | 1098.5567 | 0 | 0 | 0 | 0 | 2866.8735 | 2581 | 1768.3168 | 0 | 1098.5567 | 0 | 0 | 0 | 0 | 2866.8735 | 2581 | 1861.3861 | 548.9405 | 1187.6289 | 0 | 0 | 0 | 0 | 3597.9555 | 2581 | 1861.3861 | 548.9405 | 1187.6289 | 0 | 0 | 0 | 0 | 3597.9555 | 2581 | 1861.3861 | 548.9405 | 1187.6289 | 0 | 0 | 0 | 0 | 3597.9555 | 2581 | 1241.2458 | 1097.8809 | 1484.5361 | 0 | 0 | 0 | 0 | 0 | 0 | 3823.6628 | 2581 | 360.6935 | 1097.8809 | 1484.5361 | 17 | 0 | 0 | 0 | 0 | 0 | 2960.1105 | 2581 | 1178.6558 | 1097.8809 | 1484.5361 | 0 | 0 | 0 | 0 | 0 | 0 | 3761.0728
2584 | 41.5117 | 41.5117 | 41.5117 | 35.5472 | 35.5472 | 35.5472 | 26.0019 | 19.1387 | 26.0019 | 2584 | 949.4487 | 949.4487 | 949.4487 | 1113.7764 | 1113.7764 | 1113.7764 | 1259.8455 | 1259.8455 | 1259.8455 | 2582 | 1834.1584 | 0 | 910.378 | 0 | 0 | 0 | 0 | 2744.5364 |  | 2582 | 1834.1584 | 0 | 910.378 | 0 | 0 | 0 | 0 | 2744.5364 | 2582 | 1834.1584 | 0 | 910.378 | 0 | 0 | 0 | 0 | 2744.5364 | 2582 | 1930.6931 | 576.1857 | 984.1924 | 0 | 0 | 0 | 0 | 3491.0712 | 2582 | 1930.6931 | 576.1857 | 984.1924 | 0 | 0 | 0 | 0 | 3491.0712 | 2582 | 1930.6931 | 576.1857 | 984.1924 | 0 | 0 | 0 | 0 | 3491.0712 | 2582 | 1962.8713 | 1152.3713 | 1230.2405 | 0 | 0 | 0 | 0 | 0 | 0 | 4345.4832 | 2582 | 1518.269 | 1152.3713 | 1230.2405 | 17 | 0 | 0 | 0 | 0 | 0 | 3917.8809 | 2582 | 1248.269 | 1152.3713 | 1230.2405 | 0 | 0 | 0 | 0 | 0 | 0 | 3630.8809
2585 | 64.07 | 63.5734 | 63.9109 | 37.7472 | 37.4565 | 37.8583 | 26.0019 | 19.1387 | 29.4762 | 2585 | 971.6581 | 971.6581 | 971.6581 | 1139.8297 | 1139.8297 | 1139.8297 | 1289.3155 | 1289.3155 | 1289.3155 | 2583 | 1721.2871 | 0 | 605.2234 | 0 | 0 | 0 | 0 | 2326.5105 |  | 2583 | 1721.2871 | 0 | 605.2234 | 0 | 0 | 0 | 0 | 2326.5105 | 2583 | 1721.2871 | 0 | 605.2234 | 0 | 0 | 0 | 0 | 2326.5105 | 2583 | 1811.8812 | 610.4945 | 654.2955 | 0 | 0 | 0 | 0 | 3076.6712 | 2583 | 1811.8812 | 610.4945 | 654.2955 | 0 | 0 | 0 | 0 | 3076.6712 | 2583 | 1811.8812 | 610.4945 | 654.2955 | 0 | 0 | 0 | 0 | 3076.6712 | 2583 | 1842.0792 | 1220.9889 | 817.8694 | 0 | 0 | 0 | 0 | 0 | 0 | 3880.9375 | 2583 | 1716.6617 | 1220.9889 | 817.8694 | 17 | 0 | 0 | 0 | 0 | 0 | 3772.52 | 2583 | 1842.0792 | 1220.9889 | 817.8694 | 0 | 0 | 0 | 0 | 0 | 0 | 3880.9375
2586 | 67.5044 | 66.495 | 68.066 | 37.7472 | 37.4565 | 37.8698 | 26.0019 | 14.4573 | 14.4573 | 2586 | 973.879 | 973.879 | 973.879 | 1142.435 | 1142.435 | 1142.435 | 1292.2625 | 1292.2625 | 1292.2625 | 2584 | 1589.604 | 0 | 274.6392 | 0 | 0 | 0 | 0 | 1864.2431 |  | 2584 | 1589.604 | 0 | 274.6392 | 0 | 0 | 0 | 0 | 1864.2431 | 2584 | 1589.604 | 0 | 274.6392 | 0 | 0 | 0 | 0 | 1864.2431 | 2584 | 1673.2673 | 644.8032 | 296.9072 | 0 | 0 | 0 | 0 | 2614.9778 | 2584 | 1673.2673 | 644.8032 | 296.9072 | 0 | 0 | 0 | 0 | 2614.9778 | 2584 | 1673.2673 | 644.8032 | 296.9072 | 0 | 0 | 0 | 0 | 2614.9778 | 2584 | 1701.1551 | 1289.6065 | 371.134 | 0 | 0 | 0 | 0 | 0 | 0 | 3361.8956 | 2584 | 1701.1551 | 1289.6065 | 371.134 | 17 | 0 | 0 | 0 | 0 | 0 | 3378.8956 | 2584 | 1701.1551 | 1289.6065 | 371.134 | 0 | 0 | 0 | 0 | 0 | 0 | 3361.8956
2587 | 67.5044 | 66.495 | 68.1419 | 37.3595 | 37.0838 | 37.0838 | 0.01 | 0.01 | 0.01 | 2587 | 1009.4139 | 1009.4139 | 1009.4139 | 1184.1202 | 1184.1202 | 1184.1202 | 1339.4146 | 1339.4146 | 1384.2411 | 2585 | 1269.802 | 0 | 66.1168 | 0 | 0 | 0 | 0 | 1335.9188 |  | 2585 | 1269.802 | 0 | 66.1168 | 0 | 0 | 0 | 0 | 1335.9188 | 2585 | 1269.802 | 0 | 66.1168 | 0 | 0 | 0 | 0 | 1335.9188 | 2585 | 1336.6337 | 680.1211 | 71.4777 | 0 | 0 | 0 | 0 | 2088.2324 | 2585 | 1336.6337 | 680.1211 | 71.4777 | 0 | 0 | 0 | 0 | 2088.2324 | 2585 | 1336.6337 | 680.1211 | 71.4777 | 0 | 0 | 0 | 0 | 2088.2324 | 2585 | 1358.9109 | 1360.2422 | 89.3471 | 0 | 0 | 0 | 0 | 0 | 0 | 2808.5002 | 2585 | 1358.9109 | 1360.2422 | 89.3471 | 17 | 0 | 0 | 0 | 0 | 0 | 2825.5002 | 2585 | 1358.9109 | 1360.2422 | 89.3471 | 0 | 0 | 0 | 0 | 0 | 0 | 2808.5002
2588 | 64.8253 | 59.0626 | 55.8368 | 36.2872 | 36.2872 | 36.2872 | 0.01 | 0.01 | 0.01 | 2588 | 961.6639 | 961.6639 | 961.6639 | 1128.1057 | 1128.1057 | 1128.1057 | 1801.1681 | 1276.054 | 1801.1681 | 2586 | 1213.3663 | 0 | 10.1718 | 0 | 0 | 0 | 0 | 1223.5382 |  | 2586 | 1213.3663 | 0 | 10.1718 | 0 | 0 | 0 | 0 | 1223.5382 | 2586 | 1213.3663 | 0 | 10.1718 | 0 | 0 | 0 | 0 | 1223.5382 | 2586 | 1277.2277 | 719.4753 | 10.9966 | 0 | 0 | 0 | 0 | 2007.6996 | 2586 | 1277.2277 | 719.4753 | 10.9966 | 0 | 0 | 0 | 0 | 2007.6996 | 2586 | 1277.2277 | 719.4753 | 10.9966 | 0 | 0 | 0 | 0 | 2007.6996 | 2586 | 1298.5149 | 1438.9506 | 13.7457 | 0 | 0 | 0 | 0 | 0 | 0 | 2751.2111 | 2586 | 1298.5149 | 1438.9506 | 13.7457 | 17 | 0 | 0 | 0 | 0 | 0 | 2768.2111 | 2586 | 1298.5149 | 1438.9506 | 13.7457 | 0 | 0 | 0 | 0 | 0 | 0 | 2751.2111
2589 | 41.5117 | 41.5117 | 41.5117 | 34.6013 | 34.6013 | 34.6013 | 0.01 | 0.01 | 0.01 | 2589 | 892.815 | 892.815 | 892.815 | 1047.3406 | 1047.3406 | 1047.3406 | 1709.8109 | 1184.6968 | 1709.8109 | 2587 | 1147.5248 | 0 | 0 | 0 | 0 | 0 | 0 | 1147.5248 |  | 2587 | 1147.5248 | 0 | 0 | 0 | 0 | 0 | 0 | 1147.5248 | 2587 | 1147.5248 | 0 | 0 | 0 | 0 | 0 | 0 | 1147.5248 | 2587 | 1207.9208 | 724.5207 | 0 | 0 | 0 | 0 | 0 | 1932.4415 | 2587 | 1207.9208 | 724.5207 | 0 | 0 | 0 | 0 | 0 | 1932.4415 | 2587 | 1207.9208 | 724.5207 | 0 | 0 | 0 | 0 | 0 | 1932.4415 | 2587 | 1228.0528 | 1449.0414 | 0 | 0 | 0 | 0 | 0 | 0 | 0 | 2677.0942 | 2587 | 1228.0528 | 1449.0414 | 0 | 17 | 0 | 0 | 0 | 0 | 0 | 2694.0942 | 2587 | 1228.0528 | 1449.0414 | 0 | 0 | 0 | 0 | 0 | 0 | 0 | 2677.0942
2590 | 41.5117 | 41.5117 | 41.5117 | 33.2109 | 33.2109 | 33.2109 | 0.01 | 0.01 | 0.01 | 2590 | 848.3963 | 848.3963 | 848.3963 | 995.2341 | 995.2341 | 995.2341 | 1650.8708 | 1650.8708 | 1575.6072 | 2588 | 1241.5842 | 0 | 0 | 0 | 0 | 0 | 0 | 1241.5842 |  | 2588 | 1241.5842 | 0 | 0 | 0 | 0 | 0 | 0 | 1241.5842 | 2588 | 1241.5842 | 0 | 0 | 0 | 0 | 0 | 0 | 1241.5842 | 2588 | 1306.9307 | 692.2301 | 0 | 0 | 0 | 0 | 0 | 1999.1608 | 2588 | 1306.9307 | 692.2301 | 0 | 0 | 0 | 0 | 0 | 1999.1608 | 2588 | 1306.9307 | 692.2301 | 0 | 0 | 0 | 0 | 0 | 1999.1608 | 2588 | 944.5548 | 1384.4601 | 0 | 0 | 0 | 0 | 0 | 0 | 0 | 2329.015 | 2588 | 1328.7129 | 1384.4601 | 0 | 17 | 0 | 0 | 0 | 0 | 0 | 2730.173 | 2588 | 1328.7129 | 1384.4601 | 0 | 0 | 0 | 0 | 0 | 0 | 0 | 2713.173
2591 | 41.5117 | 41.5117 | 41.5117 | 33.2109 | 33.2109 | 33.2109 | 0.01 | 0.01 | 0.01 | 2591 | 816.1928 | 816.1928 | 816.1928 | 957.4569 | 957.4569 | 957.4569 | 1608.1392 | 1608.1392 | 1608.1392 | 2589 | 1203.9604 | 0 | 0 | 0 | 0 | 0 | 0 | 1203.9604 |  | 2589 | 1203.9604 | 0 | 0 | 0 | 0 | 0 | 0 | 1203.9604 | 2589 | 1203.9604 | 0 | 0 | 0 | 0 | 0 | 0 | 1203.9604 | 2589 | 1267.3267 | 654.894 | 0 | 0 | 0 | 0 | 0 | 1922.2208 | 2589 | 1267.3267 | 654.894 | 0 | 0 | 0 | 0 | 0 | 1922.2208 | 2589 | 1267.3267 | 654.894 | 0 | 0 | 0 | 0 | 0 | 1922.2208 | 2589 | 1288.4488 | 1309.7881 | 0 | 0 | 0 | 0 | 0 | 0 | 0 | 2598.2369 | 2589 | 578.8653 | 1309.7881 | 0 | 17 | 0 | 0 | 0 | 0 | 0 | 1905.6534 | 2589 | 1288.4488 | 1309.7881 | 0 | 0 | 0 | 0 | 0 | 0 | 0 | 2598.2369
2592 | 41.5117 | 41.5117 | 41.5117 | 29.4202 | 29.4202 | 29.4202 | 0.01 | 0.01 | 0.01 | 2592 | 800.6463 | 800.6463 | 800.6463 | 939.2196 | 939.2196 | 939.2196 | 1532.3676 | 1587.5101 | 1587.5101 | 2590 | 1241.5842 | 0 | 0 | 0 | 0 | 0 | 0 | 1241.5842 |  | 2590 | 1241.5842 | 0 | 0 | 0 | 0 | 0 | 0 | 1241.5842 | 2590 | 1241.5842 | 0 | 0 | 0 | 0 | 0 | 0 | 1241.5842 | 2590 | 1306.9307 | 626.6398 | 0 | 0 | 0 | 0 | 0 | 1933.5705 | 2590 | 1306.9307 | 626.6398 | 0 | 0 | 0 | 0 | 0 | 1933.5705 | 2590 | 1306.9307 | 626.6398 | 0 | 0 | 0 | 0 | 0 | 1933.5705 | 2590 | 1328.7129 | 1253.2795 | 0 | 0 | 0 | 0 | 0 | 0 | 0 | 2581.9924 | 2590 | 1328.7129 | 1253.2795 | 0 | 17 | 0 | 0 | 0 | 0 | 0 | 2598.9924 | 2590 | 1328.7129 | 1253.2795 | 0 | 0 | 0 | 0 | 0 | 0 | 0 | 2581.9924
2593 | 29.4202 | 37.2682 | 34.6553 | 22.3899 | 22.3899 | 22.3899 | 0.01 | 0.01 | 0.01 | 2593 | 1077.9048 | 1196.3845 | 1080.0588 | 1403.451 | 1403.451 | 1403.451 | 1062.396 | 1062.396 | 1062.396 | 2591 | 1222.7723 | 0 | 0 | 0 | 0 | 0 | 0 | 1222.7723 |  | 2591 | 1222.7723 | 0 | 0 | 0 | 0 | 0 | 0 | 1222.7723 | 2591 | 1222.7723 | 0 | 0 | 0 | 0 | 0 | 0 | 1222.7723 | 2591 | 1287.1287 | 596.3673 | 0 | 0 | 0 | 0 | 0 | 1883.496 | 2591 | 1287.1287 | 596.3673 | 0 | 0 | 0 | 0 | 0 | 1883.496 | 2591 | 1287.1287 | 596.3673 | 0 | 0 | 0 | 0 | 0 | 1883.496 | 2591 | 464.5738 | 1192.7346 | 0 | 0 | 0 | 0 | 0 | 0 | 0 | 1657.3084 | 2591 | 1308.5809 | 1192.7346 | 0 | 17 | 0 | 0 | 0 | 0 | 0 | 2518.3155 | 2591 | 1308.5809 | 1192.7346 | 0 | 0 | 0 | 0 | 0 | 0 | 0 | 2501.3155
2594 | 29.4202 | 37.2682 | 34.6553 | 20.9838 | 20.9838 | 20.9838 | 0.01 | 0.01 | 0.01 | 2594 | 1041.8676 | 1211.931 | 1056.1999 | 1421.6883 | 1421.6883 | 1421.6883 | 1083.025 | 1083.025 | 1083.025 | 2592 | 978.2178 | 0 | 0 | 0 | 0 | 0 | 0 | 978.2178 |  | 2592 | 978.2178 | 0 | 0 | 0 | 0 | 0 | 0 | 978.2178 | 2592 | 978.2178 | 0 | 0 | 0 | 0 | 0 | 0 | 978.2178 | 2592 | 1029.703 | 566.0949 | 0 | 0 | 0 | 0 | 0 | 1595.7978 | 2592 | 1029.703 | 566.0949 | 0 | 0 | 0 | 0 | 0 | 1595.7978 | 2592 | 1029.703 | 566.0949 | 0 | 0 | 0 | 0 | 0 | 1595.7978 | 2592 | 1046.8647 | 1132.1897 | 0 | 0 | 0 | 0 | 0 | 0 | 0 | 2179.0544 | 2592 | 1046.8647 | 1132.1897 | 0 | 17 | 0 | 0 | 0 | 0 | 0 | 2196.0544 | 2592 | 1003.6849 | 1132.1897 | 0 | 0 | 0 | 0 | 0 | 0 | 0 | 2135.8746
2595 | 29.4202 | 37.2682 | 34.6553 | 22.3899 | 22.3899 | 22.3899 | 0.01 | 0.01 | 0.01 | 2595 | 1040.9656 | 1236.3612 | 1236.3612 | 1450.3468 | 1450.3468 | 1450.3468 | 1115.4421 | 1115.4421 | 1180.9598 | 2593 | 978.2178 | 0 | 0 | 0 | 0 | 0 | 0 | 978.2178 |  | 2593 | 978.2178 | 0 | 0 | 0 | 0 | 0 | 0 | 978.2178 | 2593 | 978.2178 | 0 | 0 | 0 | 0 | 0 | 0 | 978.2178 | 2593 | 1029.703 | 543.8951 | 0 | 0 | 0 | 0 | 0 | 1573.598 | 2593 | 1029.703 | 543.8951 | 0 | 0 | 0 | 0 | 0 | 1573.598 | 2593 | 1029.703 | 543.8951 | 0 | 0 | 0 | 0 | 0 | 1573.598 | 2593 | 749.9645 | 1087.7901 | 0 | 0 | 0 | 0 | 0 | 0 | 0 | 1837.7546 | 2593 | 918.5825 | 1087.7901 | 0 | 17 | 0 | 0 | 0 | 0 | 0 | 2023.3726 | 2593 | 918.5825 | 1087.7901 | 0 | 0 | 0 | 0 | 0 | 0 | 0 | 2006.3726
2596 | 41.5117 | 41.5117 | 41.5117 | 29.4202 | 29.4202 | 29.4202 | 0.01 | 0.01 | 0.01 | 2596 | 927.2394 | 927.2394 | 927.2394 | 1087.7232 | 1087.7232 | 1087.7232 | 1230.3754 | 1230.3754 | 1230.3754 | 2594 | 968.8119 | 0 | 0 | 0 | 0 | 0 | 0 | 968.8119 |  | 2594 | 968.8119 | 0 | 0 | 0 | 0 | 0 | 0 | 968.8119 | 2594 | 968.8119 | 0 | 0 | 0 | 0 | 0 | 0 | 968.8119 | 2594 | 1019.802 | 517.6589 | 0 | 0 | 0 | 0 | 0 | 1537.4609 | 2594 | 1019.802 | 517.6589 | 0 | 0 | 0 | 0 | 0 | 1537.4609 | 2594 | 1019.802 | 517.6589 | 0 | 0 | 0 | 0 | 0 | 1537.4609 | 2594 | 680.4419 | 1035.3179 | 0 | 0 | 0 | 0 | 0 | 0 | 0 | 1715.7598 | 2594 | 1013.3425 | 1035.3179 | 0 | 17 | 0 | 0 | 0 | 0 | 0 | 2065.6603 | 2594 | 896.3412 | 1035.3179 | 0 | 0 | 0 | 0 | 0 | 0 | 0 | 1931.659
2597 | 41.5117 | 41.5117 | 41.5117 | 32.8489 | 32.8489 | 32.8489 | 22.3899 | 14.4573 | 14.4573 | 2597 | 1056.0535 | 1056.0535 | 1056.0535 | 1238.832 | 1238.832 | 1238.832 | 1401.3018 | 1401.3018 | 1401.3018 | 2595 | 931.1881 | 0 | 0 | 0 | 0 | 0 | 0 | 931.1881 |  | 2595 | 931.1881 | 0 | 0 | 0 | 0 | 0 | 0 | 931.1881 | 2595 | 931.1881 | 0 | 0 | 0 | 0 | 0 | 0 | 931.1881 | 2595 | 980.198 | 479.3138 | 0 | 0 | 0 | 0 | 0 | 1459.5118 | 2595 | 980.198 | 479.3138 | 0 | 0 | 0 | 0 | 0 | 1459.5118 | 2595 | 980.198 | 479.3138 | 0 | 0 | 0 | 0 | 0 | 1459.5118 | 2595 | 830.0837 | 958.6276 | 0 | 0 | 0 | 0 | 0 | 0 | 0 | 1788.7113 | 2595 | 996.5347 | 958.6276 | 0 | 17 | 0 | 0 | 0 | 0 | 0 | 1972.1623 | 2595 | 996.5347 | 958.6276 | 0 | 0 | 0 | 0 | 0 | 0 | 0 | 1955.1623
2598 | 54.0918 | 59.0626 | 55.8368 | 33.2109 | 33.2109 | 33.2109 | 22.3899 | 20.9838 | 22.3899 | 2598 | 1139.3385 | 1139.3385 | 1139.3385 | 1336.5317 | 1336.5317 | 1336.5317 | 1511.8145 | 1511.8145 | 1511.8145 | 2596 | 912.3762 | 0 | 25.4296 | 0 | 0 | 0 | 0 | 937.8058 |  | 2596 | 912.3762 | 0 | 25.4296 | 0 | 0 | 0 | 0 | 937.8058 | 2596 | 912.3762 | 0 | 25.4296 | 0 | 0 | 0 | 0 | 937.8058 | 2596 | 960.396 | 418.7689 | 27.4914 | 0 | 0 | 0 | 0 | 1406.6564 | 2596 | 960.396 | 418.7689 | 27.4914 | 0 | 0 | 0 | 0 | 1406.6564 | 2596 | 960.396 | 418.7689 | 27.4914 | 0 | 0 | 0 | 0 | 1406.6564 | 2596 | 976.4026 | 837.5378 | 34.3643 | 0 | 0 | 0 | 0 | 0 | 0 | 1848.3047 | 2596 | 976.4026 | 837.5378 | 34.3643 | 17 | 0 | 0 | 0 | 0 | 0 | 1865.3047 | 2596 | 818.5126 | 837.5378 | 34.3643 | 0 | 0 | 0 | 0 | 0 | 0 | 1690.4147
2599 | 54.0918 | 59.0626 | 55.8368 | 33.2109 | 33.2109 | 33.2109 | 22.3899 | 20.9838 | 22.3899 | 2599 | 1160.4374 | 1160.4374 | 1160.4374 | 1361.2823 | 1361.2823 | 1361.2823 | 1539.8111 | 1539.8111 | 1539.8111 | 2597 | 667.8218 | 0 | 122.0619 | 0 | 0 | 0 | 0 | 789.8836 |  | 2597 | 667.8218 | 0 | 122.0619 | 0 | 0 | 0 | 0 | 789.8836 | 2597 | 667.8218 | 0 | 122.0619 | 0 | 0 | 0 | 0 | 789.8836 | 2597 | 702.9703 | 341.0696 | 131.9588 | 0 | 0 | 0 | 0 | 1175.9987 | 2597 | 702.9703 | 341.0696 | 131.9588 | 0 | 0 | 0 | 0 | 1175.9987 | 2597 | 702.9703 | 341.0696 | 131.9588 | 0 | 0 | 0 | 0 | 1175.9987 | 2597 | 714.6865 | 682.1393 | 164.9485 | 0 | 0 | 0 | 0 | 0 | 0 | 1561.7742 | 2597 | 714.6865 | 682.1393 | 164.9485 | 17 | 0 | 0 | 0 | 0 | 0 | 1578.7742 | 2597 | 714.6865 | 682.1393 | 164.9485 | 0 | 0 | 0 | 0 | 0 | 0 | 1561.7742
2600 | 29.4202 | 37.4235 | 34.6553 | 22.8974 | 22.8974 | 22.8974 | 17.8837 | 14.4573 | 14.4573 | 2600 | 1338.2537 | 1540.629 | 1338.2537 | 1807.2764 | 1807.2764 | 1807.2764 | 1519.1821 | 1519.1821 | 1519.1821 | 2598 | 395.0495 | 0 | 381.4433 | 0 | 0 | 0 | 0 | 776.4928 |  | 2598 | 395.0495 | 0 | 381.4433 | 0 | 0 | 0 | 0 | 776.4928 | 2598 | 395.0495 | 0 | 381.4433 | 0 | 0 | 0 | 0 | 776.4928 | 2598 | 415.8416 | 305.7518 | 412.3711 | 0 | 0 | 0 | 0 | 1133.9645 | 2598 | 415.8416 | 305.7518 | 412.3711 | 0 | 0 | 0 | 0 | 1133.9645 | 2598 | 415.8416 | 305.7518 | 412.3711 | 0 | 0 | 0 | 0 | 1133.9645 | 2598 | 422.7723 | 611.5035 | 515.4639 | 0 | 0 | 0 | 0 | 0 | 0 | 1549.7397 | 2598 | 422.7723 | 611.5035 | 515.4639 | 17 | 0 | 0 | 0 | 0 | 0 | 1566.7397 | 2598 | 422.7723 | 611.5035 | 515.4639 | 0 | 0 | 0 | 0 | 0 | 0 | 1549.7397
2601 | 22.3899 | 22.3899 | 22.3899 | 17.8837 | 18.6145 | 18.6145 | 0.01 | 0.01 | 0.01 | 2601 | 1519.5302 | 1519.5302 | 1519.5302 | 1782.5258 | 1782.5258 | 1782.5258 | 2016.2997 | 1491.1855 | 2016.2997 | 2599 | 357.4257 | 0 | 701.8557 | 0 | 0 | 0 | 0 | 1059.2814 |  | 2599 | 357.4257 | 0 | 701.8557 | 0 | 0 | 0 | 0 | 1059.2814 | 2599 | 357.4257 | 0 | 701.8557 | 0 | 0 | 0 | 0 | 1059.2814 | 2599 | 376.2376 | 322.9062 | 758.7629 | 0 | 0 | 0 | 0 | 1457.9067 | 2599 | 376.2376 | 322.9062 | 758.7629 | 0 | 0 | 0 | 0 | 1457.9067 | 2599 | 376.2376 | 322.9062 | 758.7629 | 0 | 0 | 0 | 0 | 1457.9067 | 2599 | 382.5083 | 645.8123 | 948.4536 | 0 | 0 | 0 | 0 | 0 | 0 | 1976.7742 | 2599 | 382.5083 | 645.8123 | 948.4536 | 17 | 0 | 0 | 0 | 0 | 0 | 1993.7742 | 2599 | 382.5083 | 645.8123 | 948.4536 | 0 | 0 | 0 | 0 | 0 | 0 | 1976.7742
2602 | 20.9838 | 20.9838 | 20.9838 | 14.223 | 14.9898 | 13.6917 | 0.01 | 0.01 | 0.01 | 2602 | 1496.2104 | 1496.2104 | 1496.2104 | 1755.1699 | 1755.1699 | 1755.1699 | 1985.3561 | 1985.3561 | 1985.3561 | 2600 | 460.8911 | 0 | 961.2371 | 0 | 0 | 0 | 0 | 1422.1282 |  | 2600 | 460.8911 | 0 | 961.2371 | 0 | 0 | 0 | 0 | 1422.1282 | 2600 | 460.8911 | 0 | 961.2371 | 0 | 0 | 0 | 0 | 1422.1282 | 2600 | 485.1485 | 372.3512 | 1039.1753 | 0 | 0 | 0 | 0 | 1896.6749 | 2600 | 485.1485 | 372.3512 | 1039.1753 | 0 | 0 | 0 | 0 | 1896.6749 | 2600 | 485.1485 | 372.3512 | 1039.1753 | 0 | 0 | 0 | 0 | 1896.6749 | 2600 | 493.2343 | 744.7023 | 1298.9691 | 0 | 0 | 0 | 0 | 0 | 0 | 2536.9057 | 2600 | 493.2343 | 744.7023 | 1298.9691 | 17 | 0 | 0 | 0 | 0 | 0 | 2553.9057 | 2600 | 493.2343 | 744.7023 | 1298.9691 | 0 | 0 | 0 | 0 | 0 | 0 | 2536.9057
2603 | 20.9838 | 20.9838 | 20.9838 | 14.223 | 14.9898 | 13.6917 | 0.01 | 0.01 | 0.01 | 2603 | 1513.9778 | 1513.9778 | 1513.9778 | 1776.0125 | 1776.0125 | 1776.0125 | 2008.9321 | 2008.9321 | 2008.9321 | 2601 | 714.8515 | 0 | 1103.6426 | 0 | 0 | 0 | 0 | 1818.4941 |  | 2601 | 714.8515 | 0 | 1103.6426 | 0 | 0 | 0 | 0 | 1818.4941 | 2601 | 714.8515 | 0 | 1103.6426 | 0 | 0 | 0 | 0 | 1818.4941 | 2601 | 752.4752 | 448.0323 | 1193.1271 | 0 | 0 | 0 | 0 | 2393.6347 | 2601 | 752.4752 | 448.0323 | 1193.1271 | 0 | 0 | 0 | 0 | 2393.6347 | 2601 | 752.4752 | 448.0323 | 1193.1271 | 0 | 0 | 0 | 0 | 2393.6347 | 2601 | 765.0165 | 896.0646 | 1491.4089 | 0 | 0 | 0 | 0 | 0 | 0 | 3152.49 | 2601 | 593.6882 | 896.0646 | 1491.4089 | 17 | 0 | 0 | 0 | 0 | 0 | 2998.1617 | 2601 | 195.069 | 896.0646 | 1491.4089 | 0 | 0 | 0 | 0 | 0 | 0 | 2582.5425
2604 | 20.9838 | 20.9838 | 20.9838 | 14.223 | 14.9898 | 14.7951 | 0.01 | 0.01 | 0.01 | 2604 | 1491.7685 | 1491.7685 | 1491.7685 | 1749.9592 | 1749.9592 | 1749.9592 | 1979.4621 | 1979.4621 | 1979.4621 | 2602 | 912.3762 | 0 | 1164.6735 | 0 | 0 | 0 | 0 | 2077.0498 |  | 2602 | 912.3762 | 0 | 1164.6735 | 0 | 0 | 0 | 0 | 2077.0498 | 2602 | 912.3762 | 0 | 1164.6735 | 0 | 0 | 0 | 0 | 2077.0498 | 2602 | 960.396 | 522.7043 | 1259.1065 | 0 | 0 | 0 | 0 | 2742.2069 | 2602 | 960.396 | 522.7043 | 1259.1065 | 0 | 0 | 0 | 0 | 2742.2069 | 2602 | 960.396 | 522.7043 | 1259.1065 | 0 | 0 | 0 | 0 | 2742.2069 | 2602 | 0 | 1045.4087 | 1573.8832 | 0 | 0 | 0 | 0 | 0 | 0 | 2619.2918 | 2602 | 976.4026 | 1045.4087 | 1573.8832 | 17 | 0 | 0 | 0 | 0 | 0 | 3612.6945 | 2602 | 976.4026 | 1045.4087 | 1573.8832 | 0 | 0 | 0 | 0 | 0 | 0 | 3595.6945
2605 | 22.3877 | 22.3877 | 22.3877 | 17.8837 | 18.6145 | 18.6145 | 0.01 | 0.01 | 0.01 | 2605 | 1478.4429 | 1478.4429 | 1478.4429 | 1734.3273 | 1734.3273 | 1734.3273 | 1961.78 | 1961.78 | 1961.78 | 2603 | 1044.0594 | 0 | 1174.8454 | 0 | 0 | 0 | 0 | 2218.9048 |  | 2603 | 1044.0594 | 0 | 1174.8454 | 0 | 0 | 0 | 0 | 2218.9048 | 2603 | 1044.0594 | 0 | 1174.8454 | 0 | 0 | 0 | 0 | 2218.9048 | 2603 | 1099.0099 | 541.8769 | 1270.1031 | 0 | 0 | 0 | 0 | 2910.9899 | 2603 | 1099.0099 | 541.8769 | 1270.1031 | 0 | 0 | 0 | 0 | 2910.9899 | 2603 | 1099.0099 | 541.8769 | 1270.1031 | 0 | 0 | 0 | 0 | 2910.9899 | 2603 | 1117.3267 | 1083.7538 | 1587.6289 | 0 | 0 | 0 | 0 | 0 | 0 | 3788.7094 | 2603 | 0 | 1083.7538 | 1587.6289 | 17 | 0 | 0 | 0 | 0 | 0 | 2688.3827 | 2603 | 115.5389 | 1083.7538 | 1587.6289 | 0 | 0 | 0 | 0 | 0 | 0 | 2786.9216
2606 | 29.4202 | 37.2451 | 34.6322 | 22.3899 | 22.3899 | 22.3899 | 0.01 | 0.01 | 0.01 | 2606 | 1464.0069 | 1464.0069 | 1464.0069 | 1717.3927 | 1717.3927 | 1717.3927 | 1417.5103 | 1417.5103 | 1417.5103 | 2604 | 1147.5248 | 0 | 1149.4158 | 0 | 0 | 0 | 0 | 2296.9406 |  | 2604 | 1147.5248 | 0 | 1149.4158 | 0 | 0 | 0 | 0 | 2296.9406 | 2604 | 1147.5248 | 0 | 1149.4158 | 0 | 0 | 0 | 0 | 2296.9406 | 2604 | 1207.9208 | 510.5954 | 1242.6117 | 0 | 0 | 0 | 0 | 2961.1278 | 2604 | 1207.9208 | 510.5954 | 1242.6117 | 0 | 0 | 0 | 0 | 2961.1278 | 2604 | 1207.9208 | 510.5954 | 1242.6117 | 0 | 0 | 0 | 0 | 2961.1278 | 2604 | 0 | 1021.1907 | 1553.2646 | 0 | 0 | 0 | 0 | 0 | 0 | 2574.4553 | 2604 | 881.3468 | 1021.1907 | 1553.2646 | 17 | 0 | 0 | 0 | 0 | 0 | 3472.8021 | 2604 | 0 | 1021.1907 | 1553.2646 | 0 | 0 | 0 | 0 | 0 | 0 | 2574.4553
2607 | 41.5117 | 41.5117 | 41.5117 | 30.85 | 30.85 | 30.85 | 22.3899 | 22.3899 | 22.3899 | 2607 | 1070.4896 | 1070.4896 | 1070.4896 | 1255.7666 | 1255.7666 | 1255.7666 | 1420.4573 | 1420.4573 | 1420.4573 | 2605 | 1100.495 | 0 | 1068.0412 | 0 | 0 | 0 | 0 | 2168.5363 |  | 2605 | 1100.495 | 0 | 1068.0412 | 0 | 0 | 0 | 0 | 2168.5363 | 2605 | 1100.495 | 0 | 1068.0412 | 0 | 0 | 0 | 0 | 2168.5363 | 2605 | 1158.4158 | 486.3774 | 1154.6392 | 0 | 0 | 0 | 0 | 2799.4324 | 2605 | 1158.4158 | 486.3774 | 1154.6392 | 0 | 0 | 0 | 0 | 2799.4324 | 2605 | 1158.4158 | 486.3774 | 1154.6392 | 0 | 0 | 0 | 0 | 2799.4324 | 2605 | 0 | 972.7548 | 1443.299 | 0 | 0 | 0 | 0 | 0 | 0 | 2416.0538 | 2605 | 1177.7228 | 972.7548 | 1443.299 | 17 | 0 | 0 | 0 | 0 | 0 | 3610.7765 | 2605 | 311.8475 | 972.7548 | 1443.299 | 0 | 0 | 0 | 0 | 0 | 0 | 2727.9013
2608 | 57.7998 | 57.621 | 57.7998 | 36.4141 | 36.4141 | 36.4141 | 29.4202 | 29.4202 | 29.4202 | 2608 | 1087.1466 | 1087.1466 | 1087.1466 | 1275.3066 | 1275.3066 | 1275.3066 | 1442.5599 | 1442.5599 | 1442.5599 | 2606 | 987.6238 | 0 | 874.7766 | 0 | 0 | 0 | 0 | 1862.4004 |  | 2606 | 987.6238 | 0 | 874.7766 | 0 | 0 | 0 | 0 | 1862.4004 | 2606 | 987.6238 | 0 | 874.7766 | 0 | 0 | 0 | 0 | 1862.4004 | 2606 | 1039.604 | 495.4591 | 945.7045 | 0 | 0 | 0 | 0 | 2480.7676 | 2606 | 1039.604 | 495.4591 | 945.7045 | 0 | 0 | 0 | 0 | 2480.7676 | 2606 | 1039.604 | 495.4591 | 945.7045 | 0 | 0 | 0 | 0 | 2480.7676 | 2606 | 1056.9307 | 990.9183 | 1182.1306 | 0 | 0 | 0 | 0 | 0 | 0 | 3229.9795 | 2606 | 1056.9307 | 990.9183 | 1182.1306 | 17 | 0 | 0 | 0 | 0 | 0 | 3246.9795 | 2606 | 1056.9307 | 990.9183 | 1182.1306 | 0 | 0 | 0 | 0 | 0 | 0 | 3229.9795
2609 | 74.1528 | 68.3605 | 71.5939 | 45.4905 | 45.4786 | 45.4786 | 32.3567 | 31.8932 | 32.3567 | 2609 | 1080.4838 | 1080.4838 | 1080.4838 | 1267.4906 | 1267.4906 | 1267.4906 | 1433.7189 | 1433.7189 | 1433.7189 | 2607 | 1053.4653 | 0 | 600.1375 | 0 | 0 | 0 | 0 | 1653.6028 |  | 2607 | 1053.4653 | 0 | 600.1375 | 0 | 0 | 0 | 0 | 1653.6028 | 2607 | 1053.4653 | 0 | 600.1375 | 0 | 0 | 0 | 0 | 1653.6028 | 2607 | 1108.9109 | 536.8315 | 648.7973 | 0 | 0 | 0 | 0 | 2294.5396 | 2607 | 1108.9109 | 536.8315 | 648.7973 | 0 | 0 | 0 | 0 | 2294.5396 | 2607 | 1108.9109 | 536.8315 | 648.7973 | 0 | 0 | 0 | 0 | 2294.5396 | 2607 | 1127.3927 | 1073.663 | 810.9966 | 0 | 0 | 0 | 0 | 0 | 0 | 3012.0523 | 2607 | 1127.3927 | 1073.663 | 810.9966 | 17 | 0 | 0 | 0 | 0 | 0 | 3029.0523 | 2607 | 1127.3927 | 1073.663 | 810.9966 | 0 | 0 | 0 | 0 | 0 | 0 | 3012.0523
2610 | 74.1528 | 68.3605 | 71.5939 | 48.6778 | 48.6659 | 48.6659 | 32.3541 | 31.8932 | 32.3541 | 2610 | 1067.1582 | 1067.1582 | 1067.1582 | 1251.8586 | 1251.8586 | 1251.8586 | 1416.0368 | 1416.0368 | 1416.0368 | 2608 | 902.9703 | 0 | 279.7251 | 0 | 0 | 0 | 0 | 1182.6954 |  | 2608 | 902.9703 | 0 | 279.7251 | 0 | 0 | 0 | 0 | 1182.6954 | 2608 | 902.9703 | 0 | 279.7251 | 0 | 0 | 0 | 0 | 1182.6954 | 2608 | 950.495 | 576.1857 | 302.4055 | 0 | 0 | 0 | 0 | 1829.0862 | 2608 | 950.495 | 576.1857 | 302.4055 | 0 | 0 | 0 | 0 | 1829.0862 | 2608 | 950.495 | 576.1857 | 302.4055 | 0 | 0 | 0 | 0 | 1829.0862 | 2608 | 966.3366 | 1152.3713 | 378.0069 | 0 | 0 | 0 | 0 | 0 | 0 | 2496.7148 | 2608 | 966.3366 | 1152.3713 | 378.0069 | 17 | 0 | 0 | 0 | 0 | 0 | 2513.7148 | 2608 | 966.3366 | 1152.3713 | 378.0069 | 0 | 0 | 0 | 0 | 0 | 0 | 2496.7148
2611 | 74.1528 | 68.3605 | 71.5939 | 48.0759 | 48.0639 | 48.0639 | 30.7481 | 30.7481 | 30.7481 | 2611 | 1096.0303 | 1096.0303 | 1096.0303 | 1285.7279 | 1285.7279 | 1285.7279 | 1454.3479 | 1454.3479 | 1454.3479 | 2609 | 818.3168 | 0 | 66.1168 | 0 | 0 | 0 | 150 | 1034.4337 |  | 2609 | 818.3168 | 0 | 66.1168 | 0 | 0 | 0 | 0 | 884.4337 | 2609 | 818.3168 | 0 | 66.1168 | 0 | 0 | 0 | 0 | 884.4337 | 2609 | 861.3861 | 618.5671 | 71.4777 | 0 | 0 | 0 | 0 | 1551.4309 | 2609 | 861.3861 | 618.5671 | 71.4777 | 0 | 0 | 0 | 0 | 1551.4309 | 2609 | 861.3861 | 618.5671 | 71.4777 | 0 | 0 | 0 | 0 | 1551.4309 | 2609 | 875.7426 | 1237.1342 | 89.3471 | 0 | 0 | 0 | 0 | 0 | 0 | 2202.2239 | 2609 | 875.7426 | 1237.1342 | 89.3471 | 17 | 0 | 0 | 0 | 0 | 0 | 2219.2239 | 2609 | 875.7426 | 1237.1342 | 89.3471 | 0 | 0 | 0 | 0 | 0 | 0 | 2202.2239
2612 | 68.8126 | 68.3605 | 68.6829 | 36.1774 | 36.1248 | 36.2148 | 26.7419 | 26.7419 | 26.7419 | 2612 | 1037.1756 | 1037.1756 | 1037.1756 | 1216.6868 | 1216.6868 | 1216.6868 | 1376.2522 | 1376.2522 | 1376.2522 | 2610 | 912.3762 | 0 | 10.1718 | 0 | 0 | 0 | 128.6101 | 1051.1582 |  | 2610 | 912.3762 | 0 | 10.1718 | 0 | 0 | 0 | 0 | 922.5481 | 2610 | 912.3762 | 0 | 10.1718 | 0 | 0 | 0 | 0 | 922.5481 | 2610 | 960.396 | 654.894 | 10.9966 | 0 | 0 | 0 | 0 | 1626.2866 | 2610 | 960.396 | 654.894 | 10.9966 | 0 | 0 | 0 | 0 | 1626.2866 | 2610 | 960.396 | 654.894 | 10.9966 | 0 | 0 | 0 | 0 | 1626.2866 | 2610 | 976.4026 | 1309.7881 | 13.7457 | 0 | 0 | 0 | 0 | 0 | 0 | 2299.9364 | 2610 | 976.4026 | 1309.7881 | 13.7457 | 17 | 0 | 0 | 0 | 0 | 0 | 2316.9364 | 2610 | 976.4026 | 1309.7881 | 13.7457 | 0 | 0 | 0 | 0 | 0 | 0 | 2299.9364
2613 | 60.0611 | 59.4818 | 59.8041 | 33.2109 | 33.2109 | 33.2109 | 22.833 | 22.833 | 22.833 | 2613 | 939.4545 | 939.4545 | 939.4545 | 1102.0525 | 1102.0525 | 1102.0525 | 1246.5839 | 1246.5839 | 1246.5839 | 2611 | 865.3465 | 0 | 0 | 0 | 0 | 0 | 150 | 1015.3465 |  | 2611 | 865.3465 | 0 | 0 | 0 | 0 | 0 | 0 | 865.3465 | 2611 | 865.3465 | 0 | 0 | 0 | 0 | 0 | 0 | 865.3465 | 2611 | 910.8911 | 638.7487 | 0 | 0 | 0 | 0 | 0 | 1549.6398 | 2611 | 910.8911 | 638.7487 | 0 | 0 | 0 | 0 | 0 | 1549.6398 | 2611 | 910.8911 | 638.7487 | 0 | 0 | 0 | 0 | 0 | 1549.6398 | 2611 | 926.0726 | 1277.4975 | 0 | 0 | 0 | 0 | 0 | 0 | 0 | 2203.5701 | 2611 | 926.0726 | 1277.4975 | 0 | 17 | 0 | 0 | 0 | 0 | 0 | 2220.5701 | 2611 | 926.0726 | 1277.4975 | 0 | 0 | 0 | 0 | 0 | 0 | 0 | 2203.5701
2614 | 74.1528 | 68.3605 | 71.5939 | 33.2109 | 33.2109 | 33.2109 | 22.833 | 22.833 | 22.833 | 2614 | 885.0417 | 885.0417 | 885.0417 | 1038.222 | 1038.222 | 1038.222 | 1174.3823 | 1174.3823 | 1174.3823 | 2612 | 959.4059 | 0 | 0 | 0 | 0 | 0 | 0 | 959.4059 |  | 2612 | 959.4059 | 0 | 0 | 0 | 0 | 0 | 0 | 959.4059 | 2612 | 959.4059 | 0 | 0 | 0 | 0 | 0 | 0 | 959.4059 | 2612 | 1009.901 | 576.1857 | 0 | 0 | 0 | 0 | 0 | 1586.0867 | 2612 | 1009.901 | 576.1857 | 0 | 0 | 0 | 0 | 0 | 1586.0867 | 2612 | 1009.901 | 576.1857 | 0 | 0 | 0 | 0 | 0 | 1586.0867 | 2612 | 1026.7327 | 1152.3713 | 0 | 0 | 0 | 0 | 0 | 0 | 0 | 2179.104 | 2612 | 1026.7327 | 1152.3713 | 0 | 17 | 0 | 0 | 0 | 0 | 0 | 2196.104 | 2612 | 1026.7327 | 1152.3713 | 0 | 0 | 0 | 0 | 0 | 0 | 0 | 2179.104
2615 | 74.1528 | 68.3605 | 71.5939 | 36.2554 | 36.2554 | 36.2554 | 18.6145 | 18.6145 | 18.6145 | 2615 | 860.6114 | 860.6114 | 860.6114 | 1009.5634 | 1009.5634 | 1009.5634 | 1141.9652 | 1141.9652 | 1141.9652 | 2613 | 893.5644 | 0 | 0 | 0 | 0 | 0 | 0 | 893.5644 |  | 2613 | 893.5644 | 0 | 0 | 0 | 0 | 0 | 0 | 893.5644 | 2613 | 893.5644 | 0 | 0 | 0 | 0 | 0 | 0 | 893.5644 | 2613 | 940.5941 | 514.6317 | 0 | 0 | 0 | 0 | 0 | 1455.2257 | 2613 | 940.5941 | 514.6317 | 0 | 0 | 0 | 0 | 0 | 1455.2257 | 2613 | 940.5941 | 514.6317 | 0 | 0 | 0 | 0 | 0 | 1455.2257 | 2613 | 956.2706 | 1029.2634 | 0 | 0 | 0 | 0 | 0 | 0 | 0 | 1985.534 | 2613 | 956.2706 | 1029.2634 | 0 | 17 | 0 | 0 | 0 | 0 | 0 | 2002.534 | 2613 | 956.2706 | 1029.2634 | 0 | 0 | 0 | 0 | 0 | 0 | 0 | 1985.534
2616 | 74.1528 | 68.3605 | 71.5939 | 43.528 | 43.528 | 43.528 | 25.4934 | 25.4934 | 25.4934 | 2616 | 846.1754 | 846.1754 | 846.1754 | 992.6288 | 992.6288 | 992.6288 | 1122.8096 | 1122.8096 | 1122.8096 | 2614 | 808.9109 | 0 | 0 | 0 | 0 | 0 | 0 | 808.9109 |  | 2614 | 808.9109 | 0 | 0 | 0 | 0 | 0 | 0 | 808.9109 | 2614 | 808.9109 | 0 | 0 | 0 | 0 | 0 | 0 | 808.9109 | 2614 | 851.4851 | 461.1504 | 0 | 0 | 0 | 0 | 0 | 1312.6355 | 2614 | 851.4851 | 461.1504 | 0 | 0 | 0 | 0 | 0 | 1312.6355 | 2614 | 851.4851 | 461.1504 | 0 | 0 | 0 | 0 | 0 | 1312.6355 | 2614 | 865.6766 | 922.3007 | 0 | 0 | 0 | 0 | 0 | 0 | 0 | 1787.9773 | 2614 | 865.6766 | 922.3007 | 0 | 17 | 0 | 0 | 0 | 0 | 0 | 1804.9773 | 2614 | 865.6766 | 922.3007 | 0 | 0 | 0 | 0 | 0 | 0 | 0 | 1787.9773
2617 | 74.1528 | 68.3605 | 71.5939 | 44.7085 | 44.7009 | 44.7009 | 29.4762 | 29.4762 | 29.4762 | 2617 | 839.5126 | 839.5126 | 839.5126 | 984.8128 | 984.8128 | 984.8128 | 1113.9686 | 1113.9686 | 1113.9686 | 2615 | 724.2574 | 0 | 0 | 0 | 0 | 0 | 0 | 724.2574 |  | 2615 | 724.2574 | 0 | 0 | 0 | 0 | 0 | 0 | 724.2574 | 2615 | 724.2574 | 0 | 0 | 0 | 0 | 0 | 0 | 724.2574 | 2615 | 762.3762 | 414.7326 | 0 | 0 | 0 | 0 | 0 | 1177.1088 | 2615 | 762.3762 | 414.7326 | 0 | 0 | 0 | 0 | 0 | 1177.1088 | 2615 | 762.3762 | 414.7326 | 0 | 0 | 0 | 0 | 0 | 1177.1088 | 2615 | 775.0825 | 829.4652 | 0 | 0 | 0 | 0 | 0 | 0 | 0 | 1604.5477 | 2615 | 775.0825 | 829.4652 | 0 | 17 | 0 | 0 | 0 | 0 | 0 | 1621.5477 | 2615 | 775.0825 | 829.4652 | 0 | 0 | 0 | 0 | 0 | 0 | 0 | 1604.5477
2618 | 74.1528 | 68.3605 | 71.5939 | 74.2836 | 55.4699 | 58.0343 | 32.3567 | 31.8932 | 32.3567 | 2618 | 832.8498 | 832.8498 | 832.8498 | 976.9969 | 976.9969 | 976.9969 | 1105.1276 | 1105.1276 | 1105.1276 | 2616 | 780.6931 | 0 | 0 | 0 | 0 | 0 | 0 | 780.6931 |  | 2616 | 780.6931 | 0 | 0 | 0 | 0 | 0 | 0 | 780.6931 | 2616 | 780.6931 | 0 | 0 | 0 | 0 | 0 | 0 | 780.6931 | 2616 | 821.7822 | 372.3512 | 0 | 0 | 0 | 0 | 0 | 1194.1333 | 2616 | 821.7822 | 372.3512 | 0 | 0 | 0 | 0 | 0 | 1194.1333 | 2616 | 821.7822 | 372.3512 | 0 | 0 | 0 | 0 | 0 | 1194.1333 | 2616 | 835.4785 | 744.7023 | 0 | 0 | 0 | 0 | 0 | 0 | 0 | 1580.1809 | 2616 | 835.4785 | 744.7023 | 0 | 17 | 0 | 0 | 0 | 0 | 0 | 1597.1809 | 2616 | 835.4785 | 744.7023 | 0 | 0 | 0 | 0 | 0 | 0 | 0 | 1580.1809
2619 | 74.1528 | 68.3605 | 71.5939 | 74.2836 | 55.4699 | 58.0343 | 32.3567 | 31.8932 | 32.3567 | 2619 | 856.1696 | 856.1696 | 856.1696 | 1004.3528 | 1004.3528 | 1004.3528 | 1136.0712 | 1136.0712 | 1136.0712 | 2617 | 752.4752 | 0 | 0 | 0 | 0 | 0 | 14.3034 | 766.7787 |  | 2617 | 752.4752 | 0 | 0 | 0 | 0 | 0 | 0 | 752.4752 | 2617 | 752.4752 | 0 | 0 | 0 | 0 | 0 | 0 | 752.4752 | 2617 | 792.0792 | 337.0333 | 0 | 0 | 0 | 0 | 0 | 1129.1125 | 2617 | 792.0792 | 337.0333 | 0 | 0 | 0 | 0 | 0 | 1129.1125 | 2617 | 792.0792 | 337.0333 | 0 | 0 | 0 | 0 | 0 | 1129.1125 | 2617 | 805.2805 | 674.0666 | 0 | 0 | 0 | 0 | 0 | 0 | 0 | 1479.3471 | 2617 | 805.2805 | 674.0666 | 0 | 17 | 0 | 0 | 0 | 0 | 0 | 1496.3471 | 2617 | 805.2805 | 674.0666 | 0 | 0 | 0 | 0 | 0 | 0 | 0 | 1479.3471
2620 | 74.1528 | 68.3605 | 71.5939 | 74.2836 | 55.4699 | 58.0343 | 32.3567 | 31.8932 | 32.3567 | 2620 | 938.3441 | 938.3441 | 938.3441 | 1100.7498 | 1100.7498 | 1100.7498 | 1245.1104 | 1245.1104 | 1245.1104 | 2618 | 686.6337 | 0 | 0 | 0 | 0 | 0 | 0 | 686.6337 |  | 2618 | 686.6337 | 0 | 0 | 0 | 0 | 0 | 0 | 686.6337 | 2618 | 686.6337 | 0 | 0 | 0 | 0 | 0 | 0 | 686.6337 | 2618 | 722.7723 | 313.8244 | 0 | 0 | 0 | 0 | 0 | 1036.5967 | 2618 | 722.7723 | 313.8244 | 0 | 0 | 0 | 0 | 0 | 1036.5967 | 2618 | 722.7723 | 313.8244 | 0 | 0 | 0 | 0 | 0 | 1036.5967 | 2618 | 734.8185 | 627.6488 | 0 | 0 | 0 | 0 | 0 | 0 | 0 | 1362.4673 | 2618 | 734.8185 | 627.6488 | 0 | 17 | 0 | 0 | 0 | 0 | 0 | 1379.4673 | 2618 | 734.8185 | 627.6488 | 0 | 0 | 0 | 0 | 0 | 0 | 0 | 1362.4673
2621 | 74.1528 | 68.3605 | 71.5939 | 74.2836 | 55.4699 | 67.9604 | 32.3567 | 31.8932 | 32.3567 | 2621 | 1054.9431 | 1054.9431 | 1054.9431 | 1237.5294 | 1237.5294 | 1237.5294 | 1399.8283 | 1399.8283 | 1399.8283 | 2619 | 611.3861 | 0 | 0 | 0 | 0 | 0 | 0 | 611.3861 |  | 2619 | 611.3861 | 0 | 0 | 0 | 0 | 0 | 0 | 611.3861 | 2619 | 611.3861 | 0 | 0 | 0 | 0 | 0 | 0 | 611.3861 | 2619 | 643.5644 | 297.6791 | 0 | 0 | 0 | 0 | 0 | 941.2435 | 2619 | 643.5644 | 297.6791 | 0 | 0 | 0 | 0 | 0 | 941.2435 | 2619 | 643.5644 | 297.6791 | 0 | 0 | 0 | 0 | 0 | 941.2435 | 2619 | 654.2904 | 595.3582 | 0 | 0 | 0 | 0 | 0 | 0 | 0 | 1249.6487 | 2619 | 654.2904 | 595.3582 | 0 | 17 | 0 | 0 | 0 | 0 | 0 | 1266.6487 | 2619 | 654.2904 | 595.3582 | 0 | 0 | 0 | 0 | 0 | 0 | 0 | 1249.6487
2622 | 74.1528 | 68.3605 | 71.5939 | 74.2836 | 55.4699 | 67.9604 | 32.3567 | 31.8932 | 32.3567 | 2622 | 1121.571 | 1121.571 | 1121.571 | 1315.6891 | 1315.6891 | 1315.6891 | 1488.2385 | 1488.2385 | 1488.2385 | 2620 | 583.1683 | 0 | 25.4296 | 0 | 0 | 0 | 0 | 608.5979 |  | 2620 | 583.1683 | 0 | 25.4296 | 0 | 0 | 0 | 0 | 608.5979 | 2620 | 583.1683 | 0 | 25.4296 | 0 | 0 | 0 | 0 | 608.5979 | 2620 | 613.8614 | 281.5338 | 27.4914 | 0 | 0 | 0 | 0 | 922.8866 | 2620 | 613.8614 | 281.5338 | 27.4914 | 0 | 0 | 0 | 0 | 922.8866 | 2620 | 613.8614 | 281.5338 | 27.4914 | 0 | 0 | 0 | 0 | 922.8866 | 2620 | 624.0924 | 563.0676 | 34.3643 | 0 | 0 | 0 | 0 | 0 | 0 | 1221.5243 | 2620 | 624.0924 | 563.0676 | 34.3643 | 17 | 0 | 0 | 0 | 0 | 0 | 1238.5243 | 2620 | 624.0924 | 563.0676 | 34.3643 | 0 | 0 | 0 | 0 | 0 | 0 | 1221.5243
2623 | 74.1528 | 68.3605 | 71.5939 | 74.2836 | 55.4699 | 58.0343 | 32.3567 | 31.8932 | 32.3567 | 2623 | 1113.7978 | 1113.7978 | 1113.7978 | 1306.5705 | 1306.5705 | 1306.5705 | 1477.924 | 1477.924 | 1477.924 | 2621 | 404.4554 | 0 | 122.0619 | 0 | 0 | 0 | 0 | 526.5173 |  | 2621 | 404.4554 | 0 | 122.0619 | 0 | 0 | 0 | 0 | 526.5173 | 2621 | 404.4554 | 0 | 122.0619 | 0 | 0 | 0 | 0 | 526.5173 | 2621 | 425.7426 | 235.116 | 131.9588 | 0 | 0 | 0 | 0 | 792.8174 | 2621 | 425.7426 | 235.116 | 131.9588 | 0 | 0 | 0 | 0 | 792.8174 | 2621 | 425.7426 | 235.116 | 131.9588 | 0 | 0 | 0 | 0 | 792.8174 | 2621 | 432.8383 | 470.2321 | 164.9485 | 0 | 0 | 0 | 0 | 0 | 0 | 1068.0188 | 2621 | 432.8383 | 470.2321 | 164.9485 | 17 | 0 | 0 | 0 | 0 | 0 | 1085.0188 | 2621 | 432.8383 | 470.2321 | 164.9485 | 0 | 0 | 0 | 0 | 0 | 0 | 1068.0188
2624 | 29.4202 | 44.7995 | 47.4186 | 34.4815 | 34.4815 | 35.66 | 18.6145 | 18.6145 | 18.6145 | 2624 | 1083.8152 | 1083.8152 | 1083.8152 | 1271.3986 | 1271.3986 | 1271.3986 | 1438.1394 | 1438.1394 | 1438.1394 | 2622 | 216.3366 | 0 | 381.4433 | 0 | 0 | 0 | 0 | 597.7799 |  | 2622 | 216.3366 | 0 | 381.4433 | 0 | 0 | 0 | 0 | 597.7799 | 2622 | 216.3366 | 0 | 381.4433 | 0 | 0 | 0 | 0 | 597.7799 | 2622 | 227.7228 | 199.7982 | 412.3711 | 0 | 0 | 0 | 0 | 839.8921 | 2622 | 227.7228 | 199.7982 | 412.3711 | 0 | 0 | 0 | 0 | 839.8921 | 2622 | 227.7228 | 199.7982 | 412.3711 | 0 | 0 | 0 | 0 | 839.8921 | 2622 | 231.5182 | 399.5964 | 515.4639 | 0 | 0 | 0 | 0 | 0 | 0 | 1146.5784 | 2622 | 231.5182 | 399.5964 | 515.4639 | 17 | 0 | 0 | 0 | 0 | 0 | 1163.5784 | 2622 | 231.5182 | 399.5964 | 515.4639 | 0 | 0 | 0 | 0 | 0 | 0 | 1146.5784
2625 | 29.4202 | 41.5486 | 34.6553 | 34.4815 | 30.864 | 31.0073 | 3.3664 | 4.2819 | 3.3664 | 2625 | 1459.565 | 1063.8268 | 1173.0613 | 1247.9506 | 1247.9506 | 1247.9506 | 1411.6163 | 1411.6163 | 1411.6163 | 2623 | 263.3663 | 0 | 686.5979 | 0 | 0 | 0 | 147.8335 | 1097.7978 |  | 2623 | 263.3663 | 0 | 686.5979 | 0 | 0 | 0 | 0 | 949.9643 | 2623 | 263.3663 | 0 | 686.5979 | 0 | 0 | 0 | 0 | 949.9643 | 2623 | 277.2277 | 209.889 | 742.268 | 0 | 0 | 0 | 0 | 1229.3848 | 2623 | 277.2277 | 209.889 | 742.268 | 0 | 0 | 0 | 0 | 1229.3848 | 2623 | 277.2277 | 209.889 | 742.268 | 0 | 0 | 0 | 0 | 1229.3848 | 2623 | 281.8482 | 419.778 | 927.8351 | 0 | 0 | 0 | 0 | 0 | 0 | 1629.4612 | 2623 | 281.8482 | 419.778 | 927.8351 | 17 | 0 | 0 | 0 | 0 | 0 | 1646.4612 | 2623 | 281.8482 | 419.778 | 927.8351 | 0 | 0 | 0 | 0 | 0 | 0 | 1629.4612
2626 | 29.4202 | 41.5486 | 34.6553 | 34.4815 | 30.864 | 30.864 | 3.3664 | 4.2819 | 2.3567 | 2626 | 1024.9605 | 1024.9605 | 1255.6924 | 1202.3575 | 1202.3575 | 1202.3575 | 1360.0437 | 1360.0437 | 1360.0437 | 2624 | 385.6436 | 0 | 951.0653 | 0 | 0 | 0 | 0 | 1336.7089 |  | 2624 | 385.6436 | 0 | 951.0653 | 0 | 0 | 0 | 0 | 1336.7089 | 2624 | 385.6436 | 0 | 951.0653 | 0 | 0 | 0 | 0 | 1336.7089 | 2624 | 405.9406 | 215.9435 | 1028.1787 | 0 | 0 | 0 | 0 | 1650.0628 | 2624 | 405.9406 | 215.9435 | 1028.1787 | 0 | 0 | 0 | 0 | 1650.0628 | 2624 | 405.9406 | 215.9435 | 1028.1787 | 0 | 0 | 0 | 0 | 1650.0628 | 2624 | 412.7063 | 431.887 | 1285.2234 | 0 | 0 | 0 | 0 | 0 | 0 | 2129.8166 | 2624 | 412.7063 | 431.887 | 1285.2234 | 17 | 0 | 0 | 0 | 0 | 0 | 2146.8166 | 2624 | 412.7063 | 431.887 | 1285.2234 | 0 | 0 | 0 | 0 | 0 | 0 | 2129.8166
2627 | 29.4202 | 41.5486 | 34.6553 | 34.4815 | 30.7415 | 30.7415 | 3.3664 | 4.2819 | 2.3567 | 2627 | 1370.6966 | 1044.9489 | 1286.6985 | 1225.8054 | 1225.8054 | 1225.8054 | 1386.5667 | 1386.5667 | 1386.5667 | 2625 | 573.7624 | 0 | 1083.299 | 0 | 0 | 0 | 0 | 1657.0613 |  | 2625 | 573.7624 | 0 | 1083.299 | 0 | 0 | 0 | 0 | 1657.0613 | 2625 | 573.7624 | 0 | 1083.299 | 0 | 0 | 0 | 0 | 1657.0613 | 2625 | 603.9604 | 209.889 | 1171.134 | 0 | 0 | 0 | 0 | 1984.9834 | 2625 | 603.9604 | 209.889 | 1171.134 | 0 | 0 | 0 | 0 | 1984.9834 | 2625 | 603.9604 | 209.889 | 1171.134 | 0 | 0 | 0 | 0 | 1984.9834 | 2625 | 614.0264 | 419.778 | 1463.9175 | 0 | 0 | 0 | 0 | 0 | 0 | 2497.7219 | 2625 | 614.0264 | 419.778 | 1463.9175 | 17 | 0 | 0 | 0 | 0 | 0 | 2514.7219 | 2625 | 614.0264 | 419.778 | 1463.9175 | 0 | 0 | 0 | 0 | 0 | 0 | 2497.7219
2628 | 29.4202 | 41.5486 | 34.6553 | 34.4815 | 30.7415 | 30.7415 | 3.3664 | 4.2819 | 2.3567 | 2628 | 1440.6871 | 1044.9489 | 1200.2644 | 1225.8054 | 1225.8054 | 1225.8054 | 1386.5667 | 1386.5667 | 1386.5667 | 2626 | 620.7921 | 0 | 1118.9003 | 0 | 0 | 0 | 0 | 1739.6924 |  | 2626 | 620.7921 | 0 | 1118.9003 | 0 | 0 | 0 | 0 | 1739.6924 | 2626 | 620.7921 | 0 | 1118.9003 | 0 | 0 | 0 | 0 | 1739.6924 | 2626 | 653.4653 | 168.5166 | 1209.622 | 0 | 0 | 0 | 0 | 2031.604 | 2626 | 653.4653 | 168.5166 | 1209.622 | 0 | 0 | 0 | 0 | 2031.604 | 2626 | 653.4653 | 168.5166 | 1209.622 | 0 | 0 | 0 | 0 | 2031.604 | 2626 | 664.3564 | 337.0333 | 1512.0275 | 0 | 0 | 0 | 0 | 0 | 0 | 2513.4172 | 2626 | 664.3564 | 337.0333 | 1512.0275 | 17 | 0 | 0 | 0 | 0 | 0 | 2530.4172 | 2626 | 664.3564 | 337.0333 | 1512.0275 | 0 | 0 | 0 | 0 | 0 | 0 | 2513.4172
2629 | 29.4202 | 41.5486 | 34.6553 | 34.4815 | 30.7415 | 30.7415 | 12.4766 | 14.1331 | 14.5085 | 2629 | 1429.5824 | 1033.8442 | 1102.1001 | 1212.7788 | 1212.7788 | 1212.7788 | 1371.8317 | 1371.8317 | 1371.8317 | 2627 | 677.2277 | 0 | 1093.4708 | 0 | 0 | 0 | 0 | 1770.6985 |  | 2627 | 677.2277 | 0 | 1093.4708 | 0 | 0 | 0 | 0 | 1770.6985 | 2627 | 677.2277 | 0 | 1093.4708 | 0 | 0 | 0 | 0 | 1770.6985 | 2627 | 712.8713 | 116.0444 | 1182.1306 | 0 | 0 | 0 | 0 | 2011.0463 | 2627 | 712.8713 | 116.0444 | 1182.1306 | 0 | 0 | 0 | 0 | 2011.0463 | 2627 | 712.8713 | 116.0444 | 1182.1306 | 0 | 0 | 0 | 0 | 2011.0463 | 2627 | 724.7525 | 232.0888 | 1477.6632 | 0 | 0 | 0 | 0 | 0 | 0 | 2434.5045 | 2627 | 724.7525 | 232.0888 | 1477.6632 | 17 | 0 | 0 | 0 | 0 | 0 | 2451.5045 | 2627 | 724.7525 | 232.0888 | 1477.6632 | 0 | 0 | 0 | 0 | 0 | 0 | 2434.5045
2630 | 29.4202 | 41.5486 | 41.5117 | 34.4815 | 33.5828 | 35.66 | 21.217 | 21.217 | 21.217 | 2630 | 1027.1814 | 1027.1814 | 1027.1814 | 1204.9628 | 1204.9628 | 1204.9628 | 1362.9907 | 1362.9907 | 1362.9907 | 2628 | 818.3168 | 0 | 1012.0962 | 0 | 0 | 0 | 0 | 1830.4131 |  | 2628 | 818.3168 | 0 | 1012.0962 | 0 | 0 | 0 | 0 | 1830.4131 | 2628 | 818.3168 | 0 | 1012.0962 | 0 | 0 | 0 | 0 | 1830.4131 | 2628 | 861.3861 | 86.781 | 1094.1581 | 0 | 0 | 0 | 0 | 2042.3252 | 2628 | 861.3861 | 86.781 | 1094.1581 | 0 | 0 | 0 | 0 | 2042.3252 | 2628 | 861.3861 | 86.781 | 1094.1581 | 0 | 0 | 0 | 0 | 2042.3252 | 2628 | 875.7426 | 173.5621 | 1367.6976 | 0 | 0 | 0 | 0 | 0 | 0 | 2417.0022 | 2628 | 875.7426 | 173.5621 | 1367.6976 | 17 | 0 | 0 | 0 | 0 | 0 | 2434.0022 | 2628 | 875.7426 | 173.5621 | 1367.6976 | 0 | 0 | 0 | 0 | 0 | 0 | 2417.0022
2631 | 41.5117 | 44.7995 | 47.4186 | 36.1792 | 35.66 | 35.66 | 22.833 | 22.833 | 22.833 | 2631 | 1043.8384 | 1043.8384 | 1043.8384 | 1224.5027 | 1224.5027 | 1224.5027 | 1385.0932 | 1385.0932 | 1385.0932 | 2629 | 893.5644 | 0 | 925.6357 | 0 | 0 | 0 | 0 | 1819.2001 |  | 2629 | 893.5644 | 0 | 925.6357 | 0 | 0 | 0 | 0 | 1819.2001 | 2629 | 893.5644 | 0 | 925.6357 | 0 | 0 | 0 | 0 | 1819.2001 | 2629 | 940.5941 | 80.7265 | 1000.6873 | 0 | 0 | 0 | 0 | 2022.0079 | 2629 | 940.5941 | 80.7265 | 1000.6873 | 0 | 0 | 0 | 0 | 2022.0079 | 2629 | 940.5941 | 80.7265 | 1000.6873 | 0 | 0 | 0 | 0 | 2022.0079 | 2629 | 956.2706 | 161.4531 | 1250.8591 | 0 | 0 | 0 | 0 | 0 | 0 | 2368.5828 | 2629 | 956.2706 | 161.4531 | 1250.8591 | 17 | 0 | 0 | 0 | 0 | 0 | 2385.5828 | 2629 | 956.2706 | 161.4531 | 1250.8591 | 0 | 0 | 0 | 0 | 0 | 0 | 2368.5828
2632 | 86.0295 | 74.1528 | 74.1528 | 37.7701 | 37.7701 | 37.7701 | 28.7551 | 28.7551 | 28.7551 | 2632 | 1057.164 | 1057.164 | 1057.164 | 1240.1347 | 1240.1347 | 1240.1347 | 1402.7753 | 1402.7753 | 1402.7753 | 2630 | 884.1584 | 0 | 747.6289 | 0 | 0 | 0 | 0 | 1631.7873 |  | 2630 | 884.1584 | 0 | 747.6289 | 0 | 0 | 0 | 0 | 1631.7873 | 2630 | 884.1584 | 0 | 747.6289 | 0 | 0 | 0 | 0 | 1631.7873 | 2630 | 930.6931 | 88.7992 | 808.2474 | 0 | 0 | 0 | 0 | 1827.7397 | 2630 | 930.6931 | 88.7992 | 808.2474 | 0 | 0 | 0 | 0 | 1827.7397 | 2630 | 930.6931 | 88.7992 | 808.2474 | 0 | 0 | 0 | 0 | 1827.7397 | 2630 | 946.2046 | 177.5984 | 1010.3093 | 0 | 0 | 0 | 0 | 0 | 0 | 2134.1123 | 2630 | 946.2046 | 177.5984 | 1010.3093 | 17 | 0 | 0 | 0 | 0 | 0 | 2151.1123 | 2630 | 946.2046 | 177.5984 | 1010.3093 | 0 | 0 | 0 | 0 | 0 | 0 | 2134.1123
2633 | 91.9307 | 74.1528 | 74.1528 | 78.1686 | 58.9546 | 67.9604 | 39.2116 | 37.831 | 37.831 | 2633 | 1063.8268 | 1063.8268 | 1063.8268 | 1247.9506 | 1247.9506 | 1247.9506 | 1411.6163 | 1411.6163 | 1411.6163 | 2631 | 686.6337 | 0 | 498.4192 | 0 | 0 | 0 | 0 | 1185.0529 |  | 2631 | 686.6337 | 0 | 498.4192 | 0 | 0 | 0 | 0 | 1185.0529 | 2631 | 686.6337 | 0 | 498.4192 | 0 | 0 | 0 | 0 | 1185.0529 | 2631 | 722.7723 | 105.9536 | 538.8316 | 0 | 0 | 0 | 0 | 1367.5575 | 2631 | 722.7723 | 105.9536 | 538.8316 | 0 | 0 | 0 | 0 | 1367.5575 | 2631 | 722.7723 | 105.9536 | 538.8316 | 0 | 0 | 0 | 0 | 1367.5575 | 2631 | 734.8185 | 211.9072 | 673.5395 | 0 | 0 | 0 | 0 | 0 | 0 | 1620.2652 | 2631 | 734.8185 | 211.9072 | 673.5395 | 17 | 0 | 0 | 0 | 0 | 0 | 1637.2652 | 2631 | 734.8185 | 211.9072 | 673.5395 | 0 | 0 | 0 | 0 | 0 | 0 | 1620.2652
2634 | 91.9307 | 74.1528 | 74.1528 | 78.1686 | 58.9546 | 67.9604 | 39.2116 | 37.831 | 37.831 | 2634 | 1072.7105 | 1072.7105 | 1072.7105 | 1258.3719 | 1258.3719 | 1258.3719 | 1423.4043 | 1423.4043 | 1423.4043 | 2632 | 451.4851 | 0 | 228.866 | 0 | 0 | 0 | 150 | 830.3511 |  | 2632 | 451.4851 | 0 | 228.866 | 0 | 0 | 0 | 35.4092 | 715.7603 | 2632 | 451.4851 | 0 | 228.866 | 0 | 0 | 0 | 150 | 830.3511 | 2632 | 475.2475 | 123.108 | 247.4227 | 0 | 0 | 0 | 0 | 845.7782 | 2632 | 475.2475 | 123.108 | 247.4227 | 0 | 0 | 0 | 0 | 845.7782 | 2632 | 475.2475 | 123.108 | 247.4227 | 0 | 0 | 0 | 0 | 845.7782 | 2632 | 483.1683 | 246.2159 | 309.2784 | 0 | 0 | 0 | 0 | 0 | 0 | 1038.6626 | 2632 | 483.1683 | 246.2159 | 309.2784 | 17 | 0 | 0 | 0 | 0 | 0 | 1055.6626 | 2632 | 483.1683 | 246.2159 | 309.2784 | 0 | 0 | 0 | 0 | 0 | 0 | 1038.6626
2635 | 91.9307 | 74.1528 | 74.1528 | 78.1686 | 58.9546 | 67.9604 | 39.2116 | 37.831 | 37.831 | 2635 | 1093.8094 | 1093.8094 | 1093.8094 | 1283.1225 | 1283.1225 | 1283.1225 | 1451.4009 | 1451.4009 | 1451.4009 | 2633 | 348.0198 | 0 | 71.2027 | 150 | 0 | 0 | 150 | 719.2226 |  | 2633 | 348.0198 | 0 | 71.2027 | 0 | 0 | 0 | 150 | 569.2226 | 2633 | 348.0198 | 0 | 71.2027 | 0 | 0 | 0 | 128.6042 | 547.8268 | 2633 | 366.3366 | 136.226 | 76.9759 | 0 | 0 | 0 | 0 | 579.5386 | 2633 | 366.3366 | 136.226 | 76.9759 | 0 | 0 | 0 | 0 | 579.5386 | 2633 | 366.3366 | 136.226 | 76.9759 | 0 | 0 | 0 | 0 | 579.5386 | 2633 | 372.4422 | 272.4521 | 96.2199 | 0 | 0 | 0 | 0 | 0 | 0 | 741.1142 | 2633 | 372.4422 | 272.4521 | 96.2199 | 17 | 0 | 0 | 0 | 0 | 0 | 758.1142 | 2633 | 372.4422 | 272.4521 | 96.2199 | 0 | 0 | 0 | 0 | 0 | 0 | 741.1142
2636 | 91.9307 | 74.1528 | 74.1528 | 78.1686 | 58.9546 | 67.9604 | 39.2116 | 37.831 | 37.831 | 2636 | 1040.507 | 1040.507 | 1040.507 | 1220.5947 | 1220.5947 | 1220.5947 | 1380.6727 | 1380.6727 | 1380.6727 | 2634 | 272.7723 | 0 | 10.1718 | 150 | 0 | 0 | 150 | 582.9441 |  | 2634 | 272.7723 | 0 | 10.1718 | 0 | 0 | 0 | 150 | 432.9441 | 2634 | 272.7723 | 0 | 10.1718 | 0 | 0 | 0 | 150 | 432.9441 | 2634 | 287.1287 | 142.2805 | 10.9966 | 0 | 0 | 0 | 0 | 440.4058 | 2634 | 287.1287 | 142.2805 | 10.9966 | 0 | 0 | 0 | 0 | 440.4058 | 2634 | 287.1287 | 142.2805 | 10.9966 | 0 | 0 | 0 | 0 | 440.4058 | 2634 | 291.9142 | 284.561 | 13.7457 | 0 | 0 | 0 | 0 | 0 | 0 | 590.2209 | 2634 | 291.9142 | 284.561 | 13.7457 | 17 | 0 | 0 | 0 | 0 | 0 | 607.2209 | 2634 | 291.9142 | 284.561 | 13.7457 | 0 | 0 | 0 | 0 | 0 | 0 | 590.2209
2637 | 91.9307 | 74.1528 | 74.1528 | 78.1686 | 58.9546 | 67.9604 | 39.2116 | 37.831 | 37.831 | 2637 | 946.1173 | 946.1173 | 946.1173 | 1109.8684 | 1109.8684 | 1109.8684 | 1255.4249 | 1255.4249 | 1255.4249 | 2635 | 376.2376 | 0 | 0 | 150 | 0 | 0 | 150 | 676.2376 |  | 2635 | 376.2376 | 0 | 0 | 0 | 0 | 0 | 150 | 526.2376 | 2635 | 376.2376 | 0 | 0 | 0 | 0 | 0 | 150 | 526.2376 | 2635 | 396.0396 | 143.2896 | 0 | 0 | 0 | 0 | 0 | 539.3292 | 2635 | 396.0396 | 143.2896 | 0 | 0 | 0 | 0 | 0 | 539.3292 | 2635 | 396.0396 | 143.2896 | 0 | 0 | 0 | 0 | 0 | 539.3292 | 2635 | 402.6403 | 286.5792 | 0 | 0 | 0 | 0 | 0 | 0 | 0 | 689.2195 | 2635 | 402.6403 | 286.5792 | 0 | 17 | 0 | 0 | 0 | 0 | 0 | 706.2195 | 2635 | 402.6403 | 286.5792 | 0 | 0 | 0 | 0 | 0 | 0 | 0 | 689.2195
2638 | 91.9307 | 74.1528 | 74.1528 | 78.1686 | 58.9546 | 67.9604 | 39.2116 | 37.831 | 37.831 | 2638 | 885.0417 | 885.0417 | 885.0417 | 1038.222 | 1038.222 | 1038.222 | 1174.3823 | 1174.3823 | 1174.3823 | 2636 | 526.7327 | 0 | 0 | 150 | 0 | 0 | 150 | 826.7327 |  | 2636 | 526.7327 | 0 | 0 | 0 | 0 | 0 | 0 | 526.7327 | 2636 | 526.7327 | 0 | 0 | 0 | 0 | 0 | 139.9742 | 666.7068 | 2636 | 554.4554 | 154.3895 | 0 | 0 | 0 | 0 | 0 | 708.845 | 2636 | 554.4554 | 154.3895 | 0 | 0 | 0 | 0 | 0 | 708.845 | 2636 | 554.4554 | 154.3895 | 0 | 0 | 0 | 0 | 0 | 708.845 | 2636 | 563.6964 | 308.779 | 0 | 0 | 0 | 0 | 0 | 0 | 0 | 872.4754 | 2636 | 563.6964 | 308.779 | 0 | 17 | 0 | 0 | 0 | 0 | 0 | 889.4754 | 2636 | 563.6964 | 308.779 | 0 | 0 | 0 | 0 | 0 | 0 | 0 | 872.4754
2639 | 91.9307 | 74.1528 | 74.1528 | 78.1686 | 58.9546 | 67.9604 | 39.2116 | 37.831 | 37.831 | 2639 | 845.0649 | 845.0649 | 845.0649 | 991.3261 | 991.3261 | 991.3261 | 1121.3361 | 1121.3361 | 1121.3361 | 2637 | 573.7624 | 0 | 0 | 150 | 0 | 0 | 150 | 873.7624 |  | 2637 | 573.7624 | 0 | 0 | 0 | 0 | 0 | 0 | 573.7624 | 2637 | 573.7624 | 0 | 0 | 0 | 0 | 0 | 150 | 723.7624 | 2637 | 603.9604 | 165.4894 | 0 | 0 | 0 | 0 | 0 | 769.4498 | 2637 | 603.9604 | 165.4894 | 0 | 0 | 0 | 0 | 0 | 769.4498 | 2637 | 603.9604 | 165.4894 | 0 | 0 | 0 | 0 | 0 | 769.4498 | 2637 | 614.0264 | 330.9788 | 0 | 0 | 0 | 0 | 0 | 0 | 0 | 945.0052 | 2637 | 614.0264 | 330.9788 | 0 | 17 | 0 | 0 | 0 | 0 | 0 | 962.0052 | 2637 | 614.0264 | 330.9788 | 0 | 0 | 0 | 0 | 0 | 0 | 0 | 945.0052
2640 | 91.9307 | 74.1528 | 74.1528 | 78.1686 | 58.9546 | 67.9604 | 39.2116 | 37.831 | 37.831 | 2640 | 818.4137 | 818.4137 | 818.4137 | 960.0622 | 960.0622 | 960.0622 | 1085.972 | 1085.972 | 1085.972 | 2638 | 564.3564 | 0 | 0 | 150 | 0 | 0 | 150 | 864.3564 |  | 2638 | 564.3564 | 0 | 0 | 0 | 0 | 0 | 28.794 | 593.1504 | 2638 | 564.3564 | 0 | 0 | 0 | 0 | 0 | 150 | 714.3564 | 2638 | 594.0594 | 177.5984 | 0 | 0 | 0 | 0 | 0 | 771.6578 | 2638 | 594.0594 | 177.5984 | 0 | 0 | 0 | 0 | 0 | 771.6578 | 2638 | 594.0594 | 177.5984 | 0 | 0 | 0 | 0 | 0 | 771.6578 | 2638 | 603.9604 | 355.1968 | 0 | 0 | 0 | 0 | 0 | 0 | 0 | 959.1572 | 2638 | 603.9604 | 355.1968 | 0 | 17 | 0 | 0 | 0 | 0 | 0 | 976.1572 | 2638 | 603.9604 | 355.1968 | 0 | 0 | 0 | 0 | 0 | 0 | 0 | 959.1572
2641 | 90.1574 | 74.1528 | 74.1528 | 78.1686 | 58.9546 | 67.9604 | 39.2116 | 37.831 | 37.831 | 2641 | 827.2974 | 827.2974 | 827.2974 | 970.4835 | 970.4835 | 970.4835 | 1097.7601 | 1097.7601 | 1097.7601 | 2639 | 526.7327 | 0 | 0 | 150 | 0 | 0 | 150 | 826.7327 |  | 2639 | 526.7327 | 0 | 0 | 0 | 0 | 0 | 0 | 526.7327 | 2639 | 526.7327 | 0 | 0 | 0 | 0 | 0 | 150 | 676.7327 | 2639 | 554.4554 | 182.6438 | 0 | 0 | 0 | 0 | 0 | 737.0992 | 2639 | 554.4554 | 182.6438 | 0 | 0 | 0 | 0 | 0 | 737.0992 | 2639 | 554.4554 | 182.6438 | 0 | 0 | 0 | 0 | 0 | 737.0992 | 2639 | 563.6964 | 365.2876 | 0 | 0 | 0 | 0 | 0 | 0 | 0 | 928.984 | 2639 | 563.6964 | 365.2876 | 0 | 17 | 0 | 0 | 0 | 0 | 0 | 945.984 | 2639 | 563.6964 | 365.2876 | 0 | 0 | 0 | 0 | 0 | 0 | 0 | 928.984
2642 | 89.4126 | 74.1528 | 74.1528 | 78.1686 | 58.9546 | 67.9604 | 39.2116 | 37.831 | 37.831 | 2642 | 840.623 | 840.623 | 840.623 | 986.1155 | 986.1155 | 986.1155 | 1115.4421 | 1115.4421 | 1115.4421 | 2640 | 498.5149 | 0 | 0 | 150 | 0 | 0 | 150 | 798.5149 |  | 2640 | 498.5149 | 0 | 0 | 0 | 0 | 0 | 150 | 648.5149 | 2640 | 498.5149 | 0 | 0 | 0 | 0 | 0 | 150 | 648.5149 | 2640 | 524.7525 | 166.4985 | 0 | 0 | 0 | 0 | 0 | 691.251 | 2640 | 524.7525 | 166.4985 | 0 | 0 | 0 | 0 | 0 | 691.251 | 2640 | 524.7525 | 166.4985 | 0 | 0 | 0 | 0 | 0 | 691.251 | 2640 | 533.4983 | 332.997 | 0 | 0 | 0 | 0 | 0 | 0 | 0 | 866.4953 | 2640 | 533.4983 | 332.997 | 0 | 17 | 0 | 0 | 0 | 0 | 0 | 883.4953 | 2640 | 533.4983 | 332.997 | 0 | 0 | 0 | 0 | 0 | 0 | 0 | 866.4953
2643 | 89.4126 | 74.1528 | 74.1528 | 78.1686 | 58.9546 | 67.9604 | 39.2116 | 37.831 | 37.831 | 2643 | 858.3905 | 858.3905 | 858.3905 | 1006.9581 | 1006.9581 | 1006.9581 | 1139.0182 | 1139.0182 | 1139.0182 | 2641 | 385.6436 | 0 | 0 | 0 | 0 | 0 | 150 | 535.6436 |  | 2641 | 385.6436 | 0 | 0 | 0 | 0 | 0 | 150 | 535.6436 | 2641 | 385.6436 | 0 | 0 | 0 | 0 | 0 | 150 | 535.6436 | 2641 | 405.9406 | 140.2624 | 0 | 0 | 0 | 0 | 0 | 546.203 | 2641 | 405.9406 | 140.2624 | 0 | 0 | 0 | 0 | 0 | 546.203 | 2641 | 405.9406 | 140.2624 | 0 | 0 | 0 | 0 | 0 | 546.203 | 2641 | 412.7063 | 280.5247 | 0 | 0 | 0 | 0 | 0 | 0 | 0 | 693.231 | 2641 | 412.7063 | 280.5247 | 0 | 17 | 0 | 0 | 0 | 0 | 0 | 710.231 | 2641 | 412.7063 | 280.5247 | 0 | 0 | 0 | 0 | 0 | 0 | 0 | 693.231
2644 | 91.9307 | 74.1528 | 74.1528 | 78.1686 | 58.9546 | 67.9604 | 39.2116 | 37.831 | 37.831 | 2644 | 946.1173 | 946.1173 | 946.1173 | 1109.8684 | 1109.8684 | 1109.8684 | 1255.4249 | 1255.4249 | 1255.4249 | 2642 | 319.802 | 0 | 0 | 0 | 0 | 0 | 150 | 469.802 |  | 2642 | 319.802 | 0 | 0 | 0 | 0 | 0 | 4.8211 | 324.623 | 2642 | 319.802 | 0 | 0 | 0 | 0 | 0 | 150 | 469.802 | 2642 | 336.6337 | 114.0262 | 0 | 0 | 0 | 0 | 0 | 450.6599 | 2642 | 336.6337 | 114.0262 | 0 | 0 | 0 | 0 | 0 | 450.6599 | 2642 | 336.6337 | 114.0262 | 0 | 0 | 0 | 0 | 0 | 450.6599 | 2642 | 342.2442 | 228.0525 | 0 | 0 | 0 | 0 | 0 | 0 | 0 | 570.2967 | 2642 | 342.2442 | 228.0525 | 0 | 17 | 0 | 0 | 0 | 0 | 0 | 587.2967 | 2642 | 342.2442 | 228.0525 | 0 | 0 | 0 | 0 | 0 | 0 | 0 | 570.2967
2645 | 91.9307 | 74.1528 | 74.1528 | 78.1686 | 58.9546 | 67.9604 | 39.2116 | 37.831 | 37.831 | 2645 | 1061.6059 | 1061.6059 | 1061.6059 | 1245.3453 | 1245.3453 | 1245.3453 | 1408.6693 | 1408.6693 | 1408.6693 | 2643 | 291.5842 | 0 | 0 | 0 | 0 | 0 | 150 | 441.5842 |  | 2643 | 291.5842 | 0 | 0 | 0 | 0 | 0 | 150 | 441.5842 | 2643 | 291.5842 | 0 | 0 | 0 | 0 | 0 | 150 | 441.5842 | 2643 | 306.9307 | 87.7901 | 0 | 0 | 0 | 0 | 0 | 394.7208 | 2643 | 306.9307 | 87.7901 | 0 | 0 | 0 | 0 | 0 | 394.7208 | 2643 | 306.9307 | 87.7901 | 0 | 0 | 0 | 0 | 0 | 394.7208 | 2643 | 312.0462 | 175.5802 | 0 | 0 | 0 | 0 | 0 | 0 | 0 | 487.6264 | 2643 | 312.0462 | 175.5802 | 0 | 17 | 0 | 0 | 0 | 0 | 0 | 504.6264 | 2643 | 312.0462 | 175.5802 | 0 | 0 | 0 | 0 | 0 | 0 | 0 | 487.6264
2646 | 91.9307 | 74.1528 | 74.1528 | 78.1686 | 58.9546 | 67.9604 | 39.2116 | 37.831 | 37.831 | 2646 | 1137.1176 | 1137.1176 | 1137.1176 | 1333.9264 | 1333.9264 | 1333.9264 | 1508.8675 | 1508.8675 | 1508.8675 | 2644 | 272.7723 | 0 | 30.5155 | 150 | 0 | 0 | 150 | 603.2877 |  | 2644 | 272.7723 | 0 | 30.5155 | 0 | 0 | 0 | 150 | 453.2877 | 2644 | 272.7723 | 0 | 30.5155 | 0 | 0 | 0 | 126.8296 | 430.1173 | 2644 | 287.1287 | 61.554 | 32.9897 | 0 | 0 | 0 | 0 | 381.6724 | 2644 | 287.1287 | 61.554 | 32.9897 | 0 | 0 | 0 | 0 | 381.6724 | 2644 | 287.1287 | 61.554 | 32.9897 | 0 | 0 | 0 | 0 | 381.6724 | 2644 | 291.9142 | 123.108 | 41.2371 | 0 | 0 | 0 | 0 | 0 | 0 | 456.2593 | 2644 | 291.9142 | 123.108 | 41.2371 | 17 | 0 | 0 | 0 | 0 | 0 | 473.2593 | 2644 | 291.9142 | 123.108 | 41.2371 | 0 | 0 | 0 | 0 | 0 | 0 | 456.2593
2647 | 86.0295 | 74.1528 | 74.1528 | 37.7701 | 37.7701 | 37.7701 | 29.4762 | 29.4762 | 29.4762 | 2647 | 1153.7746 | 1153.7746 | 1153.7746 | 1353.4663 | 1353.4663 | 1353.4663 | 1530.9701 | 1530.9701 | 1530.9701 | 2645 | 216.3366 | 0 | 127.1478 | 150 | 0 | 0 | 150 | 643.4844 |  | 2645 | 216.3366 | 0 | 127.1478 | 0 | 0 | 0 | 0 | 343.4844 | 2645 | 216.3366 | 0 | 127.1478 | 0 | 0 | 0 | 150 | 493.4844 | 2645 | 227.7228 | 40.3633 | 137.457 | 0 | 0 | 0 | 0 | 405.5431 | 2645 | 227.7228 | 40.3633 | 137.457 | 0 | 0 | 0 | 0 | 405.5431 | 2645 | 227.7228 | 40.3633 | 137.457 | 0 | 0 | 0 | 0 | 405.5431 | 2645 | 231.5182 | 80.7265 | 171.8213 | 0 | 0 | 0 | 0 | 0 | 0 | 484.066 | 2645 | 231.5182 | 80.7265 | 171.8213 | 17 | 0 | 0 | 0 | 0 | 0 | 501.066 | 2645 | 231.5182 | 80.7265 | 171.8213 | 0 | 0 | 0 | 0 | 0 | 0 | 484.066
2648 | 74.1528 | 74.1528 | 74.1528 | 37.7701 | 37.7701 | 37.7701 | 28.7551 | 28.7551 | 28.7551 | 2648 | 1141.5594 | 1141.5594 | 1141.5594 | 1339.137 | 1339.137 | 1339.137 | 1514.7615 | 1514.7615 | 1514.7615 | 2646 | 141.0891 | 0 | 345.8419 | 150 | 0 | 0 | 150 | 786.931 |  | 2646 | 141.0891 | 0 | 345.8419 | 0 | 0 | 0 | 150 | 636.931 | 2646 | 141.0891 | 0 | 345.8419 | 0 | 0 | 0 | 134.1865 | 621.1176 | 2646 | 148.5149 | 28.2543 | 373.8832 | 0 | 0 | 0 | 0 | 550.6523 | 2646 | 148.5149 | 28.2543 | 373.8832 | 0 | 0 | 0 | 0 | 550.6523 | 2646 | 148.5149 | 28.2543 | 373.8832 | 0 | 0 | 0 | 0 | 550.6523 | 2646 | 150.9901 | 56.5086 | 467.354 | 0 | 0 | 0 | 0 | 0 | 0 | 674.8526 | 2646 | 150.9901 | 56.5086 | 467.354 | 17 | 0 | 0 | 0 | 0 | 0 | 691.8526 | 2646 | 150.9901 | 56.5086 | 467.354 | 0 | 0 | 0 | 0 | 0 | 0 | 674.8526
2649 | 29.4202 | 38.7757 | 34.6553 | 30.864 | 30.864 | 30.864 | 14.9898 | 14.9898 | 14.9898 | 2649 | 1252.307 | 1393.1248 | 1393.1248 | 1318.2944 | 1318.2944 | 1318.2944 | 1491.1855 | 1491.1855 | 1491.1855 | 2647 | 159.901 | 0 | 600.1375 | 0 | 0 | 0 | 150 | 910.0384 |  | 2647 | 159.901 | 0 | 600.1375 | 0 | 0 | 0 | 0 | 760.0384 | 2647 | 159.901 | 0 | 600.1375 | 0 | 0 | 0 | 150 | 910.0384 | 2647 | 168.3168 | 23.2089 | 648.7973 | 0 | 0 | 0 | 0 | 840.323 | 2647 | 168.3168 | 23.2089 | 648.7973 | 0 | 0 | 0 | 0 | 840.323 | 2647 | 168.3168 | 23.2089 | 648.7973 | 0 | 0 | 0 | 0 | 840.323 | 2647 | 171.1221 | 46.4178 | 810.9966 | 0 | 0 | 0 | 0 | 0 | 0 | 1028.5364 | 2647 | 171.1221 | 46.4178 | 810.9966 | 17 | 0 | 0 | 0 | 0 | 0 | 1045.5364 | 2647 | 171.1221 | 46.4178 | 810.9966 | 0 | 0 | 0 | 0 | 0 | 0 | 1028.5364
2650 | 23.4961 | 23.4961 | 22.3899 | 20.9838 | 20.9838 | 20.9838 | 10.3863 | 10.3863 | 3.3664 | 2650 | 1508.4255 | 1508.4255 | 1508.4255 | 1769.4992 | 1769.4992 | 1769.4992 | 1476.4505 | 1476.4505 | 1476.4505 | 2648 | 216.3366 | 0 | 854.433 | 0 | 0 | 0 | 54.7898 | 1125.5594 |  | 2648 | 216.3366 | 0 | 854.433 | 0 | 0 | 0 | 54.7898 | 1125.5594 | 2648 | 216.3366 | 0 | 854.433 | 0 | 0 | 0 | 54.7898 | 1125.5594 | 2648 | 227.7228 | 21.1907 | 923.7113 | 0 | 0 | 0 | 0 | 1172.6248 | 2648 | 227.7228 | 21.1907 | 923.7113 | 0 | 0 | 0 | 0 | 1172.6248 | 2648 | 227.7228 | 21.1907 | 923.7113 | 0 | 0 | 0 | 0 | 1172.6248 | 2648 | 231.5182 | 42.3814 | 1154.6392 | 0 | 0 | 0 | 0 | 0 | 0 | 1428.5388 | 2648 | 231.5182 | 42.3814 | 1154.6392 | 17 | 0 | 0 | 0 | 0 | 0 | 1445.5388 | 2648 | 231.5182 | 42.3814 | 1154.6392 | 0 | 0 | 0 | 0 | 0 | 0 | 1428.5388
2651 | 29.4202 | 37.4795 | 29.4202 | 22.3899 | 22.3899 | 22.3899 | 18.6145 | 18.6145 | 18.6145 | 2651 | 1478.8759 | 1549.5128 | 1549.5128 | 1817.6977 | 1817.6977 | 1817.6977 | 1530.9701 | 1530.9701 | 1530.9701 | 2649 | 244.5545 | 0 | 991.7526 | 0 | 0 | 0 | 0 | 1236.307 |  | 2649 | 244.5545 | 0 | 991.7526 | 0 | 0 | 0 | 0 | 1236.307 | 2649 | 244.5545 | 0 | 991.7526 | 0 | 0 | 0 | 0 | 1236.307 | 2649 | 257.4257 | 25.227 | 1072.1649 | 0 | 0 | 0 | 0 | 1354.8177 | 2649 | 257.4257 | 25.227 | 1072.1649 | 0 | 0 | 0 | 0 | 1354.8177 | 2649 | 257.4257 | 25.227 | 1072.1649 | 0 | 0 | 0 | 0 | 1354.8177 | 2649 | 261.7162 | 50.4541 | 1340.2062 | 0 | 0 | 0 | 0 | 0 | 0 | 1652.3764 | 2649 | 261.7162 | 50.4541 | 1340.2062 | 17 | 0 | 0 | 0 | 0 | 0 | 1669.3764 | 2649 | 261.7162 | 50.4541 | 1340.2062 | 0 | 0 | 0 | 0 | 0 | 0 | 1652.3764
2652 | 41.5117 | 41.5117 | 41.5117 | 29.4202 | 29.4202 | 29.4202 | 22.3899 | 22.3899 | 22.3899 | 2652 | 1164.8792 | 1164.8792 | 1164.8792 | 1366.4929 | 1366.4929 | 1366.4929 | 1545.7051 | 1545.7051 | 1545.7051 | 2650 | 253.9604 | 0 | 940.8935 | 0 | 0 | 0 | 0 | 1194.8539 |  | 2650 | 253.9604 | 0 | 940.8935 | 0 | 0 | 0 | 0 | 1194.8539 | 2650 | 253.9604 | 0 | 940.8935 | 0 | 0 | 0 | 0 | 1194.8539 | 2650 | 267.3267 | 33.2997 | 1017.1821 | 0 | 0 | 0 | 0 | 1317.8086 | 2650 | 267.3267 | 33.2997 | 1017.1821 | 0 | 0 | 0 | 0 | 1317.8086 | 2650 | 267.3267 | 33.2997 | 1017.1821 | 0 | 0 | 0 | 0 | 1317.8086 | 2650 | 271.7822 | 66.5994 | 1271.4777 | 0 | 0 | 0 | 0 | 0 | 0 | 1609.8592 | 2650 | 271.7822 | 66.5994 | 1271.4777 | 17 | 0 | 0 | 0 | 0 | 0 | 1626.8592 | 2650 | 271.7822 | 66.5994 | 1271.4777 | 0 | 0 | 0 | 0 | 0 | 0 | 1609.8592
2653 | 41.5117 | 41.5117 | 41.5117 | 30.85 | 30.85 | 30.85 | 22.833 | 22.833 | 22.833 | 2653 | 1187.0886 | 1187.0886 | 1187.0886 | 1392.5462 | 1392.5462 | 1392.5462 | 1575.1752 | 1575.1752 | 1575.1752 | 2651 | 253.9604 | 0 | 798.488 | 0 | 0 | 0 | 0 | 1052.4484 |  | 2651 | 253.9604 | 0 | 798.488 | 0 | 0 | 0 | 0 | 1052.4484 | 2651 | 253.9604 | 0 | 798.488 | 0 | 0 | 0 | 0 | 1052.4484 | 2651 | 267.3267 | 57.5177 | 863.2302 | 0 | 0 | 0 | 0 | 1188.0746 | 2651 | 267.3267 | 57.5177 | 863.2302 | 0 | 0 | 0 | 0 | 1188.0746 | 2651 | 267.3267 | 57.5177 | 863.2302 | 0 | 0 | 0 | 0 | 1188.0746 | 2651 | 271.7822 | 115.0353 | 1079.0378 | 0 | 0 | 0 | 0 | 0 | 0 | 1465.8553 | 2651 | 271.7822 | 115.0353 | 1079.0378 | 17 | 0 | 0 | 0 | 0 | 0 | 1482.8553 | 2651 | 271.7822 | 115.0353 | 1079.0378 | 0 | 0 | 0 | 0 | 0 | 0 | 1465.8553
2654 | 41.5117 | 41.5117 | 41.5117 | 33.2109 | 33.2109 | 33.2109 | 22.833 | 22.833 | 22.833 | 2654 | 1132.6757 | 1132.6757 | 1132.6757 | 1328.7157 | 1328.7157 | 1328.7157 | 1502.9735 | 1502.9735 | 1502.9735 | 2652 | 263.3663 | 0 | 722.1993 | 0 | 0 | 0 | 0 | 985.5656 |  | 2652 | 263.3663 | 0 | 722.1993 | 0 | 0 | 0 | 0 | 985.5656 | 2652 | 263.3663 | 0 | 722.1993 | 0 | 0 | 0 | 0 | 985.5656 | 2652 | 277.2277 | 101.9173 | 780.756 | 0 | 0 | 0 | 0 | 1159.901 | 2652 | 277.2277 | 101.9173 | 780.756 | 0 | 0 | 0 | 0 | 1159.901 | 2652 | 277.2277 | 101.9173 | 780.756 | 0 | 0 | 0 | 0 | 1159.901 | 2652 | 281.8482 | 203.8345 | 975.945 | 0 | 0 | 0 | 0 | 0 | 0 | 1461.6277 | 2652 | 281.8482 | 203.8345 | 975.945 | 17 | 0 | 0 | 0 | 0 | 0 | 1478.6277 | 2652 | 281.8482 | 203.8345 | 975.945 | 0 | 0 | 0 | 0 | 0 | 0 | 1461.6277
2655 | 41.5117 | 41.5117 | 41.5117 | 33.2109 | 33.2109 | 33.2109 | 25.0841 | 25.0719 | 25.0719 | 2655 | 1108.2454 | 1108.2454 | 1108.2454 | 1300.0571 | 1300.0571 | 1300.0571 | 1470.5564 | 1470.5564 | 1470.5564 | 2653 | 235.1485 | 0 | 620.4811 | 0 | 0 | 0 | 0 | 855.6296 |  | 2653 | 235.1485 | 0 | 620.4811 | 0 | 0 | 0 | 0 | 855.6296 | 2653 | 235.1485 | 0 | 620.4811 | 0 | 0 | 0 | 0 | 855.6296 | 2653 | 247.5248 | 159.4349 | 670.7904 | 0 | 0 | 0 | 0 | 1077.75 | 2653 | 247.5248 | 159.4349 | 670.7904 | 0 | 0 | 0 | 0 | 1077.75 | 2653 | 247.5248 | 159.4349 | 670.7904 | 0 | 0 | 0 | 0 | 1077.75 | 2653 | 251.6502 | 318.8698 | 838.488 | 0 | 0 | 0 | 0 | 0 | 0 | 1409.008 | 2653 | 251.6502 | 318.8698 | 838.488 | 17 | 0 | 0 | 0 | 0 | 0 | 1426.008 | 2653 | 251.6502 | 318.8698 | 838.488 | 0 | 0 | 0 | 0 | 0 | 0 | 1409.008
2656 | 41.5117 | 41.5117 | 41.5117 | 35.0301 | 34.9903 | 35.0674 | 28.2056 | 28.2056 | 28.2056 | 2656 | 1100.4722 | 1100.4722 | 1100.4722 | 1290.9385 | 1290.9385 | 1290.9385 | 1460.2419 | 1460.2419 | 1460.2419 | 2654 | 263.3663 | 0 | 615.3952 | 0 | 0 | 0 | 0 | 878.7615 |  | 2654 | 263.3663 | 0 | 615.3952 | 0 | 0 | 0 | 0 | 878.7615 | 2654 | 263.3663 | 0 | 615.3952 | 0 | 0 | 0 | 0 | 878.7615 | 2654 | 277.2277 | 220.9889 | 665.2921 | 0 | 0 | 0 | 0 | 1163.5087 | 2654 | 277.2277 | 220.9889 | 665.2921 | 0 | 0 | 0 | 0 | 1163.5087 | 2654 | 277.2277 | 220.9889 | 665.2921 | 0 | 0 | 0 | 0 | 1163.5087 | 2654 | 281.8482 | 441.9778 | 831.6151 | 0 | 0 | 0 | 0 | 0 | 0 | 1555.4411 | 2654 | 281.8482 | 441.9778 | 831.6151 | 17 | 0 | 0 | 0 | 0 | 0 | 1572.4411 | 2654 | 281.8482 | 441.9778 | 831.6151 | 0 | 0 | 0 | 0 | 0 | 0 | 1555.4411
2657 | 64.07 | 63.5734 | 63.9109 | 37.7701 | 37.7701 | 37.7701 | 29.4202 | 29.4202 | 29.4202 | 2657 | 1076.0419 | 1076.0419 | 1076.0419 | 1262.2799 | 1262.2799 | 1262.2799 | 1427.8248 | 1427.8248 | 1427.8248 | 2655 | 300.9901 | 0 | 427.2165 | 0 | 0 | 0 | 0 | 728.2066 |  | 2655 | 300.9901 | 0 | 427.2165 | 0 | 0 | 0 | 0 | 728.2066 | 2655 | 300.9901 | 0 | 427.2165 | 0 | 0 | 0 | 0 | 728.2066 | 2655 | 316.8317 | 250.2523 | 461.8557 | 0 | 0 | 0 | 0 | 1028.9396 | 2655 | 316.8317 | 250.2523 | 461.8557 | 0 | 0 | 0 | 0 | 1028.9396 | 2655 | 316.8317 | 250.2523 | 461.8557 | 0 | 0 | 0 | 0 | 1028.9396 | 2655 | 322.1122 | 500.5045 | 577.3196 | 0 | 0 | 0 | 0 | 0 | 0 | 1399.9363 | 2655 | 322.1122 | 500.5045 | 577.3196 | 17 | 0 | 0 | 0 | 0 | 0 | 1416.9363 | 2655 | 322.1122 | 500.5045 | 577.3196 | 0 | 0 | 0 | 0 | 0 | 0 | 1399.9363
2658 | 64.07 | 63.5734 | 63.9109 | 37.7701 | 37.7701 | 37.7701 | 31.3461 | 31.3461 | 31.3666 | 2658 | 1066.0477 | 1066.0477 | 1066.0477 | 1250.556 | 1250.556 | 1250.556 | 1414.5633 | 1414.5633 | 1414.5633 | 2656 | 329.2079 | 0 | 213.6082 | 0 | 0 | 0 | 0 | 542.8162 |  | 2656 | 329.2079 | 0 | 213.6082 | 0 | 0 | 0 | 0 | 542.8162 | 2656 | 329.2079 | 0 | 213.6082 | 0 | 0 | 0 | 0 | 542.8162 | 2656 | 346.5347 | 204.8436 | 230.9278 | 0 | 0 | 0 | 0 | 782.3061 | 2656 | 346.5347 | 204.8436 | 230.9278 | 0 | 0 | 0 | 0 | 782.3061 | 2656 | 346.5347 | 204.8436 | 230.9278 | 0 | 0 | 0 | 0 | 782.3061 | 2656 | 352.3102 | 409.6872 | 288.6598 | 0 | 0 | 0 | 0 | 0 | 0 | 1050.6572 | 2656 | 352.3102 | 409.6872 | 288.6598 | 17 | 0 | 0 | 0 | 0 | 0 | 1067.6572 | 2656 | 352.3102 | 409.6872 | 288.6598 | 0 | 0 | 0 | 0 | 0 | 0 | 1050.6572
2659 | 64.07 | 63.5734 | 63.9109 | 38.8595 | 38.8595 | 38.8595 | 31.3461 | 31.3461 | 31.3666 | 2659 | 1094.9198 | 1094.9198 | 1094.9198 | 1284.4252 | 1284.4252 | 1284.4252 | 1452.8744 | 1452.8744 | 1452.8744 | 2657 | 300.9901 | 0 | 66.1168 | 0 | 0 | 0 | 0 | 367.1069 |  | 2657 | 300.9901 | 0 | 66.1168 | 0 | 0 | 0 | 0 | 367.1069 | 2657 | 300.9901 | 0 | 66.1168 | 0 | 0 | 0 | 0 | 367.1069 | 2657 | 316.8317 | 134.2079 | 71.4777 | 0 | 0 | 0 | 0 | 522.5172 | 2657 | 316.8317 | 134.2079 | 71.4777 | 0 | 0 | 0 | 0 | 522.5172 | 2657 | 316.8317 | 134.2079 | 71.4777 | 0 | 0 | 0 | 0 | 522.5172 | 2657 | 322.1122 | 268.4157 | 89.3471 | 0 | 0 | 0 | 0 | 0 | 0 | 679.875 | 2657 | 322.1122 | 268.4157 | 89.3471 | 17 | 0 | 0 | 0 | 0 | 0 | 696.875 | 2657 | 322.1122 | 268.4157 | 89.3471 | 0 | 0 | 0 | 0 | 0 | 0 | 679.875
2660 | 64.07 | 63.5734 | 63.9109 | 38.8595 | 38.8595 | 38.8595 | 30.6546 | 30.6546 | 30.6546 | 2660 | 1032.7337 | 1032.7337 | 1032.7337 | 1211.4761 | 1211.4761 | 1211.4761 | 1370.3582 | 1370.3582 | 1370.3582 | 2658 | 206.9307 | 0 | 10.1718 | 0 | 0 | 0 | 0 | 217.1025 |  | 2658 | 206.9307 | 0 | 10.1718 | 0 | 0 | 0 | 0 | 217.1025 | 2658 | 206.9307 | 0 | 10.1718 | 0 | 0 | 0 | 0 | 217.1025 | 2658 | 217.8218 | 95.8628 | 10.9966 | 0 | 0 | 0 | 0 | 324.6811 | 2658 | 217.8218 | 95.8628 | 10.9966 | 0 | 0 | 0 | 0 | 324.6811 | 2658 | 217.8218 | 95.8628 | 10.9966 | 0 | 0 | 0 | 0 | 324.6811 | 2658 | 221.4521 | 191.7255 | 13.7457 | 0 | 0 | 0 | 0 | 0 | 0 | 426.9234 | 2658 | 221.4521 | 191.7255 | 13.7457 | 17 | 0 | 0 | 0 | 0 | 0 | 443.9234 | 2658 | 221.4521 | 191.7255 | 13.7457 | 0 | 0 | 0 | 0 | 0 | 0 | 426.9234
2661 | 64.07 | 63.5734 | 63.9109 | 38.8595 | 38.8595 | 38.8595 | 29.4202 | 29.4202 | 29.4202 | 2661 | 935.0127 | 935.0127 | 935.0127 | 1096.8418 | 1096.8418 | 1096.8418 | 1240.6899 | 1240.6899 | 1240.6899 | 2659 | 141.0891 | 0 | 0 | 0 | 0 | 0 | 0 | 141.0891 |  | 2659 | 141.0891 | 0 | 0 | 0 | 0 | 0 | 0 | 141.0891 | 2659 | 141.0891 | 0 | 0 | 0 | 0 | 0 | 0 | 141.0891 | 2659 | 148.5149 | 101.9173 | 0 | 0 | 0 | 0 | 0 | 250.4321 | 2659 | 148.5149 | 101.9173 | 0 | 0 | 0 | 0 | 0 | 250.4321 | 2659 | 148.5149 | 101.9173 | 0 | 0 | 0 | 0 | 0 | 250.4321 | 2659 | 150.9901 | 203.8345 | 0 | 0 | 0 | 0 | 0 | 0 | 0 | 354.8246 | 2659 | 150.9901 | 203.8345 | 0 | 17 | 0 | 0 | 0 | 0 | 0 | 371.8246 | 2659 | 150.9901 | 203.8345 | 0 | 0 | 0 | 0 | 0 | 0 | 0 | 354.8246
2662 | 64.07 | 63.5734 | 63.9109 | 38.338 | 38.338 | 38.338 | 29.4202 | 29.4202 | 29.4202 | 2662 | 875.0475 | 875.0475 | 875.0475 | 1026.498 | 1026.498 | 1026.498 | 1161.1207 | 1161.1207 | 1161.1207 | 2660 | 159.901 | 0 | 0 | 0 | 0 | 0 | 0 | 159.901 |  | 2660 | 159.901 | 0 | 0 | 0 | 0 | 0 | 0 | 159.901 | 2660 | 159.901 | 0 | 0 | 0 | 0 | 0 | 0 | 159.901 | 2660 | 168.3168 | 142.2805 | 0 | 0 | 0 | 0 | 0 | 310.5974 | 2660 | 168.3168 | 142.2805 | 0 | 0 | 0 | 0 | 0 | 310.5974 | 2660 | 168.3168 | 142.2805 | 0 | 0 | 0 | 0 | 0 | 310.5974 | 2660 | 171.1221 | 284.561 | 0 | 0 | 0 | 0 | 0 | 0 | 0 | 455.6832 | 2660 | 171.1221 | 284.561 | 0 | 17 | 0 | 0 | 0 | 0 | 0 | 472.6832 | 2660 | 171.1221 | 284.561 | 0 | 0 | 0 | 0 | 0 | 0 | 0 | 455.6832
2663 | 64.07 | 63.5734 | 63.9109 | 37.7701 | 37.7701 | 37.7701 | 28.7551 | 28.7551 | 28.7551 | 2663 | 845.0649 | 845.0649 | 845.0649 | 991.3261 | 991.3261 | 991.3261 | 1121.3361 | 1121.3361 | 1121.3361 | 2661 | 159.901 | 0 | 0 | 0 | 0 | 0 | 0 | 159.901 |  | 2661 | 159.901 | 0 | 0 | 0 | 0 | 0 | 0 | 159.901 | 2661 | 159.901 | 0 | 0 | 0 | 0 | 0 | 0 | 159.901 | 2661 | 168.3168 | 202.8254 | 0 | 0 | 0 | 0 | 0 | 371.1423 | 2661 | 168.3168 | 202.8254 | 0 | 0 | 0 | 0 | 0 | 371.1423 | 2661 | 168.3168 | 202.8254 | 0 | 0 | 0 | 0 | 0 | 371.1423 | 2661 | 171.1221 | 405.6509 | 0 | 0 | 0 | 0 | 0 | 0 | 0 | 576.773 | 2661 | 171.1221 | 405.6509 | 0 | 17 | 0 | 0 | 0 | 0 | 0 | 593.773 | 2661 | 171.1221 | 405.6509 | 0 | 0 | 0 | 0 | 0 | 0 | 0 | 576.773
2664 | 64.07 | 63.5734 | 63.9109 | 37.7701 | 37.7701 | 37.7701 | 27.8436 | 27.8436 | 27.8436 | 2664 | 821.7451 | 821.7451 | 821.7451 | 963.9702 | 963.9702 | 963.9702 | 1090.3926 | 1090.3926 | 1090.3926 | 2662 | 216.3366 | 0 | 0 | 0 | 0 | 0 | 0 | 216.3366 |  | 2662 | 216.3366 | 0 | 0 | 0 | 0 | 0 | 0 | 216.3366 | 2662 | 216.3366 | 0 | 0 | 0 | 0 | 0 | 0 | 216.3366 | 2662 | 227.7228 | 266.3976 | 0 | 0 | 0 | 0 | 0 | 494.1204 | 2662 | 227.7228 | 266.3976 | 0 | 0 | 0 | 0 | 0 | 494.1204 | 2662 | 227.7228 | 266.3976 | 0 | 0 | 0 | 0 | 0 | 494.1204 | 2662 | 231.5182 | 532.7952 | 0 | 0 | 0 | 0 | 0 | 0 | 0 | 764.3133 | 2662 | 231.5182 | 532.7952 | 0 | 17 | 0 | 0 | 0 | 0 | 0 | 781.3133 | 2662 | 231.5182 | 532.7952 | 0 | 0 | 0 | 0 | 0 | 0 | 0 | 764.3133
2665 | 43.8649 | 43.8649 | 43.8649 | 33.2109 | 33.2109 | 33.2109 | 22.833 | 22.833 | 22.833 | 2665 | 820.6346 | 820.6346 | 820.6346 | 962.6676 | 962.6676 | 962.6676 | 1088.9191 | 1088.9191 | 1088.9191 | 2663 | 442.0792 | 0 | 0 | 0 | 0 | 0 | 0 | 442.0792 |  | 2663 | 442.0792 | 0 | 0 | 0 | 0 | 0 | 0 | 442.0792 | 2663 | 442.0792 | 0 | 0 | 0 | 0 | 0 | 0 | 442.0792 | 2663 | 465.3465 | 312.8153 | 0 | 0 | 0 | 0 | 0 | 778.1619 | 2663 | 465.3465 | 312.8153 | 0 | 0 | 0 | 0 | 0 | 778.1619 | 2663 | 465.3465 | 312.8153 | 0 | 0 | 0 | 0 | 0 | 778.1619 | 2663 | 473.1023 | 625.6307 | 0 | 0 | 0 | 0 | 0 | 0 | 0 | 1098.733 | 2663 | 473.1023 | 625.6307 | 0 | 17 | 0 | 0 | 0 | 0 | 0 | 1115.733 | 2663 | 473.1023 | 625.6307 | 0 | 0 | 0 | 0 | 0 | 0 | 0 | 1098.733
2666 | 41.5117 | 41.5117 | 41.5117 | 33.2109 | 33.2109 | 33.2109 | 0.01 | 2.3567 | 2.3567 | 2666 | 821.7451 | 821.7451 | 821.7451 | 963.9702 | 963.9702 | 963.9702 | 1090.3926 | 1090.3926 | 1090.3926 | 2664 | 705.4455 | 0 | 0 | 0 | 0 | 0 | 0 | 705.4455 |  | 2664 | 705.4455 | 0 | 0 | 0 | 0 | 0 | 0 | 705.4455 | 2664 | 705.4455 | 0 | 0 | 0 | 0 | 0 | 0 | 705.4455 | 2664 | 742.5743 | 345.106 | 0 | 0 | 0 | 0 | 0 | 1087.6802 | 2664 | 742.5743 | 345.106 | 0 | 0 | 0 | 0 | 0 | 1087.6802 | 2664 | 742.5743 | 345.106 | 0 | 0 | 0 | 0 | 0 | 1087.6802 | 2664 | 754.9505 | 690.2119 | 0 | 0 | 0 | 0 | 0 | 0 | 0 | 1445.1624 | 2664 | 754.9505 | 690.2119 | 0 | 17 | 0 | 0 | 0 | 0 | 0 | 1462.1624 | 2664 | 754.9505 | 690.2119 | 0 | 0 | 0 | 0 | 0 | 0 | 0 | 1445.1624
2667 | 41.5117 | 41.5117 | 41.5117 | 33.2109 | 33.2109 | 33.2109 | 0.01 | 2.3567 | 2.3567 | 2667 | 822.8556 | 822.8556 | 822.8556 | 965.2729 | 965.2729 | 965.2729 | 1429.7175 | 1091.8661 | 1091.8661 | 2665 | 780.6931 | 0 | 0 | 0 | 0 | 0 | 0 | 780.6931 |  | 2665 | 780.6931 | 0 | 0 | 0 | 0 | 0 | 0 | 780.6931 | 2665 | 780.6931 | 0 | 0 | 0 | 0 | 0 | 0 | 780.6931 | 2665 | 821.7822 | 370.333 | 0 | 0 | 0 | 0 | 0 | 1192.1152 | 2665 | 821.7822 | 370.333 | 0 | 0 | 0 | 0 | 0 | 1192.1152 | 2665 | 821.7822 | 370.333 | 0 | 0 | 0 | 0 | 0 | 1192.1152 | 2665 | 835.4785 | 740.666 | 0 | 0 | 0 | 0 | 0 | 0 | 0 | 1576.1445 | 2665 | 835.4785 | 740.666 | 0 | 17 | 0 | 0 | 0 | 0 | 0 | 1593.1445 | 2665 | 835.4785 | 740.666 | 0 | 0 | 0 | 0 | 0 | 0 | 0 | 1576.1445
2668 | 41.5117 | 41.5117 | 41.5117 | 30.85 | 30.85 | 30.85 | 0.01 | 2.3567 | 2.3567 | 2668 | 902.8092 | 902.8092 | 902.8092 | 1059.0646 | 1059.0646 | 1059.0646 | 1197.9583 | 1197.9583 | 1197.9583 | 2666 | 808.9109 | 0 | 0 | 0 | 0 | 0 | 0 | 808.9109 |  | 2666 | 808.9109 | 0 | 0 | 0 | 0 | 0 | 0 | 808.9109 | 2666 | 808.9109 | 0 | 0 | 0 | 0 | 0 | 0 | 808.9109 | 2666 | 851.4851 | 402.6236 | 0 | 0 | 0 | 0 | 0 | 1254.1088 | 2666 | 851.4851 | 402.6236 | 0 | 0 | 0 | 0 | 0 | 1254.1088 | 2666 | 851.4851 | 402.6236 | 0 | 0 | 0 | 0 | 0 | 1254.1088 | 2666 | 865.6766 | 805.2472 | 0 | 0 | 0 | 0 | 0 | 0 | 0 | 1670.9238 | 2666 | 865.6766 | 805.2472 | 0 | 17 | 0 | 0 | 0 | 0 | 0 | 1687.9238 | 2666 | 865.6766 | 805.2472 | 0 | 0 | 0 | 0 | 0 | 0 | 0 | 1670.9238
2669 | 41.5117 | 41.5117 | 41.5117 | 29.6168 | 29.6168 | 29.6168 | 0.01 | 2.3567 | 2.3567 | 2669 | 1028.2919 | 1028.2919 | 1028.2919 | 1206.2655 | 1206.2655 | 1206.2655 | 1797.3767 | 1364.4642 | 1364.4642 | 2667 | 799.505 | 0 | 5.0859 | 0 | 0 | 0 | 0 | 804.5909 |  | 2667 | 799.505 | 0 | 5.0859 | 0 | 0 | 0 | 0 | 804.5909 | 2667 | 799.505 | 0 | 5.0859 | 0 | 0 | 0 | 0 | 804.5909 | 2667 | 841.5842 | 439.9596 | 5.4983 | 0 | 0 | 0 | 0 | 1287.0421 | 2667 | 841.5842 | 439.9596 | 5.4983 | 0 | 0 | 0 | 0 | 1287.0421 | 2667 | 841.5842 | 439.9596 | 5.4983 | 0 | 0 | 0 | 0 | 1287.0421 | 2667 | 855.6106 | 879.9193 | 6.8729 | 0 | 0 | 0 | 0 | 0 | 0 | 1742.4027 | 2667 | 855.6106 | 879.9193 | 6.8729 | 17 | 0 | 0 | 0 | 0 | 0 | 1759.4027 | 2667 | 855.6106 | 879.9193 | 6.8729 | 0 | 0 | 0 | 0 | 0 | 0 | 1742.4027
2670 | 41.5117 | 41.5117 | 41.5117 | 30.4988 | 30.4988 | 30.4988 | 0.01 | 0.01 | 0.01 | 2670 | 1097.1408 | 1097.1408 | 1097.1408 | 1287.0305 | 1287.0305 | 1287.0305 | 1980.9356 | 1835.7518 | 1835.7518 | 2668 | 818.3168 | 0 | 35.6014 | 0 | 0 | 0 | 0 | 853.9182 |  | 2668 | 818.3168 | 0 | 35.6014 | 0 | 0 | 0 | 0 | 853.9182 | 2668 | 818.3168 | 0 | 35.6014 | 0 | 0 | 0 | 0 | 853.9182 | 2668 | 861.3861 | 486.3774 | 38.488 | 0 | 0 | 0 | 0 | 1386.2515 | 2668 | 861.3861 | 486.3774 | 38.488 | 0 | 0 | 0 | 0 | 1386.2515 | 2668 | 861.3861 | 486.3774 | 38.488 | 0 | 0 | 0 | 0 | 1386.2515 | 2668 | 614.1733 | 972.7548 | 48.11 | 0 | 0 | 0 | 0 | 0 | 0 | 1635.0381 | 2668 | 875.7426 | 972.7548 | 48.11 | 17 | 0 | 0 | 0 | 0 | 0 | 1913.6073 | 2668 | 875.7426 | 972.7548 | 48.11 | 0 | 0 | 0 | 0 | 0 | 0 | 1896.6073
2671 | 38.968 | 38.968 | 39.181 | 23.4961 | 23.4961 | 23.4961 | 0.01 | 0.01 | 0.01 | 2671 | 1091.5884 | 1091.5884 | 1091.5884 | 1744.7486 | 1556.6382 | 1744.7486 | 1973.5681 | 1973.5681 | 1448.4539 | 2669 | 837.1287 | 0 | 137.3196 | 0 | 0 | 0 | 0 | 974.4483 |  | 2669 | 837.1287 | 0 | 137.3196 | 0 | 0 | 0 | 0 | 974.4483 | 2669 | 837.1287 | 0 | 137.3196 | 0 | 0 | 0 | 0 | 974.4483 | 2669 | 881.1881 | 502.5227 | 148.4536 | 0 | 0 | 0 | 0 | 1532.1644 | 2669 | 881.1881 | 502.5227 | 148.4536 | 0 | 0 | 0 | 0 | 1532.1644 | 2669 | 881.1881 | 502.5227 | 148.4536 | 0 | 0 | 0 | 0 | 1532.1644 | 2669 | 895.8746 | 1005.0454 | 185.567 | 0 | 0 | 0 | 0 | 0 | 0 | 2086.487 | 2669 | 895.8746 | 1005.0454 | 185.567 | 17 | 0 | 0 | 0 | 0 | 0 | 2103.487 | 2669 | 895.8746 | 1005.0454 | 185.567 | 0 | 0 | 0 | 0 | 0 | 0 | 2086.487
2672 | 14.108 | 22.3899 | 22.3899 | 0.01 | 0.01 | 0.01 | 0.01 | 0.01 | 0.01 | 2672 | 1477.3324 | 1477.3324 | 1477.3324 | 1733.0246 | 1733.0246 | 1733.0246 | 1960.3065 | 1960.3065 | 1960.3065 | 2670 | 677.2277 | 0 | 381.4433 | 0 | 0 | 0 | 0 | 1058.671 |  | 2670 | 677.2277 | 0 | 381.4433 | 0 | 0 | 0 | 0 | 1058.671 | 2670 | 677.2277 | 0 | 381.4433 | 0 | 0 | 0 | 0 | 1058.671 | 2670 | 712.8713 | 505.5499 | 412.3711 | 0 | 0 | 0 | 0 | 1630.7924 | 2670 | 712.8713 | 505.5499 | 412.3711 | 0 | 0 | 0 | 0 | 1630.7924 | 2670 | 712.8713 | 505.5499 | 412.3711 | 0 | 0 | 0 | 0 | 1630.7924 | 2670 | 724.7525 | 1011.0999 | 515.4639 | 0 | 0 | 0 | 0 | 0 | 0 | 2251.3163 | 2670 | 724.7525 | 1011.0999 | 515.4639 | 17 | 0 | 0 | 0 | 0 | 0 | 2268.3163 | 2670 | 724.7525 | 1011.0999 | 515.4639 | 0 | 0 | 0 | 0 | 0 | 0 | 2251.3163
2673 | 14.108 | 20.9838 | 20.9838 | 0.01 | 0.01 | 0.01 | 0.01 | 0.01 | 0.01 | 2673 | 1515.0883 | 1515.0883 | 1515.0883 | 1777.3151 | 1777.3151 | 1777.3151 | 2010.4056 | 2010.4056 | 1485.2915 | 2671 | 677.2277 | 0 | 691.6838 | 0 | 0 | 0 | 0 | 1368.9116 |  | 2671 | 677.2277 | 0 | 691.6838 | 0 | 0 | 0 | 0 | 1368.9116 | 2671 | 677.2277 | 0 | 691.6838 | 0 | 0 | 0 | 0 | 1368.9116 | 2671 | 712.8713 | 537.8406 | 747.7663 | 0 | 0 | 0 | 0 | 1998.4782 | 2671 | 712.8713 | 537.8406 | 747.7663 | 0 | 0 | 0 | 0 | 1998.4782 | 2671 | 712.8713 | 537.8406 | 747.7663 | 0 | 0 | 0 | 0 | 1998.4782 | 2671 | 724.7525 | 1075.6811 | 934.7079 | 0 | 0 | 0 | 0 | 0 | 0 | 2735.1415 | 2671 | 724.7525 | 1075.6811 | 934.7079 | 17 | 0 | 0 | 0 | 0 | 0 | 2752.1415 | 2671 | 724.7525 | 1075.6811 | 934.7079 | 0 | 0 | 0 | 0 | 0 | 0 | 2735.1415
2674 | 14.108 | 18.6145 | 18.6145 | 0.01 | 0.01 | 0.01 | 0.01 | 0.01 | 0.01 | 2674 | 1513.9778 | 1513.9778 | 1513.9778 | 1776.0125 | 1776.0125 | 1776.0125 | 1483.818 | 2008.9321 | 2008.9321 | 2672 | 865.3465 | 0 | 890.0344 | 0 | 0 | 0 | 0 | 1755.3809 |  | 2672 | 865.3465 | 0 | 890.0344 | 0 | 0 | 0 | 0 | 1755.3809 | 2672 | 865.3465 | 0 | 890.0344 | 0 | 0 | 0 | 0 | 1755.3809 | 2672 | 113.2313 | 573.1584 | 962.1993 | 0 | 0 | 0 | 0 | 1648.5891 | 2672 | 910.8911 | 573.1584 | 962.1993 | 0 | 0 | 0 | 0 | 2446.2488 | 2672 | 613.2313 | 573.1584 | 962.1993 | 0 | 0 | 0 | 0 | 2148.5891 | 2672 | 317.3171 | 1146.3169 | 1202.7491 | 0 | 0 | 0 | 0 | 0 | 0 | 2666.3831 | 2672 | 926.0726 | 1146.3169 | 1202.7491 | 17 | 0 | 0 | 0 | 0 | 0 | 3292.1386 | 2672 | 926.0726 | 1146.3169 | 1202.7491 | 0 | 0 | 0 | 0 | 0 | 0 | 3275.1386
2675 | 14.108 | 15.641 | 15.641 | 0.01 | 0.01 | 0.01 | 0.01 | 0.01 | 0.01 | 2675 | 1528.4139 | 1528.4139 | 1528.4139 | 1792.9471 | 1792.9471 | 1792.9471 | 2028.0877 | 2028.0877 | 2028.0877 | 2673 | 1025.2475 | 0 | 879.8625 | 0 | 0 | 0 | 0 | 1905.1101 |  | 2673 | 1025.2475 | 0 | 879.8625 | 0 | 0 | 0 | 0 | 1905.1101 | 2673 | 1025.2475 | 0 | 879.8625 | 0 | 0 | 0 | 0 | 1905.1101 | 2673 | 1079.2079 | 597.3764 | 951.2027 | 0 | 0 | 0 | 0 | 2627.7871 | 2673 | 1079.2079 | 597.3764 | 951.2027 | 0 | 0 | 0 | 0 | 2627.7871 | 2673 | 644.3005 | 597.3764 | 951.2027 | 0 | 0 | 0 | 0 | 2192.8796 | 2673 | 0 | 1194.7528 | 1189.0034 | 0 | 0 | 0 | 0 | 0 | 0 | 2383.7562 | 2673 | 1097.1947 | 1194.7528 | 1189.0034 | 17 | 0 | 0 | 0 | 0 | 0 | 3497.9509 | 2673 | 806.5614 | 1194.7528 | 1189.0034 | 0 | 0 | 0 | 0 | 0 | 0 | 3190.3176
2676 | 14.108 | 14.9898 | 14.9898 | 0.01 | 0.01 | 0.01 | 0.01 | 0.01 | 0.01 | 2676 | 1519.5302 | 1519.5302 | 1519.5302 | 1782.5258 | 1782.5258 | 1782.5258 | 2016.2997 | 2016.2997 | 2016.2997 | 2674 | 1072.2772 | 0 | 854.433 | 0 | 0 | 0 | 0 | 1926.7102 |  | 2674 | 1072.2772 | 0 | 854.433 | 0 | 0 | 0 | 0 | 1926.7102 | 2674 | 1072.2772 | 0 | 854.433 | 0 | 0 | 0 | 0 | 1926.7102 | 2674 | 136.1804 | 631.6852 | 923.7113 | 0 | 0 | 0 | 0 | 1691.5769 | 2674 | 673.5656 | 631.6852 | 923.7113 | 0 | 0 | 0 | 0 | 2228.9621 | 2674 | 636.1804 | 631.6852 | 923.7113 | 0 | 0 | 0 | 0 | 2191.5769 | 2674 | 468.0784 | 1263.3703 | 1154.6392 | 0 | 0 | 0 | 0 | 0 | 0 | 2886.0879 | 2674 | 633.4655 | 1263.3703 | 1154.6392 | 17 | 0 | 0 | 0 | 0 | 0 | 3068.475 | 2674 | 239.5871 | 1263.3703 | 1154.6392 | 0 | 0 | 0 | 0 | 0 | 0 | 2657.5966
2677 | 14.108 | 14.9898 | 14.9898 | 0.01 | 0.01 | 0.01 | 0.01 | 0.01 | 0.01 | 2677 | 1520.6406 | 1520.6406 | 1520.6406 | 1783.8284 | 1783.8284 | 1783.8284 | 2017.7732 | 2017.7732 | 2017.7732 | 2675 | 1194.5545 | 0 | 829.0034 | 0 | 0 | 0 | 0 | 2023.5579 |  | 2675 | 1194.5545 | 0 | 829.0034 | 0 | 0 | 0 | 0 | 2023.5579 | 2675 | 1194.5545 | 0 | 829.0034 | 0 | 0 | 0 | 0 | 2023.5579 | 2675 | 727.8971 | 665.9939 | 896.2199 | 0 | 0 | 0 | 0 | 2290.1109 | 2675 | 1257.4257 | 665.9939 | 896.2199 | 0 | 0 | 0 | 0 | 2819.6396 | 2675 | 792.4464 | 665.9939 | 896.2199 | 0 | 0 | 0 | 0 | 2354.6602 | 2675 | 0 | 1331.9879 | 1120.2749 | 0 | 0 | 0 | 0 | 0 | 0 | 2452.2628 | 2675 | 991.3893 | 1331.9879 | 1120.2749 | 17 | 0 | 0 | 0 | 0 | 0 | 3460.6522 | 2675 | 0 | 1331.9879 | 1120.2749 | 0 | 0 | 0 | 0 | 0 | 0 | 2452.2628
2678 | 14.108 | 14.9898 | 14.9898 | 0.01 | 1.1461 | 1.1461 | 0.01 | 0.01 | 0.01 | 2678 | 1489.5476 | 1489.5476 | 1489.5476 | 1747.3539 | 1747.3539 | 1747.3539 | 1976.5151 | 1976.5151 | 1451.4009 | 2676 | 1062.8713 | 0 | 701.8557 | 0 | 0 | 0 | 0 | 1764.727 |  | 2676 | 1062.8713 | 0 | 701.8557 | 0 | 0 | 0 | 0 | 1764.727 | 2676 | 1062.8713 | 0 | 701.8557 | 0 | 0 | 0 | 0 | 1764.727 | 2676 | 1118.8119 | 662.9667 | 758.7629 | 0 | 0 | 0 | 0 | 2540.5415 | 2676 | 880.5153 | 662.9667 | 758.7629 | 0 | 0 | 0 | 0 | 2302.2449 | 2676 | 1009.4607 | 662.9667 | 758.7629 | 0 | 0 | 0 | 0 | 2431.1903 | 2676 | 0 | 1325.9334 | 948.4536 | 0 | 0 | 0 | 0 | 0 | 0 | 2274.387 | 2676 | 157.4771 | 1325.9334 | 948.4536 | 17 | 0 | 0 | 0 | 0 | 0 | 2448.8641 | 2676 | 157.4771 | 1325.9334 | 948.4536 | 0 | 0 | 0 | 0 | 0 | 0 | 2431.8641
2679 | 18.6145 | 18.6145 | 18.6145 | 7.3621 | 8.0251 | 8.0251 | 0.01 | 0.01 | 0.01 | 2679 | 1474.0011 | 1474.0011 | 1474.0011 | 1729.1166 | 1729.1166 | 1729.1166 | 1955.886 | 1955.886 | 1955.886 | 2677 | 921.7822 | 0 | 574.7079 | 0 | 0 | 0 | 0 | 1496.4901 |  | 2677 | 921.7822 | 0 | 574.7079 | 0 | 0 | 0 | 0 | 1496.4901 | 2677 | 921.7822 | 0 | 574.7079 | 0 | 0 | 0 | 0 | 1496.4901 | 2677 | 970.297 | 629.667 | 621.3058 | 0 | 0 | 0 | 0 | 2221.2699 | 2677 | 970.297 | 629.667 | 621.3058 | 0 | 0 | 0 | 0 | 2221.2699 | 2677 | 959.6165 | 629.667 | 621.3058 | 0 | 0 | 0 | 0 | 2210.5893 | 2677 | 0 | 1259.334 | 776.6323 | 0 | 0 | 0 | 0 | 0 | 0 | 2035.9663 | 2677 | 397.3713 | 1259.334 | 776.6323 | 17 | 0 | 0 | 0 | 0 | 0 | 2450.3376 | 2677 | 397.3713 | 1259.334 | 776.6323 | 0 | 0 | 0 | 0 | 0 | 0 | 2433.3376
2680 | 22.3899 | 22.3899 | 22.3899 | 17.783 | 17.783 | 17.783 | 0.01 | 2.3567 | 2.3567 | 2680 | 1475.1115 | 1475.1115 | 1475.1115 | 1730.4193 | 1730.4193 | 1730.4193 | 1476.9501 | 1432.2454 | 1432.2454 | 2678 | 771.2871 | 0 | 483.1615 | 0 | 0 | 0 | 0 | 1254.4486 |  | 2678 | 771.2871 | 0 | 483.1615 | 0 | 0 | 0 | 0 | 1254.4486 | 2678 | 771.2871 | 0 | 483.1615 | 0 | 0 | 0 | 0 | 1254.4486 | 2678 | 811.8812 | 588.2947 | 522.3368 | 0 | 0 | 0 | 0 | 1922.5126 | 2678 | 811.8812 | 588.2947 | 522.3368 | 0 | 0 | 0 | 0 | 1922.5126 | 2678 | 811.8812 | 588.2947 | 522.3368 | 0 | 0 | 0 | 0 | 1922.5126 | 2678 | 825.4125 | 1176.5893 | 652.921 | 0 | 0 | 0 | 0 | 0 | 0 | 2654.9228 | 2678 | 562.5693 | 1176.5893 | 652.921 | 17 | 0 | 0 | 0 | 0 | 0 | 2409.0795 | 2678 | 825.4125 | 1176.5893 | 652.921 | 0 | 0 | 0 | 0 | 0 | 0 | 2654.9228
2681 | 29.8169 | 38.7757 | 34.6553 | 23.4961 | 23.4961 | 23.4961 | 14.9898 | 14.9898 | 14.9898 | 2681 | 1069.3791 | 1442.9595 | 1343.0812 | 1504.4347 | 1692.545 | 1470.2535 | 1418.9838 | 1418.9838 | 1418.9838 | 2679 | 601.9802 | 0 | 361.0997 | 0 | 0 | 0 | 0 | 963.0799 |  | 2679 | 601.9802 | 0 | 361.0997 | 0 | 0 | 0 | 0 | 963.0799 | 2679 | 601.9802 | 0 | 361.0997 | 0 | 0 | 0 | 0 | 963.0799 | 2679 | 633.6634 | 507.5681 | 390.378 | 0 | 0 | 0 | 0 | 1531.6095 | 2679 | 633.6634 | 507.5681 | 390.378 | 0 | 0 | 0 | 0 | 1531.6095 | 2679 | 633.6634 | 507.5681 | 390.378 | 0 | 0 | 0 | 0 | 1531.6095 | 2679 | 644.2244 | 1015.1362 | 487.9725 | 0 | 0 | 0 | 0 | 0 | 0 | 2147.3332 | 2679 | 644.2244 | 1015.1362 | 487.9725 | 17 | 0 | 0 | 0 | 0 | 0 | 2164.3332 | 2679 | 644.2244 | 1015.1362 | 487.9725 | 0 | 0 | 0 | 0 | 0 | 0 | 2147.3332
2682 | 61.1568 | 60.9237 | 61.1568 | 29.4202 | 29.4202 | 29.4202 | 18.6145 | 18.6145 | 18.6145 | 2682 | 1077.1524 | 1077.1524 | 1077.1524 | 1263.5826 | 1263.5826 | 1263.5826 | 1429.2984 | 1429.2984 | 1429.2984 | 2680 | 319.802 | 0 | 193.2646 | 0 | 0 | 0 | 0 | 513.0666 |  | 2680 | 319.802 | 0 | 193.2646 | 0 | 0 | 0 | 0 | 513.0666 | 2680 | 319.802 | 0 | 193.2646 | 0 | 0 | 0 | 0 | 513.0666 | 2680 | 336.6337 | 394.551 | 208.9347 | 0 | 0 | 0 | 0 | 940.1193 | 2680 | 336.6337 | 394.551 | 208.9347 | 0 | 0 | 0 | 0 | 940.1193 | 2680 | 336.6337 | 394.551 | 208.9347 | 0 | 0 | 0 | 0 | 940.1193 | 2680 | 342.2442 | 789.1019 | 261.1684 | 0 | 0 | 0 | 0 | 0 | 0 | 1392.5145 | 2680 | 342.2442 | 789.1019 | 261.1684 | 17 | 0 | 0 | 0 | 0 | 0 | 1409.5145 | 2680 | 342.2442 | 789.1019 | 261.1684 | 0 | 0 | 0 | 0 | 0 | 0 | 1392.5145
2683 | 64.07 | 60.9237 | 61.424 | 29.4202 | 29.4202 | 29.4202 | 20.9838 | 18.6145 | 18.6145 | 2683 | 1083.8152 | 1083.8152 | 1083.8152 | 1271.3986 | 1271.3986 | 1271.3986 | 1438.1394 | 1438.1394 | 1438.1394 | 2681 | 272.7723 | 0 | 66.1168 | 0 | 0 | 0 | 0 | 338.8891 |  | 2681 | 272.7723 | 0 | 66.1168 | 0 | 0 | 0 | 0 | 338.8891 | 2681 | 272.7723 | 0 | 66.1168 | 0 | 0 | 0 | 0 | 338.8891 | 2681 | 287.1287 | 274.4702 | 71.4777 | 0 | 0 | 0 | 0 | 633.0766 | 2681 | 287.1287 | 274.4702 | 71.4777 | 0 | 0 | 0 | 0 | 633.0766 | 2681 | 287.1287 | 274.4702 | 71.4777 | 0 | 0 | 0 | 0 | 633.0766 | 2681 | 291.9142 | 548.9405 | 89.3471 | 0 | 0 | 0 | 0 | 0 | 0 | 930.2017 | 2681 | 291.9142 | 548.9405 | 89.3471 | 17 | 0 | 0 | 0 | 0 | 0 | 947.2017 | 2681 | 291.9142 | 548.9405 | 89.3471 | 0 | 0 | 0 | 0 | 0 | 0 | 930.2017
2684 | 64.07 | 60.9237 | 61.424 | 29.4202 | 29.4202 | 29.4202 | 20.9838 | 18.6145 | 18.6145 | 2684 | 1030.5128 | 1030.5128 | 1030.5128 | 1208.8708 | 1208.8708 | 1208.8708 | 1367.4112 | 1367.4112 | 1367.4112 | 2682 | 225.7426 | 0 | 10.1718 | 0 | 0 | 0 | 0 | 235.9144 |  | 2682 | 225.7426 | 0 | 10.1718 | 0 | 0 | 0 | 0 | 235.9144 | 2682 | 225.7426 | 0 | 10.1718 | 0 | 0 | 0 | 0 | 235.9144 | 2682 | 237.6238 | 215.9435 | 10.9966 | 0 | 0 | 0 | 0 | 464.5638 | 2682 | 237.6238 | 215.9435 | 10.9966 | 0 | 0 | 0 | 0 | 464.5638 | 2682 | 237.6238 | 215.9435 | 10.9966 | 0 | 0 | 0 | 0 | 464.5638 | 2682 | 241.5842 | 431.887 | 13.7457 | 0 | 0 | 0 | 0 | 0 | 0 | 687.2168 | 2682 | 241.5842 | 431.887 | 13.7457 | 17 | 0 | 0 | 0 | 0 | 0 | 704.2168 | 2682 | 241.5842 | 431.887 | 13.7457 | 0 | 0 | 0 | 0 | 0 | 0 | 687.2168
2685 | 64.07 | 60.9237 | 61.424 | 29.4202 | 29.4202 | 29.6302 | 20.9838 | 20.9838 | 20.9838 | 2685 | 936.1232 | 936.1232 | 936.1232 | 1098.1445 | 1098.1445 | 1098.1445 | 1242.1634 | 1242.1634 | 1242.1634 | 2683 | 395.0495 | 0 | 0 | 0 | 0 | 0 | 0 | 395.0495 |  | 2683 | 395.0495 | 0 | 0 | 0 | 0 | 0 | 0 | 395.0495 | 2683 | 395.0495 | 0 | 0 | 0 | 0 | 0 | 0 | 395.0495 | 2683 | 415.8416 | 193.7437 | 0 | 0 | 0 | 0 | 0 | 609.5853 | 2683 | 415.8416 | 193.7437 | 0 | 0 | 0 | 0 | 0 | 609.5853 | 2683 | 415.8416 | 193.7437 | 0 | 0 | 0 | 0 | 0 | 609.5853 | 2683 | 422.7723 | 387.4874 | 0 | 0 | 0 | 0 | 0 | 0 | 0 | 810.2597 | 2683 | 422.7723 | 387.4874 | 0 | 17 | 0 | 0 | 0 | 0 | 0 | 827.2597 | 2683 | 422.7723 | 387.4874 | 0 | 0 | 0 | 0 | 0 | 0 | 0 | 810.2597
2686 | 64.07 | 60.9237 | 61.424 | 29.4202 | 29.4202 | 29.6302 | 20.9838 | 20.9838 | 20.9838 | 2686 | 880.5998 | 880.5998 | 880.5998 | 1033.0113 | 1033.0113 | 1033.0113 | 1168.4882 | 1168.4882 | 1168.4882 | 2684 | 206.9307 | 0 | 0 | 0 | 0 | 0 | 0 | 206.9307 |  | 2684 | 206.9307 | 0 | 0 | 0 | 0 | 0 | 0 | 206.9307 | 2684 | 206.9307 | 0 | 0 | 0 | 0 | 0 | 0 | 206.9307 | 2684 | 217.8218 | 160.444 | 0 | 0 | 0 | 0 | 0 | 378.2658 | 2684 | 217.8218 | 160.444 | 0 | 0 | 0 | 0 | 0 | 378.2658 | 2684 | 217.8218 | 160.444 | 0 | 0 | 0 | 0 | 0 | 378.2658 | 2684 | 221.4521 | 320.888 | 0 | 0 | 0 | 0 | 0 | 0 | 0 | 542.3401 | 2684 | 221.4521 | 320.888 | 0 | 17 | 0 | 0 | 0 | 0 | 0 | 559.3401 | 2684 | 221.4521 | 320.888 | 0 | 0 | 0 | 0 | 0 | 0 | 0 | 542.3401
2687 | 64.07 | 60.9237 | 61.424 | 29.4202 | 29.4202 | 29.4202 | 20.9838 | 19.0104 | 19.0104 | 2687 | 849.5068 | 849.5068 | 849.5068 | 996.5368 | 996.5368 | 996.5368 | 1127.2301 | 1127.2301 | 1127.2301 | 2685 | 159.901 | 0 | 0 | 0 | 0 | 0 | 0 | 159.901 |  | 2685 | 159.901 | 0 | 0 | 0 | 0 | 0 | 0 | 159.901 | 2685 | 159.901 | 0 | 0 | 0 | 0 | 0 | 0 | 159.901 | 2685 | 168.3168 | 113.0172 | 0 | 0 | 0 | 0 | 0 | 281.334 | 2685 | 168.3168 | 113.0172 | 0 | 0 | 0 | 0 | 0 | 281.334 | 2685 | 168.3168 | 113.0172 | 0 | 0 | 0 | 0 | 0 | 281.334 | 2685 | 171.1221 | 226.0343 | 0 | 0 | 0 | 0 | 0 | 0 | 0 | 397.1564 | 2685 | 171.1221 | 226.0343 | 0 | 17 | 0 | 0 | 0 | 0 | 0 | 414.1564 | 2685 | 171.1221 | 226.0343 | 0 | 0 | 0 | 0 | 0 | 0 | 0 | 397.1564
2688 | 64.07 | 60.9237 | 61.424 | 23.4961 | 23.4961 | 23.4961 | 18.6145 | 18.6145 | 18.6145 | 2688 | 828.4079 | 828.4079 | 828.4079 | 971.7862 | 971.7862 | 1005.9674 | 1099.2336 | 1099.2336 | 1099.2336 | 2686 | 103.4653 | 0 | 0 | 0 | 0 | 0 | 0 | 103.4653 |  | 2686 | 103.4653 | 0 | 0 | 0 | 0 | 0 | 0 | 103.4653 | 2686 | 103.4653 | 0 | 0 | 0 | 0 | 0 | 0 | 103.4653 | 2686 | 108.9109 | 66.5994 | 0 | 0 | 0 | 0 | 0 | 175.5103 | 2686 | 108.9109 | 66.5994 | 0 | 0 | 0 | 0 | 0 | 175.5103 | 2686 | 108.9109 | 66.5994 | 0 | 0 | 0 | 0 | 0 | 175.5103 | 2686 | 110.7261 | 133.1988 | 0 | 0 | 0 | 0 | 0 | 0 | 0 | 243.9249 | 2686 | 110.7261 | 133.1988 | 0 | 17 | 0 | 0 | 0 | 0 | 0 | 260.9249 | 2686 | 110.7261 | 133.1988 | 0 | 0 | 0 | 0 | 0 | 0 | 0 | 243.9249
2689 | 22.3899 | 22.3899 | 22.3899 | 20.4241 | 20.3965 | 20.4241 | 0.01 | 0.01 | 0.01 | 2689 | 821.7451 | 821.7451 | 821.7451 | 963.9702 | 963.9702 | 963.9702 | 1090.3926 | 1090.3926 | 1090.3926 | 2687 | 141.0891 | 0 | 0 | 0 | 0 | 0 | 0 | 141.0891 |  | 2687 | 141.0891 | 0 | 0 | 0 | 0 | 0 | 0 | 141.0891 | 2687 | 141.0891 | 0 | 0 | 0 | 0 | 0 | 0 | 141.0891 | 2687 | 148.5149 | 36.3269 | 0 | 0 | 0 | 0 | 0 | 184.8418 | 2687 | 148.5149 | 36.3269 | 0 | 0 | 0 | 0 | 0 | 184.8418 | 2687 | 148.5149 | 36.3269 | 0 | 0 | 0 | 0 | 0 | 184.8418 | 2687 | 150.9901 | 72.6539 | 0 | 0 | 0 | 0 | 0 | 0 | 0 | 223.644 | 2687 | 150.9901 | 72.6539 | 0 | 17 | 0 | 0 | 0 | 0 | 0 | 240.644 | 2687 | 150.9901 | 72.6539 | 0 | 0 | 0 | 0 | 0 | 0 | 0 | 223.644
2690 | 22.3899 | 22.3899 | 22.3899 | 18.6145 | 18.6145 | 18.6145 | 0.01 | 0.01 | 0.01 | 2690 | 831.7393 | 831.7393 | 831.7393 | 975.6942 | 975.6942 | 975.6942 | 1103.6541 | 1103.6541 | 1103.6541 | 2688 | 141.0891 | 0 | 0 | 0 | 0 | 0 | 0 | 141.0891 |  | 2688 | 141.0891 | 0 | 0 | 0 | 0 | 0 | 0 | 141.0891 | 2688 | 141.0891 | 0 | 0 | 0 | 0 | 0 | 0 | 141.0891 | 2688 | 148.5149 | 25.227 | 0 | 0 | 0 | 0 | 0 | 173.7419 | 2688 | 148.5149 | 25.227 | 0 | 0 | 0 | 0 | 0 | 173.7419 | 2688 | 148.5149 | 25.227 | 0 | 0 | 0 | 0 | 0 | 173.7419 | 2688 | 150.9901 | 50.4541 | 0 | 0 | 0 | 0 | 0 | 0 | 0 | 201.4442 | 2688 | 150.9901 | 50.4541 | 0 | 17 | 0 | 0 | 0 | 0 | 0 | 218.4442 | 2688 | 150.9901 | 50.4541 | 0 | 0 | 0 | 0 | 0 | 0 | 0 | 201.4442
2691 | 20.9838 | 20.9838 | 20.9838 | 14.9898 | 14.0926 | 14.0926 | 0.01 | 0.01 | 0.01 | 2691 | 848.3963 | 848.3963 | 848.3963 | 995.2341 | 995.2341 | 995.2341 | 1125.7566 | 1125.7566 | 1125.7566 | 2689 | 272.7723 | 0 | 0 | 0 | 0 | 0 | 0 | 272.7723 |  | 2689 | 272.7723 | 0 | 0 | 0 | 0 | 0 | 0 | 272.7723 | 2689 | 272.7723 | 0 | 0 | 0 | 0 | 0 | 0 | 272.7723 | 2689 | 287.1287 | 28.2543 | 0 | 0 | 0 | 0 | 0 | 315.383 | 2689 | 287.1287 | 28.2543 | 0 | 0 | 0 | 0 | 0 | 315.383 | 2689 | 287.1287 | 28.2543 | 0 | 0 | 0 | 0 | 0 | 315.383 | 2689 | 291.9142 | 56.5086 | 0 | 0 | 0 | 0 | 0 | 0 | 0 | 348.4228 | 2689 | 291.9142 | 56.5086 | 0 | 17 | 0 | 0 | 0 | 0 | 0 | 365.4228 | 2689 | 291.9142 | 56.5086 | 0 | 0 | 0 | 0 | 0 | 0 | 0 | 348.4228
2692 | 20.9838 | 20.9838 | 20.9838 | 13.6917 | 13.6917 | 13.6917 | 0.01 | 0.01 | 0.01 | 2692 | 932.7918 | 932.7918 | 932.7918 | 1094.2365 | 1094.2365 | 1094.2365 | 1237.7429 | 1237.7429 | 1237.7429 | 2690 | 404.4554 | 0 | 0 | 0 | 0 | 0 | 0 | 404.4554 |  | 2690 | 404.4554 | 0 | 0 | 0 | 0 | 0 | 0 | 404.4554 | 2690 | 404.4554 | 0 | 0 | 0 | 0 | 0 | 0 | 404.4554 | 2690 | 425.7426 | 41.3724 | 0 | 0 | 0 | 0 | 0 | 467.1149 | 2690 | 425.7426 | 41.3724 | 0 | 0 | 0 | 0 | 0 | 467.1149 | 2690 | 425.7426 | 41.3724 | 0 | 0 | 0 | 0 | 0 | 467.1149 | 2690 | 432.8383 | 82.7447 | 0 | 0 | 0 | 0 | 0 | 0 | 0 | 515.583 | 2690 | 432.8383 | 82.7447 | 0 | 17 | 0 | 0 | 0 | 0 | 0 | 532.583 | 2690 | 432.8383 | 82.7447 | 0 | 0 | 0 | 0 | 0 | 0 | 0 | 515.583
2693 | 20.9838 | 20.9838 | 20.9838 | 12.9218 | 12.9218 | 12.9218 | 0.01 | 0.01 | 0.01 | 2693 | 1059.3849 | 1059.3849 | 1059.3849 | 1242.74 | 1242.74 | 1242.74 | 1405.7223 | 1930.8365 | 1405.7223 | 2691 | 338.6139 | 0 | 0 | 0 | 0 | 0 | 0 | 338.6139 |  | 2691 | 338.6139 | 0 | 0 | 0 | 0 | 0 | 0 | 338.6139 | 2691 | 338.6139 | 0 | 0 | 0 | 0 | 0 | 0 | 338.6139 | 2691 | 356.4356 | 65.5903 | 0 | 0 | 0 | 0 | 0 | 422.026 | 2691 | 356.4356 | 65.5903 | 0 | 0 | 0 | 0 | 0 | 422.026 | 2691 | 356.4356 | 65.5903 | 0 | 0 | 0 | 0 | 0 | 422.026 | 2691 | 362.3762 | 131.1806 | 0 | 0 | 0 | 0 | 0 | 0 | 0 | 493.5569 | 2691 | 362.3762 | 131.1806 | 0 | 17 | 0 | 0 | 0 | 0 | 0 | 510.5569 | 2691 | 362.3762 | 131.1806 | 0 | 0 | 0 | 0 | 0 | 0 | 0 | 493.5569
2694 | 21.7964 | 20.9838 | 20.9838 | 14.9898 | 14.022 | 14.022 | 0.01 | 0.01 | 0.01 | 2694 | 1177.0944 | 1177.0944 | 1177.0944 | 1380.8222 | 1380.8222 | 1380.8222 | 1561.9137 | 1561.9137 | 1561.9137 | 2692 | 319.802 | 0 | 25.4296 | 0 | 0 | 0 | 0 | 345.2315 |  | 2692 | 319.802 | 0 | 25.4296 | 0 | 0 | 0 | 0 | 345.2315 | 2692 | 319.802 | 0 | 25.4296 | 0 | 0 | 0 | 0 | 345.2315 | 2692 | 336.6337 | 101.9173 | 27.4914 | 0 | 0 | 0 | 0 | 466.0423 | 2692 | 336.6337 | 101.9173 | 27.4914 | 0 | 0 | 0 | 0 | 466.0423 | 2692 | 336.6337 | 101.9173 | 27.4914 | 0 | 0 | 0 | 0 | 466.0423 | 2692 | 342.2442 | 203.8345 | 34.3643 | 0 | 0 | 0 | 0 | 0 | 0 | 580.443 | 2692 | 342.2442 | 203.8345 | 34.3643 | 17 | 0 | 0 | 0 | 0 | 0 | 597.443 | 2692 | 342.2442 | 203.8345 | 34.3643 | 0 | 0 | 0 | 0 | 0 | 0 | 580.443
2695 | 21.7964 | 20.9838 | 20.9838 | 14.9898 | 14.022 | 14.022 | 0.01 | 0.01 | 0.01 | 2695 | 1227.0653 | 1227.0653 | 1227.0653 | 1439.442 | 1439.442 | 1439.442 | 1628.2213 | 1628.2213 | 1628.2213 | 2693 | 310.396 | 0 | 76.2887 | 0 | 0 | 0 | 0 | 386.6847 |  | 2693 | 310.396 | 0 | 76.2887 | 0 | 0 | 0 | 0 | 386.6847 | 2693 | 310.396 | 0 | 76.2887 | 0 | 0 | 0 | 0 | 386.6847 | 2693 | 326.7327 | 154.3895 | 82.4742 | 0 | 0 | 0 | 0 | 563.5964 | 2693 | 326.7327 | 154.3895 | 82.4742 | 0 | 0 | 0 | 0 | 563.5964 | 2693 | 326.7327 | 154.3895 | 82.4742 | 0 | 0 | 0 | 0 | 563.5964 | 2693 | 332.1782 | 308.779 | 103.0928 | 0 | 0 | 0 | 0 | 0 | 0 | 744.05 | 2693 | 332.1782 | 308.779 | 103.0928 | 17 | 0 | 0 | 0 | 0 | 0 | 761.05 | 2693 | 332.1782 | 308.779 | 103.0928 | 0 | 0 | 0 | 0 | 0 | 0 | 744.05
2696 | 20.9838 | 20.9838 | 20.9838 | 11.1093 | 11.1093 | 11.1093 | 0.01 | 0.01 | 0.01 | 2696 | 1220.4025 | 1220.4025 | 1220.4025 | 1431.6261 | 1431.6261 | 1431.6261 | 1619.3803 | 1619.3803 | 1619.3803 | 2694 | 225.7426 | 0 | 142.4055 | 0 | 0 | 0 | 0 | 368.1481 |  | 2694 | 225.7426 | 0 | 142.4055 | 0 | 0 | 0 | 0 | 368.1481 | 2694 | 225.7426 | 0 | 142.4055 | 0 | 0 | 0 | 0 | 368.1481 | 2694 | 237.6238 | 214.9344 | 153.9519 | 0 | 0 | 0 | 0 | 606.5101 | 2694 | 237.6238 | 214.9344 | 153.9519 | 0 | 0 | 0 | 0 | 606.5101 | 2694 | 237.6238 | 214.9344 | 153.9519 | 0 | 0 | 0 | 0 | 606.5101 | 2694 | 241.5842 | 429.8688 | 192.4399 | 0 | 0 | 0 | 0 | 0 | 0 | 863.8928 | 2694 | 241.5842 | 429.8688 | 192.4399 | 17 | 0 | 0 | 0 | 0 | 0 | 880.8928 | 2694 | 241.5842 | 429.8688 | 192.4399 | 0 | 0 | 0 | 0 | 0 | 0 | 863.8928
2697 | 18.6145 | 18.6145 | 18.6145 | 5.1105 | 5.1105 | 5.1105 | 0.01 | 0.01 | 0.01 | 2697 | 1619.4721 | 1619.4721 | 1619.4721 | 1529.3099 | 1529.3099 | 1529.3099 | 2148.915 | 1623.8008 | 1623.8008 | 2695 | 244.5545 | 0 | 208.5223 | 0 | 0 | 0 | 0 | 453.0768 |  | 2695 | 244.5545 | 0 | 208.5223 | 0 | 0 | 0 | 0 | 453.0768 | 2695 | 244.5545 | 0 | 208.5223 | 0 | 0 | 0 | 0 | 453.0768 | 2695 | 257.4257 | 304.7427 | 225.4296 | 0 | 0 | 0 | 0 | 787.598 | 2695 | 257.4257 | 304.7427 | 225.4296 | 0 | 0 | 0 | 0 | 787.598 | 2695 | 257.4257 | 304.7427 | 225.4296 | 0 | 0 | 0 | 0 | 787.598 | 2695 | 261.7162 | 609.4854 | 281.7869 | 0 | 0 | 0 | 0 | 0 | 0 | 1152.9885 | 2695 | 261.7162 | 609.4854 | 281.7869 | 17 | 0 | 0 | 0 | 0 | 0 | 1169.9885 | 2695 | 261.7162 | 609.4854 | 281.7869 | 0 | 0 | 0 | 0 | 0 | 0 | 1152.9885
2698 | 18.6145 | 18.6145 | 18.6145 | 0.01 | 0.01 | 0.01 | 0.01 | 0.01 | 0.01 | 2698 | 1576.164 | 1576.164 | 1576.164 | 1848.9616 | 1848.9616 | 1848.9616 | 2091.4483 | 2091.4483 | 2091.4483 | 2696 | 291.5842 | 0 | 310.2405 | 0 | 0 | 0 | 0 | 601.8247 |  | 2696 | 291.5842 | 0 | 310.2405 | 0 | 0 | 0 | 0 | 601.8247 | 2696 | 291.5842 | 0 | 310.2405 | 0 | 0 | 0 | 0 | 601.8247 | 2696 | 306.9307 | 419.778 | 335.3952 | 0 | 0 | 0 | 0 | 1062.1039 | 2696 | 306.9307 | 419.778 | 335.3952 | 0 | 0 | 0 | 0 | 1062.1039 | 2696 | 306.9307 | 419.778 | 335.3952 | 0 | 0 | 0 | 0 | 1062.1039 | 2696 | 276.1448 | 839.556 | 419.244 | 0 | 0 | 0 | 0 | 0 | 0 | 1534.9448 | 2696 | 276.1448 | 839.556 | 419.244 | 17 | 0 | 0 | 0 | 0 | 0 | 1551.9448 | 2696 | 276.1448 | 839.556 | 419.244 | 0 | 0 | 0 | 0 | 0 | 0 | 1534.9448
2699 | 0.01 | 4.5053 | 4.5053 | 0.01 | 0.01 | 0.01 | 0.01 | 0.01 | 0.01 | 2699 | 1546.1814 | 1546.1814 | 1546.1814 | 1813.7897 | 1813.7897 | 1813.7897 | 2051.6637 | 2051.6637 | 2051.6637 | 2697 | 413.8614 | 0 | 432.3024 | 0 | 0 | 0 | 0 | 846.1638 |  | 2697 | 413.8614 | 0 | 432.3024 | 0 | 0 | 0 | 0 | 846.1638 | 2697 | 413.8614 | 0 | 432.3024 | 0 | 0 | 0 | 0 | 846.1638 | 2697 | 435.6436 | 541.8769 | 467.354 | 0 | 0 | 0 | 0 | 1444.8744 | 2697 | 435.6436 | 541.8769 | 467.354 | 0 | 0 | 0 | 0 | 1444.8744 | 2697 | 435.6436 | 541.8769 | 467.354 | 0 | 0 | 0 | 0 | 1444.8744 | 2697 | 396.5332 | 1083.7538 | 584.1924 | 0 | 0 | 0 | 0 | 0 | 0 | 2064.4794 | 2697 | 0 | 1083.7538 | 584.1924 | 17 | 0 | 0 | 0 | 0 | 0 | 1684.9462 | 2697 | 0 | 1083.7538 | 584.1924 | 0 | 0 | 0 | 0 | 0 | 0 | 1667.9462
2700 | 0.01 | 4.5053 | 4.5053 | 0.01 | 0.01 | 0.01 | 0 | 0 | 0 | 2700 | 1502.8732 | 1502.8732 | 1502.8732 | 1762.9858 | 1762.9858 | 1762.9858 | 1994.1971 | 1994.1971 | 1994.1971 | 2698 | 1025.2475 | 0 | 462.8179 | 0 | 0 | 0 | 0 | 1488.0654 |  | 2698 | 1025.2475 | 0 | 462.8179 | 0 | 0 | 0 | 0 | 1488.0654 | 2698 | 1025.2475 | 0 | 462.8179 | 0 | 0 | 0 | 0 | 1488.0654 | 2698 | 1079.2079 | 637.7397 | 500.3436 | 0 | 0 | 0 | 0 | 2217.2912 | 2698 | 1079.2079 | 637.7397 | 500.3436 | 0 | 0 | 0 | 0 | 2217.2912 | 2698 | 626.4427 | 637.7397 | 500.3436 | 0 | 0 | 0 | 0 | 1764.526 | 2698 | 1097.1947 | 1275.4793 | 625.4296 | 0 | 0 | 0 | 0 | 0 | 0 | 2998.1036 | 2698 | 106.1039 | 1275.4793 | 625.4296 | 17 | 0 | 0 | 0 | 0 | 0 | 2024.0128 | 2698 | 106.1039 | 1275.4793 | 625.4296 | 0 | 0 | 0 | 0 | 0 | 0 | 2007.0128
2701 | 0.01 | 4.5053 | 4.5053 | 0.01 | 0.01 | 0.01 | 0 | 0 | 0 | 2701 | 1508.4255 | 1508.4255 | 1508.4255 | 1769.4992 | 1769.4992 | 1769.4992 | 2001.5646 | 2001.5646 | 2001.5646 | 2699 | 1213.3663 | 0 | 508.5911 | 0 | 0 | 0 | 0 | 1721.9574 |  | 2699 | 1213.3663 | 0 | 508.5911 | 0 | 0 | 0 | 0 | 1721.9574 | 2699 | 1213.3663 | 0 | 508.5911 | 0 | 0 | 0 | 0 | 1721.9574 | 2699 | 1277.2277 | 717.4571 | 549.8282 | 0 | 0 | 0 | 0 | 2544.513 | 2699 | 462.0689 | 717.4571 | 549.8282 | 0 | 0 | 0 | 0 | 1729.3542 | 2699 | 462.0689 | 717.4571 | 549.8282 | 0 | 0 | 0 | 0 | 1729.3542 | 2699 | 0 | 1434.9142 | 687.2852 | 0 | 0 | 0 | 0 | 0 | 0 | 2122.1995 | 2699 | 844.0896 | 1434.9142 | 687.2852 | 17 | 0 | 0 | 0 | 0 | 0 | 2983.2891 | 2699 | 0 | 1434.9142 | 687.2852 | 0 | 0 | 0 | 0 | 0 | 0 | 2122.1995
2702 | 0.01 | 4.5053 | 4.5053 | 0.01 | 0.01 | 0.01 | 0.01 | 0.01 | 0.01 | 2702 | 1523.972 | 1523.972 | 1523.972 | 1787.7364 | 1787.7364 | 1787.7364 | 2022.1937 | 2022.1937 | 2022.1937 | 2700 | 1307.4257 | 0 | 503.5052 | 0 | 0 | 0 | 0 | 1810.9309 |  | 2700 | 1307.4257 | 0 | 503.5052 | 0 | 0 | 0 | 0 | 1810.9309 | 2700 | 1307.4257 | 0 | 503.5052 | 0 | 0 | 0 | 0 | 1810.9309 | 2700 | 1376.2376 | 781.0293 | 544.3299 | 0 | 0 | 0 | 0 | 2701.5968 | 2700 | 353.1912 | 781.0293 | 544.3299 | 0 | 0 | 0 | 0 | 1678.5503 | 2700 | 353.1912 | 781.0293 | 544.3299 | 0 | 0 | 0 | 0 | 1678.5503 | 2700 | 0 | 1562.0585 | 680.4124 | 0 | 0 | 0 | 0 | 0 | 0 | 2242.4709 | 2700 | 0 | 1562.0585 | 680.4124 | 17 | 0 | 0 | 0 | 0 | 0 | 2259.4709 | 2700 | 0 | 1229.3492 | 680.4124 | 0 | 0 | 0 | 0 | 0 | 0 | 1909.7616
2703 | 12.3675 | 12.3675 | 12.3675 | 0.01 | 0.01 | 0.01 | 0.01 | 0.01 | 0.01 | 2703 | 1533.9662 | 1533.9662 | 1533.9662 | 1799.4604 | 1799.4604 | 1799.4604 | 2035.4552 | 2035.4552 | 2035.4552 | 2701 | 1269.802 | 0 | 417.0447 | 0 | 0 | 0 | 0 | 1686.8467 |  | 2701 | 1269.802 | 0 | 417.0447 | 0 | 0 | 0 | 0 | 1686.8467 | 2701 | 1269.802 | 0 | 417.0447 | 0 | 0 | 0 | 0 | 1686.8467 | 2701 | 548.182 | 835.5197 | 450.8591 | 0 | 0 | 0 | 0 | 1834.5608 | 2701 | 898.6848 | 835.5197 | 450.8591 | 0 | 0 | 0 | 0 | 2185.0636 | 2701 | 898.6848 | 835.5197 | 450.8591 | 0 | 0 | 0 | 0 | 2185.0636 | 2701 | 0 | 1671.0394 | 563.5739 | 0 | 0 | 0 | 0 | 0 | 0 | 2234.6132 | 2701 | 0 | 1671.0394 | 563.5739 | 17 | 0 | 0 | 0 | 0 | 0 | 2251.6132 | 2701 | 0 | 1353.5552 | 563.5739 | 0 | 0 | 0 | 0 | 0 | 0 | 1917.1291
2704 | 0.01 | 4.5053 | 4.5053 | 0.01 | 0.01 | 0.01 | 0.01 | 0.01 | 0.01 | 2704 | 1517.3092 | 1517.3092 | 1517.3092 | 1779.9205 | 1779.9205 | 1779.9205 | 2013.3526 | 2013.3526 | 2013.3526 | 2702 | 1316.8317 | 0 | 320.4124 | 0 | 0 | 0 | 0 | 1637.2441 |  | 2702 | 1316.8317 | 0 | 320.4124 | 0 | 0 | 0 | 0 | 1637.2441 | 2702 | 1316.8317 | 0 | 320.4124 | 0 | 0 | 0 | 0 | 1637.2441 | 2702 | 475.9808 | 880.9284 | 346.3918 | 0 | 0 | 0 | 0 | 1703.3009 | 2702 | 975.9808 | 880.9284 | 346.3918 | 0 | 0 | 0 | 0 | 2203.3009 | 2702 | 475.9808 | 880.9284 | 346.3918 | 0 | 0 | 0 | 0 | 1703.3009 | 2702 | 0 | 1761.8567 | 432.9897 | 0 | 0 | 0 | 0 | 0 | 0 | 2194.8464 | 2702 | 0 | 1761.8567 | 432.9897 | 17 | 0 | 0 | 0 | 0 | 0 | 2211.8464 | 2702 | 0 | 1761.8567 | 432.9897 | 0 | 0 | 0 | 0 | 0 | 0 | 2194.8464
2705 | 17.8837 | 17.8837 | 17.8837 | 5.1105 | 5.1105 | 5.1105 | 0.01 | 0.01 | 0.01 | 2705 | 1498.4313 | 1498.4313 | 1498.4313 | 1702.9083 | 1757.7752 | 1757.7752 | 1988.3031 | 1988.3031 | 1463.1889 | 2703 | 1307.4257 | 0 | 183.0928 | 0 | 0 | 0 | 0 | 1490.5185 |  | 2703 | 1307.4257 | 0 | 183.0928 | 0 | 0 | 0 | 0 | 1490.5185 | 2703 | 1307.4257 | 0 | 183.0928 | 0 | 0 | 0 | 0 | 1490.5185 | 2703 | 605.8859 | 911.2008 | 197.9381 | 0 | 0 | 0 | 0 | 1715.0249 | 2703 | 1105.8859 | 911.2008 | 197.9381 | 0 | 0 | 0 | 0 | 2215.0249 | 2703 | 605.8859 | 911.2008 | 197.9381 | 0 | 0 | 0 | 0 | 1715.0249 | 2703 | 1399.1749 | 1822.4016 | 247.4227 | 0 | 0 | 0 | 0 | 0 | 0 | 3468.9992 | 2703 | 0 | 1822.4016 | 247.4227 | 17 | 0 | 0 | 0 | 0 | 0 | 2086.8243 | 2703 | 0 | 1822.4016 | 247.4227 | 0 | 0 | 0 | 0 | 0 | 0 | 2069.8243
2706 | 19.4916 | 18.6145 | 18.6145 | 6.4125 | 6.4125 | 6.4125 | 0.01 | 0.01 | 0.01 | 2706 | 1309.6998 | 1309.6998 | 1309.6998 | 1260.9773 | 1260.9773 | 1260.9773 | 1951.4655 | 1426.3513 | 1426.3513 | 2704 | 1486.1386 | 0 | 101.7182 | 0 | 0 | 0 | 0 | 1587.8568 |  | 2704 | 1486.1386 | 0 | 101.7182 | 0 | 0 | 0 | 0 | 1587.8568 | 2704 | 1486.1386 | 0 | 101.7182 | 0 | 0 | 0 | 0 | 1587.8568 | 2704 | 1564.3564 | 919.2735 | 109.9656 | 0 | 0 | 0 | 0 | 2593.5955 | 2704 | 1564.3564 | 919.2735 | 109.9656 | 0 | 0 | 0 | 0 | 2593.5955 | 2704 | 20.0557 | 919.2735 | 109.9656 | 0 | 0 | 0 | 0 | 1049.2948 | 2704 | 1590.429 | 1838.5469 | 137.457 | 0 | 0 | 0 | 0 | 0 | 0 | 3566.433 | 2704 | 0 | 1838.5469 | 137.457 | 17 | 0 | 0 | 0 | 0 | 0 | 1993.004 | 2704 | 0 | 1838.5469 | 137.457 | 0 | 0 | 0 | 0 | 0 | 0 | 1976.004
2707 | 19.4916 | 18.6145 | 18.6145 | 7.3621 | 7.3621 | 7.3621 | 0.01 | 0.01 | 0.01 | 2707 | 1229.3663 | 1475.1115 | 1475.1115 | 1266.1879 | 1266.1879 | 1266.1879 | 1957.3595 | 1957.3595 | 1432.2454 | 2705 | 1533.1683 | 0 | 35.6014 | 0 | 0 | 0 | 0 | 1568.7697 |  | 2705 | 1533.1683 | 0 | 35.6014 | 0 | 0 | 0 | 0 | 1568.7697 | 2705 | 1533.1683 | 0 | 35.6014 | 0 | 0 | 0 | 0 | 1568.7697 | 2705 | 1613.8614 | 908.1736 | 38.488 | 0 | 0 | 0 | 0 | 2560.5229 | 2705 | 1613.8614 | 908.1736 | 38.488 | 0 | 0 | 0 | 0 | 2560.5229 | 2705 | 1613.8614 | 908.1736 | 38.488 | 0 | 0 | 0 | 0 | 2560.5229 | 2705 | 1633.5267 | 1816.3471 | 48.11 | 0 | 0 | 0 | 0 | 0 | 0 | 3497.9837 | 2705 | 1633.5267 | 1816.3471 | 48.11 | 17 | 0 | 0 | 0 | 0 | 0 | 3514.9837 | 2705 | 1108.4125 | 1816.3471 | 48.11 | 0 | 0 | 0 | 0 | 0 | 0 | 2972.8696
2708 | 19.4916 | 18.6145 | 18.6145 | 8.0251 | 8.0251 | 8.0251 | 0.01 | 0.01 | 0.01 | 2708 | 1219.9604 | 1219.9604 | 1219.9604 | 1186.7255 | 1186.7255 | 1186.7255 | 1867.4758 | 1342.3616 | 1342.3616 | 2706 | 1288.6139 | 0 | 5.0859 | 0 | 0 | 0 | 0 | 1293.6998 |  | 2706 | 1288.6139 | 0 | 5.0859 | 0 | 0 | 0 | 0 | 1293.6998 | 2706 | 1288.6139 | 0 | 5.0859 | 0 | 0 | 0 | 0 | 1293.6998 | 2706 | 1356.4356 | 884.9647 | 5.4983 | 0 | 0 | 0 | 0 | 2246.8986 | 2706 | 1356.4356 | 884.9647 | 5.4983 | 0 | 0 | 0 | 0 | 2246.8986 | 2706 | 1356.4356 | 884.9647 | 5.4983 | 0 | 0 | 0 | 0 | 2246.8986 | 2706 | 1379.0429 | 1769.9294 | 6.8729 | 0 | 0 | 0 | 0 | 0 | 0 | 3155.8451 | 2706 | 1379.0429 | 1769.9294 | 6.8729 | 17 | 0 | 0 | 0 | 0 | 0 | 3172.8451 | 2706 | 1379.0429 | 1769.9294 | 6.8729 | 0 | 0 | 0 | 0 | 0 | 0 | 3155.8451
2709 | 19.4916 | 18.6145 | 18.6145 | 8.0251 | 8.0251 | 8.0251 | 0.01 | 0.01 | 0.01 | 2709 | 1304.6139 | 1304.6139 | 1033.1051 | 1094.2365 | 1094.2365 | 1094.2365 | 1237.7429 | 1762.8571 | 1237.7429 | 2707 | 1213.3663 | 0 | 0 | 0 | 0 | 0 | 0 | 1213.3663 |  | 2707 | 1213.3663 | 0 | 0 | 0 | 0 | 0 | 0 | 1213.3663 | 2707 | 1213.3663 | 0 | 0 | 0 | 0 | 0 | 0 | 1213.3663 | 2707 | 1277.2277 | 869.8285 | 0 | 0 | 0 | 0 | 0 | 2147.0562 | 2707 | 1277.2277 | 869.8285 | 0 | 0 | 0 | 0 | 0 | 2147.0562 | 2707 | 1277.2277 | 869.8285 | 0 | 0 | 0 | 0 | 0 | 2147.0562 | 2707 | 1298.5149 | 1739.6569 | 0 | 0 | 0 | 0 | 0 | 0 | 0 | 3038.1718 | 2707 | 1298.5149 | 1739.6569 | 0 | 17 | 0 | 0 | 0 | 0 | 0 | 3055.1718 | 2707 | 1298.5149 | 1739.6569 | 0 | 0 | 0 | 0 | 0 | 0 | 0 | 3038.1718
2710 | 18.6145 | 18.6145 | 18.6145 | 8.0251 | 8.0251 | 8.0251 | 0.01 | 0.01 | 0.01 | 2710 | 1274.1171 | 1274.1171 | 1274.1171 | 1030.406 | 1030.406 | 1030.406 | 1165.5412 | 1165.5412 | 1165.5412 | 2708 | 1203.9604 | 0 | 0 | 0 | 0 | 0 | 0 | 1203.9604 |  | 2708 | 1203.9604 | 0 | 0 | 0 | 0 | 0 | 0 | 1203.9604 | 2708 | 1203.9604 | 0 | 0 | 0 | 0 | 0 | 0 | 1203.9604 | 2708 | 1267.3267 | 859.7376 | 0 | 0 | 0 | 0 | 0 | 2127.0644 | 2708 | 1267.3267 | 859.7376 | 0 | 0 | 0 | 0 | 0 | 2127.0644 | 2708 | 1267.3267 | 859.7376 | 0 | 0 | 0 | 0 | 0 | 2127.0644 | 2708 | 1288.4488 | 1719.4753 | 0 | 0 | 0 | 0 | 0 | 0 | 0 | 3007.9241 | 2708 | 1288.4488 | 1719.4753 | 0 | 17 | 0 | 0 | 0 | 0 | 0 | 3024.9241 | 2708 | 1288.4488 | 1719.4753 | 0 | 0 | 0 | 0 | 0 | 0 | 0 | 3007.9241
2711 | 18.6145 | 18.6145 | 18.6145 | 7.3621 | 7.3621 | 7.3621 | 0.01 | 0.01 | 0.01 | 2711 | 1244.1345 | 1244.1345 | 1244.1345 | 995.2341 | 995.2341 | 995.2341 | 1125.7566 | 1650.8708 | 1650.8708 | 2709 | 1288.6139 | 0 | 0 | 0 | 0 | 0 | 0 | 1288.6139 |  | 2709 | 1288.6139 | 0 | 0 | 0 | 0 | 0 | 0 | 1288.6139 | 2709 | 1288.6139 | 0 | 0 | 0 | 0 | 0 | 0 | 1288.6139 | 2709 | 1356.4356 | 845.6105 | 0 | 0 | 0 | 0 | 0 | 2202.0461 | 2709 | 1356.4356 | 845.6105 | 0 | 0 | 0 | 0 | 0 | 2202.0461 | 2709 | 1356.4356 | 845.6105 | 0 | 0 | 0 | 0 | 0 | 2202.0461 | 2709 | 1379.0429 | 1691.221 | 0 | 0 | 0 | 0 | 0 | 0 | 0 | 3070.2639 | 2709 | 1379.0429 | 1691.221 | 0 | 17 | 0 | 0 | 0 | 0 | 0 | 3087.2639 | 2709 | 1379.0429 | 1691.221 | 0 | 0 | 0 | 0 | 0 | 0 | 0 | 3070.2639
2712 | 18.6145 | 18.6145 | 18.6145 | 6.4125 | 6.4125 | 6.4125 | 0.01 | 0.01 | 0.01 | 2712 | 1223.0357 | 1223.0357 | 1223.0357 | 970.4835 | 970.4835 | 970.4835 | 1622.8742 | 1622.8742 | 1622.8742 | 2710 | 1382.6733 | 0 | 0 | 0 | 0 | 0 | 0 | 1382.6733 |  | 2710 | 1382.6733 | 0 | 0 | 0 | 0 | 0 | 0 | 1382.6733 | 2710 | 1382.6733 | 0 | 0 | 0 | 0 | 0 | 0 | 1382.6733 | 2710 | 1455.4455 | 851.665 | 0 | 0 | 0 | 0 | 0 | 2307.1105 | 2710 | 1455.4455 | 851.665 | 0 | 0 | 0 | 0 | 0 | 2307.1105 | 2710 | 1455.4455 | 851.665 | 0 | 0 | 0 | 0 | 0 | 2307.1105 | 2710 | 1479.703 | 1703.33 | 0 | 0 | 0 | 0 | 0 | 0 | 0 | 3183.0329 | 2710 | 1479.703 | 1703.33 | 0 | 17 | 0 | 0 | 0 | 0 | 0 | 3200.0329 | 2710 | 1479.703 | 1703.33 | 0 | 0 | 0 | 0 | 0 | 0 | 0 | 3183.0329
2713 | 15.4801 | 15.4801 | 15.4801 | 5.1105 | 5.1105 | 5.1105 | 0.01 | 0.01 | 0.01 | 2713 | 1216.3729 | 1216.3729 | 1216.3729 | 1426.8989 | 1426.8989 | 1426.8989 | 1614.0332 | 1614.0332 | 1614.0332 | 2711 | 1589.604 | 0 | 0 | 0 | 0 | 0 | 0 | 1589.604 |  | 2711 | 1589.604 | 0 | 0 | 0 | 0 | 0 | 0 | 1589.604 | 2711 | 1589.604 | 0 | 0 | 0 | 0 | 0 | 0 | 1589.604 | 2711 | 1673.2673 | 865.7921 | 0 | 0 | 0 | 0 | 0 | 2539.0595 | 2711 | 1673.2673 | 865.7921 | 0 | 0 | 0 | 0 | 0 | 2539.0595 | 2711 | 1673.2673 | 865.7921 | 0 | 0 | 0 | 0 | 0 | 2539.0595 | 2711 | 1660.6303 | 1731.5843 | 0 | 0 | 0 | 0 | 0 | 0 | 0 | 3392.2145 | 2711 | 1701.1551 | 1731.5843 | 0 | 17 | 0 | 0 | 0 | 0 | 0 | 3449.7394 | 2711 | 1701.1551 | 1731.5843 | 0 | 0 | 0 | 0 | 0 | 0 | 0 | 3432.7394
2714 | 14.9898 | 14.9898 | 14.9898 | 5.1105 | 5.1105 | 5.1105 | 0.01 | 0.01 | 0.01 | 2714 | 1213.0415 | 1213.0415 | 1213.0415 | 1422.9909 | 1422.9909 | 1402.6294 | 1609.6127 | 1609.6127 | 1609.6127 | 2712 | 1617.8218 | 0 | 0 | 0 | 0 | 0 | 0 | 1617.8218 |  | 2712 | 1617.8218 | 0 | 0 | 0 | 0 | 0 | 0 | 1617.8218 | 2712 | 1617.8218 | 0 | 0 | 0 | 0 | 0 | 0 | 1617.8218 | 2712 | 1702.9703 | 889.001 | 0 | 0 | 0 | 0 | 0 | 2591.9713 | 2712 | 1702.9703 | 889.001 | 0 | 0 | 0 | 0 | 0 | 2591.9713 | 2712 | 1702.9703 | 889.001 | 0 | 0 | 0 | 0 | 0 | 2591.9713 | 2712 | 1435.2987 | 1778.002 | 0 | 0 | 0 | 0 | 0 | 0 | 0 | 3213.3008 | 2712 | 1253.4321 | 1778.002 | 0 | 17 | 0 | 0 | 0 | 0 | 0 | 3048.4341 | 2712 | 1253.4321 | 1778.002 | 0 | 0 | 0 | 0 | 0 | 0 | 0 | 3031.4341
2715 | 14.9898 | 14.9898 | 14.9898 | 0.01 | 0.01 | 0.01 | 0.01 | 0.01 | 0.01 | 2715 | 1204.1577 | 1204.1577 | 1204.1577 | 1412.5696 | 1412.5696 | 1412.5696 | 1597.8247 | 1597.8247 | 1597.8247 | 2713 | 1495.5446 | 0 | 0 | 0 | 0 | 0 | 0 | 1495.5446 |  | 2713 | 1495.5446 | 0 | 0 | 0 | 0 | 0 | 0 | 1495.5446 | 2713 | 1495.5446 | 0 | 0 | 0 | 0 | 0 | 0 | 1495.5446 | 2713 | 1574.2574 | 896.0646 | 0 | 0 | 0 | 0 | 0 | 2470.322 | 2713 | 1574.2574 | 896.0646 | 0 | 0 | 0 | 0 | 0 | 2470.322 | 2713 | 1574.2574 | 896.0646 | 0 | 0 | 0 | 0 | 0 | 2470.322 | 2713 | 1017.3027 | 1792.1292 | 0 | 0 | 0 | 0 | 0 | 0 | 0 | 2809.4318 | 2713 | 853.036 | 1792.1292 | 0 | 17 | 0 | 0 | 0 | 0 | 0 | 2662.1652 | 2713 | 853.036 | 1792.1292 | 0 | 0 | 0 | 0 | 0 | 0 | 0 | 2645.1652
2716 | 14.9898 | 14.9898 | 14.9898 | 0.01 | 0.01 | 0.01 | 0.01 | 0.01 | 0.01 | 2716 | 1221.9252 | 1221.9252 | 1221.9252 | 1433.4122 | 1433.4122 | 1433.4122 | 1621.4007 | 1621.4007 | 1621.4007 | 2714 | 1420.297 | 0 | 0 | 0 | 0 | 0 | 0 | 1420.297 |  | 2714 | 1420.297 | 0 | 0 | 0 | 0 | 0 | 0 | 1420.297 | 2714 | 1420.297 | 0 | 0 | 0 | 0 | 0 | 0 | 1420.297 | 2714 | 1495.0495 | 895.0555 | 0 | 0 | 0 | 0 | 0 | 2390.105 | 2714 | 1495.0495 | 895.0555 | 0 | 0 | 0 | 0 | 0 | 2390.105 | 2714 | 1495.0495 | 895.0555 | 0 | 0 | 0 | 0 | 0 | 2390.105 | 2714 | 1049.3125 | 1790.111 | 0 | 0 | 0 | 0 | 0 | 0 | 0 | 2839.4235 | 2714 | 961.3125 | 1790.111 | 0 | 17 | 0 | 0 | 0 | 0 | 0 | 2768.4235 | 2714 | 961.3125 | 1790.111 | 0 | 0 | 0 | 0 | 0 | 0 | 0 | 2751.4235
2717 | 13.0305 | 13.0305 | 13.0305 | 0.01 | 0.01 | 0.01 | 0.01 | 0.01 | 0.01 | 2717 | 1274.1171 | 1274.1171 | 1274.1171 | 1494.6374 | 1494.6374 | 1494.6374 | 1690.6554 | 1690.6554 | 1690.6554 | 2715 | 1382.6733 | 0 | 0 | 0 | 0 | 0 | 0 | 1382.6733 |  | 2715 | 1382.6733 | 0 | 0 | 0 | 0 | 0 | 0 | 1382.6733 | 2715 | 1382.6733 | 0 | 0 | 0 | 0 | 0 | 0 | 1382.6733 | 2715 | 1455.4455 | 880.9284 | 0 | 0 | 0 | 0 | 0 | 2336.3739 | 2715 | 1455.4455 | 880.9284 | 0 | 0 | 0 | 0 | 0 | 2336.3739 | 2715 | 1455.4455 | 880.9284 | 0 | 0 | 0 | 0 | 0 | 2336.3739 | 2715 | 1479.703 | 1761.8567 | 0 | 0 | 0 | 0 | 0 | 0 | 0 | 3241.5597 | 2715 | 1105.7768 | 1761.8567 | 0 | 17 | 0 | 0 | 0 | 0 | 0 | 2884.6336 | 2715 | 1105.7768 | 1761.8567 | 0 | 0 | 0 | 0 | 0 | 0 | 0 | 2867.6336
2718 | 13.0305 | 13.0305 | 13.0305 | 0.01 | 0.01 | 0.01 | 0.01 | 0.01 | 0.01 | 2718 | 1352.9602 | 1352.9602 | 1352.9602 | 1587.1264 | 1587.1264 | 1587.1264 | 1795.2741 | 1795.2741 | 1795.2741 | 2716 | 1335.6436 | 0 | 20.3436 | 0 | 0 | 0 | 0 | 1355.9872 |  | 2716 | 1335.6436 | 0 | 20.3436 | 0 | 0 | 0 | 0 | 1355.9872 | 2716 | 1335.6436 | 0 | 20.3436 | 0 | 0 | 0 | 0 | 1355.9872 | 2716 | 1405.9406 | 861.7558 | 21.9931 | 0 | 0 | 0 | 0 | 2289.6895 | 2716 | 1405.9406 | 861.7558 | 21.9931 | 0 | 0 | 0 | 0 | 2289.6895 | 2716 | 1405.9406 | 861.7558 | 21.9931 | 0 | 0 | 0 | 0 | 2289.6895 | 2716 | 1330.8559 | 1723.5116 | 27.4914 | 0 | 0 | 0 | 0 | 0 | 0 | 3081.8589 | 2716 | 1289.7892 | 1723.5116 | 27.4914 | 17 | 0 | 0 | 0 | 0 | 0 | 3057.7922 | 2716 | 1289.7892 | 1723.5116 | 27.4914 | 0 | 0 | 0 | 0 | 0 | 0 | 3040.7922
2719 | 12.3675 | 12.3675 | 12.3675 | 0.01 | 0.01 | 0.01 | 0.01 | 0.01 | 0.01 | 2719 | 1410.7045 | 1410.7045 | 1410.7045 | 1654.8649 | 1654.8649 | 1654.8649 | 1871.8963 | 1871.8963 | 1871.8963 | 2717 | 1288.6139 | 0 | 66.1168 | 0 | 0 | 0 | 0 | 1354.7307 |  | 2717 | 1288.6139 | 0 | 66.1168 | 0 | 0 | 0 | 0 | 1354.7307 | 2717 | 1288.6139 | 0 | 66.1168 | 0 | 0 | 0 | 0 | 1354.7307 | 2717 | 1356.4356 | 851.665 | 71.4777 | 0 | 0 | 0 | 0 | 2279.5783 | 2717 | 159.1611 | 851.665 | 71.4777 | 0 | 0 | 0 | 0 | 1082.3038 | 2717 | 718.0611 | 851.665 | 71.4777 | 0 | 0 | 0 | 0 | 1641.2038 | 2717 | 1343.1027 | 1703.33 | 89.3471 | 0 | 0 | 0 | 0 | 0 | 0 | 3135.7797 | 2717 | 1343.1027 | 1703.33 | 89.3471 | 17 | 0 | 0 | 0 | 0 | 0 | 3152.7797 | 2717 | 1343.1027 | 1703.33 | 89.3471 | 0 | 0 | 0 | 0 | 0 | 0 | 3135.7797
2720 | 0.01 | 4.5053 | 4.5053 | 0.01 | 0.01 | 0.01 | 0 | 0 | 0 | 2720 | 1425.1405 | 1425.1405 | 1425.1405 | 1671.7995 | 1671.7995 | 1671.7995 | 1891.0519 | 1891.0519 | 1891.0519 | 2718 | 1326.2376 | 0 | 132.2337 | 0 | 0 | 0 | 0 | 1458.4713 |  | 2718 | 1326.2376 | 0 | 132.2337 | 0 | 0 | 0 | 0 | 1458.4713 | 2718 | 1326.2376 | 0 | 132.2337 | 0 | 0 | 0 | 0 | 1458.4713 | 2718 | 1396.0396 | 857.7195 | 142.9553 | 0 | 0 | 0 | 0 | 2396.7144 | 2718 | 1396.0396 | 857.7195 | 142.9553 | 0 | 0 | 0 | 0 | 2396.7144 | 2718 | 405.6293 | 857.7195 | 142.9553 | 0 | 0 | 0 | 0 | 1406.3041 | 2718 | 1419.3069 | 1715.439 | 178.6942 | 0 | 0 | 0 | 0 | 0 | 0 | 3313.44 | 2718 | 1419.3069 | 1715.439 | 178.6942 | 17 | 0 | 0 | 0 | 0 | 0 | 3330.44 | 2718 | 1419.3069 | 1715.439 | 178.6942 | 0 | 0 | 0 | 0 | 0 | 0 | 3313.44
2721 | 0.01 | 0.01 | 0.01 | 0.01 | 0.01 | 0.01 | 0 | 0 | 0 | 2721 | 1415.1463 | 1415.1463 | 1415.1463 | 1660.0755 | 1660.0755 | 1660.0755 | 1877.7903 | 1877.7903 | 1877.7903 | 2719 | 1232.1782 | 0 | 218.6942 | 0 | 0 | 0 | 0 | 1450.8724 |  | 2719 | 1232.1782 | 0 | 218.6942 | 0 | 0 | 0 | 0 | 1450.8724 | 2719 | 1232.1782 | 0 | 218.6942 | 0 | 0 | 0 | 0 | 1450.8724 | 2719 | 1297.0297 | 860.7467 | 236.4261 | 0 | 0 | 0 | 0 | 2394.2025 | 2719 | 1297.0297 | 860.7467 | 236.4261 | 0 | 0 | 0 | 0 | 2394.2025 | 2719 | 330.9364 | 860.7467 | 236.4261 | 0 | 0 | 0 | 0 | 1428.1093 | 2719 | 1318.6469 | 1721.4934 | 295.5326 | 0 | 0 | 0 | 0 | 0 | 0 | 3335.673 | 2719 | 1318.6469 | 1721.4934 | 295.5326 | 17 | 0 | 0 | 0 | 0 | 0 | 3352.673 | 2719 | 1318.6469 | 1721.4934 | 295.5326 | 0 | 0 | 0 | 0 | 0 | 0 | 3335.673
2722 | 0.01 | 0.01 | 0.01 | 0.01 | 0.01 | 0.01 | 0 | 0 | 0 | 2722 | 1388.4951 | 1388.4951 | 1388.4951 | 1628.8116 | 1628.8116 | 1628.8116 | 1842.4262 | 1842.4262 | 1842.4262 | 2720 | 1194.5545 | 0 | 350.9278 | 0 | 0 | 0 | 0 | 1545.4823 |  | 2720 | 1194.5545 | 0 | 350.9278 | 0 | 0 | 0 | 0 | 1545.4823 | 2720 | 1194.5545 | 0 | 350.9278 | 0 | 0 | 0 | 0 | 1545.4823 | 2720 | 343.1995 | 864.783 | 379.3814 | 0 | 0 | 0 | 0 | 1587.3639 | 2720 | 343.1995 | 864.783 | 379.3814 | 0 | 0 | 0 | 0 | 1587.3639 | 2720 | 343.1995 | 864.783 | 379.3814 | 0 | 0 | 0 | 0 | 1587.3639 | 2720 | 0 | 1729.5661 | 474.2268 | 0 | 0 | 0 | 0 | 0 | 0 | 2203.7929 | 2720 | 0 | 1729.5661 | 474.2268 | 17 | 0 | 0 | 0 | 0 | 0 | 2220.7929 | 2720 | 0 | 1705.04 | 474.2268 | 0 | 0 | 0 | 0 | 0 | 0 | 2179.2668
2723 | 0.01 | 0.01 | 0.01 | 0.01 | 0.01 | 0.01 | 0 | 0 | 0 | 2723 | 1349.6288 | 1349.6288 | 1349.6288 | 1583.2184 | 1583.2184 | 1583.2184 | 1790.8536 | 1790.8536 | 1790.8536 | 2721 | 1161.2931 | 0 | 488.2474 | 0 | 0 | 0 | 0 | 1649.5405 |  | 2721 | 1260.396 | 0 | 488.2474 | 0 | 0 | 0 | 0 | 1748.6435 | 2721 | 1260.396 | 0 | 488.2474 | 0 | 0 | 0 | 0 | 1748.6435 | 2721 | 182.0128 | 865.7921 | 527.8351 | 0 | 0 | 0 | 0 | 1575.64 | 2721 | 182.0128 | 865.7921 | 527.8351 | 0 | 0 | 0 | 0 | 1575.64 | 2721 | 182.0128 | 865.7921 | 527.8351 | 0 | 0 | 0 | 0 | 1575.64 | 2721 | 0 | 1731.5843 | 659.7938 | 0 | 0 | 0 | 0 | 0 | 0 | 2391.3781 | 2721 | 0 | 1731.5843 | 659.7938 | 17 | 0 | 0 | 0 | 0 | 0 | 2408.3781 | 2721 | 0 | 1731.5843 | 659.7938 | 0 | 0 | 0 | 0 | 0 | 0 | 2391.3781
2724 | 0.01 | 0.01 | 0.01 | 0.01 | 0.01 | 0.01 | 0 | 0 | 0 | 2724 | 1338.5242 | 1338.5242 | 1338.5242 | 1570.1918 | 1570.1918 | 1570.1918 | 1776.1186 | 1776.1186 | 1776.1186 | 2722 | 820.6154 | 0 | 584.8797 | 0 | 0 | 0 | 0 | 1405.4951 |  | 2722 | 1320.6154 | 0 | 584.8797 | 0 | 0 | 0 | 0 | 1905.4951 | 2722 | 1320.6154 | 0 | 584.8797 | 0 | 0 | 0 | 0 | 1905.4951 | 2722 | 49.3088 | 862.7649 | 632.3024 | 0 | 0 | 0 | 0 | 1544.3761 | 2722 | 49.3088 | 862.7649 | 632.3024 | 0 | 0 | 0 | 0 | 1544.3761 | 2722 | 49.3088 | 862.7649 | 632.3024 | 0 | 0 | 0 | 0 | 1544.3761 | 2722 | 0 | 1725.5298 | 790.378 | 0 | 0 | 0 | 0 | 0 | 0 | 2515.9078 | 2722 | 0 | 1725.5298 | 790.378 | 17 | 0 | 0 | 0 | 0 | 0 | 2532.9078 | 2722 | 0 | 1725.5298 | 790.378 | 0 | 0 | 0 | 0 | 0 | 0 | 2515.9078
2725 | 0.01 | 4.5053 | 4.5053 | 0.01 | 0.01 | 0.01 | 0 | 0 | 0 | 2725 | 1336.3032 | 1336.3032 | 1336.3032 | 1567.5865 | 1567.5865 | 1567.5865 | 1773.1716 | 1773.1716 | 1773.1716 | 2723 | 735.9759 | 0 | 630.6529 | 0 | 0 | 0 | 0 | 1366.6288 |  | 2723 | 1235.9759 | 0 | 630.6529 | 0 | 0 | 0 | 0 | 1866.6288 | 2723 | 1235.9759 | 0 | 630.6529 | 0 | 0 | 0 | 0 | 1866.6288 | 2723 | 0 | 848.6377 | 681.7869 | 0 | 0 | 0 | 0 | 1530.4247 | 2723 | 0 | 848.6377 | 681.7869 | 0 | 0 | 0 | 0 | 1530.4247 | 2723 | 322.1632 | 848.6377 | 681.7869 | 0 | 0 | 0 | 0 | 1852.5879 | 2723 | 0 | 1697.2755 | 852.2337 | 0 | 0 | 0 | 0 | 0 | 0 | 2549.5092 | 2723 | 0 | 1697.2755 | 852.2337 | 17 | 0 | 0 | 0 | 0 | 0 | 2566.5092 | 2723 | 0 | 1697.2755 | 852.2337 | 0 | 0 | 0 | 0 | 0 | 0 | 2549.5092
2726 | 0.01 | 4.5053 | 4.5053 | 0.01 | 0.01 | 0.01 | 0 | 0 | 0 | 2726 | 1329.6404 | 1329.6404 | 1329.6404 | 1559.7705 | 1559.7705 | 1559.7705 | 1764.3306 | 1764.3306 | 1764.3306 | 2724 | 765.5585 | 0 | 589.9656 | 0 | 0 | 0 | 0 | 1355.5242 |  | 2724 | 1265.5585 | 0 | 589.9656 | 0 | 0 | 0 | 0 | 1855.5242 | 2724 | 1265.5585 | 0 | 589.9656 | 0 | 0 | 0 | 0 | 1855.5242 | 2724 | 20.5086 | 827.447 | 637.8007 | 0 | 0 | 0 | 0 | 1485.7563 | 2724 | 520.5086 | 827.447 | 637.8007 | 0 | 0 | 0 | 0 | 1985.7563 | 2724 | 520.5086 | 827.447 | 637.8007 | 0 | 0 | 0 | 0 | 1985.7563 | 2724 | 0 | 1654.894 | 797.2509 | 0 | 0 | 0 | 0 | 0 | 0 | 2452.1449 | 2724 | 0 | 1654.894 | 797.2509 | 17 | 0 | 0 | 0 | 0 | 0 | 2469.1449 | 2724 | 0 | 1654.894 | 797.2509 | 0 | 0 | 0 | 0 | 0 | 0 | 2452.1449
2727 | 13.0305 | 13.0305 | 13.0305 | 0.01 | 0.01 | 0.01 | 0.01 | 0.01 | 0.01 | 2727 | 1366.2858 | 1366.2858 | 1366.2858 | 1602.7584 | 1602.7584 | 1602.7584 | 1812.9562 | 1812.9562 | 1812.9562 | 2725 | 814.1967 | 0 | 539.1065 | 0 | 0 | 0 | 0 | 1353.3032 |  | 2725 | 1288.6139 | 0 | 539.1065 | 0 | 0 | 0 | 0 | 1827.7204 | 2725 | 1288.6139 | 0 | 539.1065 | 0 | 0 | 0 | 0 | 1827.7204 | 2725 | 100.1313 | 800.2018 | 582.8179 | 0 | 0 | 0 | 0 | 1483.1509 | 2725 | 100.1313 | 800.2018 | 582.8179 | 0 | 0 | 0 | 0 | 1483.1509 | 2725 | 600.1313 | 800.2018 | 582.8179 | 0 | 0 | 0 | 0 | 1983.1509 | 2725 | 0 | 1483.5928 | 728.5223 | 0 | 0 | 0 | 0 | 0 | 0 | 2212.1152 | 2725 | 0 | 1600.4036 | 728.5223 | 17 | 0 | 0 | 0 | 0 | 0 | 2345.926 | 2725 | 0 | 1600.4036 | 728.5223 | 0 | 0 | 0 | 0 | 0 | 0 | 2328.926
2728 | 13.3772 | 13.3772 | 13.3772 | 0.01 | 0.01 | 0.01 | 0.01 | 0.01 | 0.01 | 2728 | 1390.7161 | 1390.7161 | 1390.7161 | 1631.4169 | 1631.4169 | 1631.4169 | 1845.3733 | 1845.3733 | 1845.3733 | 2726 | 924.5098 | 0 | 422.1306 | 0 | 0 | 0 | 0 | 1346.6404 |  | 2726 | 1222.7723 | 0 | 422.1306 | 0 | 0 | 0 | 0 | 1644.9029 | 2726 | 1222.7723 | 0 | 422.1306 | 0 | 0 | 0 | 0 | 1644.9029 | 2726 | 233.912 | 785.0656 | 456.3574 | 0 | 0 | 0 | 0 | 1475.335 | 2726 | 233.912 | 785.0656 | 456.3574 | 0 | 0 | 0 | 0 | 1475.335 | 2726 | 733.912 | 785.0656 | 456.3574 | 0 | 0 | 0 | 0 | 1975.335 | 2726 | 0 | 1570.1312 | 570.4467 | 0 | 0 | 0 | 0 | 0 | 0 | 2140.5779 | 2726 | 0 | 1570.1312 | 570.4467 | 17 | 0 | 0 | 0 | 0 | 0 | 2157.5779 | 2726 | 0 | 1570.1312 | 570.4467 | 0 | 0 | 0 | 0 | 0 | 0 | 2140.5779
2729 | 14.9898 | 14.9898 | 14.9898 | 3.6594 | 3.6594 | 3.6594 | 0.01 | 0.01 | 0.01 | 2729 | 1398.4893 | 1398.4893 | 1398.4893 | 1640.5356 | 1640.5356 | 1640.5356 | 1330.5736 | 1855.6878 | 1855.6878 | 2727 | 1072.2772 | 0 | 284.811 | 0 | 0 | 0 | 0 | 1357.0882 |  | 2727 | 1072.2772 | 0 | 284.811 | 0 | 0 | 0 | 0 | 1357.0882 | 2727 | 1072.2772 | 0 | 284.811 | 0 | 0 | 0 | 0 | 1357.0882 | 2727 | 418.2899 | 792.1292 | 307.9038 | 0 | 0 | 0 | 0 | 1518.3228 | 2727 | 418.2899 | 792.1292 | 307.9038 | 0 | 0 | 0 | 0 | 1518.3228 | 2727 | 918.2899 | 792.1292 | 307.9038 | 0 | 0 | 0 | 0 | 2018.3228 | 2727 | 0 | 1584.2583 | 384.8797 | 0 | 0 | 0 | 0 | 0 | 0 | 1969.1381 | 2727 | 0 | 1584.2583 | 384.8797 | 17 | 0 | 0 | 0 | 0 | 0 | 1986.1381 | 2727 | 0 | 1584.2583 | 384.8797 | 0 | 0 | 0 | 0 | 0 | 0 | 1969.1381
2730 | 16.2384 | 16.2384 | 16.2384 | 5.1105 | 5.1105 | 5.1105 | 0.01 | 0.01 | 0.01 | 2730 | 1388.4951 | 1388.4951 | 1388.4951 | 1628.8116 | 1628.8116 | 1628.8116 | 1842.4262 | 1320.4292 | 1842.4262 | 2728 | 902.9703 | 0 | 147.4914 | 0 | 0 | 0 | 0 | 1050.4617 |  | 2728 | 902.9703 | 0 | 147.4914 | 0 | 0 | 0 | 0 | 1050.4617 | 2728 | 902.9703 | 0 | 147.4914 | 0 | 0 | 0 | 0 | 1050.4617 | 2728 | 950.495 | 798.1837 | 159.4502 | 0 | 0 | 0 | 0 | 1908.1289 | 2728 | 950.495 | 798.1837 | 159.4502 | 0 | 0 | 0 | 0 | 1908.1289 | 2728 | 950.495 | 798.1837 | 159.4502 | 0 | 0 | 0 | 0 | 1908.1289 | 2728 | 966.3366 | 1596.3673 | 199.3127 | 0 | 0 | 0 | 0 | 0 | 0 | 2762.0167 | 2728 | 0 | 1596.3673 | 199.3127 | 17 | 0 | 0 | 0 | 0 | 0 | 1812.68 | 2728 | 0 | 1596.3673 | 199.3127 | 0 | 0 | 0 | 0 | 0 | 0 | 1795.68
2731 | 19.4916 | 18.6145 | 18.6145 | 1.1461 | 1.1461 | 1.1461 | 0.01 | 0.01 | 0.01 | 2731 | 1396.2684 | 1396.2684 | 1000.5302 | 1637.9302 | 1637.9302 | 1637.9302 | 1852.7408 | 1852.7408 | 1852.7408 | 2729 | 733.6634 | 0 | 55.945 | 0 | 0 | 0 | 0 | 789.6084 |  | 2729 | 733.6634 | 0 | 55.945 | 0 | 0 | 0 | 0 | 789.6084 | 2729 | 733.6634 | 0 | 55.945 | 0 | 0 | 0 | 0 | 789.6084 | 2729 | 772.2772 | 798.1837 | 60.4811 | 0 | 0 | 0 | 0 | 1630.942 | 2729 | 772.2772 | 798.1837 | 60.4811 | 0 | 0 | 0 | 0 | 1630.942 | 2729 | 772.2772 | 798.1837 | 60.4811 | 0 | 0 | 0 | 0 | 1630.942 | 2729 | 785.1485 | 1596.3673 | 75.6014 | 0 | 0 | 0 | 0 | 0 | 0 | 2457.1172 | 2729 | 99.2836 | 1596.3673 | 75.6014 | 17 | 0 | 0 | 0 | 0 | 0 | 1788.2523 | 2729 | 99.2836 | 1596.3673 | 75.6014 | 0 | 0 | 0 | 0 | 0 | 0 | 1771.2523
2732 | 19.4916 | 18.6145 | 18.6145 | 1.1461 | 1.1461 | 1.1461 | 0.01 | 0.01 | 0.01 | 2732 | 1193.0917 | 1193.0917 | 1193.0917 | 1583.2184 | 1583.2184 | 1583.2184 | 1265.7395 | 1790.8536 | 1790.8536 | 2730 | 780.6931 | 0 | 10.1718 | 0 | 0 | 0 | 0 | 790.8649 |  | 2730 | 780.6931 | 0 | 10.1718 | 0 | 0 | 0 | 0 | 790.8649 | 2730 | 780.6931 | 0 | 10.1718 | 0 | 0 | 0 | 0 | 790.8649 | 2730 | 821.7822 | 814.329 | 10.9966 | 0 | 0 | 0 | 0 | 1647.1077 | 2730 | 821.7822 | 814.329 | 10.9966 | 0 | 0 | 0 | 0 | 1647.1077 | 2730 | 821.7822 | 814.329 | 10.9966 | 0 | 0 | 0 | 0 | 1647.1077 | 2730 | 835.4785 | 1628.6579 | 13.7457 | 0 | 0 | 0 | 0 | 0 | 0 | 2477.8822 | 2730 | 835.4785 | 1628.6579 | 13.7457 | 17 | 0 | 0 | 0 | 0 | 0 | 2494.8822 | 2730 | 835.4785 | 1628.6579 | 13.7457 | 0 | 0 | 0 | 0 | 0 | 0 | 2477.8822
2733 | 14.9898 | 14.9898 | 14.9898 | 3.6594 | 3.6594 | 3.6594 | 0.01 | 0.01 | 0.01 | 2733 | 1294.1055 | 1294.1055 | 1294.1055 | 1518.0853 | 1518.0853 | 1518.0853 | 1717.1784 | 1717.1784 | 1717.1784 | 2731 | 921.7822 | 0 | 0 | 0 | 0 | 0 | 0 | 921.7822 |  | 2731 | 921.7822 | 0 | 0 | 0 | 0 | 0 | 0 | 921.7822 | 2731 | 921.7822 | 0 | 0 | 0 | 0 | 0 | 0 | 921.7822 | 2731 | 970.297 | 829.4652 | 0 | 0 | 0 | 0 | 0 | 1799.7622 | 2731 | 970.297 | 829.4652 | 0 | 0 | 0 | 0 | 0 | 1799.7622 | 2731 | 970.297 | 829.4652 | 0 | 0 | 0 | 0 | 0 | 1799.7622 | 2731 | 986.4686 | 1658.9304 | 0 | 0 | 0 | 0 | 0 | 0 | 0 | 2645.399 | 2731 | 986.4686 | 1658.9304 | 0 | 17 | 0 | 0 | 0 | 0 | 0 | 2662.399 | 2731 | 986.4686 | 1658.9304 | 0 | 0 | 0 | 0 | 0 | 0 | 0 | 2645.399
2734 | 19.4916 | 18.6145 | 18.6145 | 5.1105 | 5.1105 | 5.1105 | 0.01 | 0.01 | 0.01 | 2734 | 1191.7183 | 1191.7183 | 1191.7183 | 1207.2917 | 1460.7681 | 1460.7681 | 1127.2301 | 1127.2301 | 1652.3443 | 2732 | 1109.901 | 0 | 0 | 0 | 0 | 0 | 0 | 1109.901 |  | 2732 | 1109.901 | 0 | 0 | 0 | 0 | 0 | 0 | 1109.901 | 2732 | 1109.901 | 0 | 0 | 0 | 0 | 0 | 0 | 1109.901 | 2732 | 1168.3168 | 828.4561 | 0 | 0 | 0 | 0 | 0 | 1996.7729 | 2732 | 1168.3168 | 828.4561 | 0 | 0 | 0 | 0 | 0 | 1996.7729 | 2732 | 1168.3168 | 828.4561 | 0 | 0 | 0 | 0 | 0 | 1996.7729 | 2732 | 1187.7888 | 1656.9122 | 0 | 0 | 0 | 0 | 0 | 0 | 0 | 2844.701 | 2732 | 1187.7888 | 1656.9122 | 0 | 17 | 0 | 0 | 0 | 0 | 0 | 2861.701 | 2732 | 1187.7888 | 1656.9122 | 0 | 0 | 0 | 0 | 0 | 0 | 0 | 2844.701
2735 | 19.4916 | 18.6145 | 18.6145 | 5.1105 | 5.1105 | 5.1105 | 0.01 | 0.01 | 0.01 | 2735 | 1172.9307 | 1172.9307 | 1172.9307 | 958.7596 | 1044.1903 | 958.7596 | 1084.4985 | 1609.6127 | 1609.6127 | 2733 | 1147.5248 | 0 | 0 | 0 | 0 | 0 | 0 | 1147.5248 |  | 2733 | 1147.5248 | 0 | 0 | 0 | 0 | 0 | 0 | 1147.5248 | 2733 | 1147.5248 | 0 | 0 | 0 | 0 | 0 | 0 | 1147.5248 | 2733 | 1207.9208 | 818.3653 | 0 | 0 | 0 | 0 | 0 | 2026.2861 | 2733 | 1207.9208 | 818.3653 | 0 | 0 | 0 | 0 | 0 | 2026.2861 | 2733 | 1207.9208 | 818.3653 | 0 | 0 | 0 | 0 | 0 | 2026.2861 | 2733 | 1228.0528 | 1636.7306 | 0 | 0 | 0 | 0 | 0 | 0 | 0 | 2864.7834 | 2733 | 1228.0528 | 1636.7306 | 0 | 17 | 0 | 0 | 0 | 0 | 0 | 2881.7834 | 2733 | 1228.0528 | 1636.7306 | 0 | 0 | 0 | 0 | 0 | 0 | 0 | 2864.7834
2736 | 19.4916 | 18.6145 | 18.6145 | 5.1105 | 5.1105 | 5.1105 | 0.01 | 0.01 | 0.01 | 2736 | 1031.8416 | 1031.8416 | 1031.8416 | 936.6143 | 936.6143 | 936.6143 | 1059.449 | 1584.5631 | 1584.5631 | 2734 | 1128.7129 | 0 | 0 | 0 | 0 | 0 | 0 | 1128.7129 |  | 2734 | 1128.7129 | 0 | 0 | 0 | 0 | 0 | 0 | 1128.7129 | 2734 | 1128.7129 | 0 | 0 | 0 | 0 | 0 | 0 | 1128.7129 | 2734 | 1188.1188 | 809.2836 | 0 | 0 | 0 | 0 | 0 | 1997.4024 | 2734 | 1188.1188 | 809.2836 | 0 | 0 | 0 | 0 | 0 | 1997.4024 | 2734 | 1188.1188 | 809.2836 | 0 | 0 | 0 | 0 | 0 | 1997.4024 | 2734 | 1207.9208 | 1618.5671 | 0 | 0 | 0 | 0 | 0 | 0 | 0 | 2826.4879 | 2734 | 1207.9208 | 1618.5671 | 0 | 17 | 0 | 0 | 0 | 0 | 0 | 2843.4879 | 2734 | 1207.9208 | 1618.5671 | 0 | 0 | 0 | 0 | 0 | 0 | 0 | 2826.4879
2737 | 19.4916 | 18.6145 | 18.6145 | 5.1105 | 5.1105 | 5.1105 | 0.01 | 0.01 | 0.01 | 2737 | 994.2178 | 994.2178 | 1191.9426 | 1398.2403 | 1398.2403 | 1064.9981 | 1056.502 | 1581.6161 | 1581.6161 | 2735 | 1156.9307 | 0 | 0 | 0 | 0 | 0 | 0 | 1156.9307 |  | 2735 | 1156.9307 | 0 | 0 | 0 | 0 | 0 | 0 | 1156.9307 | 2735 | 1156.9307 | 0 | 0 | 0 | 0 | 0 | 0 | 1156.9307 | 2735 | 1217.8218 | 799.1927 | 0 | 0 | 0 | 0 | 0 | 2017.0145 | 2735 | 1217.8218 | 799.1927 | 0 | 0 | 0 | 0 | 0 | 2017.0145 | 2735 | 1217.8218 | 799.1927 | 0 | 0 | 0 | 0 | 0 | 2017.0145 | 2735 | 1238.1188 | 1598.3855 | 0 | 0 | 0 | 0 | 0 | 0 | 0 | 2836.5043 | 2735 | 1238.1188 | 1598.3855 | 0 | 17 | 0 | 0 | 0 | 0 | 0 | 2853.5043 | 2735 | 1238.1188 | 1598.3855 | 0 | 0 | 0 | 0 | 0 | 0 | 0 | 2836.5043
2738 | 19.4916 | 18.6145 | 18.6145 | 3.6594 | 3.6594 | 3.6594 | 0.01 | 0.01 | 0.01 | 2738 | 1193.0531 | 1121.7724 | 937.7822 | 1399.543 | 1399.543 | 1399.543 | 1057.9755 | 1583.0896 | 1583.0896 | 2736 | 1015.8416 | 0 | 0 | 0 | 0 | 0 | 0 | 1015.8416 |  | 2736 | 1015.8416 | 0 | 0 | 0 | 0 | 0 | 0 | 1015.8416 | 2736 | 1015.8416 | 0 | 0 | 0 | 0 | 0 | 0 | 1015.8416 | 2736 | 1069.3069 | 782.0383 | 0 | 0 | 0 | 0 | 0 | 1851.3453 | 2736 | 1069.3069 | 782.0383 | 0 | 0 | 0 | 0 | 0 | 1851.3453 | 2736 | 1069.3069 | 782.0383 | 0 | 0 | 0 | 0 | 0 | 1851.3453 | 2736 | 1087.1287 | 1564.0767 | 0 | 0 | 0 | 0 | 0 | 0 | 0 | 2651.2054 | 2736 | 1087.1287 | 1564.0767 | 0 | 17 | 0 | 0 | 0 | 0 | 0 | 2668.2054 | 2736 | 1087.1287 | 1564.0767 | 0 | 0 | 0 | 0 | 0 | 0 | 0 | 2651.2054
2739 | 19.4916 | 18.6145 | 18.6145 | 0.01 | 0.01 | 0.01 | 0.01 | 0.01 | 0.01 | 2739 | 1180.3865 | 1180.3865 | 1180.3865 | 1390.4244 | 1390.4244 | 1390.4244 | 1047.661 | 1572.7751 | 1572.7751 | 2737 | 978.2178 | 0 | 0 | 0 | 0 | 0 | 0 | 978.2178 |  | 2737 | 978.2178 | 0 | 0 | 0 | 0 | 0 | 0 | 978.2178 | 2737 | 978.2178 | 0 | 0 | 0 | 0 | 0 | 0 | 978.2178 | 2737 | 1029.703 | 772.9566 | 0 | 0 | 0 | 0 | 0 | 1802.6596 | 2737 | 1029.703 | 772.9566 | 0 | 0 | 0 | 0 | 0 | 1802.6596 | 2737 | 1029.703 | 772.9566 | 0 | 0 | 0 | 0 | 0 | 1802.6596 | 2737 | 1046.8647 | 1545.9132 | 0 | 0 | 0 | 0 | 0 | 0 | 0 | 2592.7779 | 2737 | 1046.8647 | 1545.9132 | 0 | 17 | 0 | 0 | 0 | 0 | 0 | 2609.7779 | 2737 | 1046.8647 | 1545.9132 | 0 | 0 | 0 | 0 | 0 | 0 | 0 | 2592.7779
2740 | 19.4916 | 18.6145 | 18.6145 | 0.01 | 0.01 | 0.01 | 0.01 | 0.01 | 0.01 | 2740 | 953.0399 | 953.0399 | 1189.7217 | 1395.635 | 1395.635 | 1395.635 | 1053.555 | 1578.6691 | 1053.555 | 2738 | 921.7822 | 0 | 0 | 0 | 0 | 0 | 0 | 921.7822 |  | 2738 | 921.7822 | 0 | 0 | 0 | 0 | 0 | 0 | 921.7822 | 2738 | 921.7822 | 0 | 0 | 0 | 0 | 0 | 0 | 921.7822 | 2738 | 970.297 | 754.7931 | 0 | 0 | 0 | 0 | 0 | 1725.0902 | 2738 | 970.297 | 754.7931 | 0 | 0 | 0 | 0 | 0 | 1725.0902 | 2738 | 970.297 | 754.7931 | 0 | 0 | 0 | 0 | 0 | 1725.0902 | 2738 | 986.4686 | 1509.5863 | 0 | 0 | 0 | 0 | 0 | 0 | 0 | 2496.0549 | 2738 | 986.4686 | 1509.5863 | 0 | 17 | 0 | 0 | 0 | 0 | 0 | 2513.0549 | 2738 | 986.4686 | 1509.5863 | 0 | 0 | 0 | 0 | 0 | 0 | 0 | 2496.0549
2741 | 19.4916 | 18.6145 | 18.6145 | 0.01 | 0.01 | 0.01 | 0.01 | 0.01 | 0.01 | 2741 | 903.9878 | 903.9878 | 903.9878 | 1452.9522 | 1452.9522 | 1452.9522 | 1643.5033 | 1643.5033 | 1643.5033 | 2739 | 950 | 0 | 0 | 0 | 0 | 0 | 0 | 950 |  | 2739 | 950 | 0 | 0 | 0 | 0 | 0 | 0 | 950 | 2739 | 950 | 0 | 0 | 0 | 0 | 0 | 0 | 950 | 2739 | 1000 | 720.4844 | 0 | 0 | 0 | 0 | 0 | 1720.4844 | 2739 | 1000 | 720.4844 | 0 | 0 | 0 | 0 | 0 | 1720.4844 | 2739 | 1000 | 720.4844 | 0 | 0 | 0 | 0 | 0 | 1720.4844 | 2739 | 1016.6667 | 1440.9687 | 0 | 0 | 0 | 0 | 0 | 0 | 0 | 2457.6354 | 2739 | 1016.6667 | 1440.9687 | 0 | 17 | 0 | 0 | 0 | 0 | 0 | 2474.6354 | 2739 | 1016.6667 | 1440.9687 | 0 | 0 | 0 | 0 | 0 | 0 | 0 | 2457.6354
2742 | 19.4916 | 18.6145 | 18.6145 | 0.01 | 0.01 | 0.01 | 0.01 | 0.01 | 0.01 | 2742 | 1092.8202 | 918.3557 | 1146.2237 | 1541.5332 | 1541.5332 | 1541.5332 | 1743.7015 | 1743.7015 | 1218.5874 | 2740 | 921.7822 | 0 | 15.2577 | 0 | 0 | 0 | 0 | 937.0399 |  | 2740 | 921.7822 | 0 | 15.2577 | 0 | 0 | 0 | 0 | 937.0399 | 2740 | 921.7822 | 0 | 15.2577 | 0 | 0 | 0 | 0 | 937.0399 | 2740 | 970.297 | 681.1302 | 16.4948 | 0 | 0 | 0 | 0 | 1667.922 | 2740 | 857.0466 | 681.1302 | 16.4948 | 0 | 0 | 0 | 0 | 1554.6716 | 2740 | 970.297 | 681.1302 | 16.4948 | 0 | 0 | 0 | 0 | 1667.922 | 2740 | 0 | 1362.2603 | 20.6186 | 0 | 0 | 0 | 0 | 0 | 0 | 1382.8789 | 2740 | 0 | 1362.2603 | 20.6186 | 17 | 0 | 0 | 0 | 0 | 0 | 1399.8789 | 2740 | 0 | 1362.2603 | 20.6186 | 0 | 0 | 0 | 0 | 0 | 0 | 1382.8789
2743 | 19.4916 | 18.6145 | 18.6145 | 0.01 | 0.01 | 0.01 | 0.01 | 0.01 | 0.01 | 2743 | 1200.643 | 1200.643 | 1389.6056 | 1630.1143 | 1630.1143 | 1630.1143 | 1843.8997 | 1843.8997 | 1318.7856 | 2741 | 837.1287 | 0 | 50.8591 | 0 | 0 | 0 | 0 | 887.9878 |  | 2741 | 837.1287 | 0 | 50.8591 | 0 | 0 | 0 | 0 | 887.9878 | 2741 | 837.1287 | 0 | 50.8591 | 0 | 0 | 0 | 0 | 887.9878 | 2741 | 542.1745 | 649.8486 | 54.9828 | 0 | 0 | 0 | 0 | 1247.0059 | 2741 | 542.1745 | 649.8486 | 54.9828 | 0 | 0 | 0 | 0 | 1247.0059 | 2741 | 414.5578 | 649.8486 | 54.9828 | 0 | 0 | 0 | 0 | 1119.3893 | 2741 | 0 | 1299.6973 | 68.7285 | 0 | 0 | 0 | 0 | 0 | 0 | 1368.4258 | 2741 | 0 | 1299.6973 | 68.7285 | 17 | 0 | 0 | 0 | 0 | 0 | 1385.4258 | 2741 | 0 | 1299.6973 | 68.7285 | 0 | 0 | 0 | 0 | 0 | 0 | 1368.4258
2744 | 0.01 | 0.01 | 0.01 | 0.01 | 0.01 | 0.01 | 0.01 | 0.01 | 0.01 | 2744 | 1417.3673 | 1417.3673 | 1417.3673 | 1662.6808 | 1662.6808 | 1662.6808 | 1880.7373 | 1561.96 | 1880.7373 | 2742 | 733.6634 | 0 | 111.89 | 0 | 0 | 0 | 0 | 845.5534 |  | 2742 | 733.6634 | 0 | 111.89 | 0 | 0 | 0 | 0 | 845.5534 | 2742 | 733.6634 | 0 | 111.89 | 0 | 0 | 0 | 0 | 845.5534 | 2742 | 772.2772 | 638.7487 | 120.9622 | 0 | 0 | 0 | 0 | 1531.9882 | 2742 | 772.2772 | 638.7487 | 120.9622 | 0 | 0 | 0 | 0 | 1531.9882 | 2742 | 772.2772 | 638.7487 | 120.9622 | 0 | 0 | 0 | 0 | 1531.9882 | 2742 | 0 | 1277.4975 | 151.2027 | 0 | 0 | 0 | 0 | 0 | 0 | 1428.7002 | 2742 | 0 | 1277.4975 | 151.2027 | 17 | 0 | 0 | 0 | 0 | 0 | 1445.7002 | 2742 | 0 | 1277.4975 | 151.2027 | 0 | 0 | 0 | 0 | 0 | 0 | 1428.7002
2745 | 0.01 | 0.01 | 0.01 | 0.01 | 0.01 | 0.01 | 0.01 | 0.01 | 0.01 | 2745 | 1447.3499 | 1447.3499 | 1447.3499 | 1697.8527 | 1697.8527 | 1697.8527 | 1920.5219 | 1920.5219 | 1578.2718 | 2743 | 696.0396 | 0 | 183.0928 | 0 | 0 | 0 | 0 | 879.1324 |  | 2743 | 696.0396 | 0 | 183.0928 | 0 | 0 | 0 | 0 | 879.1324 | 2743 | 696.0396 | 0 | 183.0928 | 0 | 0 | 0 | 0 | 879.1324 | 2743 | 732.6733 | 598.3855 | 197.9381 | 0 | 0 | 0 | 0 | 1528.9969 | 2743 | 732.6733 | 598.3855 | 197.9381 | 0 | 0 | 0 | 0 | 1528.9969 | 2743 | 732.6733 | 598.3855 | 197.9381 | 0 | 0 | 0 | 0 | 1528.9969 | 2743 | 0 | 1196.7709 | 247.4227 | 0 | 0 | 0 | 0 | 0 | 0 | 1444.1936 | 2743 | 0 | 1196.7709 | 247.4227 | 17 | 0 | 0 | 0 | 0 | 0 | 1461.1936 | 2743 | 0 | 1196.7709 | 247.4227 | 0 | 0 | 0 | 0 | 0 | 0 | 1444.1936
2746 | 0.01 | 0.01 | 0.01 | 0.01 | 0.01 | 0.01 | 0.01 | 0.01 | 0.01 | 2746 | 1430.6929 | 1430.6929 | 1430.6929 | 1678.3128 | 1678.3128 | 1678.3128 | 1898.4194 | 1582.8005 | 1898.4194 | 2744 | 630.198 | 0 | 289.8969 | 0 | 0 | 0 | 0 | 920.0949 |  | 2744 | 630.198 | 0 | 289.8969 | 0 | 0 | 0 | 0 | 920.0949 | 2744 | 630.198 | 0 | 289.8969 | 0 | 0 | 0 | 0 | 920.0949 | 2744 | 663.3663 | 542.886 | 313.4021 | 0 | 0 | 0 | 0 | 1519.6544 | 2744 | 663.3663 | 542.886 | 313.4021 | 0 | 0 | 0 | 0 | 1519.6544 | 2744 | 663.3663 | 542.886 | 313.4021 | 0 | 0 | 0 | 0 | 1519.6544 | 2744 | 318.7773 | 1085.7719 | 391.7526 | 0 | 0 | 0 | 0 | 0 | 0 | 1796.3018 | 2744 | 0 | 1085.7719 | 391.7526 | 17 | 0 | 0 | 0 | 0 | 0 | 1494.5245 | 2744 | 318.7773 | 1085.7719 | 391.7526 | 0 | 0 | 0 | 0 | 0 | 0 | 1796.3018
2747 | 0.01 | 0.01 | 0.01 | 0.01 | 0.01 | 0.01 | 0.01 | 0.01 | 0.01 | 2747 | 1410.7045 | 1410.7045 | 1410.7045 | 1654.8649 | 1654.8649 | 1654.8649 | 1346.7822 | 1346.7822 | 1346.7822 | 2745 | 649.0099 | 0 | 366.1856 | 0 | 0 | 0 | 0 | 1015.1955 |  | 2745 | 649.0099 | 0 | 366.1856 | 0 | 0 | 0 | 0 | 1015.1955 | 2745 | 649.0099 | 0 | 366.1856 | 0 | 0 | 0 | 0 | 1015.1955 | 2745 | 683.1683 | 499.4955 | 395.8763 | 0 | 0 | 0 | 0 | 1578.5401 | 2745 | 683.1683 | 499.4955 | 395.8763 | 0 | 0 | 0 | 0 | 1578.5401 | 2745 | 683.1683 | 499.4955 | 395.8763 | 0 | 0 | 0 | 0 | 1578.5401 | 2745 | 342.2501 | 998.9909 | 494.8454 | 0 | 0 | 0 | 0 | 0 | 0 | 1836.0864 | 2745 | 342.2501 | 998.9909 | 494.8454 | 17 | 0 | 0 | 0 | 0 | 0 | 1853.0864 | 2745 | 0 | 998.9909 | 494.8454 | 0 | 0 | 0 | 0 | 0 | 0 | 1493.8363
2748 | 0.01 | 0.01 | 0.01 | 0.01 | 0.01 | 0.01 | 0.01 | 0.01 | 0.01 | 2748 | 1408.4835 | 1408.4835 | 1408.4835 | 1652.2595 | 1652.2595 | 1652.2595 | 1868.9493 | 1347.1618 | 1443.7249 | 2746 | 620.7921 | 0 | 406.8729 | 0 | 0 | 0 | 0 | 1027.6649 |  | 2746 | 620.7921 | 0 | 406.8729 | 0 | 0 | 0 | 0 | 1027.6649 | 2746 | 620.7921 | 0 | 406.8729 | 0 | 0 | 0 | 0 | 1027.6649 | 2746 | 653.4653 | 474.2684 | 439.8625 | 0 | 0 | 0 | 0 | 1567.5963 | 2746 | 653.4653 | 474.2684 | 439.8625 | 0 | 0 | 0 | 0 | 1567.5963 | 2746 | 653.4653 | 474.2684 | 439.8625 | 0 | 0 | 0 | 0 | 1567.5963 | 2746 | 315.6188 | 948.5368 | 549.8282 | 0 | 0 | 0 | 0 | 0 | 0 | 1813.9839 | 2746 | 0 | 948.5368 | 549.8282 | 17 | 0 | 0 | 0 | 0 | 0 | 1515.365 | 2746 | 315.6188 | 948.5368 | 549.8282 | 0 | 0 | 0 | 0 | 0 | 0 | 1813.9839
2749 | 0.01 | 0.01 | 0.01 | 0.01 | 0.01 | 0.01 | 0.01 | 0.01 | 0.01 | 2749 | 1387.3847 | 1387.3847 | 1387.3847 | 1627.5089 | 1627.5089 | 1627.5089 | 1840.9527 | 1315.8386 | 1840.9527 | 2747 | 677.2277 | 0 | 401.7869 | 0 | 0 | 0 | 0 | 1079.0147 |  | 2747 | 677.2277 | 0 | 401.7869 | 0 | 0 | 0 | 0 | 1079.0147 | 2747 | 677.2277 | 0 | 401.7869 | 0 | 0 | 0 | 0 | 1079.0147 | 2747 | 0 | 470.2321 | 434.3643 | 0 | 0 | 0 | 0 | 904.5964 | 2747 | 0 | 470.2321 | 434.3643 | 0 | 0 | 0 | 0 | 904.5964 | 2747 | 0 | 470.2321 | 434.3643 | 0 | 0 | 0 | 0 | 904.5964 | 2747 | 0 | 940.4642 | 542.9553 | 0 | 0 | 0 | 0 | 0 | 0 | 1483.4195 | 2747 | 0 | 940.4642 | 542.9553 | 17 | 0 | 0 | 0 | 0 | 0 | 1500.4195 | 2747 | 0 | 940.4642 | 542.9553 | 0 | 0 | 0 | 0 | 0 | 0 | 1483.4195
2750 | 0.01 | 0.01 | 0.01 | 0.01 | 0.01 | 0.01 | 0.01 | 0.01 | 0.01 | 2750 | 1388.4951 | 1388.4951 | 1388.4951 | 1628.8116 | 1628.8116 | 1628.8116 | 1842.4262 | 1317.3121 | 1317.3121 | 2748 | 724.2574 | 0 | 386.5292 | 0 | 0 | 0 | 0 | 1110.7866 |  | 2748 | 724.2574 | 0 | 386.5292 | 0 | 0 | 0 | 0 | 1110.7866 | 2748 | 724.2574 | 0 | 386.5292 | 0 | 0 | 0 | 0 | 1110.7866 | 2748 | 0 | 489.4046 | 417.8694 | 0 | 0 | 0 | 0 | 907.2741 | 2748 | 0 | 489.4046 | 417.8694 | 0 | 0 | 0 | 0 | 907.2741 | 2748 | 0 | 489.4046 | 417.8694 | 0 | 0 | 0 | 0 | 907.2741 | 2748 | 283.3677 | 978.8093 | 522.3368 | 0 | 0 | 0 | 0 | 0 | 0 | 1784.5138 | 2748 | 0 | 978.8093 | 522.3368 | 17 | 0 | 0 | 0 | 0 | 0 | 1518.1461 | 2748 | 0 | 978.8093 | 522.3368 | 0 | 0 | 0 | 0 | 0 | 0 | 1501.1461
2751 | 0.01 | 0.01 | 0.01 | 0.01 | 0.01 | 0.01 | 0.01 | 0.01 | 0.01 | 2751 | 1405.1521 | 1405.1521 | 1405.1521 | 1648.3515 | 1648.3515 | 1648.3515 | 1864.5288 | 1339.4146 | 1864.5288 | 2749 | 0 | 0 | 371.2715 | 0 | 0 | 0 | 0 | 371.2715 |  | 2749 | 837.1287 | 0 | 371.2715 | 0 | 0 | 0 | 0 | 1208.4002 | 2749 | 837.1287 | 0 | 371.2715 | 0 | 0 | 0 | 0 | 1208.4002 | 2749 | 0 | 515.6408 | 401.3746 | 0 | 0 | 0 | 0 | 917.0153 | 2749 | 0 | 515.6408 | 401.3746 | 0 | 0 | 0 | 0 | 917.0153 | 2749 | 0 | 515.6408 | 401.3746 | 0 | 0 | 0 | 0 | 917.0153 | 2749 | 282.0853 | 1031.2815 | 501.7182 | 0 | 0 | 0 | 0 | 0 | 0 | 1815.0851 | 2749 | 0 | 1031.2815 | 501.7182 | 17 | 0 | 0 | 0 | 0 | 0 | 1549.9997 | 2749 | 0 | 1031.2815 | 501.7182 | 0 | 0 | 0 | 0 | 0 | 0 | 1532.9997
2752 | 0.01 | 0.01 | 0.01 | 0.01 | 0.01 | 0.01 | 0.01 | 0.01 | 0.01 | 2752 | 1412.9254 | 1412.9254 | 1412.9254 | 1657.4702 | 1657.4702 | 1657.4702 | 1874.8433 | 1405.0288 | 1874.8433 | 2750 | 921.7822 | 0 | 330.5842 | 0 | 0 | 0 | 0 | 1252.3664 |  | 2750 | 921.7822 | 0 | 330.5842 | 0 | 0 | 0 | 0 | 1252.3664 | 2750 | 921.7822 | 0 | 330.5842 | 0 | 0 | 0 | 0 | 1252.3664 | 2750 | 0 | 529.7679 | 357.3883 | 0 | 0 | 0 | 0 | 887.1562 | 2750 | 0 | 529.7679 | 357.3883 | 0 | 0 | 0 | 0 | 887.1562 | 2750 | 0 | 529.7679 | 357.3883 | 0 | 0 | 0 | 0 | 887.1562 | 2750 | 0 | 1059.5358 | 446.7354 | 0 | 0 | 0 | 0 | 0 | 0 | 1506.2712 | 2750 | 0 | 1059.5358 | 446.7354 | 17 | 0 | 0 | 0 | 0 | 0 | 1523.2712 | 2750 | 0 | 1059.5358 | 446.7354 | 0 | 0 | 0 | 0 | 0 | 0 | 1506.2712
2753 | 19.4916 | 18.6145 | 18.6145 | 0.01 | 0.01 | 0.01 | 0.01 | 0.01 | 0.01 | 2753 | 1079.4023 | 1079.4023 | 1079.4023 | 1667.8915 | 1667.8915 | 1667.8915 | 1886.6313 | 1361.5172 | 1886.6313 | 2751 | 799.505 | 0 | 254.2955 | 0 | 0 | 0 | 0 | 1053.8005 |  | 2751 | 799.505 | 0 | 254.2955 | 0 | 0 | 0 | 0 | 1053.8005 | 2751 | 799.505 | 0 | 254.2955 | 0 | 0 | 0 | 0 | 1053.8005 | 2751 | 0 | 542.886 | 274.9141 | 0 | 0 | 0 | 0 | 817.8001 | 2751 | 0 | 542.886 | 274.9141 | 0 | 0 | 0 | 0 | 817.8001 | 2751 | 0 | 542.886 | 274.9141 | 0 | 0 | 0 | 0 | 817.8001 | 2751 | 0 | 1085.7719 | 343.6426 | 0 | 0 | 0 | 0 | 0 | 0 | 1429.4146 | 2751 | 0 | 1085.7719 | 343.6426 | 17 | 0 | 0 | 0 | 0 | 0 | 1446.4146 | 2751 | 0 | 1085.7719 | 343.6426 | 0 | 0 | 0 | 0 | 0 | 0 | 1429.4146
2754 | 57.621 | 57.621 | 57.621 | 1.8925 | 1.8925 | 1.8925 | 0.01 | 0.01 | 0.01 | 2754 | 1032.7337 | 1032.7337 | 1032.7337 | 1675.7075 | 1675.7075 | 1675.7075 | 1895.4724 | 1700.6507 | 1895.4724 | 2752 | 761.8812 | 0 | 142.4055 | 0 | 0 | 0 | 0 | 904.2867 |  | 2752 | 761.8812 | 0 | 142.4055 | 0 | 0 | 0 | 0 | 904.2867 | 2752 | 761.8812 | 0 | 142.4055 | 0 | 0 | 0 | 0 | 904.2867 | 2752 | 801.9802 | 564.0767 | 153.9519 | 0 | 0 | 0 | 0 | 1520.0088 | 2752 | 801.9802 | 564.0767 | 153.9519 | 0 | 0 | 0 | 0 | 1520.0088 | 2752 | 801.9802 | 564.0767 | 153.9519 | 0 | 0 | 0 | 0 | 1520.0088 | 2752 | 0 | 1128.1534 | 192.4399 | 0 | 0 | 0 | 0 | 0 | 0 | 1320.5932 | 2752 | 0 | 1128.1534 | 192.4399 | 17 | 0 | 0 | 0 | 0 | 0 | 1337.5932 | 2752 | 0 | 1128.1534 | 192.4399 | 0 | 0 | 0 | 0 | 0 | 0 | 1320.5932
2755 | 79.4178 | 74.1528 | 74.1528 | 5.1105 | 5.1105 | 5.1105 | 0.01 | 0.01 | 0.01 | 2755 | 1042.7279 | 1042.7279 | 1042.7279 | 1457.1621 | 1457.1621 | 1457.1621 | 1383.6197 | 1908.7339 | 1908.7339 | 2753 | 630.198 | 0 | 50.8591 | 0 | 0 | 0 | 0 | 681.0571 |  | 2753 | 630.198 | 0 | 50.8591 | 0 | 0 | 0 | 0 | 681.0571 | 2753 | 630.198 | 0 | 50.8591 | 0 | 0 | 0 | 0 | 681.0571 | 2753 | 663.3663 | 568.113 | 54.9828 | 0 | 0 | 0 | 0 | 1286.4622 | 2753 | 663.3663 | 568.113 | 54.9828 | 0 | 0 | 0 | 0 | 1286.4622 | 2753 | 663.3663 | 568.113 | 54.9828 | 0 | 0 | 0 | 0 | 1286.4622 | 2753 | 0 | 1136.226 | 68.7285 | 0 | 0 | 0 | 0 | 0 | 0 | 1204.9546 | 2753 | 0 | 1136.226 | 68.7285 | 17 | 0 | 0 | 0 | 0 | 0 | 1221.9546 | 2753 | 0 | 1136.226 | 68.7285 | 0 | 0 | 0 | 0 | 0 | 0 | 1204.9546
2756 | 79.4178 | 74.1528 | 74.1528 | 5.1105 | 5.1105 | 5.1105 | 0.01 | 0.01 | 0.01 | 2756 | 989.4255 | 989.4255 | 989.4255 | 1410.6948 | 1410.6948 | 1410.6948 | 1595.6454 | 1312.8916 | 1312.8916 | 2754 | 620.7921 | 0 | 10.1718 | 0 | 0 | 0 | 0 | 630.9639 |  | 2754 | 620.7921 | 0 | 10.1718 | 0 | 0 | 0 | 0 | 630.9639 | 2754 | 620.7921 | 0 | 10.1718 | 0 | 0 | 0 | 0 | 630.9639 | 2754 | 653.4653 | 554.995 | 10.9966 | 0 | 0 | 0 | 0 | 1219.4569 | 2754 | 653.4653 | 554.995 | 10.9966 | 0 | 0 | 0 | 0 | 1219.4569 | 2754 | 653.4653 | 554.995 | 10.9966 | 0 | 0 | 0 | 0 | 1219.4569 | 2754 | 0 | 1109.9899 | 13.7457 | 0 | 0 | 0 | 0 | 0 | 0 | 1123.7356 | 2754 | 0 | 1109.9899 | 13.7457 | 17 | 0 | 0 | 0 | 0 | 0 | 1140.7356 | 2754 | 0 | 1109.9899 | 13.7457 | 0 | 0 | 0 | 0 | 0 | 0 | 1123.7356
2757 | 74.1528 | 74.1528 | 74.1528 | 5.1105 | 5.1105 | 5.1105 | 0.01 | 0.01 | 0.01 | 2757 | 927.2394 | 927.2394 | 927.2394 | 1142.1516 | 1142.1516 | 1142.1516 | 1755.4895 | 1230.3754 | 1755.4895 | 2755 | 554.9505 | 0 | 0 | 0 | 0 | 0 | 150 | 704.9505 |  | 2755 | 554.9505 | 0 | 0 | 0 | 0 | 0 | 0 | 554.9505 | 2755 | 554.9505 | 0 | 0 | 0 | 0 | 0 | 150 | 704.9505 | 2755 | 584.1584 | 568.113 | 0 | 0 | 0 | 0 | 0 | 1152.2714 | 2755 | 584.1584 | 568.113 | 0 | 0 | 0 | 0 | 0 | 1152.2714 | 2755 | 584.1584 | 568.113 | 0 | 0 | 0 | 0 | 0 | 1152.2714 | 2755 | 0 | 1136.226 | 0 | 0 | 0 | 0 | 0 | 0 | 0 | 1136.226 | 2755 | 0 | 1136.226 | 0 | 17 | 0 | 0 | 0 | 0 | 0 | 1153.226 | 2755 | 0 | 1136.226 | 0 | 0 | 0 | 0 | 0 | 0 | 0 | 1136.226
2758 | 74.1528 | 74.1528 | 74.1528 | 5.1105 | 5.1105 | 5.1105 | 0.01 | 0.01 | 0.01 | 2758 | 878.3789 | 878.3789 | 878.3789 | 1057.3914 | 1057.3914 | 1057.3914 | 1165.5412 | 1165.5412 | 1690.6554 | 2756 | 658.4158 | 0 | 0 | 0 | 0 | 0 | 150 | 808.4158 |  | 2756 | 658.4158 | 0 | 0 | 0 | 0 | 0 | 0 | 658.4158 | 2756 | 658.4158 | 0 | 0 | 0 | 0 | 0 | 150 | 808.4158 | 2756 | 693.0693 | 573.1584 | 0 | 0 | 0 | 0 | 0 | 1266.2277 | 2756 | 693.0693 | 573.1584 | 0 | 0 | 0 | 0 | 0 | 1266.2277 | 2756 | 693.0693 | 573.1584 | 0 | 0 | 0 | 0 | 0 | 1266.2277 | 2756 | 0 | 1146.3169 | 0 | 0 | 0 | 0 | 0 | 0 | 0 | 1146.3169 | 2756 | 0 | 1146.3169 | 0 | 17 | 0 | 0 | 0 | 0 | 0 | 1163.3169 | 2756 | 0 | 1146.3169 | 0 | 0 | 0 | 0 | 0 | 0 | 0 | 1146.3169
2759 | 79.1686 | 74.1528 | 74.1528 | 30.6411 | 30.6411 | 30.6411 | 0.01 | 0.01 | 0.01 | 2759 | 855.0591 | 855.0591 | 855.0591 | 1003.0501 | 1003.0501 | 1003.0501 | 1134.5977 | 1134.5977 | 1134.5977 | 2757 | 790.099 | 0 | 0 | 0 | 0 | 0 | 121.1404 | 911.2394 |  | 2757 | 790.099 | 0 | 0 | 0 | 0 | 0 | 0 | 790.099 | 2757 | 790.099 | 0 | 0 | 0 | 0 | 0 | 121.1404 | 911.2394 | 2757 | 831.6832 | 578.2038 | 0 | 0 | 0 | 0 | 0 | 1409.887 | 2757 | 831.6832 | 578.2038 | 0 | 0 | 0 | 0 | 0 | 1409.887 | 2757 | 831.6832 | 578.2038 | 0 | 0 | 0 | 0 | 0 | 1409.887 | 2757 | 0 | 1156.4077 | 0 | 0 | 0 | 0 | 0 | 0 | 0 | 1156.4077 | 2757 | 0 | 1156.4077 | 0 | 17 | 0 | 0 | 0 | 0 | 0 | 1173.4077 | 2757 | 0 | 1156.4077 | 0 | 0 | 0 | 0 | 0 | 0 | 0 | 1156.4077
2760 | 79.4178 | 74.1528 | 74.1528 | 30.6012 | 30.6012 | 30.6012 | 0.01 | 0.01 | 0.01 | 2760 | 837.2916 | 837.2916 | 837.2916 | 982.2075 | 982.2075 | 982.2075 | 1111.0216 | 1636.1358 | 1111.0216 | 2758 | 761.8812 | 0 | 0 | 0 | 0 | 0 | 100.4977 | 862.3789 |  | 2758 | 761.8812 | 0 | 0 | 0 | 0 | 0 | 0 | 761.8812 | 2758 | 761.8812 | 0 | 0 | 0 | 0 | 0 | 100.4977 | 862.3789 | 2758 | 801.9802 | 579.2129 | 0 | 0 | 0 | 0 | 0 | 1381.1931 | 2758 | 801.9802 | 579.2129 | 0 | 0 | 0 | 0 | 0 | 1381.1931 | 2758 | 801.9802 | 579.2129 | 0 | 0 | 0 | 0 | 0 | 1381.1931 | 2758 | 0 | 1158.4258 | 0 | 0 | 0 | 0 | 0 | 0 | 0 | 1158.4258 | 2758 | 0 | 1158.4258 | 0 | 17 | 0 | 0 | 0 | 0 | 0 | 1175.4258 | 2758 | 0 | 1158.4258 | 0 | 0 | 0 | 0 | 0 | 0 | 0 | 1158.4258
2761 | 79.4178 | 74.1528 | 74.1528 | 34.4815 | 34.4815 | 34.4815 | 0.01 | 0.01 | 0.01 | 2761 | 840.623 | 840.623 | 840.623 | 986.1155 | 986.1155 | 986.1155 | 1115.4421 | 1640.5563 | 1640.5563 | 2759 | 573.7624 | 0 | 0 | 0 | 0 | 0 | 150 | 723.7624 |  | 2759 | 573.7624 | 0 | 0 | 0 | 0 | 0 | 0 | 573.7624 | 2759 | 573.7624 | 0 | 0 | 0 | 0 | 0 | 150 | 723.7624 | 2759 | 603.9604 | 566.0949 | 0 | 0 | 0 | 0 | 0 | 1170.0552 | 2759 | 603.9604 | 566.0949 | 0 | 0 | 0 | 0 | 0 | 1170.0552 | 2759 | 603.9604 | 566.0949 | 0 | 0 | 0 | 0 | 0 | 1170.0552 | 2759 | 0 | 1132.1897 | 0 | 0 | 0 | 0 | 0 | 0 | 0 | 1132.1897 | 2759 | 0 | 1132.1897 | 0 | 17 | 0 | 0 | 0 | 0 | 0 | 1149.1897 | 2759 | 0 | 1132.1897 | 0 | 0 | 0 | 0 | 0 | 0 | 0 | 1132.1897
2762 | 79.4178 | 74.1528 | 74.1528 | 35.9272 | 35.66 | 35.9272 | 0.01 | 0.01 | 0.01 | 2762 | 849.5068 | 849.5068 | 849.5068 | 996.5368 | 996.5368 | 996.5368 | 1127.2301 | 1652.3443 | 1652.3443 | 2760 | 517.3267 | 0 | 0 | 0 | 0 | 0 | 150 | 667.3267 |  | 2760 | 517.3267 | 0 | 0 | 0 | 0 | 0 | 0 | 517.3267 | 2760 | 517.3267 | 0 | 0 | 0 | 0 | 0 | 0 | 517.3267 | 2760 | 544.5545 | 533.8042 | 0 | 0 | 0 | 0 | 0 | 1078.3587 | 2760 | 544.5545 | 533.8042 | 0 | 0 | 0 | 0 | 0 | 1078.3587 | 2760 | 544.5545 | 533.8042 | 0 | 0 | 0 | 0 | 0 | 1078.3587 | 2760 | 0 | 1067.6085 | 0 | 0 | 0 | 0 | 0 | 0 | 0 | 1067.6085 | 2760 | 0 | 1067.6085 | 0 | 17 | 0 | 0 | 0 | 0 | 0 | 1084.6085 | 2760 | 0 | 1067.6085 | 0 | 0 | 0 | 0 | 0 | 0 | 0 | 1067.6085
2763 | 79.4178 | 74.1528 | 74.1528 | 35.9272 | 35.66 | 35.9272 | 0.01 | 0.01 | 0.01 | 2763 | 873.937 | 873.937 | 873.937 | 1025.1954 | 1025.1954 | 1025.1954 | 1159.6472 | 1684.7614 | 1159.6472 | 2761 | 432.6733 | 0 | 0 | 0 | 0 | 0 | 150 | 582.6733 |  | 2761 | 432.6733 | 0 | 0 | 0 | 0 | 0 | 0 | 432.6733 | 2761 | 432.6733 | 0 | 0 | 0 | 0 | 0 | 91.4558 | 524.1291 | 2761 | 455.4455 | 502.5227 | 0 | 0 | 0 | 0 | 0 | 957.9682 | 2761 | 455.4455 | 502.5227 | 0 | 0 | 0 | 0 | 0 | 957.9682 | 2761 | 455.4455 | 502.5227 | 0 | 0 | 0 | 0 | 0 | 957.9682 | 2761 | 0 | 1005.0454 | 0 | 0 | 0 | 0 | 0 | 0 | 0 | 1005.0454 | 2761 | 0 | 1005.0454 | 0 | 17 | 0 | 0 | 0 | 0 | 0 | 1022.0454 | 2761 | 0 | 1005.0454 | 0 | 0 | 0 | 0 | 0 | 0 | 0 | 1005.0454
2764 | 79.4178 | 74.1528 | 74.1528 | 35.9272 | 35.66 | 35.9272 | 0.01 | 0.01 | 0.01 | 2764 | 972.7685 | 972.7685 | 972.7685 | 1141.1323 | 1141.1323 | 1141.1323 | 1290.789 | 1290.789 | 1290.789 | 2762 | 395.0495 | 0 | 0 | 0 | 0 | 0 | 150 | 545.0495 |  | 2762 | 395.0495 | 0 | 0 | 0 | 0 | 0 | 0 | 395.0495 | 2762 | 395.0495 | 0 | 0 | 0 | 0 | 0 | 0 | 395.0495 | 2762 | 415.8416 | 451.0595 | 0 | 0 | 0 | 0 | 0 | 866.9011 | 2762 | 415.8416 | 451.0595 | 0 | 0 | 0 | 0 | 0 | 866.9011 | 2762 | 415.8416 | 451.0595 | 0 | 0 | 0 | 0 | 0 | 866.9011 | 2762 | 0 | 902.1191 | 0 | 0 | 0 | 0 | 0 | 0 | 0 | 902.1191 | 2762 | 422.7723 | 902.1191 | 0 | 17 | 0 | 0 | 0 | 0 | 0 | 1341.8913 | 2762 | 422.7723 | 902.1191 | 0 | 0 | 0 | 0 | 0 | 0 | 0 | 1324.8913
2765 | 79.4178 | 74.1528 | 74.1528 | 35.9272 | 35.66 | 35.9272 | 0.01 | 0.01 | 0.01 | 2765 | 1107.135 | 1107.135 | 1107.135 | 1298.7545 | 1298.7545 | 1298.7545 | 1469.0829 | 1469.0829 | 1469.0829 | 2763 | 338.6139 | 0 | 0 | 0 | 0 | 0 | 150 | 488.6139 |  | 2763 | 338.6139 | 0 | 0 | 0 | 0 | 0 | 0 | 338.6139 | 2763 | 338.6139 | 0 | 0 | 0 | 0 | 0 | 19.3232 | 357.937 | 2763 | 356.4356 | 383.4511 | 0 | 0 | 0 | 0 | 0 | 739.8867 | 2763 | 356.4356 | 383.4511 | 0 | 0 | 0 | 0 | 0 | 739.8867 | 2763 | 356.4356 | 383.4511 | 0 | 0 | 0 | 0 | 0 | 739.8867 | 2763 | 0 | 766.9021 | 0 | 0 | 0 | 0 | 0 | 0 | 0 | 766.9021 | 2763 | 362.3762 | 766.9021 | 0 | 17 | 0 | 0 | 0 | 0 | 0 | 1146.2784 | 2763 | 0 | 766.9021 | 0 | 0 | 0 | 0 | 0 | 0 | 0 | 766.9021
2766 | 79.4178 | 74.1528 | 74.1528 | 35.9272 | 35.66 | 35.9272 | 19.1387 | 14.4573 | 14.4573 | 2766 | 1235.9491 | 1235.9491 | 1235.9491 | 1449.8633 | 1449.8633 | 1449.8633 | 1640.0093 | 1640.0093 | 1640.0093 | 2764 | 300.9901 | 0 | 20.3436 | 0 | 0 | 0 | 150 | 471.3337 |  | 2764 | 300.9901 | 0 | 20.3436 | 0 | 0 | 0 | 0 | 321.3337 | 2764 | 300.9901 | 0 | 20.3436 | 0 | 0 | 0 | 135.4348 | 456.7685 | 2764 | 316.8317 | 322.9062 | 21.9931 | 0 | 0 | 0 | 0 | 661.731 | 2764 | 316.8317 | 322.9062 | 21.9931 | 0 | 0 | 0 | 0 | 661.731 | 2764 | 316.8317 | 322.9062 | 21.9931 | 0 | 0 | 0 | 0 | 661.731 | 2764 | 217.0978 | 645.8123 | 27.4914 | 0 | 0 | 0 | 0 | 0 | 0 | 890.4015 | 2764 | 217.0978 | 645.8123 | 27.4914 | 17 | 0 | 0 | 0 | 0 | 0 | 907.4015 | 2764 | 217.0978 | 645.8123 | 27.4914 | 0 | 0 | 0 | 0 | 0 | 0 | 890.4015
2767 | 63.5771 | 63.5771 | 63.5771 | 35.9272 | 35.66 | 35.9272 | 19.1387 | 14.4573 | 14.4573 | 2767 | 1278.1468 | 1278.1468 | 1278.1468 | 1499.3645 | 1499.3645 | 1499.3645 | 1696.0025 | 1696.0025 | 1696.0025 | 2765 | 272.7723 | 0 | 66.1168 | 0 | 0 | 0 | 150 | 488.8891 |  | 2765 | 272.7723 | 0 | 66.1168 | 0 | 0 | 0 | 0 | 338.8891 | 2765 | 272.7723 | 0 | 66.1168 | 0 | 0 | 0 | 123.0454 | 461.9345 | 2765 | 287.1287 | 263.3703 | 71.4777 | 0 | 0 | 0 | 0 | 621.9767 | 2765 | 287.1287 | 263.3703 | 71.4777 | 0 | 0 | 0 | 0 | 621.9767 | 2765 | 287.1287 | 263.3703 | 71.4777 | 0 | 0 | 0 | 0 | 621.9767 | 2765 | 291.9142 | 526.7407 | 89.3471 | 0 | 0 | 0 | 0 | 0 | 0 | 908.0019 | 2765 | 291.9142 | 526.7407 | 89.3471 | 17 | 0 | 0 | 0 | 0 | 0 | 925.0019 | 2765 | 288.6623 | 526.7407 | 89.3471 | 0 | 0 | 0 | 0 | 0 | 0 | 904.75
2768 | 36.7448 | 40.1751 | 40.1751 | 31.5316 | 31.5316 | 31.5316 | 0.01 | 0.01 | 0.01 | 2768 | 1284.8096 | 1284.8096 | 1284.8096 | 1507.1805 | 1507.1805 | 1507.1805 | 1704.8435 | 1704.8435 | 1704.8435 | 2766 | 244.5545 | 0 | 132.2337 | 0 | 0 | 0 | 150 | 526.7881 |  | 2766 | 244.5545 | 0 | 132.2337 | 0 | 0 | 0 | 130.327 | 507.1152 | 2766 | 244.5545 | 0 | 132.2337 | 0 | 0 | 0 | 150 | 526.7881 | 2766 | 257.4257 | 212.9162 | 142.9553 | 0 | 0 | 0 | 0 | 613.2973 | 2766 | 257.4257 | 212.9162 | 142.9553 | 0 | 0 | 0 | 0 | 613.2973 | 2766 | 257.4257 | 212.9162 | 142.9553 | 0 | 0 | 0 | 0 | 613.2973 | 2766 | 261.7162 | 425.8325 | 178.6942 | 0 | 0 | 0 | 0 | 0 | 0 | 866.2428 | 2766 | 261.7162 | 425.8325 | 178.6942 | 17 | 0 | 0 | 0 | 0 | 0 | 883.2428 | 2766 | 261.7162 | 425.8325 | 178.6942 | 0 | 0 | 0 | 0 | 0 | 0 | 866.2428
2769 | 31.8647 | 34.6322 | 33.6698 | 5.1105 | 5.1105 | 5.1105 | 0.01 | 0.01 | 0.01 | 2769 | 1277.0363 | 1277.0363 | 1277.0363 | 1498.0618 | 1498.0618 | 1498.0618 | 1694.529 | 1694.529 | 2219.6431 | 2767 | 206.9307 | 0 | 228.866 | 0 | 0 | 0 | 0 | 435.7967 |  | 2767 | 206.9307 | 0 | 228.866 | 0 | 0 | 0 | 0 | 435.7967 | 2767 | 206.9307 | 0 | 228.866 | 0 | 0 | 0 | 0 | 435.7967 | 2767 | 217.8218 | 169.5257 | 247.4227 | 0 | 0 | 0 | 0 | 634.7702 | 2767 | 217.8218 | 169.5257 | 247.4227 | 0 | 0 | 0 | 0 | 634.7702 | 2767 | 217.8218 | 169.5257 | 247.4227 | 0 | 0 | 0 | 0 | 634.7702 | 2767 | 221.4521 | 339.0515 | 309.2784 | 0 | 0 | 0 | 0 | 0 | 0 | 869.782 | 2767 | 221.4521 | 339.0515 | 309.2784 | 17 | 0 | 0 | 0 | 0 | 0 | 886.782 | 2767 | 221.4521 | 339.0515 | 309.2784 | 0 | 0 | 0 | 0 | 0 | 0 | 869.782
2770 | 31.8647 | 34.6322 | 33.6698 | 5.1105 | 5.1105 | 5.1105 | 0.01 | 0.01 | 0.01 | 2770 | 1252.6061 | 1252.6061 | 1252.6061 | 1832.7744 | 1797.9928 | 1766.4272 | 2187.2261 | 1662.1119 | 1662.1119 | 2768 | 178.7129 | 0 | 305.1546 | 0 | 0 | 0 | 0 | 483.8675 |  | 2768 | 178.7129 | 0 | 305.1546 | 0 | 0 | 0 | 0 | 483.8675 | 2768 | 178.7129 | 0 | 305.1546 | 0 | 0 | 0 | 0 | 483.8675 | 2768 | 188.1188 | 142.2805 | 329.8969 | 0 | 0 | 0 | 0 | 660.2962 | 2768 | 188.1188 | 142.2805 | 329.8969 | 0 | 0 | 0 | 0 | 660.2962 | 2768 | 188.1188 | 142.2805 | 329.8969 | 0 | 0 | 0 | 0 | 660.2962 | 2768 | 132.2231 | 284.561 | 412.3711 | 0 | 0 | 0 | 0 | 0 | 0 | 829.1553 | 2768 | 191.2541 | 284.561 | 412.3711 | 17 | 0 | 0 | 0 | 0 | 0 | 905.1863 | 2768 | 191.2541 | 284.561 | 412.3711 | 0 | 0 | 0 | 0 | 0 | 0 | 888.1863
2771 | 31.8647 | 34.6322 | 33.6698 | 5.1105 | 5.1105 | 3.592 | 0.01 | 0.01 | 0.01 | 2771 | 1270.3735 | 1270.3735 | 1270.3735 | 1954.4772 | 1595.4848 | 1954.4772 | 2210.8021 | 2210.8021 | 1685.688 | 2769 | 188.1188 | 0 | 366.1856 | 0 | 0 | 0 | 0 | 554.3044 |  | 2769 | 188.1188 | 0 | 366.1856 | 0 | 0 | 0 | 0 | 554.3044 | 2769 | 188.1188 | 0 | 366.1856 | 0 | 0 | 0 | 0 | 554.3044 | 2769 | 198.0198 | 134.2079 | 395.8763 | 0 | 0 | 0 | 0 | 728.104 | 2769 | 198.0198 | 134.2079 | 395.8763 | 0 | 0 | 0 | 0 | 728.104 | 2769 | 198.0198 | 134.2079 | 395.8763 | 0 | 0 | 0 | 0 | 728.104 | 2769 | 201.3201 | 268.4157 | 494.8454 | 0 | 0 | 0 | 0 | 0 | 0 | 964.5812 | 2769 | 201.3201 | 268.4157 | 494.8454 | 17 | 0 | 0 | 0 | 0 | 0 | 981.5812 | 2769 | 201.3201 | 268.4157 | 494.8454 | 0 | 0 | 0 | 0 | 0 | 0 | 964.5812
2772 | 31.8647 | 34.6322 | 33.6698 | 5.1105 | 5.1105 | 5.1105 | 0.01 | 0.01 | 0.01 | 2772 | 1235.9491 | 1235.9491 | 1235.9491 | 1449.8633 | 1449.8633 | 1561.4709 | 2165.1235 | 1640.0093 | 1640.0093 | 2770 | 178.7129 | 0 | 406.8729 | 0 | 0 | 0 | 0 | 585.5857 |  | 2770 | 178.7129 | 0 | 406.8729 | 0 | 0 | 0 | 0 | 585.5857 | 2770 | 178.7129 | 0 | 406.8729 | 0 | 0 | 0 | 0 | 585.5857 | 2770 | 188.1188 | 138.2442 | 439.8625 | 0 | 0 | 0 | 0 | 766.2256 | 2770 | 188.1188 | 138.2442 | 439.8625 | 0 | 0 | 0 | 0 | 766.2256 | 2770 | 188.1188 | 138.2442 | 439.8625 | 0 | 0 | 0 | 0 | 766.2256 | 2770 | 191.2541 | 276.4884 | 549.8282 | 0 | 0 | 0 | 0 | 0 | 0 | 1017.5707 | 2770 | 191.2541 | 276.4884 | 549.8282 | 17 | 0 | 0 | 0 | 0 | 0 | 1034.5707 | 2770 | 191.2541 | 276.4884 | 549.8282 | 0 | 0 | 0 | 0 | 0 | 0 | 1017.5707
2773 | 31.8647 | 34.6322 | 33.6698 | 22.3877 | 22.3877 | 22.3877 | 0.01 | 0.01 | 0.01 | 2773 | 1238.17 | 1238.17 | 1238.17 | 1452.4687 | 1452.4687 | 1452.4687 | 2168.0705 | 1642.9564 | 1642.9564 | 2771 | 169.3069 | 0 | 376.3574 | 0 | 0 | 0 | 0 | 545.6643 |  | 2771 | 169.3069 | 0 | 376.3574 | 0 | 0 | 0 | 0 | 545.6643 | 2771 | 169.3069 | 0 | 376.3574 | 0 | 0 | 0 | 0 | 545.6643 | 2771 | 178.2178 | 147.3259 | 406.8729 | 0 | 0 | 0 | 0 | 732.4166 | 2771 | 178.2178 | 147.3259 | 406.8729 | 0 | 0 | 0 | 0 | 732.4166 | 2771 | 178.2178 | 147.3259 | 406.8729 | 0 | 0 | 0 | 0 | 732.4166 | 2771 | 181.1881 | 294.6519 | 508.5911 | 0 | 0 | 0 | 0 | 0 | 0 | 984.4311 | 2771 | 181.1881 | 294.6519 | 508.5911 | 17 | 0 | 0 | 0 | 0 | 0 | 1001.4311 | 2771 | 181.1881 | 294.6519 | 508.5911 | 0 | 0 | 0 | 0 | 0 | 0 | 984.4311
2774 | 31.8647 | 34.6322 | 33.6698 | 8.3718 | 17.5368 | 17.7532 | 0.01 | 0.01 | 0.01 | 2774 | 1235.9491 | 1235.9491 | 1235.9491 | 1449.8633 | 1449.8633 | 1449.8633 | 1640.0093 | 1640.0093 | 1640.0093 | 2772 | 159.901 | 0 | 310.2405 | 0 | 0 | 0 | 0 | 470.1415 |  | 2772 | 159.901 | 0 | 310.2405 | 0 | 0 | 0 | 0 | 470.1415 | 2772 | 159.901 | 0 | 310.2405 | 0 | 0 | 0 | 0 | 470.1415 | 2772 | 168.3168 | 161.4531 | 335.3952 | 0 | 0 | 0 | 0 | 665.1651 | 2772 | 168.3168 | 161.4531 | 335.3952 | 0 | 0 | 0 | 0 | 665.1651 | 2772 | 168.3168 | 161.4531 | 335.3952 | 0 | 0 | 0 | 0 | 665.1651 | 2772 | 171.1221 | 322.9062 | 419.244 | 0 | 0 | 0 | 0 | 0 | 0 | 913.2723 | 2772 | 171.1221 | 322.9062 | 419.244 | 17 | 0 | 0 | 0 | 0 | 0 | 930.2723 | 2772 | 171.1221 | 322.9062 | 419.244 | 0 | 0 | 0 | 0 | 0 | 0 | 913.2723
2775 | 31.8647 | 40.1982 | 40.1982 | 17.8837 | 17.8837 | 17.8837 | 0.10514 | 0.10514 | 0.10514 | 2775 | 1223.7339 | 1223.7339 | 1223.7339 | 1435.534 | 1435.534 | 1435.534 | 1623.8008 | 1623.8008 | 1623.8008 | 2773 | 206.9307 | 0 | 264.4674 | 0 | 0 | 0 | 0 | 471.398 |  | 2773 | 206.9307 | 0 | 264.4674 | 0 | 0 | 0 | 0 | 471.398 | 2773 | 206.9307 | 0 | 264.4674 | 0 | 0 | 0 | 0 | 471.398 | 2773 | 217.8218 | 170.5348 | 285.9107 | 0 | 0 | 0 | 0 | 674.2672 | 2773 | 217.8218 | 170.5348 | 285.9107 | 0 | 0 | 0 | 0 | 674.2672 | 2773 | 217.8218 | 170.5348 | 285.9107 | 0 | 0 | 0 | 0 | 674.2672 | 2773 | 221.4521 | 341.0696 | 357.3883 | 0 | 0 | 0 | 0 | 0 | 0 | 919.9101 | 2773 | 221.4521 | 341.0696 | 357.3883 | 17 | 0 | 0 | 0 | 0 | 0 | 936.9101 | 2773 | 221.4521 | 341.0696 | 357.3883 | 0 | 0 | 0 | 0 | 0 | 0 | 919.9101
2776 | 40.1982 | 41.8719 | 41.8719 | 31.0073 | 31.0073 | 31.0073 | 11.1093 | 11.1093 | 11.1093 | 2776 | 1202.6351 | 1202.6351 | 1202.6351 | 1410.7835 | 1410.7835 | 1410.7835 | 1595.8042 | 1595.8042 | 1595.8042 | 2774 | 235.1485 | 0 | 203.4364 | 0 | 0 | 0 | 0 | 438.5849 |  | 2774 | 235.1485 | 0 | 203.4364 | 0 | 0 | 0 | 0 | 438.5849 | 2774 | 235.1485 | 0 | 203.4364 | 0 | 0 | 0 | 0 | 438.5849 | 2774 | 247.5248 | 173.5621 | 219.9313 | 0 | 0 | 0 | 0 | 641.0181 | 2774 | 247.5248 | 173.5621 | 219.9313 | 0 | 0 | 0 | 0 | 641.0181 | 2774 | 247.5248 | 173.5621 | 219.9313 | 0 | 0 | 0 | 0 | 641.0181 | 2774 | 251.6502 | 347.1241 | 274.9141 | 0 | 0 | 0 | 0 | 0 | 0 | 873.6884 | 2774 | 251.6502 | 347.1241 | 274.9141 | 17 | 0 | 0 | 0 | 0 | 0 | 890.6884 | 2774 | 251.6502 | 347.1241 | 274.9141 | 0 | 0 | 0 | 0 | 0 | 0 | 873.6884
2777 | 60.0635 | 60.0635 | 60.0635 | 37.5464 | 37.5464 | 37.5464 | 20.9838 | 20.9838 | 20.9838 | 2777 | 1172.6525 | 1172.6525 | 1172.6525 | 1375.6116 | 1375.6116 | 1375.6116 | 1556.0196 | 1556.0196 | 1556.0196 | 2775 | 244.5545 | 0 | 127.1478 | 0 | 0 | 0 | 0 | 371.7022 |  | 2775 | 244.5545 | 0 | 127.1478 | 0 | 0 | 0 | 0 | 371.7022 | 2775 | 244.5545 | 0 | 127.1478 | 0 | 0 | 0 | 0 | 371.7022 | 2775 | 257.4257 | 168.5166 | 137.457 | 0 | 0 | 0 | 0 | 563.3994 | 2775 | 257.4257 | 168.5166 | 137.457 | 0 | 0 | 0 | 0 | 563.3994 | 2775 | 257.4257 | 168.5166 | 137.457 | 0 | 0 | 0 | 0 | 563.3994 | 2775 | 261.7162 | 337.0333 | 171.8213 | 0 | 0 | 0 | 0 | 0 | 0 | 770.5708 | 2775 | 261.7162 | 337.0333 | 171.8213 | 17 | 0 | 0 | 0 | 0 | 0 | 787.5708 | 2775 | 261.7162 | 337.0333 | 171.8213 | 0 | 0 | 0 | 0 | 0 | 0 | 770.5708
2778 | 84.7706 | 84.2244 | 85.2464 | 45.3908 | 45.3908 | 45.3908 | 36.762 | 36.762 | 37.4259 | 2778 | 1153.7746 | 1153.7746 | 1153.7746 | 1353.4663 | 1353.4663 | 1353.4663 | 1530.9701 | 1530.9701 | 1530.9701 | 2776 | 310.396 | 0 | 71.2027 | 0 | 0 | 0 | 0 | 381.5988 |  | 2776 | 310.396 | 0 | 71.2027 | 0 | 0 | 0 | 0 | 381.5988 | 2776 | 310.396 | 0 | 71.2027 | 0 | 0 | 0 | 0 | 381.5988 | 2776 | 326.7327 | 163.4712 | 76.9759 | 0 | 0 | 0 | 0 | 567.1799 | 2776 | 326.7327 | 163.4712 | 76.9759 | 0 | 0 | 0 | 0 | 567.1799 | 2776 | 326.7327 | 163.4712 | 76.9759 | 0 | 0 | 0 | 0 | 567.1799 | 2776 | 332.1782 | 326.9425 | 96.2199 | 0 | 0 | 0 | 0 | 0 | 0 | 755.3406 | 2776 | 332.1782 | 326.9425 | 96.2199 | 17 | 0 | 0 | 0 | 0 | 0 | 772.3406 | 2776 | 332.1782 | 326.9425 | 96.2199 | 0 | 0 | 0 | 0 | 0 | 0 | 755.3406
2779 | 84.7706 | 84.2244 | 85.2464 | 69.2631 | 67.8138 | 68.0044 | 36.762 | 36.762 | 37.4259 | 2779 | 1155.9955 | 1155.9955 | 1155.9955 | 1356.0716 | 1356.0716 | 1356.0716 | 1533.9171 | 1533.9171 | 1533.9171 | 2777 | 319.802 | 0 | 30.5155 | 0 | 0 | 0 | 0 | 350.3174 |  | 2777 | 319.802 | 0 | 30.5155 | 0 | 0 | 0 | 0 | 350.3174 | 2777 | 319.802 | 0 | 30.5155 | 0 | 0 | 0 | 0 | 350.3174 | 2777 | 336.6337 | 164.4803 | 32.9897 | 0 | 0 | 0 | 0 | 534.1037 | 2777 | 336.6337 | 164.4803 | 32.9897 | 0 | 0 | 0 | 0 | 534.1037 | 2777 | 336.6337 | 164.4803 | 32.9897 | 0 | 0 | 0 | 0 | 534.1037 | 2777 | 342.2442 | 328.9606 | 41.2371 | 0 | 0 | 0 | 0 | 0 | 0 | 712.442 | 2777 | 342.2442 | 328.9606 | 41.2371 | 17 | 0 | 0 | 0 | 0 | 0 | 729.442 | 2777 | 342.2442 | 328.9606 | 41.2371 | 0 | 0 | 0 | 0 | 0 | 0 | 712.442
2780 | 84.7706 | 84.2244 | 85.2464 | 69.2631 | 67.8138 | 68.0044 | 36.762 | 36.762 | 37.4259 | 2780 | 1059.3849 | 1059.3849 | 1059.3849 | 1242.74 | 1242.74 | 1242.74 | 1405.7223 | 1405.7223 | 1405.7223 | 2778 | 291.5842 | 0 | 5.0859 | 0 | 0 | 0 | 150 | 446.6701 |  | 2778 | 291.5842 | 0 | 5.0859 | 0 | 0 | 0 | 150 | 446.6701 | 2778 | 291.5842 | 0 | 5.0859 | 0 | 0 | 0 | 150 | 446.6701 | 2778 | 306.9307 | 185.671 | 5.4983 | 0 | 0 | 0 | 0 | 498.1 | 2778 | 306.9307 | 185.671 | 5.4983 | 0 | 0 | 0 | 0 | 498.1 | 2778 | 306.9307 | 185.671 | 5.4983 | 0 | 0 | 0 | 0 | 498.1 | 2778 | 312.0462 | 371.3421 | 6.8729 | 0 | 0 | 0 | 0 | 0 | 0 | 690.2611 | 2778 | 312.0462 | 371.3421 | 6.8729 | 17 | 0 | 0 | 0 | 0 | 0 | 707.2611 | 2778 | 312.0462 | 371.3421 | 6.8729 | 0 | 0 | 0 | 0 | 0 | 0 | 690.2611
2781 | 84.7706 | 84.2244 | 84.5534 | 69.2631 | 67.8138 | 68.0044 | 36.762 | 36.762 | 37.4259 | 2781 | 968.3267 | 968.3267 | 968.3267 | 1135.9217 | 1135.9217 | 1135.9217 | 1284.895 | 1284.895 | 1284.895 | 2779 | 329.2079 | 0 | 0 | 0 | 0 | 0 | 150 | 479.2079 |  | 2779 | 329.2079 | 0 | 0 | 0 | 0 | 0 | 150 | 479.2079 | 2779 | 329.2079 | 0 | 0 | 0 | 0 | 0 | 150 | 479.2079 | 2779 | 346.5347 | 230.0706 | 0 | 0 | 0 | 0 | 0 | 576.6053 | 2779 | 346.5347 | 230.0706 | 0 | 0 | 0 | 0 | 0 | 576.6053 | 2779 | 346.5347 | 230.0706 | 0 | 0 | 0 | 0 | 0 | 576.6053 | 2779 | 352.3102 | 460.1413 | 0 | 0 | 0 | 0 | 0 | 0 | 0 | 812.4515 | 2779 | 352.3102 | 460.1413 | 0 | 17 | 0 | 0 | 0 | 0 | 0 | 829.4515 | 2779 | 352.3102 | 460.1413 | 0 | 0 | 0 | 0 | 0 | 0 | 0 | 812.4515
2782 | 84.7706 | 84.2244 | 84.5534 | 69.2631 | 67.1009 | 67.1009 | 36.762 | 36.762 | 37.4259 | 2782 | 909.472 | 909.472 | 909.472 | 1066.8806 | 1066.8806 | 1066.8806 | 1206.7993 | 1206.7993 | 1206.7993 | 2780 | 319.802 | 0 | 0 | 0 | 0 | 0 | 150 | 469.802 |  | 2780 | 319.802 | 0 | 0 | 0 | 0 | 0 | 150 | 469.802 | 2780 | 319.802 | 0 | 0 | 0 | 0 | 0 | 150 | 469.802 | 2780 | 336.6337 | 268.4157 | 0 | 0 | 0 | 0 | 0 | 605.0494 | 2780 | 336.6337 | 268.4157 | 0 | 0 | 0 | 0 | 0 | 605.0494 | 2780 | 336.6337 | 268.4157 | 0 | 0 | 0 | 0 | 0 | 605.0494 | 2780 | 342.2442 | 536.8315 | 0 | 0 | 0 | 0 | 0 | 0 | 0 | 879.0757 | 2780 | 342.2442 | 536.8315 | 0 | 17 | 0 | 0 | 0 | 0 | 0 | 896.0757 | 2780 | 342.2442 | 536.8315 | 0 | 0 | 0 | 0 | 0 | 0 | 0 | 879.0757
2783 | 84.7706 | 84.2244 | 84.5534 | 57.3452 | 57.3452 | 57.3452 | 33.0983 | 33.0983 | 33.0983 | 2783 | 881.7103 | 881.7103 | 881.7103 | 1034.314 | 1034.314 | 1034.314 | 1169.9617 | 1169.9617 | 1169.9617 | 2781 | 310.396 | 0 | 0 | 0 | 0 | 0 | 150 | 460.396 |  | 2781 | 310.396 | 0 | 0 | 0 | 0 | 0 | 150 | 460.396 | 2781 | 310.396 | 0 | 0 | 0 | 0 | 0 | 150 | 460.396 | 2781 | 326.7327 | 296.67 | 0 | 0 | 0 | 0 | 0 | 623.4027 | 2781 | 326.7327 | 296.67 | 0 | 0 | 0 | 0 | 0 | 623.4027 | 2781 | 326.7327 | 296.67 | 0 | 0 | 0 | 0 | 0 | 623.4027 | 2781 | 332.1782 | 593.3401 | 0 | 0 | 0 | 0 | 0 | 0 | 0 | 925.5183 | 2781 | 332.1782 | 593.3401 | 0 | 17 | 0 | 0 | 0 | 0 | 0 | 942.5183 | 2781 | 332.1782 | 593.3401 | 0 | 0 | 0 | 0 | 0 | 0 | 0 | 925.5183
2784 | 84.2264 | 84.2244 | 84.2264 | 50.8199 | 50.8199 | 50.8199 | 31.3461 | 31.3461 | 31.3461 | 2784 | 867.2742 | 867.2742 | 867.2742 | 1017.3794 | 1017.3794 | 1017.3794 | 1150.8062 | 1150.8062 | 1150.8062 | 2782 | 319.802 | 0 | 0 | 0 | 0 | 0 | 150 | 469.802 |  | 2782 | 319.802 | 0 | 0 | 0 | 0 | 0 | 150 | 469.802 | 2782 | 319.802 | 0 | 0 | 0 | 0 | 0 | 150 | 469.802 | 2782 | 336.6337 | 300.7064 | 0 | 0 | 0 | 0 | 0 | 637.34 | 2782 | 336.6337 | 300.7064 | 0 | 0 | 0 | 0 | 0 | 637.34 | 2782 | 336.6337 | 300.7064 | 0 | 0 | 0 | 0 | 0 | 637.34 | 2782 | 342.2442 | 601.4127 | 0 | 0 | 0 | 0 | 0 | 0 | 0 | 943.6569 | 2782 | 342.2442 | 601.4127 | 0 | 17 | 0 | 0 | 0 | 0 | 0 | 960.6569 | 2782 | 342.2442 | 601.4127 | 0 | 0 | 0 | 0 | 0 | 0 | 0 | 943.6569
2785 | 83.0279 | 83.0279 | 83.0279 | 47.3927 | 47.3927 | 47.3927 | 30.9825 | 30.9825 | 30.9825 | 2785 | 861.7219 | 861.7219 | 861.7219 | 1010.8661 | 1010.8661 | 1010.8661 | 1143.4387 | 1143.4387 | 1143.4387 | 2783 | 291.5842 | 0 | 0 | 0 | 0 | 0 | 150 | 441.5842 |  | 2783 | 291.5842 | 0 | 0 | 0 | 0 | 0 | 150 | 441.5842 | 2783 | 291.5842 | 0 | 0 | 0 | 0 | 0 | 150 | 441.5842 | 2783 | 306.9307 | 296.67 | 0 | 0 | 0 | 0 | 0 | 603.6007 | 2783 | 306.9307 | 296.67 | 0 | 0 | 0 | 0 | 0 | 603.6007 | 2783 | 306.9307 | 296.67 | 0 | 0 | 0 | 0 | 0 | 603.6007 | 2783 | 312.0462 | 593.3401 | 0 | 0 | 0 | 0 | 0 | 0 | 0 | 905.3863 | 2783 | 312.0462 | 593.3401 | 0 | 17 | 0 | 0 | 0 | 0 | 0 | 922.3863 | 2783 | 312.0462 | 593.3401 | 0 | 0 | 0 | 0 | 0 | 0 | 0 | 905.3863
2786 | 82.5741 | 82.5741 | 82.5741 | 47.9007 | 47.9007 | 47.9007 | 30.8575 | 30.8575 | 30.8575 | 2786 | 867.2742 | 867.2742 | 867.2742 | 1017.3794 | 1017.3794 | 1017.3794 | 1150.8062 | 1150.8062 | 1150.8062 | 2784 | 235.1485 | 0 | 0 | 0 | 0 | 0 | 150 | 385.1485 |  | 2784 | 235.1485 | 0 | 0 | 0 | 0 | 0 | 150 | 385.1485 | 2784 | 235.1485 | 0 | 0 | 0 | 0 | 0 | 150 | 385.1485 | 2784 | 247.5248 | 288.5974 | 0 | 0 | 0 | 0 | 0 | 536.1221 | 2784 | 247.5248 | 288.5974 | 0 | 0 | 0 | 0 | 0 | 536.1221 | 2784 | 247.5248 | 288.5974 | 0 | 0 | 0 | 0 | 0 | 536.1221 | 2784 | 251.6502 | 577.1948 | 0 | 0 | 0 | 0 | 0 | 0 | 0 | 828.8449 | 2784 | 251.6502 | 577.1948 | 0 | 17 | 0 | 0 | 0 | 0 | 0 | 845.8449 | 2784 | 251.6502 | 577.1948 | 0 | 0 | 0 | 0 | 0 | 0 | 0 | 828.8449
2787 | 83.8382 | 83.8362 | 83.8382 | 47.9007 | 47.9007 | 47.9007 | 31.2634 | 31.2634 | 31.2634 | 2787 | 880.5998 | 880.5998 | 880.5998 | 1033.0113 | 1033.0113 | 1033.0113 | 1168.4882 | 1168.4882 | 1168.4882 | 2785 | 225.7426 | 0 | 0 | 0 | 0 | 0 | 150 | 375.7426 |  | 2785 | 225.7426 | 0 | 0 | 0 | 0 | 0 | 150 | 375.7426 | 2785 | 225.7426 | 0 | 0 | 0 | 0 | 0 | 150 | 375.7426 | 2785 | 237.6238 | 263.3703 | 0 | 0 | 0 | 0 | 0 | 500.9941 | 2785 | 237.6238 | 263.3703 | 0 | 0 | 0 | 0 | 0 | 500.9941 | 2785 | 237.6238 | 263.3703 | 0 | 0 | 0 | 0 | 0 | 500.9941 | 2785 | 241.5842 | 526.7407 | 0 | 0 | 0 | 0 | 0 | 0 | 0 | 768.3248 | 2785 | 241.5842 | 526.7407 | 0 | 17 | 0 | 0 | 0 | 0 | 0 | 785.3248 | 2785 | 241.5842 | 526.7407 | 0 | 0 | 0 | 0 | 0 | 0 | 0 | 768.3248
2788 | 84.704 | 84.2244 | 84.5534 | 57.5117 | 57.5117 | 57.5117 | 36.762 | 36.762 | 37.4259 | 2788 | 977.2104 | 977.2104 | 977.2104 | 1146.343 | 1146.343 | 1146.343 | 1296.683 | 1296.683 | 1296.683 | 2786 | 216.3366 | 0 | 0 | 0 | 0 | 0 | 150 | 366.3366 |  | 2786 | 216.3366 | 0 | 0 | 0 | 0 | 0 | 150 | 366.3366 | 2786 | 216.3366 | 0 | 0 | 0 | 0 | 0 | 150 | 366.3366 | 2786 | 227.7228 | 236.1251 | 0 | 0 | 0 | 0 | 0 | 463.8479 | 2786 | 227.7228 | 236.1251 | 0 | 0 | 0 | 0 | 0 | 463.8479 | 2786 | 227.7228 | 236.1251 | 0 | 0 | 0 | 0 | 0 | 463.8479 | 2786 | 231.5182 | 472.2503 | 0 | 0 | 0 | 0 | 0 | 0 | 0 | 703.7684 | 2786 | 231.5182 | 472.2503 | 0 | 17 | 0 | 0 | 0 | 0 | 0 | 720.7684 | 2786 | 231.5182 | 472.2503 | 0 | 0 | 0 | 0 | 0 | 0 | 0 | 703.7684
2789 | 84.7706 | 84.2244 | 84.5534 | 69.2631 | 67.8138 | 68.0044 | 36.762 | 36.762 | 37.4259 | 2789 | 1116.0187 | 1116.0187 | 1116.0187 | 1309.1758 | 1309.1758 | 1309.1758 | 1480.871 | 1480.871 | 1480.871 | 2787 | 188.1188 | 0 | 0 | 0 | 0 | 0 | 150 | 338.1188 |  | 2787 | 188.1188 | 0 | 0 | 0 | 0 | 0 | 150 | 338.1188 | 2787 | 188.1188 | 0 | 0 | 0 | 0 | 0 | 150 | 338.1188 | 2787 | 198.0198 | 216.9526 | 0 | 0 | 0 | 0 | 0 | 414.9724 | 2787 | 198.0198 | 216.9526 | 0 | 0 | 0 | 0 | 0 | 414.9724 | 2787 | 198.0198 | 216.9526 | 0 | 0 | 0 | 0 | 0 | 414.9724 | 2787 | 201.3201 | 433.9051 | 0 | 0 | 0 | 0 | 0 | 0 | 0 | 635.2253 | 2787 | 201.3201 | 433.9051 | 0 | 17 | 0 | 0 | 0 | 0 | 0 | 652.2253 | 2787 | 201.3201 | 433.9051 | 0 | 0 | 0 | 0 | 0 | 0 | 0 | 635.2253
2790 | 84.7706 | 84.2244 | 84.5534 | 69.2631 | 67.8138 | 68.0044 | 36.762 | 36.762 | 37.4259 | 2790 | 1240.3909 | 1240.3909 | 1240.3909 | 1455.074 | 1455.074 | 1455.074 | 1645.9034 | 1645.9034 | 1645.9034 | 2788 | 159.901 | 0 | 10.1718 | 0 | 0 | 0 | 150 | 320.0728 |  | 2788 | 159.901 | 0 | 10.1718 | 0 | 0 | 0 | 150 | 320.0728 | 2788 | 159.901 | 0 | 10.1718 | 0 | 0 | 0 | 150 | 320.0728 | 2788 | 168.3168 | 208.8799 | 10.9966 | 0 | 0 | 0 | 0 | 388.1933 | 2788 | 168.3168 | 208.8799 | 10.9966 | 0 | 0 | 0 | 0 | 388.1933 | 2788 | 168.3168 | 208.8799 | 10.9966 | 0 | 0 | 0 | 0 | 388.1933 | 2788 | 171.1221 | 417.7598 | 13.7457 | 0 | 0 | 0 | 0 | 0 | 0 | 602.6277 | 2788 | 171.1221 | 417.7598 | 13.7457 | 17 | 0 | 0 | 0 | 0 | 0 | 619.6277 | 2788 | 171.1221 | 417.7598 | 13.7457 | 0 | 0 | 0 | 0 | 0 | 0 | 602.6277
2791 | 82.5741 | 82.5741 | 82.5741 | 38.8595 | 38.8595 | 38.8595 | 30.7755 | 30.7755 | 30.7755 | 2791 | 1279.2573 | 1279.2573 | 1279.2573 | 1500.6672 | 1500.6672 | 1500.6672 | 1697.476 | 1697.476 | 1697.476 | 2789 | 197.5248 | 0 | 45.7732 | 0 | 0 | 0 | 150 | 393.2979 |  | 2789 | 197.5248 | 0 | 45.7732 | 0 | 0 | 0 | 150 | 393.2979 | 2789 | 197.5248 | 0 | 45.7732 | 0 | 0 | 0 | 150 | 393.2979 | 2789 | 207.9208 | 202.8254 | 49.4845 | 0 | 0 | 0 | 0 | 460.2308 | 2789 | 207.9208 | 202.8254 | 49.4845 | 0 | 0 | 0 | 0 | 460.2308 | 2789 | 207.9208 | 202.8254 | 49.4845 | 0 | 0 | 0 | 0 | 460.2308 | 2789 | 211.3861 | 405.6509 | 61.8557 | 0 | 0 | 0 | 0 | 0 | 0 | 678.8927 | 2789 | 211.3861 | 405.6509 | 61.8557 | 17 | 0 | 0 | 0 | 0 | 0 | 695.8927 | 2789 | 211.3861 | 405.6509 | 61.8557 | 0 | 0 | 0 | 0 | 0 | 0 | 678.8927
2792 | 65.1727 | 65.1188 | 64.9968 | 37.6019 | 37.6019 | 37.6019 | 25.1317 | 25.1317 | 25.1317 | 2792 | 1267.0421 | 1267.0421 | 1267.0421 | 1486.3379 | 1486.3379 | 1486.3379 | 1681.2674 | 1681.2674 | 1681.2674 | 2790 | 206.9307 | 0 | 91.5464 | 0 | 0 | 0 | 150 | 448.4771 |  | 2790 | 206.9307 | 0 | 91.5464 | 0 | 0 | 0 | 150 | 448.4771 | 2790 | 206.9307 | 0 | 91.5464 | 0 | 0 | 0 | 150 | 448.4771 | 2790 | 217.8218 | 211.9072 | 98.9691 | 0 | 0 | 0 | 0 | 528.698 | 2790 | 217.8218 | 211.9072 | 98.9691 | 0 | 0 | 0 | 0 | 528.698 | 2790 | 217.8218 | 211.9072 | 98.9691 | 0 | 0 | 0 | 0 | 528.698 | 2790 | 221.4521 | 423.8143 | 123.7113 | 0 | 0 | 0 | 0 | 0 | 0 | 768.9778 | 2790 | 221.4521 | 423.8143 | 123.7113 | 17 | 0 | 0 | 0 | 0 | 0 | 785.9778 | 2790 | 221.4521 | 423.8143 | 123.7113 | 0 | 0 | 0 | 0 | 0 | 0 | 768.9778
2793 | 46.2078 | 54.7624 | 54.7624 | 31.0073 | 31.0073 | 31.0073 | 18.6145 | 18.6145 | 18.6145 | 2793 | 1253.7165 | 1253.7165 | 1253.7165 | 1470.7059 | 1470.7059 | 1470.7059 | 1663.5854 | 1663.5854 | 1663.5854 | 2791 | 206.9307 | 0 | 152.5773 | 0 | 0 | 0 | 150 | 509.508 |  | 2791 | 206.9307 | 0 | 152.5773 | 0 | 0 | 0 | 150 | 509.508 | 2791 | 206.9307 | 0 | 152.5773 | 0 | 0 | 0 | 150 | 509.508 | 2791 | 217.8218 | 233.0979 | 164.9485 | 0 | 0 | 0 | 0 | 615.8681 | 2791 | 217.8218 | 233.0979 | 164.9485 | 0 | 0 | 0 | 0 | 615.8681 | 2791 | 217.8218 | 233.0979 | 164.9485 | 0 | 0 | 0 | 0 | 615.8681 | 2791 | 221.4521 | 466.1958 | 206.1856 | 0 | 0 | 0 | 0 | 0 | 0 | 893.8335 | 2791 | 221.4521 | 466.1958 | 206.1856 | 17 | 0 | 0 | 0 | 0 | 0 | 910.8335 | 2791 | 221.4521 | 466.1958 | 206.1856 | 0 | 0 | 0 | 0 | 0 | 0 | 893.8335
2794 | 44.534 | 46.1538 | 46.0318 | 30.864 | 30.864 | 30.864 | 14.9898 | 14.9898 | 14.9898 | 2794 | 1248.1642 | 1248.1642 | 1248.1642 | 1464.1926 | 1464.1926 | 1464.1926 | 1656.2179 | 1656.2179 | 1656.2179 | 2792 | 169.3069 | 0 | 223.7801 | 0 | 0 | 0 | 0 | 393.087 |  | 2792 | 169.3069 | 0 | 223.7801 | 0 | 0 | 0 | 0 | 393.087 | 2792 | 169.3069 | 0 | 223.7801 | 0 | 0 | 0 | 0 | 393.087 | 2792 | 178.2178 | 255.2977 | 241.9244 | 0 | 0 | 0 | 0 | 675.4399 | 2792 | 178.2178 | 255.2977 | 241.9244 | 0 | 0 | 0 | 0 | 675.4399 | 2792 | 178.2178 | 255.2977 | 241.9244 | 0 | 0 | 0 | 0 | 675.4399 | 2792 | 181.1881 | 510.5954 | 302.4055 | 0 | 0 | 0 | 0 | 0 | 0 | 994.189 | 2792 | 181.1881 | 510.5954 | 302.4055 | 17 | 0 | 0 | 0 | 0 | 0 | 1011.189 | 2792 | 181.1881 | 510.5954 | 302.4055 | 0 | 0 | 0 | 0 | 0 | 0 | 994.189
2795 | 44.534 | 46.1538 | 46.0318 | 30.864 | 30.864 | 30.864 | 14.9898 | 14.9898 | 14.9898 | 2795 | 1284.8096 | 1284.8096 | 1284.8096 | 1507.1805 | 1507.1805 | 1507.1805 | 1704.8435 | 1704.8435 | 1704.8435 | 2793 | 206.9307 | 0 | 264.4674 | 0 | 0 | 0 | 0 | 471.398 |  | 2793 | 206.9307 | 0 | 264.4674 | 0 | 0 | 0 | 0 | 471.398 | 2793 | 206.9307 | 0 | 264.4674 | 0 | 0 | 0 | 0 | 471.398 | 2793 | 217.8218 | 267.4067 | 285.9107 | 0 | 0 | 0 | 0 | 771.1391 | 2793 | 217.8218 | 267.4067 | 285.9107 | 0 | 0 | 0 | 0 | 771.1391 | 2793 | 217.8218 | 267.4067 | 285.9107 | 0 | 0 | 0 | 0 | 771.1391 | 2793 | 221.4521 | 534.8133 | 357.3883 | 0 | 0 | 0 | 0 | 0 | 0 | 1113.6538 | 2793 | 221.4521 | 534.8133 | 357.3883 | 17 | 0 | 0 | 0 | 0 | 0 | 1130.6538 | 2793 | 221.4521 | 534.8133 | 357.3883 | 0 | 0 | 0 | 0 | 0 | 0 | 1113.6538
2796 | 44.534 | 46.1538 | 44.5134 | 30.864 | 30.864 | 30.864 | 14.9898 | 14.9898 | 14.0926 | 2796 | 1257.0479 | 1257.0479 | 1257.0479 | 1474.6139 | 1474.6139 | 1474.6139 | 1668.0059 | 1668.0059 | 1668.0059 | 2794 | 225.7426 | 0 | 264.4674 | 0 | 0 | 0 | 0 | 490.2099 |  | 2794 | 225.7426 | 0 | 264.4674 | 0 | 0 | 0 | 0 | 490.2099 | 2794 | 225.7426 | 0 | 264.4674 | 0 | 0 | 0 | 0 | 490.2099 | 2794 | 237.6238 | 261.3522 | 285.9107 | 0 | 0 | 0 | 0 | 784.8866 | 2794 | 237.6238 | 261.3522 | 285.9107 | 0 | 0 | 0 | 0 | 784.8866 | 2794 | 237.6238 | 261.3522 | 285.9107 | 0 | 0 | 0 | 0 | 784.8866 | 2794 | 241.5842 | 522.7043 | 357.3883 | 0 | 0 | 0 | 0 | 0 | 0 | 1121.6768 | 2794 | 241.5842 | 522.7043 | 357.3883 | 17 | 0 | 0 | 0 | 0 | 0 | 1138.6768 | 2794 | 241.5842 | 522.7043 | 357.3883 | 0 | 0 | 0 | 0 | 0 | 0 | 1121.6768
2797 | 44.534 | 46.1538 | 44.335 | 30.864 | 30.864 | 30.3612 | 18.6145 | 18.6145 | 18.6145 | 2797 | 1225.9549 | 1225.9549 | 1225.9549 | 1438.1394 | 1438.1394 | 1438.1394 | 1626.7478 | 1626.7478 | 1626.7478 | 2795 | 235.1485 | 0 | 269.5533 | 0 | 0 | 0 | 0 | 504.7018 |  | 2795 | 235.1485 | 0 | 269.5533 | 0 | 0 | 0 | 0 | 504.7018 | 2795 | 235.1485 | 0 | 269.5533 | 0 | 0 | 0 | 0 | 504.7018 | 2795 | 247.5248 | 265.3885 | 291.4089 | 0 | 0 | 0 | 0 | 804.3222 | 2795 | 247.5248 | 265.3885 | 291.4089 | 0 | 0 | 0 | 0 | 804.3222 | 2795 | 247.5248 | 265.3885 | 291.4089 | 0 | 0 | 0 | 0 | 804.3222 | 2795 | 251.6502 | 530.777 | 364.2612 | 0 | 0 | 0 | 0 | 0 | 0 | 1146.6883 | 2795 | 251.6502 | 530.777 | 364.2612 | 17 | 0 | 0 | 0 | 0 | 0 | 1163.6883 | 2795 | 251.6502 | 530.777 | 364.2612 | 0 | 0 | 0 | 0 | 0 | 0 | 1146.6883
2798 | 44.534 | 46.1538 | 44.5134 | 30.864 | 30.864 | 30.864 | 18.6145 | 18.6145 | 18.6145 | 2798 | 1195.9723 | 1195.9723 | 1195.9723 | 1402.9675 | 1402.9675 | 1402.9675 | 1586.9632 | 1586.9632 | 1586.9632 | 2796 | 253.9604 | 0 | 289.8969 | 0 | 0 | 0 | 0 | 543.8573 |  | 2796 | 253.9604 | 0 | 289.8969 | 0 | 0 | 0 | 0 | 543.8573 | 2796 | 253.9604 | 0 | 289.8969 | 0 | 0 | 0 | 0 | 543.8573 | 2796 | 267.3267 | 304.7427 | 313.4021 | 0 | 0 | 0 | 0 | 885.4715 | 2796 | 267.3267 | 304.7427 | 313.4021 | 0 | 0 | 0 | 0 | 885.4715 | 2796 | 267.3267 | 304.7427 | 313.4021 | 0 | 0 | 0 | 0 | 885.4715 | 2796 | 271.7822 | 609.4854 | 391.7526 | 0 | 0 | 0 | 0 | 0 | 0 | 1273.0201 | 2796 | 271.7822 | 609.4854 | 391.7526 | 17 | 0 | 0 | 0 | 0 | 0 | 1290.0201 | 2796 | 271.7822 | 609.4854 | 391.7526 | 0 | 0 | 0 | 0 | 0 | 0 | 1273.0201
2799 | 59.8869 | 59.8869 | 59.8869 | 34.4815 | 36.2688 | 36.2688 | 20.9838 | 20.9838 | 20.9838 | 2799 | 1187.0886 | 1187.0886 | 1187.0886 | 1392.5462 | 1392.5462 | 1392.5462 | 1575.1752 | 1575.1752 | 1575.1752 | 2797 | 338.6139 | 0 | 279.7251 | 0 | 0 | 0 | 0 | 618.3389 |  | 2797 | 338.6139 | 0 | 279.7251 | 0 | 0 | 0 | 0 | 618.3389 | 2797 | 338.6139 | 0 | 279.7251 | 0 | 0 | 0 | 0 | 618.3389 | 2797 | 356.4356 | 372.3512 | 302.4055 | 0 | 0 | 0 | 0 | 1031.1923 | 2797 | 356.4356 | 372.3512 | 302.4055 | 0 | 0 | 0 | 0 | 1031.1923 | 2797 | 356.4356 | 372.3512 | 302.4055 | 0 | 0 | 0 | 0 | 1031.1923 | 2797 | 362.3762 | 744.7023 | 378.0069 | 0 | 0 | 0 | 0 | 0 | 0 | 1485.0854 | 2797 | 362.3762 | 744.7023 | 378.0069 | 17 | 0 | 0 | 0 | 0 | 0 | 1502.0854 | 2797 | 362.3762 | 744.7023 | 378.0069 | 0 | 0 | 0 | 0 | 0 | 0 | 1485.0854
2800 | 82.7165 | 82.7165 | 82.7165 | 37.6398 | 37.6398 | 37.6398 | 25.3559 | 25.3559 | 25.3559 | 2800 | 1154.885 | 1154.885 | 1154.885 | 1354.769 | 1354.769 | 1354.769 | 1532.4436 | 1532.4436 | 1532.4436 | 2798 | 310.396 | 0 | 228.866 | 0 | 0 | 0 | 0 | 539.262 |  | 2798 | 310.396 | 0 | 228.866 | 0 | 0 | 0 | 0 | 539.262 | 2798 | 310.396 | 0 | 228.866 | 0 | 0 | 0 | 0 | 539.262 | 2798 | 326.7327 | 439.9596 | 247.4227 | 0 | 0 | 0 | 0 | 1014.115 | 2798 | 326.7327 | 439.9596 | 247.4227 | 0 | 0 | 0 | 0 | 1014.115 | 2798 | 326.7327 | 439.9596 | 247.4227 | 0 | 0 | 0 | 0 | 1014.115 | 2798 | 332.1782 | 879.9193 | 309.2784 | 0 | 0 | 0 | 0 | 0 | 0 | 1521.3758 | 2798 | 332.1782 | 879.9193 | 309.2784 | 17 | 0 | 0 | 0 | 0 | 0 | 1538.3758 | 2798 | 332.1782 | 879.9193 | 309.2784 | 0 | 0 | 0 | 0 | 0 | 0 | 1521.3758
2801 | 84.7706 | 84.2244 | 84.5534 | 37.6398 | 37.6398 | 37.6398 | 32.7007 | 32.7007 | 32.7007 | 2801 | 1133.7862 | 1133.7862 | 1133.7862 | 1330.0184 | 1330.0184 | 1330.0184 | 1504.447 | 1504.447 | 1504.447 | 2799 | 404.4554 | 0 | 167.8351 | 0 | 0 | 0 | 0 | 572.2905 |  | 2799 | 404.4554 | 0 | 167.8351 | 0 | 0 | 0 | 0 | 572.2905 | 2799 | 404.4554 | 0 | 167.8351 | 0 | 0 | 0 | 0 | 572.2905 | 2799 | 425.7426 | 483.3502 | 181.4433 | 0 | 0 | 0 | 0 | 1090.536 | 2799 | 425.7426 | 483.3502 | 181.4433 | 0 | 0 | 0 | 0 | 1090.536 | 2799 | 425.7426 | 483.3502 | 181.4433 | 0 | 0 | 0 | 0 | 1090.536 | 2799 | 432.8383 | 966.7003 | 226.8041 | 0 | 0 | 0 | 0 | 0 | 0 | 1626.3427 | 2799 | 432.8383 | 966.7003 | 226.8041 | 17 | 0 | 0 | 0 | 0 | 0 | 1643.3427 | 2799 | 432.8383 | 966.7003 | 226.8041 | 0 | 0 | 0 | 0 | 0 | 0 | 1626.3427
2802 | 87.5977 | 84.2244 | 87.4606 | 82.4458 | 67.8138 | 68.0044 | 72.0497 | 42.0841 | 58.9546 | 2802 | 1123.792 | 1123.792 | 1123.792 | 1318.2944 | 1318.2944 | 1318.2944 | 1491.1855 | 1491.1855 | 1491.1855 | 2800 | 423.2673 | 0 | 101.7182 | 0 | 0 | 0 | 150 | 674.9855 |  | 2800 | 423.2673 | 0 | 101.7182 | 0 | 0 | 0 | 150 | 674.9855 | 2800 | 423.2673 | 0 | 101.7182 | 0 | 0 | 0 | 150 | 674.9855 | 2800 | 445.5446 | 501.5136 | 109.9656 | 0 | 0 | 0 | 0 | 1057.0238 | 2800 | 445.5446 | 501.5136 | 109.9656 | 0 | 0 | 0 | 0 | 1057.0238 | 2800 | 445.5446 | 501.5136 | 109.9656 | 0 | 0 | 0 | 0 | 1057.0238 | 2800 | 452.9703 | 1003.0272 | 137.457 | 0 | 0 | 0 | 0 | 0 | 0 | 1593.4546 | 2800 | 452.9703 | 1003.0272 | 137.457 | 17 | 0 | 0 | 0 | 0 | 0 | 1610.4546 | 2800 | 452.9703 | 1003.0272 | 137.457 | 0 | 0 | 0 | 0 | 0 | 0 | 1593.4546
2803 | 87.5977 | 84.2244 | 90.7143 | 85.1432 | 67.8138 | 87.5015 | 72.0497 | 42.0841 | 68.6376 | 2803 | 1143.7804 | 1143.7804 | 1143.7804 | 1341.7423 | 1341.7423 | 1341.7423 | 1517.7086 | 1517.7086 | 1517.7086 | 2801 | 404.4554 | 0 | 45.7732 | 0 | 0 | 0 | 150 | 600.2286 |  | 2801 | 404.4554 | 0 | 45.7732 | 0 | 0 | 0 | 150 | 600.2286 | 2801 | 404.4554 | 0 | 45.7732 | 0 | 0 | 0 | 150 | 600.2286 | 2801 | 425.7426 | 476.2866 | 49.4845 | 0 | 0 | 0 | 0 | 951.5137 | 2801 | 425.7426 | 476.2866 | 49.4845 | 0 | 0 | 0 | 0 | 951.5137 | 2801 | 425.7426 | 476.2866 | 49.4845 | 0 | 0 | 0 | 0 | 951.5137 | 2801 | 432.8383 | 952.5732 | 61.8557 | 0 | 0 | 0 | 0 | 0 | 0 | 1447.2671 | 2801 | 432.8383 | 952.5732 | 61.8557 | 17 | 0 | 0 | 0 | 0 | 0 | 1464.2671 | 2801 | 432.8383 | 952.5732 | 61.8557 | 0 | 0 | 0 | 0 | 0 | 0 | 1447.2671
2804 | 87.5977 | 84.2244 | 90.7143 | 85.1432 | 67.8138 | 85.8386 | 72.0497 | 42.0841 | 42.0841 | 2804 | 1084.9256 | 1084.9256 | 1084.9256 | 1272.7012 | 1272.7012 | 1272.7012 | 1439.6129 | 1439.6129 | 1439.6129 | 2802 | 338.6139 | 0 | 10.1718 | 0 | 0 | 0 | 150 | 498.7857 |  | 2802 | 338.6139 | 0 | 10.1718 | 0 | 0 | 0 | 150 | 498.7857 | 2802 | 338.6139 | 0 | 10.1718 | 0 | 0 | 0 | 150 | 498.7857 | 2802 | 356.4356 | 438.9506 | 10.9966 | 0 | 0 | 0 | 0 | 806.3828 | 2802 | 356.4356 | 438.9506 | 10.9966 | 0 | 0 | 0 | 0 | 806.3828 | 2802 | 356.4356 | 438.9506 | 10.9966 | 0 | 0 | 0 | 0 | 806.3828 | 2802 | 362.3762 | 877.9011 | 13.7457 | 0 | 0 | 0 | 0 | 0 | 0 | 1254.0231 | 2802 | 362.3762 | 877.9011 | 13.7457 | 17 | 0 | 0 | 0 | 0 | 0 | 1271.0231 | 2802 | 362.3762 | 877.9011 | 13.7457 | 0 | 0 | 0 | 0 | 0 | 0 | 1254.0231
2805 | 87.5977 | 84.2244 | 84.5534 | 69.2631 | 61.7114 | 61.7114 | 72.0497 | 42.0841 | 42.0841 | 2805 | 976.0999 | 976.0999 | 976.0999 | 1145.0403 | 1145.0403 | 1145.0403 | 1295.2095 | 1295.2095 | 1295.2095 | 2803 | 263.3663 | 0 | 0 | 0 | 0 | 0 | 150 | 413.3663 |  | 2803 | 263.3663 | 0 | 0 | 0 | 0 | 0 | 150 | 413.3663 | 2803 | 263.3663 | 0 | 0 | 0.58226 | 0 | 0 | 150 | 413.9486 | 2803 | 277.2277 | 452.0686 | 0 | 0 | 0 | 0 | 0 | 729.2963 | 2803 | 277.2277 | 452.0686 | 0 | 0 | 0 | 0 | 0 | 729.2963 | 2803 | 277.2277 | 452.0686 | 0 | 0 | 0 | 0 | 0 | 729.2963 | 2803 | 281.8482 | 904.1372 | 0 | 0 | 0 | 0 | 0 | 0 | 0 | 1185.9854 | 2803 | 281.8482 | 904.1372 | 0 | 17 | 0 | 0 | 0 | 0 | 0 | 1202.9854 | 2803 | 281.8482 | 904.1372 | 0 | 0 | 0 | 0 | 0 | 0 | 0 | 1185.9854
2806 | 85.9248 | 84.2244 | 84.5534 | 69.2631 | 58.786 | 58.786 | 60.5957 | 42.0841 | 42.0841 | 2806 | 920.5766 | 920.5766 | 920.5766 | 1079.9072 | 1079.9072 | 1079.9072 | 1221.5344 | 1221.5344 | 1221.5344 | 2804 | 310.396 | 0 | 0 | 0 | 0 | 0 | 150 | 460.396 |  | 2804 | 310.396 | 0 | 0 | 0 | 0 | 0 | 150 | 460.396 | 2804 | 310.396 | 0 | 0 | 0 | 0 | 0 | 150 | 460.396 | 2804 | 326.7327 | 463.1685 | 0 | 0 | 0 | 0 | 0 | 789.9012 | 2804 | 326.7327 | 463.1685 | 0 | 0 | 0 | 0 | 0 | 789.9012 | 2804 | 326.7327 | 463.1685 | 0 | 0 | 0 | 0 | 0 | 789.9012 | 2804 | 332.1782 | 926.337 | 0 | 0 | 0 | 0 | 0 | 0 | 0 | 1258.5153 | 2804 | 332.1782 | 926.337 | 0 | 17 | 0 | 0 | 0 | 0 | 0 | 1275.5153 | 2804 | 332.1782 | 926.337 | 0 | 0 | 0 | 0 | 0 | 0 | 0 | 1258.5153
2807 | 84.7706 | 84.2244 | 84.5534 | 69.2631 | 58.786 | 58.786 | 44.9843 | 42.0841 | 42.0841 | 2807 | 901.6987 | 901.6987 | 901.6987 | 1057.7619 | 1057.7619 | 1057.7619 | 1196.4848 | 1196.4848 | 1196.4848 | 2805 | 348.0198 | 0 | 0 | 0 | 0 | 0 | 150 | 498.0198 |  | 2805 | 348.0198 | 0 | 0 | 0 | 0 | 0 | 150 | 498.0198 | 2805 | 348.0198 | 0 | 0 | 0 | 0 | 0 | 150 | 498.0198 | 2805 | 366.3366 | 461.1504 | 0 | 0 | 0 | 0 | 0 | 827.487 | 2805 | 366.3366 | 461.1504 | 0 | 0 | 0 | 0 | 0 | 827.487 | 2805 | 366.3366 | 461.1504 | 0 | 0 | 0 | 0 | 0 | 827.487 | 2805 | 372.4422 | 922.3007 | 0 | 0 | 0 | 0 | 0 | 0 | 0 | 1294.743 | 2805 | 372.4422 | 922.3007 | 0 | 17 | 0 | 0 | 0 | 0 | 0 | 1311.743 | 2805 | 372.4422 | 922.3007 | 0 | 0 | 0 | 0 | 0 | 0 | 0 | 1294.743
2808 | 84.7706 | 84.2244 | 84.5534 | 69.2631 | 58.786 | 58.786 | 44.9843 | 42.0841 | 42.0841 | 2808 | 889.4836 | 889.4836 | 889.4836 | 1043.4326 | 1043.4326 | 1043.4326 | 1180.2763 | 1180.2763 | 1180.2763 | 2806 | 423.2673 | 0 | 0 | 0 | 0 | 0 | 150 | 573.2673 |  | 2806 | 423.2673 | 0 | 0 | 0 | 0 | 0 | 150 | 573.2673 | 2806 | 423.2673 | 0 | 0 | 0 | 0 | 0 | 150 | 573.2673 | 2806 | 445.5446 | 468.2139 | 0 | 0 | 0 | 0 | 0 | 913.7585 | 2806 | 445.5446 | 468.2139 | 0 | 0 | 0 | 0 | 0 | 913.7585 | 2806 | 445.5446 | 468.2139 | 0 | 0 | 0 | 0 | 0 | 913.7585 | 2806 | 452.9703 | 936.4279 | 0 | 0 | 0 | 0 | 0 | 0 | 0 | 1389.3981 | 2806 | 452.9703 | 936.4279 | 0 | 17 | 0 | 0 | 0 | 0 | 0 | 1406.3981 | 2806 | 452.9703 | 936.4279 | 0 | 0 | 0 | 0 | 0 | 0 | 0 | 1389.3981
2809 | 84.704 | 84.2244 | 84.5534 | 69.2631 | 58.786 | 58.786 | 44.9843 | 42.0841 | 42.0841 | 2809 | 871.7161 | 871.7161 | 871.7161 | 1022.59 | 1022.59 | 1022.59 | 1156.7002 | 1156.7002 | 1156.7002 | 2807 | 366.8317 | 0 | 0 | 0 | 0 | 0 | 150 | 516.8317 |  | 2807 | 366.8317 | 0 | 0 | 0 | 0 | 0 | 150 | 516.8317 | 2807 | 366.8317 | 0 | 0 | 0 | 0 | 0 | 150 | 516.8317 | 2807 | 386.1386 | 468.2139 | 0 | 0 | 0 | 0 | 0 | 854.3525 | 2807 | 386.1386 | 468.2139 | 0 | 0 | 0 | 0 | 0 | 854.3525 | 2807 | 386.1386 | 468.2139 | 0 | 0 | 0 | 0 | 0 | 854.3525 | 2807 | 392.5743 | 936.4279 | 0 | 0 | 0 | 0 | 0 | 0 | 0 | 1329.0021 | 2807 | 392.5743 | 936.4279 | 0 | 17 | 0 | 0 | 0 | 0 | 0 | 1346.0021 | 2807 | 392.5743 | 936.4279 | 0 | 0 | 0 | 0 | 0 | 0 | 0 | 1329.0021
2810 | 84.5534 | 84.2244 | 84.5534 | 69.2631 | 58.786 | 58.786 | 54.051 | 42.0841 | 42.0841 | 2810 | 872.8266 | 872.8266 | 872.8266 | 1023.8927 | 1023.8927 | 1023.8927 | 1158.1737 | 1158.1737 | 1158.1737 | 2808 | 395.0495 | 0 | 0 | 0 | 0 | 0 | 150 | 545.0495 |  | 2808 | 395.0495 | 0 | 0 | 0 | 0 | 0 | 150 | 545.0495 | 2808 | 395.0495 | 0 | 0 | 0 | 0 | 0 | 150 | 545.0495 | 2808 | 415.8416 | 448.0323 | 0 | 0 | 0 | 0 | 0 | 863.8739 | 2808 | 415.8416 | 448.0323 | 0 | 0 | 0 | 0 | 0 | 863.8739 | 2808 | 415.8416 | 448.0323 | 0 | 0 | 0 | 0 | 0 | 863.8739 | 2808 | 422.7723 | 896.0646 | 0 | 0 | 0 | 0 | 0 | 0 | 0 | 1318.8369 | 2808 | 422.7723 | 896.0646 | 0 | 17 | 0 | 0 | 0 | 0 | 0 | 1335.8369 | 2808 | 422.7723 | 896.0646 | 0 | 0 | 0 | 0 | 0 | 0 | 0 | 1318.8369
2811 | 84.704 | 84.2244 | 84.5534 | 69.2631 | 60.4973 | 60.4973 | 61.0166 | 42.0841 | 42.0841 | 2811 | 889.4836 | 889.4836 | 889.4836 | 1043.4326 | 1043.4326 | 1043.4326 | 1180.2763 | 1180.2763 | 1180.2763 | 2809 | 395.0495 | 0 | 0 | 0 | 0 | 0 | 150 | 545.0495 |  | 2809 | 395.0495 | 0 | 0 | 0 | 0 | 0 | 150 | 545.0495 | 2809 | 395.0495 | 0 | 0 | 0 | 0 | 0 | 150 | 545.0495 | 2809 | 415.8416 | 414.7326 | 0 | 0 | 0 | 0 | 0 | 830.5742 | 2809 | 415.8416 | 414.7326 | 0 | 0 | 0 | 0 | 0 | 830.5742 | 2809 | 415.8416 | 414.7326 | 0 | 0 | 0 | 0 | 0 | 830.5742 | 2809 | 422.7723 | 829.4652 | 0 | 0 | 0 | 0 | 0 | 0 | 0 | 1252.2375 | 2809 | 422.7723 | 829.4652 | 0 | 17 | 0 | 0 | 0 | 0 | 0 | 1269.2375 | 2809 | 422.7723 | 829.4652 | 0 | 0 | 0 | 0 | 0 | 0 | 0 | 1252.2375
2812 | 84.5534 | 84.2244 | 84.5534 | 69.2631 | 67.8138 | 68.0044 | 71.4992 | 42.0841 | 68.6376 | 2812 | 988.3151 | 988.3151 | 988.3151 | 1159.3696 | 1159.3696 | 1159.3696 | 1311.4181 | 1311.4181 | 1311.4181 | 2810 | 413.8614 | 0 | 0 | 0 | 0 | 0 | 150 | 563.8614 |  | 2810 | 413.8614 | 0 | 0 | 0 | 0 | 0 | 150 | 563.8614 | 2810 | 413.8614 | 0 | 0 | 0 | 0 | 0 | 150 | 563.8614 | 2810 | 435.6436 | 377.3966 | 0 | 0 | 0 | 0 | 0 | 813.0401 | 2810 | 435.6436 | 377.3966 | 0 | 0 | 0 | 0 | 0 | 813.0401 | 2810 | 435.6436 | 377.3966 | 0 | 0 | 0 | 0 | 0 | 813.0401 | 2810 | 442.9043 | 754.7931 | 0 | 0 | 0 | 0 | 0 | 0 | 0 | 1197.6974 | 2810 | 442.9043 | 754.7931 | 0 | 17 | 0 | 0 | 0 | 0 | 0 | 1214.6974 | 2810 | 442.9043 | 754.7931 | 0 | 0 | 0 | 0 | 0 | 0 | 0 | 1197.6974
2813 | 84.7706 | 84.2244 | 84.5534 | 85.1432 | 67.8138 | 85.1354 | 72.0497 | 42.0841 | 81.4115 | 2813 | 1111.5768 | 1111.5768 | 1111.5768 | 1303.9651 | 1303.9651 | 1303.9651 | 1474.977 | 1474.977 | 1474.977 | 2811 | 423.2673 | 0 | 5.0859 | 0 | 0 | 0 | 150 | 578.3532 |  | 2811 | 423.2673 | 0 | 5.0859 | 0 | 0 | 0 | 150 | 578.3532 | 2811 | 423.2673 | 0 | 5.0859 | 0 | 0 | 0 | 150 | 578.3532 | 2811 | 445.5446 | 339.0515 | 5.4983 | 0 | 0 | 0 | 0 | 790.0943 | 2811 | 445.5446 | 339.0515 | 5.4983 | 0 | 0 | 0 | 0 | 790.0943 | 2811 | 445.5446 | 339.0515 | 5.4983 | 0 | 0 | 0 | 0 | 790.0943 | 2811 | 452.9703 | 678.1029 | 6.8729 | 0 | 0 | 0 | 0 | 0 | 0 | 1137.9461 | 2811 | 452.9703 | 678.1029 | 6.8729 | 17 | 0 | 0 | 0 | 0 | 0 | 1154.9461 | 2811 | 452.9703 | 678.1029 | 6.8729 | 0 | 0 | 0 | 0 | 0 | 0 | 1137.9461
2814 | 84.7706 | 84.2244 | 84.5534 | 69.2631 | 60.4973 | 60.4973 | 61.8835 | 42.0841 | 61.6482 | 2814 | 1173.763 | 1173.763 | 1173.763 | 1376.9142 | 1376.9142 | 1376.9142 | 1557.4932 | 1557.4932 | 1557.4932 | 2812 | 338.6139 | 0 | 40.6873 | 0 | 0 | 0 | 150 | 529.3011 |  | 2812 | 338.6139 | 0 | 40.6873 | 0 | 0 | 0 | 150 | 529.3011 | 2812 | 338.6139 | 0 | 40.6873 | 0 | 0 | 0 | 150 | 529.3011 | 2812 | 356.4356 | 307.7699 | 43.9863 | 0 | 0 | 0 | 0 | 708.1918 | 2812 | 356.4356 | 307.7699 | 43.9863 | 0 | 0 | 0 | 0 | 708.1918 | 2812 | 356.4356 | 307.7699 | 43.9863 | 0 | 0 | 0 | 0 | 708.1918 | 2812 | 362.3762 | 615.5399 | 54.9828 | 0 | 0 | 0 | 0 | 0 | 0 | 1032.8989 | 2812 | 362.3762 | 615.5399 | 54.9828 | 17 | 0 | 0 | 0 | 0 | 0 | 1049.8989 | 2812 | 362.3762 | 615.5399 | 54.9828 | 0 | 0 | 0 | 0 | 0 | 0 | 1032.8989
2815 | 81.5718 | 81.5718 | 81.5718 | 38.2588 | 38.2588 | 38.2588 | 33.1371 | 33.1371 | 33.1371 | 2815 | 1199.3037 | 1199.3037 | 1199.3037 | 1406.8755 | 1406.8755 | 1406.8755 | 1591.3837 | 1591.3837 | 1591.3837 | 2813 | 244.5545 | 0 | 157.6632 | 0 | 0 | 0 | 150 | 552.2177 |  | 2813 | 244.5545 | 0 | 157.6632 | 0 | 0 | 0 | 150 | 552.2177 | 2813 | 244.5545 | 0 | 157.6632 | 0 | 0 | 0 | 150 | 552.2177 | 2813 | 257.4257 | 251.2614 | 170.4467 | 0 | 0 | 0 | 0 | 679.1338 | 2813 | 257.4257 | 251.2614 | 170.4467 | 0 | 0 | 0 | 0 | 679.1338 | 2813 | 257.4257 | 251.2614 | 170.4467 | 0 | 0 | 0 | 0 | 679.1338 | 2813 | 261.7162 | 502.5227 | 213.0584 | 0 | 0 | 0 | 0 | 0 | 0 | 977.2973 | 2813 | 261.7162 | 502.5227 | 213.0584 | 17 | 0 | 0 | 0 | 0 | 0 | 994.2973 | 2813 | 261.7162 | 502.5227 | 213.0584 | 0 | 0 | 0 | 0 | 0 | 0 | 977.2973
2816 | 56.9791 | 56.9791 | 56.9791 | 37.6398 | 37.6398 | 37.6398 | 22.3877 | 22.3877 | 22.3877 | 2816 | 1218.1816 | 1218.1816 | 1218.1816 | 1429.0207 | 1429.0207 | 1429.0207 | 1616.4333 | 1616.4333 | 1616.4333 | 2814 | 319.802 | 0 | 406.8729 | 0 | 0 | 0 | 150 | 876.6748 |  | 2814 | 319.802 | 0 | 406.8729 | 0 | 0 | 0 | 150 | 876.6748 | 2814 | 319.802 | 0 | 406.8729 | 0 | 0 | 0 | 150 | 876.6748 | 2814 | 336.6337 | 201.8163 | 439.8625 | 0 | 0 | 0 | 0 | 978.3126 | 2814 | 336.6337 | 201.8163 | 439.8625 | 0 | 0 | 0 | 0 | 978.3126 | 2814 | 336.6337 | 201.8163 | 439.8625 | 0 | 0 | 0 | 0 | 978.3126 | 2814 | 342.2442 | 403.6327 | 549.8282 | 0 | 0 | 0 | 0 | 0 | 0 | 1295.7051 | 2814 | 342.2442 | 403.6327 | 549.8282 | 17 | 0 | 0 | 0 | 0 | 0 | 1312.7051 | 2814 | 342.2442 | 403.6327 | 549.8282 | 0 | 0 | 0 | 0 | 0 | 0 | 1295.7051
2817 | 23.9496 | 24.102 | 23.9496 | 29.8042 | 29.4202 | 29.3961 | 18.6145 | 18.6145 | 18.6145 | 2817 | 1211.5188 | 1211.5188 | 1211.5188 | 1421.2048 | 1421.2048 | 1421.2048 | 1607.5923 | 1607.5923 | 1607.5923 | 2815 | 329.2079 | 0 | 600.1375 | 0 | 0 | 0 | 150 | 1079.3454 |  | 2815 | 329.2079 | 0 | 600.1375 | 0 | 0 | 0 | 150 | 1079.3454 | 2815 | 329.2079 | 0 | 600.1375 | 0 | 0 | 0 | 150 | 1079.3454 | 2815 | 346.5347 | 154.3895 | 648.7973 | 0 | 0 | 0 | 0 | 1149.7214 | 2815 | 346.5347 | 154.3895 | 648.7973 | 0 | 0 | 0 | 0 | 1149.7214 | 2815 | 346.5347 | 154.3895 | 648.7973 | 0 | 0 | 0 | 0 | 1149.7214 | 2815 | 352.3102 | 308.779 | 810.9966 | 0 | 0 | 0 | 0 | 0 | 0 | 1472.0858 | 2815 | 352.3102 | 308.779 | 810.9966 | 17 | 0 | 0 | 0 | 0 | 0 | 1489.0858 | 2815 | 352.3102 | 308.779 | 810.9966 | 0 | 0 | 0 | 0 | 0 | 0 | 1472.0858
2818 | 23.9496 | 24.102 | 23.9496 | 29.8042 | 29.4202 | 29.3961 | 18.6145 | 18.6145 | 18.6145 | 2818 | 1165.9897 | 1165.9897 | 1165.9897 | 1367.7956 | 1367.7956 | 1367.7956 | 1547.1786 | 1547.1786 | 1547.1786 | 2816 | 329.2079 | 0 | 696.7698 | 0 | 0 | 0 | 0 | 1025.9777 |  | 2816 | 329.2079 | 0 | 696.7698 | 0 | 0 | 0 | 0 | 1025.9777 | 2816 | 329.2079 | 0 | 696.7698 | 0 | 0 | 0 | 0 | 1025.9777 | 2816 | 346.5347 | 117.0535 | 753.2646 | 0 | 0 | 0 | 0 | 1216.8527 | 2816 | 346.5347 | 117.0535 | 753.2646 | 0 | 0 | 0 | 0 | 1216.8527 | 2816 | 346.5347 | 117.0535 | 753.2646 | 0 | 0 | 0 | 0 | 1216.8527 | 2816 | 352.3102 | 234.107 | 941.5808 | 0 | 0 | 0 | 0 | 0 | 0 | 1527.9979 | 2816 | 352.3102 | 234.107 | 941.5808 | 17 | 0 | 0 | 0 | 0 | 0 | 1544.9979 | 2816 | 352.3102 | 234.107 | 941.5808 | 0 | 0 | 0 | 0 | 0 | 0 | 1527.9979
2819 | 23.9496 | 24.102 | 23.9496 | 29.8042 | 29.4202 | 29.4202 | 20.224 | 20.9838 | 20.9838 | 2819 | 1175.9839 | 1175.9839 | 1175.9839 | 1379.5196 | 1379.5196 | 1379.5196 | 1560.4402 | 1560.4402 | 1560.4402 | 2817 | 282.1782 | 0 | 747.6289 | 0 | 0 | 0 | 0 | 1029.8071 |  | 2817 | 282.1782 | 0 | 747.6289 | 0 | 0 | 0 | 0 | 1029.8071 | 2817 | 282.1782 | 0 | 747.6289 | 0 | 0 | 0 | 0 | 1029.8071 | 2817 | 297.0297 | 94.8537 | 808.2474 | 0 | 0 | 0 | 0 | 1200.1308 | 2817 | 297.0297 | 94.8537 | 808.2474 | 0 | 0 | 0 | 0 | 1200.1308 | 2817 | 297.0297 | 94.8537 | 808.2474 | 0 | 0 | 0 | 0 | 1200.1308 | 2817 | 301.9802 | 189.7074 | 1010.3093 | 0 | 0 | 0 | 0 | 0 | 0 | 1501.9968 | 2817 | 301.9802 | 189.7074 | 1010.3093 | 17 | 0 | 0 | 0 | 0 | 0 | 1518.9968 | 2817 | 301.9802 | 189.7074 | 1010.3093 | 0 | 0 | 0 | 0 | 0 | 0 | 1501.9968
2820 | 27.1957 | 28.1835 | 28.1835 | 30.4157 | 30.3612 | 30.3612 | 23.4961 | 23.4961 | 23.4961 | 2820 | 1164.8792 | 1164.8792 | 1164.8792 | 1366.4929 | 1366.4929 | 1366.4929 | 1545.7051 | 1545.7051 | 1545.7051 | 2818 | 291.5842 | 0 | 783.2302 | 0 | 0 | 0 | 0 | 1074.8144 |  | 2818 | 291.5842 | 0 | 783.2302 | 0 | 0 | 0 | 0 | 1074.8144 | 2818 | 291.5842 | 0 | 783.2302 | 0 | 0 | 0 | 0 | 1074.8144 | 2818 | 306.9307 | 86.781 | 846.7354 | 0 | 0 | 0 | 0 | 1240.4471 | 2818 | 306.9307 | 86.781 | 846.7354 | 0 | 0 | 0 | 0 | 1240.4471 | 2818 | 306.9307 | 86.781 | 846.7354 | 0 | 0 | 0 | 0 | 1240.4471 | 2818 | 312.0462 | 173.5621 | 1058.4192 | 0 | 0 | 0 | 0 | 0 | 0 | 1544.0275 | 2818 | 312.0462 | 173.5621 | 1058.4192 | 17 | 0 | 0 | 0 | 0 | 0 | 1561.0275 | 2818 | 312.0462 | 173.5621 | 1058.4192 | 0 | 0 | 0 | 0 | 0 | 0 | 1544.0275
2821 | 28.7524 | 29.4202 | 29.4202 | 30.85 | 30.9597 | 30.9597 | 26.0318 | 26.0318 | 26.0318 | 2821 | 1136.0071 | 1136.0071 | 1136.0071 | 1332.6237 | 1332.6237 | 1332.6237 | 1507.394 | 1507.394 | 1507.394 | 2819 | 348.0198 | 0 | 793.4021 | 0 | 0 | 0 | 0 | 1141.4219 |  | 2819 | 348.0198 | 0 | 793.4021 | 0 | 0 | 0 | 0 | 1141.4219 | 2819 | 348.0198 | 0 | 793.4021 | 0 | 0 | 0 | 0 | 1141.4219 | 2819 | 366.3366 | 83.7538 | 857.732 | 0 | 0 | 0 | 0 | 1307.8224 | 2819 | 366.3366 | 83.7538 | 857.732 | 0 | 0 | 0 | 0 | 1307.8224 | 2819 | 366.3366 | 83.7538 | 857.732 | 0 | 0 | 0 | 0 | 1307.8224 | 2819 | 372.4422 | 167.5076 | 1072.1649 | 0 | 0 | 0 | 0 | 0 | 0 | 1612.1148 | 2819 | 372.4422 | 167.5076 | 1072.1649 | 17 | 0 | 0 | 0 | 0 | 0 | 1629.1148 | 2819 | 372.4422 | 167.5076 | 1072.1649 | 0 | 0 | 0 | 0 | 0 | 0 | 1612.1148
2822 | 31.8647 | 34.6322 | 33.6698 | 32.0469 | 32.4344 | 32.4344 | 28.6617 | 28.6617 | 28.6617 | 2822 | 1118.2396 | 1118.2396 | 1118.2396 | 1311.7811 | 1311.7811 | 1311.7811 | 1483.818 | 1483.818 | 1483.818 | 2820 | 395.0495 | 0 | 813.7457 | 0 | 0 | 0 | 0 | 1208.7952 |  | 2820 | 395.0495 | 0 | 813.7457 | 0 | 0 | 0 | 0 | 1208.7952 | 2820 | 395.0495 | 0 | 813.7457 | 0 | 0 | 0 | 0 | 1208.7952 | 2820 | 415.8416 | 82.7447 | 879.7251 | 0 | 0 | 0 | 0 | 1378.3114 | 2820 | 415.8416 | 82.7447 | 879.7251 | 0 | 0 | 0 | 0 | 1378.3114 | 2820 | 415.8416 | 82.7447 | 879.7251 | 0 | 0 | 0 | 0 | 1378.3114 | 2820 | 422.7723 | 165.4894 | 1099.6564 | 0 | 0 | 0 | 0 | 0 | 0 | 1687.918 | 2820 | 422.7723 | 165.4894 | 1099.6564 | 17 | 0 | 0 | 0 | 0 | 0 | 1704.918 | 2820 | 422.7723 | 165.4894 | 1099.6564 | 0 | 0 | 0 | 0 | 0 | 0 | 1687.918
2823 | 57.529 | 57.529 | 57.529 | 37.6019 | 37.6019 | 37.6019 | 29.991 | 29.991 | 29.991 | 2823 | 1129.3443 | 1129.3443 | 1129.3443 | 1324.8077 | 1324.8077 | 1324.8077 | 1498.553 | 1498.553 | 1498.553 | 2821 | 432.6733 | 0 | 762.8866 | 0 | 0 | 0 | 0 | 1195.5599 |  | 2821 | 432.6733 | 0 | 762.8866 | 0 | 0 | 0 | 0 | 1195.5599 | 2821 | 432.6733 | 0 | 762.8866 | 0 | 0 | 0 | 0 | 1195.5599 | 2821 | 455.4455 | 84.7629 | 824.7423 | 0 | 0 | 0 | 0 | 1364.9507 | 2821 | 455.4455 | 84.7629 | 824.7423 | 0 | 0 | 0 | 0 | 1364.9507 | 2821 | 455.4455 | 84.7629 | 824.7423 | 0 | 0 | 0 | 0 | 1364.9507 | 2821 | 463.0363 | 169.5257 | 1030.9278 | 0 | 0 | 0 | 0 | 0 | 0 | 1663.4899 | 2821 | 463.0363 | 169.5257 | 1030.9278 | 17 | 0 | 0 | 0 | 0 | 0 | 1680.4899 | 2821 | 463.0363 | 169.5257 | 1030.9278 | 0 | 0 | 0 | 0 | 0 | 0 | 1663.4899
2824 | 80.0874 | 80.0874 | 80.0874 | 61.6737 | 60.1772 | 60.1772 | 31.3666 | 31.3666 | 31.3666 | 2824 | 1130.4548 | 1130.4548 | 1130.4548 | 1326.1104 | 1326.1104 | 1326.1104 | 1500.0265 | 1500.0265 | 1500.0265 | 2822 | 451.4851 | 0 | 605.2234 | 0 | 0 | 0 | 0 | 1056.7085 |  | 2822 | 451.4851 | 0 | 605.2234 | 0 | 0 | 0 | 0 | 1056.7085 | 2822 | 451.4851 | 0 | 605.2234 | 0 | 0 | 0 | 0 | 1056.7085 | 2822 | 475.2475 | 84.7629 | 654.2955 | 0 | 0 | 0 | 0 | 1214.3059 | 2822 | 475.2475 | 84.7629 | 654.2955 | 0 | 0 | 0 | 0 | 1214.3059 | 2822 | 475.2475 | 84.7629 | 654.2955 | 0 | 0 | 0 | 0 | 1214.3059 | 2822 | 483.1683 | 169.5257 | 817.8694 | 0 | 0 | 0 | 0 | 0 | 0 | 1470.5635 | 2822 | 483.1683 | 169.5257 | 817.8694 | 17 | 0 | 0 | 0 | 0 | 0 | 1487.5635 | 2822 | 483.1683 | 169.5257 | 817.8694 | 0 | 0 | 0 | 0 | 0 | 0 | 1470.5635
2825 | 82.5741 | 82.492 | 82.5741 | 73.4703 | 72.0828 | 72.0828 | 62.2551 | 53.4444 | 53.4444 | 2825 | 1121.571 | 1121.571 | 1121.571 | 1315.6891 | 1315.6891 | 1315.6891 | 1488.2385 | 1488.2385 | 1488.2385 | 2823 | 300.9901 | 0 | 447.5601 | 0 | 0 | 0 | 0 | 748.5502 |  | 2823 | 300.9901 | 0 | 447.5601 | 0 | 0 | 0 | 0 | 748.5502 | 2823 | 300.9901 | 0 | 447.5601 | 0 | 0 | 0 | 0 | 748.5502 | 2823 | 316.8317 | 82.7447 | 483.8488 | 0 | 0 | 0 | 0 | 883.4252 | 2823 | 316.8317 | 82.7447 | 483.8488 | 0 | 0 | 0 | 0 | 883.4252 | 2823 | 316.8317 | 82.7447 | 483.8488 | 0 | 0 | 0 | 0 | 883.4252 | 2823 | 322.1122 | 165.4894 | 604.811 | 0 | 0 | 0 | 0 | 0 | 0 | 1092.4126 | 2823 | 322.1122 | 165.4894 | 604.811 | 17 | 0 | 0 | 0 | 0 | 0 | 1109.4126 | 2823 | 322.1122 | 165.4894 | 604.811 | 0 | 0 | 0 | 0 | 0 | 0 | 1092.4126
2826 | 82.5741 | 82.492 | 84.5534 | 73.4703 | 72.7153 | 75.0159 | 63.6251 | 62.2154 | 75.0234 | 2826 | 1122.6815 | 1122.6815 | 1122.6815 | 1316.9918 | 1316.9918 | 1316.9918 | 1489.712 | 1489.712 | 1489.712 | 2824 | 272.7723 | 0 | 244.1237 | 0 | 0 | 0 | 150 | 666.896 |  | 2824 | 272.7723 | 0 | 244.1237 | 0 | 0 | 0 | 150 | 666.896 | 2824 | 272.7723 | 0 | 244.1237 | 0 | 0 | 0 | 150 | 666.896 | 2824 | 287.1287 | 72.6539 | 263.9175 | 0 | 0 | 0 | 0 | 623.7001 | 2824 | 287.1287 | 72.6539 | 263.9175 | 0 | 0 | 0 | 0 | 623.7001 | 2824 | 287.1287 | 72.6539 | 263.9175 | 0 | 0 | 0 | 0 | 623.7001 | 2824 | 291.9142 | 145.3078 | 329.8969 | 0 | 0 | 0 | 0 | 0 | 0 | 767.1189 | 2824 | 291.9142 | 145.3078 | 329.8969 | 17 | 0 | 0 | 0 | 0 | 0 | 784.1189 | 2824 | 291.9142 | 145.3078 | 329.8969 | 0 | 0 | 0 | 0 | 0 | 0 | 767.1189
2827 | 82.5741 | 82.492 | 84.5534 | 73.4703 | 72.7153 | 73.8371 | 63.6251 | 62.2154 | 66.8626 | 2827 | 1140.449 | 1140.449 | 1140.449 | 1337.8344 | 1337.8344 | 1337.8344 | 1513.288 | 1513.288 | 1513.288 | 2825 | 216.3366 | 0 | 86.4605 | 0 | 0 | 0 | 150 | 452.7971 |  | 2825 | 216.3366 | 0 | 86.4605 | 0 | 0 | 0 | 150 | 452.7971 | 2825 | 216.3366 | 0 | 86.4605 | 0 | 0 | 0 | 150 | 452.7971 | 2825 | 227.7228 | 58.5267 | 93.4708 | 0 | 0 | 0 | 0 | 379.7203 | 2825 | 227.7228 | 58.5267 | 93.4708 | 0 | 0 | 0 | 0 | 379.7203 | 2825 | 227.7228 | 58.5267 | 93.4708 | 0 | 0 | 0 | 0 | 379.7203 | 2825 | 231.5182 | 117.0535 | 116.8385 | 0 | 0 | 0 | 0 | 0 | 0 | 465.4101 | 2825 | 231.5182 | 117.0535 | 116.8385 | 17 | 0 | 0 | 0 | 0 | 0 | 482.4101 | 2825 | 231.5182 | 117.0535 | 116.8385 | 0 | 0 | 0 | 0 | 0 | 0 | 465.4101
2828 | 82.4284 | 82.4284 | 82.4284 | 69.2631 | 66.612 | 66.612 | 57.3221 | 53.2537 | 53.2537 | 2828 | 1100.4722 | 1100.4722 | 1100.4722 | 1290.9385 | 1290.9385 | 1290.9385 | 1460.2419 | 1460.2419 | 1460.2419 | 2826 | 169.3069 | 0 | 20.3436 | 0 | 0 | 0 | 150 | 339.6506 |  | 2826 | 169.3069 | 0 | 20.3436 | 0 | 0 | 0 | 150 | 339.6506 | 2826 | 169.3069 | 0 | 20.3436 | 0 | 0 | 0 | 150 | 339.6506 | 2826 | 178.2178 | 42.3814 | 21.9931 | 0 | 0 | 0 | 0 | 242.5924 | 2826 | 178.2178 | 42.3814 | 21.9931 | 0 | 0 | 0 | 0 | 242.5924 | 2826 | 178.2178 | 42.3814 | 21.9931 | 0 | 0 | 0 | 0 | 242.5924 | 2826 | 181.1881 | 84.7629 | 27.4914 | 0 | 0 | 0 | 0 | 0 | 0 | 293.4424 | 2826 | 181.1881 | 84.7629 | 27.4914 | 17 | 0 | 0 | 0 | 0 | 0 | 310.4424 | 2826 | 181.1881 | 84.7629 | 27.4914 | 0 | 0 | 0 | 0 | 0 | 0 | 293.4424
2829 | 80.0874 | 80.0874 | 80.0874 | 41.1155 | 41.1155 | 41.1155 | 37.831 | 37.831 | 37.831 | 2829 | 1012.7453 | 1012.7453 | 1012.7453 | 1188.0282 | 1188.0282 | 1188.0282 | 1343.8352 | 1343.8352 | 1343.8352 | 2827 | 122.2772 | 0 | 0 | 0 | 0 | 0 | 150 | 272.2772 |  | 2827 | 122.2772 | 0 | 0 | 0 | 0 | 0 | 150 | 272.2772 | 2827 | 122.2772 | 0 | 0 | 0 | 0 | 0 | 150 | 272.2772 | 2827 | 128.7129 | 25.227 | 0 | 0 | 0 | 0 | 0 | 153.9399 | 2827 | 128.7129 | 25.227 | 0 | 0 | 0 | 0 | 0 | 153.9399 | 2827 | 128.7129 | 25.227 | 0 | 0 | 0 | 0 | 0 | 153.9399 | 2827 | 130.8581 | 50.4541 | 0 | 0 | 0 | 0 | 0 | 0 | 0 | 181.3122 | 2827 | 130.8581 | 50.4541 | 0 | 17 | 0 | 0 | 0 | 0 | 0 | 198.3122 | 2827 | 130.8581 | 50.4541 | 0 | 0 | 0 | 0 | 0 | 0 | 0 | 181.3122
2830 | 61.5039 | 61.5039 | 61.5039 | 39.255 | 39.255 | 39.255 | 33.2729 | 33.2729 | 33.2729 | 2830 | 952.7801 | 952.7801 | 952.7801 | 1117.6844 | 1117.6844 | 1117.6844 | 1264.266 | 1264.266 | 1264.266 | 2828 | 131.6832 | 0 | 0 | 0 | 0 | 0 | 150 | 281.6832 |  | 2828 | 131.6832 | 0 | 0 | 0 | 0 | 0 | 150 | 281.6832 | 2828 | 131.6832 | 0 | 0 | 0 | 0 | 0 | 150 | 281.6832 | 2828 | 138.6139 | 15.1362 | 0 | 0 | 0 | 0 | 0 | 153.7501 | 2828 | 138.6139 | 15.1362 | 0 | 0 | 0 | 0 | 0 | 153.7501 | 2828 | 138.6139 | 15.1362 | 0 | 0 | 0 | 0 | 0 | 153.7501 | 2828 | 140.9241 | 30.2725 | 0 | 0 | 0 | 0 | 0 | 0 | 0 | 171.1965 | 2828 | 140.9241 | 30.2725 | 0 | 17 | 0 | 0 | 0 | 0 | 0 | 188.1965 | 2828 | 140.9241 | 30.2725 | 0 | 0 | 0 | 0 | 0 | 0 | 0 | 171.1965
2831 | 57.529 | 57.529 | 57.529 | 37.881 | 37.881 | 37.881 | 32.514 | 32.514 | 32.514 | 2831 | 921.6871 | 921.6871 | 921.6871 | 1081.2099 | 1081.2099 | 1081.2099 | 1223.0079 | 1223.0079 | 1223.0079 | 2829 | 122.2772 | 0 | 0 | 0 | 0 | 0 | 150 | 272.2772 |  | 2829 | 122.2772 | 0 | 0 | 0 | 0 | 0 | 150 | 272.2772 | 2829 | 122.2772 | 0 | 0 | 0 | 0 | 0 | 150 | 272.2772 | 2829 | 128.7129 | 11.0999 | 0 | 0 | 0 | 0 | 0 | 139.8128 | 2829 | 128.7129 | 11.0999 | 0 | 0 | 0 | 0 | 0 | 139.8128 | 2829 | 128.7129 | 11.0999 | 0 | 0 | 0 | 0 | 0 | 139.8128 | 2829 | 130.8581 | 22.1998 | 0 | 0 | 0 | 0 | 0 | 0 | 0 | 153.0579 | 2829 | 130.8581 | 22.1998 | 0 | 17 | 0 | 0 | 0 | 0 | 0 | 170.0579 | 2829 | 130.8581 | 22.1998 | 0 | 0 | 0 | 0 | 0 | 0 | 0 | 153.0579
2832 | 57.529 | 57.529 | 57.529 | 37.7701 | 37.7701 | 37.7701 | 33.0315 | 33.0315 | 33.0315 | 2832 | 910.5824 | 910.5824 | 910.5824 | 1068.1832 | 1068.1832 | 1068.1832 | 1208.2728 | 1208.2728 | 1208.2728 | 2830 | 112.8713 | 0 | 0 | 0 | 0 | 0 | 0 | 112.8713 |  | 2830 | 112.8713 | 0 | 0 | 0 | 0 | 0 | 0 | 112.8713 | 2830 | 112.8713 | 0 | 0 | 0 | 0 | 0 | 0 | 112.8713 | 2830 | 118.8119 | 15.1362 | 0 | 0 | 0 | 0 | 0 | 133.9481 | 2830 | 118.8119 | 15.1362 | 0 | 0 | 0 | 0 | 0 | 133.9481 | 2830 | 118.8119 | 15.1362 | 0 | 0 | 0 | 0 | 0 | 133.9481 | 2830 | 120.7921 | 30.2725 | 0 | 0 | 0 | 0 | 0 | 0 | 0 | 151.0645 | 2830 | 120.7921 | 30.2725 | 0 | 17 | 0 | 0 | 0 | 0 | 0 | 168.0645 | 2830 | 120.7921 | 30.2725 | 0 | 0 | 0 | 0 | 0 | 0 | 0 | 151.0645
2833 | 57.529 | 57.529 | 57.529 | 38.1425 | 38.1425 | 38.1425 | 33.4802 | 33.4802 | 33.4802 | 2833 | 910.5824 | 910.5824 | 910.5824 | 1068.1832 | 1068.1832 | 1068.1832 | 1208.2728 | 1208.2728 | 1208.2728 | 2831 | 112.8713 | 0 | 0 | 0 | 0 | 0 | 0 | 112.8713 |  | 2831 | 112.8713 | 0 | 0 | 0 | 0 | 0 | 0 | 112.8713 | 2831 | 112.8713 | 0 | 0 | 0 | 0 | 0 | 0 | 112.8713 | 2831 | 118.8119 | 24.218 | 0 | 0 | 0 | 0 | 0 | 143.0298 | 2831 | 118.8119 | 24.218 | 0 | 0 | 0 | 0 | 0 | 143.0298 | 2831 | 118.8119 | 24.218 | 0 | 0 | 0 | 0 | 0 | 143.0298 | 2831 | 120.7921 | 48.4359 | 0 | 0 | 0 | 0 | 0 | 0 | 0 | 169.228 | 2831 | 120.7921 | 48.4359 | 0 | 17 | 0 | 0 | 0 | 0 | 0 | 186.228 | 2831 | 120.7921 | 48.4359 | 0 | 0 | 0 | 0 | 0 | 0 | 0 | 169.228
2834 | 57.529 | 57.529 | 57.529 | 38.198 | 38.198 | 38.198 | 33.8324 | 33.8324 | 33.8324 | 2834 | 917.2452 | 917.2452 | 917.2452 | 1075.9992 | 1075.9992 | 1075.9992 | 1217.1139 | 1217.1139 | 1217.1139 | 2832 | 169.3069 | 0 | 0 | 0 | 0 | 0 | 0 | 169.3069 |  | 2832 | 169.3069 | 0 | 0 | 0 | 0 | 0 | 0 | 169.3069 | 2832 | 169.3069 | 0 | 0 | 0 | 0 | 0 | 0 | 169.3069 | 2832 | 178.2178 | 31.2815 | 0 | 0 | 0 | 0 | 0 | 209.4994 | 2832 | 178.2178 | 31.2815 | 0 | 0 | 0 | 0 | 0 | 209.4994 | 2832 | 178.2178 | 31.2815 | 0 | 0 | 0 | 0 | 0 | 209.4994 | 2832 | 181.1881 | 62.5631 | 0 | 0 | 0 | 0 | 0 | 0 | 0 | 243.7512 | 2832 | 181.1881 | 62.5631 | 0 | 17 | 0 | 0 | 0 | 0 | 0 | 260.7512 | 2832 | 181.1881 | 62.5631 | 0 | 0 | 0 | 0 | 0 | 0 | 0 | 243.7512
2835 | 60.1418 | 60.1418 | 60.1418 | 38.1425 | 38.1425 | 38.1425 | 32.4658 | 32.3567 | 32.3567 | 2835 | 922.7976 | 922.7976 | 922.7976 | 1082.5125 | 1082.5125 | 1082.5125 | 1224.4814 | 1224.4814 | 1224.4814 | 2833 | 159.901 | 0 | 0 | 0 | 0 | 0 | 0 | 159.901 |  | 2833 | 159.901 | 0 | 0 | 0 | 0 | 0 | 0 | 159.901 | 2833 | 159.901 | 0 | 0 | 0 | 0 | 0 | 0 | 159.901 | 2833 | 168.3168 | 33.2997 | 0 | 0 | 0 | 0 | 0 | 201.6165 | 2833 | 168.3168 | 33.2997 | 0 | 0 | 0 | 0 | 0 | 201.6165 | 2833 | 168.3168 | 33.2997 | 0 | 0 | 0 | 0 | 0 | 201.6165 | 2833 | 171.1221 | 66.5994 | 0 | 0 | 0 | 0 | 0 | 0 | 0 | 237.7215 | 2833 | 171.1221 | 66.5994 | 0 | 17 | 0 | 0 | 0 | 0 | 0 | 254.7215 | 2833 | 171.1221 | 66.5994 | 0 | 0 | 0 | 0 | 0 | 0 | 0 | 237.7215
2836 | 80.1183 | 80.1183 | 80.1183 | 38.338 | 38.338 | 38.338 | 34.9218 | 34.9218 | 34.9218 | 2836 | 1023.85 | 1023.85 | 1023.85 | 1201.0548 | 1201.0548 | 1201.0548 | 1358.5702 | 1358.5702 | 1358.5702 | 2834 | 122.2772 | 0 | 0 | 0 | 0 | 0 | 0 | 122.2772 |  | 2834 | 122.2772 | 0 | 0 | 0 | 0 | 0 | 0 | 122.2772 | 2834 | 122.2772 | 0 | 0 | 0 | 0 | 0 | 0 | 122.2772 | 2834 | 128.7129 | 27.2452 | 0 | 0 | 0 | 0 | 0 | 155.9581 | 2834 | 128.7129 | 27.2452 | 0 | 0 | 0 | 0 | 0 | 155.9581 | 2834 | 128.7129 | 27.2452 | 0 | 0 | 0 | 0 | 0 | 155.9581 | 2834 | 130.8581 | 54.4904 | 0 | 0 | 0 | 0 | 0 | 0 | 0 | 185.3485 | 2834 | 130.8581 | 54.4904 | 0 | 17 | 0 | 0 | 0 | 0 | 0 | 202.3485 | 2834 | 130.8581 | 54.4904 | 0 | 0 | 0 | 0 | 0 | 0 | 0 | 185.3485
2837 | 82.4284 | 82.4284 | 82.4284 | 58.5479 | 58.5479 | 58.5479 | 36.4344 | 36.4344 | 36.4344 | 2837 | 1139.3385 | 1139.3385 | 1139.3385 | 1336.5317 | 1336.5317 | 1336.5317 | 1511.8145 | 1511.8145 | 1511.8145 | 2835 | 112.8713 | 0 | 5.0859 | 0 | 0 | 0 | 0 | 117.9572 |  | 2835 | 112.8713 | 0 | 5.0859 | 0 | 0 | 0 | 0 | 117.9572 | 2835 | 112.8713 | 0 | 5.0859 | 0 | 0 | 0 | 0 | 117.9572 | 2835 | 118.8119 | 18.1635 | 5.4983 | 0 | 0 | 0 | 0 | 142.4736 | 2835 | 118.8119 | 18.1635 | 5.4983 | 0 | 0 | 0 | 0 | 142.4736 | 2835 | 118.8119 | 18.1635 | 5.4983 | 0 | 0 | 0 | 0 | 142.4736 | 2835 | 120.7921 | 36.3269 | 6.8729 | 0 | 0 | 0 | 0 | 0 | 0 | 163.9919 | 2835 | 120.7921 | 36.3269 | 6.8729 | 17 | 0 | 0 | 0 | 0 | 0 | 180.9919 | 2835 | 120.7921 | 36.3269 | 6.8729 | 0 | 0 | 0 | 0 | 0 | 0 | 163.9919
2838 | 82.5741 | 82.492 | 82.5741 | 58.5479 | 58.5479 | 58.5479 | 57.3221 | 42.0841 | 42.0841 | 2838 | 1191.5304 | 1191.5304 | 1191.5304 | 1397.7568 | 1397.7568 | 1397.7568 | 1581.0692 | 1581.0692 | 1581.0692 | 2836 | 122.2772 | 0 | 40.6873 | 0 | 0 | 0 | 150 | 312.9645 |  | 2836 | 122.2772 | 0 | 40.6873 | 0 | 0 | 0 | 150 | 312.9645 | 2836 | 122.2772 | 0 | 40.6873 | 0 | 0 | 0 | 150 | 312.9645 | 2836 | 128.7129 | 10.0908 | 43.9863 | 0 | 0 | 0 | 0 | 182.7899 | 2836 | 128.7129 | 10.0908 | 43.9863 | 0 | 0 | 0 | 0 | 182.7899 | 2836 | 128.7129 | 10.0908 | 43.9863 | 0 | 0 | 0 | 0 | 182.7899 | 2836 | 130.8581 | 20.1816 | 54.9828 | 0 | 0 | 0 | 0 | 0 | 0 | 206.0225 | 2836 | 130.8581 | 20.1816 | 54.9828 | 17 | 0 | 0 | 0 | 0 | 0 | 223.0225 | 2836 | 130.8581 | 20.1816 | 54.9828 | 0 | 0 | 0 | 0 | 0 | 0 | 206.0225
2839 | 82.0593 | 82.0593 | 82.0593 | 38.4642 | 38.4642 | 38.4642 | 33.8542 | 33.8542 | 33.8542 | 2839 | 1164.8792 | 1164.8792 | 1164.8792 | 1366.4929 | 1366.4929 | 1366.4929 | 1545.7051 | 1545.7051 | 1545.7051 | 2837 | 122.2772 | 0 | 162.7491 | 0 | 0 | 0 | 150 | 435.0264 |  | 2837 | 122.2772 | 0 | 162.7491 | 0 | 0 | 0 | 150 | 435.0264 | 2837 | 122.2772 | 0 | 162.7491 | 0 | 0 | 0 | 150 | 435.0264 | 2837 | 128.7129 | 9.0817 | 175.945 | 0 | 0 | 0 | 0 | 313.7396 | 2837 | 128.7129 | 9.0817 | 175.945 | 0 | 0 | 0 | 0 | 313.7396 | 2837 | 128.7129 | 9.0817 | 175.945 | 0 | 0 | 0 | 0 | 313.7396 | 2837 | 130.8581 | 18.1635 | 219.9313 | 0 | 0 | 0 | 0 | 0 | 0 | 368.9528 | 2837 | 130.8581 | 18.1635 | 219.9313 | 17 | 0 | 0 | 0 | 0 | 0 | 385.9528 | 2837 | 130.8581 | 18.1635 | 219.9313 | 0 | 0 | 0 | 0 | 0 | 0 | 368.9528
2840 | 61.4043 | 61.4043 | 61.4043 | 37.6398 | 37.6398 | 37.6398 | 22.3877 | 22.3877 | 22.3877 | 2840 | 1158.2164 | 1158.2164 | 1158.2164 | 1358.677 | 1358.677 | 1358.677 | 1536.8641 | 1536.8641 | 1536.8641 | 2838 | 112.8713 | 0 | 417.0447 | 0 | 0 | 0 | 150 | 679.916 |  | 2838 | 112.8713 | 0 | 417.0447 | 0 | 0 | 0 | 150 | 679.916 | 2838 | 112.8713 | 0 | 417.0447 | 0 | 0 | 0 | 150 | 679.916 | 2838 | 118.8119 | 14.1271 | 450.8591 | 0 | 0 | 0 | 0 | 583.7981 | 2838 | 118.8119 | 14.1271 | 450.8591 | 0 | 0 | 0 | 0 | 583.7981 | 2838 | 118.8119 | 14.1271 | 450.8591 | 0 | 0 | 0 | 0 | 583.7981 | 2838 | 120.7921 | 28.2543 | 563.5739 | 0 | 0 | 0 | 0 | 0 | 0 | 712.6203 | 2838 | 120.7921 | 28.2543 | 563.5739 | 17 | 0 | 0 | 0 | 0 | 0 | 729.6203 | 2838 | 120.7921 | 28.2543 | 563.5739 | 0 | 0 | 0 | 0 | 0 | 0 | 712.6203
2841 | 23.9496 | 34.6322 | 33.6698 | 22.3899 | 29.2658 | 29.4202 | 14.9898 | 14.9898 | 14.9898 | 2841 | 1152.6641 | 1152.6641 | 1152.6641 | 1352.1636 | 1352.1636 | 1352.1636 | 1529.4966 | 1529.4966 | 1529.4966 | 2839 | 122.2772 | 0 | 722.1993 | 0 | 0 | 0 | 150 | 994.4765 |  | 2839 | 122.2772 | 0 | 722.1993 | 0 | 0 | 0 | 150 | 994.4765 | 2839 | 122.2772 | 0 | 722.1993 | 0 | 0 | 0 | 150 | 994.4765 | 2839 | 128.7129 | 25.227 | 780.756 | 0 | 0 | 0 | 0 | 934.6959 | 2839 | 128.7129 | 25.227 | 780.756 | 0 | 0 | 0 | 0 | 934.6959 | 2839 | 128.7129 | 25.227 | 780.756 | 0 | 0 | 0 | 0 | 934.6959 | 2839 | 130.8581 | 50.4541 | 975.945 | 0 | 0 | 0 | 0 | 0 | 0 | 1157.2572 | 2839 | 130.8581 | 50.4541 | 975.945 | 17 | 0 | 0 | 0 | 0 | 0 | 1174.2572 | 2839 | 130.8581 | 50.4541 | 975.945 | 0 | 0 | 0 | 0 | 0 | 0 | 1157.2572
2842 | 21.6761 | 21.7964 | 21.7964 | 22.3877 | 22.3877 | 22.3877 | 3.0198 | 11.0365 | 3.3664 | 2842 | 1126.0129 | 1126.0129 | 1126.0129 | 1320.8997 | 1320.8997 | 1320.8997 | 1494.1325 | 1494.1325 | 1494.1325 | 2840 | 122.2772 | 0 | 961.2371 | 0 | 0 | 0 | 0 | 1083.5143 |  | 2840 | 122.2772 | 0 | 961.2371 | 0 | 0 | 0 | 0 | 1083.5143 | 2840 | 122.2772 | 0 | 961.2371 | 0 | 0 | 0 | 0 | 1083.5143 | 2840 | 128.7129 | 37.336 | 1039.1753 | 0 | 0 | 0 | 0 | 1205.2242 | 2840 | 128.7129 | 37.336 | 1039.1753 | 0 | 0 | 0 | 0 | 1205.2242 | 2840 | 128.7129 | 37.336 | 1039.1753 | 0 | 0 | 0 | 0 | 1205.2242 | 2840 | 130.8581 | 74.672 | 1298.9691 | 0 | 0 | 0 | 0 | 0 | 0 | 1504.4992 | 2840 | 130.8581 | 74.672 | 1298.9691 | 17 | 0 | 0 | 0 | 0 | 0 | 1521.4992 | 2840 | 130.8581 | 74.672 | 1298.9691 | 0 | 0 | 0 | 0 | 0 | 0 | 1504.4992
2843 | 21.217 | 21.217 | 20.9838 | 22.3877 | 22.3877 | 22.3877 | 3.0198 | 11.0365 | 3.0198 | 2843 | 1147.1118 | 1147.1118 | 1147.1118 | 1345.6503 | 1345.6503 | 1345.6503 | 1522.1291 | 1522.1291 | 1522.1291 | 2841 | 131.6832 | 0 | 1062.9553 | 0 | 0 | 0 | 0 | 1194.6385 |  | 2841 | 131.6832 | 0 | 1062.9553 | 0 | 0 | 0 | 0 | 1194.6385 | 2841 | 131.6832 | 0 | 1062.9553 | 0 | 0 | 0 | 0 | 1194.6385 | 2841 | 138.6139 | 41.3724 | 1149.1409 | 0 | 0 | 0 | 0 | 1329.1271 | 2841 | 138.6139 | 41.3724 | 1149.1409 | 0 | 0 | 0 | 0 | 1329.1271 | 2841 | 138.6139 | 41.3724 | 1149.1409 | 0 | 0 | 0 | 0 | 1329.1271 | 2841 | 140.9241 | 82.7447 | 1436.4261 | 0 | 0 | 0 | 0 | 0 | 0 | 1660.0949 | 2841 | 140.9241 | 82.7447 | 1436.4261 | 17 | 0 | 0 | 0 | 0 | 0 | 1677.0949 | 2841 | 140.9241 | 82.7447 | 1436.4261 | 0 | 0 | 0 | 0 | 0 | 0 | 1660.0949
2844 | 21.217 | 21.217 | 20.9838 | 22.3877 | 22.3877 | 22.3877 | 1.4071 | 1.4071 | 0.29885 | 2844 | 1143.7804 | 1143.7804 | 1143.7804 | 1341.7423 | 1341.7423 | 1341.7423 | 1517.7086 | 1517.7086 | 1517.7086 | 2842 | 141.0891 | 0 | 1052.7835 | 0 | 0 | 0 | 0 | 1193.8726 |  | 2842 | 141.0891 | 0 | 1052.7835 | 0 | 0 | 0 | 0 | 1193.8726 | 2842 | 141.0891 | 0 | 1052.7835 | 0 | 0 | 0 | 0 | 1193.8726 | 2842 | 148.5149 | 36.3269 | 1138.1443 | 0 | 0 | 0 | 0 | 1322.9861 | 2842 | 148.5149 | 36.3269 | 1138.1443 | 0 | 0 | 0 | 0 | 1322.9861 | 2842 | 148.5149 | 36.3269 | 1138.1443 | 0 | 0 | 0 | 0 | 1322.9861 | 2842 | 150.9901 | 72.6539 | 1422.6804 | 0 | 0 | 0 | 0 | 0 | 0 | 1646.3244 | 2842 | 150.9901 | 72.6539 | 1422.6804 | 17 | 0 | 0 | 0 | 0 | 0 | 1663.3244 | 2842 | 150.9901 | 72.6539 | 1422.6804 | 0 | 0 | 0 | 0 | 0 | 0 | 1646.3244
2845 | 21.217 | 21.2557 | 21.2557 | 22.3877 | 29.2417 | 29.3961 | 14.8658 | 14.9898 | 14.9898 | 2845 | 1127.1234 | 1127.1234 | 1127.1234 | 1322.2024 | 1322.2024 | 1322.2024 | 1495.606 | 1495.606 | 1495.606 | 2843 | 178.7129 | 0 | 981.5808 | 0 | 0 | 0 | 0 | 1160.2936 |  | 2843 | 178.7129 | 0 | 981.5808 | 0 | 0 | 0 | 0 | 1160.2936 | 2843 | 178.7129 | 0 | 981.5808 | 0 | 0 | 0 | 0 | 1160.2936 | 2843 | 188.1188 | 24.218 | 1061.1684 | 0 | 0 | 0 | 0 | 1273.5052 | 2843 | 188.1188 | 24.218 | 1061.1684 | 0 | 0 | 0 | 0 | 1273.5052 | 2843 | 188.1188 | 24.218 | 1061.1684 | 0 | 0 | 0 | 0 | 1273.5052 | 2843 | 191.2541 | 48.4359 | 1326.4605 | 0 | 0 | 0 | 0 | 0 | 0 | 1566.1505 | 2843 | 191.2541 | 48.4359 | 1326.4605 | 17 | 0 | 0 | 0 | 0 | 0 | 1583.1505 | 2843 | 191.2541 | 48.4359 | 1326.4605 | 0 | 0 | 0 | 0 | 0 | 0 | 1566.1505
2846 | 31.8647 | 34.6322 | 33.6698 | 30.1371 | 30.1371 | 30.1371 | 17.7619 | 17.7619 | 17.7619 | 2846 | 1102.6931 | 1102.6931 | 1102.6931 | 1293.5438 | 1293.5438 | 1293.5438 | 1463.1889 | 1463.1889 | 1463.1889 | 2844 | 188.1188 | 0 | 890.0344 | 0 | 0 | 0 | 0 | 1078.1532 |  | 2844 | 188.1188 | 0 | 890.0344 | 0 | 0 | 0 | 0 | 1078.1532 | 2844 | 188.1188 | 0 | 890.0344 | 0 | 0 | 0 | 0 | 1078.1532 | 2844 | 198.0198 | 12.109 | 962.1993 | 0 | 0 | 0 | 0 | 1172.3281 | 2844 | 198.0198 | 12.109 | 962.1993 | 0 | 0 | 0 | 0 | 1172.3281 | 2844 | 198.0198 | 12.109 | 962.1993 | 0 | 0 | 0 | 0 | 1172.3281 | 2844 | 201.3201 | 24.218 | 1202.7491 | 0 | 0 | 0 | 0 | 0 | 0 | 1428.2872 | 2844 | 201.3201 | 24.218 | 1202.7491 | 17 | 0 | 0 | 0 | 0 | 0 | 1445.2872 | 2844 | 201.3201 | 24.218 | 1202.7491 | 0 | 0 | 0 | 0 | 0 | 0 | 1428.2872
2847 | 61.1568 | 61.1568 | 61.1568 | 34.4823 | 34.4823 | 34.4823 | 20.1107 | 20.1107 | 20.1107 | 2847 | 1114.9082 | 1114.9082 | 1114.9082 | 1307.8731 | 1307.8731 | 1307.8731 | 1479.3975 | 1479.3975 | 1479.3975 | 2845 | 197.5248 | 0 | 849.3471 | 0 | 0 | 0 | 0 | 1046.8718 |  | 2845 | 197.5248 | 0 | 849.3471 | 0 | 0 | 0 | 0 | 1046.8718 | 2845 | 197.5248 | 0 | 849.3471 | 0 | 0 | 0 | 0 | 1046.8718 | 2845 | 207.9208 | 8.0727 | 918.2131 | 0 | 0 | 0 | 0 | 1134.2065 | 2845 | 207.9208 | 8.0727 | 918.2131 | 0 | 0 | 0 | 0 | 1134.2065 | 2845 | 207.9208 | 8.0727 | 918.2131 | 0 | 0 | 0 | 0 | 1134.2065 | 2845 | 211.3861 | 16.1453 | 1147.7663 | 0 | 0 | 0 | 0 | 0 | 0 | 1375.2978 | 2845 | 211.3861 | 16.1453 | 1147.7663 | 17 | 0 | 0 | 0 | 0 | 0 | 1392.2978 | 2845 | 211.3861 | 16.1453 | 1147.7663 | 0 | 0 | 0 | 0 | 0 | 0 | 1375.2978
2848 | 79.9023 | 79.9023 | 79.9023 | 37.6398 | 37.6398 | 37.6398 | 30.6546 | 30.6546 | 30.6546 | 2848 | 1113.7978 | 1113.7978 | 1113.7978 | 1306.5705 | 1306.5705 | 1306.5705 | 1477.924 | 1477.924 | 1477.924 | 2846 | 206.9307 | 0 | 696.7698 | 0 | 0 | 0 | 0 | 903.7005 |  | 2846 | 206.9307 | 0 | 696.7698 | 0 | 0 | 0 | 0 | 903.7005 | 2846 | 206.9307 | 0 | 696.7698 | 0 | 0 | 0 | 0 | 903.7005 | 2846 | 217.8218 | 16.1453 | 753.2646 | 0 | 0 | 0 | 0 | 987.2317 | 2846 | 217.8218 | 16.1453 | 753.2646 | 0 | 0 | 0 | 0 | 987.2317 | 2846 | 217.8218 | 16.1453 | 753.2646 | 0 | 0 | 0 | 0 | 987.2317 | 2846 | 221.4521 | 32.2906 | 941.5808 | 0 | 0 | 0 | 0 | 0 | 0 | 1195.3235 | 2846 | 221.4521 | 32.2906 | 941.5808 | 17 | 0 | 0 | 0 | 0 | 0 | 1212.3235 | 2846 | 221.4521 | 32.2906 | 941.5808 | 0 | 0 | 0 | 0 | 0 | 0 | 1195.3235
2849 | 82.317 | 82.317 | 82.317 | 37.6398 | 37.6398 | 37.6398 | 30.6546 | 32.1111 | 32.1111 | 2849 | 1109.3559 | 1109.3559 | 1109.3559 | 1301.3598 | 1301.3598 | 1301.3598 | 1472.03 | 1472.03 | 1472.03 | 2847 | 197.5248 | 0 | 483.1615 | 0 | 0 | 0 | 0 | 680.6863 |  | 2847 | 197.5248 | 0 | 483.1615 | 0 | 0 | 0 | 0 | 680.6863 | 2847 | 197.5248 | 0 | 483.1615 | 0 | 0 | 0 | 0 | 680.6863 | 2847 | 207.9208 | 36.3269 | 522.3368 | 0 | 0 | 0 | 0 | 766.5845 | 2847 | 207.9208 | 36.3269 | 522.3368 | 0 | 0 | 0 | 0 | 766.5845 | 2847 | 207.9208 | 36.3269 | 522.3368 | 0 | 0 | 0 | 0 | 766.5845 | 2847 | 211.3861 | 72.6539 | 652.921 | 0 | 0 | 0 | 0 | 0 | 0 | 936.961 | 2847 | 211.3861 | 72.6539 | 652.921 | 17 | 0 | 0 | 0 | 0 | 0 | 953.961 | 2847 | 211.3861 | 72.6539 | 652.921 | 0 | 0 | 0 | 0 | 0 | 0 | 936.961
2850 | 82.5741 | 82.492 | 82.5741 | 43.9272 | 43.9272 | 43.9272 | 30.6546 | 31.25 | 31.25 | 2850 | 1092.6989 | 1092.6989 | 1092.6989 | 1281.8199 | 1281.8199 | 1281.8199 | 1449.9274 | 1449.9274 | 1449.9274 | 2848 | 197.5248 | 0 | 254.2955 | 0 | 0 | 0 | 150 | 601.8203 |  | 2848 | 197.5248 | 0 | 254.2955 | 0 | 0 | 0 | 150 | 601.8203 | 2848 | 197.5248 | 0 | 254.2955 | 0 | 0 | 0 | 150 | 601.8203 | 2848 | 207.9208 | 78.7084 | 274.9141 | 0 | 0 | 0 | 0 | 561.5433 | 2848 | 207.9208 | 78.7084 | 274.9141 | 0 | 0 | 0 | 0 | 561.5433 | 2848 | 207.9208 | 78.7084 | 274.9141 | 0 | 0 | 0 | 0 | 561.5433 | 2848 | 211.3861 | 157.4168 | 343.6426 | 0 | 0 | 0 | 0 | 0 | 0 | 712.4455 | 2848 | 211.3861 | 157.4168 | 343.6426 | 17 | 0 | 0 | 0 | 0 | 0 | 729.4455 | 2848 | 211.3861 | 157.4168 | 343.6426 | 0 | 0 | 0 | 0 | 0 | 0 | 712.4455
2851 | 82.5741 | 82.492 | 82.5741 | 45.3427 | 45.3427 | 45.3427 | 21.3767 | 21.3767 | 21.3767 | 2851 | 1090.478 | 1090.478 | 1090.478 | 1279.2145 | 1279.2145 | 1279.2145 | 1446.9804 | 1446.9804 | 1446.9804 | 2849 | 225.7426 | 0 | 81.3746 | 0 | 0 | 0 | 150 | 457.1171 |  | 2849 | 225.7426 | 0 | 81.3746 | 0 | 0 | 0 | 150 | 457.1171 | 2849 | 225.7426 | 0 | 81.3746 | 0 | 0 | 0 | 150 | 457.1171 | 2849 | 237.6238 | 164.4803 | 87.9725 | 0 | 0 | 0 | 0 | 490.0766 | 2849 | 237.6238 | 164.4803 | 87.9725 | 0 | 0 | 0 | 0 | 490.0766 | 2849 | 237.6238 | 164.4803 | 87.9725 | 0 | 0 | 0 | 0 | 490.0766 | 2849 | 241.5842 | 328.9606 | 109.9656 | 0 | 0 | 0 | 0 | 0 | 0 | 680.5104 | 2849 | 241.5842 | 328.9606 | 109.9656 | 17 | 0 | 0 | 0 | 0 | 0 | 697.5104 | 2849 | 241.5842 | 328.9606 | 109.9656 | 0 | 0 | 0 | 0 | 0 | 0 | 680.5104
2852 | 82.5741 | 82.492 | 82.5741 | 33.6671 | 33.6671 | 33.6671 | 18.6145 | 18.6145 | 18.6145 | 2852 | 1051.6117 | 1051.6117 | 1051.6117 | 1233.6214 | 1233.6214 | 1233.6214 | 1395.4078 | 1395.4078 | 1395.4078 | 2850 | 282.1782 | 0 | 20.3436 | 0 | 0 | 0 | 150 | 452.5219 |  | 2850 | 282.1782 | 0 | 20.3436 | 0 | 0 | 0 | 150 | 452.5219 | 2850 | 282.1782 | 0 | 20.3436 | 0 | 0 | 0 | 150 | 452.5219 | 2850 | 297.0297 | 301.7154 | 21.9931 | 0 | 0 | 0 | 0 | 620.7383 | 2850 | 297.0297 | 301.7154 | 21.9931 | 0 | 0 | 0 | 0 | 620.7383 | 2850 | 297.0297 | 301.7154 | 21.9931 | 0 | 0 | 0 | 0 | 620.7383 | 2850 | 301.9802 | 603.4309 | 27.4914 | 0 | 0 | 0 | 0 | 0 | 0 | 932.9025 | 2850 | 301.9802 | 603.4309 | 27.4914 | 17 | 0 | 0 | 0 | 0 | 0 | 949.9025 | 2850 | 301.9802 | 603.4309 | 27.4914 | 0 | 0 | 0 | 0 | 0 | 0 | 932.9025
2853 | 82.5741 | 82.492 | 82.5741 | 24.4544 | 29.2658 | 29.4202 | 16.8988 | 16.8988 | 16.8988 | 2853 | 949.4487 | 949.4487 | 949.4487 | 1113.7764 | 1113.7764 | 1113.7764 | 1259.8455 | 1259.8455 | 1259.8455 | 2851 | 376.2376 | 0 | 0 | 0 | 0 | 0 | 150 | 526.2376 |  | 2851 | 376.2376 | 0 | 0 | 0 | 0 | 0 | 150 | 526.2376 | 2851 | 376.2376 | 0 | 0 | 0 | 0 | 0 | 150 | 526.2376 | 2851 | 396.0396 | 410.6963 | 0 | 0 | 0 | 0 | 0 | 806.7359 | 2851 | 396.0396 | 410.6963 | 0 | 0 | 0 | 0 | 0 | 806.7359 | 2851 | 396.0396 | 410.6963 | 0 | 0 | 0 | 0 | 0 | 806.7359 | 2851 | 402.6403 | 821.3925 | 0 | 0 | 0 | 0 | 0 | 0 | 0 | 1224.0328 | 2851 | 402.6403 | 821.3925 | 0 | 17 | 0 | 0 | 0 | 0 | 0 | 1241.0328 | 2851 | 402.6403 | 821.3925 | 0 | 0 | 0 | 0 | 0 | 0 | 0 | 1224.0328
2854 | 82.317 | 82.317 | 82.317 | 24.4544 | 29.2658 | 29.4202 | 13.6685 | 14.9898 | 14.9898 | 2854 | 882.8208 | 882.8208 | 882.8208 | 1035.6167 | 1035.6167 | 1035.6167 | 1171.4352 | 1171.4352 | 1171.4352 | 2852 | 460.8911 | 0 | 0 | 0 | 0 | 0 | 150 | 610.8911 |  | 2852 | 460.8911 | 0 | 0 | 0 | 0 | 0 | 150 | 610.8911 | 2852 | 460.8911 | 0 | 0 | 0 | 0 | 0 | 150 | 610.8911 | 2852 | 485.1485 | 450.0505 | 0 | 0 | 0 | 0 | 0 | 935.199 | 2852 | 485.1485 | 450.0505 | 0 | 0 | 0 | 0 | 0 | 935.199 | 2852 | 485.1485 | 450.0505 | 0 | 0 | 0 | 0 | 0 | 935.199 | 2852 | 493.2343 | 900.1009 | 0 | 0 | 0 | 0 | 0 | 0 | 0 | 1393.3352 | 2852 | 493.2343 | 900.1009 | 0 | 17 | 0 | 0 | 0 | 0 | 0 | 1410.3352 | 2852 | 493.2343 | 900.1009 | 0 | 0 | 0 | 0 | 0 | 0 | 0 | 1393.3352
2855 | 81.0341 | 81.0341 | 81.0341 | 24.4544 | 29.2658 | 29.4202 | 9.7985 | 11.1093 | 11.1093 | 2855 | 856.1696 | 856.1696 | 856.1696 | 1004.3528 | 1004.3528 | 1004.3528 | 1136.0712 | 1136.0712 | 1136.0712 | 2853 | 545.5446 | 0 | 0 | 0 | 0 | 0 | 150 | 695.5446 |  | 2853 | 545.5446 | 0 | 0 | 0 | 0 | 0 | 150 | 695.5446 | 2853 | 545.5446 | 0 | 0 | 0 | 0 | 0 | 150 | 695.5446 | 2853 | 574.2574 | 437.9415 | 0 | 0 | 0 | 0 | 0 | 1012.1989 | 2853 | 574.2574 | 437.9415 | 0 | 0 | 0 | 0 | 0 | 1012.1989 | 2853 | 574.2574 | 437.9415 | 0 | 0 | 0 | 0 | 0 | 1012.1989 | 2853 | 583.8284 | 875.8829 | 0 | 0 | 0 | 0 | 0 | 0 | 0 | 1459.7113 | 2853 | 583.8284 | 875.8829 | 0 | 17 | 0 | 0 | 0 | 0 | 0 | 1476.7113 | 2853 | 583.8284 | 875.8829 | 0 | 0 | 0 | 0 | 0 | 0 | 0 | 1459.7113
2856 | 80.6851 | 80.6851 | 80.6851 | 24.4544 | 29.2658 | 29.4202 | 11.1093 | 13.6685 | 13.6685 | 2856 | 843.9544 | 843.9544 | 843.9544 | 990.0235 | 990.0235 | 990.0235 | 1119.8626 | 1119.8626 | 1119.8626 | 2854 | 601.9802 | 0 | 0 | 0 | 0 | 0 | 150 | 751.9802 |  | 2854 | 601.9802 | 0 | 0 | 0 | 0 | 0 | 150 | 751.9802 | 2854 | 601.9802 | 0 | 0 | 0 | 0 | 0 | 150 | 751.9802 | 2854 | 633.6634 | 423.8143 | 0 | 0 | 0 | 0 | 0 | 1057.4777 | 2854 | 633.6634 | 423.8143 | 0 | 0 | 0 | 0 | 0 | 1057.4777 | 2854 | 633.6634 | 423.8143 | 0 | 0 | 0 | 0 | 0 | 1057.4777 | 2854 | 644.2244 | 847.6287 | 0 | 0 | 0 | 0 | 0 | 0 | 0 | 1491.8531 | 2854 | 644.2244 | 847.6287 | 0 | 17 | 0 | 0 | 0 | 0 | 0 | 1508.8531 | 2854 | 644.2244 | 847.6287 | 0 | 0 | 0 | 0 | 0 | 0 | 0 | 1491.8531
2857 | 74.1528 | 44.1667 | 57.676 | 34.4815 | 34.4815 | 34.4815 | 20.9838 | 20.9838 | 20.9838 | 2857 | 846.1754 | 846.1754 | 846.1754 | 992.6288 | 992.6288 | 992.6288 | 1122.8096 | 1122.8096 | 1122.8096 | 2855 | 630.198 | 0 | 0 | 0 | 0 | 0 | 150 | 780.198 |  | 2855 | 630.198 | 0 | 0 | 0 | 0 | 0 | 150 | 780.198 | 2855 | 630.198 | 0 | 0 | 0 | 0 | 0 | 150 | 780.198 | 2855 | 663.3663 | 413.7235 | 0 | 0 | 0 | 0 | 0 | 1077.0898 | 2855 | 663.3663 | 413.7235 | 0 | 0 | 0 | 0 | 0 | 1077.0898 | 2855 | 663.3663 | 413.7235 | 0 | 0 | 0 | 0 | 0 | 1077.0898 | 2855 | 674.4224 | 827.447 | 0 | 0 | 0 | 0 | 0 | 0 | 0 | 1501.8695 | 2855 | 674.4224 | 827.447 | 0 | 17 | 0 | 0 | 0 | 0 | 0 | 1518.8695 | 2855 | 674.4224 | 827.447 | 0 | 0 | 0 | 0 | 0 | 0 | 0 | 1501.8695
2858 | 74.1528 | 44.1667 | 57.676 | 43.0907 | 36.9906 | 38.1425 | 20.9838 | 20.9838 | 20.9838 | 2858 | 852.8382 | 852.8382 | 852.8382 | 1000.4448 | 1000.4448 | 1000.4448 | 1131.6507 | 1131.6507 | 1131.6507 | 2856 | 620.7921 | 0 | 0 | 0 | 0 | 0 | 150 | 770.7921 |  | 2856 | 620.7921 | 0 | 0 | 0 | 0 | 0 | 150 | 770.7921 | 2856 | 620.7921 | 0 | 0 | 0 | 0 | 0 | 150 | 770.7921 | 2856 | 653.4653 | 412.7144 | 0 | 0 | 0 | 0 | 0 | 1066.1798 | 2856 | 653.4653 | 412.7144 | 0 | 0 | 0 | 0 | 0 | 1066.1798 | 2856 | 653.4653 | 412.7144 | 0 | 0 | 0 | 0 | 0 | 1066.1798 | 2856 | 664.3564 | 825.4289 | 0 | 0 | 0 | 0 | 0 | 0 | 0 | 1489.7853 | 2856 | 664.3564 | 825.4289 | 0 | 17 | 0 | 0 | 0 | 0 | 0 | 1506.7853 | 2856 | 664.3564 | 825.4289 | 0 | 0 | 0 | 0 | 0 | 0 | 0 | 1489.7853
2859 | 74.1528 | 44.1667 | 57.676 | 43.9893 | 36.9906 | 38.1425 | 29.4762 | 22.3899 | 22.3899 | 2859 | 857.28 | 857.28 | 857.28 | 1005.6554 | 1005.6554 | 1005.6554 | 1137.5447 | 1137.5447 | 1137.5447 | 2857 | 630.198 | 0 | 0 | 0 | 0 | 0 | 150 | 780.198 |  | 2857 | 630.198 | 0 | 0 | 0 | 0 | 0 | 0 | 630.198 | 2857 | 630.198 | 0 | 0 | 0 | 0 | 0 | 0 | 630.198 | 2857 | 663.3663 | 418.7689 | 0 | 0 | 0 | 0 | 0 | 1082.1353 | 2857 | 663.3663 | 418.7689 | 0 | 0 | 0 | 0 | 0 | 1082.1353 | 2857 | 663.3663 | 418.7689 | 0 | 0 | 0 | 0 | 0 | 1082.1353 | 2857 | 674.4224 | 837.5378 | 0 | 0 | 0 | 0 | 0 | 0 | 0 | 1511.9603 | 2857 | 674.4224 | 837.5378 | 0 | 17 | 0 | 0 | 0 | 0 | 0 | 1528.9603 | 2857 | 674.4224 | 837.5378 | 0 | 0 | 0 | 0 | 0 | 0 | 0 | 1511.9603
2860 | 74.1528 | 44.1667 | 57.676 | 44.2406 | 36.9906 | 38.1425 | 29.4762 | 22.3899 | 22.3899 | 2860 | 960.5534 | 960.5534 | 960.5534 | 1126.803 | 1126.803 | 1126.803 | 1274.5805 | 1274.5805 | 1274.5805 | 2858 | 658.4158 | 0 | 0 | 0 | 0 | 0 | 150 | 808.4158 |  | 2858 | 658.4158 | 0 | 0 | 0 | 0 | 0 | 0 | 658.4158 | 2858 | 658.4158 | 0 | 0 | 0 | 0 | 0 | 0 | 658.4158 | 2858 | 693.0693 | 419.778 | 0 | 0 | 0 | 0 | 0 | 1112.8473 | 2858 | 693.0693 | 419.778 | 0 | 0 | 0 | 0 | 0 | 1112.8473 | 2858 | 693.0693 | 419.778 | 0 | 0 | 0 | 0 | 0 | 1112.8473 | 2858 | 704.6205 | 839.556 | 0 | 0 | 0 | 0 | 0 | 0 | 0 | 1544.1765 | 2858 | 704.6205 | 839.556 | 0 | 17 | 0 | 0 | 0 | 0 | 0 | 1561.1765 | 2858 | 704.6205 | 839.556 | 0 | 0 | 0 | 0 | 0 | 0 | 0 | 1544.1765
2861 | 74.1528 | 44.1667 | 57.676 | 44.2406 | 36.9906 | 38.1425 | 29.4762 | 22.3899 | 22.3899 | 2861 | 1089.3675 | 1089.3675 | 1089.3675 | 1277.9119 | 1277.9119 | 1277.9119 | 1445.5069 | 1445.5069 | 1445.5069 | 2859 | 639.604 | 0 | 5.0859 | 0 | 0 | 0 | 150 | 794.6899 |  | 2859 | 639.604 | 0 | 5.0859 | 0 | 0 | 0 | 0 | 644.6899 | 2859 | 639.604 | 0 | 5.0859 | 0 | 0 | 0 | 0 | 644.6899 | 2859 | 673.2673 | 416.7508 | 5.4983 | 0 | 0 | 0 | 0 | 1095.5164 | 2859 | 673.2673 | 416.7508 | 5.4983 | 0 | 0 | 0 | 0 | 1095.5164 | 2859 | 673.2673 | 416.7508 | 5.4983 | 0 | 0 | 0 | 0 | 1095.5164 | 2859 | 684.4884 | 833.5015 | 6.8729 | 0 | 0 | 0 | 0 | 0 | 0 | 1524.8628 | 2859 | 684.4884 | 833.5015 | 6.8729 | 17 | 0 | 0 | 0 | 0 | 0 | 1541.8628 | 2859 | 684.4884 | 833.5015 | 6.8729 | 0 | 0 | 0 | 0 | 0 | 0 | 1524.8628
2862 | 74.1528 | 44.1667 | 57.676 | 44.2406 | 36.9906 | 43.9684 | 29.4762 | 22.3899 | 25.4934 | 2862 | 1167.1002 | 1167.1002 | 1167.1002 | 1369.0983 | 1369.0983 | 1369.0983 | 1548.6521 | 1548.6521 | 1548.6521 | 2860 | 639.604 | 0 | 45.7732 | 0 | 0 | 0 | 150 | 835.3772 |  | 2860 | 639.604 | 0 | 45.7732 | 0 | 0 | 0 | 0 | 685.3772 | 2860 | 639.604 | 0 | 45.7732 | 0 | 0 | 0 | 0 | 685.3772 | 2860 | 673.2673 | 399.5964 | 49.4845 | 0 | 0 | 0 | 0 | 1122.3482 | 2860 | 673.2673 | 399.5964 | 49.4845 | 0 | 0 | 0 | 0 | 1122.3482 | 2860 | 673.2673 | 399.5964 | 49.4845 | 0 | 0 | 0 | 0 | 1122.3482 | 2860 | 684.4884 | 799.1927 | 61.8557 | 0 | 0 | 0 | 0 | 0 | 0 | 1545.5369 | 2860 | 684.4884 | 799.1927 | 61.8557 | 17 | 0 | 0 | 0 | 0 | 0 | 1562.5369 | 2860 | 684.4884 | 799.1927 | 61.8557 | 0 | 0 | 0 | 0 | 0 | 0 | 1545.5369
2863 | 74.1528 | 44.1667 | 57.676 | 39.015 | 36.9906 | 38.1425 | 17.8837 | 17.8837 | 17.8837 | 2863 | 1170.4316 | 1170.4316 | 1170.4316 | 1373.0062 | 1373.0062 | 1373.0062 | 1553.0726 | 1553.0726 | 1553.0726 | 2861 | 564.3564 | 0 | 142.4055 | 0 | 0 | 0 | 8.185 | 714.9469 |  | 2861 | 564.3564 | 0 | 142.4055 | 0 | 0 | 0 | 0 | 706.7619 | 2861 | 564.3564 | 0 | 142.4055 | 0 | 0 | 0 | 0 | 706.7619 | 2861 | 594.0594 | 322.9062 | 153.9519 | 0 | 0 | 0 | 0 | 1070.9175 | 2861 | 594.0594 | 322.9062 | 153.9519 | 0 | 0 | 0 | 0 | 1070.9175 | 2861 | 594.0594 | 322.9062 | 153.9519 | 0 | 0 | 0 | 0 | 1070.9175 | 2861 | 603.9604 | 645.8123 | 192.4399 | 0 | 0 | 0 | 0 | 0 | 0 | 1442.2126 | 2861 | 603.9604 | 645.8123 | 192.4399 | 17 | 0 | 0 | 0 | 0 | 0 | 1459.2126 | 2861 | 603.9604 | 645.8123 | 192.4399 | 0 | 0 | 0 | 0 | 0 | 0 | 1442.2126
2864 | 21.7964 | 25.2026 | 36.145 | 17.012 | 18.6145 | 18.6145 | 1.4071 | 1.6113 | 1.6113 | 2864 | 1169.3211 | 1169.3211 | 1169.3211 | 1371.7036 | 1371.7036 | 1371.7036 | 1551.5991 | 1551.5991 | 1551.5991 | 2862 | 329.2079 | 0 | 335.6701 | 0 | 0 | 0 | 150 | 814.878 |  | 2862 | 329.2079 | 0 | 335.6701 | 0 | 0 | 0 | 0 | 664.878 | 2862 | 329.2079 | 0 | 335.6701 | 0 | 0 | 0 | 0 | 664.878 | 2862 | 346.5347 | 266.3976 | 362.8866 | 0 | 0 | 0 | 0 | 975.8188 | 2862 | 346.5347 | 266.3976 | 362.8866 | 0 | 0 | 0 | 0 | 975.8188 | 2862 | 346.5347 | 266.3976 | 362.8866 | 0 | 0 | 0 | 0 | 975.8188 | 2862 | 352.3102 | 532.7952 | 453.6082 | 0 | 0 | 0 | 0 | 0 | 0 | 1338.7136 | 2862 | 352.3102 | 532.7952 | 453.6082 | 17 | 0 | 0 | 0 | 0 | 0 | 1355.7136 | 2862 | 352.3102 | 532.7952 | 453.6082 | 0 | 0 | 0 | 0 | 0 | 0 | 1338.7136
2865 | 18.6145 | 20.9838 | 20.9838 | 8.0251 | 8.0251 | 8.0251 | 0.01 | 0.01 | 0.01 | 2865 | 1551.7337 | 1259.0825 | 1316.6324 | 1601.7013 | 1480.7392 | 1356.0716 | 2059.0313 | 1533.9171 | 2059.0313 | 2863 | 300.9901 | 0 | 595.0515 | 0 | 0 | 0 | 150 | 1046.0416 |  | 2863 | 300.9901 | 0 | 595.0515 | 0 | 0 | 0 | 0 | 896.0416 | 2863 | 300.9901 | 0 | 595.0515 | 0 | 0 | 0 | 0 | 896.0416 | 2863 | 316.8317 | 288.5974 | 643.299 | 0 | 0 | 0 | 0 | 1248.728 | 2863 | 316.8317 | 288.5974 | 643.299 | 0 | 0 | 0 | 0 | 1248.728 | 2863 | 316.8317 | 288.5974 | 643.299 | 0 | 0 | 0 | 0 | 1248.728 | 2863 | 322.1122 | 577.1948 | 804.1237 | 0 | 0 | 0 | 0 | 0 | 0 | 1703.4307 | 2863 | 322.1122 | 577.1948 | 804.1237 | 17 | 0 | 0 | 0 | 0 | 0 | 1720.4307 | 2863 | 322.1122 | 577.1948 | 804.1237 | 0 | 0 | 0 | 0 | 0 | 0 | 1703.4307
2866 | 18.6145 | 20.9838 | 20.9838 | 5.1105 | 5.5977 | 5.5977 | 0.01 | 0.01 | 0.01 | 2866 | 1526.193 | 1526.193 | 1526.193 | 1790.3418 | 1790.3418 | 1790.3418 | 2025.1407 | 1500.0265 | 2025.1407 | 2864 | 451.4851 | 0 | 757.8007 | 0 | 0 | 0 | 0 | 1209.2858 |  | 2864 | 451.4851 | 0 | 757.8007 | 0 | 0 | 0 | 0 | 1209.2858 | 2864 | 451.4851 | 0 | 757.8007 | 0 | 0 | 0 | 0 | 1209.2858 | 2864 | 475.2475 | 337.0333 | 819.244 | 0 | 0 | 0 | 0 | 1631.5248 | 2864 | 475.2475 | 337.0333 | 819.244 | 0 | 0 | 0 | 0 | 1631.5248 | 2864 | 475.2475 | 337.0333 | 819.244 | 0 | 0 | 0 | 0 | 1631.5248 | 2864 | 483.1683 | 674.0666 | 1024.055 | 0 | 0 | 0 | 0 | 0 | 0 | 2181.2899 | 2864 | 483.1683 | 674.0666 | 1024.055 | 17 | 0 | 0 | 0 | 0 | 0 | 2198.2899 | 2864 | 483.1683 | 674.0666 | 1024.055 | 0 | 0 | 0 | 0 | 0 | 0 | 2181.2899
2867 | 18.6145 | 20.9838 | 20.9838 | 0.01 | 0.01 | 0.01 | 0.01 | 0.01 | 0.01 | 2867 | 1462.337 | 1524.0694 | 1319.4649 | 1799.4604 | 1799.4604 | 1799.4604 | 1510.341 | 2035.4552 | 2035.4552 | 2865 | 498.5149 | 0 | 859.5189 | 0 | 0 | 0 | 0 | 1358.0338 |  | 2865 | 498.5149 | 0 | 859.5189 | 0 | 0 | 0 | 0 | 1358.0338 | 2865 | 498.5149 | 0 | 859.5189 | 0 | 0 | 0 | 0 | 1358.0338 | 2865 | 524.7525 | 394.551 | 929.2096 | 0 | 0 | 0 | 0 | 1848.5131 | 2865 | 524.7525 | 394.551 | 929.2096 | 0 | 0 | 0 | 0 | 1848.5131 | 2865 | 524.7525 | 394.551 | 929.2096 | 0 | 0 | 0 | 0 | 1848.5131 | 2865 | 533.4983 | 789.1019 | 1161.512 | 0 | 0 | 0 | 0 | 0 | 0 | 2484.1123 | 2865 | 533.4983 | 789.1019 | 1161.512 | 17 | 0 | 0 | 0 | 0 | 0 | 2501.1123 | 2865 | 191.8975 | 789.1019 | 1161.512 | 0 | 0 | 0 | 0 | 0 | 0 | 2142.5115
2868 | 18.6145 | 20.9838 | 20.9838 | 0.01 | 0.01 | 0.01 | 0.01 | 0.01 | 0.01 | 2868 | 1498.4313 | 1323.4965 | 1237.4166 | 1757.7752 | 1757.7752 | 1757.7752 | 1463.1889 | 1988.3031 | 1463.1889 | 2866 | 620.7921 | 0 | 879.8625 | 0 | 0 | 0 | 0 | 1500.6546 |  | 2866 | 620.7921 | 0 | 879.8625 | 0 | 0 | 0 | 0 | 1500.6546 | 2866 | 620.7921 | 0 | 879.8625 | 0 | 0 | 0 | 0 | 1500.6546 | 2866 | 653.4653 | 440.9687 | 951.2027 | 0 | 0 | 0 | 0 | 2045.6368 | 2866 | 653.4653 | 440.9687 | 951.2027 | 0 | 0 | 0 | 0 | 2045.6368 | 2866 | 653.4653 | 440.9687 | 951.2027 | 0 | 0 | 0 | 0 | 2045.6368 | 2866 | 0 | 881.9374 | 1189.0034 | 0 | 0 | 0 | 0 | 0 | 0 | 2070.9409 | 2866 | 58.5667 | 881.9374 | 1189.0034 | 17 | 0 | 0 | 0 | 0 | 0 | 2146.5076 | 2866 | 583.6809 | 881.9374 | 1189.0034 | 0 | 0 | 0 | 0 | 0 | 0 | 2654.6217
2869 | 18.6145 | 20.9838 | 20.9838 | 0.01 | 1.1461 | 1.1461 | 0.01 | 0.01 | 0.01 | 2869 | 1472.8906 | 1077.1524 | 1321.1989 | 1727.814 | 1727.814 | 1727.814 | 1954.4125 | 1954.4125 | 1954.4125 | 2867 | 818.3168 | 0 | 900.2062 | 0 | 0 | 0 | 0 | 1718.523 |  | 2867 | 818.3168 | 0 | 900.2062 | 0 | 0 | 0 | 0 | 1718.523 | 2867 | 818.3168 | 0 | 900.2062 | 0 | 0 | 0 | 0 | 1718.523 | 2867 | 861.3861 | 476.2866 | 973.1959 | 0 | 0 | 0 | 0 | 2310.8686 | 2867 | 861.3861 | 476.2866 | 973.1959 | 0 | 0 | 0 | 0 | 2310.8686 | 2867 | 861.3861 | 476.2866 | 973.1959 | 0 | 0 | 0 | 0 | 2310.8686 | 2867 | 416.8257 | 952.5732 | 1216.4948 | 0 | 0 | 0 | 0 | 0 | 0 | 2585.8937 | 2867 | 676.9931 | 952.5732 | 1216.4948 | 17 | 0 | 0 | 0 | 0 | 0 | 2863.0611 | 2867 | 608.2106 | 952.5732 | 1216.4948 | 0 | 0 | 0 | 0 | 0 | 0 | 2777.2786
2870 | 18.6145 | 20.9838 | 20.9838 | 6.4125 | 8.0251 | 8.0251 | 0.01 | 0.01 | 0.01 | 2870 | 1426.251 | 1300.2242 | 1316.6036 | 1673.1021 | 1478.555 | 1478.555 | 1892.5254 | 1892.5254 | 1892.5254 | 2868 | 912.3762 | 0 | 895.1203 | 0 | 0 | 0 | 0 | 1807.4965 |  | 2868 | 912.3762 | 0 | 895.1203 | 0 | 0 | 0 | 0 | 1807.4965 | 2868 | 912.3762 | 0 | 895.1203 | 0 | 0 | 0 | 0 | 1807.4965 | 2868 | 960.396 | 502.5227 | 967.6976 | 0 | 0 | 0 | 0 | 2430.6163 | 2868 | 960.396 | 502.5227 | 967.6976 | 0 | 0 | 0 | 0 | 2430.6163 | 2868 | 960.396 | 502.5227 | 967.6976 | 0 | 0 | 0 | 0 | 2430.6163 | 2868 | 0 | 1005.0454 | 1209.622 | 0 | 0 | 0 | 0 | 0 | 0 | 2214.6674 | 2868 | 976.4026 | 1005.0454 | 1209.622 | 17 | 0 | 0 | 0 | 0 | 0 | 3208.07 | 2868 | 197.3396 | 1005.0454 | 1209.622 | 0 | 0 | 0 | 0 | 0 | 0 | 2412.007
2871 | 20.9838 | 20.9838 | 20.9838 | 14.9898 | 15.641 | 15.641 | 0.10514 | 0.38273 | 0.29885 | 2871 | 1024.9605 | 1024.9605 | 1024.9605 | 1202.3575 | 1202.3575 | 1202.3575 | 1360.0437 | 1360.0437 | 1360.0437 | 2869 | 940.5941 | 0 | 864.6048 | 0 | 0 | 0 | 0 | 1805.1989 |  | 2869 | 940.5941 | 0 | 864.6048 | 0 | 0 | 0 | 0 | 1805.1989 | 2869 | 940.5941 | 0 | 864.6048 | 0 | 0 | 0 | 0 | 1805.1989 | 2869 | 852.0373 | 523.7134 | 934.7079 | 0 | 0 | 0 | 0 | 2310.4586 | 2869 | 990.099 | 523.7134 | 934.7079 | 0 | 0 | 0 | 0 | 2448.5203 | 2869 | 990.099 | 523.7134 | 934.7079 | 0 | 0 | 0 | 0 | 2448.5203 | 2869 | 1006.6007 | 1047.4268 | 1168.3849 | 0 | 0 | 0 | 0 | 0 | 0 | 3222.4124 | 2869 | 1006.6007 | 1047.4268 | 1168.3849 | 17 | 0 | 0 | 0 | 0 | 0 | 3239.4124 | 2869 | 681.5047 | 1047.4268 | 1168.3849 | 0 | 0 | 0 | 0 | 0 | 0 | 2897.3164
2872 | 28.5703 | 28.5703 | 36.145 | 22.3899 | 22.3899 | 22.3899 | 14.9898 | 14.9898 | 14.9898 | 2872 | 1049.3907 | 1049.3907 | 1049.3907 | 1231.016 | 1231.016 | 1231.016 | 1392.4608 | 1392.4608 | 1392.4608 | 2870 | 997.0297 | 0 | 803.5739 | 0 | 0 | 0 | 0 | 1800.6036 |  | 2870 | 997.0297 | 0 | 803.5739 | 0 | 0 | 0 | 0 | 1800.6036 | 2870 | 997.0297 | 0 | 803.5739 | 0 | 0 | 0 | 0 | 1800.6036 | 2870 | 1049.505 | 542.886 | 868.7285 | 0 | 0 | 0 | 0 | 2461.1194 | 2870 | 1049.505 | 542.886 | 868.7285 | 0 | 0 | 0 | 0 | 2461.1194 | 2870 | 1049.505 | 542.886 | 868.7285 | 0 | 0 | 0 | 0 | 2461.1194 | 2870 | 1066.9967 | 1085.7719 | 1085.9107 | 0 | 0 | 0 | 0 | 0 | 0 | 3238.6793 | 2870 | 1066.9967 | 1085.7719 | 1085.9107 | 17 | 0 | 0 | 0 | 0 | 0 | 3255.6793 | 2870 | 1066.9967 | 1085.7719 | 1085.9107 | 0 | 0 | 0 | 0 | 0 | 0 | 3238.6793
2873 | 41.5117 | 41.5117 | 41.5117 | 31.7193 | 31.7193 | 31.7193 | 22.3899 | 22.3899 | 22.3899 | 2873 | 1051.6117 | 1051.6117 | 1051.6117 | 1233.6214 | 1233.6214 | 1233.6214 | 1395.4078 | 1395.4078 | 1395.4078 | 2871 | 1053.4653 | 0 | 595.0515 | 0 | 0 | 0 | 0 | 1648.5169 |  | 2871 | 1053.4653 | 0 | 595.0515 | 0 | 0 | 0 | 0 | 1648.5169 | 2871 | 1053.4653 | 0 | 595.0515 | 0 | 0 | 0 | 0 | 1648.5169 | 2871 | 1108.9109 | 564.0767 | 643.299 | 0 | 0 | 0 | 0 | 2316.2866 | 2871 | 1108.9109 | 564.0767 | 643.299 | 0 | 0 | 0 | 0 | 2316.2866 | 2871 | 1108.9109 | 564.0767 | 643.299 | 0 | 0 | 0 | 0 | 2316.2866 | 2871 | 1127.3927 | 1128.1534 | 804.1237 | 0 | 0 | 0 | 0 | 0 | 0 | 3059.6698 | 2871 | 1127.3927 | 1128.1534 | 804.1237 | 17 | 0 | 0 | 0 | 0 | 0 | 3076.6698 | 2871 | 1127.3927 | 1128.1534 | 804.1237 | 0 | 0 | 0 | 0 | 0 | 0 | 3059.6698
2874 | 74.1528 | 44.1667 | 57.676 | 36.2554 | 36.2554 | 36.2554 | 22.3899 | 22.3899 | 22.3899 | 2874 | 1042.7279 | 1042.7279 | 1042.7279 | 1223.2001 | 1223.2001 | 1223.2001 | 1383.6197 | 1383.6197 | 1383.6197 | 2872 | 1091.0891 | 0 | 310.2405 | 0 | 0 | 0 | 0 | 1401.3297 |  | 2872 | 1091.0891 | 0 | 310.2405 | 0 | 0 | 0 | 0 | 1401.3297 | 2872 | 1091.0891 | 0 | 310.2405 | 0 | 0 | 0 | 0 | 1401.3297 | 2872 | 1148.5149 | 576.1857 | 335.3952 | 0 | 0 | 0 | 0 | 2060.0957 | 2872 | 1148.5149 | 576.1857 | 335.3952 | 0 | 0 | 0 | 0 | 2060.0957 | 2872 | 1148.5149 | 576.1857 | 335.3952 | 0 | 0 | 0 | 0 | 2060.0957 | 2872 | 1167.6568 | 1152.3713 | 419.244 | 0 | 0 | 0 | 0 | 0 | 0 | 2739.2721 | 2872 | 1167.6568 | 1152.3713 | 419.244 | 17 | 0 | 0 | 0 | 0 | 0 | 2756.2721 | 2872 | 1167.6568 | 1152.3713 | 419.244 | 0 | 0 | 0 | 0 | 0 | 0 | 2739.2721
2875 | 74.1528 | 44.1667 | 57.676 | 44.2406 | 36.9906 | 38.1425 | 22.3899 | 22.3899 | 22.3899 | 2875 | 1049.3907 | 1049.3907 | 1049.3907 | 1231.016 | 1231.016 | 1231.016 | 1392.4608 | 1392.4608 | 1392.4608 | 2873 | 1044.0594 | 0 | 96.6323 | 0 | 0 | 0 | 0 | 1140.6917 |  | 2873 | 1044.0594 | 0 | 96.6323 | 0 | 0 | 0 | 0 | 1140.6917 | 2873 | 1044.0594 | 0 | 96.6323 | 0 | 0 | 0 | 0 | 1140.6917 | 2873 | 1099.0099 | 542.886 | 104.4674 | 0 | 0 | 0 | 0 | 1746.3632 | 2873 | 1099.0099 | 542.886 | 104.4674 | 0 | 0 | 0 | 0 | 1746.3632 | 2873 | 1099.0099 | 542.886 | 104.4674 | 0 | 0 | 0 | 0 | 1746.3632 | 2873 | 1117.3267 | 1085.7719 | 130.5842 | 0 | 0 | 0 | 0 | 0 | 0 | 2333.6829 | 2873 | 1117.3267 | 1085.7719 | 130.5842 | 17 | 0 | 0 | 0 | 0 | 0 | 2350.6829 | 2873 | 1117.3267 | 1085.7719 | 130.5842 | 0 | 0 | 0 | 0 | 0 | 0 | 2333.6829
2876 | 74.1528 | 44.1667 | 57.676 | 35.66 | 35.66 | 35.66 | 22.3899 | 22.3899 | 22.3899 | 2876 | 1023.85 | 1023.85 | 1023.85 | 1201.0548 | 1201.0548 | 1201.0548 | 1358.5702 | 1358.5702 | 1358.5702 | 2874 | 959.4059 | 0 | 20.3436 | 0 | 0 | 0 | 0 | 979.7496 |  | 2874 | 959.4059 | 0 | 20.3436 | 0 | 0 | 0 | 0 | 979.7496 | 2874 | 959.4059 | 0 | 20.3436 | 0 | 0 | 0 | 0 | 979.7496 | 2874 | 1009.901 | 511.6044 | 21.9931 | 0 | 0 | 0 | 0 | 1543.4986 | 2874 | 1009.901 | 511.6044 | 21.9931 | 0 | 0 | 0 | 0 | 1543.4986 | 2874 | 1009.901 | 511.6044 | 21.9931 | 0 | 0 | 0 | 0 | 1543.4986 | 2874 | 1026.7327 | 1023.2089 | 27.4914 | 0 | 0 | 0 | 0 | 0 | 0 | 2077.433 | 2874 | 1026.7327 | 1023.2089 | 27.4914 | 17 | 0 | 0 | 0 | 0 | 0 | 2094.433 | 2874 | 1026.7327 | 1023.2089 | 27.4914 | 0 | 0 | 0 | 0 | 0 | 0 | 2077.433
2877 | 74.1528 | 44.1667 | 57.676 | 33.8141 | 33.8141 | 33.8141 | 22.3899 | 22.3899 | 22.3899 | 2877 | 938.3441 | 938.3441 | 938.3441 | 1100.7498 | 1100.7498 | 1100.7498 | 1245.1104 | 1245.1104 | 1245.1104 | 2875 | 893.5644 | 0 | 0 | 0 | 0 | 0 | 0 | 893.5644 |  | 2875 | 893.5644 | 0 | 0 | 0 | 0 | 0 | 0 | 893.5644 | 2875 | 893.5644 | 0 | 0 | 0 | 0 | 0 | 0 | 893.5644 | 2875 | 940.5941 | 537.8406 | 0 | 0 | 0 | 0 | 0 | 1478.4346 | 2875 | 940.5941 | 537.8406 | 0 | 0 | 0 | 0 | 0 | 1478.4346 | 2875 | 940.5941 | 537.8406 | 0 | 0 | 0 | 0 | 0 | 1478.4346 | 2875 | 956.2706 | 1075.6811 | 0 | 0 | 0 | 0 | 0 | 0 | 0 | 2031.9518 | 2875 | 956.2706 | 1075.6811 | 0 | 17 | 0 | 0 | 0 | 0 | 0 | 2048.9518 | 2875 | 956.2706 | 1075.6811 | 0 | 0 | 0 | 0 | 0 | 0 | 0 | 2031.9518
2878 | 74.1528 | 44.1667 | 57.676 | 33.8141 | 33.8141 | 33.8141 | 22.3899 | 22.3899 | 22.3899 | 2878 | 872.8266 | 872.8266 | 872.8266 | 1023.8927 | 1023.8927 | 1023.8927 | 1158.1737 | 1158.1737 | 1158.1737 | 2876 | 921.7822 | 0 | 0 | 0 | 0 | 0 | 0 | 921.7822 |  | 2876 | 921.7822 | 0 | 0 | 0 | 0 | 0 | 0 | 921.7822 | 2876 | 921.7822 | 0 | 0 | 0 | 0 | 0 | 0 | 921.7822 | 2876 | 970.297 | 563.0676 | 0 | 0 | 0 | 0 | 0 | 1533.3646 | 2876 | 970.297 | 563.0676 | 0 | 0 | 0 | 0 | 0 | 1533.3646 | 2876 | 970.297 | 563.0676 | 0 | 0 | 0 | 0 | 0 | 1533.3646 | 2876 | 986.4686 | 1126.1352 | 0 | 0 | 0 | 0 | 0 | 0 | 0 | 2112.6039 | 2876 | 986.4686 | 1126.1352 | 0 | 17 | 0 | 0 | 0 | 0 | 0 | 2129.6039 | 2876 | 986.4686 | 1126.1352 | 0 | 0 | 0 | 0 | 0 | 0 | 0 | 2112.6039
2879 | 74.1528 | 44.1667 | 57.676 | 34.4815 | 34.4815 | 34.4815 | 22.3899 | 22.3899 | 22.3899 | 2879 | 833.9602 | 833.9602 | 833.9602 | 978.2995 | 978.2995 | 978.2995 | 1106.6011 | 1106.6011 | 1106.6011 | 2877 | 884.1584 | 0 | 0 | 0 | 0 | 0 | 0 | 884.1584 |  | 2877 | 884.1584 | 0 | 0 | 0 | 0 | 0 | 0 | 884.1584 | 2877 | 884.1584 | 0 | 0 | 0 | 0 | 0 | 0 | 884.1584 | 2877 | 930.6931 | 575.1766 | 0 | 0 | 0 | 0 | 0 | 1505.8697 | 2877 | 930.6931 | 575.1766 | 0 | 0 | 0 | 0 | 0 | 1505.8697 | 2877 | 930.6931 | 575.1766 | 0 | 0 | 0 | 0 | 0 | 1505.8697 | 2877 | 946.2046 | 1150.3532 | 0 | 0 | 0 | 0 | 0 | 0 | 0 | 2096.5578 | 2877 | 946.2046 | 1150.3532 | 0 | 17 | 0 | 0 | 0 | 0 | 0 | 2113.5578 | 2877 | 946.2046 | 1150.3532 | 0 | 0 | 0 | 0 | 0 | 0 | 0 | 2096.5578
2880 | 74.1528 | 44.1667 | 57.676 | 43.6066 | 36.9906 | 38.1425 | 18.6145 | 18.6145 | 18.6145 | 2880 | 815.0823 | 815.0823 | 815.0823 | 956.1543 | 956.1543 | 956.1543 | 1081.5515 | 1081.5515 | 1081.5515 | 2878 | 827.7228 | 0 | 0 | 0 | 0 | 0 | 0 | 827.7228 |  | 2878 | 827.7228 | 0 | 0 | 0 | 0 | 0 | 0 | 827.7228 | 2878 | 827.7228 | 0 | 0 | 0 | 0 | 0 | 0 | 827.7228 | 2878 | 871.2871 | 573.1584 | 0 | 0 | 0 | 0 | 0 | 1444.4456 | 2878 | 871.2871 | 573.1584 | 0 | 0 | 0 | 0 | 0 | 1444.4456 | 2878 | 871.2871 | 573.1584 | 0 | 0 | 0 | 0 | 0 | 1444.4456 | 2878 | 885.8086 | 1146.3169 | 0 | 0 | 0 | 0 | 0 | 0 | 0 | 2032.1254 | 2878 | 885.8086 | 1146.3169 | 0 | 17 | 0 | 0 | 0 | 0 | 0 | 2049.1254 | 2878 | 885.8086 | 1146.3169 | 0 | 0 | 0 | 0 | 0 | 0 | 0 | 2032.1254
2881 | 74.1528 | 44.1667 | 57.676 | 43.6066 | 36.9906 | 38.1425 | 18.6145 | 18.6145 | 18.6145 | 2881 | 809.53 | 809.53 | 809.53 | 949.6409 | 949.6409 | 949.6409 | 1074.184 | 1074.184 | 1074.184 | 2879 | 761.8812 | 0 | 0 | 0 | 0 | 0 | 0 | 761.8812 |  | 2879 | 761.8812 | 0 | 0 | 0 | 0 | 0 | 0 | 761.8812 | 2879 | 761.8812 | 0 | 0 | 0 | 0 | 0 | 0 | 761.8812 | 2879 | 801.9802 | 551.9677 | 0 | 0 | 0 | 0 | 0 | 1353.9479 | 2879 | 801.9802 | 551.9677 | 0 | 0 | 0 | 0 | 0 | 1353.9479 | 2879 | 801.9802 | 551.9677 | 0 | 0 | 0 | 0 | 0 | 1353.9479 | 2879 | 815.3465 | 1103.9354 | 0 | 0 | 0 | 0 | 0 | 0 | 0 | 1919.282 | 2879 | 815.3465 | 1103.9354 | 0 | 17 | 0 | 0 | 0 | 0 | 0 | 1936.282 | 2879 | 815.3465 | 1103.9354 | 0 | 0 | 0 | 0 | 0 | 0 | 0 | 1919.282
2882 | 74.1528 | 44.1667 | 57.676 | 43.7272 | 36.9906 | 38.1425 | 22.3899 | 22.3899 | 22.3899 | 2882 | 807.3091 | 807.3091 | 807.3091 | 947.0356 | 947.0356 | 947.0356 | 1071.237 | 1071.237 | 1071.237 | 2880 | 611.3861 | 0 | 0 | 0 | 0 | 0 | 115.5453 | 726.9315 |  | 2880 | 611.3861 | 0 | 0 | 0 | 0 | 0 | 0 | 611.3861 | 2880 | 611.3861 | 0 | 0 | 0 | 0 | 0 | 0 | 611.3861 | 2880 | 643.5644 | 527.7497 | 0 | 0 | 0 | 0 | 0 | 1171.3141 | 2880 | 643.5644 | 527.7497 | 0 | 0 | 0 | 0 | 0 | 1171.3141 | 2880 | 643.5644 | 527.7497 | 0 | 0 | 0 | 0 | 0 | 1171.3141 | 2880 | 654.2904 | 1055.4995 | 0 | 0 | 0 | 0 | 0 | 0 | 0 | 1709.7899 | 2880 | 654.2904 | 1055.4995 | 0 | 17 | 0 | 0 | 0 | 0 | 0 | 1726.7899 | 2880 | 654.2904 | 1055.4995 | 0 | 0 | 0 | 0 | 0 | 0 | 0 | 1709.7899
2883 | 74.1528 | 44.1667 | 57.676 | 44.2406 | 36.9906 | 38.1425 | 22.3899 | 22.3899 | 22.3899 | 2883 | 783.9893 | 783.9893 | 783.9893 | 919.6797 | 919.6797 | 919.6797 | 1040.2934 | 1040.2934 | 1040.2934 | 2881 | 564.3564 | 0 | 0 | 0 | 0 | 0 | 0 | 564.3564 |  | 2881 | 564.3564 | 0 | 0 | 0 | 0 | 0 | 0 | 564.3564 | 2881 | 564.3564 | 0 | 0 | 0 | 0 | 0 | 0 | 564.3564 | 2881 | 594.0594 | 492.4319 | 0 | 0 | 0 | 0 | 0 | 1086.4913 | 2881 | 594.0594 | 492.4319 | 0 | 0 | 0 | 0 | 0 | 1086.4913 | 2881 | 594.0594 | 492.4319 | 0 | 0 | 0 | 0 | 0 | 1086.4913 | 2881 | 603.9604 | 984.8638 | 0 | 0 | 0 | 0 | 0 | 0 | 0 | 1588.8242 | 2881 | 603.9604 | 984.8638 | 0 | 17 | 0 | 0 | 0 | 0 | 0 | 1605.8242 | 2881 | 603.9604 | 984.8638 | 0 | 0 | 0 | 0 | 0 | 0 | 0 | 1588.8242
2884 | 74.1528 | 44.1667 | 57.676 | 44.2406 | 36.9906 | 38.1425 | 22.3899 | 22.3899 | 22.3899 | 2884 | 815.0823 | 815.0823 | 815.0823 | 956.1543 | 956.1543 | 956.1543 | 1081.5515 | 1081.5515 | 1081.5515 | 2882 | 536.1386 | 0 | 0 | 0 | 0 | 0 | 0 | 536.1386 |  | 2882 | 536.1386 | 0 | 0 | 0 | 0 | 0 | 0 | 536.1386 | 2882 | 536.1386 | 0 | 0 | 0 | 0 | 0 | 0 | 536.1386 | 2882 | 564.3564 | 438.9506 | 0 | 0 | 0 | 0 | 0 | 1003.307 | 2882 | 564.3564 | 438.9506 | 0 | 0 | 0 | 0 | 0 | 1003.307 | 2882 | 564.3564 | 438.9506 | 0 | 0 | 0 | 0 | 0 | 1003.307 | 2882 | 573.7624 | 877.9011 | 0 | 0 | 0 | 0 | 0 | 0 | 0 | 1451.6635 | 2882 | 573.7624 | 877.9011 | 0 | 17 | 0 | 0 | 0 | 0 | 0 | 1468.6635 | 2882 | 573.7624 | 877.9011 | 0 | 0 | 0 | 0 | 0 | 0 | 0 | 1451.6635
2885 | 74.1528 | 44.1667 | 57.676 | 44.2406 | 36.9906 | 42.3005 | 22.3899 | 22.3899 | 22.3899 | 2885 | 863.9428 | 863.9428 | 863.9428 | 1013.4714 | 1013.4714 | 1013.4714 | 1146.3857 | 1146.3857 | 1146.3857 | 2883 | 526.7327 | 0 | 10.1718 | 0 | 0 | 0 | 0 | 536.9045 |  | 2883 | 526.7327 | 0 | 10.1718 | 0 | 0 | 0 | 0 | 536.9045 | 2883 | 526.7327 | 0 | 10.1718 | 0 | 0 | 0 | 0 | 536.9045 | 2883 | 554.4554 | 372.3512 | 10.9966 | 0 | 0 | 0 | 0 | 937.8032 | 2883 | 554.4554 | 372.3512 | 10.9966 | 0 | 0 | 0 | 0 | 937.8032 | 2883 | 554.4554 | 372.3512 | 10.9966 | 0 | 0 | 0 | 0 | 937.8032 | 2883 | 563.6964 | 744.7023 | 13.7457 | 0 | 0 | 0 | 0 | 0 | 0 | 1322.1444 | 2883 | 563.6964 | 744.7023 | 13.7457 | 17 | 0 | 0 | 0 | 0 | 0 | 1339.1444 | 2883 | 563.6964 | 744.7023 | 13.7457 | 0 | 0 | 0 | 0 | 0 | 0 | 1322.1444
2886 | 74.1528 | 44.1667 | 57.676 | 44.2406 | 36.9906 | 38.1425 | 22.3899 | 22.3899 | 22.3899 | 2886 | 878.3789 | 878.3789 | 878.3789 | 1030.406 | 1030.406 | 1030.406 | 1165.5412 | 1165.5412 | 1165.5412 | 2884 | 376.2376 | 0 | 55.945 | 0 | 0 | 0 | 0 | 432.1826 |  | 2884 | 376.2376 | 0 | 55.945 | 0 | 0 | 0 | 0 | 432.1826 | 2884 | 376.2376 | 0 | 55.945 | 0 | 0 | 0 | 0 | 432.1826 | 2884 | 396.0396 | 309.7881 | 60.4811 | 0 | 0 | 0 | 0 | 766.3088 | 2884 | 396.0396 | 309.7881 | 60.4811 | 0 | 0 | 0 | 0 | 766.3088 | 2884 | 396.0396 | 309.7881 | 60.4811 | 0 | 0 | 0 | 0 | 766.3088 | 2884 | 402.6403 | 619.5762 | 75.6014 | 0 | 0 | 0 | 0 | 0 | 0 | 1097.8178 | 2884 | 402.6403 | 619.5762 | 75.6014 | 17 | 0 | 0 | 0 | 0 | 0 | 1114.8178 | 2884 | 402.6403 | 619.5762 | 75.6014 | 0 | 0 | 0 | 0 | 0 | 0 | 1097.8178
2887 | 22.3899 | 25.2026 | 36.145 | 21.1966 | 20.9838 | 20.9838 | 13.5572 | 13.5572 | 13.5572 | 2887 | 885.0417 | 885.0417 | 885.0417 | 1038.222 | 1038.222 | 1038.222 | 1174.3823 | 1174.3823 | 1174.3823 | 2885 | 253.9604 | 0 | 203.4364 | 0 | 0 | 0 | 0 | 457.3968 |  | 2885 | 253.9604 | 0 | 203.4364 | 0 | 0 | 0 | 0 | 457.3968 | 2885 | 253.9604 | 0 | 203.4364 | 0 | 0 | 0 | 0 | 457.3968 | 2885 | 267.3267 | 243.1887 | 219.9313 | 0 | 0 | 0 | 0 | 730.4467 | 2885 | 267.3267 | 243.1887 | 219.9313 | 0 | 0 | 0 | 0 | 730.4467 | 2885 | 267.3267 | 243.1887 | 219.9313 | 0 | 0 | 0 | 0 | 730.4467 | 2885 | 271.7822 | 486.3774 | 274.9141 | 0 | 0 | 0 | 0 | 0 | 0 | 1033.0737 | 2885 | 271.7822 | 486.3774 | 274.9141 | 17 | 0 | 0 | 0 | 0 | 0 | 1050.0737 | 2885 | 271.7822 | 486.3774 | 274.9141 | 0 | 0 | 0 | 0 | 0 | 0 | 1033.0737
2888 | 18.6145 | 20.9838 | 32.4667 | 21.1966 | 18.6145 | 19.5476 | 0.01 | 2.7735 | 0.62419 | 2888 | 1004.8003 | 906.1406 | 906.1406 | 1062.9726 | 1062.9726 | 1062.9726 | 1727.493 | 1202.3788 | 1202.3788 | 2886 | 225.7426 | 0 | 503.5052 | 0 | 0 | 0 | 0 | 729.2477 |  | 2886 | 225.7426 | 0 | 503.5052 | 0 | 0 | 0 | 0 | 729.2477 | 2886 | 225.7426 | 0 | 503.5052 | 0 | 0 | 0 | 0 | 729.2477 | 2886 | 237.6238 | 223.0071 | 544.3299 | 0 | 0 | 0 | 0 | 1004.9607 | 2886 | 237.6238 | 223.0071 | 544.3299 | 0 | 0 | 0 | 0 | 1004.9607 | 2886 | 237.6238 | 223.0071 | 544.3299 | 0 | 0 | 0 | 0 | 1004.9607 | 2886 | 241.5842 | 446.0141 | 680.4124 | 0 | 0 | 0 | 0 | 0 | 0 | 1368.0107 | 2886 | 241.5842 | 446.0141 | 680.4124 | 17 | 0 | 0 | 0 | 0 | 0 | 1385.0107 | 2886 | 241.5842 | 446.0141 | 680.4124 | 0 | 0 | 0 | 0 | 0 | 0 | 1368.0107
2889 | 18.6145 | 25.2026 | 36.145 | 21.1966 | 18.6145 | 19.5476 | 0.01 | 2.7735 | 0.62419 | 2889 | 964.9953 | 964.9953 | 964.9953 | 1132.0137 | 1132.0137 | 1132.0137 | 1280.4745 | 1280.4745 | 1280.4745 | 2887 | 413.8614 | 0 | 849.3471 | 0 | 0 | 0 | 0 | 1263.2085 |  | 2887 | 413.8614 | 0 | 849.3471 | 0 | 0 | 0 | 0 | 1263.2085 | 2887 | 413.8614 | 0 | 849.3471 | 0 | 0 | 0 | 0 | 1263.2085 | 2887 | 435.6436 | 233.0979 | 918.2131 | 0 | 0 | 0 | 0 | 1586.9545 | 2887 | 435.6436 | 233.0979 | 918.2131 | 0 | 0 | 0 | 0 | 1586.9545 | 2887 | 435.6436 | 233.0979 | 918.2131 | 0 | 0 | 0 | 0 | 1586.9545 | 2887 | 442.9043 | 466.1958 | 1147.7663 | 0 | 0 | 0 | 0 | 0 | 0 | 2056.8664 | 2887 | 442.9043 | 466.1958 | 1147.7663 | 17 | 0 | 0 | 0 | 0 | 0 | 2073.8664 | 2887 | 442.9043 | 466.1958 | 1147.7663 | 0 | 0 | 0 | 0 | 0 | 0 | 2056.8664
2890 | 18.6145 | 25.2026 | 36.145 | 21.1966 | 18.6145 | 19.5476 | 0.01 | 2.7735 | 0.62419 | 2890 | 982.7627 | 982.7627 | 982.7627 | 1152.8563 | 1152.8563 | 1152.8563 | 1304.0506 | 1304.0506 | 1304.0506 | 2888 | 526.7327 | 0 | 981.5808 | 0 | 0 | 0 | 0 | 1508.3134 |  | 2888 | 526.7327 | 0 | 981.5808 | 0 | 0 | 0 | 0 | 1508.3134 | 2888 | 526.7327 | 0 | 981.5808 | 0 | 0 | 0 | 0 | 1508.3134 | 2888 | 554.4554 | 261.3522 | 1061.1684 | 0 | 0 | 0 | 0 | 1876.976 | 2888 | 554.4554 | 261.3522 | 1061.1684 | 0 | 0 | 0 | 0 | 1876.976 | 2888 | 554.4554 | 261.3522 | 1061.1684 | 0 | 0 | 0 | 0 | 1876.976 | 2888 | 563.6964 | 522.7043 | 1326.4605 | 0 | 0 | 0 | 0 | 0 | 0 | 2412.8612 | 2888 | 563.6964 | 522.7043 | 1326.4605 | 17 | 0 | 0 | 0 | 0 | 0 | 2429.8612 | 2888 | 563.6964 | 522.7043 | 1326.4605 | 0 | 0 | 0 | 0 | 0 | 0 | 2412.8612
2891 | 18.6145 | 25.2026 | 36.145 | 21.1966 | 18.6145 | 19.5476 | 0.01 | 2.7735 | 0.62419 | 2891 | 981.6523 | 981.6523 | 981.6523 | 1151.5536 | 1151.5536 | 1151.5536 | 1302.5771 | 1302.5771 | 1302.5771 | 2889 | 536.1386 | 0 | 823.9175 | 0 | 0 | 0 | 0 | 1360.0561 |  | 2889 | 536.1386 | 0 | 823.9175 | 0 | 0 | 0 | 0 | 1360.0561 | 2889 | 536.1386 | 0 | 823.9175 | 0 | 0 | 0 | 0 | 1360.0561 | 2889 | 564.3564 | 290.6155 | 890.7216 | 0 | 0 | 0 | 0 | 1745.6936 | 2889 | 564.3564 | 290.6155 | 890.7216 | 0 | 0 | 0 | 0 | 1745.6936 | 2889 | 564.3564 | 290.6155 | 890.7216 | 0 | 0 | 0 | 0 | 1745.6936 | 2889 | 573.7624 | 581.2311 | 1113.4021 | 0 | 0 | 0 | 0 | 0 | 0 | 2268.3955 | 2889 | 573.7624 | 581.2311 | 1113.4021 | 17 | 0 | 0 | 0 | 0 | 0 | 2285.3955 | 2889 | 573.7624 | 581.2311 | 1113.4021 | 0 | 0 | 0 | 0 | 0 | 0 | 2268.3955
2892 | 18.6145 | 25.2026 | 36.145 | 21.1966 | 18.6145 | 19.5476 | 0.01 | 2.7735 | 0.62419 | 2892 | 966.1057 | 966.1057 | 966.1057 | 1133.3164 | 1133.3164 | 1133.3164 | 1281.948 | 1281.948 | 1281.948 | 2890 | 639.604 | 0 | 701.8557 | 0 | 0 | 0 | 0 | 1341.4596 |  | 2890 | 639.604 | 0 | 701.8557 | 0 | 0 | 0 | 0 | 1341.4596 | 2890 | 639.604 | 0 | 701.8557 | 0 | 0 | 0 | 0 | 1341.4596 | 2890 | 673.2673 | 313.8244 | 758.7629 | 0 | 0 | 0 | 0 | 1745.8546 | 2890 | 673.2673 | 313.8244 | 758.7629 | 0 | 0 | 0 | 0 | 1745.8546 | 2890 | 673.2673 | 313.8244 | 758.7629 | 0 | 0 | 0 | 0 | 1745.8546 | 2890 | 684.4884 | 627.6488 | 948.4536 | 0 | 0 | 0 | 0 | 0 | 0 | 2260.5909 | 2890 | 684.4884 | 627.6488 | 948.4536 | 17 | 0 | 0 | 0 | 0 | 0 | 2277.5909 | 2890 | 684.4884 | 627.6488 | 948.4536 | 0 | 0 | 0 | 0 | 0 | 0 | 2260.5909
2893 | 18.6145 | 25.2026 | 36.145 | 21.1966 | 18.6145 | 19.5476 | 0.01 | 2.7735 | 0.62419 | 2893 | 942.7859 | 942.7859 | 942.7859 | 1105.9604 | 1105.9604 | 1105.9604 | 1647.5397 | 1251.0044 | 1251.0044 | 2891 | 696.0396 | 0 | 661.1684 | 0 | 0 | 0 | 0 | 1357.208 |  | 2891 | 696.0396 | 0 | 661.1684 | 0 | 0 | 0 | 0 | 1357.208 | 2891 | 696.0396 | 0 | 661.1684 | 0 | 0 | 0 | 0 | 1357.208 | 2891 | 732.6733 | 322.9062 | 714.7766 | 0 | 0 | 0 | 0 | 1770.3561 | 2891 | 732.6733 | 322.9062 | 714.7766 | 0 | 0 | 0 | 0 | 1770.3561 | 2891 | 732.6733 | 322.9062 | 714.7766 | 0 | 0 | 0 | 0 | 1770.3561 | 2891 | 744.8845 | 645.8123 | 893.4708 | 0 | 0 | 0 | 0 | 0 | 0 | 2284.1676 | 2891 | 744.8845 | 645.8123 | 893.4708 | 17 | 0 | 0 | 0 | 0 | 0 | 2301.1676 | 2891 | 744.8845 | 645.8123 | 893.4708 | 0 | 0 | 0 | 0 | 0 | 0 | 2284.1676
2894 | 18.6145 | 25.2026 | 36.145 | 24.6039 | 23.8044 | 23.9903 | 0.01 | 2.7735 | 0.62419 | 2894 | 959.4429 | 959.4429 | 959.4429 | 1125.5004 | 1125.5004 | 1125.5004 | 1273.107 | 1273.107 | 1273.107 | 2892 | 761.8812 | 0 | 640.8247 | 0 | 0 | 0 | 0 | 1402.7059 |  | 2892 | 761.8812 | 0 | 640.8247 | 0 | 0 | 0 | 0 | 1402.7059 | 2892 | 761.8812 | 0 | 640.8247 | 0 | 0 | 0 | 0 | 1402.7059 | 2892 | 801.9802 | 321.8971 | 692.7835 | 0 | 0 | 0 | 0 | 1816.6608 | 2892 | 801.9802 | 321.8971 | 692.7835 | 0 | 0 | 0 | 0 | 1816.6608 | 2892 | 801.9802 | 321.8971 | 692.7835 | 0 | 0 | 0 | 0 | 1816.6608 | 2892 | 815.3465 | 643.7941 | 865.9794 | 0 | 0 | 0 | 0 | 0 | 0 | 2325.1201 | 2892 | 815.3465 | 643.7941 | 865.9794 | 17 | 0 | 0 | 0 | 0 | 0 | 2342.1201 | 2892 | 815.3465 | 643.7941 | 865.9794 | 0 | 0 | 0 | 0 | 0 | 0 | 2325.1201
2895 | 62.3542 | 44.1667 | 57.676 | 38.1425 | 36.9906 | 38.1425 | 17.7619 | 17.7619 | 17.7619 | 2895 | 967.2162 | 967.2162 | 967.2162 | 1134.619 | 1134.619 | 1134.619 | 1283.4215 | 1283.4215 | 1283.4215 | 2893 | 630.198 | 0 | 661.1684 | 0 | 0 | 0 | 0 | 1291.3664 |  | 2893 | 630.198 | 0 | 661.1684 | 0 | 0 | 0 | 0 | 1291.3664 | 2893 | 630.198 | 0 | 661.1684 | 0 | 0 | 0 | 0 | 1291.3664 | 2893 | 663.3663 | 313.8244 | 714.7766 | 0 | 0 | 0 | 0 | 1691.9674 | 2893 | 663.3663 | 313.8244 | 714.7766 | 0 | 0 | 0 | 0 | 1691.9674 | 2893 | 663.3663 | 313.8244 | 714.7766 | 0 | 0 | 0 | 0 | 1691.9674 | 2893 | 674.4224 | 627.6488 | 893.4708 | 0 | 0 | 0 | 0 | 0 | 0 | 2195.5421 | 2893 | 674.4224 | 627.6488 | 893.4708 | 17 | 0 | 0 | 0 | 0 | 0 | 2212.5421 | 2893 | 674.4224 | 627.6488 | 893.4708 | 0 | 0 | 0 | 0 | 0 | 0 | 2195.5421
2896 | 72.723 | 44.1667 | 57.676 | 38.1425 | 36.9906 | 38.1425 | 25.0171 | 25.0171 | 25.0171 | 2896 | 972.7685 | 972.7685 | 972.7685 | 1141.1323 | 1141.1323 | 1141.1323 | 1290.789 | 1290.789 | 1290.789 | 2894 | 489.1089 | 0 | 559.4502 | 0 | 0 | 0 | 0 | 1048.5591 |  | 2894 | 489.1089 | 0 | 559.4502 | 0 | 0 | 0 | 0 | 1048.5591 | 2894 | 489.1089 | 0 | 559.4502 | 0 | 0 | 0 | 0 | 1048.5591 | 2894 | 514.8515 | 304.7427 | 604.811 | 0 | 0 | 0 | 0 | 1424.4052 | 2894 | 514.8515 | 304.7427 | 604.811 | 0 | 0 | 0 | 0 | 1424.4052 | 2894 | 514.8515 | 304.7427 | 604.811 | 0 | 0 | 0 | 0 | 1424.4052 | 2894 | 523.4323 | 609.4854 | 756.0137 | 0 | 0 | 0 | 0 | 0 | 0 | 1888.9315 | 2894 | 523.4323 | 609.4854 | 756.0137 | 17 | 0 | 0 | 0 | 0 | 0 | 1905.9315 | 2894 | 523.4323 | 609.4854 | 756.0137 | 0 | 0 | 0 | 0 | 0 | 0 | 1888.9315
2897 | 74.1528 | 44.1667 | 57.676 | 40.9272 | 36.9906 | 40.7681 | 32.5965 | 27.8436 | 32.7231 | 2897 | 977.2104 | 977.2104 | 977.2104 | 1146.343 | 1146.343 | 1146.343 | 1296.683 | 1296.683 | 1296.683 | 2895 | 413.8614 | 0 | 411.9588 | 0 | 0 | 0 | 0 | 825.8201 |  | 2895 | 413.8614 | 0 | 411.9588 | 0 | 0 | 0 | 0 | 825.8201 | 2895 | 413.8614 | 0 | 411.9588 | 0 | 0 | 0 | 0 | 825.8201 | 2895 | 435.6436 | 289.6065 | 445.3608 | 0 | 0 | 0 | 0 | 1170.6108 | 2895 | 435.6436 | 289.6065 | 445.3608 | 0 | 0 | 0 | 0 | 1170.6108 | 2895 | 435.6436 | 289.6065 | 445.3608 | 0 | 0 | 0 | 0 | 1170.6108 | 2895 | 442.9043 | 579.2129 | 556.701 | 0 | 0 | 0 | 0 | 0 | 0 | 1578.8182 | 2895 | 442.9043 | 579.2129 | 556.701 | 17 | 0 | 0 | 0 | 0 | 0 | 1595.8182 | 2895 | 442.9043 | 579.2129 | 556.701 | 0 | 0 | 0 | 0 | 0 | 0 | 1578.8182
2898 | 74.1528 | 44.1667 | 57.676 | 44.2406 | 36.9906 | 44.2884 | 32.5965 | 27.8436 | 32.7231 | 2898 | 962.7743 | 962.7743 | 962.7743 | 1129.4084 | 1129.4084 | 1129.4084 | 1277.5275 | 1277.5275 | 1277.5275 | 2896 | 460.8911 | 0 | 259.3814 | 0 | 0 | 0 | 0 | 720.2725 |  | 2896 | 460.8911 | 0 | 259.3814 | 0 | 0 | 0 | 0 | 720.2725 | 2896 | 460.8911 | 0 | 259.3814 | 0 | 0 | 0 | 0 | 720.2725 | 2896 | 485.1485 | 266.3976 | 280.4124 | 0 | 0 | 0 | 0 | 1031.9585 | 2896 | 485.1485 | 266.3976 | 280.4124 | 0 | 0 | 0 | 0 | 1031.9585 | 2896 | 485.1485 | 266.3976 | 280.4124 | 0 | 0 | 0 | 0 | 1031.9585 | 2896 | 493.2343 | 532.7952 | 350.5155 | 0 | 0 | 0 | 0 | 0 | 0 | 1376.5449 | 2896 | 493.2343 | 532.7952 | 350.5155 | 17 | 0 | 0 | 0 | 0 | 0 | 1393.5449 | 2896 | 493.2343 | 532.7952 | 350.5155 | 0 | 0 | 0 | 0 | 0 | 0 | 1376.5449
2899 | 74.1528 | 44.1667 | 57.676 | 44.2406 | 36.9906 | 44.2884 | 32.5965 | 27.8436 | 32.7231 | 2899 | 973.879 | 973.879 | 973.879 | 1142.435 | 1142.435 | 1142.435 | 1292.2625 | 1292.2625 | 1292.2625 | 2897 | 404.4554 | 0 | 101.7182 | 0 | 0 | 0 | 150 | 656.1737 |  | 2897 | 404.4554 | 0 | 101.7182 | 0 | 0 | 0 | 0 | 506.1737 | 2897 | 404.4554 | 0 | 101.7182 | 0 | 0 | 0 | 0 | 506.1737 | 2897 | 425.7426 | 240.1615 | 109.9656 | 0 | 0 | 0 | 0 | 775.8697 | 2897 | 425.7426 | 240.1615 | 109.9656 | 0 | 0 | 0 | 0 | 775.8697 | 2897 | 425.7426 | 240.1615 | 109.9656 | 0 | 0 | 0 | 0 | 775.8697 | 2897 | 432.8383 | 480.3229 | 137.457 | 0 | 0 | 0 | 0 | 0 | 0 | 1050.6182 | 2897 | 432.8383 | 480.3229 | 137.457 | 17 | 0 | 0 | 0 | 0 | 0 | 1067.6182 | 2897 | 432.8383 | 480.3229 | 137.457 | 0 | 0 | 0 | 0 | 0 | 0 | 1050.6182
2900 | 74.1528 | 44.1667 | 57.676 | 44.2406 | 36.9906 | 43.9684 | 32.5965 | 27.8436 | 31.25 | 2900 | 961.6639 | 961.6639 | 961.6639 | 1128.1057 | 1128.1057 | 1128.1057 | 1276.054 | 1276.054 | 1276.054 | 2898 | 366.8317 | 0 | 25.4296 | 0 | 0 | 0 | 14.6314 | 406.8926 |  | 2898 | 366.8317 | 0 | 25.4296 | 0 | 0 | 0 | 0 | 392.2612 | 2898 | 366.8317 | 0 | 25.4296 | 0 | 0 | 0 | 0 | 392.2612 | 2898 | 386.1386 | 232.0888 | 27.4914 | 0 | 0 | 0 | 0 | 645.7188 | 2898 | 386.1386 | 232.0888 | 27.4914 | 0 | 0 | 0 | 0 | 645.7188 | 2898 | 386.1386 | 232.0888 | 27.4914 | 0 | 0 | 0 | 0 | 645.7188 | 2898 | 392.5743 | 464.1776 | 34.3643 | 0 | 0 | 0 | 0 | 0 | 0 | 891.1161 | 2898 | 392.5743 | 464.1776 | 34.3643 | 17 | 0 | 0 | 0 | 0 | 0 | 908.1161 | 2898 | 392.5743 | 464.1776 | 34.3643 | 0 | 0 | 0 | 0 | 0 | 0 | 891.1161
2901 | 74.1528 | 44.1667 | 57.676 | 44.2406 | 36.9906 | 43.9684 | 32.5965 | 25.0171 | 25.0171 | 2901 | 901.6987 | 901.6987 | 901.6987 | 1057.7619 | 1057.7619 | 1057.7619 | 1196.4848 | 1196.4848 | 1196.4848 | 2899 | 291.5842 | 0 | 0 | 0 | 0 | 0 | 150 | 441.5842 |  | 2899 | 291.5842 | 0 | 0 | 0 | 0 | 0 | 0 | 291.5842 | 2899 | 291.5842 | 0 | 0 | 0 | 0 | 0 | 0 | 291.5842 | 2899 | 306.9307 | 243.1887 | 0 | 0 | 0 | 0 | 0 | 550.1194 | 2899 | 306.9307 | 243.1887 | 0 | 0 | 0 | 0 | 0 | 550.1194 | 2899 | 306.9307 | 243.1887 | 0 | 0 | 0 | 0 | 0 | 550.1194 | 2899 | 312.0462 | 486.3774 | 0 | 0 | 0 | 0 | 0 | 0 | 0 | 798.4236 | 2899 | 312.0462 | 486.3774 | 0 | 17 | 0 | 0 | 0 | 0 | 0 | 815.4236 | 2899 | 312.0462 | 486.3774 | 0 | 0 | 0 | 0 | 0 | 0 | 0 | 798.4236
2902 | 74.1528 | 44.1667 | 57.676 | 44.2406 | 36.9906 | 38.1425 | 22.3899 | 22.3899 | 22.3899 | 2902 | 833.9602 | 833.9602 | 833.9602 | 978.2995 | 978.2995 | 978.2995 | 1106.6011 | 1106.6011 | 1106.6011 | 2900 | 348.0198 | 0 | 0 | 0 | 0 | 0 | 150 | 498.0198 |  | 2900 | 348.0198 | 0 | 0 | 0 | 0 | 0 | 0 | 348.0198 | 2900 | 348.0198 | 0 | 0 | 0 | 0 | 0 | 0 | 348.0198 | 2900 | 366.3366 | 254.2886 | 0 | 0 | 0 | 0 | 0 | 620.6252 | 2900 | 366.3366 | 254.2886 | 0 | 0 | 0 | 0 | 0 | 620.6252 | 2900 | 366.3366 | 254.2886 | 0 | 0 | 0 | 0 | 0 | 620.6252 | 2900 | 372.4422 | 508.5772 | 0 | 0 | 0 | 0 | 0 | 0 | 0 | 881.0194 | 2900 | 372.4422 | 508.5772 | 0 | 17 | 0 | 0 | 0 | 0 | 0 | 898.0194 | 2900 | 372.4422 | 508.5772 | 0 | 0 | 0 | 0 | 0 | 0 | 0 | 881.0194
2903 | 74.1528 | 44.1667 | 57.676 | 39.015 | 36.9906 | 38.1425 | 22.3899 | 22.3899 | 22.3899 | 2903 | 795.0939 | 795.0939 | 795.0939 | 932.7063 | 932.7063 | 932.7063 | 1055.0285 | 1055.0285 | 1055.0285 | 2901 | 489.1089 | 0 | 0 | 0 | 0 | 0 | 150 | 639.1089 |  | 2901 | 489.1089 | 0 | 0 | 0 | 0 | 0 | 0 | 489.1089 | 2901 | 489.1089 | 0 | 0 | 0 | 0 | 0 | 0 | 489.1089 | 2901 | 514.8515 | 268.4157 | 0 | 0 | 0 | 0 | 0 | 783.2672 | 2901 | 514.8515 | 268.4157 | 0 | 0 | 0 | 0 | 0 | 783.2672 | 2901 | 514.8515 | 268.4157 | 0 | 0 | 0 | 0 | 0 | 783.2672 | 2901 | 523.4323 | 536.8315 | 0 | 0 | 0 | 0 | 0 | 0 | 0 | 1060.2638 | 2901 | 523.4323 | 536.8315 | 0 | 17 | 0 | 0 | 0 | 0 | 0 | 1077.2638 | 2901 | 523.4323 | 536.8315 | 0 | 0 | 0 | 0 | 0 | 0 | 0 | 1060.2638
2904 | 73.1658 | 44.1667 | 57.676 | 31.7193 | 31.7193 | 31.7193 | 22.3899 | 22.3899 | 22.3899 | 2904 | 773.9951 | 773.9951 | 773.9951 | 907.9557 | 907.9557 | 907.9557 | 1027.0319 | 1027.0319 | 1027.0319 | 2902 | 649.0099 | 0 | 0 | 0 | 0 | 0 | 150 | 799.0099 |  | 2902 | 649.0099 | 0 | 0 | 0 | 0 | 0 | 0 | 649.0099 | 2902 | 649.0099 | 0 | 0 | 0 | 0 | 0 | 0 | 649.0099 | 2902 | 683.1683 | 281.5338 | 0 | 0 | 0 | 0 | 0 | 964.7021 | 2902 | 683.1683 | 281.5338 | 0 | 0 | 0 | 0 | 0 | 964.7021 | 2902 | 683.1683 | 281.5338 | 0 | 0 | 0 | 0 | 0 | 964.7021 | 2902 | 694.5545 | 563.0676 | 0 | 0 | 0 | 0 | 0 | 0 | 0 | 1257.6221 | 2902 | 694.5545 | 563.0676 | 0 | 17 | 0 | 0 | 0 | 0 | 0 | 1274.6221 | 2902 | 694.5545 | 563.0676 | 0 | 0 | 0 | 0 | 0 | 0 | 0 | 1257.6221
2905 | 61.1568 | 44.1667 | 57.676 | 33.5384 | 33.5384 | 33.5384 | 25.0885 | 25.0171 | 25.0171 | 2905 | 765.1113 | 765.1113 | 765.1113 | 897.5344 | 897.5344 | 897.5344 | 1015.2439 | 1015.2439 | 1015.2439 | 2903 | 658.4158 | 0 | 0 | 0 | 0 | 0 | 120.6781 | 779.0939 |  | 2903 | 658.4158 | 0 | 0 | 0 | 0 | 0 | 0 | 658.4158 | 2903 | 658.4158 | 0 | 0 | 0 | 0 | 0 | 0 | 658.4158 | 2903 | 693.0693 | 296.67 | 0 | 0 | 0 | 0 | 0 | 989.7393 | 2903 | 693.0693 | 296.67 | 0 | 0 | 0 | 0 | 0 | 989.7393 | 2903 | 693.0693 | 296.67 | 0 | 0 | 0 | 0 | 0 | 989.7393 | 2903 | 704.6205 | 593.3401 | 0 | 0 | 0 | 0 | 0 | 0 | 0 | 1297.9605 | 2903 | 704.6205 | 593.3401 | 0 | 17 | 0 | 0 | 0 | 0 | 0 | 1314.9605 | 2903 | 704.6205 | 593.3401 | 0 | 0 | 0 | 0 | 0 | 0 | 0 | 1297.9605
2906 | 59.7976 | 44.1667 | 57.676 | 35.5922 | 35.5922 | 35.5922 | 27.1927 | 26.6264 | 26.6264 | 2906 | 783.9893 | 783.9893 | 783.9893 | 919.6797 | 919.6797 | 919.6797 | 1040.2934 | 1040.2934 | 1040.2934 | 2904 | 611.3861 | 0 | 0 | 0 | 0 | 0 | 0 | 611.3861 |  | 2904 | 611.3861 | 0 | 0 | 0 | 0 | 0 | 0 | 611.3861 | 2904 | 611.3861 | 0 | 0 | 0 | 0 | 0 | 0 | 611.3861 | 2904 | 643.5644 | 304.7427 | 0 | 0 | 0 | 0 | 0 | 948.307 | 2904 | 643.5644 | 304.7427 | 0 | 0 | 0 | 0 | 0 | 948.307 | 2904 | 643.5644 | 304.7427 | 0 | 0 | 0 | 0 | 0 | 948.307 | 2904 | 654.2904 | 609.4854 | 0 | 0 | 0 | 0 | 0 | 0 | 0 | 1263.7758 | 2904 | 654.2904 | 609.4854 | 0 | 17 | 0 | 0 | 0 | 0 | 0 | 1280.7758 | 2904 | 654.2904 | 609.4854 | 0 | 0 | 0 | 0 | 0 | 0 | 0 | 1263.7758
2907 | 58.3905 | 44.1667 | 57.676 | 36.2872 | 36.2872 | 36.2872 | 28.539 | 27.8436 | 27.8436 | 2907 | 744.0125 | 744.0125 | 744.0125 | 872.7839 | 872.7839 | 872.7839 | 987.2473 | 987.2473 | 987.2473 | 2905 | 517.3267 | 0 | 0 | 0 | 0 | 0 | 0 | 517.3267 |  | 2905 | 517.3267 | 0 | 0 | 0 | 0 | 0 | 0 | 517.3267 | 2905 | 517.3267 | 0 | 0 | 0 | 0 | 0 | 0 | 517.3267 | 2905 | 544.5545 | 296.67 | 0 | 0 | 0 | 0 | 0 | 841.2245 | 2905 | 544.5545 | 296.67 | 0 | 0 | 0 | 0 | 0 | 841.2245 | 2905 | 544.5545 | 296.67 | 0 | 0 | 0 | 0 | 0 | 841.2245 | 2905 | 553.6304 | 593.3401 | 0 | 0 | 0 | 0 | 0 | 0 | 0 | 1146.9704 | 2905 | 553.6304 | 593.3401 | 0 | 17 | 0 | 0 | 0 | 0 | 0 | 1163.9704 | 2905 | 553.6304 | 593.3401 | 0 | 0 | 0 | 0 | 0 | 0 | 0 | 1146.9704
2908 | 57.7854 | 44.1667 | 57.676 | 36.3515 | 36.3515 | 36.3515 | 28.3584 | 27.8436 | 27.8436 | 2908 | 765.1113 | 765.1113 | 765.1113 | 897.5344 | 897.5344 | 897.5344 | 1015.2439 | 1015.2439 | 1015.2439 | 2906 | 432.6733 | 0 | 0 | 0 | 0 | 0 | 0 | 432.6733 |  | 2906 | 432.6733 | 0 | 0 | 0 | 0 | 0 | 0 | 432.6733 | 2906 | 432.6733 | 0 | 0 | 0 | 0 | 0 | 0 | 432.6733 | 2906 | 455.4455 | 274.4702 | 0 | 0 | 0 | 0 | 0 | 729.9158 | 2906 | 455.4455 | 274.4702 | 0 | 0 | 0 | 0 | 0 | 729.9158 | 2906 | 455.4455 | 274.4702 | 0 | 0 | 0 | 0 | 0 | 729.9158 | 2906 | 463.0363 | 548.9405 | 0 | 0 | 0 | 0 | 0 | 0 | 0 | 1011.9768 | 2906 | 463.0363 | 548.9405 | 0 | 17 | 0 | 0 | 0 | 0 | 0 | 1028.9768 | 2906 | 463.0363 | 548.9405 | 0 | 0 | 0 | 0 | 0 | 0 | 0 | 1011.9768
2909 | 41.5117 | 41.5117 | 41.5117 | 36.2688 | 36.2688 | 36.2688 | 27.1927 | 26.6264 | 26.6264 | 2909 | 803.9777 | 803.9777 | 803.9777 | 943.1276 | 943.1276 | 943.1276 | 1066.8165 | 1066.8165 | 1066.8165 | 2907 | 413.8614 | 0 | 10.1718 | 0 | 0 | 0 | 0 | 424.0332 |  | 2907 | 413.8614 | 0 | 10.1718 | 0 | 0 | 0 | 0 | 424.0332 | 2907 | 413.8614 | 0 | 10.1718 | 0 | 0 | 0 | 0 | 424.0332 | 2907 | 435.6436 | 250.2523 | 10.9966 | 0 | 0 | 0 | 0 | 696.8924 | 2907 | 435.6436 | 250.2523 | 10.9966 | 0 | 0 | 0 | 0 | 696.8924 | 2907 | 435.6436 | 250.2523 | 10.9966 | 0 | 0 | 0 | 0 | 696.8924 | 2907 | 442.9043 | 500.5045 | 13.7457 | 0 | 0 | 0 | 0 | 0 | 0 | 957.1545 | 2907 | 442.9043 | 500.5045 | 13.7457 | 17 | 0 | 0 | 0 | 0 | 0 | 974.1545 | 2907 | 442.9043 | 500.5045 | 13.7457 | 0 | 0 | 0 | 0 | 0 | 0 | 957.1545
2910 | 43.9326 | 43.9326 | 43.9326 | 34.0581 | 34.0528 | 34.0714 | 25.8446 | 25.4934 | 25.4934 | 2910 | 820.6346 | 820.6346 | 820.6346 | 962.6676 | 962.6676 | 962.6676 | 1088.9191 | 1088.9191 | 1088.9191 | 2908 | 348.0198 | 0 | 55.945 | 0 | 0 | 0 | 0 | 403.9648 |  | 2908 | 348.0198 | 0 | 55.945 | 0 | 0 | 0 | 0 | 403.9648 | 2908 | 348.0198 | 0 | 55.945 | 0 | 0 | 0 | 0 | 403.9648 | 2908 | 366.3366 | 217.9617 | 60.4811 | 0 | 0 | 0 | 0 | 644.7794 | 2908 | 366.3366 | 217.9617 | 60.4811 | 0 | 0 | 0 | 0 | 644.7794 | 2908 | 366.3366 | 217.9617 | 60.4811 | 0 | 0 | 0 | 0 | 644.7794 | 2908 | 372.4422 | 435.9233 | 75.6014 | 0 | 0 | 0 | 0 | 0 | 0 | 883.9669 | 2908 | 372.4422 | 435.9233 | 75.6014 | 17 | 0 | 0 | 0 | 0 | 0 | 900.9669 | 2908 | 372.4422 | 435.9233 | 75.6014 | 0 | 0 | 0 | 0 | 0 | 0 | 883.9669
2911 | 29.4202 | 29.4202 | 29.4202 | 23.4961 | 23.4961 | 23.4961 | 18.6145 | 18.6145 | 18.6145 | 2911 | 842.844 | 842.844 | 842.844 | 988.7208 | 988.7208 | 988.7208 | 1118.3891 | 1118.3891 | 1118.3891 | 2909 | 235.1485 | 0 | 218.6942 | 0 | 0 | 0 | 0 | 453.8427 |  | 2909 | 235.1485 | 0 | 218.6942 | 0 | 0 | 0 | 0 | 453.8427 | 2909 | 235.1485 | 0 | 218.6942 | 0 | 0 | 0 | 0 | 453.8427 | 2909 | 247.5248 | 166.4985 | 236.4261 | 0 | 0 | 0 | 0 | 650.4494 | 2909 | 247.5248 | 166.4985 | 236.4261 | 0 | 0 | 0 | 0 | 650.4494 | 2909 | 247.5248 | 166.4985 | 236.4261 | 0 | 0 | 0 | 0 | 650.4494 | 2909 | 251.6502 | 332.997 | 295.5326 | 0 | 0 | 0 | 0 | 0 | 0 | 880.1798 | 2909 | 251.6502 | 332.997 | 295.5326 | 17 | 0 | 0 | 0 | 0 | 0 | 897.1798 | 2909 | 251.6502 | 332.997 | 295.5326 | 0 | 0 | 0 | 0 | 0 | 0 | 880.1798
2912 | 19.6045 | 19.7789 | 19.7789 | 14.9898 | 14.9898 | 14.9898 | 0.01 | 0.01 | 0.01 | 2912 | 840.623 | 1236.3612 | 1236.3612 | 986.1155 | 986.1155 | 986.1155 | 1640.5563 | 1354.5747 | 1640.5563 | 2910 | 225.7426 | 0 | 544.1924 | 0 | 0 | 0 | 0 | 769.935 |  | 2910 | 225.7426 | 0 | 544.1924 | 0 | 0 | 0 | 0 | 769.935 | 2910 | 225.7426 | 0 | 544.1924 | 0 | 0 | 0 | 0 | 769.935 | 2910 | 237.6238 | 126.1352 | 588.3162 | 0 | 0 | 0 | 0 | 952.0751 | 2910 | 237.6238 | 126.1352 | 588.3162 | 0 | 0 | 0 | 0 | 952.0751 | 2910 | 237.6238 | 126.1352 | 588.3162 | 0 | 0 | 0 | 0 | 952.0751 | 2910 | 241.5842 | 252.2704 | 735.3952 | 0 | 0 | 0 | 0 | 0 | 0 | 1229.2498 | 2910 | 241.5842 | 252.2704 | 735.3952 | 17 | 0 | 0 | 0 | 0 | 0 | 1246.2498 | 2910 | 241.5842 | 252.2704 | 735.3952 | 0 | 0 | 0 | 0 | 0 | 0 | 1229.2498
2913 | 0.01 | 13.6685 | 13.6685 | 6.4125 | 6.4125 | 6.4125 | 0.01 | 0.01 | 0.01 | 2913 | 1237.4717 | 1237.4717 | 1237.4717 | 1451.6495 | 1451.6495 | 1451.6495 | 1642.0298 | 1642.0298 | 1116.9156 | 2911 | 244.5545 | 0 | 900.2062 | 0 | 0 | 0 | 0 | 1144.7606 |  | 2911 | 244.5545 | 0 | 900.2062 | 0 | 0 | 0 | 0 | 1144.7606 | 2911 | 244.5545 | 0 | 900.2062 | 0 | 0 | 0 | 0 | 1144.7606 | 2911 | 257.4257 | 104.9445 | 973.1959 | 0 | 0 | 0 | 0 | 1335.5661 | 2911 | 257.4257 | 104.9445 | 973.1959 | 0 | 0 | 0 | 0 | 1335.5661 | 2911 | 257.4257 | 104.9445 | 973.1959 | 0 | 0 | 0 | 0 | 1335.5661 | 2911 | 261.7162 | 209.889 | 1216.4948 | 0 | 0 | 0 | 0 | 0 | 0 | 1688.1 | 2911 | 261.7162 | 209.889 | 1216.4948 | 17 | 0 | 0 | 0 | 0 | 0 | 1705.1 | 2911 | 261.7162 | 209.889 | 1216.4948 | 0 | 0 | 0 | 0 | 0 | 0 | 1688.1
2914 | 0.01 | 13.0305 | 13.0305 | 0.01 | 0.01 | 0.01 | 0.01 | 0.01 | 0.01 | 2914 | 1234.1403 | 1234.1403 | 1234.1403 | 1447.7415 | 1447.7415 | 1447.7415 | 1637.6093 | 1637.6093 | 1637.6093 | 2912 | 263.3663 | 0 | 1108.7285 | 0 | 0 | 0 | 0 | 1372.0949 |  | 2912 | 263.3663 | 0 | 1108.7285 | 0 | 0 | 0 | 0 | 1372.0949 | 2912 | 263.3663 | 0 | 1108.7285 | 0 | 0 | 0 | 0 | 1372.0949 | 2912 | 277.2277 | 92.8355 | 1198.6254 | 0 | 0 | 0 | 0 | 1568.6887 | 2912 | 277.2277 | 92.8355 | 1198.6254 | 0 | 0 | 0 | 0 | 1568.6887 | 2912 | 277.2277 | 92.8355 | 1198.6254 | 0 | 0 | 0 | 0 | 1568.6887 | 2912 | 281.8482 | 185.671 | 1498.2818 | 0 | 0 | 0 | 0 | 0 | 0 | 1965.801 | 2912 | 281.8482 | 185.671 | 1498.2818 | 17 | 0 | 0 | 0 | 0 | 0 | 1982.801 | 2912 | 281.8482 | 185.671 | 1498.2818 | 0 | 0 | 0 | 0 | 0 | 0 | 1965.801
2915 | 0.01 | 13.0305 | 13.0305 | 0.01 | 0.01 | 0.01 | 0.01 | 0.01 | 0.01 | 2915 | 1229.6984 | 1229.6984 | 1229.6984 | 1442.5309 | 1442.5309 | 1442.5309 | 1106.6011 | 1631.7152 | 1631.7152 | 2913 | 310.396 | 0 | 1139.244 | 0 | 0 | 0 | 0 | 1449.64 |  | 2913 | 310.396 | 0 | 1139.244 | 0 | 0 | 0 | 0 | 1449.64 | 2913 | 310.396 | 0 | 1139.244 | 0 | 0 | 0 | 0 | 1449.64 | 2913 | 326.7327 | 90.8174 | 1231.6151 | 0 | 0 | 0 | 0 | 1649.1651 | 2913 | 326.7327 | 90.8174 | 1231.6151 | 0 | 0 | 0 | 0 | 1649.1651 | 2913 | 326.7327 | 90.8174 | 1231.6151 | 0 | 0 | 0 | 0 | 1649.1651 | 2913 | 319.4227 | 181.6347 | 1539.5189 | 0 | 0 | 0 | 0 | 0 | 0 | 2040.5763 | 2913 | 332.1782 | 181.6347 | 1539.5189 | 17 | 0 | 0 | 0 | 0 | 0 | 2070.3318 | 2913 | 294.3085 | 181.6347 | 1539.5189 | 0 | 0 | 0 | 0 | 0 | 0 | 2015.4622
2916 | 0.01 | 13.2408 | 13.2408 | 0.01 | 0.01 | 0.01 | 0.01 | 0.01 | 0.01 | 2916 | 1198.6054 | 1198.6054 | 1198.6054 | 1406.0563 | 1406.0563 | 1406.0563 | 1065.343 | 1065.343 | 1590.4572 | 2914 | 357.4257 | 0 | 1139.244 | 0 | 0 | 0 | 0 | 1496.6697 |  | 2914 | 357.4257 | 0 | 1139.244 | 0 | 0 | 0 | 0 | 1496.6697 | 2914 | 357.4257 | 0 | 1139.244 | 0 | 0 | 0 | 0 | 1496.6697 | 2914 | 376.2376 | 96.8718 | 1231.6151 | 0 | 0 | 0 | 0 | 1704.7246 | 2914 | 376.2376 | 96.8718 | 1231.6151 | 0 | 0 | 0 | 0 | 1704.7246 | 2914 | 124.3277 | 96.8718 | 1231.6151 | 0 | 0 | 0 | 0 | 1452.8146 | 2914 | 295.7061 | 193.7437 | 1539.5189 | 0 | 0 | 0 | 0 | 0 | 0 | 2028.9687 | 2914 | 382.5083 | 193.7437 | 1539.5189 | 17 | 0 | 0 | 0 | 0 | 0 | 2132.7708 | 2914 | 382.5083 | 193.7437 | 1539.5189 | 0 | 0 | 0 | 0 | 0 | 0 | 2115.7708
2917 | 0.01 | 13.6685 | 13.6685 | 0.01 | 0.01 | 0.01 | 0.01 | 0.01 | 0.01 | 2917 | 1196.3845 | 1196.3845 | 1196.3845 | 1403.451 | 1403.451 | 1403.451 | 1587.5101 | 1587.5101 | 1587.5101 | 2915 | 432.6733 | 0 | 1149.4158 | 0 | 0 | 0 | 0 | 1582.0891 |  | 2915 | 432.6733 | 0 | 1149.4158 | 0 | 0 | 0 | 0 | 1582.0891 | 2915 | 432.6733 | 0 | 1149.4158 | 0 | 0 | 0 | 0 | 1582.0891 | 2915 | 455.4455 | 113.0172 | 1242.6117 | 0 | 0 | 0 | 0 | 1811.0744 | 2915 | 455.4455 | 113.0172 | 1242.6117 | 0 | 0 | 0 | 0 | 1811.0744 | 2915 | 455.4455 | 113.0172 | 1242.6117 | 0 | 0 | 0 | 0 | 1811.0744 | 2915 | 0 | 226.0343 | 1553.2646 | 0 | 0 | 0 | 0 | 0 | 0 | 1779.2989 | 2915 | 463.0363 | 226.0343 | 1553.2646 | 17 | 0 | 0 | 0 | 0 | 0 | 2259.3352 | 2915 | 463.0363 | 226.0343 | 1553.2646 | 0 | 0 | 0 | 0 | 0 | 0 | 2242.3352
2918 | 0.01 | 13.6685 | 13.6685 | 0.01 | 0.01 | 0.01 | 0.01 | 0.01 | 0.01 | 2918 | 1220.8147 | 1220.8147 | 1220.8147 | 1432.1096 | 1432.1096 | 1432.1096 | 1094.8131 | 1619.9272 | 1619.9272 | 2916 | 498.5149 | 0 | 1139.244 | 0 | 0 | 0 | 0 | 1637.7588 |  | 2916 | 498.5149 | 0 | 1139.244 | 0 | 0 | 0 | 0 | 1637.7588 | 2916 | 498.5149 | 0 | 1139.244 | 0 | 0 | 0 | 0 | 1637.7588 | 2916 | 499.0587 | 144.2987 | 1231.6151 | 0 | 0 | 0 | 0 | 1874.9725 | 2916 | 524.7525 | 144.2987 | 1231.6151 | 0 | 0 | 0 | 0 | 1900.6663 | 2916 | 524.7525 | 144.2987 | 1231.6151 | 0 | 0 | 0 | 0 | 1900.6663 | 2916 | 533.4983 | 288.5974 | 1539.5189 | 0 | 0 | 0 | 0 | 0 | 0 | 2361.6146 | 2916 | 185.6521 | 288.5974 | 1539.5189 | 17 | 0 | 0 | 0 | 0 | 0 | 2030.7684 | 2916 | 533.4983 | 288.5974 | 1539.5189 | 0 | 0 | 0 | 0 | 0 | 0 | 2361.6146
2919 | 18.6145 | 20.9838 | 20.9838 | 8.0251 | 8.0251 | 8.0251 | 0.01 | 0.01 | 0.01 | 2919 | 1030.5179 | 1030.5179 | 1030.5179 | 1205.8973 | 1205.8973 | 1205.8973 | 1740.7545 | 1495.395 | 1215.6403 | 2917 | 639.604 | 0 | 1037.5258 | 0 | 0 | 0 | 0 | 1677.1297 |  | 2917 | 639.604 | 0 | 1037.5258 | 0 | 0 | 0 | 0 | 1677.1297 | 2917 | 639.604 | 0 | 1037.5258 | 0 | 0 | 0 | 0 | 1677.1297 | 2917 | 673.2673 | 184.662 | 1121.6495 | 0 | 0 | 0 | 0 | 1979.5788 | 2917 | 673.2673 | 184.662 | 1121.6495 | 0 | 0 | 0 | 0 | 1979.5788 | 2917 | 673.2673 | 184.662 | 1121.6495 | 0 | 0 | 0 | 0 | 1979.5788 | 2917 | 37.1959 | 369.3239 | 1402.0619 | 0 | 0 | 0 | 0 | 0 | 0 | 1808.5817 | 2917 | 537.1959 | 369.3239 | 1402.0619 | 17 | 0 | 0 | 0 | 0 | 0 | 2325.5817 | 2917 | 684.4884 | 369.3239 | 1402.0619 | 0 | 0 | 0 | 0 | 0 | 0 | 2455.8742
2920 | 19.4916 | 29.9271 | 29.9271 | 19.3152 | 14.022 | 14.022 | 0.01 | 0.01 | 0.01 | 2920 | 956.1115 | 956.1115 | 956.1115 | 1121.5924 | 1121.5924 | 1121.5924 | 1268.6865 | 1268.6865 | 1268.6865 | 2918 | 733.6634 | 0 | 783.2302 | 0 | 0 | 0 | 0 | 1516.8936 |  | 2918 | 733.6634 | 0 | 783.2302 | 0 | 0 | 0 | 0 | 1516.8936 | 2918 | 733.6634 | 0 | 783.2302 | 0 | 0 | 0 | 0 | 1516.8936 | 2918 | 677.4617 | 233.0979 | 846.7354 | 0 | 0 | 0 | 0 | 1757.295 | 2918 | 772.2772 | 233.0979 | 846.7354 | 0 | 0 | 0 | 0 | 1852.1105 | 2918 | 772.2772 | 233.0979 | 846.7354 | 0 | 0 | 0 | 0 | 1852.1105 | 2918 | 551.2691 | 466.1958 | 1058.4192 | 0 | 0 | 0 | 0 | 0 | 0 | 2075.8841 | 2918 | 248.5598 | 466.1958 | 1058.4192 | 17 | 0 | 0 | 0 | 0 | 0 | 1790.1748 | 2918 | 748.5598 | 466.1958 | 1058.4192 | 0 | 0 | 0 | 0 | 0 | 0 | 2273.1748
2921 | 19.4916 | 29.9271 | 29.9271 | 19.3152 | 14.022 | 14.022 | 0.01 | 0.01 | 0.01 | 2921 | 971.6581 | 971.6581 | 971.6581 | 1139.8297 | 1139.8297 | 1139.8297 | 1289.3155 | 1289.3155 | 1289.3155 | 2919 | 564.3564 | 0 | 483.1615 | 0 | 0 | 0 | 0 | 1047.5179 |  | 2919 | 564.3564 | 0 | 483.1615 | 0 | 0 | 0 | 0 | 1047.5179 | 2919 | 564.3564 | 0 | 483.1615 | 0 | 0 | 0 | 0 | 1047.5179 | 2919 | 594.0594 | 311.8063 | 522.3368 | 0 | 0 | 0 | 0 | 1428.2024 | 2919 | 594.0594 | 311.8063 | 522.3368 | 0 | 0 | 0 | 0 | 1428.2024 | 2919 | 594.0594 | 311.8063 | 522.3368 | 0 | 0 | 0 | 0 | 1428.2024 | 2919 | 492.7079 | 623.6125 | 652.921 | 0 | 0 | 0 | 0 | 0 | 0 | 1769.2413 | 2919 | 247.3484 | 623.6125 | 652.921 | 17 | 0 | 0 | 0 | 0 | 0 | 1540.8819 | 2919 | 467.5937 | 623.6125 | 652.921 | 0 | 0 | 0 | 0 | 0 | 0 | 1744.1272
2922 | 19.4916 | 29.9271 | 29.9271 | 19.3152 | 14.022 | 14.022 | 0.01 | 0.01 | 0.01 | 2922 | 984.9837 | 984.9837 | 984.9837 | 1155.4616 | 1155.4616 | 1155.4616 | 1306.9976 | 1306.9976 | 1374.0115 | 2920 | 507.9208 | 0 | 249.2096 | 0 | 0 | 0 | 0 | 757.1304 |  | 2920 | 507.9208 | 0 | 249.2096 | 0 | 0 | 0 | 0 | 757.1304 | 2920 | 507.9208 | 0 | 249.2096 | 0 | 0 | 0 | 0 | 757.1304 | 2920 | 534.6535 | 386.4783 | 269.4158 | 0 | 0 | 0 | 0 | 1190.5476 | 2920 | 534.6535 | 386.4783 | 269.4158 | 0 | 0 | 0 | 0 | 1190.5476 | 2920 | 534.6535 | 386.4783 | 269.4158 | 0 | 0 | 0 | 0 | 1190.5476 | 2920 | 133.5953 | 772.9566 | 336.7698 | 0 | 0 | 0 | 0 | 0 | 0 | 1243.3217 | 2920 | 133.5953 | 772.9566 | 336.7698 | 17 | 0 | 0 | 0 | 0 | 0 | 1260.3217 | 2920 | 543.5644 | 772.9566 | 336.7698 | 0 | 0 | 0 | 0 | 0 | 0 | 1653.2907
2923 | 19.4916 | 29.9271 | 29.9271 | 8.0251 | 8.0251 | 8.0251 | 0.01 | 0.01 | 0.01 | 2923 | 986.0941 | 986.0941 | 986.0941 | 1173.8242 | 1173.8242 | 1173.8242 | 1308.4711 | 1620.6386 | 1308.4711 | 2921 | 601.9802 | 0 | 106.8041 | 0 | 0 | 0 | 0 | 708.7843 |  | 2921 | 601.9802 | 0 | 106.8041 | 0 | 0 | 0 | 0 | 708.7843 | 2921 | 601.9802 | 0 | 106.8041 | 0 | 0 | 0 | 0 | 708.7843 | 2921 | 633.6634 | 419.778 | 115.4639 | 0 | 0 | 0 | 0 | 1168.9053 | 2921 | 633.6634 | 419.778 | 115.4639 | 0 | 0 | 0 | 0 | 1168.9053 | 2921 | 633.6634 | 419.778 | 115.4639 | 0 | 0 | 0 | 0 | 1168.9053 | 2921 | 220.9941 | 839.556 | 144.3299 | 0 | 0 | 0 | 0 | 0 | 0 | 1204.88 | 2921 | 644.2244 | 839.556 | 144.3299 | 17 | 0 | 0 | 0 | 0 | 0 | 1645.1103 | 2921 | 644.2244 | 839.556 | 144.3299 | 0 | 0 | 0 | 0 | 0 | 0 | 1628.1103
2924 | 19.4916 | 29.9271 | 29.9271 | 8.0251 | 8.0251 | 8.0251 | 0.01 | 0.01 | 0.01 | 2924 | 953.8906 | 953.8906 | 953.8906 | 1420.5297 | 1420.5297 | 1420.5297 | 1265.7395 | 1790.8536 | 1790.8536 | 2922 | 554.9505 | 0 | 30.5155 | 0 | 0 | 0 | 0 | 585.466 |  | 2922 | 554.9505 | 0 | 30.5155 | 0 | 0 | 0 | 0 | 585.466 | 2922 | 554.9505 | 0 | 30.5155 | 0 | 0 | 0 | 0 | 585.466 | 2922 | 584.1584 | 435.9233 | 32.9897 | 0 | 0 | 0 | 0 | 1053.0714 | 2922 | 584.1584 | 435.9233 | 32.9897 | 0 | 0 | 0 | 0 | 1053.0714 | 2922 | 584.1584 | 435.9233 | 32.9897 | 0 | 0 | 0 | 0 | 1053.0714 | 2922 | 309.4783 | 871.8466 | 41.2371 | 0 | 0 | 0 | 0 | 0 | 0 | 1222.562 | 2922 | 593.8944 | 871.8466 | 41.2371 | 17 | 0 | 0 | 0 | 0 | 0 | 1523.9781 | 2922 | 593.8944 | 871.8466 | 41.2371 | 0 | 0 | 0 | 0 | 0 | 0 | 1506.9781
2925 | 18.6145 | 20.9838 | 20.9838 | 8.0251 | 8.0251 | 8.0251 | 0.01 | 0.01 | 0.01 | 2925 | 1036.4653 | 1036.4653 | 1036.4653 | 1426.2206 | 1426.2206 | 1426.2206 | 1689.1819 | 1164.0677 | 1689.1819 | 2923 | 620.7921 | 0 | 0 | 0 | 0 | 0 | 0 | 620.7921 |  | 2923 | 620.7921 | 0 | 0 | 0 | 0 | 0 | 0 | 620.7921 | 2923 | 620.7921 | 0 | 0 | 0 | 0 | 0 | 0 | 620.7921 | 2923 | 653.4653 | 435.9233 | 0 | 0 | 0 | 0 | 0 | 1089.3887 | 2923 | 653.4653 | 435.9233 | 0 | 0 | 0 | 0 | 0 | 1089.3887 | 2923 | 653.4653 | 435.9233 | 0 | 0 | 0 | 0 | 0 | 1089.3887 | 2923 | 352.1889 | 871.8466 | 0 | 0 | 0 | 0 | 0 | 0 | 0 | 1224.0355 | 2923 | 664.3564 | 871.8466 | 0 | 17 | 0 | 0 | 0 | 0 | 0 | 1553.2031 | 2923 | 664.3564 | 871.8466 | 0 | 0 | 0 | 0 | 0 | 0 | 0 | 1536.2031
2926 | 18.6145 | 20.9838 | 20.9838 | 0.01 | 0.01 | 0.01 | 0.01 | 0.01 | 0.01 | 2926 | 1121.1188 | 1121.1188 | 1121.1188 | 1378.7004 | 1378.7004 | 1378.7004 | 1559.5136 | 1559.5136 | 1559.5136 | 2924 | 846.5347 | 0 | 0 | 0 | 0 | 0 | 0 | 846.5347 |  | 2924 | 846.5347 | 0 | 0 | 0 | 0 | 0 | 0 | 846.5347 | 2924 | 846.5347 | 0 | 0 | 0 | 0 | 0 | 0 | 846.5347 | 2924 | 891.0891 | 445.005 | 0 | 0 | 0 | 0 | 0 | 1336.0942 | 2924 | 891.0891 | 445.005 | 0 | 0 | 0 | 0 | 0 | 1336.0942 | 2924 | 891.0891 | 445.005 | 0 | 0 | 0 | 0 | 0 | 1336.0942 | 2924 | 291.2939 | 890.0101 | 0 | 0 | 0 | 0 | 0 | 0 | 0 | 1181.3039 | 2924 | 905.9406 | 890.0101 | 0 | 17 | 0 | 0 | 0 | 0 | 0 | 1812.9507 | 2924 | 816.408 | 890.0101 | 0 | 0 | 0 | 0 | 0 | 0 | 0 | 1706.4181
2927 | 18.6145 | 20.9838 | 20.9838 | 0.01 | 0.01 | 0.01 | 0.01 | 0.01 | 0.01 | 2927 | 1102.3069 | 1102.3069 | 1102.3069 | 1363.0685 | 1363.0685 | 1363.0685 | 1541.8315 | 1541.8315 | 1016.7174 | 2925 | 1053.4653 | 0 | 0 | 0 | 0 | 0 | 0 | 1053.4653 |  | 2925 | 1053.4653 | 0 | 0 | 0 | 0 | 0 | 0 | 1053.4653 | 2925 | 1053.4653 | 0 | 0 | 0 | 0 | 0 | 0 | 1053.4653 | 2925 | 1108.9109 | 451.0595 | 0 | 0 | 0 | 0 | 0 | 1559.9704 | 2925 | 1108.9109 | 451.0595 | 0 | 0 | 0 | 0 | 0 | 1559.9704 | 2925 | 1108.9109 | 451.0595 | 0 | 0 | 0 | 0 | 0 | 1559.9704 | 2925 | 1127.3927 | 902.1191 | 0 | 0 | 0 | 0 | 0 | 0 | 0 | 2029.5118 | 2925 | 1127.3927 | 902.1191 | 0 | 17 | 0 | 0 | 0 | 0 | 0 | 2046.5118 | 2925 | 702.6273 | 902.1191 | 0 | 0 | 0 | 0 | 0 | 0 | 0 | 1604.7464
2928 | 0.01 | 13.6685 | 13.6685 | 0.01 | 0.01 | 0.01 | 0.01 | 0.01 | 0.01 | 2928 | 1151.9658 | 1151.9658 | 1151.9658 | 1351.3445 | 1351.3445 | 1351.3445 | 1528.57 | 1528.57 | 1528.57 | 2926 | 1138.1188 | 0 | 0 | 0 | 0 | 0 | 0 | 1138.1188 |  | 2926 | 1138.1188 | 0 | 0 | 0 | 0 | 0 | 0 | 1138.1188 | 2926 | 1138.1188 | 0 | 0 | 0 | 0 | 0 | 0 | 1138.1188 | 2926 | 1185.7655 | 451.0595 | 0 | 0 | 0 | 0 | 0 | 1636.8251 | 2926 | 1198.0198 | 451.0595 | 0 | 0 | 0 | 0 | 0 | 1649.0793 | 2926 | 965.7655 | 451.0595 | 0 | 0 | 0 | 0 | 0 | 1416.8251 | 2926 | 1217.9868 | 902.1191 | 0 | 0 | 0 | 0 | 0 | 0 | 0 | 2120.1059 | 2926 | 572.959 | 902.1191 | 0 | 17 | 0 | 0 | 0 | 0 | 0 | 1492.0781 | 2926 | 572.959 | 902.1191 | 0 | 0 | 0 | 0 | 0 | 0 | 0 | 1475.0781
2929 | 0.01 | 13.6685 | 13.6685 | 0.01 | 0.01 | 0.01 | 0.01 | 0.01 | 0.01 | 2929 | 1135.3088 | 1135.3088 | 1135.3088 | 1331.8046 | 1331.8046 | 1331.8046 | 1506.4675 | 1506.4675 | 1506.4675 | 2927 | 1119.3069 | 0 | 0 | 0 | 0 | 0 | 0 | 1119.3069 |  | 2927 | 1119.3069 | 0 | 0 | 0 | 0 | 0 | 0 | 1119.3069 | 2927 | 1119.3069 | 0 | 0 | 0 | 0 | 0 | 0 | 1119.3069 | 2927 | 1178.2178 | 502.5227 | 0 | 0 | 0 | 0 | 0 | 1680.7405 | 2927 | 1178.2178 | 502.5227 | 0 | 0 | 0 | 0 | 0 | 1680.7405 | 2927 | 1178.2178 | 502.5227 | 0 | 0 | 0 | 0 | 0 | 1680.7405 | 2927 | 1197.8548 | 1005.0454 | 0 | 0 | 0 | 0 | 0 | 0 | 0 | 2202.9002 | 2927 | 452.3506 | 1005.0454 | 0 | 17 | 0 | 0 | 0 | 0 | 0 | 1474.396 | 2927 | 427.2365 | 1005.0454 | 0 | 0 | 0 | 0 | 0 | 0 | 0 | 1432.2819
2930 | 0.01 | 0.01 | 0.01 | 0.01 | 0.01 | 0.01 | 0.01 | 0.01 | 0.01 | 2930 | 1141.9716 | 1141.9716 | 1141.9716 | 1339.6205 | 1339.6205 | 1339.6205 | 1515.3085 | 1515.3085 | 1515.3085 | 2928 | 1168.9658 | 0 | 0 | 0 | 0 | 0 | 0 | 1168.9658 |  | 2928 | 1222.7723 | 0 | 0 | 0 | 0 | 0 | 0 | 1222.7723 | 2928 | 1222.7723 | 0 | 0 | 0 | 0 | 0 | 0 | 1222.7723 | 2928 | 1231.4337 | 583.2492 | 0 | 0 | 0 | 0 | 0 | 1814.6829 | 2928 | 1287.1287 | 583.2492 | 0 | 0 | 0 | 0 | 0 | 1870.378 | 2928 | 1287.1287 | 583.2492 | 0 | 0 | 0 | 0 | 0 | 1870.378 | 2928 | 1308.5809 | 1166.4985 | 0 | 0 | 0 | 0 | 0 | 0 | 0 | 2475.0793 | 2928 | 277.636 | 1166.4985 | 0 | 17 | 0 | 0 | 0 | 0 | 0 | 1461.1345 | 2928 | 277.636 | 1166.4985 | 0 | 0 | 0 | 0 | 0 | 0 | 0 | 1444.1345
2931 | 0.01 | 0.01 | 0.01 | 0.01 | 0.01 | 0.01 | 0.01 | 0.01 | 0.01 | 2931 | 1140.8611 | 1140.8611 | 1140.8611 | 1338.3179 | 1338.3179 | 1338.3179 | 1513.835 | 1513.835 | 1513.835 | 2929 | 1608.4158 | 0 | 0 | 0 | 0 | 0 | 0 | 1608.4158 |  | 2929 | 1608.4158 | 0 | 0 | 0 | 0 | 0 | 0 | 1608.4158 | 2929 | 1608.4158 | 0 | 0 | 0 | 0 | 0 | 0 | 1608.4158 | 2929 | 749.6739 | 647.8305 | 0 | 0 | 0 | 0 | 0 | 1397.5043 | 2929 | 1693.0693 | 647.8305 | 0 | 0 | 0 | 0 | 0 | 2340.8998 | 2929 | 1249.6739 | 647.8305 | 0 | 0 | 0 | 0 | 0 | 1897.5043 | 2929 | 1721.2871 | 1295.6609 | 0 | 0 | 0 | 0 | 0 | 0 | 0 | 3016.9481 | 2929 | 126.371 | 1295.6609 | 0 | 17 | 0 | 0 | 0 | 0 | 0 | 1439.0319 | 2929 | 126.371 | 1295.6609 | 0 | 0 | 0 | 0 | 0 | 0 | 0 | 1422.0319
2932 | 0.01 | 0.01 | 0.01 | 0.01 | 0.01 | 0.01 | 0.01 | 0.01 | 0.01 | 2932 | 1258.5706 | 1258.5706 | 1258.5706 | 1476.4001 | 1476.4001 | 1476.4001 | 1670.0263 | 1670.0263 | 1670.0263 | 2930 | 1730.6931 | 0 | 0 | 0 | 0 | 0 | 0 | 1730.6931 |  | 2930 | 1730.6931 | 0 | 0 | 0 | 0 | 0 | 0 | 1730.6931 | 2930 | 1730.6931 | 0 | 0 | 0 | 0 | 0 | 0 | 1730.6931 | 2930 | 975.3373 | 693.2392 | 0 | 0 | 0 | 0 | 0 | 1668.5765 | 2930 | 1821.7822 | 693.2392 | 0 | 0 | 0 | 0 | 0 | 2515.0213 | 2930 | 1255.3373 | 693.2392 | 0 | 0 | 0 | 0 | 0 | 1948.5765 | 2930 | 44.3946 | 1386.4783 | 0 | 0 | 0 | 0 | 0 | 0 | 0 | 1430.873 | 2930 | 44.3946 | 1386.4783 | 0 | 17 | 0 | 0 | 0 | 0 | 0 | 1447.873 | 2930 | 44.3946 | 1386.4783 | 0 | 0 | 0 | 0 | 0 | 0 | 0 | 1430.873
2933 | 0.01 | 0.01 | 0.01 | 0.01 | 0.01 | 0.01 | 0.01 | 0.01 | 0.01 | 2933 | 1422.9196 | 1422.9196 | 1422.9196 | 1669.1941 | 1669.1941 | 1669.1941 | 1888.1049 | 1888.1049 | 1888.1049 | 2931 | 1272.3711 | 0 | 5.0859 | 0 | 0 | 0 | 0 | 1277.457 |  | 2931 | 1751.6489 | 0 | 5.0859 | 0 | 0 | 0 | 0 | 1756.7348 | 2931 | 1918.8119 | 0 | 5.0859 | 0 | 0 | 0 | 0 | 1923.8978 | 2931 | 779.5375 | 731.5843 | 5.4983 | 0 | 0 | 0 | 0 | 1516.62 | 2931 | 1499.5375 | 731.5843 | 5.4983 | 0 | 0 | 0 | 0 | 2236.62 | 2931 | 1491.14 | 731.5843 | 5.4983 | 0 | 0 | 0 | 0 | 2228.2225 | 2931 | 0 | 1463.1685 | 6.8729 | 0 | 0 | 0 | 0 | 0 | 0 | 1470.0414 | 2931 | 0 | 1463.1685 | 6.8729 | 17 | 0 | 0 | 0 | 0 | 0 | 1487.0414 | 2931 | 216.649 | 1463.1685 | 6.8729 | 0 | 0 | 0 | 0 | 0 | 0 | 1686.6903
2934 | 0.01 | 0.01 | 0.01 | 0.01 | 0.01 | 0.01 | 0.01 | 0.01 | 0.01 | 2934 | 1563.9488 | 1563.9488 | 1563.9488 | 1834.6323 | 1834.6323 | 1834.6323 | 2075.2398 | 2075.2398 | 2075.2398 | 2932 | 2041.0891 | 0 | 30.5155 | 0 | 0 | 0 | 0 | 2071.6046 |  | 2932 | 2041.0891 | 0 | 30.5155 | 0 | 0 | 0 | 0 | 2071.6046 | 2932 | 2041.0891 | 0 | 30.5155 | 0 | 0 | 0 | 0 | 2071.6046 | 2932 | 1394.8228 | 758.8295 | 32.9897 | 0 | 0 | 0 | 0 | 2186.6419 | 2932 | 2148.5149 | 758.8295 | 32.9897 | 0 | 0 | 0 | 0 | 2940.334 | 2932 | 1890.5902 | 758.8295 | 32.9897 | 0 | 0 | 0 | 0 | 2682.4093 | 2932 | 26.6948 | 1517.6589 | 41.2371 | 0 | 0 | 0 | 0 | 0 | 0 | 1585.5908 | 2932 | 526.6948 | 1517.6589 | 41.2371 | 17 | 0 | 0 | 0 | 0 | 0 | 2102.5908 | 2932 | 26.6948 | 1517.6589 | 41.2371 | 0 | 0 | 0 | 0 | 0 | 0 | 1585.5908
2935 | 0.01 | 0.01 | 0.01 | 0.01 | 0.01 | 0.01 | 0.01 | 0.01 | 0.01 | 2935 | 1609.4779 | 1609.4779 | 1609.4779 | 1888.0414 | 1888.0414 | 1888.0414 | 2135.6534 | 2135.6534 | 2135.6534 | 2933 | 2069.3069 | 0 | 66.1168 | 0 | 0 | 0 | 0 | 2135.4238 |  | 2933 | 2069.3069 | 0 | 66.1168 | 0 | 0 | 0 | 0 | 2135.4238 | 2933 | 2069.3069 | 0 | 66.1168 | 0 | 0 | 0 | 0 | 2135.4238 | 2933 | 2178.2178 | 767.9112 | 71.4777 | 0 | 0 | 0 | 0 | 3017.6067 | 2933 | 1776.4344 | 767.9112 | 71.4777 | 0 | 0 | 0 | 0 | 2615.8232 | 2933 | 1776.4344 | 767.9112 | 71.4777 | 0 | 0 | 0 | 0 | 2615.8232 | 2933 | 178.4998 | 1535.8224 | 89.3471 | 0 | 0 | 0 | 0 | 0 | 0 | 1803.6693 | 2933 | 178.4998 | 1535.8224 | 89.3471 | 17 | 0 | 0 | 0 | 0 | 0 | 1820.6693 | 2933 | 178.4998 | 1535.8224 | 89.3471 | 0 | 0 | 0 | 0 | 0 | 0 | 1803.6693
2936 | 0.01 | 0.01 | 0.01 | 0.01 | 0.01 | 0.01 | 0.01 | 0.01 | 0.01 | 2936 | 1650.5652 | 1650.5652 | 1650.5652 | 1936.2399 | 1936.2399 | 1936.2399 | 2190.1731 | 2190.1731 | 2190.1731 | 2934 | 1474.1447 | 0 | 106.8041 | 0 | 0 | 0 | 0 | 1580.9488 |  | 2934 | 2069.3069 | 0 | 106.8041 | 0 | 0 | 0 | 0 | 2176.1111 | 2934 | 2069.3069 | 0 | 106.8041 | 0 | 0 | 0 | 0 | 2176.1111 | 2934 | 973.8863 | 786.0747 | 115.4639 | 0 | 0 | 0 | 0 | 1875.4249 | 2934 | 1693.8863 | 786.0747 | 115.4639 | 0 | 0 | 0 | 0 | 2595.4249 | 2934 | 1648.1189 | 786.0747 | 115.4639 | 0 | 0 | 0 | 0 | 2549.6575 | 2934 | 274.325 | 1572.1493 | 144.3299 | 0 | 0 | 0 | 0 | 0 | 0 | 1990.8043 | 2934 | 274.325 | 1572.1493 | 144.3299 | 17 | 0 | 0 | 0 | 0 | 0 | 2007.8043 | 2934 | 274.325 | 1572.1493 | 144.3299 | 0 | 0 | 0 | 0 | 0 | 0 | 1990.8043
2937 | 0.01 | 0.01 | 0.01 | 0.01 | 0.01 | 0.01 | 0.01 | 0.01 | 0.01 | 2937 | 1673.885 | 1673.885 | 1673.885 | 1963.5959 | 1963.5959 | 1963.5959 | 2221.1166 | 2221.1166 | 2221.1166 | 2935 | 2135.1485 | 0 | 142.4055 | 0 | 0 | 0 | 0 | 2277.554 |  | 2935 | 2135.1485 | 0 | 142.4055 | 0 | 0 | 0 | 0 | 2277.554 | 2935 | 2135.1485 | 0 | 142.4055 | 0 | 0 | 0 | 0 | 2277.554 | 2935 | 1199.6212 | 795.1564 | 153.9519 | 0 | 0 | 0 | 0 | 2148.7295 | 2935 | 1699.6212 | 795.1564 | 153.9519 | 0 | 0 | 0 | 0 | 2648.7295 | 2935 | 1500.6463 | 795.1564 | 153.9519 | 0 | 0 | 0 | 0 | 2449.7546 | 2935 | 1864.7156 | 1590.3128 | 192.4399 | 0 | 0 | 0 | 0 | 0 | 0 | 3647.4682 | 2935 | 1864.7156 | 1590.3128 | 192.4399 | 17 | 0 | 0 | 0 | 0 | 0 | 3664.4682 | 2935 | 268.4652 | 1590.3128 | 192.4399 | 0 | 0 | 0 | 0 | 0 | 0 | 2051.2179
2938 | 0.01 | 0.01 | 0.01 | 0.01 | 0.01 | 0.01 | 0.01 | 0.01 | 0.01 | 2938 | 1645.0129 | 1645.0129 | 1645.0129 | 1929.7266 | 1929.7266 | 1929.7266 | 2182.8055 | 2182.8055 | 2182.8055 | 2936 | 2276.2376 | 0 | 172.921 | 0 | 0 | 0 | 0 | 2449.1586 |  | 2936 | 2276.2376 | 0 | 172.921 | 0 | 0 | 0 | 0 | 2449.1586 | 2936 | 2276.2376 | 0 | 172.921 | 0 | 0 | 0 | 0 | 2449.1586 | 2936 | 857.5975 | 807.2654 | 186.9416 | 0 | 0 | 0 | 0 | 1851.8044 | 2936 | 1357.5975 | 807.2654 | 186.9416 | 0 | 0 | 0 | 0 | 2351.8044 | 2936 | 1357.5975 | 807.2654 | 186.9416 | 0 | 0 | 0 | 0 | 2351.8044 | 2936 | 257.5298 | 1614.5308 | 233.677 | 0 | 0 | 0 | 0 | 0 | 0 | 2105.7375 | 2936 | 757.5298 | 1614.5308 | 233.677 | 17 | 0 | 0 | 0 | 0 | 0 | 2622.7375 | 2936 | 757.5298 | 1614.5308 | 233.677 | 0 | 0 | 0 | 0 | 0 | 0 | 2605.7375
2939 | 0.01 | 13.6685 | 13.6685 | 0.01 | 0.01 | 0.01 | 0.01 | 0.01 | 0.01 | 2939 | 1670.5536 | 1670.5536 | 1670.5536 | 1959.6879 | 1959.6879 | 1959.6879 | 2216.6961 | 2216.6961 | 2216.6961 | 2937 | 2332.6733 | 0 | 198.3505 | 0 | 0 | 0 | 0 | 2531.0238 |  | 2937 | 2332.6733 | 0 | 198.3505 | 0 | 0 | 0 | 0 | 2531.0238 | 2937 | 1992.5345 | 0 | 198.3505 | 0 | 0 | 0 | 0 | 2190.885 | 2937 | 845.353 | 819.3744 | 214.433 | 0 | 0 | 0 | 0 | 1879.1603 | 2937 | 1345.353 | 819.3744 | 214.433 | 0 | 0 | 0 | 0 | 2379.1603 | 2937 | 1119.3932 | 819.3744 | 214.433 | 0 | 0 | 0 | 0 | 2153.2006 | 2937 | 229.8911 | 1638.7487 | 268.0412 | 0 | 0 | 0 | 0 | 0 | 0 | 2136.6811 | 2937 | 729.8911 | 1638.7487 | 268.0412 | 17 | 0 | 0 | 0 | 0 | 0 | 2653.6811 | 2937 | 229.8911 | 1638.7487 | 268.0412 | 0 | 0 | 0 | 0 | 0 | 0 | 2136.6811
2940 | 0.01 | 13.6685 | 13.6685 | 0.01 | 0.01 | 0.01 | 0.01 | 0.01 | 0.01 | 2940 | 1632.7977 | 1632.7977 | 1632.7977 | 1915.3974 | 1915.3974 | 1915.3974 | 2166.597 | 2166.597 | 2166.597 | 2938 | 2351.4851 | 0 | 203.4364 | 0 | 0 | 0 | 0 | 2554.9216 |  | 2938 | 2351.4851 | 0 | 203.4364 | 0 | 0 | 0 | 0 | 2554.9216 | 2938 | 1958.5764 | 0 | 203.4364 | 0 | 0 | 0 | 0 | 2162.0129 | 2938 | 2352.8735 | 830.4743 | 219.9313 | 0 | 0 | 0 | 0 | 3403.279 | 2938 | 852.8735 | 830.4743 | 219.9313 | 0 | 0 | 0 | 0 | 1903.279 | 2938 | 852.8735 | 830.4743 | 219.9313 | 0 | 0 | 0 | 0 | 1903.279 | 2938 | 162.5074 | 1660.9485 | 274.9141 | 0 | 0 | 0 | 0 | 0 | 0 | 2098.37 | 2938 | 662.5074 | 1660.9485 | 274.9141 | 17 | 0 | 0 | 0 | 0 | 0 | 2615.37 | 2938 | 662.5074 | 1660.9485 | 274.9141 | 0 | 0 | 0 | 0 | 0 | 0 | 2598.37
2941 | 0.01 | 13.6685 | 13.6685 | 0.01 | 0.01 | 0.01 | 0.01 | 0.01 | 0.01 | 2941 | 1600.5942 | 1600.5942 | 1600.5942 | 1877.6201 | 1877.6201 | 1877.6201 | 2123.8654 | 2123.8654 | 2123.8654 | 2939 | 1881.1881 | 0 | 213.6082 | 0 | 0 | 0 | 0 | 2094.7964 |  | 2939 | 1881.1881 | 0 | 213.6082 | 0 | 0 | 0 | 0 | 2094.7964 | 2939 | 1881.1881 | 0 | 213.6082 | 0 | 0 | 0 | 0 | 2094.7964 | 2939 | 885.6172 | 827.447 | 230.9278 | 0 | 0 | 0 | 0 | 1943.9921 | 2939 | 1385.6172 | 827.447 | 230.9278 | 0 | 0 | 0 | 0 | 2443.9921 | 2939 | 885.6172 | 827.447 | 230.9278 | 0 | 0 | 0 | 0 | 1943.9921 | 2939 | 188.7068 | 1654.894 | 288.6598 | 0 | 0 | 0 | 0 | 0 | 0 | 2132.2606 | 2939 | 688.7068 | 1654.894 | 288.6598 | 17 | 0 | 0 | 0 | 0 | 0 | 2649.2606 | 2939 | 188.7068 | 1654.894 | 288.6598 | 0 | 0 | 0 | 0 | 0 | 0 | 2132.2606
2942 | 0.01 | 13.6685 | 13.6685 | 0.01 | 0.01 | 0.01 | 0.01 | 0.01 | 0.01 | 2942 | 1582.8268 | 1582.8268 | 1582.8268 | 1856.7775 | 1856.7775 | 1856.7775 | 2100.2893 | 2100.2893 | 2100.2893 | 2940 | 1599.0099 | 0 | 228.866 | 0 | 0 | 0 | 0 | 1827.8759 |  | 2940 | 1599.0099 | 0 | 228.866 | 0 | 0 | 0 | 0 | 1827.8759 | 2940 | 1599.0099 | 0 | 228.866 | 0 | 0 | 0 | 0 | 1827.8759 | 2940 | 850.0223 | 799.1927 | 247.4227 | 0 | 0 | 0 | 0 | 1896.6377 | 2940 | 850.0223 | 799.1927 | 247.4227 | 0 | 0 | 0 | 0 | 1896.6377 | 2940 | 1583.1223 | 799.1927 | 247.4227 | 0 | 0 | 0 | 0 | 2629.7377 | 2940 | 174.4977 | 1598.3855 | 309.2784 | 0 | 0 | 0 | 0 | 0 | 0 | 2082.1615 | 2940 | 674.4977 | 1598.3855 | 309.2784 | 17 | 0 | 0 | 0 | 0 | 0 | 2599.1615 | 2940 | 174.4977 | 1598.3855 | 309.2784 | 0 | 0 | 0 | 0 | 0 | 0 | 2082.1615
2943 | 18.6145 | 20.9838 | 20.9838 | 0.01 | 0.01 | 0.01 | 0.01 | 0.01 | 0.01 | 2943 | 1550.7884 | 1550.7884 | 1550.7884 | 1842.4483 | 1842.4483 | 1842.4483 | 2084.0808 | 2084.0808 | 2084.0808 | 2941 | 1580.198 | 0 | 223.7801 | 0 | 0 | 0 | 0 | 1803.9781 |  | 2941 | 1580.198 | 0 | 223.7801 | 0 | 0 | 0 | 0 | 1803.9781 | 2941 | 1580.198 | 0 | 223.7801 | 0 | 0 | 0 | 0 | 1803.9781 | 2941 | 898.8351 | 757.8204 | 241.9244 | 0 | 0 | 0 | 0 | 1898.5799 | 2941 | 1398.8351 | 757.8204 | 241.9244 | 0 | 0 | 0 | 0 | 2398.5799 | 2941 | 1398.8351 | 757.8204 | 241.9244 | 0 | 0 | 0 | 0 | 2398.5799 | 2941 | 221.3836 | 1515.6408 | 302.4055 | 0 | 0 | 0 | 0 | 0 | 0 | 2039.4299 | 2941 | 721.3836 | 1515.6408 | 302.4055 | 17 | 0 | 0 | 0 | 0 | 0 | 2556.4299 | 2941 | 221.3836 | 1515.6408 | 302.4055 | 0 | 0 | 0 | 0 | 0 | 0 | 2039.4299
2944 | 18.6145 | 20.9838 | 20.9838 | 0.01 | 0.01 | 0.01 | 0.01 | 0.01 | 0.01 | 2944 | 1353.7543 | 1353.7543 | 1353.7543 | 1792.9471 | 1792.9471 | 1792.9471 | 1502.9735 | 1502.9735 | 2028.0877 | 2942 | 1527.1994 | 0 | 188.1787 | 0 | 0 | 0 | 0 | 1715.3781 |  | 2942 | 1646.0396 | 0 | 188.1787 | 0 | 0 | 0 | 0 | 1834.2183 | 2942 | 1646.0396 | 0 | 188.1787 | 0 | 0 | 0 | 0 | 1834.2183 | 2942 | 1013.8347 | 703.33 | 203.4364 | 0 | 0 | 0 | 0 | 1920.601 | 2942 | 1513.8347 | 703.33 | 203.4364 | 0 | 0 | 0 | 0 | 2420.601 | 2942 | 1513.8347 | 703.33 | 203.4364 | 0 | 0 | 0 | 0 | 2420.601 | 2942 | 403.7991 | 1406.6599 | 254.2955 | 0 | 0 | 0 | 0 | 0 | 0 | 2064.7546 | 2942 | 1743.9075 | 1406.6599 | 254.2955 | 17 | 0 | 0 | 0 | 0 | 0 | 3421.863 | 2942 | 354.8984 | 1406.6599 | 254.2955 | 0 | 0 | 0 | 0 | 0 | 0 | 2015.8538
2945 | 22.3899 | 22.3899 | 22.3899 | 23.2645 | 23.2645 | 23.2645 | 0.01 | 0.01 | 0.01 | 2945 | 1113.7978 | 1113.7978 | 1113.7978 | 1306.5705 | 1306.5705 | 1306.5705 | 1918.2932 | 1477.924 | 1918.2932 | 2943 | 1420.297 | 0 | 147.4914 | 0 | 0 | 0 | 0 | 1567.7884 |  | 2943 | 1420.297 | 0 | 147.4914 | 0 | 0 | 0 | 0 | 1567.7884 | 2943 | 1420.297 | 0 | 147.4914 | 0 | 0 | 0 | 0 | 1567.7884 | 2943 | 1293.8756 | 654.894 | 159.4502 | 0 | 0 | 0 | 0 | 2108.2198 | 2943 | 1141.7172 | 654.894 | 159.4502 | 0 | 0 | 0 | 0 | 1956.0615 | 2943 | 1495.0495 | 654.894 | 159.4502 | 0 | 0 | 0 | 0 | 2309.3937 | 2943 | 490.5445 | 1309.7881 | 199.3127 | 0 | 0 | 0 | 0 | 0 | 0 | 1999.6453 | 2943 | 490.5445 | 1309.7881 | 199.3127 | 17 | 0 | 0 | 0 | 0 | 0 | 2016.6453 | 2943 | 490.5445 | 1309.7881 | 199.3127 | 0 | 0 | 0 | 0 | 0 | 0 | 1999.6453
2946 | 41.5117 | 41.5117 | 41.5117 | 33.82 | 33.6273 | 34.0714 | 25.8446 | 25.6357 | 26.7419 | 2946 | 1104.914 | 1104.914 | 1104.914 | 1296.1492 | 1296.1492 | 1296.1492 | 1466.1359 | 1466.1359 | 1466.1359 | 2944 | 1279.2079 | 0 | 91.5464 | 0 | 0 | 0 | 0 | 1370.7543 |  | 2944 | 1279.2079 | 0 | 91.5464 | 0 | 0 | 0 | 0 | 1370.7543 | 2944 | 1279.2079 | 0 | 91.5464 | 0 | 0 | 0 | 0 | 1370.7543 | 2944 | 1279.3592 | 608.4763 | 98.9691 | 0 | 0 | 0 | 0 | 1986.8046 | 2944 | 1346.5347 | 608.4763 | 98.9691 | 0 | 0 | 0 | 0 | 2053.98 | 2944 | 1346.5347 | 608.4763 | 98.9691 | 0 | 0 | 0 | 0 | 2053.98 | 2944 | 109.0753 | 1216.9526 | 123.7113 | 0 | 0 | 0 | 0 | 0 | 0 | 1449.7392 | 2944 | 109.0753 | 1216.9526 | 123.7113 | 17 | 0 | 0 | 0 | 0 | 0 | 1466.7392 | 2944 | 634.1894 | 1216.9526 | 123.7113 | 0 | 0 | 0 | 0 | 0 | 0 | 1974.8533
2947 | 41.5117 | 41.5117 | 41.5117 | 33.82 | 33.6273 | 34.0714 | 25.8446 | 25.6357 | 26.2628 | 2947 | 1104.914 | 1104.914 | 1104.914 | 1296.1492 | 1296.1492 | 1296.1492 | 1466.1359 | 1466.1359 | 1466.1359 | 2945 | 1100.495 | 0 | 40.6873 | 0 | 0 | 0 | 0 | 1141.1823 |  | 2945 | 1100.495 | 0 | 40.6873 | 0 | 0 | 0 | 0 | 1141.1823 | 2945 | 1100.495 | 0 | 40.6873 | 0 | 0 | 0 | 0 | 1141.1823 | 2945 | 1158.4158 | 591.3219 | 43.9863 | 0 | 0 | 0 | 0 | 1793.724 | 2945 | 1158.4158 | 591.3219 | 43.9863 | 0 | 0 | 0 | 0 | 1793.724 | 2945 | 1158.4158 | 591.3219 | 43.9863 | 0 | 0 | 0 | 0 | 1793.724 | 2945 | 1177.7228 | 1182.6438 | 54.9828 | 0 | 0 | 0 | 0 | 0 | 0 | 2415.3494 | 2945 | 737.3535 | 1182.6438 | 54.9828 | 17 | 0 | 0 | 0 | 0 | 0 | 1991.9801 | 2945 | 1177.7228 | 1182.6438 | 54.9828 | 0 | 0 | 0 | 0 | 0 | 0 | 2415.3494
2948 | 41.5117 | 41.5117 | 41.5117 | 31.7252 | 30.85 | 30.85 | 22.3899 | 21.7964 | 21.7964 | 2948 | 1059.3849 | 1059.3849 | 1059.3849 | 1242.74 | 1242.74 | 1242.74 | 1405.7223 | 1405.7223 | 1405.7223 | 2946 | 931.1881 | 0 | 10.1718 | 0 | 0 | 0 | 0 | 941.3599 |  | 2946 | 931.1881 | 0 | 10.1718 | 0 | 0 | 0 | 0 | 941.3599 | 2946 | 931.1881 | 0 | 10.1718 | 0 | 0 | 0 | 0 | 941.3599 | 2946 | 980.198 | 542.886 | 10.9966 | 0 | 0 | 0 | 0 | 1534.0806 | 2946 | 980.198 | 542.886 | 10.9966 | 0 | 0 | 0 | 0 | 1534.0806 | 2946 | 980.198 | 542.886 | 10.9966 | 0 | 0 | 0 | 0 | 1534.0806 | 2946 | 996.5347 | 1085.7719 | 13.7457 | 0 | 0 | 0 | 0 | 0 | 0 | 2096.0523 | 2946 | 996.5347 | 1085.7719 | 13.7457 | 17 | 0 | 0 | 0 | 0 | 0 | 2113.0523 | 2946 | 996.5347 | 1085.7719 | 13.7457 | 0 | 0 | 0 | 0 | 0 | 0 | 2096.0523
2949 | 41.5117 | 29.9271 | 29.9271 | 31.6956 | 22.3877 | 22.3877 | 11.1093 | 11.1093 | 11.1093 | 2949 | 959.4429 | 959.4429 | 959.4429 | 1125.5004 | 1125.5004 | 1125.5004 | 1273.107 | 1273.107 | 1273.107 | 2947 | 761.8812 | 0 | 0 | 0 | 0 | 0 | 0 | 761.8812 |  | 2947 | 761.8812 | 0 | 0 | 0 | 0 | 0 | 0 | 761.8812 | 2947 | 761.8812 | 0 | 0 | 0 | 0 | 0 | 0 | 761.8812 | 2947 | 801.9802 | 487.3865 | 0 | 0 | 0 | 0 | 0 | 1289.3667 | 2947 | 801.9802 | 487.3865 | 0 | 0 | 0 | 0 | 0 | 1289.3667 | 2947 | 801.9802 | 487.3865 | 0 | 0 | 0 | 0 | 0 | 1289.3667 | 2947 | 815.3465 | 974.773 | 0 | 0 | 0 | 0 | 0 | 0 | 0 | 1790.1195 | 2947 | 815.3465 | 974.773 | 0 | 17 | 0 | 0 | 0 | 0 | 0 | 1807.1195 | 2947 | 815.3465 | 974.773 | 0 | 0 | 0 | 0 | 0 | 0 | 0 | 1790.1195
2950 | 20.9838 | 20.9838 | 20.9838 | 31.5049 | 22.3877 | 22.3877 | 2.3567 | 2.3567 | 2.3567 | 2950 | 907.251 | 907.251 | 907.251 | 1064.2752 | 1064.2752 | 1064.2752 | 1203.8523 | 1203.8523 | 1203.8523 | 2948 | 733.6634 | 0 | 0 | 0 | 0 | 0 | 0 | 733.6634 |  | 2948 | 733.6634 | 0 | 0 | 0 | 0 | 0 | 0 | 733.6634 | 2948 | 733.6634 | 0 | 0 | 0 | 0 | 0 | 0 | 733.6634 | 2948 | 772.2772 | 448.0323 | 0 | 0 | 0 | 0 | 0 | 1220.3095 | 2948 | 772.2772 | 448.0323 | 0 | 0 | 0 | 0 | 0 | 1220.3095 | 2948 | 772.2772 | 448.0323 | 0 | 0 | 0 | 0 | 0 | 1220.3095 | 2948 | 785.1485 | 896.0646 | 0 | 0 | 0 | 0 | 0 | 0 | 0 | 1681.2131 | 2948 | 785.1485 | 896.0646 | 0 | 17 | 0 | 0 | 0 | 0 | 0 | 1698.2131 | 2948 | 785.1485 | 896.0646 | 0 | 0 | 0 | 0 | 0 | 0 | 0 | 1681.2131
2951 | 20.9838 | 20.9838 | 20.9838 | 17.8837 | 17.8837 | 17.8837 | 2.1668 | 2.1668 | 2.1668 | 2951 | 872.8266 | 872.8266 | 872.8266 | 1023.8927 | 1023.8927 | 1023.8927 | 1158.1737 | 1158.1737 | 1158.1737 | 2949 | 865.3465 | 0 | 0 | 0 | 0 | 0 | 0 | 865.3465 |  | 2949 | 865.3465 | 0 | 0 | 0 | 0 | 0 | 0 | 865.3465 | 2949 | 865.3465 | 0 | 0 | 0 | 0 | 0 | 0 | 865.3465 | 2949 | 910.8911 | 428.8597 | 0 | 0 | 0 | 0 | 0 | 1339.7508 | 2949 | 910.8911 | 428.8597 | 0 | 0 | 0 | 0 | 0 | 1339.7508 | 2949 | 910.8911 | 428.8597 | 0 | 0 | 0 | 0 | 0 | 1339.7508 | 2949 | 926.0726 | 857.7195 | 0 | 0 | 0 | 0 | 0 | 0 | 0 | 1783.7921 | 2949 | 926.0726 | 857.7195 | 0 | 17 | 0 | 0 | 0 | 0 | 0 | 1800.7921 | 2949 | 926.0726 | 857.7195 | 0 | 0 | 0 | 0 | 0 | 0 | 0 | 1783.7921
2952 | 20.9838 | 20.9838 | 20.9838 | 18.6145 | 18.6145 | 18.6145 | 2.3567 | 2.3567 | 2.3567 | 2952 | 842.844 | 842.844 | 842.844 | 988.7208 | 988.7208 | 988.7208 | 1118.3891 | 1118.3891 | 1118.3891 | 2950 | 912.3762 | 0 | 0 | 0 | 0 | 0 | 0 | 912.3762 |  | 2950 | 912.3762 | 0 | 0 | 0 | 0 | 0 | 0 | 912.3762 | 2950 | 912.3762 | 0 | 0 | 0 | 0 | 0 | 0 | 912.3762 | 2950 | 960.396 | 415.7417 | 0 | 0 | 0 | 0 | 0 | 1376.1377 | 2950 | 960.396 | 415.7417 | 0 | 0 | 0 | 0 | 0 | 1376.1377 | 2950 | 960.396 | 415.7417 | 0 | 0 | 0 | 0 | 0 | 1376.1377 | 2950 | 976.4026 | 831.4834 | 0 | 0 | 0 | 0 | 0 | 0 | 0 | 1807.886 | 2950 | 976.4026 | 831.4834 | 0 | 17 | 0 | 0 | 0 | 0 | 0 | 1824.886 | 2950 | 976.4026 | 831.4834 | 0 | 0 | 0 | 0 | 0 | 0 | 0 | 1807.886
2953 | 21.7964 | 21.553 | 21.553 | 18.6145 | 18.6145 | 18.6145 | 9.1226 | 9.1226 | 9.1226 | 2953 | 826.187 | 826.187 | 826.187 | 969.1809 | 969.1809 | 969.1809 | 1096.2866 | 1096.2866 | 1096.2866 | 2951 | 1109.901 | 0 | 0 | 0 | 0 | 0 | 0 | 1109.901 |  | 2951 | 1109.901 | 0 | 0 | 0 | 0 | 0 | 0 | 1109.901 | 2951 | 1109.901 | 0 | 0 | 0 | 0 | 0 | 0 | 1109.901 | 2951 | 1168.3168 | 431.887 | 0 | 0 | 0 | 0 | 0 | 1600.2038 | 2951 | 1168.3168 | 431.887 | 0 | 0 | 0 | 0 | 0 | 1600.2038 | 2951 | 1168.3168 | 431.887 | 0 | 0 | 0 | 0 | 0 | 1600.2038 | 2951 | 1187.7888 | 863.774 | 0 | 0 | 0 | 0 | 0 | 0 | 0 | 2051.5627 | 2951 | 1187.7888 | 863.774 | 0 | 17 | 0 | 0 | 0 | 0 | 0 | 2068.5627 | 2951 | 1187.7888 | 863.774 | 0 | 0 | 0 | 0 | 0 | 0 | 0 | 2051.5627
2954 | 22.3899 | 22.3899 | 22.3899 | 20.9838 | 20.9838 | 20.9838 | 14.9898 | 14.4573 | 14.4573 | 2954 | 837.2916 | 837.2916 | 837.2916 | 982.2075 | 982.2075 | 982.2075 | 1111.0216 | 1111.0216 | 1111.0216 | 2952 | 1194.5545 | 0 | 0 | 0 | 0 | 0 | 0 | 1194.5545 |  | 2952 | 1194.5545 | 0 | 0 | 0 | 0 | 0 | 0 | 1194.5545 | 2952 | 1194.5545 | 0 | 0 | 0 | 0 | 0 | 0 | 1194.5545 | 2952 | 1257.4257 | 470.2321 | 0 | 0 | 0 | 0 | 0 | 1727.6578 | 2952 | 1257.4257 | 470.2321 | 0 | 0 | 0 | 0 | 0 | 1727.6578 | 2952 | 1257.4257 | 470.2321 | 0 | 0 | 0 | 0 | 0 | 1727.6578 | 2952 | 1278.3828 | 940.4642 | 0 | 0 | 0 | 0 | 0 | 0 | 0 | 2218.847 | 2952 | 1278.3828 | 940.4642 | 0 | 17 | 0 | 0 | 0 | 0 | 0 | 2235.847 | 2952 | 1278.3828 | 940.4642 | 0 | 0 | 0 | 0 | 0 | 0 | 0 | 2218.847
2955 | 23.4961 | 23.4961 | 23.4961 | 21.7964 | 21.7964 | 21.7964 | 14.9898 | 14.4573 | 14.4573 | 2955 | 839.5126 | 839.5126 | 839.5126 | 984.8128 | 984.8128 | 984.8128 | 1113.9686 | 1113.9686 | 1113.9686 | 2953 | 1316.8317 | 0 | 0 | 0 | 0 | 0 | 0 | 1316.8317 |  | 2953 | 1316.8317 | 0 | 0 | 0 | 0 | 0 | 0 | 1316.8317 | 2953 | 1316.8317 | 0 | 0 | 0 | 0 | 0 | 0 | 1316.8317 | 2953 | 1386.1386 | 499.4955 | 0 | 0 | 0 | 0 | 0 | 1885.6341 | 2953 | 1386.1386 | 499.4955 | 0 | 0 | 0 | 0 | 0 | 1885.6341 | 2953 | 1386.1386 | 499.4955 | 0 | 0 | 0 | 0 | 0 | 1885.6341 | 2953 | 1409.2409 | 998.9909 | 0 | 0 | 0 | 0 | 0 | 0 | 0 | 2408.2318 | 2953 | 1409.2409 | 998.9909 | 0 | 17 | 0 | 0 | 0 | 0 | 0 | 2425.2318 | 2953 | 1409.2409 | 998.9909 | 0 | 0 | 0 | 0 | 0 | 0 | 0 | 2408.2318
2956 | 29.4202 | 29.4202 | 29.4202 | 24.6039 | 23.8044 | 23.8452 | 18.6145 | 18.6145 | 18.6145 | 2956 | 960.5534 | 960.5534 | 960.5534 | 1126.803 | 1126.803 | 1126.803 | 1274.5805 | 1274.5805 | 1274.5805 | 2954 | 1307.4257 | 0 | 0 | 0 | 0 | 0 | 0 | 1307.4257 |  | 2954 | 1307.4257 | 0 | 0 | 0 | 0 | 0 | 0 | 1307.4257 | 2954 | 1307.4257 | 0 | 0 | 0 | 0 | 0 | 0 | 1307.4257 | 2954 | 1376.2376 | 515.6408 | 0 | 0 | 0 | 0 | 0 | 1891.8784 | 2954 | 1376.2376 | 515.6408 | 0 | 0 | 0 | 0 | 0 | 1891.8784 | 2954 | 1376.2376 | 515.6408 | 0 | 0 | 0 | 0 | 0 | 1891.8784 | 2954 | 1399.1749 | 1031.2815 | 0 | 0 | 0 | 0 | 0 | 0 | 0 | 2430.4565 | 2954 | 1399.1749 | 1031.2815 | 0 | 17 | 0 | 0 | 0 | 0 | 0 | 2447.4565 | 2954 | 1399.1749 | 1031.2815 | 0 | 0 | 0 | 0 | 0 | 0 | 0 | 2430.4565
2957 | 41.5117 | 29.9271 | 29.9271 | 30.1371 | 29.6302 | 29.6302 | 21.6761 | 21.6761 | 21.6761 | 2957 | 1086.0361 | 1086.0361 | 1086.0361 | 1274.0039 | 1274.0039 | 1274.0039 | 1441.0864 | 1441.0864 | 1441.0864 | 2955 | 1147.5248 | 0 | 10.1718 | 0 | 0 | 0 | 0 | 1157.6966 |  | 2955 | 1147.5248 | 0 | 10.1718 | 0 | 0 | 0 | 0 | 1157.6966 | 2955 | 1147.5248 | 0 | 10.1718 | 0 | 0 | 0 | 0 | 1157.6966 | 2955 | 1207.9208 | 502.5227 | 10.9966 | 0 | 0 | 0 | 0 | 1721.4401 | 2955 | 1207.9208 | 502.5227 | 10.9966 | 0 | 0 | 0 | 0 | 1721.4401 | 2955 | 1207.9208 | 502.5227 | 10.9966 | 0 | 0 | 0 | 0 | 1721.4401 | 2955 | 1228.0528 | 1005.0454 | 13.7457 | 0 | 0 | 0 | 0 | 0 | 0 | 2246.8439 | 2955 | 1228.0528 | 1005.0454 | 13.7457 | 17 | 0 | 0 | 0 | 0 | 0 | 2263.8439 | 2955 | 1228.0528 | 1005.0454 | 13.7457 | 0 | 0 | 0 | 0 | 0 | 0 | 2246.8439
2958 | 34.6322 | 32.125 | 32.125 | 31.5049 | 30.864 | 30.864 | 21.6761 | 21.6761 | 21.6761 | 2958 | 1159.3269 | 1159.3269 | 1159.3269 | 1359.9796 | 1359.9796 | 1359.9796 | 1538.3376 | 1538.3376 | 1538.3376 | 2956 | 1062.8713 | 0 | 55.945 | 0 | 0 | 0 | 0 | 1118.8163 |  | 2956 | 1062.8713 | 0 | 55.945 | 0 | 0 | 0 | 0 | 1118.8163 | 2956 | 1062.8713 | 0 | 55.945 | 0 | 0 | 0 | 0 | 1118.8163 | 2956 | 1118.8119 | 436.9324 | 60.4811 | 0 | 0 | 0 | 0 | 1616.2254 | 2956 | 1118.8119 | 436.9324 | 60.4811 | 0 | 0 | 0 | 0 | 1616.2254 | 2956 | 1118.8119 | 436.9324 | 60.4811 | 0 | 0 | 0 | 0 | 1616.2254 | 2956 | 1137.4587 | 873.8648 | 75.6014 | 0 | 0 | 0 | 0 | 0 | 0 | 2086.9249 | 2956 | 1137.4587 | 873.8648 | 75.6014 | 17 | 0 | 0 | 0 | 0 | 0 | 2103.9249 | 2956 | 1137.4587 | 873.8648 | 75.6014 | 0 | 0 | 0 | 0 | 0 | 0 | 2086.9249
2959 | 21.6761 | 21.6761 | 21.6761 | 24.6039 | 23.8044 | 23.9903 | 17.7619 | 16.4605 | 16.4605 | 2959 | 1164.8792 | 1164.8792 | 1164.8792 | 1366.4929 | 1366.4929 | 1366.4929 | 1545.7051 | 1545.7051 | 1545.7051 | 2957 | 950 | 0 | 162.7491 | 0 | 0 | 0 | 0 | 1112.7491 |  | 2957 | 950 | 0 | 162.7491 | 0 | 0 | 0 | 0 | 1112.7491 | 2957 | 950 | 0 | 162.7491 | 0 | 0 | 0 | 0 | 1112.7491 | 2957 | 1000 | 327.9516 | 175.945 | 0 | 0 | 0 | 0 | 1503.8966 | 2957 | 1000 | 327.9516 | 175.945 | 0 | 0 | 0 | 0 | 1503.8966 | 2957 | 1000 | 327.9516 | 175.945 | 0 | 0 | 0 | 0 | 1503.8966 | 2957 | 1016.6667 | 655.9031 | 219.9313 | 0 | 0 | 0 | 0 | 0 | 0 | 1892.5011 | 2957 | 1016.6667 | 655.9031 | 219.9313 | 17 | 0 | 0 | 0 | 0 | 0 | 1909.5011 | 2957 | 1016.6667 | 655.9031 | 219.9313 | 0 | 0 | 0 | 0 | 0 | 0 | 1892.5011
2960 | 18.6145 | 18.6145 | 18.6145 | 14.0987 | 14.0987 | 14.0987 | 0.01 | 0.01 | 0.01 | 2960 | 1566.1698 | 1566.1698 | 1566.1698 | 1373.0062 | 1373.0062 | 1373.0062 | 2078.1868 | 2078.1868 | 2078.1868 | 2958 | 799.505 | 0 | 391.6151 | 0 | 0 | 0 | 0 | 1191.1201 |  | 2958 | 799.505 | 0 | 391.6151 | 0 | 0 | 0 | 0 | 1191.1201 | 2958 | 799.505 | 0 | 391.6151 | 0 | 0 | 0 | 0 | 1191.1201 | 2958 | 841.5842 | 274.4702 | 423.3677 | 0 | 0 | 0 | 0 | 1539.4221 | 2958 | 841.5842 | 274.4702 | 423.3677 | 0 | 0 | 0 | 0 | 1539.4221 | 2958 | 841.5842 | 274.4702 | 423.3677 | 0 | 0 | 0 | 0 | 1539.4221 | 2958 | 855.6106 | 548.9405 | 529.2096 | 0 | 0 | 0 | 0 | 0 | 0 | 1933.7606 | 2958 | 855.6106 | 548.9405 | 529.2096 | 17 | 0 | 0 | 0 | 0 | 0 | 1950.7606 | 2958 | 855.6106 | 548.9405 | 529.2096 | 0 | 0 | 0 | 0 | 0 | 0 | 1933.7606
2961 | 14.0926 | 14.0926 | 14.0926 | 6.1263 | 6.4125 | 6.4125 | 0.01 | 0.01 | 0.01 | 2961 | 1577.2744 | 1577.2744 | 1577.2744 | 1850.2642 | 1850.2642 | 1850.2642 | 1567.8077 | 2092.9218 | 2092.9218 | 2959 | 677.2277 | 0 | 671.3402 | 0 | 0 | 0 | 0 | 1348.5679 |  | 2959 | 677.2277 | 0 | 671.3402 | 0 | 0 | 0 | 0 | 1348.5679 | 2959 | 677.2277 | 0 | 671.3402 | 0 | 0 | 0 | 0 | 1348.5679 | 2959 | 712.8713 | 265.3885 | 725.7732 | 0 | 0 | 0 | 0 | 1704.033 | 2959 | 712.8713 | 265.3885 | 725.7732 | 0 | 0 | 0 | 0 | 1704.033 | 2959 | 712.8713 | 265.3885 | 725.7732 | 0 | 0 | 0 | 0 | 1704.033 | 2959 | 724.7525 | 530.777 | 907.2165 | 0 | 0 | 0 | 0 | 0 | 0 | 2162.746 | 2959 | 724.7525 | 530.777 | 907.2165 | 17 | 0 | 0 | 0 | 0 | 0 | 2179.746 | 2959 | 724.7525 | 530.777 | 907.2165 | 0 | 0 | 0 | 0 | 0 | 0 | 2162.746
2962 | 13.0305 | 13.0305 | 13.0305 | 0.01 | 0.01 | 0.01 | 0.01 | 0.01 | 0.01 | 2962 | 1543.9604 | 1543.9604 | 1543.9604 | 1811.1844 | 1811.1844 | 1811.1844 | 2048.7167 | 2048.7167 | 2048.7167 | 2960 | 507.9208 | 0 | 864.6048 | 0 | 0 | 0 | 0 | 1372.5256 |  | 2960 | 507.9208 | 0 | 864.6048 | 0 | 0 | 0 | 0 | 1372.5256 | 2960 | 507.9208 | 0 | 864.6048 | 0 | 0 | 0 | 0 | 1372.5256 | 2960 | 534.6535 | 251.2614 | 934.7079 | 0 | 0 | 0 | 0 | 1720.6227 | 2960 | 534.6535 | 251.2614 | 934.7079 | 0 | 0 | 0 | 0 | 1720.6227 | 2960 | 534.6535 | 251.2614 | 934.7079 | 0 | 0 | 0 | 0 | 1720.6227 | 2960 | 322.8437 | 502.5227 | 1168.3849 | 0 | 0 | 0 | 0 | 0 | 0 | 1993.7513 | 2960 | 322.8437 | 502.5227 | 1168.3849 | 17 | 0 | 0 | 0 | 0 | 0 | 2010.7513 | 2960 | 543.5644 | 502.5227 | 1168.3849 | 0 | 0 | 0 | 0 | 0 | 0 | 2214.4719
2963 | 13.0305 | 13.0305 | 13.0305 | 0.01 | 0.01 | 0.01 | 0.01 | 0.01 | 0.01 | 2963 | 1545.0709 | 1545.0709 | 1545.0709 | 1812.487 | 1812.487 | 1812.487 | 2050.1902 | 2050.1902 | 1525.0761 | 2961 | 498.5149 | 0 | 910.378 | 0 | 0 | 0 | 0 | 1408.8929 |  | 2961 | 498.5149 | 0 | 910.378 | 0 | 0 | 0 | 0 | 1408.8929 | 2961 | 498.5149 | 0 | 910.378 | 0 | 0 | 0 | 0 | 1408.8929 | 2961 | 524.7525 | 225.0252 | 984.1924 | 0 | 0 | 0 | 0 | 1733.9701 | 2961 | 524.7525 | 225.0252 | 984.1924 | 0 | 0 | 0 | 0 | 1733.9701 | 2961 | 524.7525 | 225.0252 | 984.1924 | 0 | 0 | 0 | 0 | 1733.9701 | 2961 | 533.4983 | 450.0505 | 1230.2405 | 0 | 0 | 0 | 0 | 0 | 0 | 2213.7894 | 2961 | 328.1953 | 450.0505 | 1230.2405 | 17 | 0 | 0 | 0 | 0 | 0 | 2025.4863 | 2961 | 533.4983 | 450.0505 | 1230.2405 | 0 | 0 | 0 | 0 | 0 | 0 | 2213.7894
2964 | 13.0305 | 13.0305 | 13.0305 | 0.01 | 0.01 | 0.01 | 0.01 | 0.01 | 0.01 | 2964 | 1507.315 | 1507.315 | 1507.315 | 1768.1965 | 1768.1965 | 1768.1965 | 2000.0911 | 2000.0911 | 1798.6486 | 2962 | 413.8614 | 0 | 956.1512 | 0 | 0 | 0 | 0 | 1370.0126 |  | 2962 | 413.8614 | 0 | 956.1512 | 0 | 0 | 0 | 0 | 1370.0126 | 2962 | 413.8614 | 0 | 956.1512 | 0 | 0 | 0 | 0 | 1370.0126 | 2962 | 435.6436 | 206.8618 | 1033.677 | 0 | 0 | 0 | 0 | 1676.1823 | 2962 | 435.6436 | 206.8618 | 1033.677 | 0 | 0 | 0 | 0 | 1676.1823 | 2962 | 276.4333 | 206.8618 | 1033.677 | 0 | 0 | 0 | 0 | 1516.972 | 2962 | 442.9043 | 413.7235 | 1292.0962 | 0 | 0 | 0 | 0 | 0 | 0 | 2148.724 | 2962 | 442.9043 | 413.7235 | 1292.0962 | 17 | 0 | 0 | 0 | 0 | 0 | 2165.724 | 2962 | 442.9043 | 413.7235 | 1292.0962 | 0 | 0 | 0 | 0 | 0 | 0 | 2148.724
2965 | 13.0305 | 13.6426 | 13.6426 | 1.3982 | 5.1105 | 5.1105 | 0.01 | 0.01 | 0.01 | 2965 | 1488.4371 | 1488.4371 | 1488.4371 | 1746.0512 | 1746.0512 | 1746.0512 | 1975.0416 | 1975.0416 | 1975.0416 | 2963 | 282.1782 | 0 | 976.4948 | 0 | 0 | 0 | 0 | 1258.6731 |  | 2963 | 282.1782 | 0 | 976.4948 | 0 | 0 | 0 | 0 | 1258.6731 | 2963 | 282.1782 | 0 | 976.4948 | 0 | 0 | 0 | 0 | 1258.6731 | 2963 | 297.0297 | 192.7346 | 1055.6701 | 0 | 0 | 0 | 0 | 1545.4344 | 2963 | 297.0297 | 192.7346 | 1055.6701 | 0 | 0 | 0 | 0 | 1545.4344 | 2963 | 297.0297 | 192.7346 | 1055.6701 | 0 | 0 | 0 | 0 | 1545.4344 | 2963 | 301.9802 | 385.4692 | 1319.5876 | 0 | 0 | 0 | 0 | 0 | 0 | 2007.037 | 2963 | 263.8342 | 385.4692 | 1319.5876 | 17 | 0 | 0 | 0 | 0 | 0 | 1985.8911 | 2963 | 262.1867 | 385.4692 | 1319.5876 | 0 | 0 | 0 | 0 | 0 | 0 | 1967.2436
2966 | 17.8837 | 17.8837 | 17.8837 | 7.3621 | 7.3621 | 7.3621 | 0.01 | 0.01 | 0.01 | 2966 | 1470.6697 | 1470.6697 | 1470.6697 | 1725.2086 | 1725.2086 | 1725.2086 | 1426.3513 | 1426.3513 | 1951.4655 | 2964 | 169.3069 | 0 | 971.4089 | 0 | 0 | 0 | 0 | 1140.7159 |  | 2964 | 169.3069 | 0 | 971.4089 | 0 | 0 | 0 | 0 | 1140.7159 | 2964 | 169.3069 | 0 | 971.4089 | 0 | 0 | 0 | 0 | 1140.7159 | 2964 | 178.2178 | 184.662 | 1050.1718 | 0 | 0 | 0 | 0 | 1413.0516 | 2964 | 178.2178 | 184.662 | 1050.1718 | 0 | 0 | 0 | 0 | 1413.0516 | 2964 | 178.2178 | 184.662 | 1050.1718 | 0 | 0 | 0 | 0 | 1413.0516 | 2964 | 181.1881 | 369.3239 | 1312.7148 | 0 | 0 | 0 | 0 | 0 | 0 | 1863.2268 | 2964 | 181.1881 | 369.3239 | 1312.7148 | 17 | 0 | 0 | 0 | 0 | 0 | 1880.2268 | 2964 | 181.1881 | 369.3239 | 1312.7148 | 0 | 0 | 0 | 0 | 0 | 0 | 1863.2268
2967 | 18.6145 | 20.9838 | 20.9838 | 11.1093 | 11.1093 | 11.1093 | 0.10514 | 0.10514 | 0.10514 | 2967 | 1073.821 | 1417.4146 | 1390.1233 | 1259.6746 | 1259.6746 | 1259.6746 | 1424.8778 | 1424.8778 | 1424.8778 | 2965 | 169.3069 | 0 | 869.6907 | 0 | 0 | 0 | 0 | 1038.9977 |  | 2965 | 169.3069 | 0 | 869.6907 | 0 | 0 | 0 | 0 | 1038.9977 | 2965 | 169.3069 | 0 | 869.6907 | 0 | 0 | 0 | 0 | 1038.9977 | 2965 | 178.2178 | 163.4712 | 940.2062 | 0 | 0 | 0 | 0 | 1281.8952 | 2965 | 178.2178 | 163.4712 | 940.2062 | 0 | 0 | 0 | 0 | 1281.8952 | 2965 | 178.2178 | 163.4712 | 940.2062 | 0 | 0 | 0 | 0 | 1281.8952 | 2965 | 181.1881 | 326.9425 | 1175.2577 | 0 | 0 | 0 | 0 | 0 | 0 | 1683.3883 | 2965 | 181.1881 | 326.9425 | 1175.2577 | 17 | 0 | 0 | 0 | 0 | 0 | 1700.3883 | 2965 | 181.1881 | 326.9425 | 1175.2577 | 0 | 0 | 0 | 0 | 0 | 0 | 1683.3883
2968 | 22.3899 | 22.3899 | 22.3899 | 18.6145 | 18.6145 | 18.6145 | 3.3664 | 3.3664 | 3.3664 | 2968 | 1078.2628 | 1078.2628 | 1078.2628 | 1264.8853 | 1264.8853 | 1264.8853 | 1430.7719 | 1430.7719 | 1430.7719 | 2966 | 141.0891 | 0 | 717.1134 | 0 | 0 | 0 | 0 | 858.2025 |  | 2966 | 141.0891 | 0 | 717.1134 | 0 | 0 | 0 | 0 | 858.2025 | 2966 | 141.0891 | 0 | 717.1134 | 0 | 0 | 0 | 0 | 858.2025 | 2966 | 148.5149 | 114.0262 | 775.2577 | 0 | 0 | 0 | 0 | 1037.7988 | 2966 | 148.5149 | 114.0262 | 775.2577 | 0 | 0 | 0 | 0 | 1037.7988 | 2966 | 148.5149 | 114.0262 | 775.2577 | 0 | 0 | 0 | 0 | 1037.7988 | 2966 | 150.9901 | 228.0525 | 969.0722 | 0 | 0 | 0 | 0 | 0 | 0 | 1348.1147 | 2966 | 150.9901 | 228.0525 | 969.0722 | 17 | 0 | 0 | 0 | 0 | 0 | 1365.1147 | 2966 | 150.9901 | 228.0525 | 969.0722 | 0 | 0 | 0 | 0 | 0 | 0 | 1348.1147
2969 | 22.3899 | 22.3899 | 22.3899 | 22.3877 | 22.3877 | 22.3877 | 14.9898 | 14.4573 | 14.4573 | 2969 | 1088.257 | 1088.257 | 1088.257 | 1276.6092 | 1276.6092 | 1276.6092 | 1444.0334 | 1444.0334 | 1444.0334 | 2967 | 103.4653 | 0 | 503.5052 | 0 | 0 | 0 | 0 | 606.9705 |  | 2967 | 103.4653 | 0 | 503.5052 | 0 | 0 | 0 | 0 | 606.9705 | 2967 | 103.4653 | 0 | 503.5052 | 0 | 0 | 0 | 0 | 606.9705 | 2967 | 108.9109 | 55.4995 | 544.3299 | 0 | 0 | 0 | 0 | 708.7403 | 2967 | 108.9109 | 55.4995 | 544.3299 | 0 | 0 | 0 | 0 | 708.7403 | 2967 | 108.9109 | 55.4995 | 544.3299 | 0 | 0 | 0 | 0 | 708.7403 | 2967 | 110.7261 | 110.999 | 680.4124 | 0 | 0 | 0 | 0 | 0 | 0 | 902.1374 | 2967 | 110.7261 | 110.999 | 680.4124 | 17 | 0 | 0 | 0 | 0 | 0 | 919.1374 | 2967 | 110.7261 | 110.999 | 680.4124 | 0 | 0 | 0 | 0 | 0 | 0 | 902.1374
2970 | 29.4202 | 29.4202 | 29.4202 | 24.1392 | 23.8044 | 23.9903 | 18.6145 | 18.6145 | 18.6145 | 2970 | 1078.2628 | 1078.2628 | 1078.2628 | 1264.8853 | 1264.8853 | 1264.8853 | 1430.7719 | 1430.7719 | 1430.7719 | 2968 | 9.4059 | 0 | 264.4674 | 0 | 0 | 0 | 0 | 273.8733 |  | 2968 | 9.4059 | 0 | 264.4674 | 0 | 0 | 0 | 0 | 273.8733 | 2968 | 9.4059 | 0 | 264.4674 | 0 | 0 | 0 | 0 | 273.8733 | 2968 | 9.901 | 19.1726 | 285.9107 | 0 | 0 | 0 | 0 | 314.9842 | 2968 | 9.901 | 19.1726 | 285.9107 | 0 | 0 | 0 | 0 | 314.9842 | 2968 | 9.901 | 19.1726 | 285.9107 | 0 | 0 | 0 | 0 | 314.9842 | 2968 | 10.066 | 38.3451 | 357.3883 | 0 | 0 | 0 | 0 | 0 | 0 | 405.7994 | 2968 | 10.066 | 38.3451 | 357.3883 | 17 | 0 | 0 | 0 | 0 | 0 | 422.7994 | 2968 | 10.066 | 38.3451 | 357.3883 | 0 | 0 | 0 | 0 | 0 | 0 | 405.7994
2971 | 29.4202 | 29.4202 | 29.4202 | 23.4961 | 22.3899 | 22.8974 | 17.8837 | 15.641 | 15.641 | 2971 | 1074.9314 | 1074.9314 | 1074.9314 | 1260.9773 | 1260.9773 | 1260.9773 | 1426.3513 | 1426.3513 | 1426.3513 | 2969 | 9.4059 | 0 | 101.7182 | 0 | 0 | 0 | 0 | 111.1242 |  | 2969 | 9.4059 | 0 | 101.7182 | 0 | 0 | 0 | 0 | 111.1242 | 2969 | 9.4059 | 0 | 101.7182 | 0 | 0 | 0 | 0 | 111.1242 | 2969 | 9.901 | 6.0545 | 109.9656 | 0 | 0 | 0 | 0 | 125.9211 | 2969 | 9.901 | 6.0545 | 109.9656 | 0 | 0 | 0 | 0 | 125.9211 | 2969 | 9.901 | 6.0545 | 109.9656 | 0 | 0 | 0 | 0 | 125.9211 | 2969 | 10.066 | 12.109 | 137.457 | 0 | 0 | 0 | 0 | 0 | 0 | 159.632 | 2969 | 10.066 | 12.109 | 137.457 | 17 | 0 | 0 | 0 | 0 | 0 | 176.632 | 2969 | 10.066 | 12.109 | 137.457 | 0 | 0 | 0 | 0 | 0 | 0 | 159.632
2972 | 22.3899 | 22.3899 | 22.3899 | 17.8837 | 17.8837 | 17.8837 | 0.29885 | 0.29885 | 0.29885 | 2972 | 1046.0593 | 1046.0593 | 1046.0593 | 1227.1081 | 1227.1081 | 1227.1081 | 1388.0403 | 1388.0403 | 1388.0403 | 2970 | 9.4059 | 0 | 30.5155 | 0 | 0 | 0 | 0 | 39.9214 |  | 2970 | 9.4059 | 0 | 30.5155 | 0 | 0 | 0 | 0 | 39.9214 | 2970 | 9.4059 | 0 | 30.5155 | 0 | 0 | 0 | 0 | 39.9214 | 2970 | 9.901 | 8.0727 | 32.9897 | 0 | 0 | 0 | 0 | 50.9633 | 2970 | 9.901 | 8.0727 | 32.9897 | 0 | 0 | 0 | 0 | 50.9633 | 2970 | 9.901 | 8.0727 | 32.9897 | 0 | 0 | 0 | 0 | 50.9633 | 2970 | 10.066 | 16.1453 | 41.2371 | 0 | 0 | 0 | 0 | 0 | 0 | 67.4484 | 2970 | 10.066 | 16.1453 | 41.2371 | 17 | 0 | 0 | 0 | 0 | 0 | 84.4484 | 2970 | 10.066 | 16.1453 | 41.2371 | 0 | 0 | 0 | 0 | 0 | 0 | 67.4484
2973 | 18.6145 | 20.9838 | 20.9838 | 7.3621 | 7.3621 | 7.3621 | 0.01 | 0.01 | 0.01 | 2973 | 1087.6175 | 1087.6175 | 1087.6175 | 1568.8891 | 1568.8891 | 1568.8891 | 1249.5309 | 1249.5309 | 1249.5309 | 2971 | 37.6238 | 0 | 0 | 0 | 0 | 0 | 0 | 37.6238 |  | 2971 | 37.6238 | 0 | 0 | 0 | 0 | 0 | 0 | 37.6238 | 2971 | 37.6238 | 0 | 0 | 0 | 0 | 0 | 0 | 37.6238 | 2971 | 39.604 | 51.4632 | 0 | 0 | 0 | 0 | 0 | 91.0671 | 2971 | 39.604 | 51.4632 | 0 | 0 | 0 | 0 | 0 | 91.0671 | 2971 | 39.604 | 51.4632 | 0 | 0 | 0 | 0 | 0 | 91.0671 | 2971 | 40.264 | 102.9263 | 0 | 0 | 0 | 0 | 0 | 0 | 0 | 143.1904 | 2971 | 40.264 | 102.9263 | 0 | 17 | 0 | 0 | 0 | 0 | 0 | 160.1904 | 2971 | 40.264 | 102.9263 | 0 | 0 | 0 | 0 | 0 | 0 | 0 | 143.1904
2974 | 14.9898 | 14.9898 | 14.9898 | 5.1105 | 5.3042 | 5.3042 | 0.01 | 0.01 | 0.01 | 2974 | 1268.5648 | 1268.5648 | 1268.5648 | 1488.1241 | 1488.1241 | 1488.1241 | 1683.2879 | 1683.2879 | 1683.2879 | 2972 | 253.9604 | 0 | 0 | 0 | 0 | 0 | 0 | 253.9604 |  | 2972 | 253.9604 | 0 | 0 | 0 | 0 | 0 | 0 | 253.9604 | 2972 | 253.9604 | 0 | 0 | 0 | 0 | 0 | 0 | 253.9604 | 2972 | 267.3267 | 164.4803 | 0 | 0 | 0 | 0 | 0 | 431.8071 | 2972 | 267.3267 | 164.4803 | 0 | 0 | 0 | 0 | 0 | 431.8071 | 2972 | 267.3267 | 164.4803 | 0 | 0 | 0 | 0 | 0 | 431.8071 | 2972 | 271.7822 | 328.9606 | 0 | 0 | 0 | 0 | 0 | 0 | 0 | 600.7428 | 2972 | 271.7822 | 328.9606 | 0 | 17 | 0 | 0 | 0 | 0 | 0 | 617.7428 | 2972 | 271.7822 | 328.9606 | 0 | 0 | 0 | 0 | 0 | 0 | 0 | 600.7428
2975 | 13.0305 | 13.6685 | 13.6685 | 1.1461 | 2.119 | 0.01 | 0.01 | 0.01 | 0.01 | 2975 | 1245.245 | 1245.245 | 1245.245 | 1460.7681 | 1460.7681 | 1460.7681 | 1652.3443 | 1652.3443 | 1652.3443 | 2973 | 498.5149 | 0 | 0 | 0 | 0 | 0 | 0 | 498.5149 |  | 2973 | 498.5149 | 0 | 0 | 0 | 0 | 0 | 0 | 498.5149 | 2973 | 498.5149 | 0 | 0 | 0 | 0 | 0 | 0 | 498.5149 | 2973 | 524.7525 | 328.9606 | 0 | 0 | 0 | 0 | 0 | 853.7131 | 2973 | 524.7525 | 328.9606 | 0 | 0 | 0 | 0 | 0 | 853.7131 | 2973 | 524.7525 | 328.9606 | 0 | 0 | 0 | 0 | 0 | 853.7131 | 2973 | 533.4983 | 657.9213 | 0 | 0 | 0 | 0 | 0 | 0 | 0 | 1191.4196 | 2973 | 533.4983 | 657.9213 | 0 | 17 | 0 | 0 | 0 | 0 | 0 | 1208.4196 | 2973 | 533.4983 | 657.9213 | 0 | 0 | 0 | 0 | 0 | 0 | 0 | 1191.4196
2976 | 13.3772 | 13.6685 | 13.6685 | 1.1461 | 2.119 | 1.1461 | 0.01 | 0.01 | 0.01 | 2976 | 1236.3612 | 1236.3612 | 1236.3612 | 1450.3468 | 1450.3468 | 1450.3468 | 1640.5563 | 1640.5563 | 1115.4421 | 2974 | 743.0693 | 0 | 0 | 0 | 0 | 0 | 0 | 743.0693 |  | 2974 | 743.0693 | 0 | 0 | 0 | 0 | 0 | 0 | 743.0693 | 2974 | 743.0693 | 0 | 0 | 0 | 0 | 0 | 0 | 743.0693 | 2974 | 782.1782 | 495.4591 | 0 | 0 | 0 | 0 | 0 | 1277.6373 | 2974 | 782.1782 | 495.4591 | 0 | 0 | 0 | 0 | 0 | 1277.6373 | 2974 | 782.1782 | 495.4591 | 0 | 0 | 0 | 0 | 0 | 1277.6373 | 2974 | 779.1702 | 990.9183 | 0 | 0 | 0 | 0 | 0 | 0 | 0 | 1770.0884 | 2974 | 779.1702 | 990.9183 | 0 | 17 | 0 | 0 | 0 | 0 | 0 | 1787.0884 | 2974 | 795.2145 | 990.9183 | 0 | 0 | 0 | 0 | 0 | 0 | 0 | 1786.1328
2977 | 14.108 | 14.108 | 14.108 | 3.6594 | 5.1105 | 5.1105 | 0.01 | 0.01 | 0.01 | 2977 | 1220.8147 | 1220.8147 | 1220.8147 | 1432.1096 | 1432.1096 | 1432.1096 | 1619.9272 | 1619.9272 | 1619.9272 | 2975 | 855.9406 | 0 | 0 | 0 | 0 | 0 | 0 | 855.9406 |  | 2975 | 855.9406 | 0 | 0 | 0 | 0 | 0 | 0 | 855.9406 | 2975 | 855.9406 | 0 | 0 | 0 | 0 | 0 | 0 | 855.9406 | 2975 | 900.9901 | 614.5308 | 0 | 0 | 0 | 0 | 0 | 1515.5209 | 2975 | 900.9901 | 614.5308 | 0 | 0 | 0 | 0 | 0 | 1515.5209 | 2975 | 900.9901 | 614.5308 | 0 | 0 | 0 | 0 | 0 | 1515.5209 | 2975 | 0 | 1229.0616 | 0 | 0 | 0 | 0 | 0 | 0 | 0 | 1229.0616 | 2975 | 0 | 1229.0616 | 0 | 17 | 0 | 0 | 0 | 0 | 0 | 1246.0616 | 2975 | 694.0042 | 1229.0616 | 0 | 0 | 0 | 0 | 0 | 0 | 0 | 1923.0658
2978 | 15.641 | 15.641 | 15.641 | 6.1263 | 6.4125 | 6.4125 | 0.01 | 0.01 | 0.01 | 2978 | 1218.5938 | 1218.5938 | 1218.5938 | 1429.5042 | 1429.5042 | 1429.5042 | 1616.9802 | 1616.9802 | 1616.9802 | 2976 | 846.5347 | 0 | 0 | 0 | 0 | 0 | 0 | 846.5347 |  | 2976 | 846.5347 | 0 | 0 | 0 | 0 | 0 | 0 | 846.5347 | 2976 | 846.5347 | 0 | 0 | 0 | 0 | 0 | 0 | 846.5347 | 2976 | 891.0891 | 674.0666 | 0 | 0 | 0 | 0 | 0 | 1565.1557 | 2976 | 891.0891 | 674.0666 | 0 | 0 | 0 | 0 | 0 | 1565.1557 | 2976 | 891.0891 | 674.0666 | 0 | 0 | 0 | 0 | 0 | 1565.1557 | 2976 | 905.9406 | 1348.1332 | 0 | 0 | 0 | 0 | 0 | 0 | 0 | 2254.0738 | 2976 | 803.665 | 1348.1332 | 0 | 17 | 0 | 0 | 0 | 0 | 0 | 2168.7982 | 2976 | 11.6509 | 1348.1332 | 0 | 0 | 0 | 0 | 0 | 0 | 0 | 1359.7841
2979 | 18.6145 | 18.6145 | 18.6145 | 8.0251 | 8.0251 | 8.0251 | 0.01 | 0.01 | 0.01 | 2979 | 1213.0415 | 1213.0415 | 1213.0415 | 958.7596 | 958.7596 | 1398.9364 | 1084.4985 | 1609.6127 | 1609.6127 | 2977 | 987.6238 | 0 | 0 | 0 | 0 | 0 | 0 | 987.6238 |  | 2977 | 987.6238 | 0 | 0 | 0 | 0 | 0 | 0 | 987.6238 | 2977 | 987.6238 | 0 | 0 | 0 | 0 | 0 | 0 | 987.6238 | 2977 | 1039.604 | 701.3118 | 0 | 0 | 0 | 0 | 0 | 1740.9158 | 2977 | 1039.604 | 701.3118 | 0 | 0 | 0 | 0 | 0 | 1740.9158 | 2977 | 1039.604 | 701.3118 | 0 | 0 | 0 | 0 | 0 | 1740.9158 | 2977 | 132.8681 | 1402.6236 | 0 | 0 | 0 | 0 | 0 | 0 | 0 | 1535.4917 | 2977 | 632.8681 | 1402.6236 | 0 | 17 | 0 | 0 | 0 | 0 | 0 | 2052.4917 | 2977 | 132.8681 | 1402.6236 | 0 | 0 | 0 | 0 | 0 | 0 | 0 | 1535.4917
2980 | 22.3899 | 22.3899 | 22.3899 | 18.6145 | 18.6145 | 18.6145 | 0.01 | 0.01 | 0.01 | 2980 | 925.0185 | 925.0185 | 925.0185 | 1085.1178 | 1085.1178 | 1085.1178 | 1752.5425 | 1752.5425 | 1752.5425 | 2978 | 1100.495 | 0 | 0 | 0 | 0 | 0 | 0 | 1100.495 |  | 2978 | 1100.495 | 0 | 0 | 0 | 0 | 0 | 0 | 1100.495 | 2978 | 1100.495 | 0 | 0 | 0 | 0 | 0 | 0 | 1100.495 | 2978 | 1158.4158 | 734.6115 | 0 | 0 | 0 | 0 | 0 | 1893.0273 | 2978 | 1158.4158 | 734.6115 | 0 | 0 | 0 | 0 | 0 | 1893.0273 | 2978 | 1158.4158 | 734.6115 | 0 | 0 | 0 | 0 | 0 | 1893.0273 | 2978 | 169.5821 | 1469.223 | 0 | 0 | 0 | 0 | 0 | 0 | 0 | 1638.8051 | 2978 | 669.5821 | 1469.223 | 0 | 17 | 0 | 0 | 0 | 0 | 0 | 2155.8051 | 2978 | 169.5821 | 1469.223 | 0 | 0 | 0 | 0 | 0 | 0 | 0 | 1638.8051
2981 | 29.4202 | 29.4202 | 29.4202 | 20.6517 | 21.7964 | 21.7964 | 0.01 | 0.01 | 0.01 | 2981 | 1066.0477 | 1066.0477 | 1066.0477 | 1250.556 | 1250.556 | 1250.556 | 1939.6775 | 1939.6775 | 1939.6775 | 2979 | 1166.3366 | 0 | 10.1718 | 0 | 0 | 0 | 0 | 1176.5085 |  | 2979 | 1166.3366 | 0 | 10.1718 | 0 | 0 | 0 | 0 | 1176.5085 | 2979 | 1166.3366 | 0 | 10.1718 | 0 | 0 | 0 | 0 | 1176.5085 | 2979 | 1227.7228 | 795.1564 | 10.9966 | 0 | 0 | 0 | 0 | 2033.8757 | 2979 | 1227.7228 | 795.1564 | 10.9966 | 0 | 0 | 0 | 0 | 2033.8757 | 2979 | 1227.7228 | 795.1564 | 10.9966 | 0 | 0 | 0 | 0 | 2033.8757 | 2979 | 969.6064 | 1590.3128 | 13.7457 | 0 | 0 | 0 | 0 | 0 | 0 | 2573.665 | 2979 | 512.0211 | 1590.3128 | 13.7457 | 17 | 0 | 0 | 0 | 0 | 0 | 2133.0796 | 2979 | 12.0211 | 1590.3128 | 13.7457 | 0 | 0 | 0 | 0 | 0 | 0 | 1616.0796
2982 | 22.3899 | 22.3899 | 22.3899 | 8.0251 | 8.0251 | 8.0251 | 0.01 | 0.01 | 0.01 | 2982 | 1175.9839 | 1175.9839 | 1175.9839 | 1465.4028 | 1465.4028 | 1465.4028 | 2085.5543 | 2085.5543 | 2085.5543 | 2980 | 1288.6139 | 0 | 50.8591 | 0 | 0 | 0 | 0 | 1339.473 |  | 2980 | 1288.6139 | 0 | 50.8591 | 0 | 0 | 0 | 0 | 1339.473 | 2980 | 1288.6139 | 0 | 50.8591 | 0 | 0 | 0 | 0 | 1339.473 | 2980 | 1356.4356 | 846.6196 | 54.9828 | 0 | 0 | 0 | 0 | 2258.038 | 2980 | 1356.4356 | 846.6196 | 54.9828 | 0 | 0 | 0 | 0 | 2258.038 | 2980 | 1356.4356 | 846.6196 | 54.9828 | 0 | 0 | 0 | 0 | 2258.038 | 2980 | 1379.0429 | 1693.2392 | 68.7285 | 0 | 0 | 0 | 0 | 0 | 0 | 3141.0106 | 2980 | 1379.0429 | 1693.2392 | 68.7285 | 17 | 0 | 0 | 0 | 0 | 0 | 3158.0106 | 2980 | 739.2012 | 1693.2392 | 68.7285 | 0 | 0 | 0 | 0 | 0 | 0 | 2501.1689
2983 | 18.6145 | 18.6145 | 18.6145 | 1.1461 | 6.7862 | 6.7862 | 0.01 | 0.01 | 0.01 | 2983 | 1638.3501 | 1638.3501 | 1638.3501 | 1921.9107 | 1921.9107 | 1921.9107 | 2173.9645 | 2173.9645 | 2173.9645 | 2981 | 1307.4257 | 0 | 101.7182 | 0 | 0 | 0 | 0 | 1409.144 |  | 2981 | 1307.4257 | 0 | 101.7182 | 0 | 0 | 0 | 0 | 1409.144 | 2981 | 1307.4257 | 0 | 101.7182 | 0 | 0 | 0 | 0 | 1409.144 | 2981 | 1376.2376 | 875.8829 | 109.9656 | 0 | 0 | 0 | 0 | 2362.0862 | 2981 | 1376.2376 | 875.8829 | 109.9656 | 0 | 0 | 0 | 0 | 2362.0862 | 2981 | 1376.2376 | 875.8829 | 109.9656 | 0 | 0 | 0 | 0 | 2362.0862 | 2981 | 522.7815 | 1751.7659 | 137.457 | 0 | 0 | 0 | 0 | 0 | 0 | 2412.0044 | 2981 | 1022.7815 | 1751.7659 | 137.457 | 17 | 0 | 0 | 0 | 0 | 0 | 2929.0044 | 2981 | 440.6481 | 1751.7659 | 137.457 | 0 | 0 | 0 | 0 | 0 | 0 | 2329.8711
2984 | 14.0926 | 14.0926 | 14.0926 | 1.1461 | 2.119 | 1.1461 | 0.01 | 0.01 | 0.01 | 2984 | 1674.9955 | 1674.9955 | 1674.9955 | 1964.8985 | 1964.8985 | 1964.8985 | 2222.5901 | 2222.5901 | 2222.5901 | 2982 | 1316.8317 | 0 | 167.8351 | 0 | 0 | 0 | 0 | 1484.6667 |  | 2982 | 1316.8317 | 0 | 167.8351 | 0 | 0 | 0 | 0 | 1484.6667 | 2982 | 1316.8317 | 0 | 167.8351 | 0 | 0 | 0 | 0 | 1484.6667 | 2982 | 1386.1386 | 872.8557 | 181.4433 | 0 | 0 | 0 | 0 | 2440.4376 | 2982 | 1386.1386 | 872.8557 | 181.4433 | 0 | 0 | 0 | 0 | 2440.4376 | 2982 | 1386.1386 | 872.8557 | 181.4433 | 0 | 0 | 0 | 0 | 2440.4376 | 2982 | 60.0662 | 1745.7114 | 226.8041 | 0 | 0 | 0 | 0 | 0 | 0 | 2032.5818 | 2982 | 1409.2409 | 1745.7114 | 226.8041 | 17 | 0 | 0 | 0 | 0 | 0 | 3398.7565 | 2982 | 60.0662 | 1745.7114 | 226.8041 | 0 | 0 | 0 | 0 | 0 | 0 | 2032.5818
2985 | 13.5572 | 13.6685 | 13.6685 | 1.1461 | 2.119 | 0.01 | 0.01 | 0.01 | 0.01 | 2985 | 1717.1932 | 1717.1932 | 1717.1932 | 2014.3997 | 2014.3997 | 2014.3997 | 2278.5833 | 2278.5833 | 2278.5833 | 2983 | 1166.3366 | 0 | 208.5223 | 0 | 0 | 0 | 0 | 1374.859 |  | 2983 | 1166.3366 | 0 | 208.5223 | 0 | 0 | 0 | 0 | 1374.859 | 2983 | 1166.3366 | 0 | 208.5223 | 0 | 0 | 0 | 0 | 1374.859 | 2983 | 1227.7228 | 825.4289 | 225.4296 | 0 | 0 | 0 | 0 | 2278.5812 | 2983 | 1227.7228 | 825.4289 | 225.4296 | 0 | 0 | 0 | 0 | 2278.5812 | 2983 | 1227.7228 | 825.4289 | 225.4296 | 0 | 0 | 0 | 0 | 2278.5812 | 2983 | 1248.1848 | 1650.8577 | 281.7869 | 0 | 0 | 0 | 0 | 0 | 0 | 3180.8295 | 2983 | 1248.1848 | 1650.8577 | 281.7869 | 17 | 0 | 0 | 0 | 0 | 0 | 3197.8295 | 2983 | 293.3832 | 1650.8577 | 281.7869 | 0 | 0 | 0 | 0 | 0 | 0 | 2226.0278
2986 | 16.2384 | 16.2384 | 16.2384 | 5.1105 | 6.1263 | 6.1263 | 0.01 | 0.01 | 0.01 | 2986 | 1717.1932 | 1717.1932 | 1717.1932 | 2014.3997 | 2014.3997 | 2014.3997 | 2272.7335 | 2278.5833 | 1753.4691 | 2984 | 1222.7723 | 0 | 193.2646 | 0 | 0 | 0 | 0 | 1416.0369 |  | 2984 | 1222.7723 | 0 | 193.2646 | 0 | 0 | 0 | 0 | 1416.0369 | 2984 | 1222.7723 | 0 | 193.2646 | 0 | 0 | 0 | 0 | 1416.0369 | 2984 | 1287.1287 | 743.6932 | 208.9347 | 0 | 0 | 0 | 0 | 2239.7567 | 2984 | 1287.1287 | 743.6932 | 208.9347 | 0 | 0 | 0 | 0 | 2239.7567 | 2984 | 1287.1287 | 743.6932 | 208.9347 | 0 | 0 | 0 | 0 | 2239.7567 | 2984 | 470.8102 | 1487.3865 | 261.1684 | 0 | 0 | 0 | 0 | 0 | 0 | 2219.365 | 2984 | 970.8102 | 1487.3865 | 261.1684 | 17 | 0 | 0 | 0 | 0 | 0 | 2736.365 | 2984 | 970.8102 | 1487.3865 | 261.1684 | 0 | 0 | 0 | 0 | 0 | 0 | 2719.365
2987 | 18.6145 | 18.6145 | 18.6145 | 6.4125 | 6.7862 | 6.7862 | 0.01 | 0.01 | 0.01 | 2987 | 1713.8618 | 1713.8618 | 1713.8618 | 2010.4917 | 2010.4917 | 2010.4917 | 2274.1628 | 1749.0486 | 1749.0486 | 2985 | 1044.0594 | 0 | 162.7491 | 0 | 0 | 0 | 0 | 1206.8085 |  | 2985 | 1044.0594 | 0 | 162.7491 | 0 | 0 | 0 | 0 | 1206.8085 | 2985 | 1044.0594 | 0 | 162.7491 | 0 | 0 | 0 | 0 | 1206.8085 | 2985 | 1099.0099 | 583.2492 | 175.945 | 0 | 0 | 0 | 0 | 1858.2042 | 2985 | 1099.0099 | 583.2492 | 175.945 | 0 | 0 | 0 | 0 | 1858.2042 | 2985 | 1099.0099 | 583.2492 | 175.945 | 0 | 0 | 0 | 0 | 1858.2042 | 2985 | 807.718 | 1166.4985 | 219.9313 | 0 | 0 | 0 | 0 | 0 | 0 | 2194.1477 | 2985 | 1117.3267 | 1166.4985 | 219.9313 | 17 | 0 | 0 | 0 | 0 | 0 | 2520.7565 | 2985 | 1117.3267 | 1166.4985 | 219.9313 | 0 | 0 | 0 | 0 | 0 | 0 | 2503.7565
2988 | 18.6145 | 18.6145 | 18.6145 | 7.3621 | 7.3621 | 7.3621 | 0.01 | 0.01 | 0.01 | 2988 | 1659.4489 | 1659.4489 | 1659.4489 | 1946.6612 | 1946.6612 | 1946.6612 | 1676.8469 | 1676.8469 | 1676.8469 | 2986 | 837.1287 | 0 | 198.3505 | 0 | 0 | 0 | 0 | 1035.4792 |  | 2986 | 837.1287 | 0 | 198.3505 | 0 | 0 | 0 | 0 | 1035.4792 | 2986 | 837.1287 | 0 | 198.3505 | 0 | 0 | 0 | 0 | 1035.4792 | 2986 | 881.1881 | 399.5964 | 214.433 | 0 | 0 | 0 | 0 | 1495.2175 | 2986 | 881.1881 | 399.5964 | 214.433 | 0 | 0 | 0 | 0 | 1495.2175 | 2986 | 881.1881 | 399.5964 | 214.433 | 0 | 0 | 0 | 0 | 1495.2175 | 2986 | 895.8746 | 799.1927 | 268.0412 | 0 | 0 | 0 | 0 | 0 | 0 | 1963.1086 | 2986 | 895.8746 | 799.1927 | 268.0412 | 17 | 0 | 0 | 0 | 0 | 0 | 1980.1086 | 2986 | 629.8745 | 799.1927 | 268.0412 | 0 | 0 | 0 | 0 | 0 | 0 | 1697.1085
2989 | 18.6145 | 20.9838 | 20.9838 | 8.0251 | 8.0251 | 8.0251 | 0.01 | 0.01 | 0.01 | 2989 | 1323.0041 | 1609.9504 | 1609.9504 | 1464.1926 | 1779.7019 | 1464.1926 | 2181.332 | 2181.332 | 2181.332 | 2987 | 686.6337 | 0 | 254.2955 | 0 | 0 | 0 | 0 | 940.9292 |  | 2987 | 686.6337 | 0 | 254.2955 | 0 | 0 | 0 | 0 | 940.9292 | 2987 | 686.6337 | 0 | 254.2955 | 0 | 0 | 0 | 0 | 940.9292 | 2987 | 722.7723 | 292.6337 | 274.9141 | 0 | 0 | 0 | 0 | 1290.3201 | 2987 | 722.7723 | 292.6337 | 274.9141 | 0 | 0 | 0 | 0 | 1290.3201 | 2987 | 722.7723 | 292.6337 | 274.9141 | 0 | 0 | 0 | 0 | 1290.3201 | 2987 | 734.8185 | 585.2674 | 343.6426 | 0 | 0 | 0 | 0 | 0 | 0 | 1663.7285 | 2987 | 734.8185 | 585.2674 | 343.6426 | 17 | 0 | 0 | 0 | 0 | 0 | 1680.7285 | 2987 | 734.8185 | 585.2674 | 343.6426 | 0 | 0 | 0 | 0 | 0 | 0 | 1663.7285
2990 | 20.9838 | 20.9838 | 20.9838 | 13.6426 | 13.6426 | 13.6426 | 0.01 | 0.01 | 0.01 | 2990 | 1218.1816 | 1218.1816 | 1218.1816 | 1429.0207 | 1429.0207 | 1429.0207 | 2118.3606 | 2118.3606 | 2118.3606 | 2988 | 545.5446 | 0 | 376.3574 | 0 | 0 | 0 | 0 | 921.9019 |  | 2988 | 545.5446 | 0 | 376.3574 | 0 | 0 | 0 | 0 | 921.9019 | 2988 | 545.5446 | 0 | 376.3574 | 0 | 0 | 0 | 0 | 921.9019 | 2988 | 574.2574 | 257.3158 | 406.8729 | 0 | 0 | 0 | 0 | 1238.4461 | 2988 | 574.2574 | 257.3158 | 406.8729 | 0 | 0 | 0 | 0 | 1238.4461 | 2988 | 574.2574 | 257.3158 | 406.8729 | 0 | 0 | 0 | 0 | 1238.4461 | 2988 | 569.1887 | 514.6317 | 508.5911 | 0 | 0 | 0 | 0 | 0 | 0 | 1592.4114 | 2988 | 569.1887 | 514.6317 | 508.5911 | 17 | 0 | 0 | 0 | 0 | 0 | 1609.4114 | 2988 | 583.8284 | 514.6317 | 508.5911 | 0 | 0 | 0 | 0 | 0 | 0 | 1607.0511
2991 | 22.3899 | 22.3899 | 22.3899 | 17.7619 | 17.7619 | 17.7619 | 2.3567 | 2.3567 | 2.3567 | 2991 | 1188.199 | 1188.199 | 1188.199 | 1393.8488 | 1393.8488 | 1393.8488 | 1576.6487 | 1576.6487 | 1576.6487 | 2989 | 348.0198 | 0 | 386.5292 | 0 | 0 | 0 | 0 | 734.549 |  | 2989 | 348.0198 | 0 | 386.5292 | 0 | 0 | 0 | 0 | 734.549 | 2989 | 348.0198 | 0 | 386.5292 | 0 | 0 | 0 | 0 | 734.549 | 2989 | 366.3366 | 272.4521 | 417.8694 | 0 | 0 | 0 | 0 | 1056.6581 | 2989 | 366.3366 | 272.4521 | 417.8694 | 0 | 0 | 0 | 0 | 1056.6581 | 2989 | 366.3366 | 272.4521 | 417.8694 | 0 | 0 | 0 | 0 | 1056.6581 | 2989 | 372.4422 | 544.9041 | 522.3368 | 0 | 0 | 0 | 0 | 0 | 0 | 1439.6832 | 2989 | 372.4422 | 544.9041 | 522.3368 | 17 | 0 | 0 | 0 | 0 | 0 | 1456.6832 | 2989 | 372.4422 | 544.9041 | 522.3368 | 0 | 0 | 0 | 0 | 0 | 0 | 1439.6832
2992 | 28.5703 | 28.5703 | 28.5703 | 22.3877 | 22.3877 | 22.3877 | 16.137 | 16.137 | 16.137 | 2992 | 1160.4374 | 1160.4374 | 1160.4374 | 1361.2823 | 1361.2823 | 1361.2823 | 1539.8111 | 1539.8111 | 1539.8111 | 2990 | 300.9901 | 0 | 411.9588 | 0 | 0 | 0 | 0 | 712.9489 |  | 2990 | 300.9901 | 0 | 411.9588 | 0 | 0 | 0 | 0 | 712.9489 | 2990 | 300.9901 | 0 | 411.9588 | 0 | 0 | 0 | 0 | 712.9489 | 2990 | 316.8317 | 327.9516 | 445.3608 | 0 | 0 | 0 | 0 | 1090.1441 | 2990 | 316.8317 | 327.9516 | 445.3608 | 0 | 0 | 0 | 0 | 1090.1441 | 2990 | 316.8317 | 327.9516 | 445.3608 | 0 | 0 | 0 | 0 | 1090.1441 | 2990 | 322.1122 | 655.9031 | 556.701 | 0 | 0 | 0 | 0 | 0 | 0 | 1534.7164 | 2990 | 322.1122 | 655.9031 | 556.701 | 17 | 0 | 0 | 0 | 0 | 0 | 1551.7164 | 2990 | 322.1122 | 655.9031 | 556.701 | 0 | 0 | 0 | 0 | 0 | 0 | 1534.7164
2993 | 34.6322 | 34.6322 | 34.6322 | 31.7252 | 31.7252 | 31.7252 | 21.6761 | 21.2557 | 21.2557 | 2993 | 1138.228 | 1138.228 | 1138.228 | 1335.229 | 1335.229 | 1335.229 | 1510.341 | 1510.341 | 1510.341 | 2991 | 300.9901 | 0 | 289.8969 | 0 | 0 | 0 | 0 | 590.887 |  | 2991 | 300.9901 | 0 | 289.8969 | 0 | 0 | 0 | 0 | 590.887 | 2991 | 300.9901 | 0 | 289.8969 | 0 | 0 | 0 | 0 | 590.887 | 2991 | 316.8317 | 342.0787 | 313.4021 | 0 | 0 | 0 | 0 | 972.3125 | 2991 | 316.8317 | 342.0787 | 313.4021 | 0 | 0 | 0 | 0 | 972.3125 | 2991 | 316.8317 | 342.0787 | 313.4021 | 0 | 0 | 0 | 0 | 972.3125 | 2991 | 322.1122 | 684.1574 | 391.7526 | 0 | 0 | 0 | 0 | 0 | 0 | 1398.0222 | 2991 | 322.1122 | 684.1574 | 391.7526 | 17 | 0 | 0 | 0 | 0 | 0 | 1415.0222 | 2991 | 322.1122 | 684.1574 | 391.7526 | 0 | 0 | 0 | 0 | 0 | 0 | 1398.0222
2994 | 49.3557 | 44.1667 | 53.8182 | 38.1425 | 36.2688 | 36.2688 | 24.854 | 24.8038 | 24.8038 | 2994 | 1114.9082 | 1114.9082 | 1114.9082 | 1307.8731 | 1307.8731 | 1307.8731 | 1479.3975 | 1479.3975 | 1479.3975 | 2992 | 244.5545 | 0 | 193.2646 | 0 | 0 | 0 | 0 | 437.8191 |  | 2992 | 244.5545 | 0 | 193.2646 | 0 | 0 | 0 | 0 | 437.8191 | 2992 | 244.5545 | 0 | 193.2646 | 0 | 0 | 0 | 0 | 437.8191 | 2992 | 257.4257 | 283.552 | 208.9347 | 0 | 0 | 0 | 0 | 749.9124 | 2992 | 257.4257 | 283.552 | 208.9347 | 0 | 0 | 0 | 0 | 749.9124 | 2992 | 257.4257 | 283.552 | 208.9347 | 0 | 0 | 0 | 0 | 749.9124 | 2992 | 261.7162 | 567.1039 | 261.1684 | 0 | 0 | 0 | 0 | 0 | 0 | 1089.9885 | 2992 | 261.7162 | 567.1039 | 261.1684 | 17 | 0 | 0 | 0 | 0 | 0 | 1106.9885 | 2992 | 261.7162 | 567.1039 | 261.1684 | 0 | 0 | 0 | 0 | 0 | 0 | 1089.9885
2995 | 49.3557 | 44.1667 | 54.7624 | 38.1425 | 37.7061 | 37.7061 | 31.2634 | 25.4934 | 32.6345 | 2995 | 1094.9198 | 1094.9198 | 1094.9198 | 1284.4252 | 1284.4252 | 1284.4252 | 1452.8744 | 1452.8744 | 1452.8744 | 2993 | 122.2772 | 0 | 86.4605 | 0 | 0 | 0 | 0 | 208.7377 |  | 2993 | 122.2772 | 0 | 86.4605 | 0 | 0 | 0 | 0 | 208.7377 | 2993 | 122.2772 | 0 | 86.4605 | 0 | 0 | 0 | 0 | 208.7377 | 2993 | 128.7129 | 219.9798 | 93.4708 | 0 | 0 | 0 | 0 | 442.1635 | 2993 | 128.7129 | 219.9798 | 93.4708 | 0 | 0 | 0 | 0 | 442.1635 | 2993 | 128.7129 | 219.9798 | 93.4708 | 0 | 0 | 0 | 0 | 442.1635 | 2993 | 130.8581 | 439.9596 | 116.8385 | 0 | 0 | 0 | 0 | 0 | 0 | 687.6562 | 2993 | 130.8581 | 439.9596 | 116.8385 | 17 | 0 | 0 | 0 | 0 | 0 | 704.6562 | 2993 | 130.8581 | 439.9596 | 116.8385 | 0 | 0 | 0 | 0 | 0 | 0 | 687.6562
2996 | 49.3557 | 44.1667 | 48.3781 | 38.1425 | 37.7061 | 38.1931 | 31.2634 | 25.4934 | 32.3541 | 2996 | 1066.0477 | 1066.0477 | 1066.0477 | 1250.556 | 1250.556 | 1250.556 | 1414.5633 | 1414.5633 | 1414.5633 | 2994 | 291.5842 | 0 | 25.4296 | 0 | 0 | 0 | 0 | 317.0137 |  | 2994 | 291.5842 | 0 | 25.4296 | 0 | 0 | 0 | 0 | 317.0137 | 2994 | 291.5842 | 0 | 25.4296 | 0 | 0 | 0 | 0 | 317.0137 | 2994 | 306.9307 | 170.5348 | 27.4914 | 0 | 0 | 0 | 0 | 504.9569 | 2994 | 306.9307 | 170.5348 | 27.4914 | 0 | 0 | 0 | 0 | 504.9569 | 2994 | 306.9307 | 170.5348 | 27.4914 | 0 | 0 | 0 | 0 | 504.9569 | 2994 | 312.0462 | 341.0696 | 34.3643 | 0 | 0 | 0 | 0 | 0 | 0 | 687.4801 | 2994 | 312.0462 | 341.0696 | 34.3643 | 17 | 0 | 0 | 0 | 0 | 0 | 704.4801 | 2994 | 312.0462 | 341.0696 | 34.3643 | 0 | 0 | 0 | 0 | 0 | 0 | 687.4801
2997 | 49.3557 | 44.1667 | 48.3781 | 38.1425 | 37.7061 | 37.7061 | 31.2634 | 25.4934 | 30.4794 | 2997 | 963.8848 | 963.8848 | 963.8848 | 1130.711 | 1130.711 | 1130.711 | 1279.001 | 1279.001 | 1279.001 | 2995 | 225.7426 | 0 | 0 | 0 | 0 | 0 | 0 | 225.7426 |  | 2995 | 225.7426 | 0 | 0 | 0 | 0 | 0 | 0 | 225.7426 | 2995 | 225.7426 | 0 | 0 | 0 | 0 | 0 | 0 | 225.7426 | 2995 | 237.6238 | 182.6438 | 0 | 0 | 0 | 0 | 0 | 420.2676 | 2995 | 237.6238 | 182.6438 | 0 | 0 | 0 | 0 | 0 | 420.2676 | 2995 | 237.6238 | 182.6438 | 0 | 0 | 0 | 0 | 0 | 420.2676 | 2995 | 241.5842 | 365.2876 | 0 | 0 | 0 | 0 | 0 | 0 | 0 | 606.8717 | 2995 | 241.5842 | 365.2876 | 0 | 17 | 0 | 0 | 0 | 0 | 0 | 623.8717 | 2995 | 241.5842 | 365.2876 | 0 | 0 | 0 | 0 | 0 | 0 | 0 | 606.8717
2998 | 47.3793 | 44.1667 | 46.385 | 38.1425 | 34.4823 | 34.4823 | 30.4794 | 18.6145 | 18.6145 | 2998 | 912.8034 | 912.8034 | 912.8034 | 1070.7886 | 1070.7886 | 1070.7886 | 1211.2198 | 1211.2198 | 1211.2198 | 2996 | 338.6139 | 0 | 0 | 0 | 0 | 0 | 0 | 338.6139 |  | 2996 | 338.6139 | 0 | 0 | 0 | 0 | 0 | 0 | 338.6139 | 2996 | 338.6139 | 0 | 0 | 0 | 0 | 0 | 0 | 338.6139 | 2996 | 356.4356 | 270.4339 | 0 | 0 | 0 | 0 | 0 | 626.8695 | 2996 | 356.4356 | 270.4339 | 0 | 0 | 0 | 0 | 0 | 626.8695 | 2996 | 356.4356 | 270.4339 | 0 | 0 | 0 | 0 | 0 | 626.8695 | 2996 | 362.3762 | 540.8678 | 0 | 0 | 0 | 0 | 0 | 0 | 0 | 903.244 | 2996 | 362.3762 | 540.8678 | 0 | 17 | 0 | 0 | 0 | 0 | 0 | 920.244 | 2996 | 362.3762 | 540.8678 | 0 | 0 | 0 | 0 | 0 | 0 | 0 | 903.244
2999 | 29.8027 | 29.8027 | 29.8027 | 35.66 | 33.3211 | 32.7575 | 3.0198 | 3.3773 | 3.3773 | 2999 | 873.937 | 873.937 | 873.937 | 1025.1954 | 1025.1954 | 1025.1954 | 1159.6472 | 1159.6472 | 1159.6472 | 2997 | 338.6139 | 0 | 0 | 0 | 0 | 0 | 0 | 338.6139 |  | 2997 | 338.6139 | 0 | 0 | 0 | 0 | 0 | 0 | 338.6139 | 2997 | 338.6139 | 0 | 0 | 0 | 0 | 0 | 0 | 338.6139 | 2997 | 356.4356 | 382.442 | 0 | 0 | 0 | 0 | 0 | 738.8776 | 2997 | 356.4356 | 382.442 | 0 | 0 | 0 | 0 | 0 | 738.8776 | 2997 | 356.4356 | 382.442 | 0 | 0 | 0 | 0 | 0 | 738.8776 | 2997 | 362.3762 | 764.884 | 0 | 0 | 0 | 0 | 0 | 0 | 0 | 1127.2602 | 2997 | 362.3762 | 764.884 | 0 | 17 | 0 | 0 | 0 | 0 | 0 | 1144.2602 | 2997 | 362.3762 | 764.884 | 0 | 0 | 0 | 0 | 0 | 0 | 0 | 1127.2602
3000 | 20.9838 | 22.3899 | 22.3899 | 30.6411 | 30.6012 | 30.6046 | 2.3567 | 3.0198 | 3.0198 | 3000 | 861.7219 | 861.7219 | 861.7219 | 1010.8661 | 1010.8661 | 1010.8661 | 1143.4387 | 1143.4387 | 1143.4387 | 2998 | 282.1782 | 0 | 0 | 0 | 0 | 0 | 0 | 282.1782 |  | 2998 | 282.1782 | 0 | 0 | 0 | 0 | 0 | 0 | 282.1782 | 2998 | 282.1782 | 0 | 0 | 0 | 0 | 0 | 0 | 282.1782 | 2998 | 297.0297 | 420.7871 | 0 | 0 | 0 | 0 | 0 | 717.8168 | 2998 | 297.0297 | 420.7871 | 0 | 0 | 0 | 0 | 0 | 717.8168 | 2998 | 297.0297 | 420.7871 | 0 | 0 | 0 | 0 | 0 | 717.8168 | 2998 | 301.9802 | 841.5742 | 0 | 0 | 0 | 0 | 0 | 0 | 0 | 1143.5544 | 2998 | 301.9802 | 841.5742 | 0 | 17 | 0 | 0 | 0 | 0 | 0 | 1160.5544 | 2998 | 301.9802 | 841.5742 | 0 | 0 | 0 | 0 | 0 | 0 | 0 | 1143.5544
3001 | 20.9838 | 20.9838 | 20.9838 | 18.4142 | 18.4142 | 18.4142 | 1.7812 | 2.3567 | 2.3567 | 3001 | 835.0707 | 835.0707 | 835.0707 | 979.6022 | 979.6022 | 979.6022 | 1108.0746 | 1108.0746 | 1108.0746 | 2999 | 263.3663 | 0 | 0 | 0 | 0 | 0 | 0 | 263.3663 |  | 2999 | 263.3663 | 0 | 0 | 0 | 0 | 0 | 0 | 263.3663 | 2999 | 263.3663 | 0 | 0 | 0 | 0 | 0 | 0 | 263.3663 | 2999 | 277.2277 | 405.6509 | 0 | 0 | 0 | 0 | 0 | 682.8786 | 2999 | 277.2277 | 405.6509 | 0 | 0 | 0 | 0 | 0 | 682.8786 | 2999 | 277.2277 | 405.6509 | 0 | 0 | 0 | 0 | 0 | 682.8786 | 2999 | 281.8482 | 811.3017 | 0 | 0 | 0 | 0 | 0 | 0 | 0 | 1093.1499 | 2999 | 281.8482 | 811.3017 | 0 | 17 | 0 | 0 | 0 | 0 | 0 | 1110.1499 | 2999 | 281.8482 | 811.3017 | 0 | 0 | 0 | 0 | 0 | 0 | 0 | 1093.1499
3002 | 20.9838 | 20.9838 | 20.9838 | 16.0132 | 15.6422 | 15.1857 | 1.7812 | 2.3567 | 1.4071 | 3002 | 842.844 | 842.844 | 842.844 | 988.7208 | 988.7208 | 988.7208 | 1118.3891 | 1118.3891 | 1118.3891 | 3000 | 197.5248 | 0 | 0 | 0 | 0 | 0 | 0 | 197.5248 |  | 3000 | 197.5248 | 0 | 0 | 0 | 0 | 0 | 0 | 197.5248 | 3000 | 197.5248 | 0 | 0 | 0 | 0 | 0 | 0 | 197.5248 | 3000 | 207.9208 | 377.3966 | 0 | 0 | 0 | 0 | 0 | 585.3174 | 3000 | 207.9208 | 377.3966 | 0 | 0 | 0 | 0 | 0 | 585.3174 | 3000 | 207.9208 | 377.3966 | 0 | 0 | 0 | 0 | 0 | 585.3174 | 3000 | 211.3861 | 754.7931 | 0 | 0 | 0 | 0 | 0 | 0 | 0 | 966.1793 | 3000 | 211.3861 | 754.7931 | 0 | 17 | 0 | 0 | 0 | 0 | 0 | 983.1793 | 3000 | 211.3861 | 754.7931 | 0 | 0 | 0 | 0 | 0 | 0 | 0 | 966.1793
3003 | 20.9838 | 20.9838 | 20.9838 | 16.0132 | 15.6422 | 15.1857 | 1.7812 | 2.3567 | 2.3567 | 3003 | 846.1754 | 846.1754 | 846.1754 | 992.6288 | 992.6288 | 992.6288 | 1122.8096 | 1122.8096 | 1122.8096 | 3001 | 197.5248 | 0 | 0 | 0 | 0 | 0 | 0 | 197.5248 |  | 3001 | 197.5248 | 0 | 0 | 0 | 0 | 0 | 0 | 197.5248 | 3001 | 197.5248 | 0 | 0 | 0 | 0 | 0 | 0 | 197.5248 | 3001 | 207.9208 | 319.8789 | 0 | 0 | 0 | 0 | 0 | 527.7997 | 3001 | 207.9208 | 319.8789 | 0 | 0 | 0 | 0 | 0 | 527.7997 | 3001 | 207.9208 | 319.8789 | 0 | 0 | 0 | 0 | 0 | 527.7997 | 3001 | 211.3861 | 639.7578 | 0 | 0 | 0 | 0 | 0 | 0 | 0 | 851.144 | 3001 | 211.3861 | 639.7578 | 0 | 17 | 0 | 0 | 0 | 0 | 0 | 868.144 | 3001 | 211.3861 | 639.7578 | 0 | 0 | 0 | 0 | 0 | 0 | 0 | 851.144
3004 | 23.4961 | 23.4961 | 23.4961 | 18.6145 | 18.6145 | 18.6145 | 13.2408 | 13.2408 | 13.2408 | 3004 | 966.1057 | 966.1057 | 966.1057 | 1133.3164 | 1133.3164 | 1133.3164 | 1281.948 | 1281.948 | 1281.948 | 3002 | 188.1188 | 0 | 0 | 0 | 0 | 0 | 0 | 188.1188 |  | 3002 | 188.1188 | 0 | 0 | 0 | 0 | 0 | 0 | 188.1188 | 3002 | 188.1188 | 0 | 0 | 0 | 0 | 0 | 0 | 188.1188 | 3002 | 198.0198 | 285.5701 | 0 | 0 | 0 | 0 | 0 | 483.5899 | 3002 | 198.0198 | 285.5701 | 0 | 0 | 0 | 0 | 0 | 483.5899 | 3002 | 198.0198 | 285.5701 | 0 | 0 | 0 | 0 | 0 | 483.5899 | 3002 | 201.3201 | 571.1403 | 0 | 0 | 0 | 0 | 0 | 0 | 0 | 772.4604 | 3002 | 201.3201 | 571.1403 | 0 | 17 | 0 | 0 | 0 | 0 | 0 | 789.4604 | 3002 | 201.3201 | 571.1403 | 0 | 0 | 0 | 0 | 0 | 0 | 0 | 772.4604
3005 | 41.5117 | 40.6944 | 40.6944 | 22.8974 | 22.8974 | 22.8974 | 18.6145 | 18.6145 | 18.6145 | 3005 | 1093.8094 | 1093.8094 | 1093.8094 | 1283.1225 | 1283.1225 | 1283.1225 | 1451.4009 | 1451.4009 | 1451.4009 | 3003 | 103.4653 | 0 | 5.0859 | 0 | 0 | 0 | 0 | 108.5513 |  | 3003 | 103.4653 | 0 | 5.0859 | 0 | 0 | 0 | 0 | 108.5513 | 3003 | 103.4653 | 0 | 5.0859 | 0 | 0 | 0 | 0 | 108.5513 | 3003 | 108.9109 | 236.1251 | 5.4983 | 0 | 0 | 0 | 0 | 350.5343 | 3003 | 108.9109 | 236.1251 | 5.4983 | 0 | 0 | 0 | 0 | 350.5343 | 3003 | 108.9109 | 236.1251 | 5.4983 | 0 | 0 | 0 | 0 | 350.5343 | 3003 | 110.7261 | 472.2503 | 6.8729 | 0 | 0 | 0 | 0 | 0 | 0 | 589.8492 | 3003 | 110.7261 | 472.2503 | 6.8729 | 17 | 0 | 0 | 0 | 0 | 0 | 606.8492 | 3003 | 110.7261 | 472.2503 | 6.8729 | 0 | 0 | 0 | 0 | 0 | 0 | 589.8492
3006 | 41.5117 | 41.5117 | 41.5117 | 28.5703 | 28.5703 | 28.5703 | 20.9838 | 18.6145 | 18.6145 | 3006 | 1208.1874 | 1208.1874 | 1208.1874 | 1417.2968 | 1417.2968 | 1417.2968 | 1603.1718 | 1603.1718 | 1603.1718 | 3004 | 84.6535 | 0 | 35.6014 | 0 | 0 | 0 | 0 | 120.2548 |  | 3004 | 84.6535 | 0 | 35.6014 | 0 | 0 | 0 | 0 | 120.2548 | 3004 | 84.6535 | 0 | 35.6014 | 0 | 0 | 0 | 0 | 120.2548 | 3004 | 89.1089 | 190.7164 | 38.488 | 0 | 0 | 0 | 0 | 318.3133 | 3004 | 89.1089 | 190.7164 | 38.488 | 0 | 0 | 0 | 0 | 318.3133 | 3004 | 89.1089 | 190.7164 | 38.488 | 0 | 0 | 0 | 0 | 318.3133 | 3004 | 90.5941 | 381.4329 | 48.11 | 0 | 0 | 0 | 0 | 0 | 0 | 520.1369 | 3004 | 90.5941 | 381.4329 | 48.11 | 17 | 0 | 0 | 0 | 0 | 0 | 537.1369 | 3004 | 90.5941 | 381.4329 | 48.11 | 0 | 0 | 0 | 0 | 0 | 0 | 520.1369
3007 | 41.5117 | 40.6944 | 40.6944 | 22.3899 | 22.3899 | 22.3899 | 18.6145 | 18.6145 | 18.6145 | 3007 | 1257.0479 | 1257.0479 | 1257.0479 | 1474.6139 | 1474.6139 | 1474.6139 | 1668.0059 | 1668.0059 | 1668.0059 | 3005 | 9.4059 | 0 | 101.7182 | 0 | 0 | 0 | 0 | 111.1242 |  | 3005 | 9.4059 | 0 | 101.7182 | 0 | 0 | 0 | 0 | 111.1242 | 3005 | 9.4059 | 0 | 101.7182 | 0 | 0 | 0 | 0 | 111.1242 | 3005 | 9.901 | 166.4985 | 109.9656 | 0 | 0 | 0 | 0 | 286.3651 | 3005 | 9.901 | 166.4985 | 109.9656 | 0 | 0 | 0 | 0 | 286.3651 | 3005 | 9.901 | 166.4985 | 109.9656 | 0 | 0 | 0 | 0 | 286.3651 | 3005 | 10.066 | 332.997 | 137.457 | 0 | 0 | 0 | 0 | 0 | 0 | 480.52 | 3005 | 10.066 | 332.997 | 137.457 | 17 | 0 | 0 | 0 | 0 | 0 | 497.52 | 3005 | 10.066 | 332.997 | 137.457 | 0 | 0 | 0 | 0 | 0 | 0 | 480.52
3008 | 29.4202 | 29.4202 | 29.4202 | 21.7964 | 21.7964 | 21.7964 | 17.012 | 17.012 | 17.012 | 3008 | 1277.0363 | 1277.0363 | 1277.0363 | 1498.0618 | 1498.0618 | 1498.0618 | 1694.529 | 1694.529 | 1694.529 | 3006 | 9.4059 | 0 | 162.7491 | 0 | 0 | 0 | 0 | 172.1551 |  | 3006 | 9.4059 | 0 | 162.7491 | 0 | 0 | 0 | 0 | 172.1551 | 3006 | 9.4059 | 0 | 162.7491 | 0 | 0 | 0 | 0 | 172.1551 | 3006 | 9.901 | 143.2896 | 175.945 | 0 | 0 | 0 | 0 | 329.1356 | 3006 | 9.901 | 143.2896 | 175.945 | 0 | 0 | 0 | 0 | 329.1356 | 3006 | 9.901 | 143.2896 | 175.945 | 0 | 0 | 0 | 0 | 329.1356 | 3006 | 10.066 | 286.5792 | 219.9313 | 0 | 0 | 0 | 0 | 0 | 0 | 516.5765 | 3006 | 10.066 | 286.5792 | 219.9313 | 17 | 0 | 0 | 0 | 0 | 0 | 533.5765 | 3006 | 10.066 | 286.5792 | 219.9313 | 0 | 0 | 0 | 0 | 0 | 0 | 516.5765
3009 | 28.5703 | 28.5703 | 28.5703 | 20.9838 | 20.9838 | 20.9838 | 13.6917 | 13.6917 | 13.6917 | 3009 | 1239.2805 | 1239.2805 | 1239.2805 | 1453.7713 | 1453.7713 | 1453.7713 | 1644.4299 | 1644.4299 | 1644.4299 | 3007 | 9.4059 | 0 | 244.1237 | 0 | 0 | 0 | 0 | 253.5297 |  | 3007 | 9.4059 | 0 | 244.1237 | 0 | 0 | 0 | 0 | 253.5297 | 3007 | 9.4059 | 0 | 244.1237 | 0 | 0 | 0 | 0 | 253.5297 | 3007 | 9.901 | 137.2351 | 263.9175 | 0 | 0 | 0 | 0 | 411.0536 | 3007 | 9.901 | 137.2351 | 263.9175 | 0 | 0 | 0 | 0 | 411.0536 | 3007 | 9.901 | 137.2351 | 263.9175 | 0 | 0 | 0 | 0 | 411.0536 | 3007 | 10.066 | 274.4702 | 329.8969 | 0 | 0 | 0 | 0 | 0 | 0 | 614.4331 | 3007 | 10.066 | 274.4702 | 329.8969 | 17 | 0 | 0 | 0 | 0 | 0 | 631.4331 | 3007 | 10.066 | 274.4702 | 329.8969 | 0 | 0 | 0 | 0 | 0 | 0 | 614.4331
3010 | 22.3899 | 22.3899 | 22.3899 | 18.6145 | 18.6145 | 18.6145 | 3.0198 | 3.3773 | 3.3773 | 3010 | 1190.4199 | 1190.4199 | 1190.4199 | 1396.4542 | 1396.4542 | 1396.4542 | 1579.5957 | 1579.5957 | 1579.5957 | 3008 | 9.4059 | 0 | 391.6151 | 0 | 0 | 0 | 0 | 401.0211 |  | 3008 | 9.4059 | 0 | 391.6151 | 0 | 0 | 0 | 0 | 401.0211 | 3008 | 9.4059 | 0 | 391.6151 | 0 | 0 | 0 | 0 | 401.0211 | 3008 | 9.901 | 138.2442 | 423.3677 | 0 | 0 | 0 | 0 | 571.5129 | 3008 | 9.901 | 138.2442 | 423.3677 | 0 | 0 | 0 | 0 | 571.5129 | 3008 | 9.901 | 138.2442 | 423.3677 | 0 | 0 | 0 | 0 | 571.5129 | 3008 | 10.066 | 276.4884 | 529.2096 | 0 | 0 | 0 | 0 | 0 | 0 | 815.764 | 3008 | 10.066 | 276.4884 | 529.2096 | 17 | 0 | 0 | 0 | 0 | 0 | 832.764 | 3008 | 10.066 | 276.4884 | 529.2096 | 0 | 0 | 0 | 0 | 0 | 0 | 815.764
3011 | 22.3899 | 22.3899 | 22.3899 | 18.6145 | 18.6145 | 18.6145 | 3.0198 | 3.0198 | 3.0198 | 3011 | 1175.9839 | 1175.9839 | 1175.9839 | 1379.5196 | 1379.5196 | 1379.5196 | 1560.4402 | 1560.4402 | 1560.4402 | 3009 | 9.4059 | 0 | 523.8488 | 0 | 0 | 0 | 0 | 533.2547 |  | 3009 | 9.4059 | 0 | 523.8488 | 0 | 0 | 0 | 0 | 533.2547 | 3009 | 9.4059 | 0 | 523.8488 | 0 | 0 | 0 | 0 | 533.2547 | 3009 | 9.901 | 140.2624 | 566.323 | 0 | 0 | 0 | 0 | 716.4864 | 3009 | 9.901 | 140.2624 | 566.323 | 0 | 0 | 0 | 0 | 716.4864 | 3009 | 9.901 | 140.2624 | 566.323 | 0 | 0 | 0 | 0 | 716.4864 | 3009 | 10.066 | 280.5247 | 707.9038 | 0 | 0 | 0 | 0 | 0 | 0 | 998.4945 | 3009 | 10.066 | 280.5247 | 707.9038 | 17 | 0 | 0 | 0 | 0 | 0 | 1015.4945 | 3009 | 10.066 | 280.5247 | 707.9038 | 0 | 0 | 0 | 0 | 0 | 0 | 998.4945
3012 | 21.7964 | 22.3899 | 22.3899 | 18.6145 | 18.6145 | 18.6145 | 3.0198 | 3.0198 | 3.0198 | 3012 | 1150.4432 | 1150.4432 | 1150.4432 | 1349.5583 | 1349.5583 | 1349.5583 | 1526.5496 | 1526.5496 | 1526.5496 | 3010 | 94.0594 | 0 | 579.7938 | 0 | 0 | 0 | 0 | 673.8532 |  | 3010 | 94.0594 | 0 | 579.7938 | 0 | 0 | 0 | 0 | 673.8532 | 3010 | 94.0594 | 0 | 579.7938 | 0 | 0 | 0 | 0 | 673.8532 | 3010 | 99.0099 | 133.1988 | 626.8041 | 0 | 0 | 0 | 0 | 859.0128 | 3010 | 99.0099 | 133.1988 | 626.8041 | 0 | 0 | 0 | 0 | 859.0128 | 3010 | 99.0099 | 133.1988 | 626.8041 | 0 | 0 | 0 | 0 | 859.0128 | 3010 | 100.6601 | 266.3976 | 783.5052 | 0 | 0 | 0 | 0 | 0 | 0 | 1150.5628 | 3010 | 100.6601 | 266.3976 | 783.5052 | 17 | 0 | 0 | 0 | 0 | 0 | 1167.5628 | 3010 | 100.6601 | 266.3976 | 783.5052 | 0 | 0 | 0 | 0 | 0 | 0 | 1150.5628
3013 | 22.3899 | 22.3899 | 22.3899 | 18.6145 | 18.6145 | 18.6145 | 11.1093 | 11.1093 | 11.1093 | 3013 | 1189.3095 | 1189.3095 | 1189.3095 | 1395.1515 | 1395.1515 | 1395.1515 | 1578.1222 | 1578.1222 | 1578.1222 | 3011 | 235.1485 | 0 | 569.622 | 0 | 0 | 0 | 0 | 804.7705 |  | 3011 | 235.1485 | 0 | 569.622 | 0 | 0 | 0 | 0 | 804.7705 | 3011 | 235.1485 | 0 | 569.622 | 0 | 0 | 0 | 0 | 804.7705 | 3011 | 247.5248 | 115.0353 | 615.8076 | 0 | 0 | 0 | 0 | 978.3676 | 3011 | 247.5248 | 115.0353 | 615.8076 | 0 | 0 | 0 | 0 | 978.3676 | 3011 | 247.5248 | 115.0353 | 615.8076 | 0 | 0 | 0 | 0 | 978.3676 | 3011 | 251.6502 | 230.0706 | 769.7595 | 0 | 0 | 0 | 0 | 0 | 0 | 1251.4803 | 3011 | 251.6502 | 230.0706 | 769.7595 | 17 | 0 | 0 | 0 | 0 | 0 | 1268.4803 | 3011 | 251.6502 | 230.0706 | 769.7595 | 0 | 0 | 0 | 0 | 0 | 0 | 1251.4803
3014 | 28.5703 | 28.5703 | 28.5703 | 20.9838 | 20.9838 | 20.9838 | 14.9898 | 14.9898 | 14.9898 | 3014 | 1202.6351 | 1202.6351 | 1202.6351 | 1410.7835 | 1410.7835 | 1410.7835 | 1595.8042 | 1595.8042 | 1595.8042 | 3012 | 225.7426 | 0 | 539.1065 | 0 | 0 | 0 | 0 | 764.8491 |  | 3012 | 225.7426 | 0 | 539.1065 | 0 | 0 | 0 | 0 | 764.8491 | 3012 | 225.7426 | 0 | 539.1065 | 0 | 0 | 0 | 0 | 764.8491 | 3012 | 237.6238 | 93.8446 | 582.8179 | 0 | 0 | 0 | 0 | 914.2862 | 3012 | 237.6238 | 93.8446 | 582.8179 | 0 | 0 | 0 | 0 | 914.2862 | 3012 | 237.6238 | 93.8446 | 582.8179 | 0 | 0 | 0 | 0 | 914.2862 | 3012 | 241.5842 | 187.6892 | 728.5223 | 0 | 0 | 0 | 0 | 0 | 0 | 1157.7957 | 3012 | 241.5842 | 187.6892 | 728.5223 | 17 | 0 | 0 | 0 | 0 | 0 | 1174.7957 | 3012 | 241.5842 | 187.6892 | 728.5223 | 0 | 0 | 0 | 0 | 0 | 0 | 1157.7957
3015 | 28.5703 | 28.5703 | 28.5703 | 20.9838 | 20.9838 | 20.9838 | 14.9898 | 14.9898 | 14.9898 | 3015 | 1204.856 | 1204.856 | 1204.856 | 1413.3888 | 1413.3888 | 1413.3888 | 1598.7512 | 1598.7512 | 1598.7512 | 3013 | 216.3366 | 0 | 371.2715 | 0 | 0 | 0 | 0 | 587.6081 |  | 3013 | 216.3366 | 0 | 371.2715 | 0 | 0 | 0 | 0 | 587.6081 | 3013 | 216.3366 | 0 | 371.2715 | 0 | 0 | 0 | 0 | 587.6081 | 3013 | 227.7228 | 74.672 | 401.3746 | 0 | 0 | 0 | 0 | 703.7694 | 3013 | 227.7228 | 74.672 | 401.3746 | 0 | 0 | 0 | 0 | 703.7694 | 3013 | 227.7228 | 74.672 | 401.3746 | 0 | 0 | 0 | 0 | 703.7694 | 3013 | 231.5182 | 149.3441 | 501.7182 | 0 | 0 | 0 | 0 | 0 | 0 | 882.5805 | 3013 | 231.5182 | 149.3441 | 501.7182 | 17 | 0 | 0 | 0 | 0 | 0 | 899.5805 | 3013 | 231.5182 | 149.3441 | 501.7182 | 0 | 0 | 0 | 0 | 0 | 0 | 882.5805
3016 | 28.5703 | 28.5703 | 28.5703 | 20.9838 | 20.9838 | 20.9838 | 15.8591 | 15.8591 | 15.8591 | 3016 | 1170.4316 | 1170.4316 | 1170.4316 | 1373.0062 | 1373.0062 | 1373.0062 | 1553.0726 | 1553.0726 | 1553.0726 | 3014 | 178.7129 | 0 | 233.9519 | 0 | 0 | 0 | 0 | 412.6648 |  | 3014 | 178.7129 | 0 | 233.9519 | 0 | 0 | 0 | 0 | 412.6648 | 3014 | 178.7129 | 0 | 233.9519 | 0 | 0 | 0 | 0 | 412.6648 | 3014 | 188.1188 | 63.5721 | 252.921 | 0 | 0 | 0 | 0 | 504.6119 | 3014 | 188.1188 | 63.5721 | 252.921 | 0 | 0 | 0 | 0 | 504.6119 | 3014 | 188.1188 | 63.5721 | 252.921 | 0 | 0 | 0 | 0 | 504.6119 | 3014 | 191.2541 | 127.1443 | 316.1512 | 0 | 0 | 0 | 0 | 0 | 0 | 634.5496 | 3014 | 191.2541 | 127.1443 | 316.1512 | 17 | 0 | 0 | 0 | 0 | 0 | 651.5496 | 3014 | 191.2541 | 127.1443 | 316.1512 | 0 | 0 | 0 | 0 | 0 | 0 | 634.5496
3017 | 29.4202 | 29.4202 | 29.4202 | 22.8974 | 22.8974 | 22.8974 | 18.6145 | 18.6145 | 18.6145 | 3017 | 1127.1234 | 1127.1234 | 1127.1234 | 1322.2024 | 1322.2024 | 1322.2024 | 1495.606 | 1495.606 | 1495.606 | 3015 | 188.1188 | 0 | 172.921 | 0 | 0 | 0 | 0 | 361.0398 |  | 3015 | 188.1188 | 0 | 172.921 | 0 | 0 | 0 | 0 | 361.0398 | 3015 | 188.1188 | 0 | 172.921 | 0 | 0 | 0 | 0 | 361.0398 | 3015 | 198.0198 | 60.5449 | 186.9416 | 0 | 0 | 0 | 0 | 445.5063 | 3015 | 198.0198 | 60.5449 | 186.9416 | 0 | 0 | 0 | 0 | 445.5063 | 3015 | 198.0198 | 60.5449 | 186.9416 | 0 | 0 | 0 | 0 | 445.5063 | 3015 | 201.3201 | 121.0898 | 233.677 | 0 | 0 | 0 | 0 | 0 | 0 | 556.0869 | 3015 | 201.3201 | 121.0898 | 233.677 | 17 | 0 | 0 | 0 | 0 | 0 | 573.0869 | 3015 | 201.3201 | 121.0898 | 233.677 | 0 | 0 | 0 | 0 | 0 | 0 | 556.0869
3018 | 41.5117 | 40.6944 | 40.6944 | 28.5703 | 28.5703 | 28.5703 | 20.9838 | 18.6145 | 18.6145 | 3018 | 1098.2512 | 1098.2512 | 1098.2512 | 1288.3332 | 1288.3332 | 1288.3332 | 1457.2949 | 1457.2949 | 1457.2949 | 3016 | 206.9307 | 0 | 111.89 | 0 | 0 | 0 | 0 | 318.8207 |  | 3016 | 206.9307 | 0 | 111.89 | 0 | 0 | 0 | 0 | 318.8207 | 3016 | 206.9307 | 0 | 111.89 | 0 | 0 | 0 | 0 | 318.8207 | 3016 | 217.8218 | 63.5721 | 120.9622 | 0 | 0 | 0 | 0 | 402.3561 | 3016 | 217.8218 | 63.5721 | 120.9622 | 0 | 0 | 0 | 0 | 402.3561 | 3016 | 217.8218 | 63.5721 | 120.9622 | 0 | 0 | 0 | 0 | 402.3561 | 3016 | 221.4521 | 127.1443 | 151.2027 | 0 | 0 | 0 | 0 | 0 | 0 | 499.7992 | 3016 | 221.4521 | 127.1443 | 151.2027 | 17 | 0 | 0 | 0 | 0 | 0 | 516.7992 | 3016 | 221.4521 | 127.1443 | 151.2027 | 0 | 0 | 0 | 0 | 0 | 0 | 499.7992
3019 | 41.5117 | 40.6944 | 40.6944 | 29.4202 | 29.4202 | 29.4202 | 20.9838 | 18.6145 | 18.6145 | 3019 | 1092.6989 | 1092.6989 | 1092.6989 | 1281.8199 | 1281.8199 | 1281.8199 | 1449.9274 | 1449.9274 | 1449.9274 | 3017 | 244.5545 | 0 | 50.8591 | 0 | 0 | 0 | 0 | 295.4136 |  | 3017 | 244.5545 | 0 | 50.8591 | 0 | 0 | 0 | 0 | 295.4136 | 3017 | 244.5545 | 0 | 50.8591 | 0 | 0 | 0 | 0 | 295.4136 | 3017 | 257.4257 | 70.6357 | 54.9828 | 0 | 0 | 0 | 0 | 383.0443 | 3017 | 257.4257 | 70.6357 | 54.9828 | 0 | 0 | 0 | 0 | 383.0443 | 3017 | 257.4257 | 70.6357 | 54.9828 | 0 | 0 | 0 | 0 | 383.0443 | 3017 | 261.7162 | 141.2714 | 68.7285 | 0 | 0 | 0 | 0 | 0 | 0 | 471.7161 | 3017 | 261.7162 | 141.2714 | 68.7285 | 17 | 0 | 0 | 0 | 0 | 0 | 488.7161 | 3017 | 261.7162 | 141.2714 | 68.7285 | 0 | 0 | 0 | 0 | 0 | 0 | 471.7161
3020 | 41.5117 | 41.5117 | 41.5117 | 29.6302 | 29.6302 | 29.6302 | 20.9838 | 20.9838 | 20.9838 | 3020 | 1044.9489 | 1044.9489 | 1044.9489 | 1225.8054 | 1225.8054 | 1225.8054 | 1386.5667 | 1386.5667 | 1386.5667 | 3018 | 300.9901 | 0 | 15.2577 | 0 | 0 | 0 | 0 | 316.2478 |  | 3018 | 300.9901 | 0 | 15.2577 | 0 | 0 | 0 | 0 | 316.2478 | 3018 | 300.9901 | 0 | 15.2577 | 0 | 0 | 0 | 0 | 316.2478 | 3018 | 316.8317 | 76.6902 | 16.4948 | 0 | 0 | 0 | 0 | 410.0167 | 3018 | 316.8317 | 76.6902 | 16.4948 | 0 | 0 | 0 | 0 | 410.0167 | 3018 | 316.8317 | 76.6902 | 16.4948 | 0 | 0 | 0 | 0 | 410.0167 | 3018 | 322.1122 | 153.3804 | 20.6186 | 0 | 0 | 0 | 0 | 0 | 0 | 496.1112 | 3018 | 322.1122 | 153.3804 | 20.6186 | 17 | 0 | 0 | 0 | 0 | 0 | 513.1112 | 3018 | 322.1122 | 153.3804 | 20.6186 | 0 | 0 | 0 | 0 | 0 | 0 | 496.1112
3021 | 41.5117 | 41.5117 | 41.5117 | 30.4988 | 30.4988 | 30.4988 | 20.9838 | 20.9838 | 20.9838 | 3021 | 951.6697 | 951.6697 | 951.6697 | 1116.3817 | 1116.3817 | 1116.3817 | 1262.7925 | 1262.7925 | 1262.7925 | 3019 | 291.5842 | 0 | 0 | 0 | 0 | 0 | 0 | 291.5842 |  | 3019 | 291.5842 | 0 | 0 | 0 | 0 | 0 | 0 | 291.5842 | 3019 | 291.5842 | 0 | 0 | 0 | 0 | 0 | 0 | 291.5842 | 3019 | 306.9307 | 89.8083 | 0 | 0 | 0 | 0 | 0 | 396.739 | 3019 | 306.9307 | 89.8083 | 0 | 0 | 0 | 0 | 0 | 396.739 | 3019 | 306.9307 | 89.8083 | 0 | 0 | 0 | 0 | 0 | 396.739 | 3019 | 312.0462 | 179.6165 | 0 | 0 | 0 | 0 | 0 | 0 | 0 | 491.6628 | 3019 | 312.0462 | 179.6165 | 0 | 17 | 0 | 0 | 0 | 0 | 0 | 508.6628 | 3019 | 312.0462 | 179.6165 | 0 | 0 | 0 | 0 | 0 | 0 | 0 | 491.6628
3022 | 29.8027 | 29.8027 | 29.8027 | 28.5703 | 28.5703 | 28.5703 | 18.6145 | 18.6145 | 18.6145 | 3022 | 896.1464 | 896.1464 | 896.1464 | 1051.2486 | 1051.2486 | 1051.2486 | 1189.1173 | 1189.1173 | 1189.1173 | 3020 | 188.1188 | 0 | 0 | 0 | 0 | 0 | 0 | 188.1188 |  | 3020 | 188.1188 | 0 | 0 | 0 | 0 | 0 | 0 | 188.1188 | 3020 | 188.1188 | 0 | 0 | 0 | 0 | 0 | 0 | 188.1188 | 3020 | 198.0198 | 108.9808 | 0 | 0 | 0 | 0 | 0 | 307.0006 | 3020 | 198.0198 | 108.9808 | 0 | 0 | 0 | 0 | 0 | 307.0006 | 3020 | 198.0198 | 108.9808 | 0 | 0 | 0 | 0 | 0 | 307.0006 | 3020 | 201.3201 | 217.9617 | 0 | 0 | 0 | 0 | 0 | 0 | 0 | 419.2818 | 3020 | 201.3201 | 217.9617 | 0 | 17 | 0 | 0 | 0 | 0 | 0 | 436.2818 | 3020 | 201.3201 | 217.9617 | 0 | 0 | 0 | 0 | 0 | 0 | 0 | 419.2818
3023 | 29.4202 | 29.4202 | 29.4202 | 22.3899 | 22.3899 | 22.3899 | 14.9898 | 14.9898 | 14.9898 | 3023 | 842.844 | 842.844 | 842.844 | 988.7208 | 988.7208 | 988.7208 | 1118.3891 | 1118.3891 | 1118.3891 | 3021 | 122.2772 | 0 | 0 | 0 | 0 | 0 | 0 | 122.2772 |  | 3021 | 122.2772 | 0 | 0 | 0 | 0 | 0 | 0 | 122.2772 | 3021 | 122.2772 | 0 | 0 | 0 | 0 | 0 | 0 | 122.2772 | 3021 | 128.7129 | 126.1352 | 0 | 0 | 0 | 0 | 0 | 254.8481 | 3021 | 128.7129 | 126.1352 | 0 | 0 | 0 | 0 | 0 | 254.8481 | 3021 | 128.7129 | 126.1352 | 0 | 0 | 0 | 0 | 0 | 254.8481 | 3021 | 130.8581 | 252.2704 | 0 | 0 | 0 | 0 | 0 | 0 | 0 | 383.1285 | 3021 | 130.8581 | 252.2704 | 0 | 17 | 0 | 0 | 0 | 0 | 0 | 400.1285 | 3021 | 130.8581 | 252.2704 | 0 | 0 | 0 | 0 | 0 | 0 | 0 | 383.1285
3024 | 29.4202 | 29.4202 | 29.4202 | 20.9838 | 20.9838 | 20.9838 | 14.9898 | 14.9898 | 14.9898 | 3024 | 825.0765 | 825.0765 | 825.0765 | 967.8782 | 967.8782 | 967.8782 | 1094.8131 | 1094.8131 | 1094.8131 | 3022 | 94.0594 | 0 | 0 | 0 | 0 | 0 | 0 | 94.0594 |  | 3022 | 94.0594 | 0 | 0 | 0 | 0 | 0 | 0 | 94.0594 | 3022 | 94.0594 | 0 | 0 | 0 | 0 | 0 | 0 | 94.0594 | 3022 | 99.0099 | 141.2714 | 0 | 0 | 0 | 0 | 0 | 240.2813 | 3022 | 99.0099 | 141.2714 | 0 | 0 | 0 | 0 | 0 | 240.2813 | 3022 | 99.0099 | 141.2714 | 0 | 0 | 0 | 0 | 0 | 240.2813 | 3022 | 100.6601 | 282.5429 | 0 | 0 | 0 | 0 | 0 | 0 | 0 | 383.203 | 3022 | 100.6601 | 282.5429 | 0 | 17 | 0 | 0 | 0 | 0 | 0 | 400.203 | 3022 | 100.6601 | 282.5429 | 0 | 0 | 0 | 0 | 0 | 0 | 0 | 383.203
3025 | 51.5164 | 53.7559 | 53.7746 | 22.3899 | 22.3899 | 22.3899 | 16.9307 | 16.9307 | 16.9307 | 3025 | 816.1928 | 816.1928 | 816.1928 | 957.4569 | 957.4569 | 957.4569 | 1083.025 | 1083.025 | 1083.025 | 3023 | 150.495 | 0 | 0 | 0 | 0 | 0 | 0 | 150.495 |  | 3023 | 150.495 | 0 | 0 | 0 | 0 | 0 | 0 | 150.495 | 3023 | 150.495 | 0 | 0 | 0 | 0 | 0 | 0 | 150.495 | 3023 | 158.4158 | 169.5257 | 0 | 0 | 0 | 0 | 0 | 327.9416 | 3023 | 158.4158 | 169.5257 | 0 | 0 | 0 | 0 | 0 | 327.9416 | 3023 | 158.4158 | 169.5257 | 0 | 0 | 0 | 0 | 0 | 327.9416 | 3023 | 161.0561 | 339.0515 | 0 | 0 | 0 | 0 | 0 | 0 | 0 | 500.1076 | 3023 | 161.0561 | 339.0515 | 0 | 17 | 0 | 0 | 0 | 0 | 0 | 517.1076 | 3023 | 161.0561 | 339.0515 | 0 | 0 | 0 | 0 | 0 | 0 | 0 | 500.1076
3026 | 74.1528 | 74.1528 | 74.1528 | 23.4961 | 23.4961 | 23.4961 | 18.6145 | 18.6145 | 18.6145 | 3026 | 819.5242 | 819.5242 | 819.5242 | 961.3649 | 961.3649 | 961.3649 | 1087.4455 | 1087.4455 | 1087.4455 | 3024 | 159.901 | 0 | 0 | 0 | 0 | 0 | 0 | 159.901 |  | 3024 | 159.901 | 0 | 0 | 0 | 0 | 0 | 0 | 159.901 | 3024 | 159.901 | 0 | 0 | 0 | 0 | 0 | 0 | 159.901 | 3024 | 168.3168 | 192.7346 | 0 | 0 | 0 | 0 | 0 | 361.0514 | 3024 | 168.3168 | 192.7346 | 0 | 0 | 0 | 0 | 0 | 361.0514 | 3024 | 168.3168 | 192.7346 | 0 | 0 | 0 | 0 | 0 | 361.0514 | 3024 | 171.1221 | 385.4692 | 0 | 0 | 0 | 0 | 0 | 0 | 0 | 556.5913 | 3024 | 171.1221 | 385.4692 | 0 | 17 | 0 | 0 | 0 | 0 | 0 | 573.5913 | 3024 | 171.1221 | 385.4692 | 0 | 0 | 0 | 0 | 0 | 0 | 0 | 556.5913
3027 | 80.0874 | 79.4178 | 79.4409 | 29.4202 | 29.4202 | 29.4202 | 20.9838 | 20.9838 | 20.9838 | 3027 | 825.0765 | 825.0765 | 825.0765 | 967.8782 | 967.8782 | 967.8782 | 1094.8131 | 1094.8131 | 1094.8131 | 3025 | 150.495 | 0 | 0 | 0 | 0 | 0 | 0 | 150.495 |  | 3025 | 150.495 | 0 | 0 | 0 | 0 | 0 | 0 | 150.495 | 3025 | 150.495 | 0 | 0 | 0 | 0 | 0 | 0 | 150.495 | 3025 | 158.4158 | 218.9707 | 0 | 0 | 0 | 0 | 0 | 377.3866 | 3025 | 158.4158 | 218.9707 | 0 | 0 | 0 | 0 | 0 | 377.3866 | 3025 | 158.4158 | 218.9707 | 0 | 0 | 0 | 0 | 0 | 377.3866 | 3025 | 161.0561 | 437.9415 | 0 | 0 | 0 | 0 | 0 | 0 | 0 | 598.9976 | 3025 | 161.0561 | 437.9415 | 0 | 17 | 0 | 0 | 0 | 0 | 0 | 615.9976 | 3025 | 161.0561 | 437.9415 | 0 | 0 | 0 | 0 | 0 | 0 | 0 | 598.9976
3028 | 80.0874 | 79.4178 | 79.4409 | 31.7472 | 31.722 | 31.7252 | 22.8974 | 22.8974 | 22.8974 | 3028 | 956.1115 | 956.1115 | 956.1115 | 1121.5924 | 1121.5924 | 1121.5924 | 1268.6865 | 1268.6865 | 1268.6865 | 3026 | 169.3069 | 0 | 0 | 0 | 0 | 0 | 60.5678 | 229.8747 |  | 3026 | 169.3069 | 0 | 0 | 0 | 0 | 0 | 60.5678 | 229.8747 | 3026 | 169.3069 | 0 | 0 | 0 | 0 | 0 | 60.5678 | 229.8747 | 3026 | 178.2178 | 240.1615 | 0 | 0 | 0 | 0 | 0 | 418.3793 | 3026 | 178.2178 | 240.1615 | 0 | 0 | 0 | 0 | 0 | 418.3793 | 3026 | 178.2178 | 240.1615 | 0 | 0 | 0 | 0 | 0 | 418.3793 | 3026 | 181.1881 | 480.3229 | 0 | 0 | 0 | 0 | 0 | 0 | 0 | 661.511 | 3026 | 181.1881 | 480.3229 | 0 | 17 | 0 | 0 | 0 | 0 | 0 | 678.511 | 3026 | 181.1881 | 480.3229 | 0 | 0 | 0 | 0 | 0 | 0 | 0 | 661.511
3029 | 80.0874 | 79.4178 | 79.4409 | 31.7472 | 31.722 | 31.7252 | 23.8168 | 23.8057 | 23.8057 | 3029 | 1093.8094 | 1093.8094 | 1093.8094 | 1283.1225 | 1283.1225 | 1283.1225 | 1451.4009 | 1451.4009 | 1451.4009 | 3027 | 159.901 | 0 | 5.0859 | 0 | 0 | 0 | 150 | 314.9869 |  | 3027 | 159.901 | 0 | 5.0859 | 0 | 0 | 0 | 150 | 314.9869 | 3027 | 159.901 | 0 | 5.0859 | 0 | 0 | 0 | 150 | 314.9869 | 3027 | 168.3168 | 245.2069 | 5.4983 | 0 | 0 | 0 | 0 | 419.022 | 3027 | 168.3168 | 245.2069 | 5.4983 | 0 | 0 | 0 | 0 | 419.022 | 3027 | 168.3168 | 245.2069 | 5.4983 | 0 | 0 | 0 | 0 | 419.022 | 3027 | 171.1221 | 490.4137 | 6.8729 | 0 | 0 | 0 | 0 | 0 | 0 | 668.4087 | 3027 | 171.1221 | 490.4137 | 6.8729 | 17 | 0 | 0 | 0 | 0 | 0 | 685.4087 | 3027 | 171.1221 | 490.4137 | 6.8729 | 0 | 0 | 0 | 0 | 0 | 0 | 668.4087
3030 | 80.0874 | 79.4178 | 79.4409 | 31.7472 | 31.722 | 31.7252 | 23.8168 | 23.8057 | 23.8057 | 3030 | 1215.9607 | 1215.9607 | 1215.9607 | 1426.4154 | 1426.4154 | 1426.4154 | 1613.4863 | 1613.4863 | 1613.4863 | 3028 | 112.8713 | 0 | 25.4296 | 0 | 0 | 0 | 150 | 288.3008 |  | 3028 | 112.8713 | 0 | 25.4296 | 0 | 0 | 0 | 150 | 288.3008 | 3028 | 112.8713 | 0 | 25.4296 | 0 | 0 | 0 | 150 | 288.3008 | 3028 | 118.8119 | 221.998 | 27.4914 | 0 | 0 | 0 | 0 | 368.3013 | 3028 | 118.8119 | 221.998 | 27.4914 | 0 | 0 | 0 | 0 | 368.3013 | 3028 | 118.8119 | 221.998 | 27.4914 | 0 | 0 | 0 | 0 | 368.3013 | 3028 | 120.7921 | 443.996 | 34.3643 | 0 | 0 | 0 | 0 | 0 | 0 | 599.1523 | 3028 | 120.7921 | 443.996 | 34.3643 | 17 | 0 | 0 | 0 | 0 | 0 | 616.1523 | 3028 | 120.7921 | 443.996 | 34.3643 | 0 | 0 | 0 | 0 | 0 | 0 | 599.1523
3031 | 61.8718 | 61.8718 | 61.8718 | 31.7472 | 31.722 | 31.7252 | 23.8168 | 23.8057 | 23.8057 | 3031 | 1254.827 | 1254.827 | 1254.827 | 1472.0086 | 1472.0086 | 1472.0086 | 1665.0589 | 1665.0589 | 1665.0589 | 3029 | 65.8416 | 0 | 61.0309 | 0 | 0 | 0 | 150 | 276.8725 |  | 3029 | 65.8416 | 0 | 61.0309 | 0 | 0 | 0 | 150 | 276.8725 | 3029 | 65.8416 | 0 | 61.0309 | 0 | 0 | 0 | 150 | 276.8725 | 3029 | 69.3069 | 194.7528 | 65.9794 | 0 | 0 | 0 | 0 | 330.0391 | 3029 | 69.3069 | 194.7528 | 65.9794 | 0 | 0 | 0 | 0 | 330.0391 | 3029 | 69.3069 | 194.7528 | 65.9794 | 0 | 0 | 0 | 0 | 330.0391 | 3029 | 70.462 | 389.5055 | 82.4742 | 0 | 0 | 0 | 0 | 0 | 0 | 542.4418 | 3029 | 70.462 | 389.5055 | 82.4742 | 17 | 0 | 0 | 0 | 0 | 0 | 559.4418 | 3029 | 70.462 | 389.5055 | 82.4742 | 0 | 0 | 0 | 0 | 0 | 0 | 542.4418
3032 | 51.5164 | 50.9472 | 51.9833 | 32.2549 | 32.2549 | 32.2549 | 23.8168 | 23.8057 | 23.8057 | 3032 | 1270.3735 | 1270.3735 | 1270.3735 | 1490.2459 | 1490.2459 | 1490.2459 | 1685.688 | 1685.688 | 1685.688 | 3030 | 37.6238 | 0 | 111.89 | 0 | 0 | 0 | 150 | 299.5138 |  | 3030 | 37.6238 | 0 | 111.89 | 0 | 0 | 0 | 150 | 299.5138 | 3030 | 37.6238 | 0 | 111.89 | 0 | 0 | 0 | 150 | 299.5138 | 3030 | 39.604 | 188.6983 | 120.9622 | 0 | 0 | 0 | 0 | 349.2644 | 3030 | 39.604 | 188.6983 | 120.9622 | 0 | 0 | 0 | 0 | 349.2644 | 3030 | 39.604 | 188.6983 | 120.9622 | 0 | 0 | 0 | 0 | 349.2644 | 3030 | 40.264 | 377.3966 | 151.2027 | 0 | 0 | 0 | 0 | 0 | 0 | 568.8633 | 3030 | 40.264 | 377.3966 | 151.2027 | 17 | 0 | 0 | 0 | 0 | 0 | 585.8633 | 3030 | 40.264 | 377.3966 | 151.2027 | 0 | 0 | 0 | 0 | 0 | 0 | 568.8633
3033 | 74.1528 | 74.1528 | 74.1528 | 31.7472 | 31.722 | 31.7252 | 22.8974 | 22.8974 | 22.8974 | 3033 | 1261.4898 | 1261.4898 | 1261.4898 | 1479.8246 | 1479.8246 | 1479.8246 | 1673.8999 | 1673.8999 | 1673.8999 | 3031 | 37.6238 | 0 | 188.1787 | 0 | 0 | 0 | 0 | 225.8025 |  | 3031 | 37.6238 | 0 | 188.1787 | 0 | 0 | 0 | 0 | 225.8025 | 3031 | 37.6238 | 0 | 188.1787 | 0 | 0 | 0 | 0 | 225.8025 | 3031 | 39.604 | 200.8073 | 203.4364 | 0 | 0 | 0 | 0 | 443.8477 | 3031 | 39.604 | 200.8073 | 203.4364 | 0 | 0 | 0 | 0 | 443.8477 | 3031 | 39.604 | 200.8073 | 203.4364 | 0 | 0 | 0 | 0 | 443.8477 | 3031 | 40.264 | 401.6145 | 254.2955 | 0 | 0 | 0 | 0 | 0 | 0 | 696.1741 | 3031 | 40.264 | 401.6145 | 254.2955 | 17 | 0 | 0 | 0 | 0 | 0 | 713.1741 | 3031 | 40.264 | 401.6145 | 254.2955 | 0 | 0 | 0 | 0 | 0 | 0 | 696.1741
3034 | 72.1219 | 72.1219 | 72.1219 | 30.864 | 30.864 | 30.864 | 20.9838 | 20.9838 | 20.9838 | 3034 | 1225.9549 | 1225.9549 | 1225.9549 | 1438.1394 | 1438.1394 | 1438.1394 | 1626.7478 | 1626.7478 | 1626.7478 | 3032 | 75.2475 | 0 | 269.5533 | 0 | 0 | 0 | 0 | 344.8008 |  | 3032 | 75.2475 | 0 | 269.5533 | 0 | 0 | 0 | 0 | 344.8008 | 3032 | 75.2475 | 0 | 269.5533 | 0 | 0 | 0 | 0 | 344.8008 | 3032 | 79.2079 | 227.0434 | 291.4089 | 0 | 0 | 0 | 0 | 597.6602 | 3032 | 79.2079 | 227.0434 | 291.4089 | 0 | 0 | 0 | 0 | 597.6602 | 3032 | 79.2079 | 227.0434 | 291.4089 | 0 | 0 | 0 | 0 | 597.6602 | 3032 | 80.5281 | 454.0868 | 364.2612 | 0 | 0 | 0 | 0 | 0 | 0 | 898.876 | 3032 | 80.5281 | 454.0868 | 364.2612 | 17 | 0 | 0 | 0 | 0 | 0 | 915.876 | 3032 | 80.5281 | 454.0868 | 364.2612 | 0 | 0 | 0 | 0 | 0 | 0 | 898.876
3035 | 60.7655 | 60.7655 | 60.7655 | 30.864 | 30.864 | 30.864 | 18.6145 | 18.6145 | 18.6145 | 3035 | 1224.8444 | 1224.8444 | 1224.8444 | 1436.8367 | 1436.8367 | 1436.8367 | 1625.2743 | 1625.2743 | 1625.2743 | 3033 | 94.0594 | 0 | 335.6701 | 0 | 0 | 0 | 7.0422 | 436.7717 |  | 3033 | 94.0594 | 0 | 335.6701 | 0 | 0 | 0 | 7.0422 | 436.7717 | 3033 | 94.0594 | 0 | 335.6701 | 0 | 0 | 0 | 7.0422 | 436.7717 | 3033 | 99.0099 | 251.2614 | 362.8866 | 0 | 0 | 0 | 0 | 713.1579 | 3033 | 99.0099 | 251.2614 | 362.8866 | 0 | 0 | 0 | 0 | 713.1579 | 3033 | 99.0099 | 251.2614 | 362.8866 | 0 | 0 | 0 | 0 | 713.1579 | 3033 | 100.6601 | 502.5227 | 453.6082 | 0 | 0 | 0 | 0 | 0 | 0 | 1056.791 | 3033 | 100.6601 | 502.5227 | 453.6082 | 17 | 0 | 0 | 0 | 0 | 0 | 1073.791 | 3033 | 100.6601 | 502.5227 | 453.6082 | 0 | 0 | 0 | 0 | 0 | 0 | 1056.791
3036 | 58.7621 | 58.7621 | 58.7621 | 30.864 | 30.864 | 30.864 | 17.7619 | 17.7619 | 17.7619 | 3036 | 1195.9723 | 1195.9723 | 1195.9723 | 1402.9675 | 1402.9675 | 1402.9675 | 1586.9632 | 1586.9632 | 1586.9632 | 3034 | 75.2475 | 0 | 447.5601 | 0 | 0 | 0 | 0 | 522.8077 |  | 3034 | 75.2475 | 0 | 447.5601 | 0 | 0 | 0 | 0 | 522.8077 | 3034 | 75.2475 | 0 | 447.5601 | 0 | 0 | 0 | 0 | 522.8077 | 3034 | 79.2079 | 262.3613 | 483.8488 | 0 | 0 | 0 | 0 | 825.418 | 3034 | 79.2079 | 262.3613 | 483.8488 | 0 | 0 | 0 | 0 | 825.418 | 3034 | 79.2079 | 262.3613 | 483.8488 | 0 | 0 | 0 | 0 | 825.418 | 3034 | 80.5281 | 524.7225 | 604.811 | 0 | 0 | 0 | 0 | 0 | 0 | 1210.0616 | 3034 | 80.5281 | 524.7225 | 604.811 | 17 | 0 | 0 | 0 | 0 | 0 | 1227.0616 | 3034 | 80.5281 | 524.7225 | 604.811 | 0 | 0 | 0 | 0 | 0 | 0 | 1210.0616
3037 | 51.5164 | 50.9472 | 51.9833 | 30.1371 | 30.1371 | 30.1371 | 16.9307 | 16.9307 | 16.9307 | 3037 | 1160.4374 | 1160.4374 | 1160.4374 | 1361.2823 | 1361.2823 | 1361.2823 | 1539.8111 | 1539.8111 | 1539.8111 | 3035 | 65.8416 | 0 | 488.2474 | 0 | 0 | 0 | 0 | 554.089 |  | 3035 | 65.8416 | 0 | 488.2474 | 0 | 0 | 0 | 0 | 554.089 | 3035 | 65.8416 | 0 | 488.2474 | 0 | 0 | 0 | 0 | 554.089 | 3035 | 69.3069 | 266.3976 | 527.8351 | 0 | 0 | 0 | 0 | 863.5396 | 3035 | 69.3069 | 266.3976 | 527.8351 | 0 | 0 | 0 | 0 | 863.5396 | 3035 | 69.3069 | 266.3976 | 527.8351 | 0 | 0 | 0 | 0 | 863.5396 | 3035 | 70.462 | 532.7952 | 659.7938 | 0 | 0 | 0 | 0 | 0 | 0 | 1263.051 | 3035 | 70.462 | 532.7952 | 659.7938 | 17 | 0 | 0 | 0 | 0 | 0 | 1280.051 | 3035 | 70.462 | 532.7952 | 659.7938 | 0 | 0 | 0 | 0 | 0 | 0 | 1263.051
3038 | 58.7621 | 58.7621 | 58.7621 | 33.7753 | 33.7753 | 33.7753 | 19.1901 | 19.1901 | 19.1901 | 3038 | 1158.2164 | 1158.2164 | 1158.2164 | 1358.677 | 1358.677 | 1358.677 | 1536.8641 | 1536.8641 | 1536.8641 | 3036 | 56.4356 | 0 | 528.9347 | 0 | 0 | 0 | 0 | 585.3704 |  | 3036 | 56.4356 | 0 | 528.9347 | 0 | 0 | 0 | 0 | 585.3704 | 3036 | 56.4356 | 0 | 528.9347 | 0 | 0 | 0 | 0 | 585.3704 | 3036 | 59.4059 | 264.3794 | 571.8213 | 0 | 0 | 0 | 0 | 895.6067 | 3036 | 59.4059 | 264.3794 | 571.8213 | 0 | 0 | 0 | 0 | 895.6067 | 3036 | 59.4059 | 264.3794 | 571.8213 | 0 | 0 | 0 | 0 | 895.6067 | 3036 | 60.396 | 528.7588 | 714.7766 | 0 | 0 | 0 | 0 | 0 | 0 | 1303.9315 | 3036 | 60.396 | 528.7588 | 714.7766 | 17 | 0 | 0 | 0 | 0 | 0 | 1320.9315 | 3036 | 60.396 | 528.7588 | 714.7766 | 0 | 0 | 0 | 0 | 0 | 0 | 1303.9315
3039 | 58.3905 | 58.3905 | 58.3905 | 33.7753 | 33.7753 | 33.7753 | 22.3899 | 22.3899 | 22.3899 | 3039 | 1149.3327 | 1149.3327 | 1149.3327 | 1348.2557 | 1348.2557 | 1348.2557 | 1525.0761 | 1525.0761 | 1525.0761 | 3037 | 47.0297 | 0 | 513.677 | 0 | 0 | 0 | 0 | 560.7067 |  | 3037 | 47.0297 | 0 | 513.677 | 0 | 0 | 0 | 0 | 560.7067 | 3037 | 47.0297 | 0 | 513.677 | 0 | 0 | 0 | 0 | 560.7067 | 3037 | 49.505 | 269.4248 | 555.3265 | 0 | 0 | 0 | 0 | 874.2562 | 3037 | 49.505 | 269.4248 | 555.3265 | 0 | 0 | 0 | 0 | 874.2562 | 3037 | 49.505 | 269.4248 | 555.3265 | 0 | 0 | 0 | 0 | 874.2562 | 3037 | 50.33 | 538.8496 | 694.1581 | 0 | 0 | 0 | 0 | 0 | 0 | 1283.3378 | 3037 | 50.33 | 538.8496 | 694.1581 | 17 | 0 | 0 | 0 | 0 | 0 | 1300.3378 | 3037 | 50.33 | 538.8496 | 694.1581 | 0 | 0 | 0 | 0 | 0 | 0 | 1283.3378
3040 | 76.887 | 76.887 | 76.887 | 33.7753 | 33.7753 | 33.7753 | 24.9095 | 24.9095 | 24.9095 | 3040 | 1131.5652 | 1131.5652 | 1131.5652 | 1327.4131 | 1327.4131 | 1327.4131 | 1501.5 | 1501.5 | 1501.5 | 3038 | 56.4356 | 0 | 386.5292 | 0 | 0 | 0 | 0 | 442.9649 |  | 3038 | 56.4356 | 0 | 386.5292 | 0 | 0 | 0 | 0 | 442.9649 | 3038 | 56.4356 | 0 | 386.5292 | 0 | 0 | 0 | 0 | 442.9649 | 3038 | 59.4059 | 279.5156 | 417.8694 | 0 | 0 | 0 | 0 | 756.791 | 3038 | 59.4059 | 279.5156 | 417.8694 | 0 | 0 | 0 | 0 | 756.791 | 3038 | 59.4059 | 279.5156 | 417.8694 | 0 | 0 | 0 | 0 | 756.791 | 3038 | 60.396 | 559.0313 | 522.3368 | 0 | 0 | 0 | 0 | 0 | 0 | 1141.7641 | 3038 | 60.396 | 559.0313 | 522.3368 | 17 | 0 | 0 | 0 | 0 | 0 | 1158.7641 | 3038 | 60.396 | 559.0313 | 522.3368 | 0 | 0 | 0 | 0 | 0 | 0 | 1141.7641
3041 | 80.0874 | 79.4178 | 79.4409 | 33.8141 | 33.8141 | 33.8141 | 28.7551 | 28.7551 | 28.7551 | 3041 | 1111.5768 | 1111.5768 | 1111.5768 | 1303.9651 | 1303.9651 | 1303.9651 | 1474.977 | 1474.977 | 1474.977 | 3039 | 37.6238 | 0 | 300.0687 | 0 | 0 | 0 | 0 | 337.6925 |  | 3039 | 37.6238 | 0 | 300.0687 | 0 | 0 | 0 | 0 | 337.6925 | 3039 | 37.6238 | 0 | 300.0687 | 0 | 0 | 0 | 0 | 337.6925 | 3039 | 39.604 | 274.4702 | 324.3986 | 0 | 0 | 0 | 0 | 638.4728 | 3039 | 39.604 | 274.4702 | 324.3986 | 0 | 0 | 0 | 0 | 638.4728 | 3039 | 39.604 | 274.4702 | 324.3986 | 0 | 0 | 0 | 0 | 638.4728 | 3039 | 40.264 | 548.9405 | 405.4983 | 0 | 0 | 0 | 0 | 0 | 0 | 994.7028 | 3039 | 40.264 | 548.9405 | 405.4983 | 17 | 0 | 0 | 0 | 0 | 0 | 1011.7028 | 3039 | 40.264 | 548.9405 | 405.4983 | 0 | 0 | 0 | 0 | 0 | 0 | 994.7028
3042 | 80.6368 | 79.4178 | 79.4409 | 37.107 | 37.107 | 37.107 | 32.6345 | 32.5247 | 32.5247 | 3042 | 1102.6931 | 1102.6931 | 1102.6931 | 1293.5438 | 1293.5438 | 1293.5438 | 1463.1889 | 1463.1889 | 1463.1889 | 3040 | 56.4356 | 0 | 188.1787 | 0 | 0 | 0 | 150 | 394.6143 |  | 3040 | 56.4356 | 0 | 188.1787 | 0 | 0 | 0 | 150 | 394.6143 | 3040 | 56.4356 | 0 | 188.1787 | 0 | 0 | 0 | 150 | 394.6143 | 3040 | 59.4059 | 257.3158 | 203.4364 | 0 | 0 | 0 | 0 | 520.1582 | 3040 | 59.4059 | 257.3158 | 203.4364 | 0 | 0 | 0 | 0 | 520.1582 | 3040 | 59.4059 | 257.3158 | 203.4364 | 0 | 0 | 0 | 0 | 520.1582 | 3040 | 60.396 | 514.6317 | 254.2955 | 0 | 0 | 0 | 0 | 0 | 0 | 829.3233 | 3040 | 60.396 | 514.6317 | 254.2955 | 17 | 0 | 0 | 0 | 0 | 0 | 846.3233 | 3040 | 60.396 | 514.6317 | 254.2955 | 0 | 0 | 0 | 0 | 0 | 0 | 829.3233
3043 | 80.6368 | 79.4178 | 79.4409 | 44.0002 | 43.6818 | 43.9782 | 37.831 | 32.5374 | 33.0983 | 3043 | 1087.1466 | 1087.1466 | 1087.1466 | 1275.3066 | 1275.3066 | 1275.3066 | 1442.5599 | 1442.5599 | 1442.5599 | 3041 | 112.8713 | 0 | 96.6323 | 0 | 0 | 0 | 150 | 359.5036 |  | 3041 | 112.8713 | 0 | 96.6323 | 0 | 0 | 0 | 150 | 359.5036 | 3041 | 112.8713 | 0 | 96.6323 | 0 | 0 | 0 | 150 | 359.5036 | 3041 | 118.8119 | 243.1887 | 104.4674 | 0 | 0 | 0 | 0 | 466.4679 | 3041 | 118.8119 | 243.1887 | 104.4674 | 0 | 0 | 0 | 0 | 466.4679 | 3041 | 118.8119 | 243.1887 | 104.4674 | 0 | 0 | 0 | 0 | 466.4679 | 3041 | 120.7921 | 486.3774 | 130.5842 | 0 | 0 | 0 | 0 | 0 | 0 | 737.7537 | 3041 | 120.7921 | 486.3774 | 130.5842 | 17 | 0 | 0 | 0 | 0 | 0 | 754.7537 | 3041 | 120.7921 | 486.3774 | 130.5842 | 0 | 0 | 0 | 0 | 0 | 0 | 737.7537
3044 | 80.6368 | 79.4178 | 80.6368 | 44.0002 | 43.6818 | 43.9782 | 37.831 | 32.5374 | 33.0983 | 3044 | 1062.7163 | 1062.7163 | 1062.7163 | 1246.648 | 1246.648 | 1246.648 | 1410.1428 | 1410.1428 | 1410.1428 | 3042 | 94.0594 | 0 | 35.6014 | 0 | 0 | 0 | 150 | 279.6608 |  | 3042 | 94.0594 | 0 | 35.6014 | 0 | 0 | 0 | 150 | 279.6608 | 3042 | 94.0594 | 0 | 35.6014 | 0 | 0 | 0 | 150 | 279.6608 | 3042 | 99.0099 | 235.116 | 38.488 | 0 | 0 | 0 | 0 | 372.6139 | 3042 | 99.0099 | 235.116 | 38.488 | 0 | 0 | 0 | 0 | 372.6139 | 3042 | 99.0099 | 235.116 | 38.488 | 0 | 0 | 0 | 0 | 372.6139 | 3042 | 100.6601 | 470.2321 | 48.11 | 0 | 0 | 0 | 0 | 0 | 0 | 619.0021 | 3042 | 100.6601 | 470.2321 | 48.11 | 17 | 0 | 0 | 0 | 0 | 0 | 636.0021 | 3042 | 100.6601 | 470.2321 | 48.11 | 0 | 0 | 0 | 0 | 0 | 0 | 619.0021
3045 | 80.6368 | 79.4178 | 80.6368 | 44.0002 | 42.7482 | 42.7482 | 37.831 | 32.5374 | 33.0173 | 3045 | 970.5476 | 970.5476 | 970.5476 | 1138.527 | 1138.527 | 1138.527 | 1287.842 | 1287.842 | 1287.842 | 3043 | 178.7129 | 0 | 5.0859 | 0 | 0 | 0 | 150 | 333.7988 |  | 3043 | 178.7129 | 0 | 5.0859 | 0 | 0 | 0 | 150 | 333.7988 | 3043 | 178.7129 | 0 | 5.0859 | 0 | 0 | 0 | 150 | 333.7988 | 3043 | 188.1188 | 251.2614 | 5.4983 | 0 | 0 | 0 | 0 | 444.8784 | 3043 | 188.1188 | 251.2614 | 5.4983 | 0 | 0 | 0 | 0 | 444.8784 | 3043 | 188.1188 | 251.2614 | 5.4983 | 0 | 0 | 0 | 0 | 444.8784 | 3043 | 191.2541 | 502.5227 | 6.8729 | 0 | 0 | 0 | 0 | 0 | 0 | 700.6497 | 3043 | 191.2541 | 502.5227 | 6.8729 | 17 | 0 | 0 | 0 | 0 | 0 | 717.6497 | 3043 | 191.2541 | 502.5227 | 6.8729 | 0 | 0 | 0 | 0 | 0 | 0 | 700.6497
3046 | 80.0874 | 79.4178 | 79.4409 | 40.4283 | 39.9272 | 39.9272 | 34.9218 | 32.5374 | 32.5497 | 3046 | 897.2568 | 897.2568 | 897.2568 | 1052.5513 | 1052.5513 | 1052.5513 | 1190.5908 | 1190.5908 | 1190.5908 | 3044 | 197.5248 | 0 | 0 | 0 | 0 | 0 | 150 | 347.5248 |  | 3044 | 197.5248 | 0 | 0 | 0 | 0 | 0 | 150 | 347.5248 | 3044 | 197.5248 | 0 | 0 | 0 | 0 | 0 | 150 | 347.5248 | 3044 | 207.9208 | 267.4067 | 0 | 0 | 0 | 0 | 0 | 475.3275 | 3044 | 207.9208 | 267.4067 | 0 | 0 | 0 | 0 | 0 | 475.3275 | 3044 | 207.9208 | 267.4067 | 0 | 0 | 0 | 0 | 0 | 475.3275 | 3044 | 211.3861 | 534.8133 | 0 | 0 | 0 | 0 | 0 | 0 | 0 | 746.1995 | 3044 | 211.3861 | 534.8133 | 0 | 17 | 0 | 0 | 0 | 0 | 0 | 763.1995 | 3044 | 211.3861 | 534.8133 | 0 | 0 | 0 | 0 | 0 | 0 | 0 | 746.1995
3047 | 72.723 | 72.723 | 72.723 | 39.2044 | 38.0227 | 38.0227 | 32.5744 | 32.3294 | 32.3294 | 3047 | 853.9486 | 853.9486 | 853.9486 | 1001.7474 | 1001.7474 | 1001.7474 | 1133.1242 | 1133.1242 | 1133.1242 | 3045 | 178.7129 | 0 | 0 | 0 | 0 | 0 | 150 | 328.7129 |  | 3045 | 178.7129 | 0 | 0 | 0 | 0 | 0 | 150 | 328.7129 | 3045 | 178.7129 | 0 | 0 | 0 | 0 | 0 | 150 | 328.7129 | 3045 | 188.1188 | 282.5429 | 0 | 0 | 0 | 0 | 0 | 470.6617 | 3045 | 188.1188 | 282.5429 | 0 | 0 | 0 | 0 | 0 | 470.6617 | 3045 | 188.1188 | 282.5429 | 0 | 0 | 0 | 0 | 0 | 470.6617 | 3045 | 191.2541 | 565.0858 | 0 | 0 | 0 | 0 | 0 | 0 | 0 | 756.3399 | 3045 | 191.2541 | 565.0858 | 0 | 17 | 0 | 0 | 0 | 0 | 0 | 773.3399 | 3045 | 191.2541 | 565.0858 | 0 | 0 | 0 | 0 | 0 | 0 | 0 | 756.3399
3048 | 65.5061 | 65.5061 | 65.5061 | 38.3624 | 38.0227 | 38.0227 | 25.6357 | 25.6357 | 25.6357 | 3048 | 863.9428 | 863.9428 | 863.9428 | 1013.4714 | 1013.4714 | 1013.4714 | 1146.3857 | 1146.3857 | 1146.3857 | 3046 | 197.5248 | 0 | 0 | 0 | 0 | 0 | 150 | 347.5248 |  | 3046 | 197.5248 | 0 | 0 | 0 | 0 | 0 | 150 | 347.5248 | 3046 | 197.5248 | 0 | 0 | 0 | 0 | 0 | 150 | 347.5248 | 3046 | 207.9208 | 313.8244 | 0 | 0 | 0 | 0 | 0 | 521.7452 | 3046 | 207.9208 | 313.8244 | 0 | 0 | 0 | 0 | 0 | 521.7452 | 3046 | 207.9208 | 313.8244 | 0 | 0 | 0 | 0 | 0 | 521.7452 | 3046 | 211.3861 | 627.6488 | 0 | 0 | 0 | 0 | 0 | 0 | 0 | 839.035 | 3046 | 211.3861 | 627.6488 | 0 | 17 | 0 | 0 | 0 | 0 | 0 | 856.035 | 3046 | 211.3861 | 627.6488 | 0 | 0 | 0 | 0 | 0 | 0 | 0 | 839.035
3049 | 65.5061 | 65.5061 | 65.5061 | 38.3624 | 38.0227 | 38.0227 | 23.8168 | 23.8057 | 23.8057 | 3049 | 836.1812 | 836.1812 | 836.1812 | 980.9048 | 980.9048 | 980.9048 | 1109.5481 | 1109.5481 | 1109.5481 | 3047 | 272.7723 | 0 | 0 | 0 | 0 | 0 | 0 | 272.7723 |  | 3047 | 272.7723 | 0 | 0 | 0 | 0 | 0 | 0 | 272.7723 | 3047 | 272.7723 | 0 | 0 | 0 | 0 | 0 | 0 | 272.7723 | 3047 | 287.1287 | 361.2513 | 0 | 0 | 0 | 0 | 0 | 648.38 | 3047 | 287.1287 | 361.2513 | 0 | 0 | 0 | 0 | 0 | 648.38 | 3047 | 287.1287 | 361.2513 | 0 | 0 | 0 | 0 | 0 | 648.38 | 3047 | 291.9142 | 722.5025 | 0 | 0 | 0 | 0 | 0 | 0 | 0 | 1014.4167 | 3047 | 291.9142 | 722.5025 | 0 | 17 | 0 | 0 | 0 | 0 | 0 | 1031.4167 | 3047 | 291.9142 | 722.5025 | 0 | 0 | 0 | 0 | 0 | 0 | 0 | 1014.4167
3050 | 65.5061 | 65.5061 | 65.5061 | 38.0227 | 38.0227 | 38.0227 | 23.8168 | 23.8057 | 23.8057 | 3050 | 812.8614 | 812.8614 | 812.8614 | 953.5489 | 953.5489 | 953.5489 | 1078.6045 | 1078.6045 | 1078.6045 | 3048 | 385.6436 | 0 | 0 | 0 | 0 | 0 | 0 | 385.6436 |  | 3048 | 385.6436 | 0 | 0 | 0 | 0 | 0 | 0 | 385.6436 | 3048 | 385.6436 | 0 | 0 | 0 | 0 | 0 | 0 | 385.6436 | 3048 | 405.9406 | 413.7235 | 0 | 0 | 0 | 0 | 0 | 819.6641 | 3048 | 405.9406 | 413.7235 | 0 | 0 | 0 | 0 | 0 | 819.6641 | 3048 | 405.9406 | 413.7235 | 0 | 0 | 0 | 0 | 0 | 819.6641 | 3048 | 412.7063 | 827.447 | 0 | 0 | 0 | 0 | 0 | 0 | 0 | 1240.1533 | 3048 | 412.7063 | 827.447 | 0 | 17 | 0 | 0 | 0 | 0 | 0 | 1257.1533 | 3048 | 412.7063 | 827.447 | 0 | 0 | 0 | 0 | 0 | 0 | 0 | 1240.1533
3051 | 65.5061 | 65.5061 | 65.5061 | 32.1664 | 32.1412 | 32.1444 | 23.8168 | 23.8057 | 23.8057 | 3051 | 778.4369 | 778.4369 | 778.4369 | 913.1664 | 913.1664 | 913.1664 | 1032.9259 | 1032.9259 | 1032.9259 | 3049 | 451.4851 | 0 | 0 | 0 | 0 | 0 | 0 | 451.4851 |  | 3049 | 451.4851 | 0 | 0 | 0 | 0 | 0 | 0 | 451.4851 | 3049 | 451.4851 | 0 | 0 | 0 | 0 | 0 | 0 | 451.4851 | 3049 | 475.2475 | 463.1685 | 0 | 0 | 0 | 0 | 0 | 938.416 | 3049 | 475.2475 | 463.1685 | 0 | 0 | 0 | 0 | 0 | 938.416 | 3049 | 475.2475 | 463.1685 | 0 | 0 | 0 | 0 | 0 | 938.416 | 3049 | 483.1683 | 926.337 | 0 | 0 | 0 | 0 | 0 | 0 | 0 | 1409.5054 | 3049 | 483.1683 | 926.337 | 0 | 17 | 0 | 0 | 0 | 0 | 0 | 1426.5054 | 3049 | 483.1683 | 926.337 | 0 | 0 | 0 | 0 | 0 | 0 | 0 | 1409.5054
3052 | 65.5061 | 65.5061 | 65.5061 | 33.2109 | 33.2109 | 33.2109 | 25.5958 | 25.5958 | 25.5958 | 3052 | 812.8614 | 812.8614 | 812.8614 | 953.5489 | 953.5489 | 953.5489 | 1078.6045 | 1078.6045 | 1078.6045 | 3050 | 601.9802 | 0 | 0 | 0 | 0 | 0 | 0 | 601.9802 |  | 3050 | 601.9802 | 0 | 0 | 0 | 0 | 0 | 0 | 601.9802 | 3050 | 601.9802 | 0 | 0 | 0 | 0 | 0 | 0 | 601.9802 | 3050 | 633.6634 | 513.6226 | 0 | 0 | 0 | 0 | 0 | 1147.286 | 3050 | 633.6634 | 513.6226 | 0 | 0 | 0 | 0 | 0 | 1147.286 | 3050 | 633.6634 | 513.6226 | 0 | 0 | 0 | 0 | 0 | 1147.286 | 3050 | 644.2244 | 1027.2452 | 0 | 0 | 0 | 0 | 0 | 0 | 0 | 1671.4696 | 3050 | 644.2244 | 1027.2452 | 0 | 17 | 0 | 0 | 0 | 0 | 0 | 1688.4696 | 3050 | 644.2244 | 1027.2452 | 0 | 0 | 0 | 0 | 0 | 0 | 0 | 1671.4696
3053 | 41.0762 | 40.9353 | 40.9409 | 35.6201 | 35.5949 | 35.5981 | 28.2056 | 28.2056 | 28.2056 | 3053 | 870.6056 | 870.6056 | 870.6056 | 1021.2874 | 1021.2874 | 1021.2874 | 1155.2267 | 1155.2267 | 1155.2267 | 3051 | 639.604 | 0 | 5.0859 | 0 | 0 | 0 | 0 | 644.6899 |  | 3051 | 639.604 | 0 | 5.0859 | 0 | 0 | 0 | 0 | 644.6899 | 3051 | 639.604 | 0 | 5.0859 | 0 | 0 | 0 | 0 | 644.6899 | 3051 | 673.2673 | 573.1584 | 5.4983 | 0 | 0 | 0 | 0 | 1251.924 | 3051 | 673.2673 | 573.1584 | 5.4983 | 0 | 0 | 0 | 0 | 1251.924 | 3051 | 673.2673 | 573.1584 | 5.4983 | 0 | 0 | 0 | 0 | 1251.924 | 3051 | 684.4884 | 1146.3169 | 6.8729 | 0 | 0 | 0 | 0 | 0 | 0 | 1837.6782 | 3051 | 684.4884 | 1146.3169 | 6.8729 | 17 | 0 | 0 | 0 | 0 | 0 | 1854.6782 | 3051 | 684.4884 | 1146.3169 | 6.8729 | 0 | 0 | 0 | 0 | 0 | 0 | 1837.6782
3054 | 39.7142 | 39.4826 | 39.4882 | 33.4298 | 33.4151 | 33.4183 | 27.5288 | 27.5288 | 27.5288 | 3054 | 967.2162 | 967.2162 | 967.2162 | 1134.619 | 1134.619 | 1134.619 | 1283.4215 | 1283.4215 | 1283.4215 | 3052 | 724.2574 | 0 | 40.6873 | 0 | 0 | 0 | 0 | 764.9447 |  | 3052 | 724.2574 | 0 | 40.6873 | 0 | 0 | 0 | 0 | 764.9447 | 3052 | 724.2574 | 0 | 40.6873 | 0 | 0 | 0 | 0 | 764.9447 | 3052 | 762.3762 | 611.5035 | 43.9863 | 0 | 0 | 0 | 0 | 1417.866 | 3052 | 762.3762 | 611.5035 | 43.9863 | 0 | 0 | 0 | 0 | 1417.866 | 3052 | 762.3762 | 611.5035 | 43.9863 | 0 | 0 | 0 | 0 | 1417.866 | 3052 | 775.0825 | 1223.0071 | 54.9828 | 0 | 0 | 0 | 0 | 0 | 0 | 2053.0724 | 3052 | 775.0825 | 1223.0071 | 54.9828 | 17 | 0 | 0 | 0 | 0 | 0 | 2070.0724 | 3052 | 775.0825 | 1223.0071 | 54.9828 | 0 | 0 | 0 | 0 | 0 | 0 | 2053.0724
3055 | 39.7142 | 39.4826 | 39.4882 | 30.7415 | 30.7415 | 30.7415 | 0.01 | 3.3773 | 3.3773 | 3055 | 1042.7279 | 1042.7279 | 1042.7279 | 1223.2001 | 1223.2001 | 1223.2001 | 1383.6197 | 1383.6197 | 1383.6197 | 3053 | 837.1287 | 0 | 106.8041 | 0 | 0 | 0 | 0 | 943.9328 |  | 3053 | 837.1287 | 0 | 106.8041 | 0 | 0 | 0 | 0 | 943.9328 | 3053 | 837.1287 | 0 | 106.8041 | 0 | 0 | 0 | 0 | 943.9328 | 3053 | 881.1881 | 642.7851 | 115.4639 | 0 | 0 | 0 | 0 | 1639.4371 | 3053 | 881.1881 | 642.7851 | 115.4639 | 0 | 0 | 0 | 0 | 1639.4371 | 3053 | 881.1881 | 642.7851 | 115.4639 | 0 | 0 | 0 | 0 | 1639.4371 | 3053 | 895.8746 | 1285.5701 | 144.3299 | 0 | 0 | 0 | 0 | 0 | 0 | 2325.7746 | 3053 | 895.8746 | 1285.5701 | 144.3299 | 17 | 0 | 0 | 0 | 0 | 0 | 2342.7746 | 3053 | 895.8746 | 1285.5701 | 144.3299 | 0 | 0 | 0 | 0 | 0 | 0 | 2325.7746
3056 | 22.3899 | 22.3899 | 22.3899 | 20.9838 | 20.9838 | 20.9838 | 0.01 | 0.01 | 0.01 | 3056 | 1093.8094 | 1093.8094 | 1093.8094 | 1283.1225 | 1283.1225 | 1283.1225 | 1451.4009 | 1451.4009 | 1451.4009 | 3054 | 846.5347 | 0 | 178.0069 | 0 | 0 | 0 | 0 | 1024.5415 |  | 3054 | 846.5347 | 0 | 178.0069 | 0 | 0 | 0 | 0 | 1024.5415 | 3054 | 846.5347 | 0 | 178.0069 | 0 | 0 | 0 | 0 | 1024.5415 | 3054 | 891.0891 | 669.0212 | 192.4399 | 0 | 0 | 0 | 0 | 1752.5502 | 3054 | 891.0891 | 669.0212 | 192.4399 | 0 | 0 | 0 | 0 | 1752.5502 | 3054 | 891.0891 | 669.0212 | 192.4399 | 0 | 0 | 0 | 0 | 1752.5502 | 3054 | 905.9406 | 1338.0424 | 240.5498 | 0 | 0 | 0 | 0 | 0 | 0 | 2484.5328 | 3054 | 905.9406 | 1338.0424 | 240.5498 | 17 | 0 | 0 | 0 | 0 | 0 | 2501.5328 | 3054 | 905.9406 | 1338.0424 | 240.5498 | 0 | 0 | 0 | 0 | 0 | 0 | 2484.5328
3057 | 20.9838 | 20.9838 | 20.9838 | 0.01 | 14.347 | 14.3496 | 0.01 | 0.01 | 0.01 | 3057 | 1110.4664 | 1110.4664 | 1110.4664 | 1632.4449 | 1302.6625 | 1302.6625 | 1473.5035 | 1473.5035 | 1473.5035 | 3055 | 743.0693 | 0 | 284.811 | 0 | 0 | 0 | 0 | 1027.8803 |  | 3055 | 743.0693 | 0 | 284.811 | 0 | 0 | 0 | 0 | 1027.8803 | 3055 | 743.0693 | 0 | 284.811 | 0 | 0 | 0 | 0 | 1027.8803 | 3055 | 782.1782 | 669.0212 | 307.9038 | 0 | 0 | 0 | 0 | 1759.1032 | 3055 | 782.1782 | 669.0212 | 307.9038 | 0 | 0 | 0 | 0 | 1759.1032 | 3055 | 782.1782 | 669.0212 | 307.9038 | 0 | 0 | 0 | 0 | 1759.1032 | 3055 | 795.2145 | 1338.0424 | 384.8797 | 0 | 0 | 0 | 0 | 0 | 0 | 2518.1366 | 3055 | 795.2145 | 1338.0424 | 384.8797 | 17 | 0 | 0 | 0 | 0 | 0 | 2535.1366 | 3055 | 795.2145 | 1338.0424 | 384.8797 | 0 | 0 | 0 | 0 | 0 | 0 | 2518.1366
3058 | 20.9838 | 20.9838 | 20.9838 | 0.01 | 14.0987 | 14.0987 | 0.01 | 0.01 | 0.01 | 3058 | 1097.1408 | 1097.1408 | 1097.1408 | 1298.4354 | 1287.0305 | 1287.0305 | 1980.9356 | 1455.8214 | 1847.548 | 3056 | 413.8614 | 0 | 396.701 | 0 | 0 | 0 | 0 | 810.5624 |  | 3056 | 413.8614 | 0 | 396.701 | 0 | 0 | 0 | 0 | 810.5624 | 3056 | 413.8614 | 0 | 396.701 | 0 | 0 | 0 | 0 | 810.5624 | 3056 | 435.6436 | 634.7124 | 428.866 | 0 | 0 | 0 | 0 | 1499.222 | 3056 | 435.6436 | 634.7124 | 428.866 | 0 | 0 | 0 | 0 | 1499.222 | 3056 | 435.6436 | 634.7124 | 428.866 | 0 | 0 | 0 | 0 | 1499.222 | 3056 | 442.9043 | 1269.4248 | 536.0825 | 0 | 0 | 0 | 0 | 0 | 0 | 2248.4116 | 3056 | 61.4581 | 1269.4248 | 536.0825 | 17 | 0 | 0 | 0 | 0 | 0 | 1883.9654 | 3056 | 442.9043 | 1269.4248 | 536.0825 | 0 | 0 | 0 | 0 | 0 | 0 | 2248.4116
3059 | 20.9838 | 20.9838 | 20.9838 | 0.01 | 14.347 | 14.3496 | 0.01 | 0.01 | 0.01 | 3059 | 1097.1408 | 1097.1408 | 1097.1408 | 1389.1518 | 1287.0305 | 1287.0305 | 1980.9356 | 1455.8214 | 1792.0802 | 3057 | 413.8614 | 0 | 539.1065 | 0 | 0 | 0 | 0 | 952.9679 |  | 3057 | 413.8614 | 0 | 539.1065 | 0 | 0 | 0 | 0 | 952.9679 | 3057 | 413.8614 | 0 | 539.1065 | 0 | 0 | 0 | 0 | 952.9679 | 3057 | 435.6436 | 573.1584 | 582.8179 | 0 | 0 | 0 | 0 | 1591.6199 | 3057 | 435.6436 | 573.1584 | 582.8179 | 0 | 0 | 0 | 0 | 1591.6199 | 3057 | 435.6436 | 573.1584 | 582.8179 | 0 | 0 | 0 | 0 | 1591.6199 | 3057 | 442.9043 | 1146.3169 | 728.5223 | 0 | 0 | 0 | 0 | 0 | 0 | 2317.7435 | 3057 | 442.9043 | 1146.3169 | 728.5223 | 17 | 0 | 0 | 0 | 0 | 0 | 2334.7435 | 3057 | 247.3287 | 1146.3169 | 728.5223 | 0 | 0 | 0 | 0 | 0 | 0 | 2122.1679
3060 | 17.1992 | 18.6145 | 18.6145 | 0.01 | 11.0239 | 11.0239 | 0.01 | 0.01 | 0.01 | 3060 | 1036.0651 | 1036.0651 | 1036.0651 | 1215.3841 | 1215.3841 | 1215.3841 | 1899.8929 | 1374.7787 | 1899.8929 | 3058 | 385.6436 | 0 | 625.567 | 0 | 0 | 0 | 0 | 1011.2106 |  | 3058 | 385.6436 | 0 | 625.567 | 0 | 0 | 0 | 0 | 1011.2106 | 3058 | 385.6436 | 0 | 625.567 | 0 | 0 | 0 | 0 | 1011.2106 | 3058 | 405.9406 | 502.5227 | 676.2887 | 0 | 0 | 0 | 0 | 1584.752 | 3058 | 405.9406 | 502.5227 | 676.2887 | 0 | 0 | 0 | 0 | 1584.752 | 3058 | 405.9406 | 502.5227 | 676.2887 | 0 | 0 | 0 | 0 | 1584.752 | 3058 | 46.0938 | 1005.0454 | 845.3608 | 0 | 0 | 0 | 0 | 0 | 0 | 1896.5 | 3058 | 412.7063 | 1005.0454 | 845.3608 | 17 | 0 | 0 | 0 | 0 | 0 | 2280.1125 | 3058 | 412.7063 | 1005.0454 | 845.3608 | 0 | 0 | 0 | 0 | 0 | 0 | 2263.1125
3061 | 17.1992 | 20.9838 | 20.9838 | 0.01 | 10.5558 | 0.01 | 0.01 | 0.01 | 0.01 | 3061 | 1000.5302 | 1000.5302 | 1000.5302 | 1173.6989 | 1173.6989 | 1173.6989 | 1852.7408 | 1327.6266 | 1852.7408 | 3059 | 338.6139 | 0 | 722.1993 | 0 | 0 | 0 | 0 | 1060.8132 |  | 3059 | 338.6139 | 0 | 722.1993 | 0 | 0 | 0 | 0 | 1060.8132 | 3059 | 338.6139 | 0 | 722.1993 | 0 | 0 | 0 | 0 | 1060.8132 | 3059 | 356.4356 | 470.2321 | 780.756 | 0 | 0 | 0 | 0 | 1607.4237 | 3059 | 356.4356 | 470.2321 | 780.756 | 0 | 0 | 0 | 0 | 1607.4237 | 3059 | 356.4356 | 470.2321 | 780.756 | 0 | 0 | 0 | 0 | 1607.4237 | 3059 | 51.2316 | 940.4642 | 975.945 | 0 | 0 | 0 | 0 | 0 | 0 | 1967.6408 | 3059 | 90.6508 | 940.4642 | 975.945 | 17 | 0 | 0 | 0 | 0 | 0 | 2024.06 | 3059 | 362.3762 | 940.4642 | 975.945 | 0 | 0 | 0 | 0 | 0 | 0 | 2278.7854
3062 | 17.1992 | 17.0023 | 0.01 | 0.01 | 10.5558 | 0.01 | 0.01 | 0.01 | 0.01 | 3062 | 989.4255 | 989.4255 | 1106.6642 | 1160.6723 | 1160.6723 | 1603.1373 | 1838.0057 | 1312.8916 | 1838.0057 | 3060 | 423.2673 | 0 | 808.6598 | 0 | 0 | 0 | 0 | 1231.9271 |  | 3060 | 423.2673 | 0 | 808.6598 | 0 | 0 | 0 | 0 | 1231.9271 | 3060 | 423.2673 | 0 | 808.6598 | 0 | 0 | 0 | 0 | 1231.9271 | 3060 | 445.5446 | 498.4864 | 874.2268 | 0 | 0 | 0 | 0 | 1818.2577 | 3060 | 445.5446 | 498.4864 | 874.2268 | 0 | 0 | 0 | 0 | 1818.2577 | 3060 | 445.5446 | 498.4864 | 874.2268 | 0 | 0 | 0 | 0 | 1818.2577 | 3060 | 2.5237 | 996.9728 | 1092.7835 | 0 | 0 | 0 | 0 | 0 | 0 | 2092.28 | 3060 | 39.7266 | 996.9728 | 1092.7835 | 17 | 0 | 0 | 0 | 0 | 0 | 2146.4828 | 3060 | 302.7766 | 996.9728 | 1092.7835 | 0 | 0 | 0 | 0 | 0 | 0 | 2392.5329
3063 | 17.1992 | 17.0023 | 0.01 | 0.01 | 10.5558 | 0.01 | 0.01 | 0.01 | 0.01 | 3063 | 986.0941 | 986.0941 | 1135.5878 | 1484.8837 | 1156.7643 | 1204.8837 | 1833.5852 | 1308.4711 | 1308.4711 | 3061 | 696.0396 | 0 | 813.7457 | 0 | 0 | 0 | 0 | 1509.7853 |  | 3061 | 696.0396 | 0 | 813.7457 | 0 | 0 | 0 | 0 | 1509.7853 | 3061 | 696.0396 | 0 | 813.7457 | 0 | 0 | 0 | 0 | 1509.7853 | 3061 | 732.6733 | 539.8587 | 879.7251 | 0 | 0 | 0 | 0 | 2152.2571 | 3061 | 732.6733 | 539.8587 | 879.7251 | 0 | 0 | 0 | 0 | 2152.2571 | 3061 | 697.8507 | 539.8587 | 879.7251 | 0 | 0 | 0 | 0 | 2117.4345 | 3061 | 744.8845 | 1079.7175 | 1099.6564 | 0 | 0 | 0 | 0 | 0 | 0 | 2924.2583 | 3061 | 0 | 1079.7175 | 1099.6564 | 17 | 0 | 0 | 0 | 0 | 0 | 2196.3738 | 3061 | 158.2206 | 1079.7175 | 1099.6564 | 0 | 0 | 0 | 0 | 0 | 0 | 2337.5944
3064 | 17.1992 | 21.4084 | 21.4129 | 29.1461 | 29.1461 | 29.1461 | 0.01 | 3.3773 | 3.3773 | 3064 | 999.4197 | 999.4197 | 999.4197 | 1172.3962 | 1172.3962 | 1172.3962 | 1326.1531 | 1326.1531 | 1326.1531 | 3062 | 1062.8713 | 0 | 706.9416 | 0 | 0 | 0 | 0 | 1769.8129 |  | 3062 | 1062.8713 | 0 | 706.9416 | 0 | 0 | 0 | 0 | 1769.8129 | 3062 | 1062.8713 | 0 | 706.9416 | 0 | 0 | 0 | 0 | 1769.8129 | 3062 | 1118.8119 | 563.0676 | 764.2612 | 0 | 0 | 0 | 0 | 2446.1407 | 3062 | 1118.8119 | 563.0676 | 764.2612 | 0 | 0 | 0 | 0 | 2446.1407 | 3062 | 1118.8119 | 563.0676 | 764.2612 | 0 | 0 | 0 | 0 | 2446.1407 | 3062 | 0 | 1126.1352 | 955.3265 | 0 | 0 | 0 | 0 | 0 | 0 | 2081.4617 | 3062 | 0 | 1126.1352 | 955.3265 | 17 | 0 | 0 | 0 | 0 | 0 | 2098.4617 | 3062 | 358.7109 | 1126.1352 | 955.3265 | 0 | 0 | 0 | 0 | 0 | 0 | 2440.1726
3065 | 39.7142 | 39.4826 | 39.4882 | 31.7472 | 31.722 | 31.7252 | 21.165 | 19.8162 | 19.8162 | 3065 | 1022.7395 | 1022.7395 | 1022.7395 | 1199.7521 | 1199.7521 | 1199.7521 | 1357.0967 | 1357.0967 | 1357.0967 | 3063 | 1326.2376 | 0 | 559.4502 | 0 | 0 | 0 | 0 | 1885.6878 |  | 3063 | 1326.2376 | 0 | 559.4502 | 0 | 0 | 0 | 0 | 1885.6878 | 3063 | 1326.2376 | 0 | 559.4502 | 0 | 0 | 0 | 0 | 1885.6878 | 3063 | 1396.0396 | 554.995 | 604.811 | 0 | 0 | 0 | 0 | 2555.8456 | 3063 | 1396.0396 | 554.995 | 604.811 | 0 | 0 | 0 | 0 | 2555.8456 | 3063 | 1396.0396 | 554.995 | 604.811 | 0 | 0 | 0 | 0 | 2555.8456 | 3063 | 4.1241 | 1109.9899 | 756.0137 | 0 | 0 | 0 | 0 | 0 | 0 | 1870.1278 | 3063 | 0 | 1109.9899 | 756.0137 | 17 | 0 | 0 | 0 | 0 | 0 | 1883.0037 | 3063 | 0 | 1109.9899 | 756.0137 | 0 | 0 | 0 | 0 | 0 | 0 | 1866.0037
3066 | 39.7142 | 39.4826 | 39.4882 | 31.7472 | 31.722 | 32.7815 | 25.5864 | 25.4846 | 25.8446 | 3066 | 1019.4081 | 1019.4081 | 1019.4081 | 1195.8442 | 1195.8442 | 1195.8442 | 1352.6762 | 1352.6762 | 1352.6762 | 3064 | 1147.5248 | 0 | 345.8419 | 0 | 0 | 0 | 0 | 1493.3667 |  | 3064 | 1147.5248 | 0 | 345.8419 | 0 | 0 | 0 | 0 | 1493.3667 | 3064 | 1147.5248 | 0 | 345.8419 | 0 | 0 | 0 | 0 | 1493.3667 | 3064 | 1207.9208 | 524.7225 | 373.8832 | 0 | 0 | 0 | 0 | 2106.5265 | 3064 | 1207.9208 | 524.7225 | 373.8832 | 0 | 0 | 0 | 0 | 2106.5265 | 3064 | 1207.9208 | 524.7225 | 373.8832 | 0 | 0 | 0 | 0 | 2106.5265 | 3064 | 1163.3186 | 1049.445 | 467.354 | 0 | 0 | 0 | 0 | 0 | 0 | 2680.1175 | 3064 | 1228.0528 | 1049.445 | 467.354 | 17 | 0 | 0 | 0 | 0 | 0 | 2761.8518 | 3064 | 1228.0528 | 1049.445 | 467.354 | 0 | 0 | 0 | 0 | 0 | 0 | 2744.8518
3067 | 39.7142 | 39.4826 | 39.4882 | 31.7472 | 31.722 | 31.8496 | 25.5864 | 24.6184 | 25.0049 | 3067 | 1008.3035 | 1008.3035 | 1008.3035 | 1182.8175 | 1182.8175 | 1182.8175 | 1337.9411 | 1337.9411 | 1337.9411 | 3065 | 978.2178 | 0 | 122.0619 | 0 | 0 | 0 | 0 | 1100.2797 |  | 3065 | 978.2178 | 0 | 122.0619 | 0 | 0 | 0 | 0 | 1100.2797 | 3065 | 978.2178 | 0 | 122.0619 | 0 | 0 | 0 | 0 | 1100.2797 | 3065 | 1029.703 | 455.0959 | 131.9588 | 0 | 0 | 0 | 0 | 1616.7576 | 3065 | 1029.703 | 455.0959 | 131.9588 | 0 | 0 | 0 | 0 | 1616.7576 | 3065 | 1029.703 | 455.0959 | 131.9588 | 0 | 0 | 0 | 0 | 1616.7576 | 3065 | 1046.8647 | 910.1917 | 164.9485 | 0 | 0 | 0 | 0 | 0 | 0 | 2122.0049 | 3065 | 1046.8647 | 910.1917 | 164.9485 | 17 | 0 | 0 | 0 | 0 | 0 | 2139.0049 | 3065 | 1046.8647 | 910.1917 | 164.9485 | 0 | 0 | 0 | 0 | 0 | 0 | 2122.0049
3068 | 39.7142 | 39.4826 | 39.4882 | 31.7472 | 31.722 | 31.7252 | 25.5864 | 23.8057 | 23.8057 | 3068 | 1023.85 | 1023.85 | 1023.85 | 1201.0548 | 1201.0548 | 1201.0548 | 1358.5702 | 1358.5702 | 1358.5702 | 3066 | 743.0693 | 0 | 35.6014 | 0 | 0 | 0 | 0 | 778.6707 |  | 3066 | 743.0693 | 0 | 35.6014 | 0 | 0 | 0 | 0 | 778.6707 | 3066 | 743.0693 | 0 | 35.6014 | 0 | 0 | 0 | 0 | 778.6707 | 3066 | 782.1782 | 371.3421 | 38.488 | 0 | 0 | 0 | 0 | 1192.0083 | 3066 | 782.1782 | 371.3421 | 38.488 | 0 | 0 | 0 | 0 | 1192.0083 | 3066 | 782.1782 | 371.3421 | 38.488 | 0 | 0 | 0 | 0 | 1192.0083 | 3066 | 795.2145 | 742.6842 | 48.11 | 0 | 0 | 0 | 0 | 0 | 0 | 1586.0086 | 3066 | 795.2145 | 742.6842 | 48.11 | 17 | 0 | 0 | 0 | 0 | 0 | 1603.0086 | 3066 | 795.2145 | 742.6842 | 48.11 | 0 | 0 | 0 | 0 | 0 | 0 | 1586.0086
3069 | 39.7142 | 39.4826 | 39.4882 | 31.7472 | 31.722 | 31.7252 | 25.5864 | 21.7964 | 21.7964 | 3069 | 959.4429 | 959.4429 | 959.4429 | 1125.5004 | 1125.5004 | 1125.5004 | 1273.107 | 1273.107 | 1273.107 | 3067 | 630.198 | 0 | 5.0859 | 0 | 0 | 0 | 0 | 635.2839 |  | 3067 | 630.198 | 0 | 5.0859 | 0 | 0 | 0 | 0 | 635.2839 | 3067 | 630.198 | 0 | 5.0859 | 0 | 0 | 0 | 0 | 635.2839 | 3067 | 663.3663 | 384.4601 | 5.4983 | 0 | 0 | 0 | 0 | 1053.3248 | 3067 | 663.3663 | 384.4601 | 5.4983 | 0 | 0 | 0 | 0 | 1053.3248 | 3067 | 663.3663 | 384.4601 | 5.4983 | 0 | 0 | 0 | 0 | 1053.3248 | 3067 | 674.4224 | 768.9203 | 6.8729 | 0 | 0 | 0 | 0 | 0 | 0 | 1450.2156 | 3067 | 674.4224 | 768.9203 | 6.8729 | 17 | 0 | 0 | 0 | 0 | 0 | 1467.2156 | 3067 | 674.4224 | 768.9203 | 6.8729 | 0 | 0 | 0 | 0 | 0 | 0 | 1450.2156
3070 | 39.7142 | 39.4826 | 39.4882 | 31.7472 | 31.722 | 31.7252 | 18.6145 | 18.6145 | 18.6145 | 3070 | 917.2452 | 917.2452 | 917.2452 | 1075.9992 | 1075.9992 | 1075.9992 | 1217.1139 | 1217.1139 | 1217.1139 | 3068 | 630.198 | 0 | 0 | 0 | 0 | 0 | 0 | 630.198 |  | 3068 | 630.198 | 0 | 0 | 0 | 0 | 0 | 0 | 630.198 | 3068 | 630.198 | 0 | 0 | 0 | 0 | 0 | 0 | 630.198 | 3068 | 663.3663 | 413.7235 | 0 | 0 | 0 | 0 | 0 | 1077.0898 | 3068 | 663.3663 | 413.7235 | 0 | 0 | 0 | 0 | 0 | 1077.0898 | 3068 | 663.3663 | 413.7235 | 0 | 0 | 0 | 0 | 0 | 1077.0898 | 3068 | 674.4224 | 827.447 | 0 | 0 | 0 | 0 | 0 | 0 | 0 | 1501.8695 | 3068 | 674.4224 | 827.447 | 0 | 17 | 0 | 0 | 0 | 0 | 0 | 1518.8695 | 3068 | 674.4224 | 827.447 | 0 | 0 | 0 | 0 | 0 | 0 | 0 | 1501.8695
3071 | 39.7142 | 39.4826 | 39.4882 | 31.7472 | 31.722 | 31.7252 | 15.4801 | 15.4801 | 15.4801 | 3071 | 873.937 | 873.937 | 873.937 | 1025.1954 | 1025.1954 | 1025.1954 | 1159.6472 | 1159.6472 | 1159.6472 | 3069 | 724.2574 | 0 | 0 | 0 | 0 | 0 | 0 | 724.2574 |  | 3069 | 724.2574 | 0 | 0 | 0 | 0 | 0 | 0 | 724.2574 | 3069 | 724.2574 | 0 | 0 | 0 | 0 | 0 | 0 | 724.2574 | 3069 | 762.3762 | 426.8416 | 0 | 0 | 0 | 0 | 0 | 1189.2178 | 3069 | 762.3762 | 426.8416 | 0 | 0 | 0 | 0 | 0 | 1189.2178 | 3069 | 762.3762 | 426.8416 | 0 | 0 | 0 | 0 | 0 | 1189.2178 | 3069 | 775.0825 | 853.6831 | 0 | 0 | 0 | 0 | 0 | 0 | 0 | 1628.7657 | 3069 | 775.0825 | 853.6831 | 0 | 17 | 0 | 0 | 0 | 0 | 0 | 1645.7657 | 3069 | 775.0825 | 853.6831 | 0 | 0 | 0 | 0 | 0 | 0 | 0 | 1628.7657
3072 | 39.7142 | 39.4826 | 39.4882 | 30.1371 | 30.1371 | 30.1371 | 19.4874 | 18.6145 | 18.6145 | 3072 | 851.7277 | 851.7277 | 851.7277 | 999.1421 | 999.1421 | 999.1421 | 1130.1771 | 1130.1771 | 1130.1771 | 3070 | 818.3168 | 0 | 0 | 0 | 0 | 0 | 0 | 818.3168 |  | 3070 | 818.3168 | 0 | 0 | 0 | 0 | 0 | 0 | 818.3168 | 3070 | 818.3168 | 0 | 0 | 0 | 0 | 0 | 0 | 818.3168 | 3070 | 861.3861 | 435.9233 | 0 | 0 | 0 | 0 | 0 | 1297.3094 | 3070 | 861.3861 | 435.9233 | 0 | 0 | 0 | 0 | 0 | 1297.3094 | 3070 | 861.3861 | 435.9233 | 0 | 0 | 0 | 0 | 0 | 1297.3094 | 3070 | 875.7426 | 871.8466 | 0 | 0 | 0 | 0 | 0 | 0 | 0 | 1747.5892 | 3070 | 875.7426 | 871.8466 | 0 | 17 | 0 | 0 | 0 | 0 | 0 | 1764.5892 | 3070 | 875.7426 | 871.8466 | 0 | 0 | 0 | 0 | 0 | 0 | 0 | 1747.5892
3073 | 29.4202 | 29.4202 | 29.4202 | 23.4961 | 23.4961 | 23.4961 | 18.6145 | 18.6145 | 18.6145 | 3073 | 843.9544 | 843.9544 | 843.9544 | 990.0235 | 990.0235 | 990.0235 | 1119.8626 | 1119.8626 | 1119.8626 | 3071 | 752.4752 | 0 | 0 | 0 | 0 | 0 | 0 | 752.4752 |  | 3071 | 752.4752 | 0 | 0 | 0 | 0 | 0 | 0 | 752.4752 | 3071 | 752.4752 | 0 | 0 | 0 | 0 | 0 | 0 | 752.4752 | 3071 | 792.0792 | 441.9778 | 0 | 0 | 0 | 0 | 0 | 1234.057 | 3071 | 792.0792 | 441.9778 | 0 | 0 | 0 | 0 | 0 | 1234.057 | 3071 | 792.0792 | 441.9778 | 0 | 0 | 0 | 0 | 0 | 1234.057 | 3071 | 805.2805 | 883.9556 | 0 | 0 | 0 | 0 | 0 | 0 | 0 | 1689.2361 | 3071 | 805.2805 | 883.9556 | 0 | 17 | 0 | 0 | 0 | 0 | 0 | 1706.2361 | 3071 | 805.2805 | 883.9556 | 0 | 0 | 0 | 0 | 0 | 0 | 0 | 1689.2361
3074 | 29.4202 | 29.4202 | 29.4202 | 28.5703 | 28.5703 | 28.5703 | 18.6145 | 18.6145 | 18.6145 | 3074 | 831.7393 | 831.7393 | 831.7393 | 975.6942 | 975.6942 | 975.6942 | 1103.6541 | 1103.6541 | 1103.6541 | 3072 | 536.1386 | 0 | 0 | 0 | 0 | 0 | 0 | 536.1386 |  | 3072 | 536.1386 | 0 | 0 | 0 | 0 | 0 | 0 | 536.1386 | 3072 | 536.1386 | 0 | 0 | 0 | 0 | 0 | 0 | 536.1386 | 3072 | 564.3564 | 461.1504 | 0 | 0 | 0 | 0 | 0 | 1025.5068 | 3072 | 564.3564 | 461.1504 | 0 | 0 | 0 | 0 | 0 | 1025.5068 | 3072 | 564.3564 | 461.1504 | 0 | 0 | 0 | 0 | 0 | 1025.5068 | 3072 | 573.7624 | 922.3007 | 0 | 0 | 0 | 0 | 0 | 0 | 0 | 1496.0631 | 3072 | 573.7624 | 922.3007 | 0 | 17 | 0 | 0 | 0 | 0 | 0 | 1513.0631 | 3072 | 573.7624 | 922.3007 | 0 | 0 | 0 | 0 | 0 | 0 | 0 | 1496.0631
3075 | 29.4202 | 29.4202 | 29.4202 | 29.1461 | 29.1461 | 29.1461 | 16.137 | 16.137 | 16.137 | 3075 | 810.6405 | 810.6405 | 810.6405 | 950.9436 | 950.9436 | 950.9436 | 1075.6575 | 1075.6575 | 1075.6575 | 3073 | 526.7327 | 0 | 0 | 0 | 0 | 0 | 0 | 526.7327 |  | 3073 | 526.7327 | 0 | 0 | 0 | 0 | 0 | 0 | 526.7327 | 3073 | 526.7327 | 0 | 0 | 0 | 0 | 0 | 0 | 526.7327 | 3073 | 554.4554 | 443.996 | 0 | 0 | 0 | 0 | 0 | 998.4514 | 3073 | 554.4554 | 443.996 | 0 | 0 | 0 | 0 | 0 | 998.4514 | 3073 | 554.4554 | 443.996 | 0 | 0 | 0 | 0 | 0 | 998.4514 | 3073 | 563.6964 | 887.9919 | 0 | 0 | 0 | 0 | 0 | 0 | 0 | 1451.6883 | 3073 | 563.6964 | 887.9919 | 0 | 17 | 0 | 0 | 0 | 0 | 0 | 1468.6883 | 3073 | 563.6964 | 887.9919 | 0 | 0 | 0 | 0 | 0 | 0 | 0 | 1451.6883
3076 | 39.7142 | 39.4826 | 39.4882 | 28.5703 | 28.5703 | 28.5703 | 0.01 | 0.01 | 0.01 | 3076 | 843.9544 | 843.9544 | 843.9544 | 990.0235 | 990.0235 | 990.0235 | 1119.8626 | 1119.8626 | 1119.8626 | 3074 | 545.5446 | 0 | 0 | 0 | 0 | 0 | 0 | 545.5446 |  | 3074 | 545.5446 | 0 | 0 | 0 | 0 | 0 | 0 | 545.5446 | 3074 | 545.5446 | 0 | 0 | 0 | 0 | 0 | 0 | 545.5446 | 3074 | 574.2574 | 456.1049 | 0 | 0 | 0 | 0 | 0 | 1030.3624 | 3074 | 574.2574 | 456.1049 | 0 | 0 | 0 | 0 | 0 | 1030.3624 | 3074 | 574.2574 | 456.1049 | 0 | 0 | 0 | 0 | 0 | 1030.3624 | 3074 | 583.8284 | 912.2099 | 0 | 0 | 0 | 0 | 0 | 0 | 0 | 1496.0383 | 3074 | 583.8284 | 912.2099 | 0 | 17 | 0 | 0 | 0 | 0 | 0 | 1513.0383 | 3074 | 583.8284 | 912.2099 | 0 | 0 | 0 | 0 | 0 | 0 | 0 | 1496.0383
3077 | 39.7142 | 39.4826 | 39.4882 | 31.7472 | 31.722 | 31.7252 | 0.01 | 0.01 | 0.01 | 3077 | 869.4952 | 869.4952 | 869.4952 | 1019.9847 | 1019.9847 | 1019.9847 | 1153.7532 | 1153.7532 | 1153.7532 | 3075 | 526.7327 | 0 | 15.2577 | 0 | 0 | 0 | 0 | 541.9904 |  | 3075 | 526.7327 | 0 | 15.2577 | 0 | 0 | 0 | 0 | 541.9904 | 3075 | 526.7327 | 0 | 15.2577 | 0 | 0 | 0 | 0 | 541.9904 | 3075 | 554.4554 | 468.2139 | 16.4948 | 0 | 0 | 0 | 0 | 1039.1642 | 3075 | 554.4554 | 468.2139 | 16.4948 | 0 | 0 | 0 | 0 | 1039.1642 | 3075 | 554.4554 | 468.2139 | 16.4948 | 0 | 0 | 0 | 0 | 1039.1642 | 3075 | 563.6964 | 936.4279 | 20.6186 | 0 | 0 | 0 | 0 | 0 | 0 | 1520.7428 | 3075 | 563.6964 | 936.4279 | 20.6186 | 17 | 0 | 0 | 0 | 0 | 0 | 1537.7428 | 3075 | 563.6964 | 936.4279 | 20.6186 | 0 | 0 | 0 | 0 | 0 | 0 | 1520.7428
3078 | 39.7142 | 39.4826 | 39.4882 | 0.01 | 0.01 | 0.01 | 0.01 | 0.01 | 0.01 | 3078 | 875.0475 | 875.0475 | 875.0475 | 1026.498 | 1026.498 | 1026.498 | 1161.1207 | 1686.2349 | 1161.1207 | 3076 | 442.0792 | 0 | 71.2027 | 0 | 0 | 0 | 0 | 513.282 |  | 3076 | 442.0792 | 0 | 71.2027 | 0 | 0 | 0 | 0 | 513.282 | 3076 | 442.0792 | 0 | 71.2027 | 0 | 0 | 0 | 0 | 513.282 | 3076 | 465.3465 | 458.1231 | 76.9759 | 0 | 0 | 0 | 0 | 1000.4456 | 3076 | 465.3465 | 458.1231 | 76.9759 | 0 | 0 | 0 | 0 | 1000.4456 | 3076 | 465.3465 | 458.1231 | 76.9759 | 0 | 0 | 0 | 0 | 1000.4456 | 3076 | 473.1023 | 916.2462 | 96.2199 | 0 | 0 | 0 | 0 | 0 | 0 | 1485.5685 | 3076 | 428.3385 | 916.2462 | 96.2199 | 17 | 0 | 0 | 0 | 0 | 0 | 1457.8046 | 3076 | 428.3385 | 916.2462 | 96.2199 | 0 | 0 | 0 | 0 | 0 | 0 | 1440.8046
3079 | 0.01 | 0.01 | 0.01 | 0.01 | 0.01 | 0.01 | 0 | 0 | 0 | 3079 | 1056.8331 | 900.5882 | 900.5882 | 1520.6906 | 1520.6906 | 1520.6906 | 1720.1255 | 1720.1255 | 1720.1255 | 3077 | 225.7426 | 0 | 249.2096 | 0 | 0 | 0 | 0 | 474.9522 |  | 3077 | 225.7426 | 0 | 249.2096 | 0 | 0 | 0 | 0 | 474.9522 | 3077 | 225.7426 | 0 | 249.2096 | 0 | 0 | 0 | 0 | 474.9522 | 3077 | 237.6238 | 440.9687 | 269.4158 | 0 | 0 | 0 | 0 | 948.0083 | 3077 | 237.6238 | 440.9687 | 269.4158 | 0 | 0 | 0 | 0 | 948.0083 | 3077 | 237.6238 | 440.9687 | 269.4158 | 0 | 0 | 0 | 0 | 948.0083 | 3077 | 241.5842 | 881.9374 | 336.7698 | 0 | 0 | 0 | 0 | 0 | 0 | 1460.2914 | 3077 | 241.5842 | 881.9374 | 336.7698 | 17 | 0 | 0 | 0 | 0 | 0 | 1477.2914 | 3077 | 73.8371 | 881.9374 | 336.7698 | 0 | 0 | 0 | 0 | 0 | 0 | 1292.5443
3080 | 0.01 | 0.01 | 0.01 | 0 | 0 | 0 | 0 | 0 | 0 | 3080 | 1294.1055 | 898.3673 | 898.3673 | 1518.0853 | 1518.0853 | 1518.0853 | 1717.1784 | 1717.1784 | 1717.1784 | 3078 | 188.1188 | 0 | 574.7079 | 0 | 0 | 0 | 0 | 762.8267 |  | 3078 | 188.1188 | 0 | 574.7079 | 0 | 0 | 0 | 0 | 762.8267 | 3078 | 188.1188 | 0 | 574.7079 | 0 | 0 | 0 | 0 | 762.8267 | 3078 | 149.6455 | 470.2321 | 621.3058 | 0 | 0 | 0 | 0 | 1241.1834 | 3078 | 149.6455 | 470.2321 | 621.3058 | 0 | 0 | 0 | 0 | 1241.1834 | 3078 | 149.6455 | 470.2321 | 621.3058 | 0 | 0 | 0 | 0 | 1241.1834 | 3078 | 201.3201 | 940.4642 | 776.6323 | 0 | 0 | 0 | 0 | 0 | 0 | 1918.4166 | 3078 | 201.3201 | 940.4642 | 776.6323 | 17 | 0 | 0 | 0 | 0 | 0 | 1935.4166 | 3078 | 201.3201 | 940.4642 | 776.6323 | 0 | 0 | 0 | 0 | 0 | 0 | 1918.4166
3081 | 0.01 | 0.01 | 0.01 | 0 | 0 | 0 | 0 | 0 | 0 | 3081 | 1252.2835 | 1256.3496 | 1084.9421 | 1473.7948 | 1473.7948 | 1473.7948 | 1667.0793 | 1667.0793 | 1667.0793 | 3079 | 178.7129 | 0 | 895.1203 | 0 | 0 | 0 | 0 | 1073.8331 |  | 3079 | 178.7129 | 0 | 895.1203 | 0 | 0 | 0 | 0 | 1073.8331 | 3079 | 178.7129 | 0 | 895.1203 | 0 | 0 | 0 | 0 | 1073.8331 | 3079 | 188.1188 | 542.886 | 967.6976 | 0 | 0 | 0 | 0 | 1698.7024 | 3079 | 188.1188 | 542.886 | 967.6976 | 0 | 0 | 0 | 0 | 1698.7024 | 3079 | 182.1489 | 542.886 | 967.6976 | 0 | 0 | 0 | 0 | 1692.7325 | 3079 | 0 | 1085.7719 | 1209.622 | 0 | 0 | 0 | 0 | 0 | 0 | 2295.3939 | 3079 | 0 | 1085.7719 | 1209.622 | 17 | 0 | 0 | 0 | 0 | 0 | 2312.3939 | 3079 | 0 | 1085.7719 | 1209.622 | 0 | 0 | 0 | 0 | 0 | 0 | 2295.3939
3082 | 0.01 | 0.01 | 0.01 | 0 | 0 | 0 | 0 | 0 | 0 | 3082 | 816.1928 | 1211.931 | 1084.2023 | 1421.6883 | 1421.6883 | 1421.6883 | 1608.1392 | 1608.1392 | 1608.1392 | 3080 | 188.1188 | 0 | 1123.9863 | 0 | 0 | 0 | 0 | 1312.1051 |  | 3080 | 188.1188 | 0 | 1123.9863 | 0 | 0 | 0 | 0 | 1312.1051 | 3080 | 188.1188 | 0 | 1123.9863 | 0 | 0 | 0 | 0 | 1312.1051 | 3080 | 0 | 608.4763 | 1215.1203 | 0 | 0 | 0 | 0 | 1823.5966 | 3080 | 0 | 608.4763 | 1215.1203 | 0 | 0 | 0 | 0 | 1823.5966 | 3080 | 0 | 608.4763 | 1215.1203 | 0 | 0 | 0 | 0 | 1823.5966 | 3080 | 0 | 1216.9526 | 1518.9003 | 0 | 0 | 0 | 0 | 0 | 0 | 2735.8529 | 3080 | 0 | 1216.9526 | 1518.9003 | 17 | 0 | 0 | 0 | 0 | 0 | 2752.8529 | 3080 | 0 | 1115.4924 | 1518.9003 | 0 | 0 | 0 | 0 | 0 | 0 | 2634.3928
3083 | 0.01 | 0.01 | 0.01 | 0 | 0 | 0 | 0 | 0 | 0 | 3083 | 1187.5007 | 1187.5007 | 1187.5007 | 1393.0297 | 1393.0297 | 1393.0297 | 1575.7221 | 1575.7221 | 1575.7221 | 3081 | 376.2376 | 0 | 1225.7045 | 0 | 0 | 0 | 0 | 1601.9421 |  | 3081 | 376.2376 | 0 | 1225.7045 | 0 | 0 | 0 | 0 | 1601.9421 | 3081 | 376.2376 | 0 | 1225.7045 | 0 | 0 | 0 | 0 | 1601.9421 | 3081 | 0 | 112.9749 | 1325.0859 | 0 | 0 | 0 | 0 | 1438.0608 | 3081 | 0 | 622.5772 | 1325.0859 | 0 | 0 | 0 | 0 | 1947.6631 | 3081 | 0 | 644.8032 | 1325.0859 | 0 | 0 | 0 | 0 | 1969.8891 | 3081 | 0 | 0 | 1656.3574 | 0 | 0 | 0 | 0 | 0 | 0 | 1656.3574 | 3081 | 0 | 426.2864 | 1656.3574 | 17 | 0 | 0 | 0 | 0 | 0 | 2099.6438 | 3081 | 0 | 426.2864 | 1656.3574 | 0 | 0 | 0 | 0 | 0 | 0 | 2082.6438
3084 | 0.01 | 0.01 | 0.01 | 0 | 0 | 0 | 0 | 0 | 0 | 3084 | 1204.1577 | 1113.1599 | 1113.1599 | 1412.5696 | 1412.5696 | 1412.5696 | 1597.8247 | 1597.8247 | 1597.8247 | 3082 | 583.1683 | 0 | 1251.134 | 0 | 0 | 0 | 0 | 1834.3023 |  | 3082 | 583.1683 | 0 | 1251.134 | 0 | 0 | 0 | 0 | 1834.3023 | 3082 | 583.1683 | 0 | 1251.134 | 0 | 0 | 0 | 0 | 1834.3023 | 3082 | 0 | 152.0062 | 1352.5773 | 0 | 0 | 0 | 0 | 1504.5835 | 3082 | 0 | 657.9213 | 1352.5773 | 0 | 0 | 0 | 0 | 2010.4986 | 3082 | 0 | 657.9213 | 1352.5773 | 0 | 0 | 0 | 0 | 2010.4986 | 3082 | 0 | 700.9852 | 1690.7216 | 0 | 0 | 0 | 0 | 0 | 0 | 2391.7069 | 3082 | 0 | 332.982 | 1690.7216 | 17 | 0 | 0 | 0 | 0 | 0 | 2040.7037 | 3082 | 0 | 332.982 | 1690.7216 | 0 | 0 | 0 | 0 | 0 | 0 | 2023.7037
3085 | 0.01 | 0.01 | 0.01 | 0 | 0 | 0 | 0 | 0 | 0 | 3085 | 1199.7159 | 858.4023 | 803.9777 | 1407.359 | 1407.359 | 1407.359 | 1591.9307 | 1591.9307 | 1591.9307 | 3083 | 460.8911 | 0 | 1261.3058 | 0 | 0 | 0 | 0 | 1722.1969 |  | 3083 | 460.8911 | 0 | 1261.3058 | 0 | 0 | 0 | 0 | 1722.1969 | 3083 | 460.8911 | 0 | 1261.3058 | 0 | 0 | 0 | 0 | 1722.1969 | 3083 | 0 | 0 | 1363.5739 | 0 | 0 | 0 | 0 | 1363.5739 | 3083 | 0 | 642.7851 | 1363.5739 | 0 | 0 | 0 | 0 | 2006.3589 | 3083 | 0 | 445.3061 | 1363.5739 | 0 | 0 | 0 | 0 | 1808.88 | 3083 | 0 | 1285.5701 | 1704.4674 | 0 | 0 | 0 | 0 | 0 | 0 | 2990.0375 | 3083 | 0 | 286.8192 | 1704.4674 | 17 | 0 | 0 | 0 | 0 | 0 | 2008.2866 | 3083 | 0 | 286.8192 | 1704.4674 | 0 | 0 | 0 | 0 | 0 | 0 | 1991.2866
3086 | 0.01 | 0.01 | 0.01 | 0.01 | 0.01 | 0.01 | 0 | 0 | 0 | 3086 | 1209.0753 | 1209.0753 | 839.5126 | 1449.0442 | 1449.0442 | 1449.0442 | 1639.0828 | 1639.0828 | 1639.0828 | 3084 | 404.4554 | 0 | 1225.7045 | 0 | 0 | 0 | 0 | 1630.1599 |  | 3084 | 404.4554 | 0 | 1225.7045 | 0 | 0 | 0 | 0 | 1630.1599 | 3084 | 404.4554 | 0 | 1225.7045 | 0 | 0 | 0 | 0 | 1630.1599 | 3084 | 0 | 99.3619 | 1325.0859 | 0 | 0 | 0 | 0 | 1424.4478 | 3084 | 0 | 607.4672 | 1325.0859 | 0 | 0 | 0 | 0 | 1932.5531 | 3084 | 0 | 607.4672 | 1325.0859 | 0 | 0 | 0 | 0 | 1932.5531 | 3084 | 0 | 0 | 1656.3574 | 0 | 0 | 0 | 0 | 0 | 0 | 1656.3574 | 3084 | 0 | 357.0318 | 1656.3574 | 17 | 0 | 0 | 0 | 0 | 0 | 2030.3891 | 3084 | 0 | 357.0318 | 1656.3574 | 0 | 0 | 0 | 0 | 0 | 0 | 2013.3891
3087 | 0.01 | 0.01 | 0.01 | 0.01 | 0.01 | 0.01 | 0 | 0 | 0 | 3087 | 1088.4854 | 900.5882 | 900.5882 | 1520.6906 | 1056.4593 | 1056.4593 | 1720.1255 | 1720.1255 | 1720.1255 | 3085 | 348.0198 | 0 | 1047.6976 | 0 | 0 | 0 | 0 | 1395.7174 |  | 3085 | 348.0198 | 0 | 1047.6976 | 0 | 0 | 0 | 0 | 1395.7174 | 3085 | 348.0198 | 0 | 1047.6976 | 0 | 0 | 0 | 0 | 1395.7174 | 3085 | 0 | 565.0858 | 1132.646 | 0 | 0 | 0 | 0 | 1697.7318 | 3085 | 0 | 565.0858 | 1132.646 | 0 | 0 | 0 | 0 | 1697.7318 | 3085 | 0 | 565.0858 | 1132.646 | 0 | 0 | 0 | 0 | 1697.7318 | 3085 | 0 | 91.6876 | 1415.8076 | 0 | 0 | 0 | 0 | 0 | 0 | 1507.4951 | 3085 | 0 | 591.6876 | 1415.8076 | 17 | 0 | 0 | 0 | 0 | 0 | 2024.4951 | 3085 | 0 | 258.3542 | 1415.8076 | 0 | 0 | 0 | 0 | 0 | 0 | 1674.1618
3088 | 18.6145 | 13.0648 | 13.0648 | 0.01 | 0.01 | 0.01 | 0.01 | 0.01 | 0.01 | 3088 | 919.4662 | 919.4662 | 919.4662 | 1462.4391 | 1078.6045 | 1078.6045 | 1442.0146 | 1745.175 | 1745.175 | 3086 | 432.6733 | 0 | 793.4021 | 0 | 0 | 0 | 0 | 1226.0753 |  | 3086 | 432.6733 | 0 | 793.4021 | 0 | 0 | 0 | 0 | 1226.0753 | 3086 | 432.6733 | 0 | 793.4021 | 0 | 0 | 0 | 0 | 1226.0753 | 3086 | 6.3885 | 527.7497 | 857.732 | 0 | 0 | 0 | 0 | 1391.8702 | 3086 | 6.3885 | 527.7497 | 857.732 | 0 | 0 | 0 | 0 | 1391.8702 | 3086 | 6.3885 | 527.7497 | 857.732 | 0 | 0 | 0 | 0 | 1391.8702 | 3086 | 0 | 577.8076 | 1072.1649 | 0 | 0 | 0 | 0 | 0 | 0 | 1649.9726 | 3086 | 0 | 1055.4995 | 1072.1649 | 17 | 0 | 0 | 0 | 0 | 0 | 2144.6644 | 3086 | 0 | 577.8076 | 1072.1649 | 0 | 0 | 0 | 0 | 0 | 0 | 1649.9726
3089 | 20.9838 | 13.0648 | 13.0648 | 0.01 | 0.01 | 0.01 | 0.01 | 0.01 | 0.01 | 3089 | 943.8964 | 943.8964 | 943.8964 | 1107.2631 | 1107.2631 | 1107.2631 | 1252.4779 | 1252.4779 | 1252.4779 | 3087 | 601.9802 | 0 | 503.5052 | 0 | 0 | 0 | 0 | 1105.4854 |  | 3087 | 601.9802 | 0 | 503.5052 | 0 | 0 | 0 | 0 | 1105.4854 | 3087 | 601.9802 | 0 | 503.5052 | 0 | 0 | 0 | 0 | 1105.4854 | 3087 | 407.1247 | 520.6862 | 544.3299 | 0 | 0 | 0 | 0 | 1472.1407 | 3087 | 0 | 520.6862 | 544.3299 | 0 | 0 | 0 | 0 | 1065.0161 | 3087 | 0 | 520.6862 | 544.3299 | 0 | 0 | 0 | 0 | 1065.0161 | 3087 | 0 | 1041.3724 | 680.4124 | 0 | 0 | 0 | 0 | 0 | 0 | 1721.7847 | 3087 | 0 | 955.2776 | 680.4124 | 17 | 0 | 0 | 0 | 0 | 0 | 1652.6899 | 3087 | 0 | 1041.3724 | 680.4124 | 0 | 0 | 0 | 0 | 0 | 0 | 1721.7847
3090 | 20.9838 | 19.4916 | 21.8847 | 18.6145 | 18.6145 | 18.6145 | 0.01 | 0.01 | 0.01 | 3090 | 953.8906 | 953.8906 | 953.8906 | 1118.9871 | 1118.9871 | 1118.9871 | 1265.7395 | 1265.7395 | 1790.8536 | 3088 | 564.3564 | 0 | 259.3814 | 0 | 0 | 0 | 0 | 823.7379 |  | 3088 | 564.3564 | 0 | 259.3814 | 0 | 0 | 0 | 0 | 823.7379 | 3088 | 564.3564 | 0 | 259.3814 | 0 | 0 | 0 | 0 | 823.7379 | 3088 | 594.0594 | 503.5318 | 280.4124 | 0 | 0 | 0 | 0 | 1378.0036 | 3088 | 210.2248 | 503.5318 | 280.4124 | 0 | 0 | 0 | 0 | 994.169 | 3088 | 210.2248 | 503.5318 | 280.4124 | 0 | 0 | 0 | 0 | 994.169 | 3088 | 0 | 1007.0636 | 350.5155 | 0 | 0 | 0 | 0 | 0 | 0 | 1357.579 | 3088 | 303.1605 | 1007.0636 | 350.5155 | 17 | 0 | 0 | 0 | 0 | 0 | 1677.7395 | 3088 | 303.1605 | 1007.0636 | 350.5155 | 0 | 0 | 0 | 0 | 0 | 0 | 1660.7395
3091 | 20.9838 | 19.4916 | 21.7964 | 18.6145 | 16.9307 | 16.9307 | 0.01 | 0.01 | 0.01 | 3091 | 966.1057 | 966.1057 | 966.1057 | 1133.3164 | 1133.3164 | 1133.3164 | 1281.948 | 1281.948 | 1281.948 | 3089 | 639.604 | 0 | 101.7182 | 0 | 0 | 0 | 0 | 741.3222 |  | 3089 | 639.604 | 0 | 101.7182 | 0 | 0 | 0 | 0 | 741.3222 | 3089 | 639.604 | 0 | 101.7182 | 0 | 0 | 0 | 0 | 741.3222 | 3089 | 673.2673 | 579.2129 | 109.9656 | 0 | 0 | 0 | 0 | 1362.4459 | 3089 | 333.649 | 579.2129 | 109.9656 | 0 | 0 | 0 | 0 | 1022.8276 | 3089 | 333.649 | 579.2129 | 109.9656 | 0 | 0 | 0 | 0 | 1022.8276 | 3089 | 684.4884 | 1158.4258 | 137.457 | 0 | 0 | 0 | 0 | 0 | 0 | 1980.3713 | 3089 | 684.4884 | 1158.4258 | 137.457 | 17 | 0 | 0 | 0 | 0 | 0 | 1997.3713 | 3089 | 684.4884 | 1158.4258 | 137.457 | 0 | 0 | 0 | 0 | 0 | 0 | 1980.3713
3092 | 20.9838 | 13.0648 | 13.0648 | 0.01 | 0.01 | 0.01 | 0.01 | 0.01 | 0.01 | 3092 | 933.9022 | 933.9022 | 933.9022 | 1242.5285 | 1095.5391 | 1095.5391 | 1239.2164 | 1239.2164 | 1239.2164 | 3090 | 686.6337 | 0 | 30.5155 | 0 | 0 | 0 | 0 | 717.1491 |  | 3090 | 686.6337 | 0 | 30.5155 | 0 | 0 | 0 | 0 | 717.1491 | 3090 | 686.6337 | 0 | 30.5155 | 0 | 0 | 0 | 0 | 717.1491 | 3090 | 722.7723 | 711.4026 | 32.9897 | 0 | 0 | 0 | 0 | 1467.1646 | 3090 | 722.7723 | 711.4026 | 32.9897 | 0 | 0 | 0 | 0 | 1467.1646 | 3090 | 722.7723 | 711.4026 | 32.9897 | 0 | 0 | 0 | 0 | 1467.1646 | 3090 | 734.8185 | 1422.8052 | 41.2371 | 0 | 0 | 0 | 0 | 0 | 0 | 2198.8608 | 3090 | 734.8185 | 1422.8052 | 41.2371 | 17 | 0 | 0 | 0 | 0 | 0 | 2215.8608 | 3090 | 251.6414 | 1422.8052 | 41.2371 | 0 | 0 | 0 | 0 | 0 | 0 | 1715.6838
3093 | 0.01 | 0.01 | 0.01 | 0.01 | 0.01 | 0.01 | 0.01 | 0.01 | 0.01 | 3093 | 853.9486 | 1021.4631 | 1021.4631 | 1465.9788 | 1465.9788 | 1001.7474 | 1133.1242 | 1133.1242 | 1133.1242 | 3091 | 526.7327 | 0 | 5.0859 | 0 | 0 | 0 | 0 | 531.8186 |  | 3091 | 526.7327 | 0 | 5.0859 | 0 | 0 | 0 | 0 | 531.8186 | 3091 | 526.7327 | 0 | 5.0859 | 0 | 0 | 0 | 0 | 531.8186 | 3091 | 554.4554 | 792.1292 | 5.4983 | 0 | 0 | 0 | 0 | 1352.0829 | 3091 | 554.4554 | 792.1292 | 5.4983 | 0 | 0 | 0 | 0 | 1352.0829 | 3091 | 554.4554 | 792.1292 | 5.4983 | 0 | 0 | 0 | 0 | 1352.0829 | 3091 | 563.6964 | 1584.2583 | 6.8729 | 0 | 0 | 0 | 0 | 0 | 0 | 2154.8275 | 3091 | 563.6964 | 1584.2583 | 6.8729 | 17 | 0 | 0 | 0 | 0 | 0 | 2171.8275 | 3091 | 563.6964 | 1584.2583 | 6.8729 | 0 | 0 | 0 | 0 | 0 | 0 | 2154.8275
3094 | 0.01 | 0.01 | 0.01 | 0.01 | 0.01 | 0.01 | 0.01 | 0.01 | 0.01 | 3094 | 1147.7996 | 1035.013 | 1179.7275 | 1383.9111 | 1383.9111 | 919.6797 | 1040.2934 | 1040.2934 | 1040.2934 | 3092 | 855.9406 | 0 | 0 | 0 | 0 | 0 | 0 | 855.9406 |  | 3092 | 855.9406 | 0 | 0 | 0 | 0 | 0 | 0 | 855.9406 | 3092 | 855.9406 | 0 | 0 | 0 | 0 | 0 | 0 | 855.9406 | 3092 | 900.9901 | 841.5742 | 0 | 0 | 0 | 0 | 0 | 1742.5643 | 3092 | 754.0008 | 841.5742 | 0 | 0 | 0 | 0 | 0 | 1595.5749 | 3092 | 754.0008 | 841.5742 | 0 | 0 | 0 | 0 | 0 | 1595.5749 | 3092 | 916.0066 | 1683.1483 | 0 | 0 | 0 | 0 | 0 | 0 | 0 | 2599.1549 | 3092 | 916.0066 | 1683.1483 | 0 | 17 | 0 | 0 | 0 | 0 | 0 | 2616.1549 | 3092 | 916.0066 | 1683.1483 | 0 | 0 | 0 | 0 | 0 | 0 | 0 | 2599.1549
3095 | 0.01 | 0.01 | 0.01 | 0.01 | 0.01 | 0.01 | 0.01 | 0.01 | 0.01 | 3095 | 1124.2041 | 728.4659 | 1124.2041 | 1318.7779 | 1318.7779 | 854.5466 | 966.6183 | 966.6183 | 966.6183 | 3093 | 1269.802 | 0 | 0 | 0 | 0 | 0 | 0 | 1269.802 |  | 3093 | 1269.802 | 0 | 0 | 0 | 0 | 0 | 0 | 1269.802 | 3093 | 1269.802 | 0 | 0 | 0 | 0 | 0 | 0 | 1269.802 | 3093 | 1147.0001 | 867.8103 | 0 | 0 | 0 | 0 | 0 | 2014.8104 | 3093 | 1147.0001 | 867.8103 | 0 | 0 | 0 | 0 | 0 | 2014.8104 | 3093 | 682.7688 | 867.8103 | 0 | 0 | 0 | 0 | 0 | 1550.5791 | 3093 | 1358.9109 | 1735.6206 | 0 | 0 | 0 | 0 | 0 | 0 | 0 | 3094.5315 | 3093 | 1358.9109 | 1735.6206 | 0 | 17 | 0 | 0 | 0 | 0 | 0 | 3111.5315 | 3093 | 1358.9109 | 1735.6206 | 0 | 0 | 0 | 0 | 0 | 0 | 0 | 3094.5315
3096 | 0.01 | 0.01 | 0.01 | 0.01 | 0.01 | 0.01 | 0.01 | 0.01 | 0.01 | 3096 | 1115.3204 | 1115.3204 | 719.5822 | 1308.3566 | 1308.3566 | 1308.3566 | 954.8302 | 954.8302 | 954.8302 | 3094 | 1495.5446 | 0 | 0 | 0 | 0 | 0 | 0 | 1495.5446 |  | 3094 | 1495.5446 | 0 | 0 | 0 | 0 | 0 | 0 | 1495.5446 | 3094 | 1495.5446 | 0 | 0 | 0 | 0 | 0 | 0 | 1495.5446 | 3094 | 1191.2632 | 857.7195 | 0 | 0 | 0 | 0 | 0 | 2048.9826 | 3094 | 1191.2632 | 857.7195 | 0 | 0 | 0 | 0 | 0 | 2048.9826 | 3094 | 1574.2574 | 857.7195 | 0 | 0 | 0 | 0 | 0 | 2431.9769 | 3094 | 1600.495 | 1715.439 | 0 | 0 | 0 | 0 | 0 | 0 | 0 | 3315.934 | 3094 | 1600.495 | 1715.439 | 0 | 17 | 0 | 0 | 0 | 0 | 0 | 3332.934 | 3094 | 1600.495 | 1715.439 | 0 | 0 | 0 | 0 | 0 | 0 | 0 | 3315.934
3097 | 0.01 | 0.01 | 0.01 | 0.01 | 0.01 | 0.01 | 0.01 | 0.01 | 0.01 | 3097 | 1126.4251 | 1126.4251 | 1126.4251 | 857.1519 | 1321.3833 | 857.1519 | 969.5653 | 969.5653 | 969.5653 | 3095 | 1476.7327 | 0 | 0 | 0 | 0 | 0 | 0 | 1476.7327 |  | 3095 | 1476.7327 | 0 | 0 | 0 | 0 | 0 | 0 | 1476.7327 | 3095 | 1476.7327 | 0 | 0 | 0 | 0 | 0 | 0 | 1476.7327 | 3095 | 1096.9365 | 859.7376 | 0 | 0 | 0 | 0 | 0 | 1956.6741 | 3095 | 1096.9365 | 859.7376 | 0 | 0 | 0 | 0 | 0 | 1956.6741 | 3095 | 495.2718 | 859.7376 | 0 | 0 | 0 | 0 | 0 | 1355.0094 | 3095 | 1580.363 | 1719.4753 | 0 | 0 | 0 | 0 | 0 | 0 | 0 | 3299.8383 | 3095 | 1580.363 | 1719.4753 | 0 | 17 | 0 | 0 | 0 | 0 | 0 | 3316.8383 | 3095 | 1580.363 | 1719.4753 | 0 | 0 | 0 | 0 | 0 | 0 | 0 | 3299.8383
3098 | 0.01 | 0.01 | 0.01 | 0.01 | 0.01 | 0.01 | 0.01 | 0.01 | 0.01 | 3098 | 1136.4193 | 1136.4193 | 1136.4193 | 1333.1072 | 1333.1072 | 868.8759 | 982.8268 | 982.8268 | 982.8268 | 3096 | 1495.5446 | 0 | 0 | 0 | 0 | 0 | 0 | 1495.5446 |  | 3096 | 1495.5446 | 0 | 0 | 0 | 0 | 0 | 0 | 1495.5446 | 3096 | 1495.5446 | 0 | 0 | 0 | 0 | 0 | 0 | 1495.5446 | 3096 | 1198.1338 | 837.5378 | 0 | 0 | 0 | 0 | 0 | 2035.6716 | 3096 | 1198.1338 | 837.5378 | 0 | 0 | 0 | 0 | 0 | 2035.6716 | 3096 | 1198.1338 | 837.5378 | 0 | 0 | 0 | 0 | 0 | 2035.6716 | 3096 | 1392.7007 | 1675.0757 | 0 | 0 | 0 | 0 | 0 | 0 | 0 | 3067.7764 | 3096 | 1392.7007 | 1675.0757 | 0 | 17 | 0 | 0 | 0 | 0 | 0 | 3084.7764 | 3096 | 1392.7007 | 1675.0757 | 0 | 0 | 0 | 0 | 0 | 0 | 0 | 3067.7764
3099 | 0.01 | 0.01 | 0.01 | 0.01 | 0.01 | 0.01 | 0.01 | 0.01 | 0.01 | 3099 | 1143.0821 | 1143.0821 | 747.3439 | 1034.4022 | 1340.9232 | 1340.9232 | 991.6678 | 991.6678 | 991.6678 | 3097 | 1362.9843 | 0 | 0 | 0 | 0 | 0 | 0 | 1362.9843 |  | 3097 | 1730.6931 | 0 | 0 | 0 | 0 | 0 | 0 | 1730.6931 | 3097 | 1362.9843 | 0 | 0 | 0 | 0 | 0 | 0 | 1362.9843 | 3097 | 1821.7822 | 847.6287 | 0 | 0 | 0 | 0 | 0 | 2669.4108 | 3097 | 1821.7822 | 847.6287 | 0 | 0 | 0 | 0 | 0 | 2669.4108 | 3097 | 1821.7822 | 847.6287 | 0 | 0 | 0 | 0 | 0 | 2669.4108 | 3097 | 1354.4741 | 1695.2573 | 0 | 0 | 0 | 0 | 0 | 0 | 0 | 3049.7314 | 3097 | 1354.4741 | 1695.2573 | 0 | 17 | 0 | 0 | 0 | 0 | 0 | 3066.7314 | 3097 | 1354.4741 | 1695.2573 | 0 | 0 | 0 | 0 | 0 | 0 | 0 | 3049.7314
3100 | 0.01 | 0.01 | 0.01 | 0.01 | 0.01 | 0.01 | 0.01 | 0.01 | 0.01 | 3100 | 1268.5648 | 872.8266 | 1268.5648 | 1023.8927 | 1023.8927 | 1488.1241 | 1158.1737 | 1683.2879 | 1158.1737 | 3098 | 1947.0297 | 0 | 0 | 0 | 0 | 0 | 0 | 1947.0297 |  | 3098 | 1947.0297 | 0 | 0 | 0 | 0 | 0 | 0 | 1947.0297 | 3098 | 1947.0297 | 0 | 0 | 0 | 0 | 0 | 0 | 1947.0297 | 3098 | 2049.505 | 856.7104 | 0 | 0 | 0 | 0 | 0 | 2906.2153 | 3098 | 2049.505 | 856.7104 | 0 | 0 | 0 | 0 | 0 | 2906.2153 | 3098 | 484.1539 | 856.7104 | 0 | 0 | 0 | 0 | 0 | 1340.8643 | 3098 | 1234.7491 | 1713.4208 | 0 | 0 | 0 | 0 | 0 | 0 | 0 | 2948.1699 | 3098 | 1234.7491 | 1713.4208 | 0 | 17 | 0 | 0 | 0 | 0 | 0 | 2965.1699 | 3098 | 1234.7491 | 1713.4208 | 0 | 0 | 0 | 0 | 0 | 0 | 0 | 2948.1699
3101 | 0.01 | 0.01 | 0.01 | 0.01 | 0.01 | 0.01 | 0.01 | 0.01 | 0.01 | 3101 | 1420.6987 | 1420.6987 | 1420.6987 | 1202.3575 | 1202.3575 | 1202.3575 | 1360.0437 | 1360.0437 | 1360.0437 | 3099 | 1852.9703 | 0 | 10.1718 | 0 | 0 | 0 | 0 | 1863.1421 |  | 3099 | 1852.9703 | 0 | 10.1718 | 0 | 0 | 0 | 0 | 1863.1421 | 3099 | 1852.9703 | 0 | 10.1718 | 0 | 0 | 0 | 0 | 1863.1421 | 3099 | 1950.495 | 859.7376 | 10.9966 | 0 | 0 | 0 | 0 | 2821.2293 | 3099 | 1950.495 | 859.7376 | 10.9966 | 0 | 0 | 0 | 0 | 2821.2293 | 3099 | 531.6181 | 859.7376 | 10.9966 | 0 | 0 | 0 | 0 | 1402.3523 | 3099 | 928.6293 | 1719.4753 | 13.7457 | 0 | 0 | 0 | 0 | 0 | 0 | 2661.8503 | 3099 | 928.6293 | 1719.4753 | 13.7457 | 17 | 0 | 0 | 0 | 0 | 0 | 2678.8503 | 3099 | 928.6293 | 1719.4753 | 13.7457 | 0 | 0 | 0 | 0 | 0 | 0 | 2661.8503
3102 | 0.01 | 0.01 | 0.01 | 0.01 | 0.01 | 0.01 | 0.01 | 0.01 | 0.01 | 3102 | 1526.193 | 1526.193 | 1526.193 | 1326.1104 | 1326.1104 | 1326.1104 | 1624.5786 | 2025.1407 | 2025.1407 | 3100 | 1627.2277 | 0 | 66.1168 | 0 | 0 | 0 | 0 | 1693.3446 |  | 3100 | 1627.2277 | 0 | 66.1168 | 0 | 0 | 0 | 0 | 1693.3446 | 3100 | 1627.2277 | 0 | 66.1168 | 0 | 0 | 0 | 0 | 1693.3446 | 3100 | 66.7686 | 801.2109 | 71.4777 | 0 | 0 | 0 | 0 | 939.4572 | 3100 | 66.7686 | 801.2109 | 71.4777 | 0 | 0 | 0 | 0 | 939.4572 | 3100 | 531 | 801.2109 | 71.4777 | 0 | 0 | 0 | 0 | 1403.6885 | 3100 | 810.8928 | 1602.4218 | 89.3471 | 0 | 0 | 0 | 0 | 0 | 0 | 2502.6616 | 3100 | 1336.0069 | 1602.4218 | 89.3471 | 17 | 0 | 0 | 0 | 0 | 0 | 3044.7758 | 3100 | 810.8928 | 1602.4218 | 89.3471 | 0 | 0 | 0 | 0 | 0 | 0 | 2502.6616
3103 | 0.01 | 0.01 | 0.01 | 0.01 | 0.01 | 0.01 | 0.01 | 0.01 | 0.01 | 3103 | 1533.3528 | 1533.3528 | 1533.3528 | 1817.6977 | 1353.4663 | 1353.4663 | 1681.0386 | 2056.0842 | 2056.0842 | 3101 | 1280.0354 | 0 | 157.6632 | 0 | 0 | 0 | 0 | 1437.6987 |  | 3101 | 1280.0354 | 0 | 157.6632 | 0 | 0 | 0 | 0 | 1437.6987 | 3101 | 1280.0354 | 0 | 157.6632 | 0 | 0 | 0 | 0 | 1437.6987 | 3101 | 202.7729 | 744.7023 | 170.4467 | 0 | 0 | 0 | 0 | 1117.9219 | 3101 | 202.7729 | 744.7023 | 170.4467 | 0 | 0 | 0 | 0 | 1117.9219 | 3101 | 202.7729 | 744.7023 | 170.4467 | 0 | 0 | 0 | 0 | 1117.9219 | 3101 | 0 | 1489.4046 | 213.0584 | 0 | 0 | 0 | 0 | 0 | 0 | 1702.4631 | 3101 | 0 | 1489.4046 | 213.0584 | 17 | 0 | 0 | 0 | 0 | 0 | 1719.4631 | 3101 | 0 | 1489.4046 | 213.0584 | 0 | 0 | 0 | 0 | 0 | 0 | 1702.4631
3104 | 0.01 | 0.01 | 0.01 | 0.01 | 0.01 | 0.01 | 0 | 0 | 0 | 3104 | 1503.9836 | 1503.9836 | 1503.9836 | 1764.2885 | 1764.2885 | 1764.2885 | 1995.6706 | 1995.6706 | 1995.6706 | 3102 | 1227.8665 | 0 | 315.3265 | 0 | 0 | 0 | 0 | 1543.193 |  | 3102 | 1227.8665 | 0 | 315.3265 | 0 | 0 | 0 | 0 | 1543.193 | 3102 | 1227.8665 | 0 | 315.3265 | 0 | 0 | 0 | 0 | 1543.193 | 3102 | 343.7683 | 557.0131 | 340.8935 | 0 | 0 | 0 | 0 | 1241.6749 | 3102 | 343.7683 | 557.0131 | 340.8935 | 0 | 0 | 0 | 0 | 1241.6749 | 3102 | 343.7683 | 557.0131 | 340.8935 | 0 | 0 | 0 | 0 | 1241.6749 | 3102 | 0 | 1114.0262 | 426.1168 | 0 | 0 | 0 | 0 | 0 | 0 | 1540.1431 | 3102 | 400.5621 | 1114.0262 | 426.1168 | 17 | 0 | 0 | 0 | 0 | 0 | 1957.7051 | 3102 | 400.5621 | 1114.0262 | 426.1168 | 0 | 0 | 0 | 0 | 0 | 0 | 1940.7051
3105 | 0.01 | 0.01 | 0.01 | 0 | 0 | 0 | 0 | 0 | 0 | 3105 | 1496.2104 | 1496.2104 | 1125.5096 | 1755.1699 | 1755.1699 | 1755.1699 | 1985.3561 | 1985.3561 | 1985.3561 | 3103 | 1072.2772 | 0 | 478.0756 | 0 | 0 | 0 | 0 | 1550.3528 |  | 3103 | 1072.2772 | 0 | 478.0756 | 0 | 0 | 0 | 0 | 1550.3528 | 3103 | 1072.2772 | 0 | 478.0756 | 0 | 0 | 0 | 0 | 1550.3528 | 3103 | 741.1462 | 475.2775 | 516.8385 | 0 | 0 | 0 | 0 | 1733.2621 | 3103 | 276.9148 | 475.2775 | 516.8385 | 0 | 0 | 0 | 0 | 1269.0308 | 3103 | 276.9148 | 475.2775 | 516.8385 | 0 | 0 | 0 | 0 | 1269.0308 | 3103 | 0 | 950.555 | 646.0481 | 0 | 0 | 0 | 0 | 0 | 0 | 1596.6031 | 3103 | 375.0456 | 950.555 | 646.0481 | 17 | 0 | 0 | 0 | 0 | 0 | 1988.6487 | 3103 | 375.0456 | 950.555 | 646.0481 | 0 | 0 | 0 | 0 | 0 | 0 | 1971.6487
3106 | 0.01 | 0.01 | 0.01 | 0 | 0 | 0 | 0 | 0 | 0 | 3106 | 1440.6871 | 1345.6756 | 1440.6871 | 1690.0367 | 1690.0367 | 1690.0367 | 1911.6809 | 1911.6809 | 1911.6809 | 3104 | 768.2689 | 0 | 752.7148 | 0 | 0 | 0 | 0 | 1520.9836 |  | 3104 | 940.5941 | 0 | 752.7148 | 0 | 0 | 0 | 0 | 1693.3088 | 3104 | 768.2689 | 0 | 752.7148 | 0 | 0 | 0 | 0 | 1520.9836 | 3104 | 245.522 | 620.5853 | 813.7457 | 0 | 0 | 0 | 0 | 1679.853 | 3104 | 245.522 | 620.5853 | 813.7457 | 0 | 0 | 0 | 0 | 1679.853 | 3104 | 245.522 | 620.5853 | 813.7457 | 0 | 0 | 0 | 0 | 1679.853 | 3104 | 0 | 1241.1705 | 1017.1821 | 0 | 0 | 0 | 0 | 0 | 0 | 2258.3527 | 3104 | 0 | 1241.1705 | 1017.1821 | 17 | 0 | 0 | 0 | 0 | 0 | 2275.3527 | 3104 | 0 | 1241.1705 | 1017.1821 | 0 | 0 | 0 | 0 | 0 | 0 | 2258.3527
3107 | 0.01 | 0.01 | 0.01 | 0 | 0 | 0 | 0 | 0 | 0 | 3107 | 1447.3499 | 1051.6117 | 1447.3499 | 1697.8527 | 1697.8527 | 1697.8527 | 1920.5219 | 1920.5219 | 1920.5219 | 3105 | 623.176 | 0 | 890.0344 | 0 | 0 | 0 | 0 | 1513.2104 |  | 3105 | 752.4752 | 0 | 890.0344 | 0 | 0 | 0 | 0 | 1642.5096 | 3105 | 752.4752 | 0 | 890.0344 | 0 | 0 | 0 | 0 | 1642.5096 | 3105 | 0 | 712.4117 | 962.1993 | 0 | 0 | 0 | 0 | 1674.611 | 3105 | 0 | 712.4117 | 962.1993 | 0 | 0 | 0 | 0 | 1674.611 | 3105 | 0 | 708.535 | 962.1993 | 0 | 0 | 0 | 0 | 1670.7343 | 3105 | 0 | 1424.8234 | 1202.7491 | 0 | 0 | 0 | 0 | 0 | 0 | 2627.5726 | 3105 | 0 | 1424.8234 | 1202.7491 | 17 | 0 | 0 | 0 | 0 | 0 | 2644.5726 | 3105 | 0 | 1424.8234 | 1202.7491 | 0 | 0 | 0 | 0 | 0 | 0 | 2627.5726
3108 | 0.01 | 0.01 | 0.01 | 0 | 0 | 0 | 0 | 0 | 0 | 3108 | 1399.5998 | 1399.5998 | 1399.5998 | 1641.8382 | 1641.8382 | 1641.8382 | 1857.1613 | 1857.1613 | 1857.1613 | 3106 | 516.7936 | 0 | 940.8935 | 0 | 0 | 0 | 0 | 1457.6871 |  | 3106 | 921.7822 | 0 | 940.8935 | 0 | 0 | 0 | 0 | 1862.6756 | 3106 | 516.7936 | 0 | 940.8935 | 0 | 0 | 0 | 0 | 1457.6871 | 3106 | 0 | 754.7931 | 1017.1821 | 0 | 0 | 0 | 0 | 1771.9753 | 3106 | 0 | 754.7931 | 1017.1821 | 0 | 0 | 0 | 0 | 1771.9753 | 3106 | 0 | 754.7931 | 1017.1821 | 0 | 0 | 0 | 0 | 1771.9753 | 3106 | 0 | 555.7677 | 1271.4777 | 0 | 0 | 0 | 0 | 0 | 0 | 1827.2454 | 3106 | 0 | 1055.7677 | 1271.4777 | 17 | 0 | 0 | 0 | 0 | 0 | 2344.2454 | 3106 | 0 | 1055.7677 | 1271.4777 | 0 | 0 | 0 | 0 | 0 | 0 | 2327.2454
3109 | 0.01 | 0.01 | 0.01 | 0 | 0 | 0 | 0 | 0 | 0 | 3109 | 1375.1695 | 1375.1695 | 1375.1695 | 1613.1797 | 1613.1797 | 1613.1797 | 1824.7442 | 1824.7442 | 1824.7442 | 3107 | 467.5114 | 0 | 996.8385 | 0 | 0 | 0 | 0 | 1464.3499 |  | 3107 | 71.7732 | 0 | 996.8385 | 0 | 0 | 0 | 0 | 1068.6117 | 3107 | 467.5114 | 0 | 996.8385 | 0 | 0 | 0 | 0 | 1464.3499 | 3107 | 0 | 784.0565 | 1077.6632 | 0 | 0 | 0 | 0 | 1861.7197 | 3107 | 0 | 784.0565 | 1077.6632 | 0 | 0 | 0 | 0 | 1861.7197 | 3107 | 0 | 784.0565 | 1077.6632 | 0 | 0 | 0 | 0 | 1861.7197 | 3107 | 0 | 489.0074 | 1347.079 | 0 | 0 | 0 | 0 | 0 | 0 | 1836.0864 | 3107 | 0 | 989.0074 | 1347.079 | 17 | 0 | 0 | 0 | 0 | 0 | 2353.0864 | 3107 | 0 | 989.0074 | 1347.079 | 0 | 0 | 0 | 0 | 0 | 0 | 2336.0864
3110 | 0.01 | 0.01 | 0.01 | 0 | 0 | 0 | 0 | 0 | 0 | 3110 | 1372.9486 | 1372.9486 | 1372.9486 | 1610.5743 | 1610.5743 | 1610.5743 | 1821.7972 | 1821.7972 | 1821.7972 | 3108 | 384.1599 | 0 | 1032.4399 | 0 | 0 | 0 | 0 | 1416.5998 |  | 3108 | 884.1599 | 0 | 1032.4399 | 0 | 0 | 0 | 0 | 1916.5998 | 3108 | 384.1599 | 0 | 1032.4399 | 0 | 0 | 0 | 0 | 1416.5998 | 3108 | 0 | 806.2563 | 1116.1512 | 0 | 0 | 0 | 0 | 1922.4075 | 3108 | 0 | 806.2563 | 1116.1512 | 0 | 0 | 0 | 0 | 1922.4075 | 3108 | 0 | 806.2563 | 1116.1512 | 0 | 0 | 0 | 0 | 1922.4075 | 3108 | 0 | 377.5368 | 1395.189 | 0 | 0 | 0 | 0 | 0 | 0 | 1772.7258 | 3108 | 0 | 877.5368 | 1395.189 | 17 | 0 | 0 | 0 | 0 | 0 | 2289.7258 | 3108 | 0 | 877.5368 | 1395.189 | 0 | 0 | 0 | 0 | 0 | 0 | 2272.7258
3111 | 0.01 | 0.01 | 0.01 | 0.01 | 0.01 | 0.01 | 0 | 0 | 0 | 3111 | 1414.0359 | 1414.0359 | 1018.2977 | 1658.7728 | 1658.7728 | 1658.7728 | 1876.3168 | 1876.3168 | 1876.3168 | 3109 | 334.3001 | 0 | 1057.8694 | 0 | 0 | 0 | 0 | 1392.1695 |  | 3109 | 834.3001 | 0 | 1057.8694 | 0 | 0 | 0 | 0 | 1892.1695 | 3109 | 334.3001 | 0 | 1057.8694 | 0 | 0 | 0 | 0 | 1392.1695 | 3109 | 0 | 798.1837 | 1143.6426 | 0 | 0 | 0 | 0 | 1941.8263 | 3109 | 0 | 798.1837 | 1143.6426 | 0 | 0 | 0 | 0 | 1941.8263 | 3109 | 0 | 798.1837 | 1143.6426 | 0 | 0 | 0 | 0 | 1941.8263 | 3109 | 0 | 1596.3673 | 1429.5533 | 0 | 0 | 0 | 0 | 0 | 0 | 3025.9206 | 3109 | 0 | 1576.9139 | 1429.5533 | 17 | 0 | 0 | 0 | 0 | 0 | 3023.4671 | 3109 | 0 | 1596.3673 | 1429.5533 | 0 | 0 | 0 | 0 | 0 | 0 | 3025.9206
3112 | 0.01 | 0.01 | 0.01 | 0.01 | 0.01 | 0.01 | 0.01 | 0.01 | 0.01 | 3112 | 1014.9663 | 1410.7045 | 1410.7045 | 1190.6335 | 1654.8649 | 1654.8649 | 1346.7822 | 1346.7822 | 1346.7822 | 3110 | 438.8833 | 0 | 951.0653 | 0 | 0 | 0 | 0 | 1389.9486 |  | 3110 | 938.8833 | 0 | 951.0653 | 0 | 0 | 0 | 0 | 1889.9486 | 3110 | 438.8833 | 0 | 951.0653 | 0 | 0 | 0 | 0 | 1389.9486 | 3110 | 0 | 768.9203 | 1028.1787 | 0 | 0 | 0 | 0 | 1797.099 | 3110 | 0 | 768.9203 | 1028.1787 | 0 | 0 | 0 | 0 | 1797.099 | 3110 | 0 | 768.9203 | 1028.1787 | 0 | 0 | 0 | 0 | 1797.099 | 3110 | 0 | 452.1383 | 1285.2234 | 0 | 0 | 0 | 0 | 0 | 0 | 1737.3617 | 3110 | 0 | 452.1383 | 1285.2234 | 17 | 0 | 0 | 0 | 0 | 0 | 1754.3617 | 3110 | 0 | 952.1383 | 1285.2234 | 0 | 0 | 0 | 0 | 0 | 0 | 2237.3617
3113 | 0.01 | 0.01 | 0.01 | 0.01 | 0.01 | 0.01 | 0.01 | 0.01 | 0.01 | 3113 | 1406.2626 | 1010.5244 | 1169.3325 | 1185.4229 | 1185.4229 | 1185.4229 | 1340.8881 | 1340.8881 | 1340.8881 | 3111 | 769.8675 | 0 | 661.1684 | 0 | 0 | 0 | 0 | 1431.0359 |  | 3111 | 769.8675 | 0 | 661.1684 | 0 | 0 | 0 | 0 | 1431.0359 | 3111 | 1107.2293 | 0 | 661.1684 | 0 | 0 | 0 | 0 | 1768.3977 | 3111 | 78.5314 | 781.0293 | 714.7766 | 0 | 0 | 0 | 0 | 1574.3373 | 3111 | 78.5314 | 781.0293 | 714.7766 | 0 | 0 | 0 | 0 | 1574.3373 | 3111 | 78.5314 | 781.0293 | 714.7766 | 0 | 0 | 0 | 0 | 1574.3373 | 3111 | 0 | 1562.0585 | 893.4708 | 0 | 0 | 0 | 0 | 0 | 0 | 2455.5293 | 3111 | 0 | 1562.0585 | 893.4708 | 17 | 0 | 0 | 0 | 0 | 0 | 2472.5293 | 3111 | 0 | 1562.0585 | 893.4708 | 0 | 0 | 0 | 0 | 0 | 0 | 2455.5293
3114 | 0.01 | 0.01 | 0.01 | 0.01 | 0.01 | 0.01 | 0.01 | 0.01 | 0.01 | 3114 | 983.8732 | 1249.9791 | 1249.9791 | 1154.159 | 1618.3903 | 1154.159 | 1305.5241 | 1305.5241 | 1305.5241 | 3112 | 1504.9505 | 0 | 345.8419 | 0 | 0 | 0 | 0 | 1850.7924 |  | 3112 | 1504.9505 | 0 | 345.8419 | 0 | 0 | 0 | 0 | 1850.7924 | 3112 | 1504.9505 | 0 | 345.8419 | 0 | 0 | 0 | 0 | 1850.7924 | 3112 | 1584.1584 | 793.1382 | 373.8832 | 0 | 0 | 0 | 0 | 2751.1798 | 3112 | 1584.1584 | 793.1382 | 373.8832 | 0 | 0 | 0 | 0 | 2751.1798 | 3112 | 403.4079 | 793.1382 | 373.8832 | 0 | 0 | 0 | 0 | 1570.4293 | 3112 | 834.5069 | 1586.2765 | 467.354 | 0 | 0 | 0 | 0 | 0 | 0 | 2888.1374 | 3112 | 834.5069 | 1586.2765 | 467.354 | 17 | 0 | 0 | 0 | 0 | 0 | 2905.1374 | 3112 | 834.5069 | 1586.2765 | 467.354 | 0 | 0 | 0 | 0 | 0 | 0 | 2888.1374
3115 | 19.4916 | 13.0648 | 13.0648 | 0.01 | 0.01 | 0.01 | 0.01 | 0.01 | 0.01 | 3115 | 956.1115 | 956.1115 | 956.1115 | 1121.5924 | 1121.5924 | 1121.5924 | 1268.6865 | 1268.6865 | 1268.6865 | 3113 | 1580.198 | 0 | 137.3196 | 0 | 0 | 0 | 0 | 1717.5176 |  | 3113 | 1580.198 | 0 | 137.3196 | 0 | 0 | 0 | 0 | 1717.5176 | 3113 | 1580.198 | 0 | 137.3196 | 0 | 0 | 0 | 0 | 1717.5176 | 3113 | 512.1159 | 805.2472 | 148.4536 | 0 | 0 | 0 | 0 | 1465.8167 | 3113 | 512.1159 | 805.2472 | 148.4536 | 0 | 0 | 0 | 0 | 1465.8167 | 3113 | 512.1159 | 805.2472 | 148.4536 | 0 | 0 | 0 | 0 | 1465.8167 | 3113 | 1389.0575 | 1610.4944 | 185.567 | 0 | 0 | 0 | 0 | 0 | 0 | 3185.1189 | 3113 | 1535.7242 | 1610.4944 | 185.567 | 17 | 0 | 0 | 0 | 0 | 0 | 3348.7856 | 3113 | 1535.7242 | 1610.4944 | 185.567 | 0 | 0 | 0 | 0 | 0 | 0 | 3331.7856
3116 | 0.01 | 0.01 | 0.01 | 0.01 | 0.01 | 0.01 | 0.01 | 0.01 | 0.01 | 3116 | 933.9022 | 1071.0606 | 933.9022 | 1095.5391 | 1095.5391 | 1095.5391 | 1239.2164 | 1239.2164 | 1239.2164 | 3114 | 1457.9208 | 0 | 45.7732 | 0 | 0 | 0 | 0 | 1503.694 |  | 3114 | 1457.9208 | 0 | 45.7732 | 0 | 0 | 0 | 0 | 1503.694 | 3114 | 1457.9208 | 0 | 45.7732 | 0 | 0 | 0 | 0 | 1503.694 | 3114 | 784.6778 | 819.3744 | 49.4845 | 0 | 0 | 0 | 0 | 1653.5367 | 3114 | 1248.9091 | 819.3744 | 49.4845 | 0 | 0 | 0 | 0 | 2117.7681 | 3114 | 784.6778 | 819.3744 | 49.4845 | 0 | 0 | 0 | 0 | 1653.5367 | 3114 | 1560.231 | 1638.7487 | 61.8557 | 0 | 0 | 0 | 0 | 0 | 0 | 3260.8354 | 3114 | 1560.231 | 1638.7487 | 61.8557 | 17 | 0 | 0 | 0 | 0 | 0 | 3277.8354 | 3114 | 1560.231 | 1638.7487 | 61.8557 | 0 | 0 | 0 | 0 | 0 | 0 | 3260.8354
3117 | 0.01 | 0.01 | 0.01 | 0.01 | 0.01 | 0.01 | 0.01 | 0.01 | 0.01 | 3117 | 829.5184 | 829.5184 | 1225.2566 | 973.0889 | 973.0889 | 973.0889 | 1100.7071 | 1100.7071 | 1100.7071 | 3115 | 1617.8218 | 0 | 5.0859 | 0 | 0 | 0 | 0 | 1622.9077 |  | 3115 | 1617.8218 | 0 | 5.0859 | 0 | 0 | 0 | 0 | 1622.9077 | 3115 | 1617.8218 | 0 | 5.0859 | 0 | 0 | 0 | 0 | 1622.9077 | 3115 | 1584.3797 | 836.5288 | 5.4983 | 0 | 0 | 0 | 0 | 2426.4067 | 3115 | 1584.3797 | 836.5288 | 5.4983 | 0 | 0 | 0 | 0 | 2426.4067 | 3115 | 1584.3797 | 836.5288 | 5.4983 | 0 | 0 | 0 | 0 | 2426.4067 | 3115 | 1731.3531 | 1673.0575 | 6.8729 | 0 | 0 | 0 | 0 | 0 | 0 | 3411.2835 | 3115 | 1731.3531 | 1673.0575 | 6.8729 | 17 | 0 | 0 | 0 | 0 | 0 | 3428.2835 | 3115 | 1731.3531 | 1673.0575 | 6.8729 | 0 | 0 | 0 | 0 | 0 | 0 | 3411.2835
3118 | 0.01 | 0.01 | 0.01 | 0.01 | 0.01 | 0.01 | 0.01 | 0.01 | 0.01 | 3118 | 1163.0705 | 1163.0705 | 1163.0705 | 900.1398 | 1364.3711 | 900.1398 | 1018.1909 | 1018.1909 | 1018.1909 | 3116 | 1678.1881 | 0 | 0 | 0 | 0 | 0 | 0 | 1678.1881 |  | 3116 | 1815.3465 | 0 | 0 | 0 | 0 | 0 | 0 | 1815.3465 | 3116 | 1815.3465 | 0 | 0 | 0 | 0 | 0 | 0 | 1815.3465 | 3116 | 1294.3732 | 831.4834 | 0 | 0 | 0 | 0 | 0 | 2125.8565 | 3116 | 1294.3732 | 831.4834 | 0 | 0 | 0 | 0 | 0 | 2125.8565 | 3116 | 1294.3732 | 831.4834 | 0 | 0 | 0 | 0 | 0 | 2125.8565 | 3116 | 1918.0645 | 1662.9667 | 0 | 0 | 0 | 0 | 0 | 0 | 0 | 3581.0312 | 3116 | 1918.0645 | 1662.9667 | 0 | 17 | 0 | 0 | 0 | 0 | 0 | 3598.0312 | 3116 | 1918.0645 | 1662.9667 | 0 | 0 | 0 | 0 | 0 | 0 | 0 | 3581.0312
3119 | 0.01 | 0.01 | 0.01 | 0.01 | 0.01 | 0.01 | 0.01 | 0.01 | 0.01 | 3119 | 726.245 | 1121.9832 | 1121.9832 | 1316.1726 | 851.9413 | 1316.1726 | 963.6713 | 963.6713 | 963.6713 | 3117 | 1787.1287 | 0 | 0 | 0 | 0 | 0 | 0 | 1787.1287 |  | 3117 | 1787.1287 | 0 | 0 | 0 | 0 | 0 | 0 | 1787.1287 | 3117 | 1787.1287 | 0 | 0 | 0 | 0 | 0 | 0 | 1787.1287 | 3117 | 509.3355 | 820.3835 | 0 | 0 | 0 | 0 | 0 | 1329.7189 | 3117 | 509.3355 | 820.3835 | 0 | 0 | 0 | 0 | 0 | 1329.7189 | 3117 | 509.3355 | 820.3835 | 0 | 0 | 0 | 0 | 0 | 1329.7189 | 3117 | 1688.8987 | 1640.7669 | 0 | 0 | 0 | 0 | 0 | 0 | 0 | 3329.6656 | 3117 | 1688.8987 | 1640.7669 | 0 | 17 | 0 | 0 | 0 | 0 | 0 | 3346.6656 | 3117 | 1688.8987 | 1640.7669 | 0 | 0 | 0 | 0 | 0 | 0 | 0 | 3329.6656
3120 | 0.01 | 0.01 | 0.01 | 0.01 | 0.01 | 0.01 | 0.01 | 0.01 | 0.01 | 3120 | 705.1461 | 1100.8843 | 1100.8843 | 1291.422 | 1291.422 | 1291.422 | 935.6747 | 935.6747 | 935.6747 | 3118 | 1768.3168 | 0 | 0 | 0 | 0 | 0 | 0 | 1768.3168 |  | 3118 | 1768.3168 | 0 | 0 | 0 | 0 | 0 | 0 | 1768.3168 | 3118 | 1768.3168 | 0 | 0 | 0 | 0 | 0 | 0 | 1768.3168 | 3118 | 1861.3861 | 827.447 | 0 | 0 | 0 | 0 | 0 | 2688.8332 | 3118 | 1861.3861 | 827.447 | 0 | 0 | 0 | 0 | 0 | 2688.8332 | 3118 | 395.1821 | 827.447 | 0 | 0 | 0 | 0 | 0 | 1222.6291 | 3118 | 1385.0881 | 1654.894 | 0 | 0 | 0 | 0 | 0 | 0 | 0 | 3039.9822 | 3118 | 1385.0881 | 1654.894 | 0 | 17 | 0 | 0 | 0 | 0 | 0 | 3056.9822 | 3118 | 1385.0881 | 1654.894 | 0 | 0 | 0 | 0 | 0 | 0 | 0 | 3039.9822
3121 | 0.01 | 0.01 | 0.01 | 0.01 | 0.01 | 0.01 | 0.01 | 0.01 | 0.01 | 3121 | 1099.7739 | 1099.7739 | 1099.7739 | 825.888 | 825.888 | 1290.1194 | 934.2012 | 1459.3153 | 934.2012 | 3119 | 1711.8812 | 0 | 0 | 0 | 0 | 0 | 0 | 1711.8812 |  | 3119 | 1711.8812 | 0 | 0 | 0 | 0 | 0 | 0 | 1711.8812 | 3119 | 1711.8812 | 0 | 0 | 0 | 0 | 0 | 0 | 1711.8812 | 3119 | 1801.9802 | 844.6014 | 0 | 0 | 0 | 0 | 0 | 2646.5816 | 3119 | 1801.9802 | 844.6014 | 0 | 0 | 0 | 0 | 0 | 2646.5816 | 3119 | 446.4473 | 844.6014 | 0 | 0 | 0 | 0 | 0 | 1291.0488 | 3119 | 1110.6288 | 1689.2028 | 0 | 0 | 0 | 0 | 0 | 0 | 0 | 2799.8316 | 3119 | 1110.6288 | 1689.2028 | 0 | 17 | 0 | 0 | 0 | 0 | 0 | 2816.8316 | 3119 | 1110.6288 | 1689.2028 | 0 | 0 | 0 | 0 | 0 | 0 | 0 | 2799.8316
3122 | 0.01 | 0.01 | 0.01 | 0.01 | 0.01 | 0.01 | 0.01 | 0.01 | 0.01 | 3122 | 694.0415 | 1089.7797 | 1089.7797 | 814.164 | 814.164 | 1278.3954 | 920.9397 | 1446.0538 | 1446.0538 | 3120 | 1693.0693 | 0 | 0 | 0 | 0 | 0 | 0 | 1693.0693 |  | 3120 | 1693.0693 | 0 | 0 | 0 | 0 | 0 | 0 | 1693.0693 | 3120 | 1117.8843 | 0 | 0 | 0 | 0 | 0 | 0 | 1117.8843 | 3120 | 1782.1782 | 858.7286 | 0 | 0 | 0 | 0 | 0 | 2640.9068 | 3120 | 1782.1782 | 858.7286 | 0 | 0 | 0 | 0 | 0 | 2640.9068 | 3120 | 348.2579 | 858.7286 | 0 | 0 | 0 | 0 | 0 | 1206.9865 | 3120 | 936.5292 | 1717.4571 | 0 | 0 | 0 | 0 | 0 | 0 | 0 | 2653.9864 | 3120 | 936.5292 | 1717.4571 | 0 | 17 | 0 | 0 | 0 | 0 | 0 | 2670.9864 | 3120 | 936.5292 | 1717.4571 | 0 | 0 | 0 | 0 | 0 | 0 | 0 | 2653.9864
3123 | 0.01 | 0.01 | 0.01 | 0.01 | 0.01 | 0.01 | 0.01 | 0.01 | 0.01 | 3123 | 690.7101 | 1086.4483 | 1086.4483 | 1274.4874 | 810.2561 | 1274.4874 | 916.5191 | 916.5191 | 987.4003 | 3121 | 1664.8515 | 0 | 0 | 0 | 0 | 0 | 0 | 1664.8515 |  | 3121 | 1664.8515 | 0 | 0 | 0 | 0 | 0 | 0 | 1664.8515 | 3121 | 1664.8515 | 0 | 0 | 0 | 0 | 0 | 0 | 1664.8515 | 3121 | 1752.4752 | 851.665 | 0 | 0 | 0 | 0 | 0 | 2604.1402 | 3121 | 1752.4752 | 851.665 | 0 | 0 | 0 | 0 | 0 | 2604.1402 | 3121 | 354.0189 | 851.665 | 0 | 0 | 0 | 0 | 0 | 1205.6838 | 3121 | 870.3423 | 1703.33 | 0 | 0 | 0 | 0 | 0 | 0 | 0 | 2573.6722 | 3121 | 1395.4564 | 1703.33 | 0 | 17 | 0 | 0 | 0 | 0 | 0 | 3115.7864 | 3121 | 870.3423 | 1703.33 | 0 | 0 | 0 | 0 | 0 | 0 | 0 | 2573.6722
3124 | 0.01 | 0.01 | 0.01 | 0.01 | 0.01 | 0.01 | 0.01 | 0.01 | 0.01 | 3124 | 1216.3729 | 1216.3729 | 1216.3729 | 962.6676 | 962.6676 | 1104.9003 | 1088.9191 | 1371.6728 | 1088.9191 | 3122 | 1702.4752 | 0 | 0 | 0 | 0 | 0 | 0 | 1702.4752 |  | 3122 | 1702.4752 | 0 | 0 | 0 | 0 | 0 | 0 | 1702.4752 | 3122 | 1702.4752 | 0 | 0 | 0 | 0 | 0 | 0 | 1702.4752 | 3122 | 1792.0792 | 836.5288 | 0 | 0 | 0 | 0 | 0 | 2628.608 | 3122 | 1792.0792 | 836.5288 | 0 | 0 | 0 | 0 | 0 | 2628.608 | 3122 | 357.4311 | 836.5288 | 0 | 0 | 0 | 0 | 0 | 1193.9599 | 3122 | 840.3518 | 1673.0575 | 0 | 0 | 0 | 0 | 0 | 0 | 0 | 2513.4093 | 3122 | 1365.4659 | 1673.0575 | 0 | 17 | 0 | 0 | 0 | 0 | 0 | 3055.5235 | 3122 | 1365.4659 | 1673.0575 | 0 | 0 | 0 | 0 | 0 | 0 | 0 | 3038.5235
3125 | 0.01 | 0.01 | 0.01 | 0.01 | 0.01 | 0.01 | 0 | 0 | 0 | 3125 | 1360.7335 | 1360.7335 | 1360.7335 | 1132.0137 | 1132.0137 | 1132.0137 | 1805.5887 | 1805.5887 | 1805.5887 | 3123 | 1599.0099 | 0 | 20.3436 | 0 | 0 | 0 | 0 | 1619.3535 |  | 3123 | 1599.0099 | 0 | 20.3436 | 0 | 0 | 0 | 0 | 1619.3535 | 3123 | 1599.0099 | 0 | 20.3436 | 0 | 0 | 0 | 0 | 1619.3535 | 3123 | 1683.1683 | 831.4834 | 21.9931 | 0 | 0 | 0 | 0 | 2536.6448 | 3123 | 1683.1683 | 831.4834 | 21.9931 | 0 | 0 | 0 | 0 | 2536.6448 | 3123 | 336.5754 | 831.4834 | 21.9931 | 0 | 0 | 0 | 0 | 1190.0519 | 3123 | 665.2659 | 1662.9667 | 27.4914 | 0 | 0 | 0 | 0 | 0 | 0 | 2355.724 | 3123 | 665.2659 | 1662.9667 | 27.4914 | 17 | 0 | 0 | 0 | 0 | 0 | 2372.724 | 3123 | 736.147 | 1662.9667 | 27.4914 | 0 | 0 | 0 | 0 | 0 | 0 | 2426.6051
3126 | 0.01 | 0.01 | 0.01 | 0.01 | 0.01 | 0.01 | 0 | 0 | 0 | 3126 | 1446.2394 | 1446.2394 | 1446.2394 | 1696.5501 | 1696.5501 | 1696.5501 | 1919.0484 | 1919.0484 | 1919.0484 | 3124 | 1439.1089 | 0 | 76.2887 | 0 | 0 | 0 | 0 | 1515.3976 |  | 3124 | 1439.1089 | 0 | 76.2887 | 0 | 0 | 0 | 0 | 1515.3976 | 3124 | 1439.1089 | 0 | 76.2887 | 0 | 0 | 0 | 0 | 1515.3976 | 3124 | 1514.8515 | 801.2109 | 82.4742 | 0 | 0 | 0 | 0 | 2398.5366 | 3124 | 1514.8515 | 801.2109 | 82.4742 | 0 | 0 | 0 | 0 | 2398.5366 | 3124 | 136.7796 | 801.2109 | 82.4742 | 0 | 0 | 0 | 0 | 1020.4648 | 3124 | 411.4429 | 1602.4218 | 103.0928 | 0 | 0 | 0 | 0 | 0 | 0 | 2116.9575 | 3124 | 694.1967 | 1602.4218 | 103.0928 | 17 | 0 | 0 | 0 | 0 | 0 | 2416.7113 | 3124 | 411.4429 | 1602.4218 | 103.0928 | 0 | 0 | 0 | 0 | 0 | 0 | 2116.9575
3127 | 0.01 | 0.01 | 0.01 | 0 | 0 | 0 | 0 | 0 | 0 | 3127 | 1447.3499 | 1447.3499 | 1447.3499 | 1697.8527 | 1697.8527 | 1697.8527 | 1920.5219 | 1920.5219 | 1920.5219 | 3125 | 1138.6957 | 0 | 239.0378 | 0 | 0 | 0 | 0 | 1377.7335 |  | 3125 | 1138.6957 | 0 | 239.0378 | 0 | 0 | 0 | 0 | 1377.7335 | 3125 | 1138.6957 | 0 | 239.0378 | 0 | 0 | 0 | 0 | 1377.7335 | 3125 | 0 | 802.22 | 258.4192 | 0 | 0 | 0 | 0 | 1060.6392 | 3125 | 0 | 802.22 | 258.4192 | 0 | 0 | 0 | 0 | 1060.6392 | 3125 | 0 | 802.22 | 258.4192 | 0 | 0 | 0 | 0 | 1060.6392 | 3125 | 0 | 1604.44 | 323.0241 | 0 | 0 | 0 | 0 | 0 | 0 | 1927.464 | 3125 | 0 | 1604.44 | 323.0241 | 17 | 0 | 0 | 0 | 0 | 0 | 1944.464 | 3125 | 0 | 1604.44 | 323.0241 | 0 | 0 | 0 | 0 | 0 | 0 | 1927.464
3128 | 0.01 | 0.01 | 0.01 | 0 | 0 | 0 | 0 | 0 | 0 | 3128 | 1422.9196 | 1422.9196 | 1422.9196 | 1669.1941 | 1669.1941 | 1669.1941 | 1888.1049 | 1888.1049 | 1888.1049 | 3126 | 924.1329 | 0 | 539.1065 | 0 | 0 | 0 | 0 | 1463.2394 |  | 3126 | 924.1329 | 0 | 539.1065 | 0 | 0 | 0 | 0 | 1463.2394 | 3126 | 924.1329 | 0 | 539.1065 | 0 | 0 | 0 | 0 | 1463.2394 | 3126 | 395.4099 | 806.2563 | 582.8179 | 0 | 0 | 0 | 0 | 1784.4841 | 3126 | 395.4099 | 806.2563 | 582.8179 | 0 | 0 | 0 | 0 | 1784.4841 | 3126 | 223.0404 | 806.2563 | 582.8179 | 0 | 0 | 0 | 0 | 1612.1145 | 3126 | 0 | 1612.5126 | 728.5223 | 0 | 0 | 0 | 0 | 0 | 0 | 2341.035 | 3126 | 0 | 1612.5126 | 728.5223 | 17 | 0 | 0 | 0 | 0 | 0 | 2358.035 | 3126 | 0 | 1612.5126 | 728.5223 | 0 | 0 | 0 | 0 | 0 | 0 | 2341.035
3129 | 0.01 | 0.01 | 0.01 | 0 | 0 | 0 | 0 | 0 | 0 | 3129 | 1028.2919 | 1424.0301 | 1424.0301 | 1670.4968 | 1670.4968 | 1670.4968 | 1889.5784 | 1889.5784 | 1889.5784 | 3127 | 625.1746 | 0 | 839.1753 | 0 | 0 | 0 | 0 | 1464.3499 |  | 3127 | 625.1746 | 0 | 839.1753 | 0 | 0 | 0 | 0 | 1464.3499 | 3127 | 625.1746 | 0 | 839.1753 | 0 | 0 | 0 | 0 | 1464.3499 | 3127 | 0 | 792.1292 | 907.2165 | 0 | 0 | 0 | 0 | 1699.3457 | 3127 | 0 | 792.1292 | 907.2165 | 0 | 0 | 0 | 0 | 1699.3457 | 3127 | 0 | 792.1292 | 907.2165 | 0 | 0 | 0 | 0 | 1699.3457 | 3127 | 0 | 1584.2583 | 1134.0206 | 0 | 0 | 0 | 0 | 0 | 0 | 2718.2789 | 3127 | 0 | 1584.2583 | 1134.0206 | 17 | 0 | 0 | 0 | 0 | 0 | 2735.2789 | 3127 | 0 | 1584.2583 | 1134.0206 | 0 | 0 | 0 | 0 | 0 | 0 | 2718.2789
3130 | 0.01 | 0.01 | 0.01 | 0 | 0 | 0 | 0 | 0 | 0 | 3130 | 1029.4023 | 1425.1405 | 1425.1405 | 1671.7995 | 1671.7995 | 1671.7995 | 1891.0519 | 1891.0519 | 1891.0519 | 3128 | 351.5347 | 0 | 1088.3849 | 0 | 0 | 0 | 0 | 1439.9196 |  | 3128 | 837.1287 | 0 | 1088.3849 | 0 | 0 | 0 | 0 | 1925.5136 | 3128 | 837.1287 | 0 | 1088.3849 | 0 | 0 | 0 | 0 | 1925.5136 | 3128 | 0 | 813.3199 | 1176.6323 | 0 | 0 | 0 | 0 | 1989.9522 | 3128 | 0 | 813.3199 | 1176.6323 | 0 | 0 | 0 | 0 | 1989.9522 | 3128 | 0 | 813.3199 | 1176.6323 | 0 | 0 | 0 | 0 | 1989.9522 | 3128 | 0 | 1044.7897 | 1470.7904 | 0 | 0 | 0 | 0 | 0 | 0 | 2515.5801 | 3128 | 0 | 1044.7897 | 1470.7904 | 17 | 0 | 0 | 0 | 0 | 0 | 2532.5801 | 3128 | 0 | 1044.7897 | 1470.7904 | 0 | 0 | 0 | 0 | 0 | 0 | 2515.5801
3131 | 0.01 | 0.01 | 0.01 | 0 | 0 | 0 | 0 | 0 | 0 | 3131 | 1441.7975 | 1441.7975 | 1441.7975 | 1691.3394 | 1691.3394 | 1691.3394 | 1913.1544 | 1913.1544 | 1913.1544 | 3129 | 905.501 | 0 | 1225.7045 | 0 | 0 | 0 | 0 | 2131.2054 |  | 3129 | 715.3256 | 0 | 1225.7045 | 0 | 0 | 0 | 0 | 1941.0301 | 3129 | 215.3256 | 0 | 1225.7045 | 0 | 0 | 0 | 0 | 1441.0301 | 3129 | 0 | 828.4561 | 1325.0859 | 0 | 0 | 0 | 0 | 2153.542 | 3129 | 0 | 828.4561 | 1325.0859 | 0 | 0 | 0 | 0 | 2153.542 | 3129 | 0 | 828.4561 | 1325.0859 | 0 | 0 | 0 | 0 | 2153.542 | 3129 | 0 | 512.8825 | 1656.3574 | 0 | 0 | 0 | 0 | 0 | 0 | 2169.2399 | 3129 | 0 | 1012.8825 | 1656.3574 | 17 | 0 | 0 | 0 | 0 | 0 | 2686.2399 | 3129 | 0 | 1159.0312 | 1656.3574 | 0 | 0 | 0 | 0 | 0 | 0 | 2815.3886
3132 | 0.01 | 0.01 | 0.01 | 0 | 0 | 0 | 0 | 0 | 0 | 3132 | 1432.9138 | 1037.1756 | 1432.9138 | 1680.9181 | 1680.9181 | 1680.9181 | 1901.3664 | 1901.3664 | 1901.3664 | 3130 | 1119.3069 | 0 | 1281.6495 | 0 | 0 | 0 | 0 | 2400.9564 |  | 3130 | 660.491 | 0 | 1281.6495 | 0 | 0 | 0 | 0 | 1942.1405 | 3130 | 660.491 | 0 | 1281.6495 | 0 | 0 | 0 | 0 | 1942.1405 | 3130 | 0 | 848.6377 | 1385.567 | 0 | 0 | 0 | 0 | 2234.2047 | 3130 | 0 | 848.6377 | 1385.567 | 0 | 0 | 0 | 0 | 2234.2047 | 3130 | 0 | 848.6377 | 1385.567 | 0 | 0 | 0 | 0 | 2234.2047 | 3130 | 0 | 74.6576 | 1731.9588 | 0 | 0 | 0 | 0 | 0 | 0 | 1806.6163 | 3130 | 0 | 74.6576 | 1731.9588 | 17 | 0 | 0 | 0 | 0 | 0 | 1823.6163 | 3130 | 0 | 74.6576 | 1731.9588 | 0 | 0 | 0 | 0 | 0 | 0 | 1806.6163
3133 | 0.01 | 0.01 | 0.01 | 0 | 0 | 0 | 0 | 0 | 0 | 3133 | 1409.594 | 1013.8558 | 1409.594 | 1653.5622 | 1653.5622 | 1653.5622 | 1870.4228 | 1870.4228 | 1870.4228 | 3131 | 172.0621 | 0 | 1286.7354 | 0 | 0 | 0 | 0 | 1458.7975 |  | 3131 | 172.0621 | 0 | 1286.7354 | 0 | 0 | 0 | 0 | 1458.7975 | 3131 | 172.0621 | 0 | 1286.7354 | 0 | 0 | 0 | 0 | 1458.7975 | 3131 | 0 | 856.7104 | 1391.0653 | 0 | 0 | 0 | 0 | 2247.7757 | 3131 | 0 | 856.7104 | 1391.0653 | 0 | 0 | 0 | 0 | 2247.7757 | 3131 | 0 | 856.7104 | 1391.0653 | 0 | 0 | 0 | 0 | 2247.7757 | 3131 | 0 | 89.8873 | 1738.8316 | 0 | 0 | 0 | 0 | 0 | 0 | 1828.7189 | 3131 | 0 | 589.8873 | 1738.8316 | 17 | 0 | 0 | 0 | 0 | 0 | 2345.7189 | 3131 | 0 | 589.8873 | 1738.8316 | 0 | 0 | 0 | 0 | 0 | 0 | 2328.7189
3134 | 0.01 | 0.01 | 0.01 | 0.01 | 0.01 | 0.01 | 0 | 0 | 0 | 3134 | 1401.8207 | 1401.8207 | 1401.8207 | 1644.4436 | 1644.4436 | 1644.4436 | 1860.1083 | 1860.1083 | 1860.1083 | 3132 | 183.522 | 0 | 1266.3918 | 0 | 0 | 0 | 0 | 1449.9138 |  | 3132 | 287.7838 | 0 | 1266.3918 | 0 | 0 | 0 | 0 | 1554.1756 | 3132 | 183.522 | 0 | 1266.3918 | 0 | 0 | 0 | 0 | 1449.9138 | 3132 | 0 | 852.6741 | 1369.0722 | 0 | 0 | 0 | 0 | 2221.7462 | 3132 | 0 | 852.6741 | 1369.0722 | 0 | 0 | 0 | 0 | 2221.7462 | 3132 | 0 | 852.6741 | 1369.0722 | 0 | 0 | 0 | 0 | 2221.7462 | 3132 | 0 | 1374.5456 | 1711.3402 | 0 | 0 | 0 | 0 | 0 | 0 | 3085.8858 | 3132 | 0 | 105.5907 | 1711.3402 | 17 | 0 | 0 | 0 | 0 | 0 | 1833.9309 | 3132 | 0 | 105.5907 | 1711.3402 | 0 | 0 | 0 | 0 | 0 | 0 | 1816.9309
3135 | 0.01 | 0.01 | 0.01 | 0.01 | 0.01 | 0.01 | 0.01 | 0.01 | 0.01 | 3135 | 1412.9254 | 1412.9254 | 1192.8231 | 1657.4702 | 1657.4702 | 1657.4702 | 1874.8433 | 1874.8433 | 1874.8433 | 3133 | 236.4909 | 0 | 1190.1031 | 0 | 0 | 0 | 0 | 1426.594 |  | 3133 | 340.7527 | 0 | 1190.1031 | 0 | 0 | 0 | 0 | 1530.8558 | 3133 | 736.4909 | 0 | 1190.1031 | 0 | 0 | 0 | 0 | 1926.594 | 3133 | 0 | 846.6196 | 1286.5979 | 0 | 0 | 0 | 0 | 2133.2175 | 3133 | 0 | 846.6196 | 1286.5979 | 0 | 0 | 0 | 0 | 2133.2175 | 3133 | 0 | 846.6196 | 1286.5979 | 0 | 0 | 0 | 0 | 2133.2175 | 3133 | 0 | 1693.2392 | 1608.2474 | 0 | 0 | 0 | 0 | 0 | 0 | 3301.4866 | 3133 | 0 | 1693.2392 | 1608.2474 | 17 | 0 | 0 | 0 | 0 | 0 | 3318.4866 | 3133 | 0 | 1693.2392 | 1608.2474 | 0 | 0 | 0 | 0 | 0 | 0 | 3301.4866
3136 | 0.01 | 0.01 | 0.01 | 0.01 | 0.01 | 0.01 | 0.01 | 0.01 | 0.01 | 3136 | 1037.1756 | 1197.252 | 1037.1756 | 1680.9181 | 1216.6868 | 1265.1707 | 1376.2522 | 1376.2522 | 1376.2522 | 3134 | 406.7245 | 0 | 1012.0962 | 0 | 0 | 0 | 0 | 1418.8207 |  | 3134 | 906.7245 | 0 | 1012.0962 | 0 | 0 | 0 | 0 | 1918.8207 | 3134 | 702.7548 | 0 | 1012.0962 | 0 | 0 | 0 | 0 | 1714.851 | 3134 | 824.0154 | 811.3017 | 1094.1581 | 0 | 0 | 0 | 0 | 2729.4752 | 3134 | 824.0154 | 811.3017 | 1094.1581 | 0 | 0 | 0 | 0 | 2729.4752 | 3134 | 824.0154 | 811.3017 | 1094.1581 | 0 | 0 | 0 | 0 | 2729.4752 | 3134 | 0 | 1622.6034 | 1367.6976 | 0 | 0 | 0 | 0 | 0 | 0 | 2990.301 | 3134 | 0 | 1622.6034 | 1367.6976 | 17 | 0 | 0 | 0 | 0 | 0 | 3007.301 | 3134 | 0 | 1622.6034 | 1367.6976 | 0 | 0 | 0 | 0 | 0 | 0 | 2990.301
3137 | 19.4916 | 13.0648 | 13.0648 | 0.01 | 0.01 | 0.01 | 0.01 | 0.01 | 0.01 | 3137 | 1023.85 | 1023.85 | 1023.85 | 1383.7574 | 1201.0548 | 1201.0548 | 1358.5702 | 1358.5702 | 1358.5702 | 3135 | 987.6238 | 0 | 722.1993 | 0 | 0 | 0 | 0 | 1709.8231 |  | 3135 | 987.6238 | 0 | 722.1993 | 0 | 0 | 0 | 0 | 1709.8231 | 3135 | 987.6238 | 0 | 722.1993 | 0 | 0 | 0 | 0 | 1709.8231 | 3135 | 1039.604 | 765.893 | 780.756 | 0 | 0 | 0 | 0 | 2586.253 | 3135 | 1039.604 | 765.893 | 780.756 | 0 | 0 | 0 | 0 | 2586.253 | 3135 | 26.3856 | 765.893 | 780.756 | 0 | 0 | 0 | 0 | 1573.0347 | 3135 | 0 | 1531.7861 | 975.945 | 0 | 0 | 0 | 0 | 0 | 0 | 2507.7311 | 3135 | 0 | 1531.7861 | 975.945 | 17 | 0 | 0 | 0 | 0 | 0 | 2524.7311 | 3135 | 0 | 1531.7861 | 975.945 | 0 | 0 | 0 | 0 | 0 | 0 | 2507.7311
3138 | 19.4916 | 19.4916 | 19.4916 | 19.3034 | 14.0097 | 14.0097 | 0.01 | 0.01 | 0.01 | 3138 | 1007.193 | 1007.193 | 1007.193 | 1181.5149 | 1181.5149 | 1181.5149 | 1336.4676 | 1336.4676 | 1336.4676 | 3136 | 827.7228 | 0 | 386.5292 | 0 | 0 | 0 | 0 | 1214.252 |  | 3136 | 827.7228 | 0 | 386.5292 | 0 | 0 | 0 | 0 | 1214.252 | 3136 | 827.7228 | 0 | 386.5292 | 0 | 0 | 0 | 0 | 1214.252 | 3136 | 445.5421 | 762.8658 | 417.8694 | 0 | 0 | 0 | 0 | 1626.2773 | 3136 | 0 | 762.8658 | 417.8694 | 0 | 0 | 0 | 0 | 1180.7352 | 3136 | 0 | 762.8658 | 417.8694 | 0 | 0 | 0 | 0 | 1180.7352 | 3136 | 885.8086 | 1525.7316 | 522.3368 | 0 | 0 | 0 | 0 | 0 | 0 | 2933.8769 | 3136 | 885.8086 | 1525.7316 | 522.3368 | 17 | 0 | 0 | 0 | 0 | 0 | 2950.8769 | 3136 | 885.8086 | 1525.7316 | 522.3368 | 0 | 0 | 0 | 0 | 0 | 0 | 2933.8769
3139 | 19.4916 | 13.0648 | 13.0648 | 19.3034 | 14.0097 | 14.0097 | 0.01 | 0.01 | 0.01 | 3139 | 961.6639 | 961.6639 | 961.6639 | 1128.1057 | 1128.1057 | 1128.1057 | 1276.054 | 1276.054 | 1276.054 | 3137 | 677.2277 | 0 | 122.0619 | 0 | 0 | 0 | 0 | 799.2896 |  | 3137 | 677.2277 | 0 | 122.0619 | 0 | 0 | 0 | 0 | 799.2896 | 3137 | 677.2277 | 0 | 122.0619 | 0 | 0 | 0 | 0 | 799.2896 | 3137 | 712.8713 | 763.8749 | 131.9588 | 0 | 0 | 0 | 0 | 1608.7049 | 3137 | 530.1687 | 763.8749 | 131.9588 | 0 | 0 | 0 | 0 | 1426.0023 | 3137 | 530.1687 | 763.8749 | 131.9588 | 0 | 0 | 0 | 0 | 1426.0023 | 3137 | 724.7525 | 1527.7497 | 164.9485 | 0 | 0 | 0 | 0 | 0 | 0 | 2417.4507 | 3137 | 724.7525 | 1527.7497 | 164.9485 | 17 | 0 | 0 | 0 | 0 | 0 | 2434.4507 | 3137 | 724.7525 | 1527.7497 | 164.9485 | 0 | 0 | 0 | 0 | 0 | 0 | 2417.4507
3140 | 19.4916 | 13.0648 | 13.0648 | 0.01 | 0.01 | 0.01 | 0.01 | 0.01 | 0.01 | 3140 | 948.3383 | 948.3383 | 948.3383 | 1112.4738 | 1112.4738 | 1112.4738 | 1258.3719 | 1258.3719 | 1258.3719 | 3138 | 592.5743 | 0 | 35.6014 | 0 | 0 | 0 | 0 | 628.1756 |  | 3138 | 592.5743 | 0 | 35.6014 | 0 | 0 | 0 | 0 | 628.1756 | 3138 | 592.5743 | 0 | 35.6014 | 0 | 0 | 0 | 0 | 628.1756 | 3138 | 623.7624 | 776.9929 | 38.488 | 0 | 0 | 0 | 0 | 1439.2433 | 3138 | 623.7624 | 776.9929 | 38.488 | 0 | 0 | 0 | 0 | 1439.2433 | 3138 | 623.7624 | 776.9929 | 38.488 | 0 | 0 | 0 | 0 | 1439.2433 | 3138 | 634.1584 | 1553.9859 | 48.11 | 0 | 0 | 0 | 0 | 0 | 0 | 2236.2543 | 3138 | 634.1584 | 1553.9859 | 48.11 | 17 | 0 | 0 | 0 | 0 | 0 | 2253.2543 | 3138 | 634.1584 | 1553.9859 | 48.11 | 0 | 0 | 0 | 0 | 0 | 0 | 2236.2543
3141 | 19.4916 | 13.0648 | 13.0648 | 0.01 | 0.01 | 0.01 | 0.01 | 0.01 | 0.01 | 3141 | 839.5126 | 839.5126 | 839.5126 | 984.8128 | 984.8128 | 984.8128 | 1113.9686 | 1113.9686 | 1113.9686 | 3139 | 630.198 | 0 | 5.0859 | 0 | 0 | 0 | 0 | 635.2839 |  | 3139 | 630.198 | 0 | 5.0859 | 0 | 0 | 0 | 0 | 635.2839 | 3139 | 630.198 | 0 | 5.0859 | 0 | 0 | 0 | 0 | 635.2839 | 3139 | 663.3663 | 798.1837 | 5.4983 | 0 | 0 | 0 | 0 | 1467.0483 | 3139 | 663.3663 | 798.1837 | 5.4983 | 0 | 0 | 0 | 0 | 1467.0483 | 3139 | 663.3663 | 798.1837 | 5.4983 | 0 | 0 | 0 | 0 | 1467.0483 | 3139 | 674.4224 | 1596.3673 | 6.8729 | 0 | 0 | 0 | 0 | 0 | 0 | 2277.6626 | 3139 | 674.4224 | 1596.3673 | 6.8729 | 17 | 0 | 0 | 0 | 0 | 0 | 2294.6626 | 3139 | 674.4224 | 1596.3673 | 6.8729 | 0 | 0 | 0 | 0 | 0 | 0 | 2277.6626
3142 | 0.01 | 0.01 | 0.01 | 0.01 | 0.01 | 0.01 | 0.01 | 0.01 | 0.01 | 3142 | 1158.6286 | 782.5583 | 1158.6286 | 894.9291 | 894.9291 | 894.9291 | 1012.2969 | 1012.2969 | 1012.2969 | 3140 | 780.6931 | 0 | 0 | 0 | 0 | 0 | 0 | 780.6931 |  | 3140 | 780.6931 | 0 | 0 | 0 | 0 | 0 | 0 | 780.6931 | 3140 | 780.6931 | 0 | 0 | 0 | 0 | 0 | 0 | 780.6931 | 3140 | 741.7385 | 806.2563 | 0 | 0 | 0 | 0 | 0 | 1547.9948 | 3140 | 741.7385 | 806.2563 | 0 | 0 | 0 | 0 | 0 | 1547.9948 | 3140 | 821.7822 | 806.2563 | 0 | 0 | 0 | 0 | 0 | 1628.0385 | 3140 | 835.4785 | 1612.5126 | 0 | 0 | 0 | 0 | 0 | 0 | 0 | 2447.9912 | 3140 | 835.4785 | 1612.5126 | 0 | 17 | 0 | 0 | 0 | 0 | 0 | 2464.9912 | 3140 | 835.4785 | 1612.5126 | 0 | 0 | 0 | 0 | 0 | 0 | 0 | 2447.9912
3143 | 0.01 | 0.01 | 0.01 | 0.01 | 0.01 | 0.01 | 0.01 | 0.01 | 0.01 | 3143 | 1129.7565 | 1129.7565 | 1129.7565 | 1325.2912 | 1325.2912 | 890.6918 | 1499.0999 | 1499.0999 | 973.9858 | 3141 | 1156.9307 | 0 | 0 | 0 | 0 | 0 | 0 | 1156.9307 |  | 3141 | 1156.9307 | 0 | 0 | 0 | 0 | 0 | 0 | 1156.9307 | 3141 | 1156.9307 | 0 | 0 | 0 | 0 | 0 | 0 | 1156.9307 | 3141 | 814.1014 | 799.1927 | 0 | 0 | 0 | 0 | 0 | 1613.2941 | 3141 | 814.1014 | 799.1927 | 0 | 0 | 0 | 0 | 0 | 1613.2941 | 3141 | 814.1014 | 799.1927 | 0 | 0 | 0 | 0 | 0 | 1613.2941 | 3141 | 1238.1188 | 1598.3855 | 0 | 0 | 0 | 0 | 0 | 0 | 0 | 2836.5043 | 3141 | 1238.1188 | 1598.3855 | 0 | 17 | 0 | 0 | 0 | 0 | 0 | 2853.5043 | 3141 | 1238.1188 | 1598.3855 | 0 | 0 | 0 | 0 | 0 | 0 | 0 | 2836.5043
3144 | 0.01 | 0.01 | 0.01 | 0.01 | 0.01 | 0.01 | 0.01 | 0.01 | 0.01 | 3144 | 1109.7681 | 1109.7681 | 1109.7681 | 837.612 | 1301.8433 | 1301.8433 | 947.4627 | 947.4627 | 947.4627 | 3142 | 1363.8614 | 0 | 0 | 0 | 0 | 0 | 0 | 1363.8614 |  | 3142 | 1363.8614 | 0 | 0 | 0 | 0 | 0 | 0 | 1363.8614 | 3142 | 1363.8614 | 0 | 0 | 0 | 0 | 0 | 0 | 1363.8614 | 3142 | 439.1752 | 797.1746 | 0 | 0 | 0 | 0 | 0 | 1236.3498 | 3142 | 439.1752 | 797.1746 | 0 | 0 | 0 | 0 | 0 | 1236.3498 | 3142 | 439.1752 | 797.1746 | 0 | 0 | 0 | 0 | 0 | 1236.3498 | 3142 | 1459.571 | 1594.3491 | 0 | 0 | 0 | 0 | 0 | 0 | 0 | 3053.9201 | 3142 | 1459.571 | 1594.3491 | 0 | 17 | 0 | 0 | 0 | 0 | 0 | 3070.9201 | 3142 | 1459.571 | 1594.3491 | 0 | 0 | 0 | 0 | 0 | 0 | 0 | 3053.9201
3145 | 0.01 | 0.01 | 0.01 | 0.01 | 0.01 | 0.01 | 0.01 | 0.01 | 0.01 | 3145 | 1106.4367 | 1106.4367 | 1106.4367 | 833.704 | 1297.9353 | 857.3921 | 1468.1564 | 1468.1564 | 1468.1564 | 3143 | 1382.6733 | 0 | 0 | 0 | 0 | 0 | 0 | 1382.6733 |  | 3143 | 1382.6733 | 0 | 0 | 0 | 0 | 0 | 0 | 1382.6733 | 3143 | 1382.6733 | 0 | 0 | 0 | 0 | 0 | 0 | 1382.6733 | 3143 | 434.5994 | 806.2563 | 0 | 0 | 0 | 0 | 0 | 1240.8557 | 3143 | 434.5994 | 806.2563 | 0 | 0 | 0 | 0 | 0 | 1240.8557 | 3143 | 0 | 806.2563 | 0 | 0 | 0 | 0 | 0 | 806.2563 | 3143 | 1479.703 | 1612.5126 | 0 | 0 | 0 | 0 | 0 | 0 | 0 | 3092.2156 | 3143 | 1479.703 | 1612.5126 | 0 | 17 | 0 | 0 | 0 | 0 | 0 | 3109.2156 | 3143 | 1365.0668 | 1612.5126 | 0 | 0 | 0 | 0 | 0 | 0 | 0 | 2977.5794
3146 | 0.01 | 0.01 | 0.01 | 0.01 | 0.01 | 0.01 | 0.01 | 0.01 | 0.01 | 3146 | 1094.2216 | 1094.2216 | 1094.2216 | 819.3747 | 1283.6061 | 1283.6061 | 926.8337 | 1451.9478 | 1451.9478 | 3144 | 1495.5446 | 0 | 0 | 0 | 0 | 0 | 0 | 1495.5446 |  | 3144 | 1495.5446 | 0 | 0 | 0 | 0 | 0 | 0 | 1495.5446 | 3144 | 1495.5446 | 0 | 0 | 0 | 0 | 0 | 0 | 1495.5446 | 3144 | 1574.2574 | 799.1927 | 0 | 0 | 0 | 0 | 0 | 2373.4502 | 3144 | 1574.2574 | 799.1927 | 0 | 0 | 0 | 0 | 0 | 2373.4502 | 3144 | 418.2151 | 799.1927 | 0 | 0 | 0 | 0 | 0 | 1217.4078 | 3144 | 1032.2108 | 1598.3855 | 0 | 0 | 0 | 0 | 0 | 0 | 0 | 2630.5963 | 3144 | 1032.2108 | 1598.3855 | 0 | 17 | 0 | 0 | 0 | 0 | 0 | 2647.5963 | 3144 | 1032.2108 | 1598.3855 | 0 | 0 | 0 | 0 | 0 | 0 | 0 | 2630.5963
3147 | 0.01 | 0.01 | 0.01 | 0.01 | 0.01 | 0.01 | 0.01 | 0.01 | 0.01 | 3147 | 1088.6692 | 692.931 | 1088.6692 | 1277.0927 | 1277.0927 | 1277.0927 | 919.4662 | 919.4662 | 919.4662 | 3145 | 1523.7624 | 0 | 0 | 0 | 0 | 0 | 0 | 1523.7624 |  | 3145 | 1523.7624 | 0 | 0 | 0 | 0 | 0 | 0 | 1523.7624 | 3145 | 1123.4367 | 0 | 0 | 0 | 0 | 0 | 0 | 1123.4367 | 3145 | 1603.9604 | 772.9566 | 0 | 0 | 0 | 0 | 0 | 2376.917 | 3145 | 1603.9604 | 772.9566 | 0 | 0 | 0 | 0 | 0 | 2376.917 | 3145 | 0 | 772.9566 | 0 | 0 | 0 | 0 | 0 | 772.9566 | 3145 | 1591.9848 | 1545.9132 | 0 | 0 | 0 | 0 | 0 | 0 | 0 | 3137.898 | 3145 | 1591.9848 | 1545.9132 | 0 | 17 | 0 | 0 | 0 | 0 | 0 | 3154.898 | 3145 | 1591.9848 | 1545.9132 | 0 | 0 | 0 | 0 | 0 | 0 | 0 | 3137.898
3148 | 0.01 | 0.01 | 0.01 | 0.01 | 0.01 | 0.01 | 0.01 | 0.01 | 0.01 | 3148 | 817.3032 | 1159.0178 | 1159.0178 | 958.7596 | 958.7596 | 1422.9909 | 1084.4985 | 1084.4985 | 1084.4985 | 3146 | 1467.3267 | 0 | 0 | 0 | 0 | 0 | 0 | 1467.3267 |  | 3146 | 1111.2216 | 0 | 0 | 0 | 0 | 0 | 0 | 1111.2216 | 3146 | 1467.3267 | 0 | 0 | 0 | 0 | 0 | 0 | 1467.3267 | 3146 | 1544.5545 | 752.775 | 0 | 0 | 0 | 0 | 0 | 2297.3294 | 3146 | 1544.5545 | 752.775 | 0 | 0 | 0 | 0 | 0 | 2297.3294 | 3146 | 446.3956 | 752.775 | 0 | 0 | 0 | 0 | 0 | 1199.1705 | 3146 | 1015.6407 | 1505.55 | 0 | 0 | 0 | 0 | 0 | 0 | 0 | 2521.1906 | 3146 | 1540.7549 | 1505.55 | 0 | 17 | 0 | 0 | 0 | 0 | 0 | 3063.3048 | 3146 | 1540.7549 | 1505.55 | 0 | 0 | 0 | 0 | 0 | 0 | 0 | 3046.3048
3149 | 19.4916 | 13.0648 | 13.0648 | 0.01 | 0.01 | 0.01 | 0.01 | 0.01 | 0.01 | 3149 | 970.5476 | 970.5476 | 970.5476 | 1138.527 | 1388.4977 | 1138.527 | 1812.9562 | 1812.9562 | 1296.8434 | 3147 | 1298.0198 | 0 | 20.3436 | 0 | 0 | 0 | 0 | 1318.3634 |  | 3147 | 1298.0198 | 0 | 20.3436 | 0 | 0 | 0 | 0 | 1318.3634 | 3147 | 1298.0198 | 0 | 20.3436 | 0 | 0 | 0 | 0 | 1318.3634 | 3147 | 1366.3366 | 727.5479 | 21.9931 | 0 | 0 | 0 | 0 | 2115.8777 | 3147 | 1366.3366 | 727.5479 | 21.9931 | 0 | 0 | 0 | 0 | 2115.8777 | 3147 | 443.1162 | 727.5479 | 21.9931 | 0 | 0 | 0 | 0 | 1192.6572 | 3147 | 791.0649 | 1455.0959 | 27.4914 | 0 | 0 | 0 | 0 | 0 | 0 | 2273.6522 | 3147 | 791.0649 | 1455.0959 | 27.4914 | 17 | 0 | 0 | 0 | 0 | 0 | 2290.6522 | 3147 | 791.0649 | 1455.0959 | 27.4914 | 0 | 0 | 0 | 0 | 0 | 0 | 2273.6522
3150 | 19.4916 | 13.0648 | 13.0648 | 0.01 | 0.01 | 0.01 | 0 | 0 | 0 | 3150 | 1044.9489 | 1044.9489 | 1044.9489 | 1225.8054 | 1225.8054 | 1669.6177 | 1911.6809 | 1911.6809 | 1911.6809 | 3148 | 1109.901 | 0 | 66.1168 | 0 | 0 | 0 | 0 | 1176.0178 |  | 3148 | 1109.901 | 0 | 66.1168 | 0 | 0 | 0 | 0 | 1176.0178 | 3148 | 1109.901 | 0 | 66.1168 | 0 | 0 | 0 | 0 | 1176.0178 | 3148 | 143.916 | 658.9304 | 71.4777 | 0 | 0 | 0 | 0 | 874.3241 | 3148 | 143.916 | 658.9304 | 71.4777 | 0 | 0 | 0 | 0 | 874.3241 | 3148 | 608.1474 | 658.9304 | 71.4777 | 0 | 0 | 0 | 0 | 1338.5554 | 3148 | 714.9035 | 1317.8607 | 89.3471 | 0 | 0 | 0 | 0 | 0 | 0 | 2122.1114 | 3148 | 714.9035 | 1317.8607 | 89.3471 | 17 | 0 | 0 | 0 | 0 | 0 | 2139.1114 | 3148 | 714.9035 | 1317.8607 | 89.3471 | 0 | 0 | 0 | 0 | 0 | 0 | 2122.1114
3151 | 0.01 | 0.01 | 0.01 | 0.01 | 0.01 | 0.01 | 0 | 0 | 0 | 3151 | 1221.0542 | 1221.0542 | 1048.2803 | 1693.9447 | 1693.9447 | 1693.9447 | 1916.1014 | 1916.1014 | 1916.1014 | 3149 | 611.3861 | 0 | 239.0378 | 0 | 0 | 0 | 0 | 850.4239 |  | 3149 | 611.3861 | 0 | 239.0378 | 0 | 0 | 0 | 0 | 850.4239 | 3149 | 611.3861 | 0 | 239.0378 | 0 | 0 | 0 | 0 | 850.4239 | 3149 | 313.1247 | 561.0494 | 258.4192 | 0 | 0 | 0 | 0 | 1132.5934 | 3149 | 563.0954 | 561.0494 | 258.4192 | 0 | 0 | 0 | 0 | 1382.5641 | 3149 | 430.9247 | 561.0494 | 258.4192 | 0 | 0 | 0 | 0 | 1250.3934 | 3149 | 283.3977 | 1122.0989 | 323.0241 | 0 | 0 | 0 | 0 | 0 | 0 | 1728.5207 | 3149 | 375.3128 | 1122.0989 | 323.0241 | 17 | 0 | 0 | 0 | 0 | 0 | 1837.4357 | 3149 | 0 | 1122.0989 | 323.0241 | 0 | 0 | 0 | 0 | 0 | 0 | 1445.1229
3152 | 0.01 | 0.01 | 0.01 | 0 | 0 | 0 | 0 | 0 | 0 | 3152 | 1414.0359 | 1414.0359 | 1320.6227 | 1658.7728 | 1658.7728 | 1658.7728 | 1876.3168 | 1876.3168 | 1876.3168 | 3150 | 395.0495 | 0 | 564.5361 | 0 | 0 | 0 | 0 | 959.5856 |  | 3150 | 395.0495 | 0 | 564.5361 | 0 | 0 | 0 | 0 | 959.5856 | 3150 | 395.0495 | 0 | 564.5361 | 0 | 0 | 0 | 0 | 959.5856 | 3150 | 0 | 559.0313 | 610.3093 | 0 | 0 | 0 | 0 | 1169.3406 | 3150 | 0 | 559.0313 | 610.3093 | 0 | 0 | 0 | 0 | 1169.3406 | 3150 | 415.8416 | 559.0313 | 610.3093 | 0 | 0 | 0 | 0 | 1585.1821 | 3150 | 0 | 1118.0626 | 762.8866 | 0 | 0 | 0 | 0 | 0 | 0 | 1880.9492 | 3150 | 0 | 1118.0626 | 762.8866 | 17 | 0 | 0 | 0 | 0 | 0 | 1897.9492 | 3150 | 0 | 1064.3588 | 762.8866 | 0 | 0 | 0 | 0 | 0 | 0 | 1827.2454
3153 | 0.01 | 0.01 | 0.01 | 0 | 0 | 0 | 0 | 0 | 0 | 3153 | 1407.3731 | 1407.3731 | 1407.3731 | 1650.9569 | 1650.9569 | 1650.9569 | 1867.4758 | 1867.4758 | 1867.4758 | 3151 | 348.0198 | 0 | 890.0344 | 0 | 0 | 0 | 0 | 1238.0542 |  | 3151 | 348.0198 | 0 | 890.0344 | 0 | 0 | 0 | 0 | 1238.0542 | 3151 | 175.2459 | 0 | 890.0344 | 0 | 0 | 0 | 0 | 1065.2803 | 3151 | 62.0425 | 585.2674 | 962.1993 | 0 | 0 | 0 | 0 | 1609.5092 | 3151 | 62.0425 | 585.2674 | 962.1993 | 0 | 0 | 0 | 0 | 1609.5092 | 3151 | 62.0425 | 585.2674 | 962.1993 | 0 | 0 | 0 | 0 | 1609.5092 | 3151 | 0 | 1170.5348 | 1202.7491 | 0 | 0 | 0 | 0 | 0 | 0 | 2373.284 | 3151 | 0 | 1170.5348 | 1202.7491 | 17 | 0 | 0 | 0 | 0 | 0 | 2390.284 | 3151 | 0 | 1170.5348 | 1202.7491 | 0 | 0 | 0 | 0 | 0 | 0 | 2373.284
3154 | 0.01 | 0.01 | 0.01 | 0 | 0 | 0 | 0 | 0 | 0 | 3154 | 1398.4893 | 1398.4893 | 1398.4893 | 1640.5356 | 1640.5356 | 1640.5356 | 1855.6878 | 1855.6878 | 1855.6878 | 3152 | 307.0496 | 0 | 1123.9863 | 0 | 0 | 0 | 0 | 1431.0359 |  | 3152 | 307.0496 | 0 | 1123.9863 | 0 | 0 | 0 | 0 | 1431.0359 | 3152 | 213.6365 | 0 | 1123.9863 | 0 | 0 | 0 | 0 | 1337.6227 | 3152 | 0 | 640.7669 | 1215.1203 | 0 | 0 | 0 | 0 | 1855.8872 | 3152 | 0 | 640.7669 | 1215.1203 | 0 | 0 | 0 | 0 | 1855.8872 | 3152 | 0 | 640.7669 | 1215.1203 | 0 | 0 | 0 | 0 | 1855.8872 | 3152 | 0 | 1281.5338 | 1518.9003 | 0 | 0 | 0 | 0 | 0 | 0 | 2800.4341 | 3152 | 0 | 1281.5338 | 1518.9003 | 17 | 0 | 0 | 0 | 0 | 0 | 2817.4341 | 3152 | 0 | 1281.5338 | 1518.9003 | 0 | 0 | 0 | 0 | 0 | 0 | 2800.4341
3155 | 0.01 | 0.01 | 0.01 | 0 | 0 | 0 | 0 | 0 | 0 | 3155 | 1210.7484 | 1436.2452 | 1436.2452 | 1684.8261 | 1684.8261 | 1684.8261 | 1905.7869 | 1905.7869 | 1905.7869 | 3153 | 771.2871 | 0 | 1246.0481 | 0 | 0 | 0 | 0 | 2017.3352 |  | 3153 | 678.325 | 0 | 1246.0481 | 0 | 0 | 0 | 0 | 1924.3731 | 3153 | 678.325 | 0 | 1246.0481 | 0 | 0 | 0 | 0 | 1924.3731 | 3153 | 0 | 698.2846 | 1347.079 | 0 | 0 | 0 | 0 | 2045.3636 | 3153 | 0 | 698.2846 | 1347.079 | 0 | 0 | 0 | 0 | 2045.3636 | 3153 | 0 | 698.2846 | 1347.079 | 0 | 0 | 0 | 0 | 2045.3636 | 3153 | 0 | 1396.5691 | 1683.8488 | 0 | 0 | 0 | 0 | 0 | 0 | 3080.4179 | 3153 | 0 | 1396.5691 | 1683.8488 | 17 | 0 | 0 | 0 | 0 | 0 | 3097.4179 | 3153 | 0 | 1396.5691 | 1683.8488 | 0 | 0 | 0 | 0 | 0 | 0 | 3080.4179
3156 | 0.01 | 0.01 | 0.01 | 0 | 0 | 0 | 0 | 0 | 0 | 3156 | 1439.5766 | 1439.5766 | 1439.5766 | 1688.7341 | 1688.7341 | 1688.7341 | 1910.2074 | 1910.2074 | 1910.2074 | 3154 | 837.1287 | 0 | 1286.7354 | 0 | 0 | 0 | 0 | 2123.8641 |  | 3154 | 837.1287 | 0 | 1286.7354 | 0 | 0 | 0 | 0 | 2123.8641 | 3154 | 628.7539 | 0 | 1286.7354 | 0 | 0 | 0 | 0 | 1915.4893 | 3154 | 0 | 726.5388 | 1391.0653 | 0 | 0 | 0 | 0 | 2117.6041 | 3154 | 0 | 726.5388 | 1391.0653 | 0 | 0 | 0 | 0 | 2117.6041 | 3154 | 0 | 726.5388 | 1391.0653 | 0 | 0 | 0 | 0 | 2117.6041 | 3154 | 0 | 1453.0777 | 1738.8316 | 0 | 0 | 0 | 0 | 0 | 0 | 3191.9093 | 3154 | 0 | 1453.0777 | 1738.8316 | 17 | 0 | 0 | 0 | 0 | 0 | 3208.9093 | 3154 | 0 | 1453.0777 | 1738.8316 | 0 | 0 | 0 | 0 | 0 | 0 | 3191.9093
3157 | 0.01 | 0.01 | 0.01 | 0.01 | 0.01 | 0.01 | 0 | 0 | 0 | 3157 | 1440.6871 | 1440.6871 | 1147.6735 | 1690.0367 | 1690.0367 | 1690.0367 | 1911.6809 | 1911.6809 | 1911.6809 | 3155 | 865.3465 | 0 | 1286.7354 | 0 | 0 | 0 | 0 | 2152.0819 |  | 3155 | 865.3465 | 0 | 1286.7354 | 0 | 0 | 0 | 0 | 2152.0819 | 3155 | 666.5098 | 0 | 1286.7354 | 0 | 0 | 0 | 0 | 1953.2452 | 3155 | 0 | 728.557 | 1391.0653 | 0 | 0 | 0 | 0 | 2119.6223 | 3155 | 0 | 728.557 | 1391.0653 | 0 | 0 | 0 | 0 | 2119.6223 | 3155 | 0 | 728.557 | 1391.0653 | 0 | 0 | 0 | 0 | 2119.6223 | 3155 | 0 | 1457.114 | 1738.8316 | 0 | 0 | 0 | 0 | 0 | 0 | 3195.9456 | 3155 | 0 | 1457.114 | 1738.8316 | 17 | 0 | 0 | 0 | 0 | 0 | 3212.9456 | 3155 | 0 | 1457.114 | 1738.8316 | 0 | 0 | 0 | 0 | 0 | 0 | 3195.9456
3158 | 0.01 | 0.01 | 0.01 | 0.01 | 0.01 | 0.01 | 0 | 0 | 0 | 3158 | 1431.8033 | 1431.8033 | 1036.0651 | 1679.6154 | 1679.6154 | 1679.6154 | 1899.8929 | 1899.8929 | 1899.8929 | 3156 | 205.4426 | 0 | 1251.134 | 0 | 0 | 0 | 0 | 1456.5766 |  | 3156 | 705.4426 | 0 | 1251.134 | 0 | 0 | 0 | 0 | 1956.5766 | 3156 | 705.4426 | 0 | 1251.134 | 0 | 0 | 0 | 0 | 1956.5766 | 3156 | 0 | 708.3754 | 1352.5773 | 0 | 0 | 0 | 0 | 2060.9527 | 3156 | 0 | 708.3754 | 1352.5773 | 0 | 0 | 0 | 0 | 2060.9527 | 3156 | 0 | 708.3754 | 1352.5773 | 0 | 0 | 0 | 0 | 2060.9527 | 3156 | 0 | 1416.7508 | 1690.7216 | 0 | 0 | 0 | 0 | 0 | 0 | 3107.4724 | 3156 | 0 | 1416.7508 | 1690.7216 | 17 | 0 | 0 | 0 | 0 | 0 | 3124.4724 | 3156 | 0 | 1416.7508 | 1690.7216 | 0 | 0 | 0 | 0 | 0 | 0 | 3107.4724
3159 | 0.01 | 0.01 | 0.01 | 0.01 | 0.01 | 0.01 | 0.01 | 0.01 | 0.01 | 3159 | 1052.7221 | 1110.9113 | 1052.7221 | 1234.924 | 1234.924 | 1699.1554 | 1921.9954 | 1396.8813 | 1396.8813 | 3157 | 371.2607 | 0 | 1164.6735 | 0 | 0 | 0 | 0 | 1535.9342 |  | 3157 | 293.0135 | 0 | 1164.6735 | 0 | 0 | 0 | 0 | 1457.6871 | 3157 | 0 | 0 | 1164.6735 | 0 | 0 | 0 | 0 | 1164.6735 | 3157 | 590.5912 | 669.0212 | 1259.1065 | 0 | 0 | 0 | 0 | 2518.7189 | 3157 | 0 | 669.0212 | 1259.1065 | 0 | 0 | 0 | 0 | 1928.1277 | 3157 | 0 | 669.0212 | 1259.1065 | 0 | 0 | 0 | 0 | 1928.1277 | 3157 | 0 | 1338.0424 | 1573.8832 | 0 | 0 | 0 | 0 | 0 | 0 | 2911.9255 | 3157 | 0 | 1338.0424 | 1573.8832 | 17 | 0 | 0 | 0 | 0 | 0 | 2928.9255 | 3157 | 0 | 1150.1659 | 1573.8832 | 0 | 0 | 0 | 0 | 0 | 0 | 2724.0491
3160 | 22.8974 | 22.8974 | 22.8974 | 18.6145 | 18.6145 | 18.6145 | 0.01 | 0.01 | 0.01 | 3160 | 1060.4954 | 1060.4954 | 1060.4954 | 1244.0427 | 1244.0427 | 1244.0427 | 1932.31 | 1932.31 | 1932.31 | 3158 | 536.1386 | 0 | 971.4089 | 0 | 0 | 0 | 0 | 1507.5475 |  | 3158 | 536.1386 | 0 | 971.4089 | 0 | 0 | 0 | 0 | 1507.5475 | 3158 | 536.1386 | 0 | 971.4089 | 0 | 0 | 0 | 0 | 1507.5475 | 3158 | 564.3564 | 597.3764 | 1050.1718 | 0 | 0 | 0 | 0 | 2211.9046 | 3158 | 564.3564 | 597.3764 | 1050.1718 | 0 | 0 | 0 | 0 | 2211.9046 | 3158 | 0 | 597.3764 | 1050.1718 | 0 | 0 | 0 | 0 | 1647.5482 | 3158 | 0 | 1194.7528 | 1312.7148 | 0 | 0 | 0 | 0 | 0 | 0 | 2507.4676 | 3158 | 0 | 1194.7528 | 1312.7148 | 17 | 0 | 0 | 0 | 0 | 0 | 2524.4676 | 3158 | 0 | 1194.7528 | 1312.7148 | 0 | 0 | 0 | 0 | 0 | 0 | 2507.4676
3161 | 39.7142 | 39.4826 | 39.4882 | 29.4202 | 29.4202 | 29.4202 | 19.1387 | 14.4573 | 14.4573 | 3161 | 1053.8326 | 1053.8326 | 1053.8326 | 1236.2267 | 1236.2267 | 1236.2267 | 1398.3548 | 1398.3548 | 1398.3548 | 3159 | 451.4851 | 0 | 676.4261 | 0 | 0 | 0 | 0 | 1127.9113 |  | 3159 | 451.4851 | 0 | 676.4261 | 0 | 0 | 0 | 0 | 1127.9113 | 3159 | 451.4851 | 0 | 676.4261 | 0 | 0 | 0 | 0 | 1127.9113 | 3159 | 0 | 523.7134 | 731.2715 | 0 | 0 | 0 | 0 | 1254.9849 | 3159 | 0 | 523.7134 | 731.2715 | 0 | 0 | 0 | 0 | 1254.9849 | 3159 | 475.2475 | 523.7134 | 731.2715 | 0 | 0 | 0 | 0 | 1730.2324 | 3159 | 483.1683 | 1047.4268 | 914.0893 | 0 | 0 | 0 | 0 | 0 | 0 | 2444.6845 | 3159 | 483.1683 | 1047.4268 | 914.0893 | 17 | 0 | 0 | 0 | 0 | 0 | 2461.6845 | 3159 | 483.1683 | 1047.4268 | 914.0893 | 0 | 0 | 0 | 0 | 0 | 0 | 2444.6845
3162 | 44.1667 | 40.6944 | 40.6944 | 31.7472 | 31.722 | 31.7252 | 19.1387 | 14.4573 | 14.4573 | 3162 | 1029.4023 | 1029.4023 | 1029.4023 | 1207.5681 | 1207.5681 | 1207.5681 | 1365.9377 | 1365.9377 | 1365.9377 | 3160 | 385.6436 | 0 | 366.1856 | 0 | 0 | 0 | 0 | 751.8291 |  | 3160 | 385.6436 | 0 | 366.1856 | 0 | 0 | 0 | 0 | 751.8291 | 3160 | 385.6436 | 0 | 366.1856 | 0 | 0 | 0 | 0 | 751.8291 | 3160 | 405.9406 | 505.5499 | 395.8763 | 0 | 0 | 0 | 0 | 1307.3668 | 3160 | 405.9406 | 505.5499 | 395.8763 | 0 | 0 | 0 | 0 | 1307.3668 | 3160 | 405.9406 | 505.5499 | 395.8763 | 0 | 0 | 0 | 0 | 1307.3668 | 3160 | 343.6901 | 1011.0999 | 494.8454 | 0 | 0 | 0 | 0 | 0 | 0 | 1849.6353 | 3160 | 343.6901 | 1011.0999 | 494.8454 | 17 | 0 | 0 | 0 | 0 | 0 | 1866.6353 | 3160 | 343.6901 | 1011.0999 | 494.8454 | 0 | 0 | 0 | 0 | 0 | 0 | 1849.6353
3163 | 44.1667 | 40.6944 | 40.6944 | 31.7472 | 31.722 | 31.7252 | 0.01 | 0.01 | 0.01 | 3163 | 992.7569 | 992.7569 | 992.7569 | 1164.5803 | 1164.5803 | 1164.5803 | 1317.3121 | 1317.3121 | 1317.3121 | 3161 | 300.9901 | 0 | 137.3196 | 0 | 0 | 0 | 0 | 438.3097 |  | 3161 | 300.9901 | 0 | 137.3196 | 0 | 0 | 0 | 0 | 438.3097 | 3161 | 300.9901 | 0 | 137.3196 | 0 | 0 | 0 | 0 | 438.3097 | 3161 | 316.8317 | 545.9132 | 148.4536 | 0 | 0 | 0 | 0 | 1011.1985 | 3161 | 316.8317 | 545.9132 | 148.4536 | 0 | 0 | 0 | 0 | 1011.1985 | 3161 | 316.8317 | 545.9132 | 148.4536 | 0 | 0 | 0 | 0 | 1011.1985 | 3161 | 322.1122 | 1091.8264 | 185.567 | 0 | 0 | 0 | 0 | 0 | 0 | 1599.5057 | 3161 | 322.1122 | 1091.8264 | 185.567 | 17 | 0 | 0 | 0 | 0 | 0 | 1616.5057 | 3161 | 322.1122 | 1091.8264 | 185.567 | 0 | 0 | 0 | 0 | 0 | 0 | 1599.5057
3164 | 39.7142 | 39.4826 | 39.4882 | 30.6012 | 30.6012 | 30.6012 | 0.01 | 0.01 | 0.01 | 3164 | 968.3267 | 968.3267 | 968.3267 | 1135.9217 | 1135.9217 | 1135.9217 | 1284.895 | 1284.895 | 1284.895 | 3162 | 235.1485 | 0 | 40.6873 | 0 | 0 | 0 | 0 | 275.8358 |  | 3162 | 235.1485 | 0 | 40.6873 | 0 | 0 | 0 | 0 | 275.8358 | 3162 | 235.1485 | 0 | 40.6873 | 0 | 0 | 0 | 0 | 275.8358 | 3162 | 247.5248 | 643.7941 | 43.9863 | 0 | 0 | 0 | 0 | 935.3052 | 3162 | 247.5248 | 643.7941 | 43.9863 | 0 | 0 | 0 | 0 | 935.3052 | 3162 | 247.5248 | 643.7941 | 43.9863 | 0 | 0 | 0 | 0 | 935.3052 | 3162 | 251.6502 | 1287.5883 | 54.9828 | 0 | 0 | 0 | 0 | 0 | 0 | 1594.2213 | 3162 | 251.6502 | 1287.5883 | 54.9828 | 17 | 0 | 0 | 0 | 0 | 0 | 1611.2213 | 3162 | 251.6502 | 1287.5883 | 54.9828 | 0 | 0 | 0 | 0 | 0 | 0 | 1594.2213
3165 | 39.7142 | 39.4826 | 39.4882 | 29.4202 | 29.4202 | 29.4202 | 0.01 | 0.01 | 0.01 | 3165 | 859.501 | 859.501 | 859.501 | 1008.2608 | 1008.2608 | 1008.2608 | 1140.4917 | 1140.4917 | 1140.4917 | 3163 | 385.6436 | 0 | 5.0859 | 0 | 0 | 0 | 0 | 390.7295 |  | 3163 | 385.6436 | 0 | 5.0859 | 0 | 0 | 0 | 0 | 390.7295 | 3163 | 385.6436 | 0 | 5.0859 | 0 | 0 | 0 | 0 | 390.7295 | 3163 | 405.9406 | 725.5298 | 5.4983 | 0 | 0 | 0 | 0 | 1136.9686 | 3163 | 405.9406 | 725.5298 | 5.4983 | 0 | 0 | 0 | 0 | 1136.9686 | 3163 | 405.9406 | 725.5298 | 5.4983 | 0 | 0 | 0 | 0 | 1136.9686 | 3163 | 412.7063 | 1451.0595 | 6.8729 | 0 | 0 | 0 | 0 | 0 | 0 | 1870.6387 | 3163 | 412.7063 | 1451.0595 | 6.8729 | 17 | 0 | 0 | 0 | 0 | 0 | 1887.6387 | 3163 | 323.3021 | 1451.0595 | 6.8729 | 0 | 0 | 0 | 0 | 0 | 0 | 1781.2345
3166 | 29.4202 | 29.4202 | 29.4202 | 20.9838 | 20.9838 | 20.9838 | 0.01 | 0.01 | 0.01 | 3166 | 772.8846 | 772.8846 | 772.8846 | 906.6531 | 906.6531 | 906.6531 | 1025.5584 | 1550.6726 | 1025.5584 | 3164 | 573.7624 | 0 | 0 | 0 | 0 | 0 | 0 | 573.7624 |  | 3164 | 573.7624 | 0 | 0 | 0 | 0 | 0 | 0 | 573.7624 | 3164 | 573.7624 | 0 | 0 | 0 | 0 | 0 | 0 | 573.7624 | 3164 | 603.9604 | 740.666 | 0 | 0 | 0 | 0 | 0 | 1344.6264 | 3164 | 603.9604 | 740.666 | 0 | 0 | 0 | 0 | 0 | 1344.6264 | 3164 | 603.9604 | 740.666 | 0 | 0 | 0 | 0 | 0 | 1344.6264 | 3164 | 320.4929 | 1481.332 | 0 | 0 | 0 | 0 | 0 | 0 | 0 | 1801.8249 | 3164 | 3.2893 | 1481.332 | 0 | 17 | 0 | 0 | 0 | 0 | 0 | 1501.6213 | 3164 | 0 | 1481.332 | 0 | 0 | 0 | 0 | 0 | 0 | 0 | 1481.332
3167 | 22.3899 | 22.3899 | 22.3899 | 17.8837 | 17.8837 | 17.8837 | 0.01 | 0.01 | 0.01 | 3167 | 735.1287 | 735.1287 | 735.1287 | 862.3626 | 862.3626 | 862.3626 | 1500.5734 | 975.4593 | 1500.5734 | 3165 | 658.4158 | 0 | 0 | 0 | 0 | 0 | 0 | 658.4158 |  | 3165 | 658.4158 | 0 | 0 | 0 | 0 | 0 | 0 | 658.4158 | 3165 | 658.4158 | 0 | 0 | 0 | 0 | 0 | 0 | 658.4158 | 3165 | 693.0693 | 716.448 | 0 | 0 | 0 | 0 | 0 | 1409.5173 | 3165 | 693.0693 | 716.448 | 0 | 0 | 0 | 0 | 0 | 1409.5173 | 3165 | 693.0693 | 716.448 | 0 | 0 | 0 | 0 | 0 | 1409.5173 | 3165 | 704.6205 | 1432.8961 | 0 | 0 | 0 | 0 | 0 | 0 | 0 | 2137.5165 | 3165 | 704.6205 | 1432.8961 | 0 | 17 | 0 | 0 | 0 | 0 | 0 | 2154.5165 | 3165 | 288.3249 | 1432.8961 | 0 | 0 | 0 | 0 | 0 | 0 | 0 | 1721.221
3168 | 20.9838 | 20.9838 | 20.9838 | 14.0926 | 14.347 | 14.3496 | 0.01 | 0.01 | 0.01 | 3168 | 730.6869 | 730.6869 | 730.6869 | 857.1519 | 857.1519 | 857.1519 | 969.5653 | 969.5653 | 969.5653 | 3166 | 837.1287 | 0 | 0 | 0 | 0 | 0 | 0 | 837.1287 |  | 3166 | 837.1287 | 0 | 0 | 0 | 0 | 0 | 0 | 837.1287 | 3166 | 837.1287 | 0 | 0 | 0 | 0 | 0 | 0 | 837.1287 | 3166 | 881.1881 | 690.2119 | 0 | 0 | 0 | 0 | 0 | 1571.4 | 3166 | 881.1881 | 690.2119 | 0 | 0 | 0 | 0 | 0 | 1571.4 | 3166 | 881.1881 | 690.2119 | 0 | 0 | 0 | 0 | 0 | 1571.4 | 3166 | 895.8746 | 1380.4238 | 0 | 0 | 0 | 0 | 0 | 0 | 0 | 2276.2984 | 3166 | 895.8746 | 1380.4238 | 0 | 17 | 0 | 0 | 0 | 0 | 0 | 2293.2984 | 3166 | 463.8043 | 1380.4238 | 0 | 0 | 0 | 0 | 0 | 0 | 0 | 1844.2281
3169 | 20.9838 | 22.3899 | 22.3899 | 11.1093 | 13.6917 | 13.6917 | 0.01 | 0.01 | 0.01 | 3169 | 732.9078 | 732.9078 | 732.9078 | 859.7572 | 859.7572 | 859.7572 | 972.5123 | 972.5123 | 972.5123 | 3167 | 780.6931 | 0 | 0 | 0 | 0 | 0 | 0 | 780.6931 |  | 3167 | 780.6931 | 0 | 0 | 0 | 0 | 0 | 0 | 780.6931 | 3167 | 780.6931 | 0 | 0 | 0 | 0 | 0 | 0 | 780.6931 | 3167 | 821.7822 | 638.7487 | 0 | 0 | 0 | 0 | 0 | 1460.5309 | 3167 | 821.7822 | 638.7487 | 0 | 0 | 0 | 0 | 0 | 1460.5309 | 3167 | 821.7822 | 638.7487 | 0 | 0 | 0 | 0 | 0 | 1460.5309 | 3167 | 734.9674 | 1277.4975 | 0 | 0 | 0 | 0 | 0 | 0 | 0 | 2012.4649 | 3167 | 542.7213 | 1277.4975 | 0 | 17 | 0 | 0 | 0 | 0 | 0 | 1837.2188 | 3167 | 734.9674 | 1277.4975 | 0 | 0 | 0 | 0 | 0 | 0 | 0 | 2012.4649
3170 | 57.8476 | 44.1667 | 49.3737 | 13.5572 | 14.347 | 14.3496 | 0.01 | 0.01 | 0.01 | 3170 | 724.0241 | 724.0241 | 724.0241 | 849.3359 | 849.3359 | 849.3359 | 960.7243 | 960.7243 | 960.7243 | 3168 | 649.0099 | 0 | 0 | 0 | 0 | 0 | 0 | 649.0099 |  | 3168 | 649.0099 | 0 | 0 | 0 | 0 | 0 | 0 | 649.0099 | 3168 | 649.0099 | 0 | 0 | 0 | 0 | 0 | 0 | 649.0099 | 3168 | 683.1683 | 561.0494 | 0 | 0 | 0 | 0 | 0 | 1244.2178 | 3168 | 683.1683 | 561.0494 | 0 | 0 | 0 | 0 | 0 | 1244.2178 | 3168 | 683.1683 | 561.0494 | 0 | 0 | 0 | 0 | 0 | 1244.2178 | 3168 | 588.6385 | 1122.0989 | 0 | 0 | 0 | 0 | 0 | 0 | 0 | 1710.7374 | 3168 | 588.6385 | 1122.0989 | 0 | 17 | 0 | 0 | 0 | 0 | 0 | 1727.7374 | 3168 | 694.5545 | 1122.0989 | 0 | 0 | 0 | 0 | 0 | 0 | 0 | 1816.6533
3171 | 74.1528 | 44.1667 | 49.3737 | 36.2554 | 34.4823 | 34.4823 | 1.6113 | 1.6113 | 1.6113 | 3171 | 731.7973 | 731.7973 | 731.7973 | 858.4546 | 858.4546 | 858.4546 | 971.0388 | 971.0388 | 971.0388 | 3169 | 338.6139 | 0 | 0 | 0 | 0 | 0 | 0 | 338.6139 |  | 3169 | 338.6139 | 0 | 0 | 0 | 0 | 0 | 0 | 338.6139 | 3169 | 338.6139 | 0 | 0 | 0 | 0 | 0 | 0 | 338.6139 | 3169 | 356.4356 | 470.2321 | 0 | 0 | 0 | 0 | 0 | 826.6677 | 3169 | 356.4356 | 470.2321 | 0 | 0 | 0 | 0 | 0 | 826.6677 | 3169 | 356.4356 | 470.2321 | 0 | 0 | 0 | 0 | 0 | 826.6677 | 3169 | 362.3762 | 940.4642 | 0 | 0 | 0 | 0 | 0 | 0 | 0 | 1302.8404 | 3169 | 362.3762 | 940.4642 | 0 | 17 | 0 | 0 | 0 | 0 | 0 | 1319.8404 | 3169 | 362.3762 | 940.4642 | 0 | 0 | 0 | 0 | 0 | 0 | 0 | 1302.8404
3172 | 74.1528 | 44.1667 | 74.1528 | 39.0586 | 36.2688 | 37.6019 | 32.5744 | 30.6546 | 31.2634 | 3172 | 856.1696 | 856.1696 | 856.1696 | 1004.3528 | 1004.3528 | 1004.3528 | 1136.0712 | 1136.0712 | 1136.0712 | 3170 | 272.7723 | 0 | 0 | 0 | 0 | 0 | 0 | 272.7723 |  | 3170 | 272.7723 | 0 | 0 | 0 | 0 | 0 | 0 | 272.7723 | 3170 | 272.7723 | 0 | 0 | 0 | 0 | 0 | 0 | 272.7723 | 3170 | 287.1287 | 374.3693 | 0 | 0 | 0 | 0 | 0 | 661.498 | 3170 | 287.1287 | 374.3693 | 0 | 0 | 0 | 0 | 0 | 661.498 | 3170 | 287.1287 | 374.3693 | 0 | 0 | 0 | 0 | 0 | 661.498 | 3170 | 291.9142 | 748.7386 | 0 | 0 | 0 | 0 | 0 | 0 | 0 | 1040.6528 | 3170 | 291.9142 | 748.7386 | 0 | 17 | 0 | 0 | 0 | 0 | 0 | 1057.6528 | 3170 | 291.9142 | 748.7386 | 0 | 0 | 0 | 0 | 0 | 0 | 0 | 1040.6528
3173 | 74.1528 | 44.1667 | 74.1528 | 39.0586 | 36.2688 | 39.2385 | 32.5744 | 30.6546 | 37.1727 | 3173 | 1013.8558 | 1013.8558 | 1013.8558 | 1189.3308 | 1189.3308 | 1189.3308 | 1345.3087 | 1345.3087 | 1345.3087 | 3171 | 206.9307 | 0 | 20.3436 | 0 | 0 | 0 | 0 | 227.2743 |  | 3171 | 206.9307 | 0 | 20.3436 | 0 | 0 | 0 | 0 | 227.2743 | 3171 | 206.9307 | 0 | 20.3436 | 0 | 0 | 0 | 0 | 227.2743 | 3171 | 217.8218 | 278.5066 | 21.9931 | 0 | 0 | 0 | 0 | 518.3215 | 3171 | 217.8218 | 278.5066 | 21.9931 | 0 | 0 | 0 | 0 | 518.3215 | 3171 | 217.8218 | 278.5066 | 21.9931 | 0 | 0 | 0 | 0 | 518.3215 | 3171 | 221.4521 | 557.0131 | 27.4914 | 0 | 0 | 0 | 0 | 0 | 0 | 805.9567 | 3171 | 221.4521 | 557.0131 | 27.4914 | 17 | 0 | 0 | 0 | 0 | 0 | 822.9567 | 3171 | 221.4521 | 557.0131 | 27.4914 | 0 | 0 | 0 | 0 | 0 | 0 | 805.9567
3174 | 74.1528 | 44.1667 | 73.1658 | 39.0586 | 36.2688 | 39.2385 | 32.5744 | 30.6546 | 37.1727 | 3174 | 1118.2396 | 1118.2396 | 1118.2396 | 1311.7811 | 1311.7811 | 1311.7811 | 1483.818 | 1483.818 | 1483.818 | 3172 | 56.4356 | 0 | 76.2887 | 0 | 0 | 0 | 0 | 132.7243 |  | 3172 | 56.4356 | 0 | 76.2887 | 0 | 0 | 0 | 0 | 132.7243 | 3172 | 56.4356 | 0 | 76.2887 | 0 | 0 | 0 | 118.1839 | 250.9082 | 3172 | 59.4059 | 173.5621 | 82.4742 | 0 | 0 | 0 | 0 | 315.4422 | 3172 | 59.4059 | 173.5621 | 82.4742 | 0 | 0 | 0 | 0 | 315.4422 | 3172 | 59.4059 | 173.5621 | 82.4742 | 0 | 0 | 0 | 0 | 315.4422 | 3172 | 60.396 | 347.1241 | 103.0928 | 0 | 0 | 0 | 0 | 0 | 0 | 510.6129 | 3172 | 60.396 | 347.1241 | 103.0928 | 17 | 0 | 0 | 0 | 0 | 0 | 527.6129 | 3172 | 60.396 | 347.1241 | 103.0928 | 0 | 0 | 0 | 0 | 0 | 0 | 510.6129
3175 | 57.8476 | 44.1667 | 49.3737 | 35.9492 | 35.5602 | 35.5634 | 29.1131 | 29.1131 | 29.1131 | 3175 | 1143.7804 | 1143.7804 | 1143.7804 | 1341.7423 | 1341.7423 | 1341.7423 | 1517.7086 | 1517.7086 | 1517.7086 | 3173 | 65.8416 | 0 | 178.0069 | 0 | 0 | 0 | 0 | 243.8485 |  | 3173 | 65.8416 | 0 | 178.0069 | 0 | 0 | 0 | 0 | 243.8485 | 3173 | 65.8416 | 0 | 178.0069 | 0 | 0 | 0 | 20.9073 | 264.7558 | 3173 | 69.3069 | 87.7901 | 192.4399 | 0 | 0 | 0 | 0 | 349.5369 | 3173 | 69.3069 | 87.7901 | 192.4399 | 0 | 0 | 0 | 0 | 349.5369 | 3173 | 69.3069 | 87.7901 | 192.4399 | 0 | 0 | 0 | 0 | 349.5369 | 3173 | 70.462 | 175.5802 | 240.5498 | 0 | 0 | 0 | 0 | 0 | 0 | 486.5921 | 3173 | 70.462 | 175.5802 | 240.5498 | 17 | 0 | 0 | 0 | 0 | 0 | 503.5921 | 3173 | 70.462 | 175.5802 | 240.5498 | 0 | 0 | 0 | 0 | 0 | 0 | 486.5921
3176 | 23.4961 | 25.2026 | 29.4202 | 30.3612 | 30.3612 | 30.3612 | 16.2384 | 14.9898 | 14.9898 | 3176 | 1111.5768 | 1111.5768 | 1111.5768 | 1303.9651 | 1303.9651 | 1303.9651 | 1474.977 | 1474.977 | 1474.977 | 3174 | 225.7426 | 0 | 345.8419 | 0 | 0 | 0 | 144.8725 | 716.457 |  | 3174 | 225.7426 | 0 | 345.8419 | 0 | 0 | 0 | 0 | 571.5845 | 3174 | 225.7426 | 0 | 345.8419 | 0 | 0 | 0 | 0 | 571.5845 | 3174 | 237.6238 | 70.6357 | 373.8832 | 0 | 0 | 0 | 0 | 682.1426 | 3174 | 237.6238 | 70.6357 | 373.8832 | 0 | 0 | 0 | 0 | 682.1426 | 3174 | 237.6238 | 70.6357 | 373.8832 | 0 | 0 | 0 | 0 | 682.1426 | 3174 | 241.5842 | 141.2714 | 467.354 | 0 | 0 | 0 | 0 | 0 | 0 | 850.2096 | 3174 | 241.5842 | 141.2714 | 467.354 | 17 | 0 | 0 | 0 | 0 | 0 | 867.2096 | 3174 | 241.5842 | 141.2714 | 467.354 | 0 | 0 | 0 | 0 | 0 | 0 | 850.2096
3177 | 20.9838 | 22.3899 | 22.3899 | 18.6145 | 18.6145 | 18.6145 | 1.1209 | 1.1209 | 1.1209 | 3177 | 1099.3617 | 1099.3617 | 1099.3617 | 1289.6358 | 1289.6358 | 1289.6358 | 1458.7684 | 1458.7684 | 1458.7684 | 3175 | 197.5248 | 0 | 635.7388 | 0 | 0 | 0 | 0 | 833.2636 |  | 3175 | 197.5248 | 0 | 635.7388 | 0 | 0 | 0 | 0 | 833.2636 | 3175 | 197.5248 | 0 | 635.7388 | 0 | 0 | 0 | 0 | 833.2636 | 3175 | 207.9208 | 119.0716 | 687.2852 | 0 | 0 | 0 | 0 | 1014.2777 | 3175 | 207.9208 | 119.0716 | 687.2852 | 0 | 0 | 0 | 0 | 1014.2777 | 3175 | 207.9208 | 119.0716 | 687.2852 | 0 | 0 | 0 | 0 | 1014.2777 | 3175 | 211.3861 | 238.1433 | 859.1065 | 0 | 0 | 0 | 0 | 0 | 0 | 1308.636 | 3175 | 211.3861 | 238.1433 | 859.1065 | 17 | 0 | 0 | 0 | 0 | 0 | 1325.636 | 3175 | 211.3861 | 238.1433 | 859.1065 | 0 | 0 | 0 | 0 | 0 | 0 | 1308.636
3178 | 20.9838 | 20.9838 | 20.9838 | 14.4092 | 14.4206 | 14.0987 | 0.01 | 0.01 | 0.01 | 3178 | 1074.9314 | 1074.9314 | 1074.9314 | 1260.9773 | 1260.9773 | 1260.9773 | 1426.3513 | 1426.3513 | 1426.3513 | 3176 | 225.7426 | 0 | 884.9485 | 0 | 0 | 0 | 0 | 1110.691 |  | 3176 | 225.7426 | 0 | 884.9485 | 0 | 0 | 0 | 0 | 1110.691 | 3176 | 225.7426 | 0 | 884.9485 | 0 | 0 | 0 | 0 | 1110.691 | 3176 | 237.6238 | 231.0797 | 956.701 | 0 | 0 | 0 | 0 | 1425.4045 | 3176 | 237.6238 | 231.0797 | 956.701 | 0 | 0 | 0 | 0 | 1425.4045 | 3176 | 237.6238 | 231.0797 | 956.701 | 0 | 0 | 0 | 0 | 1425.4045 | 3176 | 241.5842 | 462.1594 | 1195.8763 | 0 | 0 | 0 | 0 | 0 | 0 | 1899.6199 | 3176 | 241.5842 | 462.1594 | 1195.8763 | 17 | 0 | 0 | 0 | 0 | 0 | 1916.6199 | 3176 | 241.5842 | 462.1594 | 1195.8763 | 0 | 0 | 0 | 0 | 0 | 0 | 1899.6199
3179 | 20.9838 | 20.9838 | 20.9838 | 14.4092 | 14.4206 | 13.6685 | 0.01 | 0.01 | 0.01 | 3179 | 1100.4722 | 1100.4722 | 1100.4722 | 1290.9385 | 1290.9385 | 1290.9385 | 1460.2419 | 1460.2419 | 1460.2419 | 3177 | 188.1188 | 0 | 1047.6976 | 0 | 0 | 0 | 0 | 1235.8164 |  | 3177 | 188.1188 | 0 | 1047.6976 | 0 | 0 | 0 | 0 | 1235.8164 | 3177 | 188.1188 | 0 | 1047.6976 | 0 | 0 | 0 | 0 | 1235.8164 | 3177 | 198.0198 | 370.333 | 1132.646 | 0 | 0 | 0 | 0 | 1700.9988 | 3177 | 198.0198 | 370.333 | 1132.646 | 0 | 0 | 0 | 0 | 1700.9988 | 3177 | 198.0198 | 370.333 | 1132.646 | 0 | 0 | 0 | 0 | 1700.9988 | 3177 | 201.3201 | 740.666 | 1415.8076 | 0 | 0 | 0 | 0 | 0 | 0 | 2357.7937 | 3177 | 201.3201 | 740.666 | 1415.8076 | 17 | 0 | 0 | 0 | 0 | 0 | 2374.7937 | 3177 | 201.3201 | 740.666 | 1415.8076 | 0 | 0 | 0 | 0 | 0 | 0 | 2357.7937
3180 | 20.9838 | 20.9838 | 20.9838 | 14.9898 | 14.9898 | 14.9898 | 0.01 | 0.01 | 0.01 | 3180 | 1084.9256 | 1084.9256 | 1084.9256 | 1272.7012 | 1272.7012 | 1272.7012 | 1439.6129 | 1439.6129 | 1439.6129 | 3178 | 291.5842 | 0 | 1134.1581 | 0 | 0 | 0 | 0 | 1425.7422 |  | 3178 | 291.5842 | 0 | 1134.1581 | 0 | 0 | 0 | 0 | 1425.7422 | 3178 | 291.5842 | 0 | 1134.1581 | 0 | 0 | 0 | 0 | 1425.7422 | 3178 | 306.9307 | 451.0595 | 1226.1168 | 0 | 0 | 0 | 0 | 1984.1071 | 3178 | 306.9307 | 451.0595 | 1226.1168 | 0 | 0 | 0 | 0 | 1984.1071 | 3178 | 306.9307 | 451.0595 | 1226.1168 | 0 | 0 | 0 | 0 | 1984.1071 | 3178 | 312.0462 | 902.1191 | 1532.646 | 0 | 0 | 0 | 0 | 0 | 0 | 2746.8113 | 3178 | 312.0462 | 902.1191 | 1532.646 | 17 | 0 | 0 | 0 | 0 | 0 | 2763.8113 | 3178 | 312.0462 | 902.1191 | 1532.646 | 0 | 0 | 0 | 0 | 0 | 0 | 2746.8113
3181 | 21.165 | 21.7964 | 21.7964 | 18.6145 | 18.6145 | 18.6145 | 0.01 | 0.01 | 0.01 | 3181 | 1082.7047 | 1082.7047 | 1082.7047 | 1270.0959 | 1270.0959 | 1270.0959 | 1436.6659 | 1436.6659 | 1436.6659 | 3179 | 423.2673 | 0 | 1118.9003 | 0 | 0 | 0 | 0 | 1542.1677 |  | 3179 | 423.2673 | 0 | 1118.9003 | 0 | 0 | 0 | 0 | 1542.1677 | 3179 | 423.2673 | 0 | 1118.9003 | 0 | 0 | 0 | 0 | 1542.1677 | 3179 | 445.5446 | 476.2866 | 1209.622 | 0 | 0 | 0 | 0 | 2131.4531 | 3179 | 445.5446 | 476.2866 | 1209.622 | 0 | 0 | 0 | 0 | 2131.4531 | 3179 | 445.5446 | 476.2866 | 1209.622 | 0 | 0 | 0 | 0 | 2131.4531 | 3179 | 452.9703 | 952.5732 | 1512.0275 | 0 | 0 | 0 | 0 | 0 | 0 | 2917.5709 | 3179 | 452.9703 | 952.5732 | 1512.0275 | 17 | 0 | 0 | 0 | 0 | 0 | 2934.5709 | 3179 | 452.9703 | 952.5732 | 1512.0275 | 0 | 0 | 0 | 0 | 0 | 0 | 2917.5709
3182 | 22.3899 | 22.3899 | 22.3899 | 20.9838 | 20.9838 | 20.9838 | 0.01 | 0.01 | 0.01 | 3182 | 1068.2686 | 1068.2686 | 1068.2686 | 1253.1613 | 1253.1613 | 1253.1613 | 1417.5103 | 1417.5103 | 1417.5103 | 3180 | 470.297 | 0 | 1078.2131 | 0 | 0 | 0 | 0 | 1548.5101 |  | 3180 | 470.297 | 0 | 1078.2131 | 0 | 0 | 0 | 0 | 1548.5101 | 3180 | 470.297 | 0 | 1078.2131 | 0 | 0 | 0 | 0 | 1548.5101 | 3180 | 495.0495 | 524.7225 | 1165.6357 | 0 | 0 | 0 | 0 | 2185.4077 | 3180 | 495.0495 | 524.7225 | 1165.6357 | 0 | 0 | 0 | 0 | 2185.4077 | 3180 | 495.0495 | 524.7225 | 1165.6357 | 0 | 0 | 0 | 0 | 2185.4077 | 3180 | 0 | 1049.445 | 1457.0447 | 0 | 0 | 0 | 0 | 0 | 0 | 2506.4897 | 3180 | 503.3003 | 1049.445 | 1457.0447 | 17 | 0 | 0 | 0 | 0 | 0 | 3026.79 | 3180 | 503.3003 | 1049.445 | 1457.0447 | 0 | 0 | 0 | 0 | 0 | 0 | 3009.79
3183 | 29.4202 | 29.4202 | 29.4202 | 29.1461 | 29.1461 | 29.1461 | 0.01 | 0.01 | 0.01 | 3183 | 1056.0535 | 1056.0535 | 1056.0535 | 1238.832 | 1238.832 | 1238.832 | 1401.3018 | 1401.3018 | 1401.3018 | 3181 | 404.4554 | 0 | 1062.9553 | 0 | 0 | 0 | 0 | 1467.4108 |  | 3181 | 404.4554 | 0 | 1062.9553 | 0 | 0 | 0 | 0 | 1467.4108 | 3181 | 404.4554 | 0 | 1062.9553 | 0 | 0 | 0 | 0 | 1467.4108 | 3181 | 425.7426 | 573.1584 | 1149.1409 | 0 | 0 | 0 | 0 | 2148.0419 | 3181 | 425.7426 | 573.1584 | 1149.1409 | 0 | 0 | 0 | 0 | 2148.0419 | 3181 | 425.7426 | 573.1584 | 1149.1409 | 0 | 0 | 0 | 0 | 2148.0419 | 3181 | 33.8645 | 1146.3169 | 1436.4261 | 0 | 0 | 0 | 0 | 0 | 0 | 2616.6074 | 3181 | 432.8383 | 1146.3169 | 1436.4261 | 17 | 0 | 0 | 0 | 0 | 0 | 3032.5813 | 3181 | 432.8383 | 1146.3169 | 1436.4261 | 0 | 0 | 0 | 0 | 0 | 0 | 3015.5813
3184 | 39.7142 | 39.4826 | 39.4882 | 30.4988 | 30.4988 | 30.4988 | 0.01 | 0.01 | 0.01 | 3184 | 1051.6117 | 1051.6117 | 1051.6117 | 1233.6214 | 1233.6214 | 1233.6214 | 1706.7014 | 1395.4078 | 1395.4078 | 3182 | 385.6436 | 0 | 920.5498 | 0 | 0 | 0 | 0 | 1306.1934 |  | 3182 | 385.6436 | 0 | 920.5498 | 0 | 0 | 0 | 0 | 1306.1934 | 3182 | 385.6436 | 0 | 920.5498 | 0 | 0 | 0 | 0 | 1306.1934 | 3182 | 405.9406 | 598.3855 | 995.189 | 0 | 0 | 0 | 0 | 1999.5151 | 3182 | 405.9406 | 598.3855 | 995.189 | 0 | 0 | 0 | 0 | 1999.5151 | 3182 | 405.9406 | 598.3855 | 995.189 | 0 | 0 | 0 | 0 | 1999.5151 | 3182 | 392.3176 | 1196.7709 | 1243.9863 | 0 | 0 | 0 | 0 | 0 | 0 | 2833.0748 | 3182 | 412.7063 | 1196.7709 | 1243.9863 | 17 | 0 | 0 | 0 | 0 | 0 | 2870.4635 | 3182 | 412.7063 | 1196.7709 | 1243.9863 | 0 | 0 | 0 | 0 | 0 | 0 | 2853.4635
3185 | 39.7142 | 39.4826 | 39.4882 | 31.8767 | 31.8767 | 31.8767 | 10.5482 | 10.5482 | 10.5482 | 3185 | 1043.8384 | 1043.8384 | 1043.8384 | 1224.5027 | 1224.5027 | 1224.5027 | 1385.0932 | 1385.0932 | 1385.0932 | 3183 | 329.2079 | 0 | 676.4261 | 0 | 0 | 0 | 0 | 1005.634 |  | 3183 | 329.2079 | 0 | 676.4261 | 0 | 0 | 0 | 0 | 1005.634 | 3183 | 329.2079 | 0 | 676.4261 | 0 | 0 | 0 | 0 | 1005.634 | 3183 | 346.5347 | 602.4218 | 731.2715 | 0 | 0 | 0 | 0 | 1680.2279 | 3183 | 346.5347 | 602.4218 | 731.2715 | 0 | 0 | 0 | 0 | 1680.2279 | 3183 | 346.5347 | 602.4218 | 731.2715 | 0 | 0 | 0 | 0 | 1680.2279 | 3183 | 0 | 1204.8436 | 914.0893 | 0 | 0 | 0 | 0 | 0 | 0 | 2118.9329 | 3183 | 352.3102 | 1204.8436 | 914.0893 | 17 | 0 | 0 | 0 | 0 | 0 | 2488.2432 | 3183 | 352.3102 | 1204.8436 | 914.0893 | 0 | 0 | 0 | 0 | 0 | 0 | 2471.2432
3186 | 80.2903 | 74.1528 | 74.1528 | 31.8767 | 31.8767 | 31.8767 | 23.8168 | 23.8057 | 23.8057 | 3186 | 1026.0709 | 1026.0709 | 1026.0709 | 1203.6601 | 1203.6601 | 1203.6601 | 1361.5172 | 1361.5172 | 1361.5172 | 3184 | 545.5446 | 0 | 381.4433 | 0 | 0 | 0 | 0 | 926.9879 |  | 3184 | 545.5446 | 0 | 381.4433 | 0 | 0 | 0 | 0 | 926.9879 | 3184 | 545.5446 | 0 | 381.4433 | 0 | 0 | 0 | 0 | 926.9879 | 3184 | 574.2574 | 596.3673 | 412.3711 | 0 | 0 | 0 | 0 | 1582.9959 | 3184 | 574.2574 | 596.3673 | 412.3711 | 0 | 0 | 0 | 0 | 1582.9959 | 3184 | 574.2574 | 596.3673 | 412.3711 | 0 | 0 | 0 | 0 | 1582.9959 | 3184 | 396.3914 | 1192.7346 | 515.4639 | 0 | 0 | 0 | 0 | 0 | 0 | 2104.5899 | 3184 | 583.8284 | 1192.7346 | 515.4639 | 17 | 0 | 0 | 0 | 0 | 0 | 2309.0269 | 3184 | 583.8284 | 1192.7346 | 515.4639 | 0 | 0 | 0 | 0 | 0 | 0 | 2292.0269
3187 | 80.2903 | 74.1528 | 74.1528 | 31.7472 | 31.722 | 31.7252 | 23.8168 | 23.8057 | 23.8057 | 3187 | 991.6465 | 991.6465 | 991.6465 | 1163.2776 | 1163.2776 | 1163.2776 | 1315.8386 | 1315.8386 | 1315.8386 | 3185 | 545.5446 | 0 | 132.2337 | 0 | 0 | 0 | 0 | 677.7782 |  | 3185 | 545.5446 | 0 | 132.2337 | 0 | 0 | 0 | 0 | 677.7782 | 3185 | 545.5446 | 0 | 132.2337 | 0 | 0 | 0 | 0 | 677.7782 | 3185 | 574.2574 | 585.2674 | 142.9553 | 0 | 0 | 0 | 0 | 1302.4802 | 3185 | 574.2574 | 585.2674 | 142.9553 | 0 | 0 | 0 | 0 | 1302.4802 | 3185 | 574.2574 | 585.2674 | 142.9553 | 0 | 0 | 0 | 0 | 1302.4802 | 3185 | 583.8284 | 1170.5348 | 178.6942 | 0 | 0 | 0 | 0 | 0 | 0 | 1933.0574 | 3185 | 583.8284 | 1170.5348 | 178.6942 | 17 | 0 | 0 | 0 | 0 | 0 | 1950.0574 | 3185 | 583.8284 | 1170.5348 | 178.6942 | 0 | 0 | 0 | 0 | 0 | 0 | 1933.0574
3188 | 82.317 | 74.1528 | 74.1528 | 36.2554 | 34.4823 | 34.4823 | 23.8168 | 23.8057 | 23.8057 | 3188 | 971.6581 | 971.6581 | 971.6581 | 1139.8297 | 1139.8297 | 1139.8297 | 1289.3155 | 1289.3155 | 1289.3155 | 3186 | 385.6436 | 0 | 40.6873 | 0 | 0 | 0 | 150 | 576.3308 |  | 3186 | 385.6436 | 0 | 40.6873 | 0 | 0 | 0 | 39.8341 | 466.1649 | 3186 | 385.6436 | 0 | 40.6873 | 0 | 0 | 0 | 150 | 576.3308 | 3186 | 405.9406 | 571.1403 | 43.9863 | 0 | 0 | 0 | 0 | 1021.0671 | 3186 | 405.9406 | 571.1403 | 43.9863 | 0 | 0 | 0 | 0 | 1021.0671 | 3186 | 405.9406 | 571.1403 | 43.9863 | 0 | 0 | 0 | 0 | 1021.0671 | 3186 | 412.7063 | 1142.2805 | 54.9828 | 0 | 0 | 0 | 0 | 0 | 0 | 1609.9696 | 3186 | 412.7063 | 1142.2805 | 54.9828 | 17 | 0 | 0 | 0 | 0 | 0 | 1626.9696 | 3186 | 412.7063 | 1142.2805 | 54.9828 | 0 | 0 | 0 | 0 | 0 | 0 | 1609.9696
3189 | 82.317 | 74.1528 | 74.1528 | 36.2554 | 34.4823 | 34.4823 | 23.8168 | 23.8057 | 23.8057 | 3189 | 876.158 | 876.158 | 876.158 | 1027.8007 | 1027.8007 | 1027.8007 | 1162.5942 | 1162.5942 | 1162.5942 | 3187 | 141.0891 | 0 | 5.0859 | 0 | 0 | 0 | 150 | 296.175 |  | 3187 | 141.0891 | 0 | 5.0859 | 0 | 0 | 0 | 0 | 146.175 | 3187 | 141.0891 | 0 | 5.0859 | 0 | 0 | 0 | 150 | 296.175 | 3187 | 148.5149 | 548.9405 | 5.4983 | 0 | 0 | 0 | 0 | 702.9536 | 3187 | 148.5149 | 548.9405 | 5.4983 | 0 | 0 | 0 | 0 | 702.9536 | 3187 | 148.5149 | 548.9405 | 5.4983 | 0 | 0 | 0 | 0 | 702.9536 | 3187 | 150.9901 | 1097.8809 | 6.8729 | 0 | 0 | 0 | 0 | 0 | 0 | 1255.7439 | 3187 | 150.9901 | 1097.8809 | 6.8729 | 17 | 0 | 0 | 0 | 0 | 0 | 1272.7439 | 3187 | 150.9901 | 1097.8809 | 6.8729 | 0 | 0 | 0 | 0 | 0 | 0 | 1255.7439
3190 | 82.317 | 74.1528 | 74.1528 | 36.2554 | 34.4823 | 34.4823 | 22.3899 | 22.3899 | 22.3899 | 3190 | 802.8672 | 802.8672 | 802.8672 | 941.825 | 941.825 | 941.825 | 1065.343 | 1065.343 | 1065.343 | 3188 | 65.8416 | 0 | 0 | 0 | 0 | 0 | 150 | 215.8416 |  | 3188 | 65.8416 | 0 | 0 | 0 | 0 | 0 | 150 | 215.8416 | 3188 | 65.8416 | 0 | 0 | 0 | 0 | 0 | 67.0571 | 132.8986 | 3188 | 69.3069 | 512.6135 | 0 | 0 | 0 | 0 | 0 | 581.9205 | 3188 | 69.3069 | 512.6135 | 0 | 0 | 0 | 0 | 0 | 581.9205 | 3188 | 69.3069 | 512.6135 | 0 | 0 | 0 | 0 | 0 | 581.9205 | 3188 | 70.462 | 1025.227 | 0 | 0 | 0 | 0 | 0 | 0 | 0 | 1095.6891 | 3188 | 70.462 | 1025.227 | 0 | 17 | 0 | 0 | 0 | 0 | 0 | 1112.6891 | 3188 | 70.462 | 1025.227 | 0 | 0 | 0 | 0 | 0 | 0 | 0 | 1095.6891
3191 | 80.8562 | 74.1528 | 74.1528 | 36.2554 | 34.4823 | 34.4823 | 22.3899 | 22.3899 | 22.3899 | 3191 | 759.559 | 759.559 | 759.559 | 891.0211 | 891.0211 | 891.0211 | 1007.8764 | 1007.8764 | 1007.8764 | 3189 | 103.4653 | 0 | 0 | 0 | 0 | 0 | 150 | 253.4653 |  | 3189 | 103.4653 | 0 | 0 | 0 | 0 | 0 | 0 | 103.4653 | 3189 | 103.4653 | 0 | 0 | 0 | 0 | 0 | 104.3138 | 207.7791 | 3189 | 108.9109 | 464.1776 | 0 | 0 | 0 | 0 | 0 | 573.0885 | 3189 | 108.9109 | 464.1776 | 0 | 0 | 0 | 0 | 0 | 573.0885 | 3189 | 108.9109 | 464.1776 | 0 | 0 | 0 | 0 | 0 | 573.0885 | 3189 | 110.7261 | 928.3552 | 0 | 0 | 0 | 0 | 0 | 0 | 0 | 1039.0813 | 3189 | 110.7261 | 928.3552 | 0 | 17 | 0 | 0 | 0 | 0 | 0 | 1056.0813 | 3189 | 110.7261 | 928.3552 | 0 | 0 | 0 | 0 | 0 | 0 | 0 | 1039.0813
3192 | 80.2903 | 74.1528 | 74.1528 | 36.2554 | 34.4823 | 34.4823 | 23.8168 | 23.4961 | 23.4961 | 3192 | 738.4601 | 738.4601 | 738.4601 | 866.2705 | 866.2705 | 866.2705 | 979.8798 | 979.8798 | 979.8798 | 3190 | 188.1188 | 0 | 0 | 0 | 0 | 0 | 150 | 338.1188 |  | 3190 | 188.1188 | 0 | 0 | 0 | 0 | 0 | 0 | 188.1188 | 3190 | 188.1188 | 0 | 0 | 0 | 0 | 0 | 98.7484 | 286.8672 | 3190 | 198.0198 | 422.8052 | 0 | 0 | 0 | 0 | 0 | 620.825 | 3190 | 198.0198 | 422.8052 | 0 | 0 | 0 | 0 | 0 | 620.825 | 3190 | 198.0198 | 422.8052 | 0 | 0 | 0 | 0 | 0 | 620.825 | 3190 | 201.3201 | 845.6105 | 0 | 0 | 0 | 0 | 0 | 0 | 0 | 1046.9306 | 3190 | 201.3201 | 845.6105 | 0 | 17 | 0 | 0 | 0 | 0 | 0 | 1063.9306 | 3190 | 201.3201 | 845.6105 | 0 | 0 | 0 | 0 | 0 | 0 | 0 | 1046.9306
3193 | 79.5999 | 79.5999 | 79.5999 | 41.1486 | 42.0206 | 41.6932 | 33.0983 | 33.0983 | 33.0983 | 3193 | 730.6869 | 730.6869 | 730.6869 | 857.1519 | 857.1519 | 857.1519 | 969.5653 | 969.5653 | 969.5653 | 3191 | 225.7426 | 0 | 0 | 0 | 0 | 0 | 150 | 375.7426 |  | 3191 | 225.7426 | 0 | 0 | 0 | 0 | 0 | 0 | 225.7426 | 3191 | 225.7426 | 0 | 0 | 0 | 0 | 0 | 0 | 225.7426 | 3191 | 237.6238 | 394.551 | 0 | 0 | 0 | 0 | 0 | 632.1747 | 3191 | 237.6238 | 394.551 | 0 | 0 | 0 | 0 | 0 | 632.1747 | 3191 | 237.6238 | 394.551 | 0 | 0 | 0 | 0 | 0 | 632.1747 | 3191 | 241.5842 | 789.1019 | 0 | 0 | 0 | 0 | 0 | 0 | 0 | 1030.6861 | 3191 | 241.5842 | 789.1019 | 0 | 17 | 0 | 0 | 0 | 0 | 0 | 1047.6861 | 3191 | 241.5842 | 789.1019 | 0 | 0 | 0 | 0 | 0 | 0 | 0 | 1030.6861
3194 | 79.5999 | 79.5999 | 79.5999 | 41.1486 | 42.0206 | 41.6932 | 33.0983 | 33.0983 | 33.0983 | 3194 | 726.245 | 726.245 | 726.245 | 851.9413 | 851.9413 | 851.9413 | 963.6713 | 963.6713 | 963.6713 | 3192 | 150.495 | 0 | 0 | 0 | 0 | 0 | 150 | 300.495 |  | 3192 | 150.495 | 0 | 0 | 0 | 0 | 0 | 0 | 150.495 | 3192 | 150.495 | 0 | 0 | 0 | 0 | 0 | 150 | 300.495 | 3192 | 158.4158 | 379.4147 | 0 | 0 | 0 | 0 | 0 | 537.8306 | 3192 | 158.4158 | 379.4147 | 0 | 0 | 0 | 0 | 0 | 537.8306 | 3192 | 158.4158 | 379.4147 | 0 | 0 | 0 | 0 | 0 | 537.8306 | 3192 | 161.0561 | 758.8295 | 0 | 0 | 0 | 0 | 0 | 0 | 0 | 919.8856 | 3192 | 161.0561 | 758.8295 | 0 | 17 | 0 | 0 | 0 | 0 | 0 | 936.8856 | 3192 | 161.0561 | 758.8295 | 0 | 0 | 0 | 0 | 0 | 0 | 0 | 919.8856
3195 | 79.5999 | 79.5999 | 79.5999 | 41.1486 | 42.0206 | 41.6932 | 33.0983 | 33.0983 | 33.0983 | 3195 | 729.5764 | 729.5764 | 729.5764 | 855.8492 | 855.8492 | 855.8492 | 968.0918 | 968.0918 | 968.0918 | 3193 | 244.5545 | 0 | 0 | 0 | 0 | 0 | 150 | 394.5545 |  | 3193 | 244.5545 | 0 | 0 | 0 | 0 | 0 | 150 | 394.5545 | 3193 | 244.5545 | 0 | 0 | 0 | 0 | 0 | 150 | 394.5545 | 3193 | 257.4257 | 361.2513 | 0 | 0 | 0 | 0 | 0 | 618.677 | 3193 | 257.4257 | 361.2513 | 0 | 0 | 0 | 0 | 0 | 618.677 | 3193 | 257.4257 | 361.2513 | 0 | 0 | 0 | 0 | 0 | 618.677 | 3193 | 261.7162 | 722.5025 | 0 | 0 | 0 | 0 | 0 | 0 | 0 | 984.2187 | 3193 | 261.7162 | 722.5025 | 0 | 17 | 0 | 0 | 0 | 0 | 0 | 1001.2187 | 3193 | 261.7162 | 722.5025 | 0 | 0 | 0 | 0 | 0 | 0 | 0 | 984.2187
3196 | 79.5999 | 79.5999 | 79.5999 | 41.3113 | 42.0206 | 41.6932 | 33.0983 | 33.0983 | 33.0983 | 3196 | 859.501 | 859.501 | 859.501 | 1008.2608 | 1008.2608 | 1008.2608 | 1140.4917 | 1140.4917 | 1140.4917 | 3194 | 310.396 | 0 | 0 | 0 | 0 | 0 | 150 | 460.396 |  | 3194 | 310.396 | 0 | 0 | 0 | 0 | 0 | 150 | 460.396 | 3194 | 310.396 | 0 | 0 | 0 | 0 | 0 | 150 | 460.396 | 3194 | 326.7327 | 361.2513 | 0 | 0 | 0 | 0 | 0 | 687.9839 | 3194 | 326.7327 | 361.2513 | 0 | 0 | 0 | 0 | 0 | 687.9839 | 3194 | 326.7327 | 361.2513 | 0 | 0 | 0 | 0 | 0 | 687.9839 | 3194 | 332.1782 | 722.5025 | 0 | 0 | 0 | 0 | 0 | 0 | 0 | 1054.6807 | 3194 | 332.1782 | 722.5025 | 0 | 17 | 0 | 0 | 0 | 0 | 0 | 1071.6807 | 3194 | 332.1782 | 722.5025 | 0 | 0 | 0 | 0 | 0 | 0 | 0 | 1054.6807
3197 | 84.9327 | 84.9327 | 84.9327 | 67.7135 | 65.887 | 65.4827 | 37.0828 | 37.0828 | 37.092 | 3197 | 993.8674 | 993.8674 | 993.8674 | 1165.8829 | 1165.8829 | 1165.8829 | 1318.7856 | 1318.7856 | 1318.7856 | 3195 | 366.8317 | 0 | 15.2577 | 0 | 0 | 0 | 150 | 532.0894 |  | 3195 | 366.8317 | 0 | 15.2577 | 0 | 0 | 0 | 150 | 532.0894 | 3195 | 366.8317 | 0 | 15.2577 | 0 | 0 | 0 | 150 | 532.0894 | 3195 | 386.1386 | 357.2149 | 16.4948 | 0 | 0 | 0 | 0 | 759.8484 | 3195 | 386.1386 | 357.2149 | 16.4948 | 0 | 0 | 0 | 0 | 759.8484 | 3195 | 386.1386 | 357.2149 | 16.4948 | 0 | 0 | 0 | 0 | 759.8484 | 3195 | 392.5743 | 714.4299 | 20.6186 | 0 | 0 | 0 | 0 | 0 | 0 | 1127.6227 | 3195 | 392.5743 | 714.4299 | 20.6186 | 17 | 0 | 0 | 0 | 0 | 0 | 1144.6227 | 3195 | 392.5743 | 714.4299 | 20.6186 | 0 | 0 | 0 | 0 | 0 | 0 | 1127.6227
3198 | 85.0878 | 84.9327 | 85.0878 | 59.3104 | 59.3104 | 59.3104 | 38.0284 | 38.0284 | 38.0284 | 3198 | 1069.3791 | 1069.3791 | 1069.3791 | 1254.464 | 1254.464 | 1254.464 | 1418.9838 | 1418.9838 | 1418.9838 | 3196 | 291.5842 | 0 | 71.2027 | 0 | 0 | 0 | 150 | 512.7869 |  | 3196 | 291.5842 | 0 | 71.2027 | 0 | 0 | 0 | 150 | 512.7869 | 3196 | 291.5842 | 0 | 71.2027 | 0 | 0 | 0 | 150 | 512.7869 | 3196 | 306.9307 | 278.5066 | 76.9759 | 0 | 0 | 0 | 0 | 662.4132 | 3196 | 306.9307 | 278.5066 | 76.9759 | 0 | 0 | 0 | 0 | 662.4132 | 3196 | 306.9307 | 278.5066 | 76.9759 | 0 | 0 | 0 | 0 | 662.4132 | 3196 | 312.0462 | 557.0131 | 96.2199 | 0 | 0 | 0 | 0 | 0 | 0 | 965.2793 | 3196 | 312.0462 | 557.0131 | 96.2199 | 17 | 0 | 0 | 0 | 0 | 0 | 982.2793 | 3196 | 312.0462 | 557.0131 | 96.2199 | 0 | 0 | 0 | 0 | 0 | 0 | 965.2793
3199 | 84.2244 | 84.2244 | 84.2244 | 41.1486 | 42.0206 | 41.6932 | 33.0983 | 33.0983 | 33.0983 | 3199 | 1084.9256 | 1084.9256 | 1084.9256 | 1272.7012 | 1272.7012 | 1272.7012 | 1439.6129 | 1439.6129 | 1439.6129 | 3197 | 150.495 | 0 | 233.9519 | 0 | 0 | 0 | 150 | 534.4469 |  | 3197 | 150.495 | 0 | 233.9519 | 0 | 0 | 0 | 150 | 534.4469 | 3197 | 150.495 | 0 | 233.9519 | 0 | 0 | 0 | 150 | 534.4469 | 3197 | 158.4158 | 194.7528 | 252.921 | 0 | 0 | 0 | 0 | 606.0896 | 3197 | 158.4158 | 194.7528 | 252.921 | 0 | 0 | 0 | 0 | 606.0896 | 3197 | 158.4158 | 194.7528 | 252.921 | 0 | 0 | 0 | 0 | 606.0896 | 3197 | 161.0561 | 389.5055 | 316.1512 | 0 | 0 | 0 | 0 | 0 | 0 | 866.7129 | 3197 | 161.0561 | 389.5055 | 316.1512 | 17 | 0 | 0 | 0 | 0 | 0 | 883.7129 | 3197 | 161.0561 | 389.5055 | 316.1512 | 0 | 0 | 0 | 0 | 0 | 0 | 866.7129
3200 | 74.1528 | 74.1528 | 74.1528 | 41.1486 | 42.0206 | 41.6932 | 28.6617 | 33.0983 | 33.0983 | 3200 | 1090.478 | 1090.478 | 1090.478 | 1279.2145 | 1279.2145 | 1279.2145 | 1446.9804 | 1446.9804 | 1446.9804 | 3198 | 0 | 0 | 544.1924 | 0 | 0 | 0 | 150 | 694.1924 |  | 3198 | 0 | 0 | 544.1924 | 0 | 0 | 0 | 150 | 694.1924 | 3198 | 0 | 0 | 544.1924 | 0 | 0 | 0 | 150 | 694.1924 | 3198 | 0 | 220.9889 | 588.3162 | 0 | 0 | 0 | 0 | 809.3051 | 3198 | 0 | 220.9889 | 588.3162 | 0 | 0 | 0 | 0 | 809.3051 | 3198 | 0 | 220.9889 | 588.3162 | 0 | 0 | 0 | 0 | 809.3051 | 3198 | 0 | 441.9778 | 735.3952 | 0 | 0 | 0 | 0 | 0 | 0 | 1177.373 | 3198 | 0 | 441.9778 | 735.3952 | 17 | 0 | 0 | 0 | 0 | 0 | 1194.373 | 3198 | 0 | 441.9778 | 735.3952 | 0 | 0 | 0 | 0 | 0 | 0 | 1177.373
3201 | 74.1528 | 74.1528 | 74.1528 | 41.1486 | 42.0206 | 41.6932 | 28.6617 | 33.0983 | 33.0983 | 3201 | 1106.0245 | 1106.0245 | 1106.0245 | 1297.4518 | 1297.4518 | 1297.4518 | 1467.6094 | 1467.6094 | 1467.6094 | 3199 | 0 | 0 | 813.7457 | 0 | 0 | 0 | 150 | 963.7457 |  | 3199 | 0 | 0 | 813.7457 | 0 | 0 | 0 | 150 | 963.7457 | 3199 | 0 | 0 | 813.7457 | 0 | 0 | 0 | 150 | 963.7457 | 3199 | 0 | 291.6246 | 879.7251 | 0 | 0 | 0 | 0 | 1171.3497 | 3199 | 0 | 291.6246 | 879.7251 | 0 | 0 | 0 | 0 | 1171.3497 | 3199 | 0 | 291.6246 | 879.7251 | 0 | 0 | 0 | 0 | 1171.3497 | 3199 | 0 | 583.2492 | 1099.6564 | 0 | 0 | 0 | 0 | 0 | 0 | 1682.9056 | 3199 | 0 | 583.2492 | 1099.6564 | 17 | 0 | 0 | 0 | 0 | 0 | 1699.9056 | 3199 | 0 | 583.2492 | 1099.6564 | 0 | 0 | 0 | 0 | 0 | 0 | 1682.9056
3202 | 74.1528 | 74.1528 | 74.1528 | 41.1486 | 42.0206 | 41.6932 | 28.6617 | 33.0983 | 30.8575 | 3202 | 1110.4664 | 1110.4664 | 1110.4664 | 1302.6625 | 1302.6625 | 1302.6625 | 1473.5035 | 1473.5035 | 1473.5035 | 3200 | 75.2475 | 0 | 915.4639 | 0 | 0 | 0 | 83.7665 | 1074.478 |  | 3200 | 75.2475 | 0 | 915.4639 | 0 | 0 | 0 | 83.7665 | 1074.478 | 3200 | 75.2475 | 0 | 915.4639 | 0 | 0 | 0 | 83.7665 | 1074.478 | 3200 | 79.2079 | 376.3875 | 989.6907 | 0 | 0 | 0 | 0 | 1445.2861 | 3200 | 79.2079 | 376.3875 | 989.6907 | 0 | 0 | 0 | 0 | 1445.2861 | 3200 | 79.2079 | 376.3875 | 989.6907 | 0 | 0 | 0 | 0 | 1445.2861 | 3200 | 80.5281 | 752.775 | 1237.1134 | 0 | 0 | 0 | 0 | 0 | 0 | 2070.4164 | 3200 | 80.5281 | 752.775 | 1237.1134 | 17 | 0 | 0 | 0 | 0 | 0 | 2087.4164 | 3200 | 80.5281 | 752.775 | 1237.1134 | 0 | 0 | 0 | 0 | 0 | 0 | 2070.4164
3203 | 77.6116 | 77.6116 | 77.6116 | 41.1486 | 42.0206 | 41.6932 | 28.6617 | 33.0983 | 30.8575 | 3203 | 1127.1234 | 1127.1234 | 1127.1234 | 1322.2024 | 1322.2024 | 1322.2024 | 1495.606 | 1495.606 | 1495.606 | 3201 | 178.7129 | 0 | 854.433 | 0 | 0 | 0 | 56.8786 | 1090.0245 |  | 3201 | 178.7129 | 0 | 854.433 | 0 | 0 | 0 | 56.8786 | 1090.0245 | 3201 | 178.7129 | 0 | 854.433 | 0 | 0 | 0 | 56.8786 | 1090.0245 | 3201 | 188.1188 | 442.9869 | 923.7113 | 0 | 0 | 0 | 0 | 1554.817 | 3201 | 188.1188 | 442.9869 | 923.7113 | 0 | 0 | 0 | 0 | 1554.817 | 3201 | 188.1188 | 442.9869 | 923.7113 | 0 | 0 | 0 | 0 | 1554.817 | 3201 | 191.2541 | 885.9738 | 1154.6392 | 0 | 0 | 0 | 0 | 0 | 0 | 2231.8671 | 3201 | 191.2541 | 885.9738 | 1154.6392 | 17 | 0 | 0 | 0 | 0 | 0 | 2248.8671 | 3201 | 191.2541 | 885.9738 | 1154.6392 | 0 | 0 | 0 | 0 | 0 | 0 | 2231.8671
3204 | 80.4864 | 80.4864 | 80.4864 | 41.1486 | 42.0206 | 41.6932 | 31.25 | 33.0983 | 33.0983 | 3204 | 1167.1002 | 1167.1002 | 1167.1002 | 1369.0983 | 1369.0983 | 1369.0983 | 1548.6521 | 1548.6521 | 1548.6521 | 3202 | 300.9901 | 0 | 717.1134 | 0 | 0 | 0 | 76.3629 | 1094.4664 |  | 3202 | 300.9901 | 0 | 717.1134 | 0 | 0 | 0 | 76.3629 | 1094.4664 | 3202 | 300.9901 | 0 | 717.1134 | 0 | 0 | 0 | 76.3629 | 1094.4664 | 3202 | 316.8317 | 498.4864 | 775.2577 | 0 | 0 | 0 | 0 | 1590.5758 | 3202 | 316.8317 | 498.4864 | 775.2577 | 0 | 0 | 0 | 0 | 1590.5758 | 3202 | 316.8317 | 498.4864 | 775.2577 | 0 | 0 | 0 | 0 | 1590.5758 | 3202 | 322.1122 | 996.9728 | 969.0722 | 0 | 0 | 0 | 0 | 0 | 0 | 2288.1571 | 3202 | 322.1122 | 996.9728 | 969.0722 | 17 | 0 | 0 | 0 | 0 | 0 | 2305.1571 | 3202 | 322.1122 | 996.9728 | 969.0722 | 0 | 0 | 0 | 0 | 0 | 0 | 2288.1571
3205 | 82.4284 | 82.4284 | 82.4284 | 41.1486 | 42.0206 | 41.6932 | 33.0983 | 33.0983 | 33.0983 | 3205 | 1177.0944 | 1177.0944 | 1177.0944 | 1380.8222 | 1380.8222 | 1380.8222 | 1561.9137 | 1561.9137 | 1561.9137 | 3203 | 282.1782 | 0 | 589.9656 | 0 | 0 | 0 | 150 | 1022.1439 |  | 3203 | 282.1782 | 0 | 589.9656 | 0 | 0 | 0 | 150 | 1022.1439 | 3203 | 282.1782 | 0 | 589.9656 | 0 | 0 | 0 | 150 | 1022.1439 | 3203 | 297.0297 | 511.6044 | 637.8007 | 0 | 0 | 0 | 0 | 1446.4348 | 3203 | 297.0297 | 511.6044 | 637.8007 | 0 | 0 | 0 | 0 | 1446.4348 | 3203 | 297.0297 | 511.6044 | 637.8007 | 0 | 0 | 0 | 0 | 1446.4348 | 3203 | 301.9802 | 1023.2089 | 797.2509 | 0 | 0 | 0 | 0 | 0 | 0 | 2122.4399 | 3203 | 301.9802 | 1023.2089 | 797.2509 | 17 | 0 | 0 | 0 | 0 | 0 | 2139.4399 | 3203 | 301.9802 | 1023.2089 | 797.2509 | 0 | 0 | 0 | 0 | 0 | 0 | 2122.4399
3206 | 83.6259 | 83.6259 | 83.6259 | 41.1486 | 42.0206 | 41.6932 | 33.1371 | 33.1371 | 33.1371 | 3206 | 1146.0013 | 1146.0013 | 1146.0013 | 1344.3477 | 1344.3477 | 1344.3477 | 1520.6556 | 1520.6556 | 1520.6556 | 3204 | 366.8317 | 0 | 335.6701 | 0 | 0 | 0 | 150 | 852.5018 |  | 3204 | 366.8317 | 0 | 335.6701 | 0 | 0 | 0 | 150 | 852.5018 | 3204 | 366.8317 | 0 | 335.6701 | 0 | 0 | 0 | 150 | 852.5018 | 3204 | 386.1386 | 495.4591 | 362.8866 | 0 | 0 | 0 | 0 | 1244.4843 | 3204 | 386.1386 | 495.4591 | 362.8866 | 0 | 0 | 0 | 0 | 1244.4843 | 3204 | 386.1386 | 495.4591 | 362.8866 | 0 | 0 | 0 | 0 | 1244.4843 | 3204 | 392.5743 | 990.9183 | 453.6082 | 0 | 0 | 0 | 0 | 0 | 0 | 1837.1008 | 3204 | 392.5743 | 990.9183 | 453.6082 | 17 | 0 | 0 | 0 | 0 | 0 | 1854.1008 | 3204 | 392.5743 | 990.9183 | 453.6082 | 0 | 0 | 0 | 0 | 0 | 0 | 1837.1008
3207 | 84.2244 | 84.2244 | 84.2244 | 86.1673 | 65.887 | 65.4827 | 33.1371 | 33.1371 | 33.1371 | 3207 | 1111.5768 | 1111.5768 | 1111.5768 | 1303.9651 | 1303.9651 | 1303.9651 | 1474.977 | 1474.977 | 1474.977 | 3205 | 300.9901 | 0 | 167.8351 | 0 | 0 | 0 | 150 | 618.8252 |  | 3205 | 300.9901 | 0 | 167.8351 | 0 | 0 | 0 | 150 | 618.8252 | 3205 | 300.9901 | 0 | 167.8351 | 0 | 0 | 0 | 150 | 618.8252 | 3205 | 316.8317 | 470.2321 | 181.4433 | 0 | 0 | 0 | 0 | 968.5071 | 3205 | 316.8317 | 470.2321 | 181.4433 | 0 | 0 | 0 | 0 | 968.5071 | 3205 | 316.8317 | 470.2321 | 181.4433 | 0 | 0 | 0 | 0 | 968.5071 | 3205 | 322.1122 | 940.4642 | 226.8041 | 0 | 0 | 0 | 0 | 0 | 0 | 1489.3805 | 3205 | 322.1122 | 940.4642 | 226.8041 | 17 | 0 | 0 | 0 | 0 | 0 | 1506.3805 | 3205 | 322.1122 | 940.4642 | 226.8041 | 0 | 0 | 0 | 0 | 0 | 0 | 1489.3805
3208 | 85.0878 | 84.9327 | 85.0878 | 86.1673 | 67.9604 | 67.9604 | 90.5864 | 55.3071 | 55.3071 | 3208 | 1083.8152 | 1083.8152 | 1083.8152 | 1271.3986 | 1271.3986 | 1271.3986 | 1438.1394 | 1438.1394 | 1438.1394 | 3206 | 310.396 | 0 | 122.0619 | 0 | 0 | 0 | 150 | 582.4579 |  | 3206 | 310.396 | 0 | 122.0619 | 0 | 0 | 0 | 150 | 582.4579 | 3206 | 310.396 | 0 | 122.0619 | 0 | 0 | 0 | 150 | 582.4579 | 3206 | 326.7327 | 423.8143 | 131.9588 | 0 | 0 | 0 | 0 | 882.5058 | 3206 | 326.7327 | 423.8143 | 131.9588 | 0 | 0 | 0 | 0 | 882.5058 | 3206 | 326.7327 | 423.8143 | 131.9588 | 0 | 0 | 0 | 0 | 882.5058 | 3206 | 332.1782 | 847.6287 | 164.9485 | 0 | 0 | 0 | 0 | 0 | 0 | 1344.7553 | 3206 | 332.1782 | 847.6287 | 164.9485 | 17 | 0 | 0 | 0 | 0 | 0 | 1361.7553 | 3206 | 332.1782 | 847.6287 | 164.9485 | 0 | 0 | 0 | 0 | 0 | 0 | 1344.7553
3209 | 87.242 | 84.9327 | 87.1912 | 86.1673 | 83.5902 | 83.186 | 90.6686 | 58.0662 | 73.4366 | 3209 | 1052.7221 | 1052.7221 | 1052.7221 | 1234.924 | 1234.924 | 1234.924 | 1396.8813 | 1396.8813 | 1396.8813 | 3207 | 366.8317 | 0 | 101.7182 | 0 | 0 | 0 | 150 | 618.5499 |  | 3207 | 366.8317 | 0 | 101.7182 | 0 | 0 | 0 | 150 | 618.5499 | 3207 | 366.8317 | 0 | 101.7182 | 0 | 0 | 0 | 150 | 618.5499 | 3207 | 386.1386 | 352.1695 | 109.9656 | 0 | 0 | 0 | 0 | 848.2738 | 3207 | 386.1386 | 352.1695 | 109.9656 | 0 | 0 | 0 | 0 | 848.2738 | 3207 | 386.1386 | 352.1695 | 109.9656 | 0 | 0 | 0 | 0 | 848.2738 | 3207 | 392.5743 | 704.3391 | 137.457 | 0 | 0 | 0 | 0 | 0 | 0 | 1234.3704 | 3207 | 392.5743 | 704.3391 | 137.457 | 17 | 0 | 0 | 0 | 0 | 0 | 1251.3704 | 3207 | 392.5743 | 704.3391 | 137.457 | 0 | 0 | 0 | 0 | 0 | 0 | 1234.3704
3210 | 94.8028 | 84.9327 | 87.1912 | 90.7143 | 83.5902 | 88.5914 | 93.0408 | 58.0662 | 93.0408 | 3210 | 1014.9663 | 1014.9663 | 1014.9663 | 1190.6335 | 1190.6335 | 1190.6335 | 1346.7822 | 1346.7822 | 1346.7822 | 3208 | 404.4554 | 0 | 81.3746 | 0 | 0 | 0 | 150 | 635.83 |  | 3208 | 404.4554 | 0 | 81.3746 | 0 | 0 | 0 | 150 | 635.83 | 3208 | 404.4554 | 0 | 81.3746 | 0 | 0 | 0 | 150 | 635.83 | 3208 | 425.7426 | 302.7245 | 87.9725 | 0 | 0 | 0 | 0 | 816.4396 | 3208 | 425.7426 | 302.7245 | 87.9725 | 0 | 0 | 0 | 0 | 816.4396 | 3208 | 425.7426 | 302.7245 | 87.9725 | 0 | 0 | 0 | 0 | 816.4396 | 3208 | 432.8383 | 605.449 | 109.9656 | 0 | 0 | 0 | 0 | 0 | 0 | 1148.253 | 3208 | 432.8383 | 605.449 | 109.9656 | 17 | 0 | 0 | 0 | 0 | 0 | 1165.253 | 3208 | 432.8383 | 605.449 | 109.9656 | 0 | 0 | 0 | 0 | 0 | 0 | 1148.253
3211 | 94.8028 | 84.9327 | 87.1912 | 90.7143 | 83.5902 | 91.9824 | 93.0408 | 58.0662 | 93.0408 | 3211 | 986.0941 | 986.0941 | 986.0941 | 1156.7643 | 1156.7643 | 1156.7643 | 1308.4711 | 1308.4711 | 1308.4711 | 3209 | 263.3663 | 0 | 50.8591 | 0 | 0 | 0 | 150 | 464.2254 |  | 3209 | 263.3663 | 0 | 50.8591 | 0 | 0 | 0 | 150 | 464.2254 | 3209 | 263.3663 | 0 | 50.8591 | 0 | 0 | 0 | 150 | 464.2254 | 3209 | 277.2277 | 255.2977 | 54.9828 | 0 | 0 | 0 | 0 | 587.5082 | 3209 | 277.2277 | 255.2977 | 54.9828 | 0 | 0 | 0 | 0 | 587.5082 | 3209 | 277.2277 | 255.2977 | 54.9828 | 0 | 0 | 0 | 0 | 587.5082 | 3209 | 281.8482 | 510.5954 | 68.7285 | 0 | 0 | 0 | 0 | 0 | 0 | 861.1721 | 3209 | 281.8482 | 510.5954 | 68.7285 | 17 | 0 | 0 | 0 | 0 | 0 | 878.1721 | 3209 | 281.8482 | 510.5954 | 68.7285 | 0 | 0 | 0 | 0 | 0 | 0 | 861.1721
3212 | 94.8028 | 84.9327 | 85.0878 | 90.7143 | 83.5902 | 91.9824 | 93.0408 | 58.0662 | 93.0408 | 3212 | 953.8906 | 953.8906 | 953.8906 | 1118.9871 | 1118.9871 | 1118.9871 | 1265.7395 | 1265.7395 | 1265.7395 | 3210 | 225.7426 | 0 | 25.4296 | 150 | 0 | 0 | 150 | 551.1721 |  | 3210 | 225.7426 | 0 | 25.4296 | 0 | 0 | 0 | 150 | 401.1721 | 3210 | 225.7426 | 0 | 25.4296 | 0 | 0 | 0 | 150 | 401.1721 | 3210 | 237.6238 | 194.7528 | 27.4914 | 49.6917 | 0 | 0 | 0 | 509.5596 | 3210 | 237.6238 | 194.7528 | 27.4914 | 0 | 0 | 0 | 0 | 459.8679 | 3210 | 237.6238 | 194.7528 | 27.4914 | 0 | 0 | 0 | 0 | 459.8679 | 3210 | 241.5842 | 389.5055 | 34.3643 | 150 | 0 | 0 | 0 | 0 | 0 | 815.454 | 3210 | 241.5842 | 389.5055 | 34.3643 | 17 | 0 | 0 | 0 | 0 | 0 | 682.454 | 3210 | 241.5842 | 389.5055 | 34.3643 | 150 | 0 | 0 | 0 | 0 | 0 | 815.454
3213 | 94.8028 | 84.9327 | 85.0878 | 90.7143 | 83.5902 | 90.7143 | 93.0408 | 55.3071 | 55.3071 | 3213 | 868.3847 | 868.3847 | 868.3847 | 1018.6821 | 1018.6821 | 1018.6821 | 1152.2797 | 1152.2797 | 1152.2797 | 3211 | 300.9901 | 0 | 5.0859 | 150 | 0 | 0 | 150 | 606.076 |  | 3211 | 300.9901 | 0 | 5.0859 | 0 | 0 | 0 | 150 | 456.076 | 3211 | 300.9901 | 0 | 5.0859 | 0 | 0 | 0 | 150 | 456.076 | 3211 | 316.8317 | 193.7437 | 5.4983 | 150 | 0 | 0 | 0 | 666.0737 | 3211 | 316.8317 | 193.7437 | 5.4983 | 0 | 0 | 0 | 0 | 516.0737 | 3211 | 316.8317 | 193.7437 | 5.4983 | 150 | 0 | 0 | 0 | 666.0737 | 3211 | 322.1122 | 387.4874 | 6.8729 | 150 | 0 | 0 | 0 | 0 | 0 | 866.4724 | 3211 | 322.1122 | 387.4874 | 6.8729 | 17 | 0 | 0 | 0 | 0 | 0 | 733.4724 | 3211 | 322.1122 | 387.4874 | 6.8729 | 150 | 0 | 0 | 0 | 0 | 0 | 866.4724
3214 | 87.242 | 84.9327 | 85.0878 | 90.1168 | 65.887 | 65.4827 | 90.7143 | 55.3071 | 55.3071 | 3214 | 803.9777 | 803.9777 | 803.9777 | 943.1276 | 943.1276 | 943.1276 | 1066.8165 | 1066.8165 | 1066.8165 | 3212 | 366.8317 | 0 | 0 | 150 | 0 | 0 | 195.6724 | 712.5041 |  | 3212 | 366.8317 | 0 | 0 | 0 | 0 | 0 | 150 | 516.8317 | 3212 | 366.8317 | 0 | 0 | 0 | 0 | 0 | 150 | 516.8317 | 3212 | 386.1386 | 210.8981 | 0 | 0 | 0 | 0 | 0 | 597.0367 | 3212 | 386.1386 | 210.8981 | 0 | 0 | 0 | 0 | 0 | 597.0367 | 3212 | 386.1386 | 210.8981 | 0 | 150 | 0 | 0 | 0 | 747.0367 | 3212 | 392.5743 | 421.7962 | 0 | 150 | 0 | 0 | 0 | 0 | 0 | 964.3704 | 3212 | 392.5743 | 421.7962 | 0 | 17 | 0 | 0 | 0 | 0 | 0 | 831.3704 | 3212 | 392.5743 | 421.7962 | 0 | 150 | 0 | 0 | 0 | 0 | 0 | 964.3704
3215 | 86.0862 | 84.9327 | 85.0878 | 88.2724 | 65.887 | 65.4827 | 36.0347 | 36.0235 | 36.0294 | 3215 | 759.559 | 759.559 | 759.559 | 891.0211 | 891.0211 | 891.0211 | 1007.8764 | 1007.8764 | 1007.8764 | 3213 | 413.8614 | 0 | 0 | 150 | 0 | 0 | 288.5233 | 852.3847 |  | 3213 | 413.8614 | 0 | 0 | 0 | 0 | 0 | 150 | 563.8614 | 3213 | 413.8614 | 0 | 0 | 0 | 0 | 0 | 150 | 563.8614 | 3213 | 435.6436 | 253.2795 | 0 | 120.0025 | 0 | 0 | 0 | 808.9255 | 3213 | 435.6436 | 253.2795 | 0 | 0 | 0 | 0 | 0 | 688.9231 | 3213 | 435.6436 | 253.2795 | 0 | 113.759 | 0 | 0 | 0 | 802.6821 | 3213 | 442.9043 | 506.559 | 0 | 150 | 0 | 0 | 0 | 0 | 0 | 1099.4633 | 3213 | 442.9043 | 506.559 | 0 | 17 | 0 | 0 | 0 | 0 | 0 | 966.4633 | 3213 | 442.9043 | 506.559 | 0 | 0 | 0 | 0 | 0 | 0 | 0 | 949.4633
3216 | 85.0878 | 84.9327 | 85.0878 | 56.5893 | 42.0206 | 41.6932 | 35.056 | 35.056 | 35.056 | 3216 | 737.3497 | 737.3497 | 737.3497 | 864.9679 | 864.9679 | 864.9679 | 978.4063 | 978.4063 | 978.4063 | 3214 | 554.9505 | 0 | 0 | 0 | 0 | 0 | 150 | 704.9505 |  | 3214 | 554.9505 | 0 | 0 | 0 | 0 | 0 | 150 | 704.9505 | 3214 | 554.9505 | 0 | 0 | 0 | 0 | 0 | 150 | 704.9505 | 3214 | 584.1584 | 292.6337 | 0 | 0 | 0 | 0 | 0 | 876.7921 | 3214 | 584.1584 | 292.6337 | 0 | 0 | 0 | 0 | 0 | 876.7921 | 3214 | 584.1584 | 292.6337 | 0 | 0 | 0 | 0 | 0 | 876.7921 | 3214 | 593.8944 | 585.2674 | 0 | 9.2134 | 0 | 0 | 0 | 0 | 0 | 1188.3752 | 3214 | 593.8944 | 585.2674 | 0 | 17 | 0 | 0 | 0 | 0 | 0 | 1196.1618 | 3214 | 593.8944 | 585.2674 | 0 | 0 | 0 | 0 | 0 | 0 | 0 | 1179.1618
3217 | 84.7706 | 84.7706 | 84.7706 | 56.5893 | 42.0206 | 41.6932 | 34.784 | 34.3464 | 34.3522 | 3217 | 725.1345 | 725.1345 | 725.1345 | 850.6386 | 850.6386 | 850.6386 | 962.1978 | 962.1978 | 962.1978 | 3215 | 489.1089 | 0 | 0 | 0 | 0 | 0 | 150 | 639.1089 |  | 3215 | 489.1089 | 0 | 0 | 0 | 0 | 0 | 150 | 639.1089 | 3215 | 489.1089 | 0 | 0 | 0 | 0 | 0 | 150 | 639.1089 | 3215 | 514.8515 | 322.9062 | 0 | 0 | 0 | 0 | 0 | 837.7576 | 3215 | 514.8515 | 322.9062 | 0 | 0 | 0 | 0 | 0 | 837.7576 | 3215 | 514.8515 | 322.9062 | 0 | 0 | 0 | 0 | 0 | 837.7576 | 3215 | 523.4323 | 645.8123 | 0 | 0 | 0 | 0 | 0 | 0 | 0 | 1169.2447 | 3215 | 523.4323 | 645.8123 | 0 | 17 | 0 | 0 | 0 | 0 | 0 | 1186.2447 | 3215 | 523.4323 | 645.8123 | 0 | 0 | 0 | 0 | 0 | 0 | 0 | 1169.2447
3218 | 84.5534 | 84.5534 | 84.5534 | 56.5893 | 42.0206 | 41.6932 | 34.784 | 34.3464 | 34.3522 | 3218 | 705.1461 | 705.1461 | 705.1461 | 827.1907 | 827.1907 | 827.1907 | 935.6747 | 935.6747 | 935.6747 | 3216 | 442.0792 | 0 | 0 | 0 | 0 | 0 | 150 | 592.0792 |  | 3216 | 442.0792 | 0 | 0 | 0 | 0 | 0 | 150 | 592.0792 | 3216 | 442.0792 | 0 | 0 | 0 | 0 | 0 | 150 | 592.0792 | 3216 | 465.3465 | 346.115 | 0 | 0 | 0 | 0 | 0 | 811.4616 | 3216 | 465.3465 | 346.115 | 0 | 0 | 0 | 0 | 0 | 811.4616 | 3216 | 465.3465 | 346.115 | 0 | 0 | 0 | 0 | 0 | 811.4616 | 3216 | 473.1023 | 692.2301 | 0 | 0 | 0 | 0 | 0 | 0 | 0 | 1165.3324 | 3216 | 473.1023 | 692.2301 | 0 | 17 | 0 | 0 | 0 | 0 | 0 | 1182.3324 | 3216 | 473.1023 | 692.2301 | 0 | 0 | 0 | 0 | 0 | 0 | 0 | 1165.3324
3219 | 84.1725 | 84.1725 | 84.1725 | 85.8791 | 65.887 | 65.4827 | 34.784 | 34.3464 | 34.3522 | 3219 | 689.5996 | 689.5996 | 689.5996 | 808.9534 | 808.9534 | 808.9534 | 915.0456 | 915.0456 | 915.0456 | 3217 | 479.703 | 0 | 0 | 0 | 0 | 0 | 150 | 629.703 |  | 3217 | 479.703 | 0 | 0 | 0 | 0 | 0 | 150 | 629.703 | 3217 | 479.703 | 0 | 0 | 0 | 0 | 0 | 150 | 629.703 | 3217 | 504.9505 | 353.1786 | 0 | 0 | 0 | 0 | 0 | 858.1291 | 3217 | 504.9505 | 353.1786 | 0 | 0 | 0 | 0 | 0 | 858.1291 | 3217 | 504.9505 | 353.1786 | 0 | 0 | 0 | 0 | 0 | 858.1291 | 3217 | 513.3663 | 706.3572 | 0 | 0 | 0 | 0 | 0 | 0 | 0 | 1219.7236 | 3217 | 513.3663 | 706.3572 | 0 | 17 | 0 | 0 | 0 | 0 | 0 | 1236.7236 | 3217 | 513.3663 | 706.3572 | 0 | 0 | 0 | 0 | 0 | 0 | 0 | 1219.7236
3220 | 82.5741 | 82.5741 | 82.5741 | 85.8791 | 65.887 | 65.4827 | 60.0493 | 55.3071 | 55.3071 | 3220 | 734.0183 | 734.0183 | 734.0183 | 861.0599 | 861.0599 | 861.0599 | 973.9858 | 973.9858 | 973.9858 | 3218 | 451.4851 | 0 | 0 | 0 | 0 | 0 | 150 | 601.4851 |  | 3218 | 451.4851 | 0 | 0 | 0 | 0 | 0 | 150 | 601.4851 | 3218 | 451.4851 | 0 | 0 | 0 | 0 | 0 | 150 | 601.4851 | 3218 | 475.2475 | 348.1332 | 0 | 0 | 0 | 0 | 0 | 823.3807 | 3218 | 475.2475 | 348.1332 | 0 | 0 | 0 | 0 | 0 | 823.3807 | 3218 | 475.2475 | 348.1332 | 0 | 0 | 0 | 0 | 0 | 823.3807 | 3218 | 483.1683 | 696.2664 | 0 | 0 | 0 | 0 | 0 | 0 | 0 | 1179.4347 | 3218 | 483.1683 | 696.2664 | 0 | 17 | 0 | 0 | 0 | 0 | 0 | 1196.4347 | 3218 | 483.1683 | 696.2664 | 0 | 0 | 0 | 0 | 0 | 0 | 0 | 1179.4347
3221 | 81.7757 | 81.7757 | 81.7757 | 79.3621 | 68.7394 | 68.3542 | 60.0493 | 55.3071 | 55.3071 | 3221 | 788.4311 | 788.4311 | 788.4311 | 924.8904 | 924.8904 | 924.8904 | 1046.1875 | 1046.1875 | 1046.1875 | 3219 | 338.6139 | 0 | 20.3436 | 0 | 0 | 0 | 150 | 508.9575 |  | 3219 | 338.6139 | 0 | 20.3436 | 0 | 0 | 0 | 150 | 508.9575 | 3219 | 338.6139 | 0 | 20.3436 | 0 | 0 | 0 | 150 | 508.9575 | 3219 | 356.4356 | 327.9516 | 21.9931 | 0 | 0 | 0 | 0 | 706.3803 | 3219 | 356.4356 | 327.9516 | 21.9931 | 0 | 0 | 0 | 0 | 706.3803 | 3219 | 356.4356 | 327.9516 | 21.9931 | 0 | 0 | 0 | 0 | 706.3803 | 3219 | 362.3762 | 655.9031 | 27.4914 | 0 | 0 | 0 | 0 | 0 | 0 | 1045.7708 | 3219 | 362.3762 | 655.9031 | 27.4914 | 17 | 0 | 0 | 0 | 0 | 0 | 1062.7708 | 3219 | 362.3762 | 655.9031 | 27.4914 | 0 | 0 | 0 | 0 | 0 | 0 | 1045.7708
3222 | 79.3441 | 79.3441 | 79.3441 | 38.8595 | 38.8595 | 38.8595 | 33.943 | 33.943 | 33.943 | 3222 | 853.9486 | 853.9486 | 853.9486 | 1001.7474 | 1001.7474 | 1001.7474 | 1133.1242 | 1133.1242 | 1133.1242 | 3220 | 216.3366 | 0 | 76.2887 | 0 | 0 | 0 | 150 | 442.6253 |  | 3220 | 216.3366 | 0 | 76.2887 | 0 | 0 | 0 | 150 | 442.6253 | 3220 | 216.3366 | 0 | 76.2887 | 0 | 0 | 0 | 150 | 442.6253 | 3220 | 227.7228 | 263.3703 | 82.4742 | 0 | 0 | 0 | 0 | 573.5673 | 3220 | 227.7228 | 263.3703 | 82.4742 | 0 | 0 | 0 | 0 | 573.5673 | 3220 | 227.7228 | 263.3703 | 82.4742 | 0 | 0 | 0 | 0 | 573.5673 | 3220 | 231.5182 | 526.7407 | 103.0928 | 0 | 0 | 0 | 0 | 0 | 0 | 861.3516 | 3220 | 231.5182 | 526.7407 | 103.0928 | 17 | 0 | 0 | 0 | 0 | 0 | 878.3516 | 3220 | 231.5182 | 526.7407 | 103.0928 | 0 | 0 | 0 | 0 | 0 | 0 | 861.3516
3223 | 56.9791 | 56.5723 | 56.9791 | 35.66 | 38.2588 | 38.2588 | 26.3302 | 26.3569 | 26.3569 | 3223 | 921.6871 | 921.6871 | 921.6871 | 1081.2099 | 1081.2099 | 1081.2099 | 1223.0079 | 1223.0079 | 1223.0079 | 3221 | 141.0891 | 0 | 172.921 | 0 | 0 | 0 | 150 | 464.0101 |  | 3221 | 141.0891 | 0 | 172.921 | 0 | 0 | 0 | 150 | 464.0101 | 3221 | 141.0891 | 0 | 172.921 | 0 | 0 | 0 | 150 | 464.0101 | 3221 | 148.5149 | 183.6529 | 186.9416 | 0 | 0 | 0 | 0 | 519.1093 | 3221 | 148.5149 | 183.6529 | 186.9416 | 0 | 0 | 0 | 0 | 519.1093 | 3221 | 148.5149 | 183.6529 | 186.9416 | 0 | 0 | 0 | 0 | 519.1093 | 3221 | 150.9901 | 367.3058 | 233.677 | 0 | 0 | 0 | 0 | 0 | 0 | 751.9728 | 3221 | 150.9901 | 367.3058 | 233.677 | 17 | 0 | 0 | 0 | 0 | 0 | 768.9728 | 3221 | 150.9901 | 367.3058 | 233.677 | 0 | 0 | 0 | 0 | 0 | 0 | 751.9728
3224 | 34.6322 | 36.0334 | 36.7448 | 31.3356 | 31.3356 | 31.3356 | 18.6145 | 20.9838 | 20.9838 | 3224 | 1348.5184 | 1068.4586 | 1174.4586 | 1117.6844 | 1117.6844 | 1117.6844 | 1437.8795 | 1264.266 | 1264.266 | 3222 | 18.8119 | 0 | 310.2405 | 0 | 0 | 0 | 150 | 479.0524 |  | 3222 | 18.8119 | 0 | 310.2405 | 0 | 0 | 0 | 150 | 479.0524 | 3222 | 18.8119 | 0 | 310.2405 | 0 | 0 | 0 | 150 | 479.0524 | 3222 | 19.802 | 154.3895 | 335.3952 | 0 | 0 | 0 | 0 | 509.5867 | 3222 | 19.802 | 154.3895 | 335.3952 | 0 | 0 | 0 | 0 | 509.5867 | 3222 | 19.802 | 154.3895 | 335.3952 | 0 | 0 | 0 | 0 | 509.5867 | 3222 | 20.132 | 308.779 | 419.244 | 0 | 0 | 0 | 0 | 0 | 0 | 748.155 | 3222 | 20.132 | 308.779 | 419.244 | 17 | 0 | 0 | 0 | 0 | 0 | 765.155 | 3222 | 20.132 | 308.779 | 419.244 | 0 | 0 | 0 | 0 | 0 | 0 | 748.155
3225 | 23.4961 | 28.5703 | 28.5703 | 22.3899 | 22.8974 | 22.8974 | 17.012 | 18.6145 | 18.6145 | 3225 | 1345.187 | 1345.187 | 1345.187 | 1578.0078 | 1578.0078 | 1578.0078 | 1784.9596 | 1655.7967 | 1784.9596 | 3223 | 9.4059 | 0 | 488.2474 | 0 | 0 | 0 | 0 | 497.6534 |  | 3223 | 9.4059 | 0 | 488.2474 | 0 | 0 | 0 | 0 | 497.6534 | 3223 | 9.4059 | 0 | 488.2474 | 0 | 0 | 0 | 0 | 497.6534 | 3223 | 9.901 | 154.3895 | 527.8351 | 0 | 0 | 0 | 0 | 692.1255 | 3223 | 9.901 | 154.3895 | 527.8351 | 0 | 0 | 0 | 0 | 692.1255 | 3223 | 9.901 | 154.3895 | 527.8351 | 0 | 0 | 0 | 0 | 692.1255 | 3223 | 10.066 | 308.779 | 659.7938 | 0 | 0 | 0 | 0 | 0 | 0 | 978.6388 | 3223 | 10.066 | 308.779 | 659.7938 | 17 | 0 | 0 | 0 | 0 | 0 | 995.6388 | 3223 | 10.066 | 308.779 | 659.7938 | 0 | 0 | 0 | 0 | 0 | 0 | 978.6388
3226 | 22.3899 | 22.3899 | 22.3899 | 18.6145 | 20.9838 | 20.9838 | 14.9898 | 15.4801 | 14.9898 | 3226 | 1337.4137 | 1337.4137 | 1337.4137 | 1568.8891 | 1568.8891 | 1568.8891 | 1774.6451 | 1774.6451 | 1774.6451 | 3224 | 9.4059 | 0 | 640.8247 | 0 | 0 | 0 | 0 | 650.2307 |  | 3224 | 9.4059 | 0 | 640.8247 | 0 | 0 | 0 | 0 | 650.2307 | 3224 | 9.4059 | 0 | 640.8247 | 0 | 0 | 0 | 0 | 650.2307 | 3224 | 9.901 | 164.4803 | 692.7835 | 0 | 0 | 0 | 0 | 867.1648 | 3224 | 9.901 | 164.4803 | 692.7835 | 0 | 0 | 0 | 0 | 867.1648 | 3224 | 9.901 | 164.4803 | 692.7835 | 0 | 0 | 0 | 0 | 867.1648 | 3224 | 10.066 | 328.9606 | 865.9794 | 0 | 0 | 0 | 0 | 0 | 0 | 1205.006 | 3224 | 10.066 | 328.9606 | 865.9794 | 17 | 0 | 0 | 0 | 0 | 0 | 1222.006 | 3224 | 10.066 | 328.9606 | 865.9794 | 0 | 0 | 0 | 0 | 0 | 0 | 1205.006
3227 | 22.3899 | 23.4961 | 23.4961 | 20.9838 | 21.7964 | 21.7964 | 17.8837 | 18.6145 | 18.6145 | 3227 | 1310.7625 | 1310.7625 | 1310.7625 | 1537.6252 | 1537.6252 | 1537.6252 | 1739.281 | 1323.5754 | 1739.281 | 3225 | 9.4059 | 0 | 686.5979 | 0 | 0 | 0 | 0 | 696.0039 |  | 3225 | 9.4059 | 0 | 686.5979 | 0 | 0 | 0 | 0 | 696.0039 | 3225 | 9.4059 | 0 | 686.5979 | 0 | 0 | 0 | 0 | 696.0039 | 3225 | 9.901 | 182.6438 | 742.268 | 0 | 0 | 0 | 0 | 934.8128 | 3225 | 9.901 | 182.6438 | 742.268 | 0 | 0 | 0 | 0 | 934.8128 | 3225 | 9.901 | 182.6438 | 742.268 | 0 | 0 | 0 | 0 | 934.8128 | 3225 | 10.066 | 365.2876 | 927.8351 | 0 | 0 | 0 | 0 | 0 | 0 | 1303.1886 | 3225 | 10.066 | 365.2876 | 927.8351 | 17 | 0 | 0 | 0 | 0 | 0 | 1320.1886 | 3225 | 10.066 | 365.2876 | 927.8351 | 0 | 0 | 0 | 0 | 0 | 0 | 1303.1886
3228 | 22.3899 | 22.3899 | 22.3899 | 18.6145 | 20.9838 | 20.9838 | 14.9898 | 15.4801 | 14.9898 | 3228 | 1321.8672 | 1321.8672 | 1321.8672 | 1550.6519 | 1550.6519 | 1550.6519 | 1754.016 | 1754.016 | 1754.016 | 3226 | 9.4059 | 0 | 737.457 | 0 | 0 | 0 | 0 | 746.863 |  | 3226 | 9.4059 | 0 | 737.457 | 0 | 0 | 0 | 0 | 746.863 | 3226 | 9.4059 | 0 | 737.457 | 0 | 0 | 0 | 0 | 746.863 | 3226 | 9.901 | 193.7437 | 797.2509 | 0 | 0 | 0 | 0 | 1000.8955 | 3226 | 9.901 | 193.7437 | 797.2509 | 0 | 0 | 0 | 0 | 1000.8955 | 3226 | 9.901 | 193.7437 | 797.2509 | 0 | 0 | 0 | 0 | 1000.8955 | 3226 | 10.066 | 387.4874 | 996.5636 | 0 | 0 | 0 | 0 | 0 | 0 | 1394.117 | 3226 | 10.066 | 387.4874 | 996.5636 | 17 | 0 | 0 | 0 | 0 | 0 | 1411.117 | 3226 | 10.066 | 387.4874 | 996.5636 | 0 | 0 | 0 | 0 | 0 | 0 | 1394.117
3229 | 22.3899 | 22.3899 | 20.9838 | 18.6145 | 20.9838 | 18.6145 | 12.4766 | 12.4766 | 3.3664 | 3229 | 1331.8614 | 1331.8614 | 1331.8614 | 1562.3758 | 1562.3758 | 1562.3758 | 1767.2776 | 1767.2776 | 1767.2776 | 3227 | 9.4059 | 0 | 788.3162 | 0 | 0 | 0 | 0 | 797.7221 |  | 3227 | 9.4059 | 0 | 788.3162 | 0 | 0 | 0 | 0 | 797.7221 | 3227 | 9.4059 | 0 | 788.3162 | 0 | 0 | 0 | 0 | 797.7221 | 3227 | 9.901 | 188.6983 | 852.2337 | 0 | 0 | 0 | 0 | 1050.833 | 3227 | 9.901 | 188.6983 | 852.2337 | 0 | 0 | 0 | 0 | 1050.833 | 3227 | 9.901 | 188.6983 | 852.2337 | 0 | 0 | 0 | 0 | 1050.833 | 3227 | 10.066 | 377.3966 | 1065.2921 | 0 | 0 | 0 | 0 | 0 | 0 | 1452.7547 | 3227 | 10.066 | 377.3966 | 1065.2921 | 17 | 0 | 0 | 0 | 0 | 0 | 1469.7547 | 3227 | 10.066 | 377.3966 | 1065.2921 | 0 | 0 | 0 | 0 | 0 | 0 | 1452.7547
3230 | 22.3899 | 22.3899 | 21.7964 | 18.6145 | 20.9838 | 20.9838 | 16.1221 | 16.1221 | 16.1221 | 3230 | 1341.8556 | 1341.8556 | 1341.8556 | 1574.0998 | 1574.0998 | 1574.0998 | 1780.5391 | 1780.5391 | 1780.5391 | 3228 | 9.4059 | 0 | 762.8866 | 0 | 0 | 0 | 0 | 772.2925 |  | 3228 | 9.4059 | 0 | 762.8866 | 0 | 0 | 0 | 0 | 772.2925 | 3228 | 9.4059 | 0 | 762.8866 | 0 | 0 | 0 | 0 | 772.2925 | 3228 | 9.901 | 186.6801 | 824.7423 | 0 | 0 | 0 | 0 | 1021.3234 | 3228 | 9.901 | 186.6801 | 824.7423 | 0 | 0 | 0 | 0 | 1021.3234 | 3228 | 9.901 | 186.6801 | 824.7423 | 0 | 0 | 0 | 0 | 1021.3234 | 3228 | 10.066 | 373.3602 | 1030.9278 | 0 | 0 | 0 | 0 | 0 | 0 | 1414.3541 | 3228 | 10.066 | 373.3602 | 1030.9278 | 17 | 0 | 0 | 0 | 0 | 0 | 1431.3541 | 3228 | 10.066 | 373.3602 | 1030.9278 | 0 | 0 | 0 | 0 | 0 | 0 | 1414.3541
3231 | 43.2095 | 49.4913 | 51.0651 | 33.8141 | 33.836 | 34.4815 | 22.3877 | 22.3877 | 22.3877 | 3231 | 931.6813 | 931.6813 | 931.6813 | 1092.9338 | 1092.9338 | 1092.9338 | 1236.2694 | 1236.2694 | 1236.2694 | 3229 | 9.4059 | 0 | 676.4261 | 0 | 0 | 0 | 0 | 685.8321 |  | 3229 | 9.4059 | 0 | 676.4261 | 0 | 0 | 0 | 0 | 685.8321 | 3229 | 9.4059 | 0 | 676.4261 | 0 | 0 | 0 | 0 | 685.8321 | 3229 | 9.901 | 180.6256 | 731.2715 | 0 | 0 | 0 | 0 | 921.7981 | 3229 | 9.901 | 180.6256 | 731.2715 | 0 | 0 | 0 | 0 | 921.7981 | 3229 | 9.901 | 180.6256 | 731.2715 | 0 | 0 | 0 | 0 | 921.7981 | 3229 | 10.066 | 361.2513 | 914.0893 | 0 | 0 | 0 | 0 | 0 | 0 | 1285.4066 | 3229 | 10.066 | 361.2513 | 914.0893 | 17 | 0 | 0 | 0 | 0 | 0 | 1302.4066 | 3229 | 10.066 | 361.2513 | 914.0893 | 0 | 0 | 0 | 0 | 0 | 0 | 1285.4066
3232 | 76.0958 | 74.1528 | 76.0958 | 61.6737 | 61.2427 | 61.2427 | 25.8586 | 26.0019 | 26.0019 | 3232 | 948.3383 | 948.3383 | 948.3383 | 1112.4738 | 1112.4738 | 1112.4738 | 1258.3719 | 1258.3719 | 1258.3719 | 3230 | 9.4059 | 0 | 630.6529 | 0 | 0 | 0 | 0 | 640.0589 |  | 3230 | 9.4059 | 0 | 630.6529 | 0 | 0 | 0 | 0 | 640.0589 | 3230 | 9.4059 | 0 | 630.6529 | 0 | 0 | 0 | 0 | 640.0589 | 3230 | 9.901 | 170.5348 | 681.7869 | 0 | 0 | 0 | 0 | 862.2227 | 3230 | 9.901 | 170.5348 | 681.7869 | 0 | 0 | 0 | 0 | 862.2227 | 3230 | 9.901 | 170.5348 | 681.7869 | 0 | 0 | 0 | 0 | 862.2227 | 3230 | 10.066 | 341.0696 | 852.2337 | 0 | 0 | 0 | 0 | 0 | 0 | 1203.3693 | 3230 | 10.066 | 341.0696 | 852.2337 | 17 | 0 | 0 | 0 | 0 | 0 | 1220.3693 | 3230 | 10.066 | 341.0696 | 852.2337 | 0 | 0 | 0 | 0 | 0 | 0 | 1203.3693
3233 | 83.1354 | 74.1528 | 83.0279 | 73.2384 | 61.2427 | 61.2427 | 61.6844 | 55.3071 | 55.3071 | 3233 | 951.6697 | 951.6697 | 951.6697 | 1116.3817 | 1116.3817 | 1116.3817 | 1262.7925 | 1262.7925 | 1262.7925 | 3231 | 0 | 0 | 569.622 | 0 | 0 | 0 | 0 | 569.622 |  | 3231 | 0 | 0 | 569.622 | 0 | 0 | 0 | 0 | 569.622 | 3231 | 0 | 0 | 569.622 | 0 | 0 | 0 | 0 | 569.622 | 3231 | 0 | 161.4531 | 615.8076 | 0 | 0 | 0 | 0 | 777.2606 | 3231 | 0 | 161.4531 | 615.8076 | 0 | 0 | 0 | 0 | 777.2606 | 3231 | 0 | 161.4531 | 615.8076 | 0 | 0 | 0 | 0 | 777.2606 | 3231 | 0 | 322.9062 | 769.7595 | 0 | 0 | 0 | 0 | 0 | 0 | 1092.6656 | 3231 | 0 | 322.9062 | 769.7595 | 17 | 0 | 0 | 0 | 0 | 0 | 1109.6656 | 3231 | 0 | 322.9062 | 769.7595 | 0 | 0 | 0 | 0 | 0 | 0 | 1092.6656
3234 | 83.1354 | 74.1528 | 85.0878 | 73.4587 | 71.3907 | 72.1877 | 82.5795 | 82.5795 | 82.5795 | 3234 | 930.5708 | 930.5708 | 930.5708 | 1091.6312 | 1091.6312 | 1091.6312 | 1234.7959 | 1234.7959 | 1234.7959 | 3232 | 0 | 0 | 345.8419 | 0 | 0 | 0 | 150 | 495.8419 |  | 3232 | 0 | 0 | 345.8419 | 0 | 0 | 0 | 150 | 495.8419 | 3232 | 0 | 0 | 345.8419 | 0 | 0 | 0 | 150 | 495.8419 | 3232 | 0 | 147.3259 | 373.8832 | 0 | 0 | 0 | 0 | 521.2091 | 3232 | 0 | 147.3259 | 373.8832 | 0 | 0 | 0 | 0 | 521.2091 | 3232 | 0 | 147.3259 | 373.8832 | 0 | 0 | 0 | 0 | 521.2091 | 3232 | 0 | 294.6519 | 467.354 | 0 | 0 | 0 | 0 | 0 | 0 | 762.0058 | 3232 | 0 | 294.6519 | 467.354 | 17 | 0 | 0 | 0 | 0 | 0 | 779.0058 | 3232 | 0 | 294.6519 | 467.354 | 0 | 0 | 0 | 0 | 0 | 0 | 762.0058
3235 | 83.1354 | 74.1528 | 85.0878 | 87.1861 | 86.4872 | 87.2387 | 90.7143 | 89.9145 | 92.0091 | 3235 | 898.3673 | 898.3673 | 898.3673 | 1053.8539 | 1053.8539 | 1053.8539 | 1192.0643 | 1192.0643 | 1192.0643 | 3233 | 0 | 0 | 152.5773 | 0 | 0 | 0 | 150 | 302.5773 |  | 3233 | 0 | 0 | 152.5773 | 0 | 0 | 0 | 150 | 302.5773 | 3233 | 0 | 0 | 152.5773 | 0 | 0 | 0 | 150 | 302.5773 | 3233 | 0 | 134.2079 | 164.9485 | 0 | 0 | 0 | 0 | 299.1563 | 3233 | 0 | 134.2079 | 164.9485 | 0 | 0 | 0 | 0 | 299.1563 | 3233 | 0 | 134.2079 | 164.9485 | 0 | 0 | 0 | 0 | 299.1563 | 3233 | 0 | 268.4157 | 206.1856 | 0 | 0 | 0 | 0 | 0 | 0 | 474.6013 | 3233 | 0 | 268.4157 | 206.1856 | 17 | 0 | 0 | 0 | 0 | 0 | 491.6013 | 3233 | 0 | 268.4157 | 206.1856 | 0 | 0 | 0 | 0 | 0 | 0 | 474.6013
3236 | 83.1354 | 74.1528 | 84.1725 | 87.1861 | 86.4872 | 87.5165 | 90.7143 | 89.9145 | 92.0091 | 3236 | 893.9254 | 893.9254 | 893.9254 | 1048.6433 | 1048.6433 | 1048.6433 | 1186.1703 | 1186.1703 | 1186.1703 | 3234 | 18.8119 | 0 | 55.945 | 0 | 0 | 0 | 150 | 224.7569 |  | 3234 | 18.8119 | 0 | 55.945 | 0 | 0 | 0 | 150 | 224.7569 | 3234 | 18.8119 | 0 | 55.945 | 0 | 0 | 0 | 150 | 224.7569 | 3234 | 19.802 | 130.1715 | 60.4811 | 0 | 0 | 0 | 0 | 210.4546 | 3234 | 19.802 | 130.1715 | 60.4811 | 0 | 0 | 0 | 0 | 210.4546 | 3234 | 19.802 | 130.1715 | 60.4811 | 0 | 0 | 0 | 0 | 210.4546 | 3234 | 20.132 | 260.3431 | 75.6014 | 0 | 0 | 0 | 0 | 0 | 0 | 356.0765 | 3234 | 20.132 | 260.3431 | 75.6014 | 42 | 0 | 0 | 0 | 0 | 0 | 398.0765 | 3234 | 20.132 | 260.3431 | 75.6014 | 0 | 0 | 0 | 0 | 0 | 0 | 356.0765
3237 | 81.7757 | 74.1528 | 81.6271 | 86.5476 | 86.4872 | 86.4872 | 89.9593 | 89.9145 | 89.9145 | 3237 | 849.5068 | 849.5068 | 849.5068 | 996.5368 | 996.5368 | 996.5368 | 1127.2301 | 1127.2301 | 1127.2301 | 3235 | 18.8119 | 0 | 10.1718 | 0 | 0 | 0 | 150 | 178.9837 |  | 3235 | 18.8119 | 0 | 10.1718 | 0 | 0 | 0 | 150 | 178.9837 | 3235 | 18.8119 | 0 | 10.1718 | 0 | 0 | 0 | 150 | 178.9837 | 3235 | 19.802 | 132.1897 | 10.9966 | 0 | 0 | 0 | 0 | 162.9883 | 3235 | 19.802 | 132.1897 | 10.9966 | 0 | 0 | 0 | 0 | 162.9883 | 3235 | 19.802 | 132.1897 | 10.9966 | 0 | 0 | 0 | 0 | 162.9883 | 3235 | 20.132 | 264.3794 | 13.7457 | 150 | 0 | 0 | 0 | 0 | 0 | 448.2571 | 3235 | 20.132 | 264.3794 | 13.7457 | 66 | 0 | 0 | 0 | 0 | 0 | 364.2571 | 3235 | 20.132 | 264.3794 | 13.7457 | 150 | 0 | 0 | 0 | 0 | 0 | 448.2571
3238 | 79.6092 | 74.1528 | 76.0958 | 80.1604 | 79.9229 | 79.9229 | 88.159 | 88.159 | 88.159 | 3238 | 790.6521 | 790.6521 | 790.6521 | 927.4957 | 927.4957 | 927.4957 | 1049.1345 | 1049.1345 | 1049.1345 | 3236 | 94.0594 | 0 | 0 | 0 | 0 | 0 | 150 | 244.0594 |  | 3236 | 94.0594 | 0 | 0 | 0 | 0 | 0 | 150 | 244.0594 | 3236 | 94.0594 | 0 | 0 | 0 | 0 | 0 | 150 | 244.0594 | 3236 | 99.0099 | 125.1261 | 0 | 0 | 0 | 0 | 0 | 224.136 | 3236 | 99.0099 | 125.1261 | 0 | 0 | 0 | 0 | 0 | 224.136 | 3236 | 99.0099 | 125.1261 | 0 | 0 | 0 | 0 | 0 | 224.136 | 3236 | 100.6601 | 250.2523 | 0 | 72.6676 | 0 | 0 | 0 | 0 | 0 | 423.5799 | 3236 | 100.6601 | 250.2523 | 0 | 66 | 0 | 0 | 0 | 0 | 0 | 416.9123 | 3236 | 100.6601 | 250.2523 | 0 | 150 | 0 | 0 | 0 | 0 | 0 | 500.9123
3239 | 76.0958 | 74.1528 | 76.0958 | 61.6737 | 61.3397 | 61.3397 | 64.8528 | 64.6497 | 64.6497 | 3239 | 745.1229 | 745.1229 | 745.1229 | 874.0865 | 874.0865 | 874.0865 | 988.7208 | 988.7208 | 988.7208 | 3237 | 112.8713 | 0 | 0 | 0 | 0 | 0 | 150 | 262.8713 |  | 3237 | 112.8713 | 0 | 0 | 0 | 0 | 0 | 150 | 262.8713 | 3237 | 112.8713 | 0 | 0 | 0 | 0 | 0 | 150 | 262.8713 | 3237 | 118.8119 | 112.0081 | 0 | 0 | 0 | 0 | 0 | 230.82 | 3237 | 118.8119 | 112.0081 | 0 | 0 | 0 | 0 | 0 | 230.82 | 3237 | 118.8119 | 112.0081 | 0 | 0 | 0 | 0 | 0 | 230.82 | 3237 | 120.7921 | 224.0161 | 0 | 0 | 0 | 0 | 0 | 0 | 0 | 344.8082 | 3237 | 120.7921 | 224.0161 | 0 | 66 | 0 | 0 | 0 | 0 | 0 | 410.8082 | 3237 | 120.7921 | 224.0161 | 0 | 0 | 0 | 0 | 0 | 0 | 0 | 344.8082
3240 | 67.2055 | 67.2055 | 67.2055 | 58.7658 | 58.7658 | 58.7658 | 61.6844 | 61.2114 | 61.2114 | 3240 | 714.0299 | 714.0299 | 714.0299 | 837.612 | 837.612 | 837.612 | 947.4627 | 947.4627 | 947.4627 | 3238 | 150.495 | 0 | 0 | 0 | 0 | 0 | 150 | 300.495 |  | 3238 | 150.495 | 0 | 0 | 0 | 0 | 0 | 150 | 300.495 | 3238 | 150.495 | 0 | 0 | 0 | 0 | 0 | 150 | 300.495 | 3238 | 158.4158 | 93.8446 | 0 | 0 | 0 | 0 | 0 | 252.2604 | 3238 | 158.4158 | 93.8446 | 0 | 0 | 0 | 0 | 0 | 252.2604 | 3238 | 158.4158 | 93.8446 | 0 | 0 | 0 | 0 | 0 | 252.2604 | 3238 | 161.0561 | 187.6892 | 0 | 0 | 0 | 0 | 0 | 0 | 0 | 348.7453 | 3238 | 161.0561 | 187.6892 | 0 | 66 | 0 | 0 | 0 | 0 | 0 | 414.7453 | 3238 | 161.0561 | 187.6892 | 0 | 0 | 0 | 0 | 0 | 0 | 0 | 348.7453
3241 | 61.1568 | 61.1568 | 61.1568 | 56.7649 | 56.7649 | 56.7649 | 59.0041 | 58.9546 | 58.9546 | 3241 | 702.9252 | 702.9252 | 702.9252 | 824.5853 | 824.5853 | 824.5853 | 932.7277 | 932.7277 | 932.7277 | 3239 | 188.1188 | 0 | 0 | 0 | 0 | 0 | 150 | 338.1188 |  | 3239 | 188.1188 | 0 | 0 | 0 | 0 | 0 | 150 | 338.1188 | 3239 | 188.1188 | 0 | 0 | 0 | 0 | 0 | 150 | 338.1188 | 3239 | 198.0198 | 80.7265 | 0 | 0 | 0 | 0 | 0 | 278.7463 | 3239 | 198.0198 | 80.7265 | 0 | 0 | 0 | 0 | 0 | 278.7463 | 3239 | 198.0198 | 80.7265 | 0 | 0 | 0 | 0 | 0 | 278.7463 | 3239 | 201.3201 | 161.4531 | 0 | 0 | 0 | 0 | 0 | 0 | 0 | 362.7732 | 3239 | 201.3201 | 161.4531 | 0 | 17 | 0 | 0 | 0 | 0 | 0 | 379.7732 | 3239 | 201.3201 | 161.4531 | 0 | 0 | 0 | 0 | 0 | 0 | 0 | 362.7732
3242 | 61.1568 | 61.1568 | 61.1568 | 57.2979 | 57.2979 | 57.2979 | 60.2586 | 60.2229 | 60.2229 | 3242 | 675.1636 | 675.1636 | 675.1636 | 792.0188 | 792.0188 | 792.0188 | 895.8901 | 895.8901 | 895.8901 | 3240 | 216.3366 | 0 | 0 | 0 | 0 | 0 | 0 | 216.3366 |  | 3240 | 216.3366 | 0 | 0 | 0 | 0 | 0 | 0 | 216.3366 | 3240 | 216.3366 | 0 | 0 | 0 | 0 | 0 | 0 | 216.3366 | 3240 | 227.7228 | 71.6448 | 0 | 0 | 0 | 0 | 0 | 299.3676 | 3240 | 227.7228 | 71.6448 | 0 | 0 | 0 | 0 | 0 | 299.3676 | 3240 | 227.7228 | 71.6448 | 0 | 0 | 0 | 0 | 0 | 299.3676 | 3240 | 231.5182 | 143.2896 | 0 | 0 | 0 | 0 | 0 | 0 | 0 | 374.8078 | 3240 | 231.5182 | 143.2896 | 0 | 17 | 0 | 0 | 0 | 0 | 0 | 391.8078 | 3240 | 231.5182 | 143.2896 | 0 | 0 | 0 | 0 | 0 | 0 | 0 | 374.8078
3243 | 61.0518 | 61.0518 | 61.0518 | 56.7649 | 56.7649 | 56.7649 | 59.2725 | 59.1166 | 59.1166 | 3243 | 659.617 | 659.617 | 659.617 | 773.7815 | 773.7815 | 773.7815 | 875.2611 | 875.2611 | 875.2611 | 3241 | 131.6832 | 0 | 0 | 0 | 0 | 0 | 0 | 131.6832 |  | 3241 | 131.6832 | 0 | 0 | 0 | 0 | 0 | 0 | 131.6832 | 3241 | 131.6832 | 0 | 0 | 0 | 0 | 0 | 0 | 131.6832 | 3241 | 138.6139 | 63.5721 | 0 | 0 | 0 | 0 | 0 | 202.186 | 3241 | 138.6139 | 63.5721 | 0 | 0 | 0 | 0 | 0 | 202.186 | 3241 | 138.6139 | 63.5721 | 0 | 0 | 0 | 0 | 0 | 202.186 | 3241 | 140.9241 | 127.1443 | 0 | 0 | 0 | 0 | 0 | 0 | 0 | 268.0684 | 3241 | 140.9241 | 127.1443 | 0 | 17 | 0 | 0 | 0 | 0 | 0 | 285.0684 | 3241 | 140.9241 | 127.1443 | 0 | 0 | 0 | 0 | 0 | 0 | 0 | 268.0684
3244 | 60.3423 | 60.3423 | 60.3423 | 55.8454 | 55.8454 | 55.8454 | 38.2901 | 38.2901 | 38.2993 | 3244 | 700.7043 | 700.7043 | 700.7043 | 821.98 | 821.98 | 821.98 | 929.7807 | 929.7807 | 929.7807 | 3242 | 178.7129 | 0 | 0 | 0 | 0 | 0 | 0 | 178.7129 |  | 3242 | 178.7129 | 0 | 0 | 0 | 0 | 0 | 0 | 178.7129 | 3242 | 178.7129 | 0 | 0 | 0 | 0 | 0 | 0 | 178.7129 | 3242 | 188.1188 | 57.5177 | 0 | 0 | 0 | 0 | 0 | 245.6365 | 3242 | 188.1188 | 57.5177 | 0 | 0 | 0 | 0 | 0 | 245.6365 | 3242 | 188.1188 | 57.5177 | 0 | 0 | 0 | 0 | 0 | 245.6365 | 3242 | 191.2541 | 115.0353 | 0 | 0 | 0 | 0 | 0 | 0 | 0 | 306.2894 | 3242 | 191.2541 | 115.0353 | 0 | 17 | 0 | 0 | 0 | 0 | 0 | 323.2894 | 3242 | 191.2541 | 115.0353 | 0 | 0 | 0 | 0 | 0 | 0 | 0 | 306.2894
3245 | 49.793 | 49.793 | 50.3133 | 39.8786 | 39.9141 | 39.9016 | 37.3305 | 37.3305 | 37.3305 | 3245 | 748.4543 | 748.4543 | 748.4543 | 877.9945 | 877.9945 | 877.9945 | 993.1413 | 993.1413 | 993.1413 | 3243 | 141.0891 | 0 | 20.3436 | 0 | 0 | 0 | 0 | 161.4328 |  | 3243 | 141.0891 | 0 | 20.3436 | 0 | 0 | 0 | 0 | 161.4328 | 3243 | 141.0891 | 0 | 20.3436 | 0 | 0 | 0 | 0 | 161.4328 | 3243 | 148.5149 | 53.4813 | 21.9931 | 0 | 0 | 0 | 0 | 223.9893 | 3243 | 148.5149 | 53.4813 | 21.9931 | 0 | 0 | 0 | 0 | 223.9893 | 3243 | 148.5149 | 53.4813 | 21.9931 | 0 | 0 | 0 | 0 | 223.9893 | 3243 | 150.9901 | 106.9627 | 27.4914 | 0 | 0 | 0 | 0 | 0 | 0 | 285.4442 | 3243 | 150.9901 | 106.9627 | 27.4914 | 17 | 0 | 0 | 0 | 0 | 0 | 302.4442 | 3243 | 150.9901 | 106.9627 | 27.4914 | 0 | 0 | 0 | 0 | 0 | 0 | 285.4442
3246 | 38.968 | 39.0256 | 39.181 | 33.8141 | 33.836 | 35.6368 | 27.9746 | 27.9746 | 27.9746 | 3246 | 785.0997 | 785.0997 | 785.0997 | 920.9824 | 920.9824 | 920.9824 | 1041.7669 | 1041.7669 | 1041.7669 | 3244 | 141.0891 | 0 | 76.2887 | 0 | 0 | 0 | 0 | 217.3778 |  | 3244 | 141.0891 | 0 | 76.2887 | 0 | 0 | 0 | 0 | 217.3778 | 3244 | 141.0891 | 0 | 76.2887 | 0 | 0 | 0 | 0 | 217.3778 | 3244 | 148.5149 | 54.4904 | 82.4742 | 0 | 0 | 0 | 0 | 285.4795 | 3244 | 148.5149 | 54.4904 | 82.4742 | 0 | 0 | 0 | 0 | 285.4795 | 3244 | 148.5149 | 54.4904 | 82.4742 | 0 | 0 | 0 | 0 | 285.4795 | 3244 | 150.9901 | 108.9808 | 103.0928 | 0 | 0 | 0 | 0 | 0 | 0 | 363.0637 | 3244 | 150.9901 | 108.9808 | 103.0928 | 17 | 0 | 0 | 0 | 0 | 0 | 380.0637 | 3244 | 150.9901 | 108.9808 | 103.0928 | 0 | 0 | 0 | 0 | 0 | 0 | 363.0637
3247 | 35.2177 | 35.4773 | 35.4773 | 30.85 | 31.3356 | 31.3356 | 24.1017 | 24.1017 | 24.1017 | 3247 | 1219.7043 | 1219.7043 | 1219.7043 | 966.5756 | 966.5756 | 966.5756 | 1093.3396 | 1093.3396 | 1093.3396 | 3245 | 18.8119 | 0 | 223.7801 | 0 | 0 | 0 | 0 | 242.5919 |  | 3245 | 18.8119 | 0 | 223.7801 | 0 | 0 | 0 | 0 | 242.5919 | 3245 | 18.8119 | 0 | 223.7801 | 0 | 0 | 0 | 0 | 242.5919 | 3245 | 19.802 | 69.6266 | 241.9244 | 0 | 0 | 0 | 0 | 331.353 | 3245 | 19.802 | 69.6266 | 241.9244 | 0 | 0 | 0 | 0 | 331.353 | 3245 | 19.802 | 69.6266 | 241.9244 | 0 | 0 | 0 | 0 | 331.353 | 3245 | 20.132 | 139.2533 | 302.4055 | 0 | 0 | 0 | 0 | 0 | 0 | 461.7908 | 3245 | 20.132 | 139.2533 | 302.4055 | 17 | 0 | 0 | 0 | 0 | 0 | 478.7908 | 3245 | 20.132 | 139.2533 | 302.4055 | 0 | 0 | 0 | 0 | 0 | 0 | 461.7908
3248 | 22.8974 | 28.5703 | 28.5703 | 22.3899 | 22.3899 | 22.3899 | 18.6145 | 18.6145 | 18.6145 | 3248 | 1253.0182 | 1253.0182 | 1253.0182 | 1469.8868 | 1469.8868 | 1469.8868 | 1662.6588 | 1203.9192 | 1184.1648 | 3246 | 9.4059 | 0 | 523.8488 | 0 | 0 | 0 | 0 | 533.2547 |  | 3246 | 9.4059 | 0 | 523.8488 | 0 | 0 | 0 | 0 | 533.2547 | 3246 | 9.4059 | 0 | 523.8488 | 0 | 0 | 0 | 0 | 533.2547 | 3246 | 9.901 | 91.8264 | 566.323 | 0 | 0 | 0 | 0 | 668.0505 | 3246 | 9.901 | 91.8264 | 566.323 | 0 | 0 | 0 | 0 | 668.0505 | 3246 | 9.901 | 91.8264 | 566.323 | 0 | 0 | 0 | 0 | 668.0505 | 3246 | 10.066 | 183.6529 | 707.9038 | 0 | 0 | 0 | 0 | 0 | 0 | 901.6227 | 3246 | 10.066 | 183.6529 | 707.9038 | 17 | 0 | 0 | 0 | 0 | 0 | 918.6227 | 3246 | 10.066 | 183.6529 | 707.9038 | 0 | 0 | 0 | 0 | 0 | 0 | 901.6227
3249 | 20.9838 | 20.9838 | 20.9838 | 15.7212 | 17.8837 | 17.8837 | 3.0198 | 3.0198 | 3.0198 | 3249 | 1259.681 | 1259.681 | 1259.681 | 1477.7028 | 1477.7028 | 1477.7028 | 1671.4998 | 1671.4998 | 1671.4998 | 3247 | 9.4059 | 0 | 864.6048 | 0 | 0 | 0 | 0 | 874.0108 |  | 3247 | 9.4059 | 0 | 864.6048 | 0 | 0 | 0 | 0 | 874.0108 | 3247 | 9.4059 | 0 | 864.6048 | 0 | 0 | 0 | 0 | 874.0108 | 3247 | 9.901 | 122.0989 | 934.7079 | 0 | 0 | 0 | 0 | 1066.7078 | 3247 | 9.901 | 122.0989 | 934.7079 | 0 | 0 | 0 | 0 | 1066.7078 | 3247 | 9.901 | 122.0989 | 934.7079 | 0 | 0 | 0 | 0 | 1066.7078 | 3247 | 10.066 | 244.1978 | 1168.3849 | 0 | 0 | 0 | 0 | 0 | 0 | 1422.6487 | 3247 | 10.066 | 244.1978 | 1168.3849 | 17 | 0 | 0 | 0 | 0 | 0 | 1439.6487 | 3247 | 10.066 | 244.1978 | 1168.3849 | 0 | 0 | 0 | 0 | 0 | 0 | 1422.6487
3250 | 18.6145 | 18.6145 | 18.6145 | 13.6685 | 14.53 | 13.6917 | 1.4071 | 1.4071 | 1.4071 | 3250 | 1263.0124 | 1263.0124 | 1263.0124 | 1481.6107 | 1481.6107 | 1481.6107 | 1675.9204 | 1675.9204 | 1675.9204 | 3248 | 9.4059 | 0 | 1103.6426 | 0 | 0 | 0 | 0 | 1113.0486 |  | 3248 | 9.4059 | 0 | 1103.6426 | 0 | 0 | 0 | 0 | 1113.0486 | 3248 | 9.4059 | 0 | 1103.6426 | 0 | 0 | 0 | 0 | 1113.0486 | 3248 | 9.901 | 141.2714 | 1193.1271 | 0 | 0 | 0 | 0 | 1344.2996 | 3248 | 9.901 | 141.2714 | 1193.1271 | 0 | 0 | 0 | 0 | 1344.2996 | 3248 | 9.901 | 141.2714 | 1193.1271 | 0 | 0 | 0 | 0 | 1344.2996 | 3248 | 10.066 | 282.5429 | 1491.4089 | 0 | 0 | 0 | 0 | 0 | 0 | 1784.0178 | 3248 | 10.066 | 282.5429 | 1491.4089 | 17 | 0 | 0 | 0 | 0 | 0 | 1801.0178 | 3248 | 10.066 | 282.5429 | 1491.4089 | 0 | 0 | 0 | 0 | 0 | 0 | 1784.0178
3251 | 18.6145 | 18.6145 | 18.6145 | 13.6685 | 14.53 | 11.1093 | 1.4071 | 1.4071 | 0.29885 | 3251 | 1260.7915 | 1260.7915 | 1260.7915 | 1479.0054 | 1479.0054 | 1479.0054 | 1672.9733 | 1672.9733 | 1672.9733 | 3249 | 9.4059 | 0 | 1159.5876 | 0 | 0 | 0 | 0 | 1168.9936 |  | 3249 | 9.4059 | 0 | 1159.5876 | 0 | 0 | 0 | 0 | 1168.9936 | 3249 | 9.4059 | 0 | 1159.5876 | 0 | 0 | 0 | 0 | 1168.9936 | 3249 | 9.901 | 162.4622 | 1253.6082 | 0 | 0 | 0 | 0 | 1425.9714 | 3249 | 9.901 | 162.4622 | 1253.6082 | 0 | 0 | 0 | 0 | 1425.9714 | 3249 | 9.901 | 162.4622 | 1253.6082 | 0 | 0 | 0 | 0 | 1425.9714 | 3249 | 10.066 | 324.9243 | 1567.0103 | 0 | 0 | 0 | 0 | 0 | 0 | 1902.0006 | 3249 | 10.066 | 324.9243 | 1567.0103 | 17 | 0 | 0 | 0 | 0 | 0 | 1919.0006 | 3249 | 10.066 | 324.9243 | 1567.0103 | 0 | 0 | 0 | 0 | 0 | 0 | 1902.0006
3252 | 18.6145 | 18.6145 | 18.6145 | 13.6685 | 14.53 | 12.9218 | 1.4071 | 1.4071 | 1.4071 | 3252 | 1236.3612 | 1236.3612 | 1236.3612 | 1450.3468 | 1450.3468 | 1450.3468 | 1640.5563 | 1640.5563 | 1640.5563 | 3250 | 9.4059 | 0 | 1134.1581 | 0 | 0 | 0 | 0 | 1143.564 |  | 3250 | 9.4059 | 0 | 1134.1581 | 0 | 0 | 0 | 0 | 1143.564 | 3250 | 9.4059 | 0 | 1134.1581 | 0 | 0 | 0 | 0 | 1143.564 | 3250 | 9.901 | 173.5621 | 1226.1168 | 0 | 0 | 0 | 0 | 1409.5799 | 3250 | 9.901 | 173.5621 | 1226.1168 | 0 | 0 | 0 | 0 | 1409.5799 | 3250 | 9.901 | 173.5621 | 1226.1168 | 0 | 0 | 0 | 0 | 1409.5799 | 3250 | 10.066 | 347.1241 | 1532.646 | 0 | 0 | 0 | 0 | 0 | 0 | 1889.8362 | 3250 | 10.066 | 347.1241 | 1532.646 | 17 | 0 | 0 | 0 | 0 | 0 | 1906.8362 | 3250 | 10.066 | 347.1241 | 1532.646 | 0 | 0 | 0 | 0 | 0 | 0 | 1889.8362
3253 | 18.6145 | 18.6145 | 18.6145 | 14.9898 | 14.9898 | 14.9898 | 2.3567 | 2.3567 | 2.3567 | 3253 | 1236.3612 | 1236.3612 | 1236.3612 | 1450.3468 | 1450.3468 | 1450.3468 | 1640.5563 | 1640.5563 | 1640.5563 | 3251 | 9.4059 | 0 | 1083.299 | 0 | 0 | 0 | 0 | 1092.7049 |  | 3251 | 9.4059 | 0 | 1083.299 | 0 | 0 | 0 | 0 | 1092.7049 | 3251 | 9.4059 | 0 | 1083.299 | 0 | 0 | 0 | 0 | 1092.7049 | 3251 | 9.901 | 153.3804 | 1171.134 | 0 | 0 | 0 | 0 | 1334.4154 | 3251 | 9.901 | 153.3804 | 1171.134 | 0 | 0 | 0 | 0 | 1334.4154 | 3251 | 9.901 | 153.3804 | 1171.134 | 0 | 0 | 0 | 0 | 1334.4154 | 3251 | 10.066 | 306.7608 | 1463.9175 | 0 | 0 | 0 | 0 | 0 | 0 | 1780.7444 | 3251 | 10.066 | 306.7608 | 1463.9175 | 17 | 0 | 0 | 0 | 0 | 0 | 1797.7444 | 3251 | 10.066 | 306.7608 | 1463.9175 | 0 | 0 | 0 | 0 | 0 | 0 | 1780.7444
3254 | 20.9838 | 22.3899 | 22.3899 | 18.6145 | 18.6145 | 18.6145 | 14.53 | 14.9898 | 14.9898 | 3254 | 1264.1229 | 1264.1229 | 1264.1229 | 1482.9134 | 1482.9134 | 1482.9134 | 1677.3939 | 1677.3939 | 1677.3939 | 3252 | 9.4059 | 0 | 1068.0412 | 0 | 0 | 0 | 0 | 1077.4472 |  | 3252 | 9.4059 | 0 | 1068.0412 | 0 | 0 | 0 | 0 | 1077.4472 | 3252 | 9.4059 | 0 | 1068.0412 | 0 | 0 | 0 | 0 | 1077.4472 | 3252 | 9.901 | 115.0353 | 1154.6392 | 0 | 0 | 0 | 0 | 1279.5755 | 3252 | 9.901 | 115.0353 | 1154.6392 | 0 | 0 | 0 | 0 | 1279.5755 | 3252 | 9.901 | 115.0353 | 1154.6392 | 0 | 0 | 0 | 0 | 1279.5755 | 3252 | 10.066 | 230.0706 | 1443.299 | 0 | 0 | 0 | 0 | 0 | 0 | 1683.4356 | 3252 | 10.066 | 230.0706 | 1443.299 | 17 | 0 | 0 | 0 | 0 | 0 | 1700.4356 | 3252 | 10.066 | 230.0706 | 1443.299 | 0 | 0 | 0 | 0 | 0 | 0 | 1683.4356
3255 | 29.4202 | 29.4202 | 29.4202 | 23.4961 | 29.4202 | 29.4202 | 20.9838 | 20.9838 | 20.9838 | 3255 | 1290.7741 | 1290.7741 | 1290.7741 | 1514.1773 | 1514.1773 | 1514.1773 | 1187.6438 | 1187.6438 | 1187.6438 | 3253 | 9.4059 | 0 | 900.2062 | 0 | 0 | 0 | 0 | 909.6121 |  | 3253 | 9.4059 | 0 | 900.2062 | 0 | 0 | 0 | 0 | 909.6121 | 3253 | 9.4059 | 0 | 900.2062 | 0 | 0 | 0 | 0 | 909.6121 | 3253 | 9.901 | 77.6993 | 973.1959 | 0 | 0 | 0 | 0 | 1060.7962 | 3253 | 9.901 | 77.6993 | 973.1959 | 0 | 0 | 0 | 0 | 1060.7962 | 3253 | 9.901 | 77.6993 | 973.1959 | 0 | 0 | 0 | 0 | 1060.7962 | 3253 | 10.066 | 155.3986 | 1216.4948 | 0 | 0 | 0 | 0 | 0 | 0 | 1381.9594 | 3253 | 10.066 | 155.3986 | 1216.4948 | 17 | 0 | 0 | 0 | 0 | 0 | 1398.9594 | 3253 | 10.066 | 155.3986 | 1216.4948 | 0 | 0 | 0 | 0 | 0 | 0 | 1381.9594
3256 | 35.2177 | 36.0334 | 36.7448 | 31.8767 | 31.8767 | 31.8767 | 24.1017 | 24.1017 | 24.1017 | 3256 | 931.6813 | 962.6975 | 1163.5309 | 1092.9338 | 1092.9338 | 1092.9338 | 1236.2694 | 1236.2694 | 1236.2694 | 3254 | 9.4059 | 0 | 803.5739 | 0 | 0 | 0 | 0 | 812.9798 |  | 3254 | 9.4059 | 0 | 803.5739 | 0 | 0 | 0 | 0 | 812.9798 | 3254 | 9.4059 | 0 | 803.5739 | 0 | 0 | 0 | 0 | 812.9798 | 3254 | 9.901 | 50.4541 | 868.7285 | 0 | 0 | 0 | 0 | 929.0836 | 3254 | 9.901 | 50.4541 | 868.7285 | 0 | 0 | 0 | 0 | 929.0836 | 3254 | 9.901 | 50.4541 | 868.7285 | 0 | 0 | 0 | 0 | 929.0836 | 3254 | 10.066 | 100.9082 | 1085.9107 | 0 | 0 | 0 | 0 | 0 | 0 | 1196.8848 | 3254 | 10.066 | 100.9082 | 1085.9107 | 17 | 0 | 0 | 0 | 0 | 0 | 1213.8848 | 3254 | 10.066 | 100.9082 | 1085.9107 | 0 | 0 | 0 | 0 | 0 | 0 | 1196.8848
3257 | 72.723 | 72.723 | 72.723 | 37.3616 | 37.3616 | 37.3616 | 29.7035 | 29.7035 | 29.7035 | 3257 | 948.3383 | 948.3383 | 948.3383 | 1112.4738 | 1112.4738 | 1112.4738 | 1258.3719 | 1258.3719 | 1258.3719 | 3255 | 9.4059 | 0 | 595.0515 | 0 | 0 | 0 | 0 | 604.4575 |  | 3255 | 9.4059 | 0 | 595.0515 | 0 | 0 | 0 | 0 | 604.4575 | 3255 | 9.4059 | 0 | 595.0515 | 0 | 0 | 0 | 0 | 604.4575 | 3255 | 9.901 | 33.2997 | 643.299 | 0 | 0 | 0 | 0 | 686.4997 | 3255 | 9.901 | 33.2997 | 643.299 | 0 | 0 | 0 | 0 | 686.4997 | 3255 | 9.901 | 33.2997 | 643.299 | 0 | 0 | 0 | 0 | 686.4997 | 3255 | 10.066 | 66.5994 | 804.1237 | 0 | 0 | 0 | 0 | 0 | 0 | 880.7891 | 3255 | 10.066 | 66.5994 | 804.1237 | 17 | 0 | 0 | 0 | 0 | 0 | 897.7891 | 3255 | 10.066 | 66.5994 | 804.1237 | 0 | 0 | 0 | 0 | 0 | 0 | 880.7891
3258 | 74.1528 | 74.1528 | 75.1677 | 50.4359 | 50.4916 | 50.4792 | 32.7796 | 32.7796 | 32.7796 | 3258 | 951.6697 | 951.6697 | 951.6697 | 1116.3817 | 1116.3817 | 1116.3817 | 1262.7925 | 1262.7925 | 1262.7925 | 3256 | 9.4059 | 0 | 350.9278 | 0 | 0 | 0 | 0 | 360.3338 |  | 3256 | 9.4059 | 0 | 350.9278 | 0 | 0 | 0 | 0 | 360.3338 | 3256 | 9.4059 | 0 | 350.9278 | 0 | 0 | 0 | 0 | 360.3338 | 3256 | 9.901 | 24.218 | 379.3814 | 0 | 0 | 0 | 0 | 413.5004 | 3256 | 9.901 | 24.218 | 379.3814 | 0 | 0 | 0 | 0 | 413.5004 | 3256 | 9.901 | 24.218 | 379.3814 | 0 | 0 | 0 | 0 | 413.5004 | 3256 | 10.066 | 48.4359 | 474.2268 | 0 | 0 | 0 | 0 | 0 | 0 | 532.7287 | 3256 | 10.066 | 48.4359 | 474.2268 | 17 | 0 | 0 | 0 | 0 | 0 | 549.7287 | 3256 | 10.066 | 48.4359 | 474.2268 | 0 | 0 | 0 | 0 | 0 | 0 | 532.7287
3259 | 74.1528 | 74.1528 | 75.1677 | 55.7825 | 55.7825 | 58.145 | 40.6092 | 40.8274 | 41.2885 | 3259 | 920.5766 | 920.5766 | 920.5766 | 1079.9072 | 1079.9072 | 1079.9072 | 1221.5344 | 1221.5344 | 1221.5344 | 3257 | 9.4059 | 0 | 152.5773 | 0 | 0 | 0 | 0 | 161.9833 |  | 3257 | 9.4059 | 0 | 152.5773 | 0 | 0 | 0 | 0 | 161.9833 | 3257 | 9.4059 | 0 | 152.5773 | 0 | 0 | 0 | 0 | 161.9833 | 3257 | 9.901 | 24.218 | 164.9485 | 0 | 0 | 0 | 0 | 199.0674 | 3257 | 9.901 | 24.218 | 164.9485 | 0 | 0 | 0 | 0 | 199.0674 | 3257 | 9.901 | 24.218 | 164.9485 | 0 | 0 | 0 | 0 | 199.0674 | 3257 | 10.066 | 48.4359 | 206.1856 | 0 | 0 | 0 | 0 | 0 | 0 | 264.6875 | 3257 | 10.066 | 48.4359 | 206.1856 | 17 | 0 | 0 | 0 | 0 | 0 | 281.6875 | 3257 | 10.066 | 48.4359 | 206.1856 | 0 | 0 | 0 | 0 | 0 | 0 | 264.6875
3260 | 74.1528 | 74.1528 | 75.1677 | 55.7825 | 55.7825 | 58.145 | 40.6092 | 40.8274 | 41.8599 | 3260 | 898.3673 | 898.3673 | 898.3673 | 1053.8539 | 1053.8539 | 1053.8539 | 1192.0643 | 1192.0643 | 1192.0643 | 3258 | 37.6238 | 0 | 55.945 | 0 | 0 | 0 | 0 | 93.5688 |  | 3258 | 37.6238 | 0 | 55.945 | 0 | 0 | 0 | 150 | 243.5688 | 3258 | 37.6238 | 0 | 55.945 | 0 | 0 | 0 | 150 | 243.5688 | 3258 | 39.604 | 53.4813 | 60.4811 | 0 | 0 | 0 | 0 | 153.5664 | 3258 | 39.604 | 53.4813 | 60.4811 | 0 | 0 | 0 | 0 | 153.5664 | 3258 | 39.604 | 53.4813 | 60.4811 | 0 | 0 | 0 | 0 | 153.5664 | 3258 | 40.264 | 106.9627 | 75.6014 | 0 | 0 | 0 | 0 | 0 | 0 | 222.8281 | 3258 | 40.264 | 106.9627 | 75.6014 | 17 | 0 | 0 | 0 | 0 | 0 | 239.8281 | 3258 | 40.264 | 106.9627 | 75.6014 | 0 | 0 | 0 | 0 | 0 | 0 | 222.8281
3261 | 74.1528 | 74.1528 | 74.1528 | 55.6516 | 55.6516 | 55.6516 | 40.5947 | 40.5947 | 40.6039 | 3261 | 830.6288 | 830.6288 | 830.6288 | 974.3915 | 974.3915 | 974.3915 | 1102.1806 | 1102.1806 | 1102.1806 | 3259 | 197.5248 | 0 | 10.1718 | 0 | 0 | 0 | 0 | 207.6966 |  | 3259 | 197.5248 | 0 | 10.1718 | 0 | 0 | 0 | 150 | 357.6966 | 3259 | 197.5248 | 0 | 10.1718 | 0 | 0 | 0 | 150 | 357.6966 | 3259 | 207.9208 | 147.3259 | 10.9966 | 0 | 0 | 0 | 0 | 366.2433 | 3259 | 207.9208 | 147.3259 | 10.9966 | 0 | 0 | 0 | 0 | 366.2433 | 3259 | 207.9208 | 147.3259 | 10.9966 | 0 | 0 | 0 | 0 | 366.2433 | 3259 | 211.3861 | 294.6519 | 13.7457 | 0 | 0 | 0 | 0 | 0 | 0 | 519.7837 | 3259 | 211.3861 | 294.6519 | 13.7457 | 17 | 0 | 0 | 0 | 0 | 0 | 536.7837 | 3259 | 211.3861 | 294.6519 | 13.7457 | 0 | 0 | 0 | 0 | 0 | 0 | 519.7837
3262 | 52.7808 | 52.7808 | 53.0221 | 47.1129 | 47.2003 | 47.2003 | 32.3567 | 32.3567 | 32.3567 | 3262 | 759.559 | 759.559 | 759.559 | 891.0211 | 891.0211 | 891.0211 | 1007.8764 | 1007.8764 | 1007.8764 | 3260 | 470.297 | 0 | 0 | 0 | 0 | 0 | 0 | 470.297 |  | 3260 | 470.297 | 0 | 0 | 0 | 0 | 0 | 145.7786 | 616.0756 | 3260 | 470.297 | 0 | 0 | 0 | 0 | 0 | 150 | 620.297 | 3260 | 495.0495 | 315.8426 | 0 | 0 | 0 | 0 | 0 | 810.8921 | 3260 | 495.0495 | 315.8426 | 0 | 0 | 0 | 0 | 0 | 810.8921 | 3260 | 495.0495 | 315.8426 | 0 | 0 | 0 | 0 | 0 | 810.8921 | 3260 | 503.3003 | 631.6852 | 0 | 0 | 0 | 0 | 0 | 0 | 0 | 1134.9855 | 3260 | 503.3003 | 631.6852 | 0 | 17 | 0 | 0 | 0 | 0 | 0 | 1151.9855 | 3260 | 503.3003 | 631.6852 | 0 | 0 | 0 | 0 | 0 | 0 | 0 | 1134.9855
3263 | 51.0168 | 51.0168 | 51.2581 | 44.0278 | 44.196 | 44.1836 | 31.8905 | 31.8905 | 31.8905 | 3263 | 702.9252 | 702.9252 | 702.9252 | 824.5853 | 824.5853 | 824.5853 | 932.7277 | 932.7277 | 932.7277 | 3261 | 761.8812 | 0 | 0 | 0 | 0 | 0 | 52.7477 | 814.6288 |  | 3261 | 761.8812 | 0 | 0 | 0 | 0 | 0 | 52.7477 | 814.6288 | 3261 | 761.8812 | 0 | 0 | 0 | 0 | 0 | 52.7477 | 814.6288 | 3261 | 801.9802 | 510.5954 | 0 | 0 | 0 | 0 | 0 | 1312.5756 | 3261 | 801.9802 | 510.5954 | 0 | 0 | 0 | 0 | 0 | 1312.5756 | 3261 | 801.9802 | 510.5954 | 0 | 0 | 0 | 0 | 0 | 1312.5756 | 3261 | 815.3465 | 1021.1907 | 0 | 0 | 0 | 0 | 0 | 0 | 0 | 1836.5373 | 3261 | 815.3465 | 1021.1907 | 0 | 17 | 0 | 0 | 0 | 0 | 0 | 1853.5373 | 3261 | 815.3465 | 1021.1907 | 0 | 0 | 0 | 0 | 0 | 0 | 0 | 1836.5373
3264 | 49.793 | 49.793 | 50.3133 | 38.0227 | 38.0227 | 38.0227 | 31.3461 | 31.3461 | 31.3461 | 3264 | 679.6054 | 679.6054 | 679.6054 | 797.2294 | 797.2294 | 797.2294 | 901.7841 | 901.7841 | 901.7841 | 3262 | 1025.2475 | 0 | 0 | 0 | 0 | 0 | 0 | 1025.2475 |  | 3262 | 1025.2475 | 0 | 0 | 0 | 0 | 0 | 0 | 1025.2475 | 3262 | 1025.2475 | 0 | 0 | 0 | 0 | 0 | 0 | 1025.2475 | 3262 | 1079.2079 | 629.667 | 0 | 0 | 0 | 0 | 0 | 1708.8749 | 3262 | 1079.2079 | 629.667 | 0 | 0 | 0 | 0 | 0 | 1708.8749 | 3262 | 1079.2079 | 629.667 | 0 | 0 | 0 | 0 | 0 | 1708.8749 | 3262 | 1097.1947 | 1259.334 | 0 | 0 | 0 | 0 | 0 | 0 | 0 | 2356.5287 | 3262 | 1097.1947 | 1259.334 | 0 | 17 | 0 | 0 | 0 | 0 | 0 | 2373.5287 | 3262 | 1097.1947 | 1259.334 | 0 | 0 | 0 | 0 | 0 | 0 | 0 | 2356.5287
3265 | 49.793 | 49.793 | 50.0342 | 36.1013 | 36.1013 | 36.1013 | 30.9825 | 30.9825 | 30.9825 | 3265 | 679.6054 | 679.6054 | 679.6054 | 797.2294 | 797.2294 | 797.2294 | 901.7841 | 901.7841 | 901.7841 | 3263 | 1109.901 | 0 | 0 | 0 | 0 | 0 | 0 | 1109.901 |  | 3263 | 1109.901 | 0 | 0 | 0 | 0 | 0 | 0 | 1109.901 | 3263 | 1109.901 | 0 | 0 | 0 | 0 | 0 | 0 | 1109.901 | 3263 | 1168.3168 | 652.8759 | 0 | 0 | 0 | 0 | 0 | 1821.1927 | 3263 | 1168.3168 | 652.8759 | 0 | 0 | 0 | 0 | 0 | 1821.1927 | 3263 | 1168.3168 | 652.8759 | 0 | 0 | 0 | 0 | 0 | 1821.1927 | 3263 | 1187.7888 | 1305.7518 | 0 | 0 | 0 | 0 | 0 | 0 | 0 | 2493.5405 | 3263 | 1187.7888 | 1305.7518 | 0 | 17 | 0 | 0 | 0 | 0 | 0 | 2510.5405 | 3263 | 1187.7888 | 1305.7518 | 0 | 0 | 0 | 0 | 0 | 0 | 0 | 2493.5405
3266 | 46.472 | 49.4913 | 50.0342 | 35.9879 | 35.9879 | 35.9879 | 29.4202 | 29.4202 | 29.4202 | 3266 | 662.9484 | 662.9484 | 662.9484 | 777.6895 | 777.6895 | 777.6895 | 879.6816 | 879.6816 | 879.6816 | 3264 | 1081.6832 | 0 | 0 | 0 | 0 | 0 | 0 | 1081.6832 |  | 3264 | 1081.6832 | 0 | 0 | 0 | 0 | 0 | 0 | 1081.6832 | 3264 | 1081.6832 | 0 | 0 | 0 | 0 | 0 | 0 | 1081.6832 | 3264 | 1138.6139 | 643.7941 | 0 | 0 | 0 | 0 | 0 | 1782.408 | 3264 | 1138.6139 | 643.7941 | 0 | 0 | 0 | 0 | 0 | 1782.408 | 3264 | 1138.6139 | 643.7941 | 0 | 0 | 0 | 0 | 0 | 1782.408 | 3264 | 1157.5908 | 1287.5883 | 0 | 0 | 0 | 0 | 0 | 0 | 0 | 2445.1791 | 3264 | 1157.5908 | 1287.5883 | 0 | 17 | 0 | 0 | 0 | 0 | 0 | 2462.1791 | 3264 | 1157.5908 | 1287.5883 | 0 | 0 | 0 | 0 | 0 | 0 | 0 | 2445.1791
3267 | 46.472 | 49.4913 | 50.3133 | 35.1769 | 35.1769 | 35.7496 | 28.9045 | 28.9045 | 28.9045 | 3267 | 676.274 | 676.274 | 676.274 | 793.3214 | 793.3214 | 793.3214 | 897.3636 | 897.3636 | 897.3636 | 3265 | 1279.2079 | 0 | 0 | 0 | 0 | 0 | 0 | 1279.2079 |  | 3265 | 1279.2079 | 0 | 0 | 0 | 0 | 0 | 0 | 1279.2079 | 3265 | 1279.2079 | 0 | 0 | 0 | 0 | 0 | 0 | 1279.2079 | 3265 | 1346.5347 | 662.9667 | 0 | 0 | 0 | 0 | 0 | 2009.5014 | 3265 | 1346.5347 | 662.9667 | 0 | 0 | 0 | 0 | 0 | 2009.5014 | 3265 | 1346.5347 | 662.9667 | 0 | 0 | 0 | 0 | 0 | 2009.5014 | 3265 | 1368.9769 | 1325.9334 | 0 | 0 | 0 | 0 | 0 | 0 | 0 | 2694.9103 | 3265 | 1368.9769 | 1325.9334 | 0 | 17 | 0 | 0 | 0 | 0 | 0 | 2711.9103 | 3265 | 1368.9769 | 1325.9334 | 0 | 0 | 0 | 0 | 0 | 0 | 0 | 2694.9103
3268 | 49.793 | 49.793 | 50.3133 | 35.3464 | 35.3464 | 35.7496 | 28.9045 | 28.9045 | 28.9045 | 3268 | 817.3032 | 817.3032 | 817.3032 | 958.7596 | 958.7596 | 958.7596 | 1084.4985 | 1084.4985 | 1084.4985 | 3266 | 1213.3663 | 0 | 0 | 0 | 0 | 0 | 0 | 1213.3663 |  | 3266 | 1213.3663 | 0 | 0 | 0 | 0 | 0 | 0 | 1213.3663 | 3266 | 1213.3663 | 0 | 0 | 0 | 0 | 0 | 0 | 1213.3663 | 3266 | 1277.2277 | 704.3391 | 0 | 0 | 0 | 0 | 0 | 1981.5668 | 3266 | 1277.2277 | 704.3391 | 0 | 0 | 0 | 0 | 0 | 1981.5668 | 3266 | 1277.2277 | 704.3391 | 0 | 0 | 0 | 0 | 0 | 1981.5668 | 3266 | 1298.5149 | 1408.6781 | 0 | 0 | 0 | 0 | 0 | 0 | 0 | 2707.193 | 3266 | 1298.5149 | 1408.6781 | 0 | 17 | 0 | 0 | 0 | 0 | 0 | 2724.193 | 3266 | 1298.5149 | 1408.6781 | 0 | 0 | 0 | 0 | 0 | 0 | 0 | 2707.193
3269 | 74.1528 | 74.1528 | 75.1677 | 35.66 | 35.66 | 35.7496 | 27.7603 | 27.7603 | 27.7603 | 3269 | 961.6639 | 961.6639 | 961.6639 | 1128.1057 | 1128.1057 | 1128.1057 | 1276.054 | 1276.054 | 1276.054 | 3267 | 1015.8416 | 0 | 30.5155 | 0 | 0 | 0 | 0 | 1046.357 |  | 3267 | 1015.8416 | 0 | 30.5155 | 0 | 0 | 0 | 0 | 1046.357 | 3267 | 1015.8416 | 0 | 30.5155 | 0 | 0 | 0 | 0 | 1046.357 | 3267 | 1069.3069 | 750.7568 | 32.9897 | 0 | 0 | 0 | 0 | 1853.0534 | 3267 | 1069.3069 | 750.7568 | 32.9897 | 0 | 0 | 0 | 0 | 1853.0534 | 3267 | 1069.3069 | 750.7568 | 32.9897 | 0 | 0 | 0 | 0 | 1853.0534 | 3267 | 1087.1287 | 1501.5136 | 41.2371 | 0 | 0 | 0 | 0 | 0 | 0 | 2629.8794 | 3267 | 1087.1287 | 1501.5136 | 41.2371 | 17 | 0 | 0 | 0 | 0 | 0 | 2646.8794 | 3267 | 1087.1287 | 1501.5136 | 41.2371 | 0 | 0 | 0 | 0 | 0 | 0 | 2629.8794
3270 | 74.1528 | 74.1528 | 75.1677 | 45.6853 | 45.7325 | 45.7201 | 25.7024 | 25.7024 | 25.7024 | 3270 | 1078.2628 | 1078.2628 | 1078.2628 | 1264.8853 | 1264.8853 | 1264.8853 | 1430.7719 | 1430.7719 | 1430.7719 | 3268 | 780.6931 | 0 | 91.5464 | 0 | 0 | 0 | 0 | 872.2395 |  | 3268 | 780.6931 | 0 | 91.5464 | 0 | 0 | 0 | 0 | 872.2395 | 3268 | 780.6931 | 0 | 91.5464 | 0 | 0 | 0 | 0 | 872.2395 | 3268 | 821.7822 | 798.1837 | 98.9691 | 0 | 0 | 0 | 0 | 1718.9349 | 3268 | 821.7822 | 798.1837 | 98.9691 | 0 | 0 | 0 | 0 | 1718.9349 | 3268 | 821.7822 | 798.1837 | 98.9691 | 0 | 0 | 0 | 0 | 1718.9349 | 3268 | 835.4785 | 1596.3673 | 123.7113 | 0 | 0 | 0 | 0 | 0 | 0 | 2555.5572 | 3268 | 835.4785 | 1596.3673 | 123.7113 | 17 | 0 | 0 | 0 | 0 | 0 | 2572.5572 | 3268 | 835.4785 | 1596.3673 | 123.7113 | 0 | 0 | 0 | 0 | 0 | 0 | 2555.5572
3271 | 60.9237 | 60.9237 | 60.9237 | 42.0347 | 42.0926 | 42.0802 | 24.1017 | 24.1017 | 24.1017 | 3271 | 1116.0187 | 1116.0187 | 1116.0187 | 1309.1758 | 1309.1758 | 1309.1758 | 1480.871 | 1480.871 | 1480.871 | 3269 | 479.703 | 0 | 213.6082 | 0 | 0 | 0 | 23.4928 | 716.804 |  | 3269 | 479.703 | 0 | 213.6082 | 0 | 0 | 0 | 150 | 843.3112 | 3269 | 479.703 | 0 | 213.6082 | 0 | 0 | 0 | 150 | 843.3112 | 3269 | 504.9505 | 746.7205 | 230.9278 | 0 | 0 | 0 | 0 | 1482.5988 | 3269 | 504.9505 | 746.7205 | 230.9278 | 0 | 0 | 0 | 0 | 1482.5988 | 3269 | 504.9505 | 746.7205 | 230.9278 | 0 | 0 | 0 | 0 | 1482.5988 | 3269 | 513.3663 | 1493.441 | 288.6598 | 0 | 0 | 0 | 0 | 0 | 0 | 2295.4671 | 3269 | 513.3663 | 1493.441 | 288.6598 | 17 | 0 | 0 | 0 | 0 | 0 | 2312.4671 | 3269 | 513.3663 | 1493.441 | 288.6598 | 0 | 0 | 0 | 0 | 0 | 0 | 2295.4671
3272 | 54.5317 | 54.5317 | 54.5317 | 33.8141 | 33.836 | 34.4815 | 22.3899 | 22.3899 | 22.3899 | 3272 | 1110.4664 | 1110.4664 | 1110.4664 | 1302.6625 | 1302.6625 | 1302.6625 | 1473.5035 | 1473.5035 | 1473.5035 | 3270 | 291.5842 | 0 | 381.4433 | 0 | 0 | 0 | 150 | 823.0275 |  | 3270 | 291.5842 | 0 | 381.4433 | 0 | 0 | 0 | 150 | 823.0275 | 3270 | 291.5842 | 0 | 381.4433 | 0 | 0 | 0 | 150 | 823.0275 | 3270 | 306.9307 | 650.8577 | 412.3711 | 0 | 0 | 0 | 0 | 1370.1595 | 3270 | 306.9307 | 650.8577 | 412.3711 | 0 | 0 | 0 | 0 | 1370.1595 | 3270 | 306.9307 | 650.8577 | 412.3711 | 0 | 0 | 0 | 0 | 1370.1595 | 3270 | 312.0462 | 1301.7154 | 515.4639 | 0 | 0 | 0 | 0 | 0 | 0 | 2129.2256 | 3270 | 312.0462 | 1301.7154 | 515.4639 | 17 | 0 | 0 | 0 | 0 | 0 | 2146.2256 | 3270 | 312.0462 | 1301.7154 | 515.4639 | 0 | 0 | 0 | 0 | 0 | 0 | 2129.2256
3273 | 39.8133 | 40.8867 | 36.7448 | 31.0073 | 31.0073 | 31.0073 | 20.7978 | 21.217 | 21.217 | 3273 | 1117.1292 | 1117.1292 | 1493.8003 | 1310.4784 | 1310.4784 | 1310.4784 | 1482.3445 | 1482.3445 | 1482.3445 | 3271 | 244.5545 | 0 | 544.1924 | 0 | 0 | 0 | 0 | 788.7469 |  | 3271 | 244.5545 | 0 | 544.1924 | 0 | 0 | 0 | 0 | 788.7469 | 3271 | 244.5545 | 0 | 544.1924 | 0 | 0 | 0 | 0 | 788.7469 | 3271 | 257.4257 | 588.2947 | 588.3162 | 0 | 0 | 0 | 0 | 1434.0365 | 3271 | 257.4257 | 588.2947 | 588.3162 | 0 | 0 | 0 | 0 | 1434.0365 | 3271 | 257.4257 | 588.2947 | 588.3162 | 0 | 0 | 0 | 0 | 1434.0365 | 3271 | 261.7162 | 1176.5893 | 735.3952 | 0 | 0 | 0 | 0 | 0 | 0 | 2173.7007 | 3271 | 261.7162 | 1176.5893 | 735.3952 | 17 | 0 | 0 | 0 | 0 | 0 | 2190.7007 | 3271 | 261.7162 | 1176.5893 | 735.3952 | 0 | 0 | 0 | 0 | 0 | 0 | 2173.7007
3274 | 39.8133 | 42.2606 | 36.7448 | 31.0073 | 31.0073 | 31.0073 | 18.2599 | 18.4454 | 17.7619 | 3274 | 1101.5826 | 1101.5826 | 1279.7999 | 1292.2412 | 1292.2412 | 1292.2412 | 1986.8296 | 1986.8296 | 1986.8296 | 3272 | 291.5842 | 0 | 656.0825 | 0 | 0 | 0 | 0 | 947.6666 |  | 3272 | 291.5842 | 0 | 656.0825 | 0 | 0 | 0 | 0 | 947.6666 | 3272 | 291.5842 | 0 | 656.0825 | 0 | 0 | 0 | 0 | 947.6666 | 3272 | 306.9307 | 573.1584 | 709.2784 | 0 | 0 | 0 | 0 | 1589.3675 | 3272 | 306.9307 | 573.1584 | 709.2784 | 0 | 0 | 0 | 0 | 1589.3675 | 3272 | 306.9307 | 573.1584 | 709.2784 | 0 | 0 | 0 | 0 | 1589.3675 | 3272 | 312.0462 | 1146.3169 | 886.5979 | 0 | 0 | 0 | 0 | 0 | 0 | 2344.961 | 3272 | 312.0462 | 1146.3169 | 886.5979 | 17 | 0 | 0 | 0 | 0 | 0 | 2361.961 | 3272 | 312.0462 | 1146.3169 | 886.5979 | 0 | 0 | 0 | 0 | 0 | 0 | 2344.961
3275 | 59.6248 | 59.6248 | 59.6248 | 36.2688 | 36.2688 | 36.2688 | 18.6145 | 21.6761 | 21.6761 | 3275 | 1130.4548 | 1130.4548 | 1130.4548 | 1326.1104 | 1326.1104 | 1326.1104 | 1532.6433 | 1500.0265 | 1500.0265 | 3273 | 470.297 | 0 | 630.6529 | 0 | 0 | 0 | 0 | 1100.95 |  | 3273 | 470.297 | 0 | 630.6529 | 0 | 0 | 0 | 0 | 1100.95 | 3273 | 470.297 | 0 | 630.6529 | 0 | 0 | 0 | 0 | 1100.95 | 3273 | 495.0495 | 536.8315 | 681.7869 | 0 | 0 | 0 | 0 | 1713.6679 | 3273 | 495.0495 | 536.8315 | 681.7869 | 0 | 0 | 0 | 0 | 1713.6679 | 3273 | 495.0495 | 536.8315 | 681.7869 | 0 | 0 | 0 | 0 | 1713.6679 | 3273 | 503.3003 | 1073.663 | 852.2337 | 0 | 0 | 0 | 0 | 0 | 0 | 2429.197 | 3273 | 503.3003 | 1073.663 | 852.2337 | 17 | 0 | 0 | 0 | 0 | 0 | 2446.197 | 3273 | 503.3003 | 1073.663 | 852.2337 | 0 | 0 | 0 | 0 | 0 | 0 | 2429.197
3276 | 67.5055 | 67.5055 | 67.5055 | 38.2588 | 38.2588 | 38.2588 | 22.3877 | 22.3877 | 22.3877 | 3276 | 1126.0129 | 1126.0129 | 1126.0129 | 1320.8997 | 1320.8997 | 1320.8997 | 1494.1325 | 1494.1325 | 1494.1325 | 3274 | 460.8911 | 0 | 574.7079 | 0 | 0 | 0 | 0 | 1035.599 |  | 3274 | 460.8911 | 0 | 574.7079 | 0 | 0 | 0 | 0 | 1035.599 | 3274 | 460.8911 | 0 | 574.7079 | 0 | 0 | 0 | 0 | 1035.599 | 3274 | 485.1485 | 453.0777 | 621.3058 | 0 | 0 | 0 | 0 | 1559.5321 | 3274 | 485.1485 | 453.0777 | 621.3058 | 0 | 0 | 0 | 0 | 1559.5321 | 3274 | 485.1485 | 453.0777 | 621.3058 | 0 | 0 | 0 | 0 | 1559.5321 | 3274 | 493.2343 | 906.1554 | 776.6323 | 0 | 0 | 0 | 0 | 0 | 0 | 2176.022 | 3274 | 493.2343 | 906.1554 | 776.6323 | 17 | 0 | 0 | 0 | 0 | 0 | 2193.022 | 3274 | 493.2343 | 906.1554 | 776.6323 | 0 | 0 | 0 | 0 | 0 | 0 | 2176.022
3277 | 79.1694 | 79.1694 | 79.1694 | 77.8134 | 77.0451 | 77.0298 | 22.3877 | 22.3899 | 22.3899 | 3277 | 1137.1176 | 1137.1176 | 1137.1176 | 1333.9264 | 1333.9264 | 1333.9264 | 1508.8675 | 1508.8675 | 1508.8675 | 3275 | 507.9208 | 0 | 554.3643 | 0 | 0 | 0 | 0 | 1062.2851 |  | 3275 | 507.9208 | 0 | 554.3643 | 0 | 0 | 0 | 0 | 1062.2851 | 3275 | 507.9208 | 0 | 554.3643 | 0 | 0 | 0 | 0 | 1062.2851 | 3275 | 534.6535 | 361.2513 | 599.3127 | 0 | 0 | 0 | 0 | 1495.2174 | 3275 | 534.6535 | 361.2513 | 599.3127 | 0 | 0 | 0 | 0 | 1495.2174 | 3275 | 534.6535 | 361.2513 | 599.3127 | 0 | 0 | 0 | 0 | 1495.2174 | 3275 | 543.5644 | 722.5025 | 749.1409 | 0 | 0 | 0 | 0 | 0 | 0 | 2015.2078 | 3275 | 543.5644 | 722.5025 | 749.1409 | 17 | 0 | 0 | 0 | 0 | 0 | 2032.2078 | 3275 | 543.5644 | 722.5025 | 749.1409 | 0 | 0 | 0 | 0 | 0 | 0 | 2015.2078
3278 | 84.1725 | 84.1725 | 84.1725 | 82.3444 | 77.0451 | 77.0298 | 68.5873 | 66.8538 | 66.8538 | 3278 | 1123.792 | 1123.792 | 1123.792 | 1318.2944 | 1318.2944 | 1318.2944 | 1491.1855 | 1491.1855 | 1491.1855 | 3276 | 507.9208 | 0 | 376.3574 | 0 | 0 | 0 | 0 | 884.2782 |  | 3276 | 507.9208 | 0 | 376.3574 | 0 | 0 | 0 | 0 | 884.2782 | 3276 | 507.9208 | 0 | 376.3574 | 0 | 0 | 0 | 0 | 884.2782 | 3276 | 534.6535 | 298.6882 | 406.8729 | 0 | 0 | 0 | 0 | 1240.2145 | 3276 | 534.6535 | 298.6882 | 406.8729 | 0 | 0 | 0 | 0 | 1240.2145 | 3276 | 534.6535 | 298.6882 | 406.8729 | 0 | 0 | 0 | 0 | 1240.2145 | 3276 | 543.5644 | 597.3764 | 508.5911 | 0 | 0 | 0 | 0 | 0 | 0 | 1649.5318 | 3276 | 543.5644 | 597.3764 | 508.5911 | 17 | 0 | 0 | 0 | 0 | 0 | 1666.5318 | 3276 | 543.5644 | 597.3764 | 508.5911 | 0 | 0 | 0 | 0 | 0 | 0 | 1649.5318
3279 | 84.1725 | 84.1725 | 84.1725 | 82.3444 | 77.0451 | 77.0298 | 68.5873 | 66.8538 | 66.8538 | 3279 | 1107.135 | 1107.135 | 1107.135 | 1298.7545 | 1298.7545 | 1298.7545 | 1469.0829 | 1469.0829 | 1469.0829 | 3277 | 413.8614 | 0 | 279.7251 | 0 | 0 | 0 | 150 | 843.5865 |  | 3277 | 413.8614 | 0 | 279.7251 | 0 | 0 | 0 | 150 | 843.5865 | 3277 | 413.8614 | 0 | 279.7251 | 0 | 0 | 0 | 150 | 843.5865 | 3277 | 435.6436 | 266.3976 | 302.4055 | 0 | 0 | 0 | 0 | 1004.4466 | 3277 | 435.6436 | 266.3976 | 302.4055 | 0 | 0 | 0 | 0 | 1004.4466 | 3277 | 435.6436 | 266.3976 | 302.4055 | 0 | 0 | 0 | 0 | 1004.4466 | 3277 | 442.9043 | 532.7952 | 378.0069 | 0 | 0 | 0 | 0 | 0 | 0 | 1353.7063 | 3277 | 442.9043 | 532.7952 | 378.0069 | 17 | 0 | 0 | 0 | 0 | 0 | 1370.7063 | 3277 | 442.9043 | 532.7952 | 378.0069 | 0 | 0 | 0 | 0 | 0 | 0 | 1353.7063
3280 | 85.9248 | 84.9697 | 85.0878 | 90.3692 | 77.0451 | 77.0298 | 90.7143 | 66.8538 | 66.8538 | 3280 | 1092.6989 | 1092.6989 | 1092.6989 | 1281.8199 | 1281.8199 | 1281.8199 | 1449.9274 | 1449.9274 | 1449.9274 | 3278 | 329.2079 | 0 | 203.4364 | 0 | 0 | 0 | 150 | 682.6443 |  | 3278 | 329.2079 | 0 | 203.4364 | 0 | 0 | 0 | 150 | 682.6443 | 3278 | 329.2079 | 0 | 203.4364 | 0 | 0 | 0 | 150 | 682.6443 | 3278 | 346.5347 | 221.998 | 219.9313 | 0 | 0 | 0 | 0 | 788.4639 | 3278 | 346.5347 | 221.998 | 219.9313 | 0 | 0 | 0 | 0 | 788.4639 | 3278 | 346.5347 | 221.998 | 219.9313 | 0 | 0 | 0 | 0 | 788.4639 | 3278 | 352.3102 | 443.996 | 274.9141 | 0 | 0 | 0 | 0 | 0 | 0 | 1071.2203 | 3278 | 352.3102 | 443.996 | 274.9141 | 17 | 0 | 0 | 0 | 0 | 0 | 1088.2203 | 3278 | 352.3102 | 443.996 | 274.9141 | 0 | 0 | 0 | 0 | 0 | 0 | 1071.2203
3281 | 87.242 | 84.9697 | 87.1912 | 90.3692 | 77.0451 | 77.0298 | 93.2948 | 90.7143 | 90.7143 | 3281 | 1061.6059 | 1061.6059 | 1061.6059 | 1245.3453 | 1245.3453 | 1245.3453 | 1408.6693 | 1408.6693 | 1408.6693 | 3279 | 291.5842 | 0 | 183.0928 | 0 | 0 | 0 | 150 | 624.6769 |  | 3279 | 291.5842 | 0 | 183.0928 | 0 | 0 | 0 | 150 | 624.6769 | 3279 | 291.5842 | 0 | 183.0928 | 0 | 0 | 0 | 150 | 624.6769 | 3279 | 306.9307 | 182.6438 | 197.9381 | 0 | 0 | 0 | 0 | 687.5126 | 3279 | 306.9307 | 182.6438 | 197.9381 | 0 | 0 | 0 | 0 | 687.5126 | 3279 | 306.9307 | 182.6438 | 197.9381 | 0 | 0 | 0 | 0 | 687.5126 | 3279 | 312.0462 | 365.2876 | 247.4227 | 0 | 0 | 0 | 0 | 0 | 0 | 924.7565 | 3279 | 312.0462 | 365.2876 | 247.4227 | 17 | 0 | 0 | 0 | 0 | 0 | 941.7565 | 3279 | 312.0462 | 365.2876 | 247.4227 | 0 | 0 | 0 | 0 | 0 | 0 | 924.7565
3282 | 92.0772 | 84.9697 | 92.0772 | 90.3692 | 90.0712 | 90.2707 | 94.764 | 94.5665 | 94.6042 | 3282 | 1033.8442 | 1033.8442 | 1033.8442 | 1212.7788 | 1212.7788 | 1212.7788 | 1371.8317 | 1371.8317 | 1371.8317 | 3280 | 122.2772 | 0 | 127.1478 | 0 | 0 | 0 | 150 | 399.425 |  | 3280 | 122.2772 | 0 | 127.1478 | 0 | 0 | 0 | 150 | 399.425 | 3280 | 122.2772 | 0 | 127.1478 | 0 | 0 | 0 | 150 | 399.425 | 3280 | 128.7129 | 152.3713 | 137.457 | 0 | 0 | 0 | 0 | 418.5413 | 3280 | 128.7129 | 152.3713 | 137.457 | 0 | 0 | 0 | 0 | 418.5413 | 3280 | 128.7129 | 152.3713 | 137.457 | 0 | 0 | 0 | 0 | 418.5413 | 3280 | 130.8581 | 304.7427 | 171.8213 | 126.7064 | 0 | 0 | 0 | 0 | 0 | 734.1284 | 3280 | 130.8581 | 304.7427 | 171.8213 | 17 | 0 | 0 | 0 | 0 | 0 | 624.4221 | 3280 | 130.8581 | 304.7427 | 171.8213 | 0 | 0 | 0 | 0 | 0 | 0 | 607.4221
3283 | 92.0772 | 84.9697 | 92.0772 | 90.3692 | 90.0712 | 90.2712 | 94.764 | 94.5665 | 94.8808 | 3283 | 996.0883 | 996.0883 | 996.0883 | 1168.4882 | 1168.4882 | 1168.4882 | 1321.7326 | 1321.7326 | 1321.7326 | 3281 | 94.0594 | 0 | 91.5464 | 0 | 0 | 0 | 150 | 335.6058 |  | 3281 | 94.0594 | 0 | 91.5464 | 0 | 0 | 0 | 150 | 335.6058 | 3281 | 94.0594 | 0 | 91.5464 | 0 | 0 | 0 | 150 | 335.6058 | 3281 | 99.0099 | 116.0444 | 98.9691 | 0 | 0 | 0 | 0 | 314.0234 | 3281 | 99.0099 | 116.0444 | 98.9691 | 0 | 0 | 0 | 0 | 314.0234 | 3281 | 99.0099 | 116.0444 | 98.9691 | 0 | 0 | 0 | 0 | 314.0234 | 3281 | 100.6601 | 232.0888 | 123.7113 | 150 | 0 | 0 | 0 | 0 | 0 | 606.4602 | 3281 | 100.6601 | 232.0888 | 123.7113 | 59.6678 | 0 | 0 | 0 | 0 | 0 | 516.128 | 3281 | 100.6601 | 232.0888 | 123.7113 | 59.6678 | 0 | 0 | 0 | 0 | 0 | 516.128
3284 | 92.0772 | 84.9697 | 92.0772 | 90.3692 | 90.0712 | 90.2707 | 94.764 | 94.5665 | 94.6042 | 3284 | 978.3209 | 978.3209 | 978.3209 | 1147.6456 | 1147.6456 | 1147.6456 | 1298.1565 | 1298.1565 | 1298.1565 | 3282 | 0 | 0 | 45.7732 | 150 | 0 | 0 | 150 | 345.7732 |  | 3282 | 0 | 0 | 45.7732 | 0 | 0 | 0 | 150 | 195.7732 | 3282 | 0 | 0 | 45.7732 | 150 | 0 | 0 | 150 | 345.7732 | 3282 | 0 | 68.6176 | 49.4845 | 0 | 0 | 0 | 0 | 118.1021 | 3282 | 0 | 68.6176 | 49.4845 | 0 | 0 | 0 | 0 | 118.1021 | 3282 | 0 | 68.6176 | 49.4845 | 0 | 0 | 0 | 0 | 118.1021 | 3282 | 0 | 137.2351 | 61.8557 | 150 | 0 | 0 | 0 | 0 | 0 | 349.0908 | 3282 | 0 | 137.2351 | 61.8557 | 66 | 0 | 0 | 0 | 0 | 0 | 265.0908 | 3282 | 0 | 137.2351 | 61.8557 | 150 | 0 | 0 | 0 | 0 | 0 | 349.0908
3285 | 92.0772 | 84.9697 | 92.0772 | 88.4378 | 88.4243 | 88.4243 | 92.9778 | 92.9501 | 92.9501 | 3285 | 896.1464 | 896.1464 | 896.1464 | 1051.2486 | 1051.2486 | 1051.2486 | 1189.1173 | 1189.1173 | 1189.1173 | 3283 | 28.2178 | 0 | 10.1718 | 150 | 0 | 0 | 150 | 338.3896 |  | 3283 | 28.2178 | 0 | 10.1718 | 0 | 0 | 0 | 150 | 188.3896 | 3283 | 28.2178 | 0 | 10.1718 | 150 | 0 | 0 | 150 | 338.3896 | 3283 | 29.703 | 37.336 | 10.9966 | 0 | 0 | 0 | 0 | 78.0356 | 3283 | 29.703 | 37.336 | 10.9966 | 0 | 0 | 0 | 0 | 78.0356 | 3283 | 29.703 | 37.336 | 10.9966 | 0 | 0 | 0 | 0 | 78.0356 | 3283 | 30.198 | 74.672 | 13.7457 | 150 | 0 | 0 | 0 | 0 | 0 | 268.6158 | 3283 | 30.198 | 74.672 | 13.7457 | 66 | 0 | 0 | 0 | 0 | 0 | 184.6158 | 3283 | 30.198 | 74.672 | 13.7457 | 150 | 0 | 0 | 0 | 0 | 0 | 268.6158
3286 | 87.1946 | 84.9697 | 86.7998 | 86.2904 | 86.2545 | 86.2545 | 90.8529 | 90.6147 | 90.6147 | 3286 | 825.0765 | 825.0765 | 825.0765 | 967.8782 | 967.8782 | 967.8782 | 1094.8131 | 1094.8131 | 1094.8131 | 3284 | 37.6238 | 0 | 0 | 150 | 0 | 0 | 150 | 337.6238 |  | 3284 | 37.6238 | 0 | 0 | 0 | 0 | 0 | 150 | 187.6238 | 3284 | 37.6238 | 0 | 0 | 150 | 0 | 0 | 150 | 337.6238 | 3284 | 39.604 | 28.2543 | 0 | 0 | 0 | 0 | 0 | 67.8582 | 3284 | 39.604 | 28.2543 | 0 | 0 | 0 | 0 | 0 | 67.8582 | 3284 | 39.604 | 28.2543 | 0 | 0 | 0 | 0 | 0 | 67.8582 | 3284 | 40.264 | 56.5086 | 0 | 150 | 0 | 0 | 0 | 0 | 0 | 246.7726 | 3284 | 40.264 | 56.5086 | 0 | 66 | 0 | 0 | 0 | 0 | 0 | 162.7726 | 3284 | 40.264 | 56.5086 | 0 | 150 | 0 | 0 | 0 | 0 | 0 | 246.7726
3287 | 85.9248 | 84.9697 | 85.0878 | 82.4458 | 77.0451 | 77.0298 | 88.159 | 66.8538 | 66.8538 | 3287 | 789.5416 | 789.5416 | 789.5416 | 926.193 | 926.193 | 926.193 | 1047.661 | 1047.661 | 1047.661 | 3285 | 47.0297 | 0 | 0 | 150 | 0 | 0 | 150 | 347.0297 |  | 3285 | 47.0297 | 0 | 0 | 0 | 0 | 0 | 150 | 197.0297 | 3285 | 47.0297 | 0 | 0 | 150 | 0 | 0 | 150 | 347.0297 | 3285 | 49.505 | 29.2634 | 0 | 0 | 0 | 0 | 0 | 78.7683 | 3285 | 49.505 | 29.2634 | 0 | 0 | 0 | 0 | 0 | 78.7683 | 3285 | 49.505 | 29.2634 | 0 | 0 | 0 | 0 | 0 | 78.7683 | 3285 | 50.33 | 58.5267 | 0 | 150 | 0 | 0 | 0 | 0 | 0 | 258.8568 | 3285 | 50.33 | 58.5267 | 0 | 66 | 0 | 0 | 0 | 0 | 0 | 174.8568 | 3285 | 50.33 | 58.5267 | 0 | 150 | 0 | 0 | 0 | 0 | 0 | 258.8568
3288 | 85.9248 | 84.9697 | 85.0878 | 78.1686 | 77.0451 | 77.0298 | 88.159 | 66.8538 | 66.8538 | 3288 | 762.8904 | 762.8904 | 762.8904 | 894.9291 | 894.9291 | 894.9291 | 1012.2969 | 1012.2969 | 1012.2969 | 3286 | 0 | 0 | 0 | 0 | 0 | 0 | 150 | 150 |  | 3286 | 0 | 0 | 0 | 0 | 0 | 0 | 150 | 150 | 3286 | 0 | 0 | 0 | 0 | 0 | 0 | 150 | 150 | 3286 | 0 | 35.3179 | 0 | 0 | 0 | 0 | 0 | 35.3179 | 3286 | 0 | 35.3179 | 0 | 0 | 0 | 0 | 0 | 35.3179 | 3286 | 0 | 35.3179 | 0 | 0 | 0 | 0 | 0 | 35.3179 | 3286 | 0 | 70.6357 | 0 | 150 | 0 | 0 | 0 | 0 | 0 | 220.6357 | 3286 | 0 | 70.6357 | 0 | 66 | 0 | 0 | 0 | 0 | 0 | 136.6357 | 3286 | 0 | 70.6357 | 0 | 0 | 0 | 0 | 0 | 0 | 0 | 70.6357
3289 | 84.9697 | 84.9697 | 84.9697 | 64.9734 | 64.7129 | 64.7129 | 82.5795 | 66.8538 | 66.8538 | 3289 | 758.4485 | 758.4485 | 758.4485 | 889.7185 | 889.7185 | 889.7185 | 1006.4029 | 1006.4029 | 1006.4029 | 3287 | 37.6238 | 0 | 0 | 0 | 0 | 0 | 150 | 187.6238 |  | 3287 | 37.6238 | 0 | 0 | 0 | 0 | 0 | 150 | 187.6238 | 3287 | 37.6238 | 0 | 0 | 0 | 0 | 0 | 150 | 187.6238 | 3287 | 39.604 | 32.2906 | 0 | 0 | 0 | 0 | 0 | 71.8946 | 3287 | 39.604 | 32.2906 | 0 | 0 | 0 | 0 | 0 | 71.8946 | 3287 | 39.604 | 32.2906 | 0 | 0 | 0 | 0 | 0 | 71.8946 | 3287 | 40.264 | 64.5812 | 0 | 0 | 0 | 0 | 0 | 0 | 0 | 104.8453 | 3287 | 40.264 | 64.5812 | 0 | 17 | 0 | 0 | 0 | 0 | 0 | 121.8453 | 3287 | 40.264 | 64.5812 | 0 | 0 | 0 | 0 | 0 | 0 | 0 | 104.8453
3290 | 84.9327 | 84.9327 | 84.9327 | 64.9734 | 64.7129 | 64.7129 | 85.258 | 66.8538 | 66.8538 | 3290 | 744.0125 | 744.0125 | 744.0125 | 872.7839 | 872.7839 | 872.7839 | 987.2473 | 987.2473 | 987.2473 | 3288 | 0 | 0 | 0 | 0 | 0 | 0 | 150 | 150 |  | 3288 | 0 | 0 | 0 | 0 | 0 | 0 | 150 | 150 | 3288 | 0 | 0 | 0 | 0 | 0 | 0 | 150 | 150 | 3288 | 0 | 26.2361 | 0 | 0 | 0 | 0 | 0 | 26.2361 | 3288 | 0 | 26.2361 | 0 | 0 | 0 | 0 | 0 | 26.2361 | 3288 | 0 | 26.2361 | 0 | 0 | 0 | 0 | 0 | 26.2361 | 3288 | 0 | 52.4723 | 0 | 0 | 0 | 0 | 0 | 0 | 0 | 52.4723 | 3288 | 0 | 52.4723 | 0 | 17 | 0 | 0 | 0 | 0 | 0 | 69.4723 | 3288 | 0 | 52.4723 | 0 | 0 | 0 | 0 | 0 | 0 | 0 | 52.4723
3291 | 84.2244 | 84.2244 | 84.2244 | 65.6008 | 64.9986 | 64.9986 | 88.159 | 66.8538 | 66.8538 | 3291 | 762.8904 | 762.8904 | 762.8904 | 894.9291 | 894.9291 | 894.9291 | 1012.2969 | 1012.2969 | 1012.2969 | 3289 | 9.4059 | 0 | 0 | 0 | 0 | 0 | 150 | 159.4059 |  | 3289 | 9.4059 | 0 | 0 | 0 | 0 | 0 | 150 | 159.4059 | 3289 | 9.4059 | 0 | 0 | 0 | 0 | 0 | 150 | 159.4059 | 3289 | 9.901 | 38.3451 | 0 | 0 | 0 | 0 | 0 | 48.2461 | 3289 | 9.901 | 38.3451 | 0 | 0 | 0 | 0 | 0 | 48.2461 | 3289 | 9.901 | 38.3451 | 0 | 0 | 0 | 0 | 0 | 48.2461 | 3289 | 10.066 | 76.6902 | 0 | 0 | 0 | 0 | 0 | 0 | 0 | 86.7562 | 3289 | 10.066 | 76.6902 | 0 | 17 | 0 | 0 | 0 | 0 | 0 | 103.7562 | 3289 | 10.066 | 76.6902 | 0 | 0 | 0 | 0 | 0 | 0 | 0 | 86.7562
3292 | 83.6259 | 83.6259 | 83.6259 | 82.3444 | 77.0451 | 77.0298 | 88.159 | 66.8538 | 66.8538 | 3292 | 873.937 | 873.937 | 873.937 | 1025.1954 | 1025.1954 | 1025.1954 | 1159.6472 | 1159.6472 | 1159.6472 | 3290 | 56.4356 | 0 | 0 | 0 | 0 | 0 | 150 | 206.4356 |  | 3290 | 56.4356 | 0 | 0 | 0 | 0 | 0 | 150 | 206.4356 | 3290 | 56.4356 | 0 | 0 | 0 | 0 | 0 | 150 | 206.4356 | 3290 | 59.4059 | 55.4995 | 0 | 0 | 0 | 0 | 0 | 114.9054 | 3290 | 59.4059 | 55.4995 | 0 | 0 | 0 | 0 | 0 | 114.9054 | 3290 | 59.4059 | 55.4995 | 0 | 0 | 0 | 0 | 0 | 114.9054 | 3290 | 60.396 | 110.999 | 0 | 0 | 0 | 0 | 0 | 0 | 0 | 171.395 | 3290 | 60.396 | 110.999 | 0 | 17 | 0 | 0 | 0 | 0 | 0 | 188.395 | 3290 | 60.396 | 110.999 | 0 | 0 | 0 | 0 | 0 | 0 | 0 | 171.395
3293 | 84.9327 | 84.9327 | 84.9327 | 82.3444 | 77.0451 | 77.0298 | 88.159 | 66.8538 | 66.8538 | 3293 | 1020.5186 | 1020.5186 | 1020.5186 | 1197.1468 | 1197.1468 | 1197.1468 | 1354.1497 | 1354.1497 | 1354.1497 | 3291 | 18.8119 | 0 | 10.1718 | 0 | 0 | 0 | 150 | 178.9837 |  | 3291 | 18.8119 | 0 | 10.1718 | 0 | 0 | 0 | 150 | 178.9837 | 3291 | 18.8119 | 0 | 10.1718 | 0 | 0 | 0 | 150 | 178.9837 | 3291 | 19.802 | 58.5267 | 10.9966 | 0 | 0 | 0 | 0 | 89.3253 | 3291 | 19.802 | 58.5267 | 10.9966 | 0 | 0 | 0 | 0 | 89.3253 | 3291 | 19.802 | 58.5267 | 10.9966 | 0 | 0 | 0 | 0 | 89.3253 | 3291 | 20.132 | 117.0535 | 13.7457 | 0 | 0 | 0 | 0 | 0 | 0 | 150.9312 | 3291 | 20.132 | 117.0535 | 13.7457 | 17 | 0 | 0 | 0 | 0 | 0 | 167.9312 | 3291 | 20.132 | 117.0535 | 13.7457 | 0 | 0 | 0 | 0 | 0 | 0 | 150.9312
3294 | 85.9248 | 84.9697 | 85.0878 | 82.3444 | 77.0451 | 77.0298 | 88.7875 | 66.8538 | 66.8538 | 3294 | 1139.3385 | 1139.3385 | 1139.3385 | 1336.5317 | 1336.5317 | 1336.5317 | 1511.8145 | 1511.8145 | 1511.8145 | 3292 | 65.8416 | 0 | 45.7732 | 0 | 0 | 0 | 150 | 261.6148 |  | 3292 | 65.8416 | 0 | 45.7732 | 0 | 0 | 0 | 150 | 261.6148 | 3292 | 65.8416 | 0 | 45.7732 | 0 | 0 | 0 | 150 | 261.6148 | 3292 | 69.3069 | 65.5903 | 49.4845 | 0 | 0 | 0 | 0 | 184.3818 | 3292 | 69.3069 | 65.5903 | 49.4845 | 0 | 0 | 0 | 0 | 184.3818 | 3292 | 69.3069 | 65.5903 | 49.4845 | 0 | 0 | 0 | 0 | 184.3818 | 3292 | 70.462 | 131.1806 | 61.8557 | 0 | 0 | 0 | 0 | 0 | 0 | 263.4983 | 3292 | 70.462 | 131.1806 | 61.8557 | 17 | 0 | 0 | 0 | 0 | 0 | 280.4983 | 3292 | 70.462 | 131.1806 | 61.8557 | 0 | 0 | 0 | 0 | 0 | 0 | 263.4983
3295 | 85.9248 | 84.9697 | 85.0878 | 70.9593 | 70.9593 | 70.9593 | 39.255 | 39.255 | 39.255 | 3295 | 1182.6467 | 1182.6467 | 1182.6467 | 1387.3355 | 1387.3355 | 1387.3355 | 1569.2812 | 1569.2812 | 1569.2812 | 3293 | 122.2772 | 0 | 127.1478 | 0 | 0 | 0 | 150 | 399.425 |  | 3293 | 122.2772 | 0 | 127.1478 | 0 | 0 | 0 | 150 | 399.425 | 3293 | 122.2772 | 0 | 127.1478 | 0 | 0 | 0 | 150 | 399.425 | 3293 | 128.7129 | 61.554 | 137.457 | 0 | 0 | 0 | 0 | 327.7239 | 3293 | 128.7129 | 61.554 | 137.457 | 0 | 0 | 0 | 0 | 327.7239 | 3293 | 128.7129 | 61.554 | 137.457 | 0 | 0 | 0 | 0 | 327.7239 | 3293 | 130.8581 | 123.108 | 171.8213 | 0 | 0 | 0 | 0 | 0 | 0 | 425.7874 | 3293 | 130.8581 | 123.108 | 171.8213 | 17 | 0 | 0 | 0 | 0 | 0 | 442.7874 | 3293 | 130.8581 | 123.108 | 171.8213 | 0 | 0 | 0 | 0 | 0 | 0 | 425.7874
3296 | 84.2244 | 84.2244 | 84.2244 | 38.2588 | 38.2588 | 38.2588 | 33.1371 | 33.1371 | 33.1371 | 3296 | 1200.4141 | 1200.4141 | 1200.4141 | 1408.1781 | 1408.1781 | 1408.1781 | 1592.8572 | 1592.8572 | 1592.8572 | 3294 | 47.0297 | 0 | 188.1787 | 0 | 0 | 0 | 150 | 385.2084 |  | 3294 | 47.0297 | 0 | 188.1787 | 0 | 0 | 0 | 150 | 385.2084 | 3294 | 47.0297 | 0 | 188.1787 | 0 | 0 | 0 | 150 | 385.2084 | 3294 | 49.505 | 61.554 | 203.4364 | 0 | 0 | 0 | 0 | 314.4954 | 3294 | 49.505 | 61.554 | 203.4364 | 0 | 0 | 0 | 0 | 314.4954 | 3294 | 49.505 | 61.554 | 203.4364 | 0 | 0 | 0 | 0 | 314.4954 | 3294 | 50.33 | 123.108 | 254.2955 | 0 | 0 | 0 | 0 | 0 | 0 | 427.7335 | 3294 | 50.33 | 123.108 | 254.2955 | 17 | 0 | 0 | 0 | 0 | 0 | 444.7335 | 3294 | 50.33 | 123.108 | 254.2955 | 0 | 0 | 0 | 0 | 0 | 0 | 427.7335
3297 | 82.4284 | 82.4284 | 82.4284 | 38.2588 | 38.2588 | 38.2588 | 33.1371 | 33.1371 | 33.1371 | 3297 | 1188.199 | 1188.199 | 1188.199 | 1393.8488 | 1393.8488 | 1393.8488 | 1576.6487 | 1576.6487 | 1576.6487 | 3295 | 37.6238 | 0 | 264.4674 | 0 | 0 | 0 | 150 | 452.0911 |  | 3295 | 37.6238 | 0 | 264.4674 | 0 | 0 | 0 | 150 | 452.0911 | 3295 | 37.6238 | 0 | 264.4674 | 0 | 0 | 0 | 150 | 452.0911 | 3295 | 39.604 | 82.7447 | 285.9107 | 0 | 0 | 0 | 0 | 408.2593 | 3295 | 39.604 | 82.7447 | 285.9107 | 0 | 0 | 0 | 0 | 408.2593 | 3295 | 39.604 | 82.7447 | 285.9107 | 0 | 0 | 0 | 0 | 408.2593 | 3295 | 40.264 | 165.4894 | 357.3883 | 0 | 0 | 0 | 0 | 0 | 0 | 563.1417 | 3295 | 40.264 | 165.4894 | 357.3883 | 17 | 0 | 0 | 0 | 0 | 0 | 580.1417 | 3295 | 40.264 | 165.4894 | 357.3883 | 0 | 0 | 0 | 0 | 0 | 0 | 563.1417
3298 | 79.9023 | 79.9023 | 79.9023 | 38.2588 | 38.2588 | 38.2588 | 30.6546 | 30.6546 | 30.6546 | 3298 | 1141.5594 | 1141.5594 | 1141.5594 | 1339.137 | 1339.137 | 1339.137 | 1514.7615 | 1514.7615 | 1514.7615 | 3296 | 28.2178 | 0 | 371.2715 | 0 | 0 | 0 | 150 | 549.4893 |  | 3296 | 28.2178 | 0 | 371.2715 | 0 | 0 | 0 | 150 | 549.4893 | 3296 | 28.2178 | 0 | 371.2715 | 0 | 0 | 0 | 150 | 549.4893 | 3296 | 29.703 | 101.9173 | 401.3746 | 0 | 0 | 0 | 0 | 532.9948 | 3296 | 29.703 | 101.9173 | 401.3746 | 0 | 0 | 0 | 0 | 532.9948 | 3296 | 29.703 | 101.9173 | 401.3746 | 0 | 0 | 0 | 0 | 532.9948 | 3296 | 30.198 | 203.8345 | 501.7182 | 0 | 0 | 0 | 0 | 0 | 0 | 735.7507 | 3296 | 30.198 | 203.8345 | 501.7182 | 17 | 0 | 0 | 0 | 0 | 0 | 752.7507 | 3296 | 30.198 | 203.8345 | 501.7182 | 0 | 0 | 0 | 0 | 0 | 0 | 735.7507
3299 | 72.1219 | 72.1219 | 72.1219 | 38.1037 | 38.1037 | 38.2588 | 23.2882 | 23.2882 | 23.2882 | 3299 | 1159.3269 | 1159.3269 | 1159.3269 | 1359.9796 | 1359.9796 | 1359.9796 | 1538.3376 | 1538.3376 | 1538.3376 | 3297 | 56.4356 | 0 | 447.5601 | 0 | 0 | 0 | 150 | 653.9958 |  | 3297 | 56.4356 | 0 | 447.5601 | 0 | 0 | 0 | 150 | 653.9958 | 3297 | 56.4356 | 0 | 447.5601 | 0 | 0 | 0 | 150 | 653.9958 | 3297 | 59.4059 | 116.0444 | 483.8488 | 0 | 0 | 0 | 0 | 659.2991 | 3297 | 59.4059 | 116.0444 | 483.8488 | 0 | 0 | 0 | 0 | 659.2991 | 3297 | 59.4059 | 116.0444 | 483.8488 | 0 | 0 | 0 | 0 | 659.2991 | 3297 | 60.396 | 232.0888 | 604.811 | 0 | 0 | 0 | 0 | 0 | 0 | 897.2958 | 3297 | 60.396 | 232.0888 | 604.811 | 17 | 0 | 0 | 0 | 0 | 0 | 914.2958 | 3297 | 60.396 | 232.0888 | 604.811 | 0 | 0 | 0 | 0 | 0 | 0 | 897.2958
3300 | 59.6248 | 59.6248 | 59.6248 | 36.2554 | 38.0227 | 38.2588 | 19.7789 | 20.0316 | 20.0316 | 3300 | 1174.8734 | 1174.8734 | 1174.8734 | 1378.2169 | 1378.2169 | 1378.2169 | 1558.9667 | 1558.9667 | 1558.9667 | 3298 | 65.8416 | 0 | 447.5601 | 0 | 0 | 0 | 150 | 663.4017 |  | 3298 | 65.8416 | 0 | 447.5601 | 0 | 0 | 0 | 150 | 663.4017 | 3298 | 65.8416 | 0 | 447.5601 | 0 | 0 | 0 | 150 | 663.4017 | 3298 | 69.3069 | 136.226 | 483.8488 | 0 | 0 | 0 | 0 | 689.3818 | 3298 | 69.3069 | 136.226 | 483.8488 | 0 | 0 | 0 | 0 | 689.3818 | 3298 | 69.3069 | 136.226 | 483.8488 | 0 | 0 | 0 | 0 | 689.3818 | 3298 | 70.462 | 272.4521 | 604.811 | 0 | 0 | 0 | 0 | 0 | 0 | 947.7251 | 3298 | 70.462 | 272.4521 | 604.811 | 17 | 0 | 0 | 0 | 0 | 0 | 964.7251 | 3298 | 70.462 | 272.4521 | 604.811 | 0 | 0 | 0 | 0 | 0 | 0 | 947.7251
3301 | 55.6349 | 55.6349 | 54.7624 | 36.2554 | 35.4006 | 33.8141 | 24.1017 | 24.1017 | 24.1017 | 3301 | 1173.763 | 1173.763 | 1173.763 | 1376.9142 | 1376.9142 | 1376.9142 | 1557.4932 | 1557.4932 | 1557.4932 | 3299 | 225.7426 | 0 | 335.6701 | 0 | 0 | 0 | 0 | 561.4127 |  | 3299 | 225.7426 | 0 | 335.6701 | 0 | 0 | 0 | 0 | 561.4127 | 3299 | 225.7426 | 0 | 335.6701 | 0 | 0 | 0 | 0 | 561.4127 | 3299 | 237.6238 | 188.6983 | 362.8866 | 0 | 0 | 0 | 0 | 789.2086 | 3299 | 237.6238 | 188.6983 | 362.8866 | 0 | 0 | 0 | 0 | 789.2086 | 3299 | 237.6238 | 188.6983 | 362.8866 | 0 | 0 | 0 | 0 | 789.2086 | 3299 | 241.5842 | 377.3966 | 453.6082 | 0 | 0 | 0 | 0 | 0 | 0 | 1072.589 | 3299 | 241.5842 | 377.3966 | 453.6082 | 17 | 0 | 0 | 0 | 0 | 0 | 1089.589 | 3299 | 241.5842 | 377.3966 | 453.6082 | 0 | 0 | 0 | 0 | 0 | 0 | 1072.589
3302 | 55.6349 | 55.6349 | 46.4646 | 34.7369 | 33.8821 | 31.8767 | 24.1017 | 24.1017 | 24.1017 | 3302 | 1159.3269 | 1159.3269 | 1159.3269 | 1359.9796 | 1359.9796 | 1359.9796 | 1538.3376 | 1538.3376 | 1538.3376 | 3300 | 263.3663 | 0 | 254.2955 | 0 | 0 | 0 | 0 | 517.6619 |  | 3300 | 263.3663 | 0 | 254.2955 | 0 | 0 | 0 | 0 | 517.6619 | 3300 | 263.3663 | 0 | 254.2955 | 0 | 0 | 0 | 0 | 517.6619 | 3300 | 277.2277 | 271.443 | 274.9141 | 0 | 0 | 0 | 0 | 823.5848 | 3300 | 277.2277 | 271.443 | 274.9141 | 0 | 0 | 0 | 0 | 823.5848 | 3300 | 277.2277 | 271.443 | 274.9141 | 0 | 0 | 0 | 0 | 823.5848 | 3300 | 281.8482 | 542.886 | 343.6426 | 0 | 0 | 0 | 0 | 0 | 0 | 1168.3768 | 3300 | 281.8482 | 542.886 | 343.6426 | 17 | 0 | 0 | 0 | 0 | 0 | 1185.3768 | 3300 | 281.8482 | 542.886 | 343.6426 | 0 | 0 | 0 | 0 | 0 | 0 | 1168.3768
3303 | 60.7655 | 60.7655 | 60.7655 | 36.2554 | 38.0227 | 38.2588 | 24.1017 | 24.1017 | 24.1017 | 3303 | 1154.885 | 1154.885 | 1154.885 | 1354.769 | 1354.769 | 1354.769 | 1532.4436 | 1532.4436 | 1532.4436 | 3301 | 376.2376 | 0 | 198.3505 | 0 | 0 | 0 | 0 | 574.5881 |  | 3301 | 376.2376 | 0 | 198.3505 | 0 | 0 | 0 | 0 | 574.5881 | 3301 | 376.2376 | 0 | 198.3505 | 0 | 0 | 0 | 0 | 574.5881 | 3301 | 396.0396 | 291.6246 | 214.433 | 0 | 0 | 0 | 0 | 902.0972 | 3301 | 396.0396 | 291.6246 | 214.433 | 0 | 0 | 0 | 0 | 902.0972 | 3301 | 396.0396 | 291.6246 | 214.433 | 0 | 0 | 0 | 0 | 902.0972 | 3301 | 402.6403 | 583.2492 | 268.0412 | 0 | 0 | 0 | 0 | 0 | 0 | 1253.9307 | 3301 | 402.6403 | 583.2492 | 268.0412 | 17 | 0 | 0 | 0 | 0 | 0 | 1270.9307 | 3301 | 402.6403 | 583.2492 | 268.0412 | 0 | 0 | 0 | 0 | 0 | 0 | 1253.9307
3304 | 79.9023 | 79.9023 | 79.9023 | 36.2554 | 38.0227 | 38.2588 | 25.1317 | 25.1317 | 25.1317 | 3304 | 1124.9024 | 1124.9024 | 1124.9024 | 1319.5971 | 1319.5971 | 1319.5971 | 1492.659 | 1492.659 | 1492.659 | 3302 | 357.4257 | 0 | 157.6632 | 0 | 0 | 0 | 0 | 515.089 |  | 3302 | 357.4257 | 0 | 157.6632 | 0 | 0 | 0 | 0 | 515.089 | 3302 | 357.4257 | 0 | 157.6632 | 0 | 0 | 0 | 0 | 515.089 | 3302 | 376.2376 | 312.8153 | 170.4467 | 0 | 0 | 0 | 0 | 859.4997 | 3302 | 376.2376 | 312.8153 | 170.4467 | 0 | 0 | 0 | 0 | 859.4997 | 3302 | 376.2376 | 312.8153 | 170.4467 | 0 | 0 | 0 | 0 | 859.4997 | 3302 | 382.5083 | 625.6307 | 213.0584 | 0 | 0 | 0 | 0 | 0 | 0 | 1221.1973 | 3302 | 382.5083 | 625.6307 | 213.0584 | 17 | 0 | 0 | 0 | 0 | 0 | 1238.1973 | 3302 | 382.5083 | 625.6307 | 213.0584 | 0 | 0 | 0 | 0 | 0 | 0 | 1221.1973
3305 | 83.6259 | 83.6259 | 83.6259 | 38.2588 | 38.2588 | 38.2588 | 32.962 | 32.962 | 32.962 | 3305 | 1091.5884 | 1091.5884 | 1091.5884 | 1280.5172 | 1280.5172 | 1280.5172 | 1448.4539 | 1448.4539 | 1448.4539 | 3303 | 169.3069 | 0 | 142.4055 | 0 | 0 | 0 | 0 | 311.7124 |  | 3303 | 169.3069 | 0 | 142.4055 | 0 | 0 | 0 | 0 | 311.7124 | 3303 | 169.3069 | 0 | 142.4055 | 0 | 0 | 0 | 0 | 311.7124 | 3303 | 178.2178 | 348.1332 | 153.9519 | 0 | 0 | 0 | 0 | 680.3029 | 3303 | 178.2178 | 348.1332 | 153.9519 | 0 | 0 | 0 | 0 | 680.3029 | 3303 | 178.2178 | 348.1332 | 153.9519 | 0 | 0 | 0 | 0 | 680.3029 | 3303 | 181.1881 | 696.2664 | 192.4399 | 0 | 0 | 0 | 0 | 0 | 0 | 1069.8944 | 3303 | 181.1881 | 696.2664 | 192.4399 | 17 | 0 | 0 | 0 | 0 | 0 | 1086.8944 | 3303 | 181.1881 | 696.2664 | 192.4399 | 0 | 0 | 0 | 0 | 0 | 0 | 1069.8944
3306 | 84.9327 | 84.9327 | 84.9327 | 74.3777 | 60.9512 | 71.0668 | 40.571 | 40.5598 | 40.5657 | 3306 | 1063.8268 | 1063.8268 | 1063.8268 | 1247.9506 | 1247.9506 | 1247.9506 | 1411.6163 | 1411.6163 | 1411.6163 | 3304 | 112.8713 | 0 | 86.4605 | 0 | 0 | 0 | 150 | 349.3318 |  | 3304 | 112.8713 | 0 | 86.4605 | 0 | 0 | 0 | 150 | 349.3318 | 3304 | 112.8713 | 0 | 86.4605 | 0 | 0 | 0 | 150 | 349.3318 | 3304 | 118.8119 | 385.4692 | 93.4708 | 0 | 0 | 0 | 0 | 597.7519 | 3304 | 118.8119 | 385.4692 | 93.4708 | 0 | 0 | 0 | 0 | 597.7519 | 3304 | 118.8119 | 385.4692 | 93.4708 | 0 | 0 | 0 | 0 | 597.7519 | 3304 | 120.7921 | 770.9384 | 116.8385 | 0 | 0 | 0 | 0 | 0 | 0 | 1008.569 | 3304 | 120.7921 | 770.9384 | 116.8385 | 17 | 0 | 0 | 0 | 0 | 0 | 1025.569 | 3304 | 120.7921 | 770.9384 | 116.8385 | 0 | 0 | 0 | 0 | 0 | 0 | 1008.569
3307 | 84.9327 | 84.9327 | 85.0878 | 74.3777 | 60.9512 | 71.0668 | 42.1212 | 42.11 | 42.11 | 3307 | 1033.8442 | 1033.8442 | 1033.8442 | 1212.7788 | 1212.7788 | 1212.7788 | 1371.8317 | 1371.8317 | 1371.8317 | 3305 | 103.4653 | 0 | 35.6014 | 0 | 0 | 0 | 150 | 289.0667 |  | 3305 | 103.4653 | 0 | 35.6014 | 0 | 0 | 0 | 150 | 289.0667 | 3305 | 103.4653 | 0 | 35.6014 | 0 | 0 | 0 | 150 | 289.0667 | 3305 | 108.9109 | 432.8961 | 38.488 | 0 | 0 | 0 | 0 | 580.2949 | 3305 | 108.9109 | 432.8961 | 38.488 | 0 | 0 | 0 | 0 | 580.2949 | 3305 | 108.9109 | 432.8961 | 38.488 | 0 | 0 | 0 | 0 | 580.2949 | 3305 | 110.7261 | 865.7921 | 48.11 | 0 | 0 | 0 | 0 | 0 | 0 | 1024.6282 | 3305 | 110.7261 | 865.7921 | 48.11 | 17 | 0 | 0 | 0 | 0 | 0 | 1041.6282 | 3305 | 110.7261 | 865.7921 | 48.11 | 0 | 0 | 0 | 0 | 0 | 0 | 1024.6282
3308 | 84.9327 | 84.9327 | 85.0878 | 74.3777 | 60.9512 | 71.0668 | 42.3963 | 42.11 | 42.11 | 3308 | 982.7627 | 982.7627 | 982.7627 | 1152.8563 | 1152.8563 | 1152.8563 | 1304.0506 | 1304.0506 | 1304.0506 | 3306 | 94.0594 | 0 | 10.1718 | 0 | 0 | 0 | 150 | 254.2312 |  | 3306 | 94.0594 | 0 | 10.1718 | 0 | 0 | 0 | 150 | 254.2312 | 3306 | 94.0594 | 0 | 10.1718 | 0 | 0 | 0 | 150 | 254.2312 | 3306 | 99.0099 | 459.1322 | 10.9966 | 0 | 0 | 0 | 0 | 569.1387 | 3306 | 99.0099 | 459.1322 | 10.9966 | 0 | 0 | 0 | 0 | 569.1387 | 3306 | 99.0099 | 459.1322 | 10.9966 | 0 | 0 | 0 | 0 | 569.1387 | 3306 | 100.6601 | 918.2644 | 13.7457 | 0 | 0 | 0 | 0 | 0 | 0 | 1032.6701 | 3306 | 100.6601 | 918.2644 | 13.7457 | 17 | 0 | 0 | 0 | 0 | 0 | 1049.6701 | 3306 | 100.6601 | 918.2644 | 13.7457 | 0 | 0 | 0 | 0 | 0 | 0 | 1032.6701
3309 | 84.9327 | 84.9327 | 85.0878 | 74.3777 | 60.9512 | 61.2427 | 42.1212 | 42.11 | 42.11 | 3309 | 881.7103 | 881.7103 | 881.7103 | 1034.314 | 1034.314 | 1034.314 | 1169.9617 | 1169.9617 | 1169.9617 | 3307 | 178.7129 | 0 | 0 | 0 | 0 | 0 | 150 | 328.7129 |  | 3307 | 178.7129 | 0 | 0 | 0 | 0 | 0 | 150 | 328.7129 | 3307 | 178.7129 | 0 | 0 | 0 | 0 | 0 | 150 | 328.7129 | 3307 | 188.1188 | 486.3774 | 0 | 0 | 0 | 0 | 0 | 674.4962 | 3307 | 188.1188 | 486.3774 | 0 | 0 | 0 | 0 | 0 | 674.4962 | 3307 | 188.1188 | 486.3774 | 0 | 0 | 0 | 0 | 0 | 674.4962 | 3307 | 191.2541 | 972.7548 | 0 | 0 | 0 | 0 | 0 | 0 | 0 | 1164.0089 | 3307 | 191.2541 | 972.7548 | 0 | 17 | 0 | 0 | 0 | 0 | 0 | 1181.0089 | 3307 | 191.2541 | 972.7548 | 0 | 0 | 0 | 0 | 0 | 0 | 0 | 1164.0089
3310 | 84.9327 | 84.9327 | 84.9327 | 74.3777 | 60.9512 | 61.2427 | 29.4202 | 29.4202 | 29.4202 | 3310 | 806.1986 | 806.1986 | 806.1986 | 945.733 | 945.733 | 945.733 | 1069.7635 | 1069.7635 | 1069.7635 | 3308 | 263.3663 | 0 | 0 | 0 | 0 | 0 | 150 | 413.3663 |  | 3308 | 263.3663 | 0 | 0 | 0 | 0 | 0 | 150 | 413.3663 | 3308 | 263.3663 | 0 | 0 | 0 | 0 | 0 | 150 | 413.3663 | 3308 | 277.2277 | 505.5499 | 0 | 0 | 0 | 0 | 0 | 782.7777 | 3308 | 277.2277 | 505.5499 | 0 | 0 | 0 | 0 | 0 | 782.7777 | 3308 | 277.2277 | 505.5499 | 0 | 0 | 0 | 0 | 0 | 782.7777 | 3308 | 281.8482 | 1011.0999 | 0 | 0 | 0 | 0 | 0 | 0 | 0 | 1292.9481 | 3308 | 281.8482 | 1011.0999 | 0 | 17 | 0 | 0 | 0 | 0 | 0 | 1309.9481 | 3308 | 281.8482 | 1011.0999 | 0 | 0 | 0 | 0 | 0 | 0 | 0 | 1292.9481
3311 | 83.0279 | 83.0279 | 83.0279 | 45.4943 | 45.7325 | 45.7201 | 29.282 | 29.282 | 29.282 | 3311 | 773.9951 | 773.9951 | 773.9951 | 907.9557 | 907.9557 | 907.9557 | 1027.0319 | 1027.0319 | 1027.0319 | 3309 | 329.2079 | 0 | 0 | 0 | 0 | 0 | 150 | 479.2079 |  | 3309 | 329.2079 | 0 | 0 | 0 | 0 | 0 | 150 | 479.2079 | 3309 | 329.2079 | 0 | 0 | 0 | 0 | 0 | 150 | 479.2079 | 3309 | 346.5347 | 517.6589 | 0 | 0 | 0 | 0 | 0 | 864.1936 | 3309 | 346.5347 | 517.6589 | 0 | 0 | 0 | 0 | 0 | 864.1936 | 3309 | 346.5347 | 517.6589 | 0 | 0 | 0 | 0 | 0 | 864.1936 | 3309 | 352.3102 | 1035.3179 | 0 | 0 | 0 | 0 | 0 | 0 | 0 | 1387.6281 | 3309 | 352.3102 | 1035.3179 | 0 | 17 | 0 | 0 | 0 | 0 | 0 | 1404.6281 | 3309 | 352.3102 | 1035.3179 | 0 | 0 | 0 | 0 | 0 | 0 | 0 | 1387.6281
3312 | 74.1528 | 74.1528 | 74.1528 | 34.2874 | 34.2874 | 34.2874 | 27.8436 | 27.8436 | 27.8436 | 3312 | 750.6753 | 750.6753 | 750.6753 | 880.5998 | 880.5998 | 880.5998 | 996.0883 | 996.0883 | 996.0883 | 3310 | 479.703 | 0 | 0 | 0 | 0 | 0 | 150 | 629.703 |  | 3310 | 479.703 | 0 | 0 | 0 | 0 | 0 | 150 | 629.703 | 3310 | 479.703 | 0 | 0 | 0 | 0 | 0 | 150 | 629.703 | 3310 | 504.9505 | 544.9041 | 0 | 0 | 0 | 0 | 0 | 1049.8546 | 3310 | 504.9505 | 544.9041 | 0 | 0 | 0 | 0 | 0 | 1049.8546 | 3310 | 504.9505 | 544.9041 | 0 | 0 | 0 | 0 | 0 | 1049.8546 | 3310 | 513.3663 | 1089.8083 | 0 | 0 | 0 | 0 | 0 | 0 | 0 | 1603.1746 | 3310 | 513.3663 | 1089.8083 | 0 | 17 | 0 | 0 | 0 | 0 | 0 | 1620.1746 | 3310 | 513.3663 | 1089.8083 | 0 | 0 | 0 | 0 | 0 | 0 | 0 | 1603.1746
3313 | 35.2177 | 36.0334 | 36.7448 | 33.1196 | 33.1196 | 33.1196 | 25.355 | 25.355 | 25.355 | 3313 | 881.3465 | 742.902 | 881.3465 | 871.4812 | 871.4812 | 871.4812 | 985.7738 | 985.7738 | 985.7738 | 3311 | 451.4851 | 0 | 0 | 0 | 0 | 0 | 150 | 601.4851 |  | 3311 | 451.4851 | 0 | 0 | 0 | 0 | 0 | 150 | 601.4851 | 3311 | 451.4851 | 0 | 0 | 0 | 0 | 0 | 150 | 601.4851 | 3311 | 475.2475 | 566.0949 | 0 | 0 | 0 | 0 | 0 | 1041.3424 | 3311 | 475.2475 | 566.0949 | 0 | 0 | 0 | 0 | 0 | 1041.3424 | 3311 | 475.2475 | 566.0949 | 0 | 0 | 0 | 0 | 0 | 1041.3424 | 3311 | 483.1683 | 1132.1897 | 0 | 0 | 0 | 0 | 0 | 0 | 0 | 1615.358 | 3311 | 483.1683 | 1132.1897 | 0 | 17 | 0 | 0 | 0 | 0 | 0 | 1632.358 | 3311 | 483.1683 | 1132.1897 | 0 | 0 | 0 | 0 | 0 | 0 | 0 | 1615.358
3314 | 35.2177 | 36.0334 | 36.7448 | 31.8767 | 31.8767 | 31.8767 | 24.1017 | 24.1017 | 24.1017 | 3314 | 928.3762 | 928.3762 | 766.1491 | 867.5732 | 867.5732 | 867.5732 | 981.3533 | 981.3533 | 981.3533 | 3312 | 733.6634 | 0 | 0 | 0 | 0 | 0 | 1.0119 | 734.6753 |  | 3312 | 733.6634 | 0 | 0 | 0 | 0 | 0 | 1.0119 | 734.6753 | 3312 | 733.6634 | 0 | 0 | 0 | 0 | 0 | 1.0119 | 734.6753 | 3312 | 772.2772 | 614.5308 | 0 | 0 | 0 | 0 | 0 | 1386.808 | 3312 | 772.2772 | 614.5308 | 0 | 0 | 0 | 0 | 0 | 1386.808 | 3312 | 772.2772 | 614.5308 | 0 | 0 | 0 | 0 | 0 | 1386.808 | 3312 | 785.1485 | 1229.0616 | 0 | 0 | 0 | 0 | 0 | 0 | 0 | 2014.2101 | 3312 | 785.1485 | 1229.0616 | 0 | 17 | 0 | 0 | 0 | 0 | 0 | 2031.2101 | 3312 | 785.1485 | 1229.0616 | 0 | 0 | 0 | 0 | 0 | 0 | 0 | 2014.2101
3315 | 35.2177 | 36.0334 | 36.7448 | 31.8767 | 31.8767 | 31.8767 | 24.1017 | 24.1017 | 24.1017 | 3315 | 835.3049 | 966.1152 | 989.8978 | 875.3892 | 875.3892 | 875.3892 | 990.1943 | 990.1943 | 990.1943 | 3313 | 865.3465 | 0 | 0 | 0 | 0 | 0 | 0 | 865.3465 |  | 3313 | 865.3465 | 0 | 0 | 0 | 0 | 0 | 0 | 865.3465 | 3313 | 865.3465 | 0 | 0 | 0 | 0 | 0 | 0 | 865.3465 | 3313 | 910.8911 | 641.776 | 0 | 0 | 0 | 0 | 0 | 1552.6671 | 3313 | 910.8911 | 641.776 | 0 | 0 | 0 | 0 | 0 | 1552.6671 | 3313 | 910.8911 | 641.776 | 0 | 0 | 0 | 0 | 0 | 1552.6671 | 3313 | 926.0726 | 1283.552 | 0 | 0 | 0 | 0 | 0 | 0 | 0 | 2209.6246 | 3313 | 926.0726 | 1283.552 | 0 | 17 | 0 | 0 | 0 | 0 | 0 | 2226.6246 | 3313 | 926.0726 | 1283.552 | 0 | 0 | 0 | 0 | 0 | 0 | 0 | 2209.6246
3316 | 60.9125 | 57.5381 | 58.4164 | 33.0358 | 33.0358 | 33.0358 | 25.4103 | 25.4103 | 25.4103 | 3316 | 858.3905 | 858.3905 | 858.3905 | 1006.9581 | 1006.9581 | 1006.9581 | 1139.0182 | 1139.0182 | 1139.0182 | 3314 | 912.3762 | 0 | 0 | 0 | 0 | 0 | 0 | 912.3762 |  | 3314 | 912.3762 | 0 | 0 | 0 | 0 | 0 | 0 | 912.3762 | 3314 | 912.3762 | 0 | 0 | 0 | 0 | 0 | 0 | 912.3762 | 3314 | 960.396 | 711.4026 | 0 | 0 | 0 | 0 | 0 | 1671.7987 | 3314 | 960.396 | 711.4026 | 0 | 0 | 0 | 0 | 0 | 1671.7987 | 3314 | 960.396 | 711.4026 | 0 | 0 | 0 | 0 | 0 | 1671.7987 | 3314 | 976.4026 | 1422.8052 | 0 | 0 | 0 | 0 | 0 | 0 | 0 | 2399.2079 | 3314 | 976.4026 | 1422.8052 | 0 | 17 | 0 | 0 | 0 | 0 | 0 | 2416.2079 | 3314 | 976.4026 | 1422.8052 | 0 | 0 | 0 | 0 | 0 | 0 | 0 | 2399.2079
3317 | 60.9125 | 57.5381 | 58.4164 | 33.2109 | 33.2109 | 33.2109 | 25.0885 | 25.0885 | 25.0885 | 3317 | 1009.4139 | 1009.4139 | 1009.4139 | 1184.1202 | 1184.1202 | 1184.1202 | 1339.4146 | 1339.4146 | 1339.4146 | 3315 | 968.8119 | 0 | 5.0859 | 0 | 0 | 0 | 0 | 973.8978 |  | 3315 | 968.8119 | 0 | 5.0859 | 0 | 0 | 0 | 0 | 973.8978 | 3315 | 968.8119 | 0 | 5.0859 | 0 | 0 | 0 | 0 | 973.8978 | 3315 | 1019.802 | 722.5025 | 5.4983 | 0 | 0 | 0 | 0 | 1747.8028 | 3315 | 1019.802 | 722.5025 | 5.4983 | 0 | 0 | 0 | 0 | 1747.8028 | 3315 | 1019.802 | 722.5025 | 5.4983 | 0 | 0 | 0 | 0 | 1747.8028 | 3315 | 1036.7987 | 1445.005 | 6.8729 | 0 | 0 | 0 | 0 | 0 | 0 | 2488.6766 | 3315 | 1036.7987 | 1445.005 | 6.8729 | 17 | 0 | 0 | 0 | 0 | 0 | 2505.6766 | 3315 | 1036.7987 | 1445.005 | 6.8729 | 0 | 0 | 0 | 0 | 0 | 0 | 2488.6766
3318 | 60.9125 | 57.5381 | 58.4164 | 33.2109 | 33.2109 | 33.2109 | 24.1017 | 24.1017 | 24.1017 | 3318 | 1132.6757 | 1132.6757 | 1132.6757 | 1328.7157 | 1328.7157 | 1328.7157 | 1502.9735 | 1502.9735 | 1502.9735 | 3316 | 790.099 | 0 | 20.3436 | 0 | 0 | 0 | 0 | 810.4427 |  | 3316 | 790.099 | 0 | 20.3436 | 0 | 0 | 0 | 0 | 810.4427 | 3316 | 790.099 | 0 | 20.3436 | 0 | 0 | 0 | 0 | 810.4427 | 3316 | 831.6832 | 717.4571 | 21.9931 | 0 | 0 | 0 | 0 | 1571.1334 | 3316 | 831.6832 | 717.4571 | 21.9931 | 0 | 0 | 0 | 0 | 1571.1334 | 3316 | 831.6832 | 717.4571 | 21.9931 | 0 | 0 | 0 | 0 | 1571.1334 | 3316 | 845.5446 | 1434.9142 | 27.4914 | 0 | 0 | 0 | 0 | 0 | 0 | 2307.9502 | 3316 | 845.5446 | 1434.9142 | 27.4914 | 17 | 0 | 0 | 0 | 0 | 0 | 2324.9502 | 3316 | 845.5446 | 1434.9142 | 27.4914 | 0 | 0 | 0 | 0 | 0 | 0 | 2307.9502
3319 | 35.2177 | 36.0334 | 36.7448 | 33.3842 | 33.3842 | 33.3842 | 25.0885 | 25.0885 | 25.0885 | 3319 | 1220.7862 | 1220.7862 | 1220.7862 | 1363.8876 | 1363.8876 | 1363.8876 | 1542.7581 | 1542.7581 | 1542.7581 | 3317 | 855.9406 | 0 | 55.945 | 0 | 0 | 0 | 0 | 911.8856 |  | 3317 | 855.9406 | 0 | 55.945 | 0 | 0 | 0 | 0 | 911.8856 | 3317 | 855.9406 | 0 | 55.945 | 0 | 0 | 0 | 0 | 911.8856 | 3317 | 900.9901 | 710.3935 | 60.4811 | 0 | 0 | 0 | 0 | 1671.8647 | 3317 | 900.9901 | 710.3935 | 60.4811 | 0 | 0 | 0 | 0 | 1671.8647 | 3317 | 900.9901 | 710.3935 | 60.4811 | 0 | 0 | 0 | 0 | 1671.8647 | 3317 | 916.0066 | 1420.7871 | 75.6014 | 0 | 0 | 0 | 0 | 0 | 0 | 2412.3951 | 3317 | 916.0066 | 1420.7871 | 75.6014 | 17 | 0 | 0 | 0 | 0 | 0 | 2429.3951 | 3317 | 916.0066 | 1420.7871 | 75.6014 | 0 | 0 | 0 | 0 | 0 | 0 | 2412.3951
3320 | 35.2177 | 36.0334 | 36.7448 | 30.0359 | 30.4988 | 30.85 | 20.9838 | 20.9838 | 20.9838 | 3320 | 1174.2682 | 1255.8969 | 1255.8969 | 1545.2675 | 1584.9803 | 1584.9803 | 1530.9701 | 1530.9701 | 1530.9701 | 3318 | 997.0297 | 0 | 101.7182 | 0 | 0 | 0 | 0 | 1098.7479 |  | 3318 | 997.0297 | 0 | 101.7182 | 0 | 0 | 0 | 0 | 1098.7479 | 3318 | 997.0297 | 0 | 101.7182 | 0 | 0 | 0 | 0 | 1098.7479 | 3318 | 1049.505 | 679.112 | 109.9656 | 0 | 0 | 0 | 0 | 1838.5826 | 3318 | 1049.505 | 679.112 | 109.9656 | 0 | 0 | 0 | 0 | 1838.5826 | 3318 | 1049.505 | 679.112 | 109.9656 | 0 | 0 | 0 | 0 | 1838.5826 | 3318 | 1066.9967 | 1358.224 | 137.457 | 0 | 0 | 0 | 0 | 0 | 0 | 2562.6778 | 3318 | 1066.9967 | 1358.224 | 137.457 | 17 | 0 | 0 | 0 | 0 | 0 | 2579.6778 | 3318 | 1066.9967 | 1358.224 | 137.457 | 0 | 0 | 0 | 0 | 0 | 0 | 2562.6778
3321 | 23.2509 | 23.2509 | 23.2509 | 17.8837 | 17.8837 | 17.8837 | 2.3567 | 2.3567 | 2.3567 | 3321 | 1542.85 | 1542.85 | 1542.85 | 1809.8817 | 1809.8817 | 1809.8817 | 2047.2432 | 2047.2432 | 2047.2432 | 3319 | 1006.4356 | 0 | 198.3505 | 0 | 0 | 0 | 0 | 1204.7862 |  | 3319 | 1006.4356 | 0 | 198.3505 | 0 | 0 | 0 | 0 | 1204.7862 | 3319 | 1006.4356 | 0 | 198.3505 | 0 | 0 | 0 | 0 | 1204.7862 | 3319 | 1059.4059 | 674.0666 | 214.433 | 0 | 0 | 0 | 0 | 1947.9055 | 3319 | 1059.4059 | 674.0666 | 214.433 | 0 | 0 | 0 | 0 | 1947.9055 | 3319 | 1059.4059 | 674.0666 | 214.433 | 0 | 0 | 0 | 0 | 1947.9055 | 3319 | 1077.0627 | 1348.1332 | 268.0412 | 0 | 0 | 0 | 0 | 0 | 0 | 2693.2371 | 3319 | 1077.0627 | 1348.1332 | 268.0412 | 17 | 0 | 0 | 0 | 0 | 0 | 2710.2371 | 3319 | 1077.0627 | 1348.1332 | 268.0412 | 0 | 0 | 0 | 0 | 0 | 0 | 2693.2371
3322 | 18.6145 | 18.6145 | 18.6145 | 17.7619 | 17.7619 | 17.7619 | 0.01 | 0.01 | 0.01 | 3322 | 1537.2976 | 1537.2976 | 1537.2976 | 1803.3684 | 1803.3684 | 1803.3684 | 2039.8757 | 2039.8757 | 2039.8757 | 3320 | 950 | 0 | 289.8969 | 0 | 0 | 0 | 0 | 1239.8969 |  | 3320 | 950 | 0 | 289.8969 | 0 | 0 | 0 | 0 | 1239.8969 | 3320 | 950 | 0 | 289.8969 | 0 | 0 | 0 | 0 | 1239.8969 | 3320 | 1000 | 714.4299 | 313.4021 | 0 | 0 | 0 | 0 | 2027.8319 | 3320 | 1000 | 714.4299 | 313.4021 | 0 | 0 | 0 | 0 | 2027.8319 | 3320 | 1000 | 714.4299 | 313.4021 | 0 | 0 | 0 | 0 | 2027.8319 | 3320 | 1016.6667 | 1428.8597 | 391.7526 | 0 | 0 | 0 | 0 | 0 | 0 | 2837.279 | 3320 | 1016.6667 | 1428.8597 | 391.7526 | 17 | 0 | 0 | 0 | 0 | 0 | 2854.279 | 3320 | 1016.6667 | 1428.8597 | 391.7526 | 0 | 0 | 0 | 0 | 0 | 0 | 2837.279
3323 | 17.7619 | 17.8664 | 17.8664 | 9.9944 | 11.5955 | 11.5855 | 0.01 | 0.01 | 0.01 | 3323 | 1552.8442 | 1552.8442 | 1552.8442 | 1821.6057 | 1821.6057 | 1821.6057 | 2060.5048 | 2060.5048 | 2060.5048 | 3321 | 987.6238 | 0 | 345.8419 | 0 | 0 | 0 | 0 | 1333.4657 |  | 3321 | 987.6238 | 0 | 345.8419 | 0 | 0 | 0 | 0 | 1333.4657 | 3321 | 987.6238 | 0 | 345.8419 | 0 | 0 | 0 | 0 | 1333.4657 | 3321 | 1039.604 | 720.4844 | 373.8832 | 0 | 0 | 0 | 0 | 2133.9715 | 3321 | 1039.604 | 720.4844 | 373.8832 | 0 | 0 | 0 | 0 | 2133.9715 | 3321 | 1039.604 | 720.4844 | 373.8832 | 0 | 0 | 0 | 0 | 2133.9715 | 3321 | 1056.9307 | 1440.9687 | 467.354 | 0 | 0 | 0 | 0 | 0 | 0 | 2965.2534 | 3321 | 1056.9307 | 1440.9687 | 467.354 | 17 | 0 | 0 | 0 | 0 | 0 | 2982.2534 | 3321 | 1056.9307 | 1440.9687 | 467.354 | 0 | 0 | 0 | 0 | 0 | 0 | 2965.2534
3324 | 14.9898 | 15.2832 | 15.2832 | 6.4125 | 11.3799 | 11.3699 | 0.01 | 0.01 | 0.01 | 3324 | 1523.972 | 1523.972 | 1523.972 | 1787.7364 | 1787.7364 | 1787.7364 | 2022.1937 | 2022.1937 | 2022.1937 | 3322 | 827.7228 | 0 | 340.756 | 0 | 0 | 0 | 0 | 1168.4788 |  | 3322 | 827.7228 | 0 | 340.756 | 0 | 0 | 0 | 0 | 1168.4788 | 3322 | 827.7228 | 0 | 340.756 | 0 | 0 | 0 | 0 | 1168.4788 | 3322 | 871.2871 | 728.557 | 368.3849 | 0 | 0 | 0 | 0 | 1968.229 | 3322 | 871.2871 | 728.557 | 368.3849 | 0 | 0 | 0 | 0 | 1968.229 | 3322 | 871.2871 | 728.557 | 368.3849 | 0 | 0 | 0 | 0 | 1968.229 | 3322 | 885.8086 | 1457.114 | 460.4811 | 0 | 0 | 0 | 0 | 0 | 0 | 2803.4037 | 3322 | 844.5053 | 1457.114 | 460.4811 | 17 | 0 | 0 | 0 | 0 | 0 | 2779.1004 | 3322 | 885.8086 | 1457.114 | 460.4811 | 0 | 0 | 0 | 0 | 0 | 0 | 2803.4037
3325 | 13.3772 | 13.6426 | 13.0305 | 6.4125 | 9.5161 | 6.4125 | 0.01 | 0.01 | 0.01 | 3325 | 1506.2046 | 1506.2046 | 1506.2046 | 1766.8938 | 1766.8938 | 1766.8938 | 1998.6176 | 1998.6176 | 1998.6176 | 3323 | 912.3762 | 0 | 320.4124 | 0 | 0 | 0 | 0 | 1232.7886 |  | 3323 | 912.3762 | 0 | 320.4124 | 0 | 0 | 0 | 0 | 1232.7886 | 3323 | 912.3762 | 0 | 320.4124 | 0 | 0 | 0 | 0 | 1232.7886 | 3323 | 960.396 | 737.6387 | 346.3918 | 0 | 0 | 0 | 0 | 2044.4265 | 3323 | 960.396 | 737.6387 | 346.3918 | 0 | 0 | 0 | 0 | 2044.4265 | 3323 | 960.396 | 737.6387 | 346.3918 | 0 | 0 | 0 | 0 | 2044.4265 | 3323 | 976.4026 | 1475.2775 | 432.9897 | 0 | 0 | 0 | 0 | 0 | 0 | 2884.6698 | 3323 | 976.4026 | 1475.2775 | 432.9897 | 17 | 0 | 0 | 0 | 0 | 0 | 2901.6698 | 3323 | 976.4026 | 1475.2775 | 432.9897 | 0 | 0 | 0 | 0 | 0 | 0 | 2884.6698
3326 | 13.3772 | 13.6426 | 13.0305 | 6.4125 | 9.5161 | 6.4125 | 0.01 | 0.01 | 0.01 | 3326 | 1497.3208 | 1497.3208 | 1497.3208 | 1756.4725 | 1756.4725 | 1756.4725 | 1986.8296 | 1986.8296 | 1986.8296 | 3324 | 1034.6535 | 0 | 325.4983 | 0 | 0 | 0 | 0 | 1360.1517 |  | 3324 | 1034.6535 | 0 | 325.4983 | 0 | 0 | 0 | 0 | 1360.1517 | 3324 | 1034.6535 | 0 | 325.4983 | 0 | 0 | 0 | 0 | 1360.1517 | 3324 | 1089.1089 | 750.7568 | 351.89 | 0 | 0 | 0 | 0 | 2191.7558 | 3324 | 1089.1089 | 750.7568 | 351.89 | 0 | 0 | 0 | 0 | 2191.7558 | 3324 | 1089.1089 | 750.7568 | 351.89 | 0 | 0 | 0 | 0 | 2191.7558 | 3324 | 1059.7811 | 1501.5136 | 439.8625 | 0 | 0 | 0 | 0 | 0 | 0 | 3001.1573 | 3324 | 682.765 | 1501.5136 | 439.8625 | 17 | 0 | 0 | 0 | 0 | 0 | 2641.1412 | 3324 | 615.5485 | 1501.5136 | 439.8625 | 0 | 0 | 0 | 0 | 0 | 0 | 2556.9246
3327 | 14.9898 | 16.1708 | 16.1708 | 6.4125 | 9.5161 | 6.4125 | 0.01 | 0.01 | 0.01 | 3327 | 1483.9952 | 1483.9952 | 1483.9952 | 1740.8406 | 1740.8406 | 1740.8406 | 1969.1475 | 1969.1475 | 1969.1475 | 3325 | 1279.2079 | 0 | 340.756 | 0 | 0 | 0 | 0 | 1619.9639 |  | 3325 | 1279.2079 | 0 | 340.756 | 0 | 0 | 0 | 0 | 1619.9639 | 3325 | 1279.2079 | 0 | 340.756 | 0 | 0 | 0 | 0 | 1619.9639 | 3325 | 1346.5347 | 758.8295 | 368.3849 | 0 | 0 | 0 | 0 | 2473.749 | 3325 | 1346.5347 | 758.8295 | 368.3849 | 0 | 0 | 0 | 0 | 2473.749 | 3325 | 1346.5347 | 758.8295 | 368.3849 | 0 | 0 | 0 | 0 | 2473.749 | 3325 | 227.6399 | 1517.6589 | 460.4811 | 0 | 0 | 0 | 0 | 0 | 0 | 2205.7799 | 3325 | 227.6399 | 1517.6589 | 460.4811 | 17 | 0 | 0 | 0 | 0 | 0 | 2222.7799 | 3325 | 227.6399 | 1517.6589 | 460.4811 | 0 | 0 | 0 | 0 | 0 | 0 | 2205.7799
3328 | 13.6685 | 18.6145 | 19.1908 | 6.4125 | 11.5955 | 11.5855 | 0.01 | 0.01 | 0.01 | 3328 | 1464.0069 | 1464.0069 | 1464.0069 | 1717.3927 | 1717.3927 | 1717.3927 | 1942.6245 | 1942.6245 | 1942.6245 | 3326 | 1486.1386 | 0 | 289.8969 | 0 | 0 | 0 | 0 | 1776.0355 |  | 3326 | 1486.1386 | 0 | 289.8969 | 0 | 0 | 0 | 0 | 1776.0355 | 3326 | 1486.1386 | 0 | 289.8969 | 0 | 0 | 0 | 0 | 1776.0355 | 3326 | 1564.3564 | 754.7931 | 313.4021 | 0 | 0 | 0 | 0 | 2632.5516 | 3326 | 1564.3564 | 754.7931 | 313.4021 | 0 | 0 | 0 | 0 | 2632.5516 | 3326 | 1564.3564 | 754.7931 | 313.4021 | 0 | 0 | 0 | 0 | 2632.5516 | 3326 | 672.3298 | 1509.5863 | 391.7526 | 0 | 0 | 0 | 0 | 0 | 0 | 2573.6686 | 3326 | 1023.3298 | 1509.5863 | 391.7526 | 17 | 0 | 0 | 0 | 0 | 0 | 2941.6686 | 3326 | 1347.5624 | 1509.5863 | 391.7526 | 0 | 0 | 0 | 0 | 0 | 0 | 3248.9012
3329 | 14.9898 | 18.6145 | 19.1908 | 6.7866 | 13.3562 | 13.6407 | 0.01 | 0.01 | 0.01 | 3329 | 1455.1231 | 1455.1231 | 1455.1231 | 1706.9714 | 1706.9714 | 1706.9714 | 1930.8365 | 1930.8365 | 1930.8365 | 3327 | 1486.1386 | 0 | 233.9519 | 0 | 0 | 0 | 0 | 1720.0905 |  | 3327 | 1486.1386 | 0 | 233.9519 | 0 | 0 | 0 | 0 | 1720.0905 | 3327 | 1486.1386 | 0 | 233.9519 | 0 | 0 | 0 | 0 | 1720.0905 | 3327 | 1564.3564 | 735.6206 | 252.921 | 0 | 0 | 0 | 0 | 2552.898 | 3327 | 1564.3564 | 735.6206 | 252.921 | 0 | 0 | 0 | 0 | 2552.898 | 3327 | 1564.3564 | 735.6206 | 252.921 | 0 | 0 | 0 | 0 | 2552.898 | 3327 | 1590.429 | 1471.2412 | 316.1512 | 0 | 0 | 0 | 0 | 0 | 0 | 3377.8214 | 3327 | 1590.429 | 1471.2412 | 316.1512 | 17 | 0 | 0 | 0 | 0 | 0 | 3394.8214 | 3327 | 1590.429 | 1471.2412 | 316.1512 | 0 | 0 | 0 | 0 | 0 | 0 | 3377.8214
3330 | 35.2177 | 36.0334 | 36.7448 | 30.0359 | 30.4988 | 30.85 | 0.01 | 0.01 | 0.01 | 3330 | 1429.5824 | 1311.9974 | 1311.9974 | 1677.0101 | 1580.9407 | 1677.0101 | 1896.9459 | 1896.9459 | 1896.9459 | 3328 | 1486.1386 | 0 | 152.5773 | 0 | 0 | 0 | 0 | 1638.7159 |  | 3328 | 1486.1386 | 0 | 152.5773 | 0 | 0 | 0 | 0 | 1638.7159 | 3328 | 1486.1386 | 0 | 152.5773 | 0 | 0 | 0 | 0 | 1638.7159 | 3328 | 1564.3564 | 717.4571 | 164.9485 | 0 | 0 | 0 | 0 | 2446.762 | 3328 | 1564.3564 | 717.4571 | 164.9485 | 0 | 0 | 0 | 0 | 2446.762 | 3328 | 1564.3564 | 717.4571 | 164.9485 | 0 | 0 | 0 | 0 | 2446.762 | 3328 | 1590.429 | 1434.9142 | 206.1856 | 0 | 0 | 0 | 0 | 0 | 0 | 3231.5288 | 3328 | 1590.429 | 1434.9142 | 206.1856 | 17 | 0 | 0 | 0 | 0 | 0 | 3248.5288 | 3328 | 1590.429 | 1434.9142 | 206.1856 | 0 | 0 | 0 | 0 | 0 | 0 | 3231.5288
3331 | 35.2177 | 36.0334 | 36.7448 | 30.0359 | 30.4988 | 30.85 | 0.01 | 0.01 | 0.01 | 3331 | 1208.7148 | 1159.2047 | 1159.2047 | 1527.4919 | 1656.1675 | 1475.8323 | 1873.3698 | 1873.3698 | 1873.3698 | 3329 | 1392.0792 | 0 | 86.4605 | 0 | 0 | 0 | 0 | 1478.5397 |  | 3329 | 1392.0792 | 0 | 86.4605 | 0 | 0 | 0 | 0 | 1478.5397 | 3329 | 1392.0792 | 0 | 86.4605 | 0 | 0 | 0 | 0 | 1478.5397 | 3329 | 1465.3465 | 709.3845 | 93.4708 | 0 | 0 | 0 | 0 | 2268.2018 | 3329 | 1465.3465 | 709.3845 | 93.4708 | 0 | 0 | 0 | 0 | 2268.2018 | 3329 | 1465.3465 | 709.3845 | 93.4708 | 0 | 0 | 0 | 0 | 2268.2018 | 3329 | 1489.769 | 1418.7689 | 116.8385 | 0 | 0 | 0 | 0 | 0 | 0 | 3025.3764 | 3329 | 1489.769 | 1418.7689 | 116.8385 | 17 | 0 | 0 | 0 | 0 | 0 | 3042.3764 | 3329 | 877.7935 | 1418.7689 | 116.8385 | 0 | 0 | 0 | 0 | 0 | 0 | 2413.4009
3332 | 35.2177 | 36.0334 | 36.7448 | 30.0359 | 30.4988 | 30.85 | 0.01 | 0.01 | 0.01 | 3332 | 1248.1782 | 1277.2503 | 1248.1782 | 1411.8416 | 1411.8416 | 1451.5545 | 1818.8502 | 1818.8502 | 1818.8502 | 3330 | 1260.396 | 0 | 35.6014 | 0 | 0 | 0 | 0 | 1295.9974 |  | 3330 | 1260.396 | 0 | 35.6014 | 0 | 0 | 0 | 0 | 1295.9974 | 3330 | 1260.396 | 0 | 35.6014 | 0 | 0 | 0 | 0 | 1295.9974 | 3330 | 1326.7327 | 698.2846 | 38.488 | 0 | 0 | 0 | 0 | 2063.5052 | 3330 | 1326.7327 | 698.2846 | 38.488 | 0 | 0 | 0 | 0 | 2063.5052 | 3330 | 1326.7327 | 698.2846 | 38.488 | 0 | 0 | 0 | 0 | 2063.5052 | 3330 | 934.8313 | 1396.5691 | 48.11 | 0 | 0 | 0 | 0 | 0 | 0 | 2379.5103 | 3330 | 1348.8449 | 1396.5691 | 48.11 | 17 | 0 | 0 | 0 | 0 | 0 | 2810.524 | 3330 | 1348.8449 | 1396.5691 | 48.11 | 0 | 0 | 0 | 0 | 0 | 0 | 2793.524
3333 | 13.5572 | 18.6145 | 19.1908 | 9.1226 | 13.3562 | 13.6407 | 0.01 | 0.01 | 0.01 | 3333 | 1288.5532 | 1288.5532 | 1288.5532 | 1511.572 | 1511.572 | 1511.572 | 1709.8109 | 1709.8109 | 1709.8109 | 3331 | 1138.1188 | 0 | 5.0859 | 0 | 0 | 0 | 0 | 1143.2047 |  | 3331 | 1138.1188 | 0 | 5.0859 | 0 | 0 | 0 | 0 | 1143.2047 | 3331 | 1138.1188 | 0 | 5.0859 | 0 | 0 | 0 | 0 | 1143.2047 | 3331 | 1198.0198 | 654.894 | 5.4983 | 0 | 0 | 0 | 0 | 1858.4121 | 3331 | 1198.0198 | 654.894 | 5.4983 | 0 | 0 | 0 | 0 | 1858.4121 | 3331 | 1198.0198 | 654.894 | 5.4983 | 0 | 0 | 0 | 0 | 1858.4121 | 3331 | 1217.9868 | 1309.7881 | 6.8729 | 0 | 0 | 0 | 0 | 0 | 0 | 2534.6477 | 3331 | 1217.9868 | 1309.7881 | 6.8729 | 17 | 0 | 0 | 0 | 0 | 0 | 2551.6477 | 3331 | 1217.9868 | 1309.7881 | 6.8729 | 0 | 0 | 0 | 0 | 0 | 0 | 2534.6477
3334 | 13.6685 | 18.6145 | 19.1908 | 9.1226 | 13.3562 | 13.6407 | 0.01 | 0.01 | 0.01 | 3334 | 1213.0415 | 1213.0415 | 1213.0415 | 1422.9909 | 1422.9909 | 1422.9909 | 1609.6127 | 1609.6127 | 1609.6127 | 3332 | 1232.1782 | 0 | 0 | 0 | 0 | 0 | 0 | 1232.1782 |  | 3332 | 1232.1782 | 0 | 0 | 0 | 0 | 0 | 0 | 1232.1782 | 3332 | 1232.1782 | 0 | 0 | 0 | 0 | 0 | 0 | 1232.1782 | 3332 | 1297.0297 | 597.3764 | 0 | 0 | 0 | 0 | 0 | 1894.4061 | 3332 | 1297.0297 | 597.3764 | 0 | 0 | 0 | 0 | 0 | 1894.4061 | 3332 | 1297.0297 | 597.3764 | 0 | 0 | 0 | 0 | 0 | 1894.4061 | 3332 | 1318.6469 | 1194.7528 | 0 | 0 | 0 | 0 | 0 | 0 | 0 | 2513.3996 | 3332 | 1318.6469 | 1194.7528 | 0 | 17 | 0 | 0 | 0 | 0 | 0 | 2530.3996 | 3332 | 1318.6469 | 1194.7528 | 0 | 0 | 0 | 0 | 0 | 0 | 0 | 2513.3996
3335 | 13.3772 | 18.6145 | 19.1908 | 9.1226 | 13.3562 | 13.6407 | 0.01 | 0.01 | 0.01 | 3335 | 1183.0589 | 1183.0589 | 1183.0589 | 1387.819 | 1387.819 | 1387.819 | 1569.8281 | 1569.8281 | 1569.8281 | 3333 | 1373.2673 | 0 | 0 | 0 | 0 | 0 | 0 | 1373.2673 |  | 3333 | 1373.2673 | 0 | 0 | 0 | 0 | 0 | 0 | 1373.2673 | 3333 | 1373.2673 | 0 | 0 | 0 | 0 | 0 | 0 | 1373.2673 | 3333 | 1445.5446 | 586.2765 | 0 | 0 | 0 | 0 | 0 | 2031.821 | 3333 | 1445.5446 | 586.2765 | 0 | 0 | 0 | 0 | 0 | 2031.821 | 3333 | 1445.5446 | 586.2765 | 0 | 0 | 0 | 0 | 0 | 2031.821 | 3333 | 1469.637 | 1172.553 | 0 | 0 | 0 | 0 | 0 | 0 | 0 | 2642.1899 | 3333 | 1469.637 | 1172.553 | 0 | 17 | 0 | 0 | 0 | 0 | 0 | 2659.1899 | 3333 | 1019.8224 | 1172.553 | 0 | 0 | 0 | 0 | 0 | 0 | 0 | 2192.3754
3336 | 35.2177 | 36.0334 | 36.7448 | 30.0359 | 30.4988 | 30.85 | 0.01 | 0.01 | 0.01 | 3336 | 1097.6832 | 1097.6832 | 1097.6832 | 1304.8889 | 1304.8889 | 1344.6018 | 1553.6196 | 1553.6196 | 1553.6196 | 3334 | 1345.0495 | 0 | 0 | 0 | 0 | 0 | 0 | 1345.0495 |  | 3334 | 1345.0495 | 0 | 0 | 0 | 0 | 0 | 0 | 1345.0495 | 3334 | 1345.0495 | 0 | 0 | 0 | 0 | 0 | 0 | 1345.0495 | 3334 | 1415.8416 | 601.4127 | 0 | 0 | 0 | 0 | 0 | 2017.2543 | 3334 | 1415.8416 | 601.4127 | 0 | 0 | 0 | 0 | 0 | 2017.2543 | 3334 | 1415.8416 | 601.4127 | 0 | 0 | 0 | 0 | 0 | 2017.2543 | 3334 | 889.3517 | 1202.8254 | 0 | 0 | 0 | 0 | 0 | 0 | 0 | 2092.1772 | 3334 | 1389.3517 | 1202.8254 | 0 | 17 | 0 | 0 | 0 | 0 | 0 | 2609.1772 | 3334 | 889.3517 | 1202.8254 | 0 | 0 | 0 | 0 | 0 | 0 | 0 | 2092.1772
3337 | 35.2177 | 36.0334 | 36.7448 | 30.0359 | 30.4988 | 30.85 | 0.01 | 0.01 | 0.01 | 3337 | 1135.3069 | 1158.6286 | 1135.3069 | 1317.2477 | 1340.1857 | 1359.1605 | 1537.411 | 1537.411 | 1537.411 | 3335 | 1213.3663 | 0 | 0 | 0 | 0 | 0 | 0 | 1213.3663 |  | 3335 | 1213.3663 | 0 | 0 | 0 | 0 | 0 | 0 | 1213.3663 | 3335 | 1213.3663 | 0 | 0 | 0 | 0 | 0 | 0 | 1213.3663 | 3335 | 1277.2277 | 629.667 | 0 | 0 | 0 | 0 | 0 | 1906.8947 | 3335 | 1277.2277 | 629.667 | 0 | 0 | 0 | 0 | 0 | 1906.8947 | 3335 | 1277.2277 | 629.667 | 0 | 0 | 0 | 0 | 0 | 1906.8947 | 3335 | 793.0586 | 1259.334 | 0 | 0 | 0 | 0 | 0 | 0 | 0 | 2052.3926 | 3335 | 793.0586 | 1259.334 | 0 | 17 | 0 | 0 | 0 | 0 | 0 | 2069.3926 | 3335 | 1293.0586 | 1259.334 | 0 | 0 | 0 | 0 | 0 | 0 | 0 | 2552.3926
3338 | 13.3772 | 18.6145 | 19.1908 | 9.1226 | 13.3562 | 13.6407 | 0.01 | 0.01 | 0.01 | 3338 | 1129.7565 | 1129.7565 | 1129.7565 | 1325.2912 | 1325.2912 | 1325.2912 | 1499.0999 | 1499.0999 | 1499.0999 | 3336 | 1081.6832 | 0 | 0 | 0 | 0 | 0 | 0 | 1081.6832 |  | 3336 | 1081.6832 | 0 | 0 | 0 | 0 | 0 | 0 | 1081.6832 | 3336 | 1081.6832 | 0 | 0 | 0 | 0 | 0 | 0 | 1081.6832 | 3336 | 1138.6139 | 648.8396 | 0 | 0 | 0 | 0 | 0 | 1787.4534 | 3336 | 1138.6139 | 648.8396 | 0 | 0 | 0 | 0 | 0 | 1787.4534 | 3336 | 1138.6139 | 648.8396 | 0 | 0 | 0 | 0 | 0 | 1787.4534 | 3336 | 1157.5908 | 1297.6791 | 0 | 0 | 0 | 0 | 0 | 0 | 0 | 2455.2699 | 3336 | 1157.5908 | 1297.6791 | 0 | 17 | 0 | 0 | 0 | 0 | 0 | 2472.2699 | 3336 | 1157.5908 | 1297.6791 | 0 | 0 | 0 | 0 | 0 | 0 | 0 | 2455.2699
3339 | 13.3772 | 18.6145 | 19.1908 | 30.0359 | 30.4988 | 30.4988 | 0.01 | 0.01 | 0.01 | 3339 | 1146.4135 | 1146.4135 | 1146.4135 | 1328.404 | 1344.8312 | 1344.8312 | 1521.2025 | 1521.2025 | 1521.2025 | 3337 | 1119.3069 | 0 | 0 | 0 | 0 | 0 | 0 | 1119.3069 |  | 3337 | 1119.3069 | 0 | 0 | 0 | 0 | 0 | 0 | 1119.3069 | 3337 | 1119.3069 | 0 | 0 | 0 | 0 | 0 | 0 | 1119.3069 | 3337 | 1178.2178 | 621.5943 | 0 | 0 | 0 | 0 | 0 | 1799.8122 | 3337 | 1178.2178 | 621.5943 | 0 | 0 | 0 | 0 | 0 | 1799.8122 | 3337 | 1178.2178 | 621.5943 | 0 | 0 | 0 | 0 | 0 | 1799.8122 | 3337 | 776.7868 | 1243.1887 | 0 | 0 | 0 | 0 | 0 | 0 | 0 | 2019.9755 | 3337 | 776.7868 | 1243.1887 | 0 | 17 | 0 | 0 | 0 | 0 | 0 | 2036.9755 | 3337 | 776.7868 | 1243.1887 | 0 | 0 | 0 | 0 | 0 | 0 | 0 | 2019.9755
3340 | 35.2177 | 36.0334 | 36.7448 | 30.0359 | 30.4988 | 30.85 | 0.01 | 0.01 | 0.01 | 3340 | 1089.3184 | 1089.3184 | 1089.3184 | 1206.4278 | 1206.4278 | 1246.1407 | 1671.4998 | 1671.4998 | 1671.4998 | 3338 | 1241.5842 | 0 | 0 | 0 | 0 | 0 | 0 | 1241.5842 |  | 3338 | 1241.5842 | 0 | 0 | 0 | 0 | 0 | 0 | 1241.5842 | 3338 | 1241.5842 | 0 | 0 | 0 | 0 | 0 | 0 | 1241.5842 | 3338 | 1306.9307 | 606.4581 | 0 | 0 | 0 | 0 | 0 | 1913.3888 | 3338 | 1306.9307 | 606.4581 | 0 | 0 | 0 | 0 | 0 | 1913.3888 | 3338 | 1306.9307 | 606.4581 | 0 | 0 | 0 | 0 | 0 | 1913.3888 | 3338 | 768.7482 | 1212.9162 | 0 | 0 | 0 | 0 | 0 | 0 | 0 | 1981.6644 | 3338 | 768.7482 | 1212.9162 | 0 | 17 | 0 | 0 | 0 | 0 | 0 | 1998.6644 | 3338 | 1093.431 | 1212.9162 | 0 | 0 | 0 | 0 | 0 | 0 | 0 | 2306.3472
3341 | 35.2177 | 36.0334 | 36.7448 | 30.0359 | 30.4988 | 30.85 | 18.6145 | 18.6145 | 18.6145 | 3341 | 1410.7045 | 1014.9663 | 1255.2064 | 1190.6335 | 1371.5941 | 1371.5941 | 1366.8563 | 1866.8563 | 1866.8563 | 3339 | 1128.7129 | 0 | 25.4296 | 0 | 0 | 0 | 0 | 1154.1424 |  | 3339 | 1128.7129 | 0 | 25.4296 | 0 | 0 | 0 | 0 | 1154.1424 | 3339 | 1128.7129 | 0 | 25.4296 | 0 | 0 | 0 | 0 | 1154.1424 | 3339 | 1188.1188 | 595.3582 | 27.4914 | 0 | 0 | 0 | 0 | 1810.9684 | 3339 | 1188.1188 | 595.3582 | 27.4914 | 0 | 0 | 0 | 0 | 1810.9684 | 3339 | 1188.1188 | 595.3582 | 27.4914 | 0 | 0 | 0 | 0 | 1810.9684 | 3339 | 1207.9208 | 1190.7164 | 34.3643 | 0 | 0 | 0 | 0 | 0 | 0 | 2433.0015 | 3339 | 778.6863 | 1190.7164 | 34.3643 | 17 | 0 | 0 | 0 | 0 | 0 | 2020.767 | 3339 | 1207.9208 | 1190.7164 | 34.3643 | 0 | 0 | 0 | 0 | 0 | 0 | 2433.0015
3342 | 35.2177 | 36.0334 | 36.7448 | 30.0359 | 30.4988 | 30.85 | 19.1387 | 18.6145 | 18.6145 | 3342 | 1220.5351 | 1537.2976 | 1328.3222 | 1401.7431 | 1656.337 | 1369.8271 | 1514.7615 | 1755.9353 | 1755.9353 | 3340 | 997.0297 | 0 | 76.2887 | 0 | 0 | 0 | 0 | 1073.3184 |  | 3340 | 997.0297 | 0 | 76.2887 | 0 | 0 | 0 | 0 | 1073.3184 | 3340 | 997.0297 | 0 | 76.2887 | 0 | 0 | 0 | 0 | 1073.3184 | 3340 | 1049.505 | 557.0131 | 82.4742 | 0 | 0 | 0 | 0 | 1688.9923 | 3340 | 1049.505 | 557.0131 | 82.4742 | 0 | 0 | 0 | 0 | 1688.9923 | 3340 | 1049.505 | 557.0131 | 82.4742 | 0 | 0 | 0 | 0 | 1688.9923 | 3340 | 1066.9967 | 1114.0262 | 103.0928 | 0 | 0 | 0 | 0 | 0 | 0 | 2284.1157 | 3340 | 936.9453 | 1114.0262 | 103.0928 | 17 | 0 | 0 | 0 | 0 | 0 | 2171.0643 | 3340 | 936.9453 | 1114.0262 | 103.0928 | 0 | 0 | 0 | 0 | 0 | 0 | 2154.0643
3343 | 35.2177 | 36.0334 | 36.7448 | 30.0359 | 30.4988 | 30.85 | 0.01 | 0.01 | 0.01 | 3343 | 1591.7105 | 1415.8554 | 1254.077 | 1867.1988 | 1495.9954 | 1569.47 | 2112.0774 | 2112.0774 | 2112.0774 | 3341 | 714.8515 | 0 | 157.6632 | 0 | 0 | 0 | 0 | 872.5147 |  | 3341 | 714.8515 | 0 | 157.6632 | 0 | 0 | 0 | 0 | 872.5147 | 3341 | 714.8515 | 0 | 157.6632 | 0 | 0 | 0 | 0 | 872.5147 | 3341 | 752.4752 | 391.5237 | 170.4467 | 0 | 0 | 0 | 0 | 1314.4457 | 3341 | 752.4752 | 391.5237 | 170.4467 | 0 | 0 | 0 | 0 | 1314.4457 | 3341 | 752.4752 | 391.5237 | 170.4467 | 0 | 0 | 0 | 0 | 1314.4457 | 3341 | 765.0165 | 783.0474 | 213.0584 | 0 | 0 | 0 | 0 | 0 | 0 | 1761.1223 | 3341 | 765.0165 | 783.0474 | 213.0584 | 17 | 0 | 0 | 0 | 0 | 0 | 1778.1223 | 3341 | 765.0165 | 783.0474 | 213.0584 | 0 | 0 | 0 | 0 | 0 | 0 | 1761.1223
3344 | 27.909 | 27.909 | 27.909 | 24.8038 | 24.8038 | 24.8038 | 0.01 | 0.01 | 0.01 | 3344 | 1586.1582 | 1586.1582 | 1586.1582 | 1860.6855 | 1860.6855 | 1860.6855 | 2104.7099 | 2104.7099 | 2104.7099 | 3342 | 489.1089 | 0 | 233.9519 | 0 | 0 | 0 | 0 | 723.0608 |  | 3342 | 489.1089 | 0 | 233.9519 | 0 | 0 | 0 | 0 | 723.0608 | 3342 | 489.1089 | 0 | 233.9519 | 0 | 0 | 0 | 0 | 723.0608 | 3342 | 514.8515 | 311.8063 | 252.921 | 0 | 0 | 0 | 0 | 1079.5787 | 3342 | 514.8515 | 311.8063 | 252.921 | 0 | 0 | 0 | 0 | 1079.5787 | 3342 | 514.8515 | 311.8063 | 252.921 | 0 | 0 | 0 | 0 | 1079.5787 | 3342 | 523.4323 | 623.6125 | 316.1512 | 0 | 0 | 0 | 0 | 0 | 0 | 1463.1961 | 3342 | 523.4323 | 623.6125 | 316.1512 | 17 | 0 | 0 | 0 | 0 | 0 | 1480.1961 | 3342 | 523.4323 | 623.6125 | 316.1512 | 0 | 0 | 0 | 0 | 0 | 0 | 1463.1961
3345 | 13.3772 | 14.0705 | 13.0305 | 1.1461 | 1.1461 | 0.01 | 0.01 | 0.01 | 0.01 | 3345 | 1583.9372 | 1583.9372 | 1583.9372 | 1858.0802 | 1858.0802 | 1858.0802 | 2101.7629 | 2101.7629 | 2101.7629 | 3343 | 169.3069 | 0 | 335.6701 | 0 | 0 | 0 | 0 | 504.977 |  | 3343 | 169.3069 | 0 | 335.6701 | 0 | 0 | 0 | 0 | 504.977 | 3343 | 169.3069 | 0 | 335.6701 | 0 | 0 | 0 | 0 | 504.977 | 3343 | 178.2178 | 385.4692 | 362.8866 | 0 | 0 | 0 | 0 | 926.5736 | 3343 | 178.2178 | 385.4692 | 362.8866 | 0 | 0 | 0 | 0 | 926.5736 | 3343 | 178.2178 | 385.4692 | 362.8866 | 0 | 0 | 0 | 0 | 926.5736 | 3343 | 181.1881 | 770.9384 | 453.6082 | 0 | 0 | 0 | 0 | 0 | 0 | 1405.7348 | 3343 | 181.1881 | 770.9384 | 453.6082 | 17 | 0 | 0 | 0 | 0 | 0 | 1422.7348 | 3343 | 136.2569 | 770.9384 | 453.6082 | 0 | 0 | 0 | 0 | 0 | 0 | 1360.8036
3346 | 13.3772 | 14.0705 | 13.3772 | 1.1461 | 3.3937 | 0.01 | 0.01 | 0.01 | 0.01 | 3346 | 1566.1698 | 1566.1698 | 1566.1698 | 1837.2376 | 1837.2376 | 1837.2376 | 2078.1868 | 2078.1868 | 2078.1868 | 3344 | 84.6535 | 0 | 442.4742 | 0 | 0 | 0 | 0 | 527.1277 |  | 3344 | 84.6535 | 0 | 442.4742 | 0 | 0 | 0 | 0 | 527.1277 | 3344 | 84.6535 | 0 | 442.4742 | 0 | 0 | 0 | 0 | 527.1277 | 3344 | 89.1089 | 464.1776 | 478.3505 | 0 | 0 | 0 | 0 | 1031.637 | 3344 | 89.1089 | 464.1776 | 478.3505 | 0 | 0 | 0 | 0 | 1031.637 | 3344 | 89.1089 | 464.1776 | 478.3505 | 0 | 0 | 0 | 0 | 1031.637 | 3344 | 90.5941 | 928.3552 | 597.9381 | 0 | 0 | 0 | 0 | 0 | 0 | 1616.8874 | 3344 | 0 | 928.3552 | 597.9381 | 17 | 0 | 0 | 0 | 0 | 0 | 1543.2933 | 3344 | 90.5941 | 928.3552 | 597.9381 | 0 | 0 | 0 | 0 | 0 | 0 | 1616.8874
3347 | 18.6145 | 18.6145 | 18.6145 | 7.3621 | 8.0251 | 8.0251 | 0.01 | 0.01 | 0.01 | 3347 | 1599.4838 | 1599.4838 | 1599.4838 | 1876.3175 | 1876.3175 | 1876.3175 | 2122.3919 | 2122.3919 | 2122.3919 | 3345 | 122.2772 | 0 | 493.3333 | 0 | 0 | 0 | 0 | 615.6106 |  | 3345 | 122.2772 | 0 | 493.3333 | 0 | 0 | 0 | 0 | 615.6106 | 3345 | 122.2772 | 0 | 493.3333 | 0 | 0 | 0 | 0 | 615.6106 | 3345 | 128.7129 | 465.1867 | 533.3333 | 0 | 0 | 0 | 0 | 1127.2329 | 3345 | 128.7129 | 465.1867 | 533.3333 | 0 | 0 | 0 | 0 | 1127.2329 | 3345 | 128.7129 | 465.1867 | 533.3333 | 0 | 0 | 0 | 0 | 1127.2329 | 3345 | 130.8581 | 930.3734 | 666.6667 | 0 | 0 | 0 | 0 | 0 | 0 | 1727.8981 | 3345 | 130.8581 | 930.3734 | 666.6667 | 17 | 0 | 0 | 0 | 0 | 0 | 1744.8981 | 3345 | 130.8581 | 930.3734 | 666.6667 | 0 | 0 | 0 | 0 | 0 | 0 | 1727.8981
3348 | 22.3899 | 22.3899 | 22.3899 | 17.8837 | 17.8837 | 17.8837 | 0.01 | 0.01 | 0.01 | 3348 | 1578.3849 | 1578.3849 | 1578.3849 | 1851.5669 | 1851.5669 | 1851.5669 | 2094.3953 | 2094.3953 | 2094.3953 | 3346 | 169.3069 | 0 | 457.732 | 0 | 0 | 0 | 0 | 627.0389 |  | 3346 | 169.3069 | 0 | 457.732 | 0 | 0 | 0 | 0 | 627.0389 | 3346 | 169.3069 | 0 | 457.732 | 0 | 0 | 0 | 0 | 627.0389 | 3346 | 178.2178 | 493.441 | 494.8454 | 0 | 0 | 0 | 0 | 1166.5042 | 3346 | 178.2178 | 493.441 | 494.8454 | 0 | 0 | 0 | 0 | 1166.5042 | 3346 | 178.2178 | 493.441 | 494.8454 | 0 | 0 | 0 | 0 | 1166.5042 | 3346 | 181.1881 | 986.8819 | 618.5567 | 0 | 0 | 0 | 0 | 0 | 0 | 1786.6268 | 3346 | 181.1881 | 986.8819 | 618.5567 | 17 | 0 | 0 | 0 | 0 | 0 | 1803.6268 | 3346 | 181.1881 | 986.8819 | 618.5567 | 0 | 0 | 0 | 0 | 0 | 0 | 1786.6268
3349 | 22.3899 | 22.3899 | 22.3899 | 18.6145 | 18.6145 | 18.6145 | 0.01 | 0.01 | 0.01 | 3349 | 1551.7337 | 1551.7337 | 1551.7337 | 1820.303 | 1820.303 | 1820.303 | 2059.0313 | 2059.0313 | 2059.0313 | 3347 | 188.1188 | 0 | 356.0137 | 0 | 0 | 0 | 0 | 544.1326 |  | 3347 | 188.1188 | 0 | 356.0137 | 0 | 0 | 0 | 0 | 544.1326 | 3347 | 188.1188 | 0 | 356.0137 | 0 | 0 | 0 | 0 | 544.1326 | 3347 | 198.0198 | 609.4854 | 384.8797 | 0 | 0 | 0 | 0 | 1192.3849 | 3347 | 198.0198 | 609.4854 | 384.8797 | 0 | 0 | 0 | 0 | 1192.3849 | 3347 | 198.0198 | 609.4854 | 384.8797 | 0 | 0 | 0 | 0 | 1192.3849 | 3347 | 201.3201 | 1218.9707 | 481.0997 | 0 | 0 | 0 | 0 | 0 | 0 | 1901.3905 | 3347 | 201.3201 | 1218.9707 | 481.0997 | 17 | 0 | 0 | 0 | 0 | 0 | 1918.3905 | 3347 | 201.3201 | 1218.9707 | 481.0997 | 0 | 0 | 0 | 0 | 0 | 0 | 1901.3905
3350 | 20.9838 | 20.9838 | 20.9838 | 14.9898 | 14.9898 | 14.9898 | 0.01 | 0.01 | 0.01 | 3350 | 1555.0651 | 1555.0651 | 1555.0651 | 1824.211 | 1824.211 | 1824.211 | 2063.4518 | 2063.4518 | 2063.4518 | 3348 | 366.8317 | 0 | 289.8969 | 0 | 0 | 0 | 0 | 656.7286 |  | 3348 | 366.8317 | 0 | 289.8969 | 0 | 0 | 0 | 0 | 656.7286 | 3348 | 366.8317 | 0 | 289.8969 | 0 | 0 | 0 | 0 | 656.7286 | 3348 | 386.1386 | 672.0484 | 313.4021 | 0 | 0 | 0 | 0 | 1371.5891 | 3348 | 386.1386 | 672.0484 | 313.4021 | 0 | 0 | 0 | 0 | 1371.5891 | 3348 | 386.1386 | 672.0484 | 313.4021 | 0 | 0 | 0 | 0 | 1371.5891 | 3348 | 274.1104 | 1344.0969 | 391.7526 | 0 | 0 | 0 | 0 | 0 | 0 | 2009.9598 | 3348 | 392.5743 | 1344.0969 | 391.7526 | 17 | 0 | 0 | 0 | 0 | 0 | 2145.4237 | 3348 | 299.69 | 1344.0969 | 391.7526 | 0 | 0 | 0 | 0 | 0 | 0 | 2035.5394
3351 | 23.4961 | 23.4961 | 23.4961 | 20.9838 | 20.9838 | 20.9838 | 0.01 | 0.01 | 0.01 | 3351 | 1547.2918 | 1547.2918 | 1547.2918 | 1815.0923 | 1815.0923 | 1815.0923 | 2053.1372 | 2053.1372 | 2053.1372 | 3349 | 573.7624 | 0 | 244.1237 | 0 | 0 | 0 | 0 | 817.8861 |  | 3349 | 573.7624 | 0 | 244.1237 | 0 | 0 | 0 | 0 | 817.8861 | 3349 | 573.7624 | 0 | 244.1237 | 0 | 0 | 0 | 0 | 817.8861 | 3349 | 603.9604 | 672.0484 | 263.9175 | 0 | 0 | 0 | 0 | 1539.9264 | 3349 | 603.9604 | 672.0484 | 263.9175 | 0 | 0 | 0 | 0 | 1539.9264 | 3349 | 603.9604 | 672.0484 | 263.9175 | 0 | 0 | 0 | 0 | 1539.9264 | 3349 | 560.1541 | 1344.0969 | 329.8969 | 0 | 0 | 0 | 0 | 0 | 0 | 2234.1478 | 3349 | 614.0264 | 1344.0969 | 329.8969 | 17 | 0 | 0 | 0 | 0 | 0 | 2305.0202 | 3349 | 560.1541 | 1344.0969 | 329.8969 | 0 | 0 | 0 | 0 | 0 | 0 | 2234.1478
3352 | 35.2177 | 35.4773 | 35.4773 | 23.4961 | 23.4961 | 23.4961 | 0.01 | 0.01 | 0.01 | 3352 | 1512.8674 | 1512.8674 | 1512.8674 | 1774.7098 | 1774.7098 | 1774.7098 | 2007.4586 | 2007.4586 | 2007.4586 | 3350 | 752.4752 | 0 | 178.0069 | 0 | 0 | 0 | 0 | 930.4821 |  | 3350 | 752.4752 | 0 | 178.0069 | 0 | 0 | 0 | 0 | 930.4821 | 3350 | 752.4752 | 0 | 178.0069 | 0 | 0 | 0 | 0 | 930.4821 | 3350 | 792.0792 | 652.8759 | 192.4399 | 0 | 0 | 0 | 0 | 1637.395 | 3350 | 792.0792 | 652.8759 | 192.4399 | 0 | 0 | 0 | 0 | 1637.395 | 3350 | 792.0792 | 652.8759 | 192.4399 | 0 | 0 | 0 | 0 | 1637.395 | 3350 | 670.7081 | 1305.7518 | 240.5498 | 0 | 0 | 0 | 0 | 0 | 0 | 2217.0097 | 3350 | 805.2805 | 1305.7518 | 240.5498 | 17 | 0 | 0 | 0 | 0 | 0 | 2368.5821 | 3350 | 758.7081 | 1305.7518 | 240.5498 | 0 | 0 | 0 | 0 | 0 | 0 | 2305.0097
3353 | 35.2177 | 35.4773 | 35.4773 | 29.4202 | 29.4202 | 29.4202 | 0.01 | 0.01 | 0.01 | 3353 | 1483.9952 | 1483.9952 | 1483.9952 | 1740.8406 | 1740.8406 | 1740.8406 | 1969.1475 | 1969.1475 | 1969.1475 | 3351 | 912.3762 | 0 | 101.7182 | 0 | 0 | 0 | 0 | 1014.0945 |  | 3351 | 912.3762 | 0 | 101.7182 | 0 | 0 | 0 | 0 | 1014.0945 | 3351 | 912.3762 | 0 | 101.7182 | 0 | 0 | 0 | 0 | 1014.0945 | 3351 | 960.396 | 660.9485 | 109.9656 | 0 | 0 | 0 | 0 | 1731.3102 | 3351 | 960.396 | 660.9485 | 109.9656 | 0 | 0 | 0 | 0 | 1731.3102 | 3351 | 960.396 | 660.9485 | 109.9656 | 0 | 0 | 0 | 0 | 1731.3102 | 3351 | 738.8142 | 1321.8971 | 137.457 | 0 | 0 | 0 | 0 | 0 | 0 | 2198.1683 | 3351 | 976.4026 | 1321.8971 | 137.457 | 17 | 0 | 0 | 0 | 0 | 0 | 2452.7568 | 3351 | 738.8142 | 1321.8971 | 137.457 | 0 | 0 | 0 | 0 | 0 | 0 | 2198.1683
3354 | 35.2177 | 36.0334 | 36.7448 | 30.0359 | 30.4988 | 30.85 | 19.1387 | 19.1387 | 20.9838 | 3354 | 1156.5027 | 1461.7859 | 1156.5027 | 1504.907 | 1714.7873 | 1714.7873 | 1414.5633 | 1414.5633 | 1414.5633 | 3352 | 818.3168 | 0 | 66.1168 | 0 | 0 | 0 | 0 | 884.4337 |  | 3352 | 818.3168 | 0 | 66.1168 | 0 | 0 | 0 | 0 | 884.4337 | 3352 | 818.3168 | 0 | 66.1168 | 0 | 0 | 0 | 0 | 884.4337 | 3352 | 861.3861 | 687.1847 | 71.4777 | 0 | 0 | 0 | 0 | 1620.0485 | 3352 | 861.3861 | 687.1847 | 71.4777 | 0 | 0 | 0 | 0 | 1620.0485 | 3352 | 861.3861 | 687.1847 | 71.4777 | 0 | 0 | 0 | 0 | 1620.0485 | 3352 | 632.3324 | 1374.3693 | 89.3471 | 0 | 0 | 0 | 0 | 0 | 0 | 2096.0488 | 3352 | 875.7426 | 1374.3693 | 89.3471 | 17 | 0 | 0 | 0 | 0 | 0 | 2356.459 | 3352 | 632.3324 | 1374.3693 | 89.3471 | 0 | 0 | 0 | 0 | 0 | 0 | 2096.0488
3355 | 35.2177 | 36.0334 | 36.7448 | 30.0359 | 30.4988 | 30.85 | 18.6145 | 18.6145 | 18.6145 | 3355 | 1050.5012 | 1424.0562 | 1050.5012 | 1696.5501 | 1310.6342 | 1696.5501 | 1450.3836 | 1919.0484 | 1393.9343 | 3353 | 902.9703 | 0 | 40.6873 | 0 | 0 | 0 | 0 | 943.6576 |  | 3353 | 902.9703 | 0 | 40.6873 | 0 | 0 | 0 | 0 | 943.6576 | 3353 | 902.9703 | 0 | 40.6873 | 0 | 0 | 0 | 0 | 943.6576 | 3353 | 950.495 | 663.9758 | 43.9863 | 0 | 0 | 0 | 0 | 1658.4571 | 3353 | 950.495 | 663.9758 | 43.9863 | 0 | 0 | 0 | 0 | 1658.4571 | 3353 | 950.495 | 663.9758 | 43.9863 | 0 | 0 | 0 | 0 | 1658.4571 | 3353 | 701.4174 | 1327.9516 | 54.9828 | 0 | 0 | 0 | 0 | 0 | 0 | 2084.3518 | 3353 | 966.3366 | 1327.9516 | 54.9828 | 17 | 0 | 0 | 0 | 0 | 0 | 2366.271 | 3353 | 966.3366 | 1327.9516 | 54.9828 | 0 | 0 | 0 | 0 | 0 | 0 | 2349.271
3356 | 35.2177 | 36.0334 | 36.7448 | 30.0359 | 30.4988 | 30.85 | 14.9898 | 14.9898 | 14.9898 | 3356 | 1004.9721 | 1004.9721 | 1004.9959 | 1643.1409 | 1643.1409 | 1416.4127 | 1858.6348 | 1858.6348 | 1858.6348 | 3354 | 1025.2475 | 0 | 15.2577 | 0 | 0 | 0 | 0 | 1040.5053 |  | 3354 | 1025.2475 | 0 | 15.2577 | 0 | 0 | 0 | 0 | 1040.5053 | 3354 | 1025.2475 | 0 | 15.2577 | 0 | 0 | 0 | 0 | 1040.5053 | 3354 | 1079.2079 | 598.3855 | 16.4948 | 0 | 0 | 0 | 0 | 1694.0882 | 3354 | 1079.2079 | 598.3855 | 16.4948 | 0 | 0 | 0 | 0 | 1694.0882 | 3354 | 1079.2079 | 598.3855 | 16.4948 | 0 | 0 | 0 | 0 | 1694.0882 | 3354 | 1097.1947 | 1196.7709 | 20.6186 | 0 | 0 | 0 | 0 | 0 | 0 | 2314.5842 | 3354 | 1097.1947 | 1196.7709 | 20.6186 | 17 | 0 | 0 | 0 | 0 | 0 | 2331.5842 | 3354 | 1097.1947 | 1196.7709 | 20.6186 | 0 | 0 | 0 | 0 | 0 | 0 | 2314.5842
3357 | 35.2177 | 36.0334 | 36.7448 | 30.0359 | 30.4988 | 30.4988 | 3.0198 | 3.0198 | 3.0198 | 3357 | 1043.7291 | 909.472 | 909.472 | 1531.1119 | 1531.1119 | 1531.1119 | 1731.9135 | 1731.9135 | 1731.9135 | 3355 | 902.9703 | 0 | 5.0859 | 0 | 0 | 0 | 0 | 908.0562 |  | 3355 | 902.9703 | 0 | 5.0859 | 0 | 0 | 0 | 0 | 908.0562 | 3355 | 902.9703 | 0 | 5.0859 | 0 | 0 | 0 | 0 | 908.0562 | 3355 | 950.495 | 546.9223 | 5.4983 | 0 | 0 | 0 | 0 | 1502.9156 | 3355 | 950.495 | 546.9223 | 5.4983 | 0 | 0 | 0 | 0 | 1502.9156 | 3355 | 950.495 | 546.9223 | 5.4983 | 0 | 0 | 0 | 0 | 1502.9156 | 3355 | 966.3366 | 1093.8446 | 6.8729 | 0 | 0 | 0 | 0 | 0 | 0 | 2067.0541 | 3355 | 966.3366 | 1093.8446 | 6.8729 | 17 | 0 | 0 | 0 | 0 | 0 | 2084.0541 | 3355 | 966.3366 | 1093.8446 | 6.8729 | 0 | 0 | 0 | 0 | 0 | 0 | 2067.0541
3358 | 35.2177 | 36.0334 | 36.7448 | 13.2408 | 13.3562 | 13.6407 | 0.01 | 0.01 | 0.01 | 3358 | 853.1287 | 853.1287 | 853.1287 | 1456.8602 | 1456.8602 | 1456.8602 | 1647.9238 | 1647.9238 | 1647.9238 | 3356 | 855.9406 | 0 | 0 | 0 | 0 | 0 | 0 | 855.9406 |  | 3356 | 855.9406 | 0 | 0 | 0 | 0 | 0 | 0 | 855.9406 | 3356 | 855.9406 | 0 | 0 | 0 | 0 | 0 | 0 | 855.9406 | 3356 | 900.9901 | 542.886 | 0 | 0 | 0 | 0 | 0 | 1443.8761 | 3356 | 900.9901 | 542.886 | 0 | 0 | 0 | 0 | 0 | 1443.8761 | 3356 | 900.9901 | 542.886 | 0 | 0 | 0 | 0 | 0 | 1443.8761 | 3356 | 916.0066 | 1085.7719 | 0 | 0 | 0 | 0 | 0 | 0 | 0 | 2001.7785 | 3356 | 916.0066 | 1085.7719 | 0 | 17 | 0 | 0 | 0 | 0 | 0 | 2018.7785 | 3356 | 916.0066 | 1085.7719 | 0 | 0 | 0 | 0 | 0 | 0 | 0 | 2001.7785
3359 | 27.909 | 27.909 | 27.909 | 11.1093 | 13.3562 | 13.6407 | 0.01 | 0.01 | 0.01 | 3359 | 1205.2682 | 1205.2682 | 1205.2682 | 1413.8723 | 1413.8723 | 1413.8723 | 1599.2982 | 1599.2982 | 1599.2982 | 3357 | 865.3465 | 0 | 0 | 0 | 0 | 0 | 0 | 865.3465 |  | 3357 | 865.3465 | 0 | 0 | 0 | 0 | 0 | 0 | 865.3465 | 3357 | 865.3465 | 0 | 0 | 0 | 0 | 0 | 0 | 865.3465 | 3357 | 910.8911 | 561.0494 | 0 | 0 | 0 | 0 | 0 | 1471.9405 | 3357 | 910.8911 | 561.0494 | 0 | 0 | 0 | 0 | 0 | 1471.9405 | 3357 | 910.8911 | 561.0494 | 0 | 0 | 0 | 0 | 0 | 1471.9405 | 3357 | 926.0726 | 1122.0989 | 0 | 0 | 0 | 0 | 0 | 0 | 0 | 2048.1715 | 3357 | 926.0726 | 1122.0989 | 0 | 17 | 0 | 0 | 0 | 0 | 0 | 2065.1715 | 3357 | 926.0726 | 1122.0989 | 0 | 0 | 0 | 0 | 0 | 0 | 0 | 2048.1715
3360 | 27.8858 | 27.8858 | 27.8858 | 9.1226 | 11.0553 | 11.0553 | 0.01 | 0.01 | 0.01 | 3360 | 1175.2856 | 1175.2856 | 1175.2856 | 1378.7004 | 1378.7004 | 1378.7004 | 1559.5136 | 1559.5136 | 1559.5136 | 3358 | 837.1287 | 0 | 0 | 0 | 0 | 0 | 0 | 837.1287 |  | 3358 | 837.1287 | 0 | 0 | 0 | 0 | 0 | 0 | 837.1287 | 3358 | 837.1287 | 0 | 0 | 0 | 0 | 0 | 0 | 837.1287 | 3358 | 881.1881 | 561.0494 | 0 | 0 | 0 | 0 | 0 | 1442.2376 | 3358 | 881.1881 | 561.0494 | 0 | 0 | 0 | 0 | 0 | 1442.2376 | 3358 | 881.1881 | 561.0494 | 0 | 0 | 0 | 0 | 0 | 1442.2376 | 3358 | 895.8746 | 1122.0989 | 0 | 0 | 0 | 0 | 0 | 0 | 0 | 2017.9735 | 3358 | 895.8746 | 1122.0989 | 0 | 17 | 0 | 0 | 0 | 0 | 0 | 2034.9735 | 3358 | 895.8746 | 1122.0989 | 0 | 0 | 0 | 0 | 0 | 0 | 0 | 2017.9735
3361 | 14.9898 | 14.9898 | 14.9898 | 6.4125 | 6.4125 | 6.4125 | 0.01 | 0.01 | 0.01 | 3361 | 1171.9542 | 1171.9542 | 1171.9542 | 1374.7924 | 1374.7924 | 1374.7924 | 1555.0931 | 1555.0931 | 1555.0931 | 3359 | 846.5347 | 0 | 0 | 0 | 0 | 0 | 0 | 846.5347 |  | 3359 | 846.5347 | 0 | 0 | 0 | 0 | 0 | 0 | 846.5347 | 3359 | 846.5347 | 0 | 0 | 0 | 0 | 0 | 0 | 846.5347 | 3359 | 891.0891 | 536.8315 | 0 | 0 | 0 | 0 | 0 | 1427.9206 | 3359 | 891.0891 | 536.8315 | 0 | 0 | 0 | 0 | 0 | 1427.9206 | 3359 | 891.0891 | 536.8315 | 0 | 0 | 0 | 0 | 0 | 1427.9206 | 3359 | 167.2665 | 1073.663 | 0 | 0 | 0 | 0 | 0 | 0 | 0 | 1240.9294 | 3359 | 905.9406 | 1073.663 | 0 | 17 | 0 | 0 | 0 | 0 | 0 | 1996.6036 | 3359 | 905.9406 | 1073.663 | 0 | 0 | 0 | 0 | 0 | 0 | 0 | 1979.6036
3362 | 14.0926 | 14.0926 | 14.0926 | 5.1105 | 5.1105 | 5.1105 | 0.01 | 0.01 | 0.01 | 3362 | 1160.8495 | 1160.8495 | 1160.8495 | 1361.7658 | 1361.7658 | 1361.7658 | 1540.358 | 1540.358 | 1540.358 | 3360 | 808.9109 | 0 | 0 | 0 | 0 | 0 | 0 | 808.9109 |  | 3360 | 808.9109 | 0 | 0 | 0 | 0 | 0 | 0 | 808.9109 | 3360 | 808.9109 | 0 | 0 | 0 | 0 | 0 | 0 | 808.9109 | 3360 | 851.4851 | 561.0494 | 0 | 0 | 0 | 0 | 0 | 1412.5346 | 3360 | 851.4851 | 561.0494 | 0 | 0 | 0 | 0 | 0 | 1412.5346 | 3360 | 851.4851 | 561.0494 | 0 | 0 | 0 | 0 | 0 | 1412.5346 | 3360 | 865.6766 | 1122.0989 | 0 | 0 | 0 | 0 | 0 | 0 | 0 | 1987.7755 | 3360 | 865.6766 | 1122.0989 | 0 | 17 | 0 | 0 | 0 | 0 | 0 | 2004.7755 | 3360 | 865.6766 | 1122.0989 | 0 | 0 | 0 | 0 | 0 | 0 | 0 | 1987.7755
3363 | 14.9898 | 14.9898 | 14.9898 | 6.5063 | 6.5063 | 6.5063 | 0.01 | 0.01 | 0.01 | 3363 | 1171.9542 | 1171.9542 | 1171.9542 | 1374.7924 | 1374.7924 | 1374.7924 | 1555.0931 | 1555.0931 | 1555.0931 | 3361 | 696.0396 | 0 | 0 | 0 | 0 | 0 | 0 | 696.0396 |  | 3361 | 696.0396 | 0 | 0 | 0 | 0 | 0 | 0 | 696.0396 | 3361 | 696.0396 | 0 | 0 | 0 | 0 | 0 | 0 | 696.0396 | 3361 | 732.6733 | 507.5681 | 0 | 0 | 0 | 0 | 0 | 1240.2414 | 3361 | 732.6733 | 507.5681 | 0 | 0 | 0 | 0 | 0 | 1240.2414 | 3361 | 732.6733 | 507.5681 | 0 | 0 | 0 | 0 | 0 | 1240.2414 | 3361 | 628.9362 | 1015.1362 | 0 | 0 | 0 | 0 | 0 | 0 | 0 | 1644.0724 | 3361 | 744.8845 | 1015.1362 | 0 | 17 | 0 | 0 | 0 | 0 | 0 | 1777.0207 | 3361 | 564.4029 | 1015.1362 | 0 | 0 | 0 | 0 | 0 | 0 | 0 | 1579.5391
3364 | 17.012 | 17.012 | 17.012 | 7.3621 | 7.3621 | 7.3621 | 0.01 | 0.01 | 0.01 | 3364 | 1283.0008 | 1283.0008 | 1283.0008 | 1505.0587 | 1505.0587 | 1505.0587 | 1702.4434 | 1702.4434 | 1702.4434 | 3362 | 611.3861 | 0 | 0 | 0 | 0 | 0 | 0 | 611.3861 |  | 3362 | 611.3861 | 0 | 0 | 0 | 0 | 0 | 0 | 611.3861 | 3362 | 611.3861 | 0 | 0 | 0 | 0 | 0 | 0 | 611.3861 | 3362 | 643.5644 | 456.1049 | 0 | 0 | 0 | 0 | 0 | 1099.6693 | 3362 | 643.5644 | 456.1049 | 0 | 0 | 0 | 0 | 0 | 1099.6693 | 3362 | 643.5644 | 456.1049 | 0 | 0 | 0 | 0 | 0 | 1099.6693 | 3362 | 654.2904 | 912.2099 | 0 | 0 | 0 | 0 | 0 | 0 | 0 | 1566.5003 | 3362 | 654.2904 | 912.2099 | 0 | 17 | 0 | 0 | 0 | 0 | 0 | 1583.5003 | 3362 | 654.2904 | 912.2099 | 0 | 0 | 0 | 0 | 0 | 0 | 0 | 1566.5003
3365 | 13.3772 | 13.3772 | 13.3772 | 1.1461 | 1.1461 | 1.1461 | 0.01 | 0.01 | 0.01 | 3365 | 1426.251 | 1426.251 | 1426.251 | 1673.1021 | 1673.1021 | 1673.1021 | 1892.5254 | 1892.5254 | 1892.5254 | 3363 | 573.7624 | 0 | 15.2577 | 0 | 0 | 0 | 0 | 589.0201 |  | 3363 | 573.7624 | 0 | 15.2577 | 0 | 0 | 0 | 0 | 589.0201 | 3363 | 573.7624 | 0 | 15.2577 | 0 | 0 | 0 | 0 | 589.0201 | 3363 | 603.9604 | 450.0505 | 16.4948 | 0 | 0 | 0 | 0 | 1070.5057 | 3363 | 603.9604 | 450.0505 | 16.4948 | 0 | 0 | 0 | 0 | 1070.5057 | 3363 | 603.9604 | 450.0505 | 16.4948 | 0 | 0 | 0 | 0 | 1070.5057 | 3363 | 614.0264 | 900.1009 | 20.6186 | 0 | 0 | 0 | 0 | 0 | 0 | 1534.7459 | 3363 | 614.0264 | 900.1009 | 20.6186 | 17 | 0 | 0 | 0 | 0 | 0 | 1551.7459 | 3363 | 614.0264 | 900.1009 | 20.6186 | 0 | 0 | 0 | 0 | 0 | 0 | 1534.7459
3366 | 12.3675 | 12.3675 | 12.3675 | 0.01 | 0.01 | 0.01 | 0.01 | 0.01 | 0.01 | 3366 | 1528.4139 | 1528.4139 | 1528.4139 | 1792.9471 | 1792.9471 | 1792.9471 | 2028.0877 | 2028.0877 | 2028.0877 | 3364 | 489.1089 | 0 | 71.2027 | 0 | 0 | 0 | 0 | 560.3117 |  | 3364 | 489.1089 | 0 | 71.2027 | 0 | 0 | 0 | 0 | 560.3117 | 3364 | 489.1089 | 0 | 71.2027 | 0 | 0 | 0 | 0 | 560.3117 | 3364 | 514.8515 | 451.0595 | 76.9759 | 0 | 0 | 0 | 0 | 1042.887 | 3364 | 514.8515 | 451.0595 | 76.9759 | 0 | 0 | 0 | 0 | 1042.887 | 3364 | 514.8515 | 451.0595 | 76.9759 | 0 | 0 | 0 | 0 | 1042.887 | 3364 | 523.4323 | 902.1191 | 96.2199 | 0 | 0 | 0 | 0 | 0 | 0 | 1521.7713 | 3364 | 523.4323 | 902.1191 | 96.2199 | 17 | 0 | 0 | 0 | 0 | 0 | 1538.7713 | 3364 | 523.4323 | 902.1191 | 96.2199 | 0 | 0 | 0 | 0 | 0 | 0 | 1521.7713
3367 | 11.1093 | 11.1093 | 11.1093 | 0.01 | 0.01 | 0.01 | 0.01 | 0.01 | 0.01 | 3367 | 1549.5128 | 1549.5128 | 1549.5128 | 1817.6977 | 1817.6977 | 1817.6977 | 2056.0842 | 2056.0842 | 2056.0842 | 3365 | 554.9505 | 0 | 172.921 | 0 | 0 | 0 | 0 | 727.8715 |  | 3365 | 554.9505 | 0 | 172.921 | 0 | 0 | 0 | 0 | 727.8715 | 3365 | 554.9505 | 0 | 172.921 | 0 | 0 | 0 | 0 | 727.8715 | 3365 | 584.1584 | 451.0595 | 186.9416 | 0 | 0 | 0 | 0 | 1222.1595 | 3365 | 584.1584 | 451.0595 | 186.9416 | 0 | 0 | 0 | 0 | 1222.1595 | 3365 | 584.1584 | 451.0595 | 186.9416 | 0 | 0 | 0 | 0 | 1222.1595 | 3365 | 593.8944 | 902.1191 | 233.677 | 0 | 0 | 0 | 0 | 0 | 0 | 1729.6904 | 3365 | 593.8944 | 902.1191 | 233.677 | 17 | 0 | 0 | 0 | 0 | 0 | 1746.6904 | 3365 | 593.8944 | 902.1191 | 233.677 | 0 | 0 | 0 | 0 | 0 | 0 | 1729.6904
3368 | 9.2372 | 10.1159 | 10.1159 | 0.01 | 0.01 | 0.01 | 0.01 | 0.01 | 0.01 | 3368 | 1550.6232 | 1550.6232 | 1550.6232 | 1819.0003 | 1819.0003 | 1819.0003 | 2057.5577 | 2057.5577 | 2057.5577 | 3366 | 432.6733 | 0 | 289.8969 | 0 | 0 | 0 | 0 | 722.5702 |  | 3366 | 432.6733 | 0 | 289.8969 | 0 | 0 | 0 | 0 | 722.5702 | 3366 | 432.6733 | 0 | 289.8969 | 0 | 0 | 0 | 0 | 722.5702 | 3366 | 455.4455 | 480.3229 | 313.4021 | 0 | 0 | 0 | 0 | 1249.1705 | 3366 | 455.4455 | 480.3229 | 313.4021 | 0 | 0 | 0 | 0 | 1249.1705 | 3366 | 455.4455 | 480.3229 | 313.4021 | 0 | 0 | 0 | 0 | 1249.1705 | 3366 | 463.0363 | 960.6458 | 391.7526 | 0 | 0 | 0 | 0 | 0 | 0 | 1815.4347 | 3366 | 463.0363 | 960.6458 | 391.7526 | 17 | 0 | 0 | 0 | 0 | 0 | 1832.4347 | 3366 | 463.0363 | 960.6458 | 391.7526 | 0 | 0 | 0 | 0 | 0 | 0 | 1815.4347
3369 | 10.1159 | 10.1159 | 10.1159 | 0.01 | 0.01 | 0.01 | 0.01 | 0.01 | 0.01 | 3369 | 1547.2918 | 1547.2918 | 1547.2918 | 1815.0923 | 1815.0923 | 1815.0923 | 2053.1372 | 2053.1372 | 2053.1372 | 3367 | 554.9505 | 0 | 396.701 | 0 | 0 | 0 | 0 | 951.6515 |  | 3367 | 554.9505 | 0 | 396.701 | 0 | 0 | 0 | 0 | 951.6515 | 3367 | 554.9505 | 0 | 396.701 | 0 | 0 | 0 | 0 | 951.6515 | 3367 | 584.1584 | 535.8224 | 428.866 | 0 | 0 | 0 | 0 | 1548.8468 | 3367 | 584.1584 | 535.8224 | 428.866 | 0 | 0 | 0 | 0 | 1548.8468 | 3367 | 584.1584 | 535.8224 | 428.866 | 0 | 0 | 0 | 0 | 1548.8468 | 3367 | 363.9214 | 1071.6448 | 536.0825 | 0 | 0 | 0 | 0 | 0 | 0 | 1971.6487 | 3367 | 0 | 1071.6448 | 536.0825 | 17 | 0 | 0 | 0 | 0 | 0 | 1624.7273 | 3367 | 363.9214 | 1071.6448 | 536.0825 | 0 | 0 | 0 | 0 | 0 | 0 | 1971.6487
3370 | 9.1226 | 10.1159 | 10.1159 | 0.01 | 0.01 | 0.01 | 0.01 | 0.01 | 0.01 | 3370 | 1520.6406 | 1520.6406 | 1520.6406 | 1783.8284 | 1783.8284 | 1783.8284 | 2017.7732 | 2017.7732 | 2017.7732 | 3368 | 564.3564 | 0 | 483.1615 | 0 | 0 | 0 | 0 | 1047.5179 |  | 3368 | 564.3564 | 0 | 483.1615 | 0 | 0 | 0 | 0 | 1047.5179 | 3368 | 564.3564 | 0 | 483.1615 | 0 | 0 | 0 | 0 | 1047.5179 | 3368 | 594.0594 | 610.4945 | 522.3368 | 0 | 0 | 0 | 0 | 1726.8906 | 3368 | 594.0594 | 610.4945 | 522.3368 | 0 | 0 | 0 | 0 | 1726.8906 | 3368 | 594.0594 | 610.4945 | 522.3368 | 0 | 0 | 0 | 0 | 1726.8906 | 3368 | 99.2124 | 1220.9889 | 652.921 | 0 | 0 | 0 | 0 | 0 | 0 | 1973.1222 | 3368 | 599.2124 | 1220.9889 | 652.921 | 17 | 0 | 0 | 0 | 0 | 0 | 2490.1222 | 3368 | 599.2124 | 1220.9889 | 652.921 | 0 | 0 | 0 | 0 | 0 | 0 | 2473.1222
3371 | 0.01 | 9.1226 | 9.1226 | 0.01 | 0.01 | 0.01 | 0.01 | 0.01 | 0.01 | 3371 | 1523.972 | 1523.972 | 1523.972 | 1787.7364 | 1787.7364 | 1787.7364 | 2022.1937 | 2022.1937 | 2022.1937 | 3369 | 752.4752 | 0 | 544.1924 | 0 | 0 | 0 | 0 | 1296.6677 |  | 3369 | 752.4752 | 0 | 544.1924 | 0 | 0 | 0 | 0 | 1296.6677 | 3369 | 752.4752 | 0 | 544.1924 | 0 | 0 | 0 | 0 | 1296.6677 | 3369 | 698.3721 | 685.1665 | 588.3162 | 0 | 0 | 0 | 0 | 1971.8548 | 3369 | 765.0891 | 685.1665 | 588.3162 | 0 | 0 | 0 | 0 | 2038.5717 | 3369 | 792.0792 | 685.1665 | 588.3162 | 0 | 0 | 0 | 0 | 2065.5619 | 3369 | 454.404 | 1370.333 | 735.3952 | 0 | 0 | 0 | 0 | 0 | 0 | 2560.1322 | 3369 | 0 | 1370.333 | 735.3952 | 17 | 0 | 0 | 0 | 0 | 0 | 2122.7282 | 3369 | 0 | 1370.333 | 735.3952 | 0 | 0 | 0 | 0 | 0 | 0 | 2105.7282
3372 | 0.01 | 8.6648 | 8.6648 | 0.01 | 0.01 | 0.01 | 0.01 | 0.01 | 0.01 | 3372 | 1483.9952 | 1483.9952 | 1483.9952 | 1740.8406 | 1740.8406 | 1740.8406 | 1969.1475 | 1969.1475 | 1969.1475 | 3370 | 818.3168 | 0 | 559.4502 | 0 | 0 | 0 | 0 | 1377.767 |  | 3370 | 818.3168 | 0 | 559.4502 | 0 | 0 | 0 | 0 | 1377.767 | 3370 | 818.3168 | 0 | 559.4502 | 0 | 0 | 0 | 0 | 1377.767 | 3370 | 546.6502 | 726.5388 | 604.811 | 0 | 0 | 0 | 0 | 1878 | 3370 | 861.3861 | 726.5388 | 604.811 | 0 | 0 | 0 | 0 | 2192.736 | 3370 | 861.3861 | 726.5388 | 604.811 | 0 | 0 | 0 | 0 | 2192.736 | 3370 | 0 | 1453.0777 | 756.0137 | 0 | 0 | 0 | 0 | 0 | 0 | 2209.0914 | 3370 | 224.2462 | 1453.0777 | 756.0137 | 17 | 0 | 0 | 0 | 0 | 0 | 2450.3376 | 3370 | 224.2462 | 1453.0777 | 756.0137 | 0 | 0 | 0 | 0 | 0 | 0 | 2433.3376
3373 | 0.01 | 8.6648 | 7.3366 | 0.01 | 0.01 | 0.01 | 0.01 | 0.01 | 0.01 | 3373 | 1464.0069 | 1464.0069 | 1464.0069 | 1717.3927 | 1717.3927 | 1717.3927 | 1942.6245 | 1942.6245 | 1942.6245 | 3371 | 1034.6535 | 0 | 615.3952 | 0 | 0 | 0 | 0 | 1650.0487 |  | 3371 | 1034.6535 | 0 | 615.3952 | 0 | 0 | 0 | 0 | 1650.0487 | 3371 | 1034.6535 | 0 | 615.3952 | 0 | 0 | 0 | 0 | 1650.0487 | 3371 | 809.0201 | 737.6387 | 665.2921 | 0 | 0 | 0 | 0 | 2211.951 | 3371 | 1089.1089 | 737.6387 | 665.2921 | 0 | 0 | 0 | 0 | 2492.0398 | 3371 | 1089.1089 | 737.6387 | 665.2921 | 0 | 0 | 0 | 0 | 2492.0398 | 3371 | 0 | 1475.2775 | 831.6151 | 0 | 0 | 0 | 0 | 0 | 0 | 2306.8926 | 3371 | 0 | 1475.2775 | 831.6151 | 17 | 0 | 0 | 0 | 0 | 0 | 2323.8926 | 3371 | 0 | 1475.2775 | 831.6151 | 0 | 0 | 0 | 0 | 0 | 0 | 2306.8926
3374 | 0.01 | 8.6648 | 7.4179 | 0.01 | 0.01 | 0.01 | 0.01 | 0.01 | 0.01 | 3374 | 1440.6871 | 1440.6871 | 1440.6871 | 1690.0367 | 1690.0367 | 1690.0367 | 1911.6809 | 1911.6809 | 1911.6809 | 3372 | 1091.0891 | 0 | 640.8247 | 0 | 0 | 0 | 0 | 1731.9139 |  | 3372 | 1091.0891 | 0 | 640.8247 | 0 | 0 | 0 | 0 | 1731.9139 | 3372 | 1091.0891 | 0 | 640.8247 | 0 | 0 | 0 | 0 | 1731.9139 | 3372 | 707.041 | 745.7114 | 692.7835 | 0 | 0 | 0 | 0 | 2145.5359 | 3372 | 1040.1576 | 745.7114 | 692.7835 | 0 | 0 | 0 | 0 | 2478.6525 | 3372 | 540.1576 | 745.7114 | 692.7835 | 0 | 0 | 0 | 0 | 1978.6525 | 3372 | 0 | 1491.4228 | 865.9794 | 0 | 0 | 0 | 0 | 0 | 0 | 2357.4022 | 3372 | 62.6427 | 1491.4228 | 865.9794 | 17 | 0 | 0 | 0 | 0 | 0 | 2437.0449 | 3372 | 262.1093 | 1491.4228 | 865.9794 | 0 | 0 | 0 | 0 | 0 | 0 | 2619.5115
3375 | 0.01 | 9.5841 | 9.5841 | 0.01 | 0.01 | 0.01 | 0.01 | 0.01 | 0.01 | 3375 | 1454.0127 | 1454.0127 | 1454.0127 | 1705.6687 | 1705.6687 | 1705.6687 | 1929.3629 | 1929.3629 | 1929.3629 | 3373 | 1279.2079 | 0 | 554.3643 | 0 | 0 | 0 | 0 | 1833.5722 |  | 3373 | 1279.2079 | 0 | 554.3643 | 0 | 0 | 0 | 0 | 1833.5722 | 3373 | 1279.2079 | 0 | 554.3643 | 0 | 0 | 0 | 0 | 1833.5722 | 3373 | 722.1732 | 750.7568 | 599.3127 | 0 | 0 | 0 | 0 | 2072.2427 | 3373 | 1222.1732 | 750.7568 | 599.3127 | 0 | 0 | 0 | 0 | 2572.2427 | 3373 | 1222.1732 | 750.7568 | 599.3127 | 0 | 0 | 0 | 0 | 2572.2427 | 3373 | 0 | 1501.5136 | 749.1409 | 0 | 0 | 0 | 0 | 0 | 0 | 2250.6545 | 3373 | 0 | 1501.5136 | 749.1409 | 17 | 0 | 0 | 0 | 0 | 0 | 2267.6545 | 3373 | 0 | 1501.5136 | 749.1409 | 0 | 0 | 0 | 0 | 0 | 0 | 2250.6545
3376 | 0.01 | 10.1159 | 10.1159 | 0.01 | 0.01 | 0.01 | 0.01 | 0.01 | 0.01 | 3376 | 1434.0243 | 1434.0243 | 1434.0243 | 1682.2208 | 1682.2208 | 1682.2208 | 1902.8399 | 1902.8399 | 1902.8399 | 3374 | 1326.2376 | 0 | 554.3643 | 0 | 0 | 0 | 0 | 1880.6019 |  | 3374 | 1326.2376 | 0 | 554.3643 | 0 | 0 | 0 | 0 | 1880.6019 | 3374 | 1326.2376 | 0 | 554.3643 | 0 | 0 | 0 | 0 | 1880.6019 | 3374 | 1396.0396 | 740.666 | 599.3127 | 0 | 0 | 0 | 0 | 2736.0183 | 3374 | 1396.0396 | 740.666 | 599.3127 | 0 | 0 | 0 | 0 | 2736.0183 | 3374 | 1299.5906 | 740.666 | 599.3127 | 0 | 0 | 0 | 0 | 2639.5693 | 3374 | 0 | 1481.332 | 749.1409 | 0 | 0 | 0 | 0 | 0 | 0 | 2230.4729 | 3374 | 1146.6127 | 1481.332 | 749.1409 | 17 | 0 | 0 | 0 | 0 | 0 | 3394.0856 | 3374 | 0 | 1481.332 | 749.1409 | 0 | 0 | 0 | 0 | 0 | 0 | 2230.4729
3377 | 20.9838 | 20.9838 | 20.9838 | 14.9898 | 15.2285 | 15.2285 | 0.01 | 0.01 | 0.01 | 3377 | 1319.6562 | 1319.6562 | 1319.6562 | 1498.0519 | 1498.0519 | 1498.0519 | 1888.1049 | 1888.1049 | 1888.1049 | 3375 | 1401.4851 | 0 | 417.0447 | 0 | 0 | 0 | 0 | 1818.5298 |  | 3375 | 1401.4851 | 0 | 417.0447 | 0 | 0 | 0 | 0 | 1818.5298 | 3375 | 1401.4851 | 0 | 417.0447 | 0 | 0 | 0 | 0 | 1818.5298 | 3375 | 1475.2475 | 719.4753 | 450.8591 | 0 | 0 | 0 | 0 | 2645.5819 | 3375 | 1475.2475 | 719.4753 | 450.8591 | 0 | 0 | 0 | 0 | 2645.5819 | 3375 | 1475.2475 | 719.4753 | 450.8591 | 0 | 0 | 0 | 0 | 2645.5819 | 3375 | 0 | 1438.9506 | 563.5739 | 0 | 0 | 0 | 0 | 0 | 0 | 2002.5244 | 3375 | 0 | 1438.9506 | 563.5739 | 17 | 0 | 0 | 0 | 0 | 0 | 2019.5244 | 3375 | 0 | 1438.9506 | 563.5739 | 0 | 0 | 0 | 0 | 0 | 0 | 2002.5244
3378 | 20.9838 | 20.9838 | 20.9838 | 14.9898 | 15.2285 | 15.2285 | 0.01 | 0.01 | 0.01 | 3378 | 1176.7601 | 1176.7601 | 1176.7601 | 1233.1671 | 1233.1671 | 1233.1671 | 1871.8963 | 1871.8963 | 1871.8963 | 3376 | 1185.1485 | 0 | 289.8969 | 0 | 0 | 0 | 0 | 1475.0454 |  | 3376 | 1185.1485 | 0 | 289.8969 | 0 | 0 | 0 | 0 | 1475.0454 | 3376 | 1185.1485 | 0 | 289.8969 | 0 | 0 | 0 | 0 | 1475.0454 | 3376 | 1177.3166 | 674.0666 | 313.4021 | 0 | 0 | 0 | 0 | 2164.7852 | 3376 | 1177.3166 | 674.0666 | 313.4021 | 0 | 0 | 0 | 0 | 2164.7852 | 3376 | 1244.0335 | 674.0666 | 313.4021 | 0 | 0 | 0 | 0 | 2231.5022 | 3376 | 1268.3168 | 1348.1332 | 391.7526 | 0 | 0 | 0 | 0 | 0 | 0 | 3008.2026 | 3376 | 1268.3168 | 1348.1332 | 391.7526 | 17 | 0 | 0 | 0 | 0 | 0 | 3025.2026 | 3376 | 1268.3168 | 1348.1332 | 391.7526 | 0 | 0 | 0 | 0 | 0 | 0 | 3008.2026
3379 | 20.9838 | 20.9838 | 20.9838 | 30.3612 | 30.1371 | 30.3612 | 1.4071 | 1.4071 | 1.4071 | 3379 | 987.2046 | 1060.8253 | 987.2046 | 1158.0669 | 1158.0669 | 1158.0669 | 1309.9446 | 1328.3052 | 1322.7122 | 3377 | 1166.3366 | 0 | 137.3196 | 0 | 0 | 0 | 0 | 1303.6562 |  | 3377 | 1166.3366 | 0 | 137.3196 | 0 | 0 | 0 | 0 | 1303.6562 | 3377 | 1166.3366 | 0 | 137.3196 | 0 | 0 | 0 | 0 | 1303.6562 | 3377 | 1227.7228 | 604.44 | 148.4536 | 0 | 0 | 0 | 0 | 1980.6163 | 3377 | 1227.7228 | 604.44 | 148.4536 | 0 | 0 | 0 | 0 | 1980.6163 | 3377 | 1227.7228 | 604.44 | 148.4536 | 0 | 0 | 0 | 0 | 1980.6163 | 3377 | 1248.1848 | 1208.8799 | 185.567 | 0 | 0 | 0 | 0 | 0 | 0 | 2642.6317 | 3377 | 1248.1848 | 1208.8799 | 185.567 | 17 | 0 | 0 | 0 | 0 | 0 | 2659.6317 | 3377 | 1248.1848 | 1208.8799 | 185.567 | 0 | 0 | 0 | 0 | 0 | 0 | 2642.6317
3380 | 20.9838 | 20.9838 | 20.9838 | 30.3612 | 30.1371 | 30.3612 | 2.3567 | 2.3567 | 2.3567 | 3380 | 971.6581 | 971.6581 | 1013.0297 | 1139.8297 | 1139.8297 | 1139.8297 | 1289.3155 | 1289.3155 | 1289.3155 | 3378 | 1109.901 | 0 | 50.8591 | 0 | 0 | 0 | 0 | 1160.7601 |  | 3378 | 1109.901 | 0 | 50.8591 | 0 | 0 | 0 | 0 | 1160.7601 | 3378 | 1109.901 | 0 | 50.8591 | 0 | 0 | 0 | 0 | 1160.7601 | 3378 | 1168.3168 | 492.4319 | 54.9828 | 0 | 0 | 0 | 0 | 1715.7315 | 3378 | 1168.3168 | 492.4319 | 54.9828 | 0 | 0 | 0 | 0 | 1715.7315 | 3378 | 1168.3168 | 492.4319 | 54.9828 | 0 | 0 | 0 | 0 | 1715.7315 | 3378 | 1187.7888 | 984.8638 | 68.7285 | 0 | 0 | 0 | 0 | 0 | 0 | 2241.3811 | 3378 | 1187.7888 | 984.8638 | 68.7285 | 17 | 0 | 0 | 0 | 0 | 0 | 2258.3811 | 3378 | 1187.7888 | 984.8638 | 68.7285 | 0 | 0 | 0 | 0 | 0 | 0 | 2241.3811
3381 | 22.3899 | 22.3899 | 22.3899 | 30.3612 | 30.1371 | 30.3612 | 11.1093 | 11.1093 | 11.1093 | 3381 | 890.594 | 890.594 | 890.594 | 1044.7353 | 1044.7353 | 1044.7353 | 1181.7498 | 1181.7498 | 1181.7498 | 3379 | 1034.6535 | 0 | 10.1718 | 0 | 0 | 0 | 0 | 1044.8253 |  | 3379 | 1034.6535 | 0 | 10.1718 | 0 | 0 | 0 | 0 | 1044.8253 | 3379 | 1034.6535 | 0 | 10.1718 | 0 | 0 | 0 | 0 | 1044.8253 | 3379 | 1089.1089 | 435.9233 | 10.9966 | 0 | 0 | 0 | 0 | 1536.0288 | 3379 | 1089.1089 | 435.9233 | 10.9966 | 0 | 0 | 0 | 0 | 1536.0288 | 3379 | 1089.1089 | 435.9233 | 10.9966 | 0 | 0 | 0 | 0 | 1536.0288 | 3379 | 1107.2607 | 871.8466 | 13.7457 | 0 | 0 | 0 | 0 | 0 | 0 | 1992.8531 | 3379 | 1107.2607 | 871.8466 | 13.7457 | 17 | 0 | 0 | 0 | 0 | 0 | 2009.8531 | 3379 | 1107.2607 | 871.8466 | 13.7457 | 0 | 0 | 0 | 0 | 0 | 0 | 1992.8531
3382 | 34.6322 | 29.7897 | 29.7897 | 30.3612 | 30.1371 | 30.3612 | 16.9307 | 16.9307 | 16.9307 | 3382 | 847.2858 | 847.2858 | 847.2858 | 993.9315 | 993.9315 | 993.9315 | 1124.2831 | 1124.2831 | 1124.2831 | 3380 | 997.0297 | 0 | 0 | 0 | 0 | 0 | 0 | 997.0297 |  | 3380 | 997.0297 | 0 | 0 | 0 | 0 | 0 | 0 | 997.0297 | 3380 | 997.0297 | 0 | 0 | 0 | 0 | 0 | 0 | 997.0297 | 3380 | 1049.505 | 489.4046 | 0 | 0 | 0 | 0 | 0 | 1538.9096 | 3380 | 1049.505 | 489.4046 | 0 | 0 | 0 | 0 | 0 | 1538.9096 | 3380 | 1049.505 | 489.4046 | 0 | 0 | 0 | 0 | 0 | 1538.9096 | 3380 | 1066.9967 | 978.8093 | 0 | 0 | 0 | 0 | 0 | 0 | 0 | 2045.806 | 3380 | 1066.9967 | 978.8093 | 0 | 17 | 0 | 0 | 0 | 0 | 0 | 2062.806 | 3380 | 1066.9967 | 978.8093 | 0 | 0 | 0 | 0 | 0 | 0 | 0 | 2045.806
3383 | 25.7661 | 25.7555 | 25.7555 | 30.3612 | 30.1371 | 30.3612 | 18.2834 | 18.2564 | 18.2564 | 3383 | 848.3963 | 848.3963 | 848.3963 | 995.2341 | 995.2341 | 995.2341 | 1125.7566 | 1125.7566 | 1125.7566 | 3381 | 884.1584 | 0 | 0 | 0 | 0 | 0 | 0 | 884.1584 |  | 3381 | 884.1584 | 0 | 0 | 0 | 0 | 0 | 0 | 884.1584 | 3381 | 884.1584 | 0 | 0 | 0 | 0 | 0 | 0 | 884.1584 | 3381 | 930.6931 | 515.6408 | 0 | 0 | 0 | 0 | 0 | 1446.3338 | 3381 | 930.6931 | 515.6408 | 0 | 0 | 0 | 0 | 0 | 1446.3338 | 3381 | 930.6931 | 515.6408 | 0 | 0 | 0 | 0 | 0 | 1446.3338 | 3381 | 946.2046 | 1031.2815 | 0 | 0 | 0 | 0 | 0 | 0 | 0 | 1977.4862 | 3381 | 946.2046 | 1031.2815 | 0 | 17 | 0 | 0 | 0 | 0 | 0 | 1994.4862 | 3381 | 946.2046 | 1031.2815 | 0 | 0 | 0 | 0 | 0 | 0 | 0 | 1977.4862
3384 | 25.7661 | 25.7555 | 25.7555 | 30.3612 | 30.1371 | 30.3612 | 18.2834 | 18.2564 | 18.2564 | 3384 | 849.5068 | 849.5068 | 849.5068 | 996.5368 | 996.5368 | 996.5368 | 1127.2301 | 1127.2301 | 1127.2301 | 3382 | 724.2574 | 0 | 0 | 0 | 0 | 0 | 0 | 724.2574 |  | 3382 | 724.2574 | 0 | 0 | 0 | 0 | 0 | 0 | 724.2574 | 3382 | 724.2574 | 0 | 0 | 0 | 0 | 0 | 0 | 724.2574 | 3382 | 762.3762 | 512.6135 | 0 | 0 | 0 | 0 | 0 | 1274.9898 | 3382 | 762.3762 | 512.6135 | 0 | 0 | 0 | 0 | 0 | 1274.9898 | 3382 | 762.3762 | 512.6135 | 0 | 0 | 0 | 0 | 0 | 1274.9898 | 3382 | 775.0825 | 1025.227 | 0 | 0 | 0 | 0 | 0 | 0 | 0 | 1800.3096 | 3382 | 775.0825 | 1025.227 | 0 | 17 | 0 | 0 | 0 | 0 | 0 | 1817.3096 | 3382 | 775.0825 | 1025.227 | 0 | 0 | 0 | 0 | 0 | 0 | 0 | 1800.3096
3385 | 25.7661 | 25.7555 | 25.7555 | 30.3612 | 30.1371 | 30.3612 | 18.2834 | 18.2564 | 18.2564 | 3385 | 837.2916 | 837.2916 | 837.2916 | 982.2075 | 982.2075 | 982.2075 | 1111.0216 | 1111.0216 | 1111.0216 | 3383 | 583.1683 | 0 | 0 | 0 | 0 | 0 | 0 | 583.1683 |  | 3383 | 583.1683 | 0 | 0 | 0 | 0 | 0 | 0 | 583.1683 | 3383 | 583.1683 | 0 | 0 | 0 | 0 | 0 | 0 | 583.1683 | 3383 | 613.8614 | 481.332 | 0 | 0 | 0 | 0 | 0 | 1095.1934 | 3383 | 613.8614 | 481.332 | 0 | 0 | 0 | 0 | 0 | 1095.1934 | 3383 | 613.8614 | 481.332 | 0 | 0 | 0 | 0 | 0 | 1095.1934 | 3383 | 624.0924 | 962.664 | 0 | 0 | 0 | 0 | 0 | 0 | 0 | 1586.7564 | 3383 | 624.0924 | 962.664 | 0 | 17 | 0 | 0 | 0 | 0 | 0 | 1603.7564 | 3383 | 624.0924 | 962.664 | 0 | 0 | 0 | 0 | 0 | 0 | 0 | 1586.7564
3386 | 25.7661 | 25.7555 | 25.7555 | 30.3612 | 30.1371 | 30.3612 | 18.2834 | 18.2564 | 18.2564 | 3386 | 795.0939 | 795.0939 | 795.0939 | 932.7063 | 932.7063 | 932.7063 | 1055.0285 | 1055.0285 | 1055.0285 | 3384 | 498.5149 | 0 | 0 | 0 | 0 | 0 | 0 | 498.5149 |  | 3384 | 498.5149 | 0 | 0 | 0 | 0 | 0 | 0 | 498.5149 | 3384 | 498.5149 | 0 | 0 | 0 | 0 | 0 | 0 | 498.5149 | 3384 | 524.7525 | 425.8325 | 0 | 0 | 0 | 0 | 0 | 950.585 | 3384 | 524.7525 | 425.8325 | 0 | 0 | 0 | 0 | 0 | 950.585 | 3384 | 524.7525 | 425.8325 | 0 | 0 | 0 | 0 | 0 | 950.585 | 3384 | 533.4983 | 851.665 | 0 | 0 | 0 | 0 | 0 | 0 | 0 | 1385.1633 | 3384 | 533.4983 | 851.665 | 0 | 17 | 0 | 0 | 0 | 0 | 0 | 1402.1633 | 3384 | 533.4983 | 851.665 | 0 | 0 | 0 | 0 | 0 | 0 | 0 | 1385.1633
3387 | 34.6322 | 29.7897 | 29.7897 | 30.3612 | 30.1371 | 30.3612 | 18.2834 | 18.2564 | 18.2564 | 3387 | 782.8788 | 782.8788 | 782.8788 | 918.377 | 918.377 | 918.377 | 1038.8199 | 1038.8199 | 1038.8199 | 3385 | 423.2673 | 0 | 0 | 0 | 0 | 0 | 0 | 423.2673 |  | 3385 | 423.2673 | 0 | 0 | 0 | 0 | 0 | 0 | 423.2673 | 3385 | 423.2673 | 0 | 0 | 0 | 0 | 0 | 0 | 423.2673 | 3385 | 445.5446 | 368.3148 | 0 | 0 | 0 | 0 | 0 | 813.8594 | 3385 | 445.5446 | 368.3148 | 0 | 0 | 0 | 0 | 0 | 813.8594 | 3385 | 445.5446 | 368.3148 | 0 | 0 | 0 | 0 | 0 | 813.8594 | 3385 | 452.9703 | 736.6297 | 0 | 0 | 0 | 0 | 0 | 0 | 0 | 1189.6 | 3385 | 452.9703 | 736.6297 | 0 | 17 | 0 | 0 | 0 | 0 | 0 | 1206.6 | 3385 | 452.9703 | 736.6297 | 0 | 0 | 0 | 0 | 0 | 0 | 0 | 1189.6
3388 | 25.7661 | 25.7555 | 25.7555 | 30.3612 | 30.1371 | 30.3612 | 18.2834 | 18.2564 | 18.2564 | 3388 | 831.7393 | 831.7393 | 831.7393 | 975.6942 | 975.6942 | 975.6942 | 1103.6541 | 1103.6541 | 1103.6541 | 3386 | 460.8911 | 0 | 5.0859 | 0 | 0 | 0 | 0 | 465.977 |  | 3386 | 460.8911 | 0 | 5.0859 | 0 | 0 | 0 | 0 | 465.977 | 3386 | 460.8911 | 0 | 5.0859 | 0 | 0 | 0 | 0 | 465.977 | 3386 | 485.1485 | 313.8244 | 5.4983 | 0 | 0 | 0 | 0 | 804.4712 | 3386 | 485.1485 | 313.8244 | 5.4983 | 0 | 0 | 0 | 0 | 804.4712 | 3386 | 485.1485 | 313.8244 | 5.4983 | 0 | 0 | 0 | 0 | 804.4712 | 3386 | 493.2343 | 627.6488 | 6.8729 | 0 | 0 | 0 | 0 | 0 | 0 | 1127.756 | 3386 | 493.2343 | 627.6488 | 6.8729 | 17 | 0 | 0 | 0 | 0 | 0 | 1144.756 | 3386 | 493.2343 | 627.6488 | 6.8729 | 0 | 0 | 0 | 0 | 0 | 0 | 1127.756
3389 | 34.6322 | 29.7897 | 29.7897 | 30.3612 | 30.1371 | 30.3612 | 18.2834 | 18.2564 | 18.2564 | 3389 | 896.1464 | 896.1464 | 896.1464 | 1051.2486 | 1051.2486 | 1051.2486 | 1189.1173 | 1189.1173 | 1189.1173 | 3387 | 460.8911 | 0 | 30.5155 | 0 | 0 | 0 | 0 | 491.4066 |  | 3387 | 460.8911 | 0 | 30.5155 | 0 | 0 | 0 | 0 | 491.4066 | 3387 | 460.8911 | 0 | 30.5155 | 0 | 0 | 0 | 0 | 491.4066 | 3387 | 485.1485 | 273.4612 | 32.9897 | 0 | 0 | 0 | 0 | 791.5994 | 3387 | 485.1485 | 273.4612 | 32.9897 | 0 | 0 | 0 | 0 | 791.5994 | 3387 | 485.1485 | 273.4612 | 32.9897 | 0 | 0 | 0 | 0 | 791.5994 | 3387 | 493.2343 | 546.9223 | 41.2371 | 0 | 0 | 0 | 0 | 0 | 0 | 1081.3937 | 3387 | 493.2343 | 546.9223 | 41.2371 | 17 | 0 | 0 | 0 | 0 | 0 | 1098.3937 | 3387 | 493.2343 | 546.9223 | 41.2371 | 0 | 0 | 0 | 0 | 0 | 0 | 1081.3937
3390 | 25.7661 | 25.7555 | 25.7555 | 30.3612 | 30.1371 | 30.3612 | 18.2834 | 18.2564 | 18.2564 | 3390 | 935.0127 | 935.0127 | 935.0127 | 1096.8418 | 1096.8418 | 1096.8418 | 1240.6899 | 1240.6899 | 1240.6899 | 3388 | 432.6733 | 0 | 91.5464 | 0 | 0 | 0 | 0 | 524.2197 |  | 3388 | 432.6733 | 0 | 91.5464 | 0 | 0 | 0 | 0 | 524.2197 | 3388 | 432.6733 | 0 | 91.5464 | 0 | 0 | 0 | 0 | 524.2197 | 3388 | 455.4455 | 242.1796 | 98.9691 | 0 | 0 | 0 | 0 | 796.5942 | 3388 | 455.4455 | 242.1796 | 98.9691 | 0 | 0 | 0 | 0 | 796.5942 | 3388 | 455.4455 | 242.1796 | 98.9691 | 0 | 0 | 0 | 0 | 796.5942 | 3388 | 463.0363 | 484.3592 | 123.7113 | 0 | 0 | 0 | 0 | 0 | 0 | 1071.1069 | 3388 | 463.0363 | 484.3592 | 123.7113 | 17 | 0 | 0 | 0 | 0 | 0 | 1088.1069 | 3388 | 463.0363 | 484.3592 | 123.7113 | 0 | 0 | 0 | 0 | 0 | 0 | 1071.1069
3391 | 22.3899 | 22.3899 | 22.3899 | 22.3899 | 22.3899 | 22.3899 | 14.9898 | 14.9898 | 14.9898 | 3391 | 966.1057 | 966.1057 | 966.1057 | 1133.3164 | 1133.3164 | 1133.3164 | 1281.948 | 1281.948 | 1281.948 | 3389 | 216.3366 | 0 | 244.1237 | 0 | 0 | 0 | 0 | 460.4603 |  | 3389 | 216.3366 | 0 | 244.1237 | 0 | 0 | 0 | 0 | 460.4603 | 3389 | 216.3366 | 0 | 244.1237 | 0 | 0 | 0 | 0 | 460.4603 | 3389 | 227.7228 | 225.0252 | 263.9175 | 0 | 0 | 0 | 0 | 716.6655 | 3389 | 227.7228 | 225.0252 | 263.9175 | 0 | 0 | 0 | 0 | 716.6655 | 3389 | 227.7228 | 225.0252 | 263.9175 | 0 | 0 | 0 | 0 | 716.6655 | 3389 | 231.5182 | 450.0505 | 329.8969 | 0 | 0 | 0 | 0 | 0 | 0 | 1011.4655 | 3389 | 231.5182 | 450.0505 | 329.8969 | 17 | 0 | 0 | 0 | 0 | 0 | 1028.4655 | 3389 | 231.5182 | 450.0505 | 329.8969 | 0 | 0 | 0 | 0 | 0 | 0 | 1011.4655
3392 | 20.9838 | 20.9838 | 20.9838 | 18.6145 | 18.6145 | 18.6145 | 0.01 | 1.4071 | 1.4071 | 3392 | 999.141 | 1086.6613 | 999.141 | 1129.4084 | 1129.4084 | 1129.4084 | 1786.8709 | 1322.691 | 1322.691 | 3390 | 112.8713 | 0 | 523.8488 | 0 | 0 | 0 | 0 | 636.7201 |  | 3390 | 112.8713 | 0 | 523.8488 | 0 | 0 | 0 | 0 | 636.7201 | 3390 | 112.8713 | 0 | 523.8488 | 0 | 0 | 0 | 0 | 636.7201 | 3390 | 118.8119 | 255.2977 | 566.323 | 0 | 0 | 0 | 0 | 940.4326 | 3390 | 118.8119 | 255.2977 | 566.323 | 0 | 0 | 0 | 0 | 940.4326 | 3390 | 118.8119 | 255.2977 | 566.323 | 0 | 0 | 0 | 0 | 940.4326 | 3390 | 120.7921 | 510.5954 | 707.9038 | 0 | 0 | 0 | 0 | 0 | 0 | 1339.2912 | 3390 | 120.7921 | 510.5954 | 707.9038 | 17 | 0 | 0 | 0 | 0 | 0 | 1356.2912 | 3390 | 120.7921 | 510.5954 | 707.9038 | 0 | 0 | 0 | 0 | 0 | 0 | 1339.2912
3393 | 18.6145 | 18.6145 | 18.6145 | 14.9898 | 14.9898 | 14.9898 | 0.01 | 0.10514 | 0.10514 | 3393 | 1352.9602 | 1352.9602 | 1352.9602 | 1587.1264 | 1587.1264 | 1587.1264 | 1795.2741 | 1795.2741 | 1795.2741 | 3391 | 103.4653 | 0 | 803.5739 | 0 | 0 | 0 | 0 | 907.0392 |  | 3391 | 103.4653 | 0 | 803.5739 | 0 | 0 | 0 | 0 | 907.0392 | 3391 | 103.4653 | 0 | 803.5739 | 0 | 0 | 0 | 0 | 907.0392 | 3391 | 108.9109 | 306.7608 | 868.7285 | 0 | 0 | 0 | 0 | 1284.4003 | 3391 | 108.9109 | 306.7608 | 868.7285 | 0 | 0 | 0 | 0 | 1284.4003 | 3391 | 108.9109 | 306.7608 | 868.7285 | 0 | 0 | 0 | 0 | 1284.4003 | 3391 | 110.7261 | 613.5217 | 1085.9107 | 0 | 0 | 0 | 0 | 0 | 0 | 1810.1584 | 3391 | 110.7261 | 613.5217 | 1085.9107 | 17 | 0 | 0 | 0 | 0 | 0 | 1827.1584 | 3391 | 110.7261 | 613.5217 | 1085.9107 | 0 | 0 | 0 | 0 | 0 | 0 | 1810.1584
3394 | 14.9898 | 14.9898 | 14.9898 | 7.3621 | 8.0251 | 8.0251 | 0.01 | 0.01 | 0.01 | 3394 | 1356.2916 | 1356.2916 | 1356.2916 | 1591.0344 | 1591.0344 | 1591.0344 | 1274.5805 | 1799.6946 | 1799.6946 | 3392 | 75.2475 | 0 | 940.8935 | 0 | 0 | 0 | 0 | 1016.141 |  | 3392 | 75.2475 | 0 | 940.8935 | 0 | 0 | 0 | 0 | 1016.141 | 3392 | 75.2475 | 0 | 940.8935 | 0 | 0 | 0 | 0 | 1016.141 | 3392 | 79.2079 | 365.2876 | 1017.1821 | 0 | 0 | 0 | 0 | 1461.6776 | 3392 | 79.2079 | 365.2876 | 1017.1821 | 0 | 0 | 0 | 0 | 1461.6776 | 3392 | 79.2079 | 365.2876 | 1017.1821 | 0 | 0 | 0 | 0 | 1461.6776 | 3392 | 80.5281 | 730.5752 | 1271.4777 | 0 | 0 | 0 | 0 | 0 | 0 | 2082.5809 | 3392 | 80.5281 | 730.5752 | 1271.4777 | 17 | 0 | 0 | 0 | 0 | 0 | 2099.5809 | 3392 | 80.5281 | 730.5752 | 1271.4777 | 0 | 0 | 0 | 0 | 0 | 0 | 2082.5809
3395 | 13.3772 | 13.5572 | 13.5572 | 7.3621 | 7.3621 | 6.4125 | 0.01 | 0.01 | 0.01 | 3395 | 1347.4079 | 1347.4079 | 1347.4079 | 1580.6131 | 1580.6131 | 1580.6131 | 1787.9066 | 1787.9066 | 1787.9066 | 3393 | 131.6832 | 0 | 976.4948 | 0 | 0 | 0 | 0 | 1108.178 |  | 3393 | 131.6832 | 0 | 976.4948 | 0 | 0 | 0 | 0 | 1108.178 | 3393 | 131.6832 | 0 | 976.4948 | 0 | 0 | 0 | 0 | 1108.178 | 3393 | 138.6139 | 413.7235 | 1055.6701 | 0 | 0 | 0 | 0 | 1608.0075 | 3393 | 138.6139 | 413.7235 | 1055.6701 | 0 | 0 | 0 | 0 | 1608.0075 | 3393 | 138.6139 | 413.7235 | 1055.6701 | 0 | 0 | 0 | 0 | 1608.0075 | 3393 | 140.9241 | 827.447 | 1319.5876 | 0 | 0 | 0 | 0 | 0 | 0 | 2287.9587 | 3393 | 140.9241 | 827.447 | 1319.5876 | 17 | 0 | 0 | 0 | 0 | 0 | 2304.9587 | 3393 | 140.9241 | 827.447 | 1319.5876 | 0 | 0 | 0 | 0 | 0 | 0 | 2287.9587
3396 | 14.8348 | 14.8348 | 14.8348 | 7.3621 | 8.0251 | 7.3621 | 0.01 | 0.01 | 0.01 | 3396 | 1364.0649 | 1364.0649 | 1364.0649 | 1600.153 | 1600.153 | 1600.153 | 1810.0092 | 1810.0092 | 1810.0092 | 3394 | 310.396 | 0 | 859.5189 | 0 | 0 | 0 | 0 | 1169.9149 |  | 3394 | 310.396 | 0 | 859.5189 | 0 | 0 | 0 | 0 | 1169.9149 | 3394 | 310.396 | 0 | 859.5189 | 0 | 0 | 0 | 0 | 1169.9149 | 3394 | 326.7327 | 448.0323 | 929.2096 | 0 | 0 | 0 | 0 | 1703.9746 | 3394 | 326.7327 | 448.0323 | 929.2096 | 0 | 0 | 0 | 0 | 1703.9746 | 3394 | 326.7327 | 448.0323 | 929.2096 | 0 | 0 | 0 | 0 | 1703.9746 | 3394 | 332.1782 | 896.0646 | 1161.512 | 0 | 0 | 0 | 0 | 0 | 0 | 2389.7548 | 3394 | 332.1782 | 896.0646 | 1161.512 | 17 | 0 | 0 | 0 | 0 | 0 | 2406.7548 | 3394 | 332.1782 | 896.0646 | 1161.512 | 0 | 0 | 0 | 0 | 0 | 0 | 2389.7548
3397 | 14.5549 | 14.5549 | 14.5549 | 7.3621 | 8.0251 | 8.0251 | 0.01 | 0.01 | 0.01 | 3397 | 1325.1986 | 1325.1986 | 1325.1986 | 1554.5598 | 1554.5598 | 1554.5598 | 1758.4365 | 1758.4365 | 1758.4365 | 3395 | 404.4554 | 0 | 859.5189 | 0 | 0 | 0 | 0 | 1263.9743 |  | 3395 | 404.4554 | 0 | 859.5189 | 0 | 0 | 0 | 0 | 1263.9743 | 3395 | 404.4554 | 0 | 859.5189 | 0 | 0 | 0 | 0 | 1263.9743 | 3395 | 425.7426 | 467.2048 | 929.2096 | 0 | 0 | 0 | 0 | 1822.157 | 3395 | 425.7426 | 467.2048 | 929.2096 | 0 | 0 | 0 | 0 | 1822.157 | 3395 | 425.7426 | 467.2048 | 929.2096 | 0 | 0 | 0 | 0 | 1822.157 | 3395 | 432.8383 | 934.4097 | 1161.512 | 0 | 0 | 0 | 0 | 0 | 0 | 2528.76 | 3395 | 432.8383 | 934.4097 | 1161.512 | 17 | 0 | 0 | 0 | 0 | 0 | 2545.76 | 3395 | 432.8383 | 934.4097 | 1161.512 | 0 | 0 | 0 | 0 | 0 | 0 | 2528.76
3398 | 18.6145 | 18.6145 | 18.6145 | 14.9898 | 14.9898 | 14.9898 | 0.01 | 0.01 | 0.01 | 3398 | 1356.2916 | 1356.2916 | 1356.2916 | 1503.4027 | 1591.0344 | 1591.0344 | 1799.6946 | 1799.6946 | 1799.6946 | 3396 | 536.1386 | 0 | 767.9725 | 0 | 0 | 0 | 0 | 1304.1111 |  | 3396 | 536.1386 | 0 | 767.9725 | 0 | 0 | 0 | 0 | 1304.1111 | 3396 | 536.1386 | 0 | 767.9725 | 0 | 0 | 0 | 0 | 1304.1111 | 3396 | 564.3564 | 465.1867 | 830.2405 | 0 | 0 | 0 | 0 | 1859.7837 | 3396 | 564.3564 | 465.1867 | 830.2405 | 0 | 0 | 0 | 0 | 1859.7837 | 3396 | 564.3564 | 465.1867 | 830.2405 | 0 | 0 | 0 | 0 | 1859.7837 | 3396 | 573.7624 | 930.3734 | 1037.8007 | 0 | 0 | 0 | 0 | 0 | 0 | 2541.9364 | 3396 | 573.7624 | 930.3734 | 1037.8007 | 17 | 0 | 0 | 0 | 0 | 0 | 2558.9364 | 3396 | 573.7624 | 930.3734 | 1037.8007 | 0 | 0 | 0 | 0 | 0 | 0 | 2541.9364
3399 | 20.9838 | 20.9838 | 20.9838 | 30.7657 | 30.7657 | 30.7657 | 3.0198 | 3.0873 | 3.0873 | 3399 | 948.3383 | 948.3383 | 948.3383 | 1112.4738 | 1112.4738 | 1112.4738 | 1258.3719 | 1258.3719 | 1258.3719 | 3397 | 554.9505 | 0 | 849.3471 | 0 | 0 | 0 | 0 | 1404.2976 |  | 3397 | 554.9505 | 0 | 849.3471 | 0 | 0 | 0 | 0 | 1404.2976 | 3397 | 554.9505 | 0 | 849.3471 | 0 | 0 | 0 | 0 | 1404.2976 | 3397 | 584.1584 | 449.0414 | 918.2131 | 0 | 0 | 0 | 0 | 1951.4128 | 3397 | 584.1584 | 449.0414 | 918.2131 | 0 | 0 | 0 | 0 | 1951.4128 | 3397 | 584.1584 | 449.0414 | 918.2131 | 0 | 0 | 0 | 0 | 1951.4128 | 3397 | 593.8944 | 898.0827 | 1147.7663 | 0 | 0 | 0 | 0 | 0 | 0 | 2639.7435 | 3397 | 593.8944 | 898.0827 | 1147.7663 | 17 | 0 | 0 | 0 | 0 | 0 | 2656.7435 | 3397 | 593.8944 | 898.0827 | 1147.7663 | 0 | 0 | 0 | 0 | 0 | 0 | 2639.7435
3400 | 56.9791 | 39.7142 | 39.7142 | 31.5049 | 31.5049 | 31.5049 | 18.5789 | 18.5789 | 18.5789 | 3400 | 977.2104 | 977.2104 | 977.2104 | 1146.343 | 1146.343 | 1146.343 | 1296.683 | 1296.683 | 1296.683 | 3398 | 442.0792 | 0 | 742.543 | 0 | 0 | 0 | 0 | 1184.6222 |  | 3398 | 442.0792 | 0 | 742.543 | 0 | 0 | 0 | 0 | 1184.6222 | 3398 | 442.0792 | 0 | 742.543 | 0 | 0 | 0 | 0 | 1184.6222 | 3398 | 465.3465 | 416.7508 | 802.7491 | 0 | 0 | 0 | 0 | 1684.8464 | 3398 | 465.3465 | 416.7508 | 802.7491 | 0 | 0 | 0 | 0 | 1684.8464 | 3398 | 465.3465 | 416.7508 | 802.7491 | 0 | 0 | 0 | 0 | 1684.8464 | 3398 | 473.1023 | 833.5015 | 1003.4364 | 0 | 0 | 0 | 0 | 0 | 0 | 2310.0402 | 3398 | 473.1023 | 833.5015 | 1003.4364 | 17 | 0 | 0 | 0 | 0 | 0 | 2327.0402 | 3398 | 473.1023 | 833.5015 | 1003.4364 | 0 | 0 | 0 | 0 | 0 | 0 | 2310.0402
3401 | 72.1219 | 39.7142 | 39.7142 | 31.5049 | 31.5049 | 31.5049 | 22.3877 | 22.3877 | 22.3877 | 3401 | 987.2046 | 987.2046 | 987.2046 | 1158.0669 | 1158.0669 | 1158.0669 | 1309.9446 | 1309.9446 | 1309.9446 | 3399 | 357.4257 | 0 | 620.4811 | 0 | 0 | 0 | 0 | 977.9068 |  | 3399 | 357.4257 | 0 | 620.4811 | 0 | 0 | 0 | 0 | 977.9068 | 3399 | 357.4257 | 0 | 620.4811 | 0 | 0 | 0 | 0 | 977.9068 | 3399 | 376.2376 | 379.4147 | 670.7904 | 0 | 0 | 0 | 0 | 1426.4427 | 3399 | 376.2376 | 379.4147 | 670.7904 | 0 | 0 | 0 | 0 | 1426.4427 | 3399 | 376.2376 | 379.4147 | 670.7904 | 0 | 0 | 0 | 0 | 1426.4427 | 3399 | 382.5083 | 758.8295 | 838.488 | 0 | 0 | 0 | 0 | 0 | 0 | 1979.8257 | 3399 | 382.5083 | 758.8295 | 838.488 | 17 | 0 | 0 | 0 | 0 | 0 | 1996.8257 | 3399 | 382.5083 | 758.8295 | 838.488 | 0 | 0 | 0 | 0 | 0 | 0 | 1979.8257
3402 | 81.5331 | 74.1528 | 81.5331 | 34.4823 | 32.5156 | 32.5156 | 32.5448 | 32.3541 | 32.3541 | 3402 | 984.9837 | 984.9837 | 984.9837 | 1155.4616 | 1155.4616 | 1155.4616 | 1306.9976 | 1306.9976 | 1306.9976 | 3400 | 244.5545 | 0 | 371.2715 | 0 | 0 | 0 | 0 | 615.8259 |  | 3400 | 244.5545 | 0 | 371.2715 | 0 | 0 | 0 | 0 | 615.8259 | 3400 | 244.5545 | 0 | 371.2715 | 0 | 0 | 0 | 0 | 615.8259 | 3400 | 257.4257 | 354.1877 | 401.3746 | 0 | 0 | 0 | 0 | 1012.988 | 3400 | 257.4257 | 354.1877 | 401.3746 | 0 | 0 | 0 | 0 | 1012.988 | 3400 | 257.4257 | 354.1877 | 401.3746 | 0 | 0 | 0 | 0 | 1012.988 | 3400 | 261.7162 | 708.3754 | 501.7182 | 0 | 0 | 0 | 0 | 0 | 0 | 1471.8098 | 3400 | 261.7162 | 708.3754 | 501.7182 | 17 | 0 | 0 | 0 | 0 | 0 | 1488.8098 | 3400 | 261.7162 | 708.3754 | 501.7182 | 0 | 0 | 0 | 0 | 0 | 0 | 1471.8098
3403 | 81.5331 | 74.1528 | 81.7757 | 34.4823 | 32.6431 | 35.8629 | 32.5448 | 32.3541 | 32.5744 | 3403 | 963.8848 | 963.8848 | 963.8848 | 1130.711 | 1130.711 | 1130.711 | 1279.001 | 1279.001 | 1279.001 | 3401 | 141.0891 | 0 | 162.7491 | 0 | 0 | 0 | 0 | 303.8382 |  | 3401 | 141.0891 | 0 | 162.7491 | 0 | 0 | 0 | 0 | 303.8382 | 3401 | 141.0891 | 0 | 162.7491 | 0 | 0 | 0 | 0 | 303.8382 | 3401 | 148.5149 | 314.8335 | 175.945 | 0 | 0 | 0 | 0 | 639.2934 | 3401 | 148.5149 | 314.8335 | 175.945 | 0 | 0 | 0 | 0 | 639.2934 | 3401 | 148.5149 | 314.8335 | 175.945 | 0 | 0 | 0 | 0 | 639.2934 | 3401 | 150.9901 | 629.667 | 219.9313 | 0 | 0 | 0 | 0 | 0 | 0 | 1000.5884 | 3401 | 150.9901 | 629.667 | 219.9313 | 17 | 0 | 0 | 0 | 0 | 0 | 1017.5884 | 3401 | 150.9901 | 629.667 | 219.9313 | 0 | 0 | 0 | 0 | 0 | 0 | 1000.5884
3404 | 81.5331 | 74.1528 | 81.5718 | 34.4823 | 32.6431 | 35.8629 | 32.5448 | 32.3541 | 32.5744 | 3404 | 950.5592 | 950.5592 | 950.5592 | 1115.0791 | 1115.0791 | 1115.0791 | 1261.319 | 1261.319 | 1261.319 | 3402 | 18.8119 | 0 | 61.0309 | 0 | 0 | 0 | 150 | 229.8428 |  | 3402 | 18.8119 | 0 | 61.0309 | 0 | 0 | 0 | 102.4974 | 182.3402 | 3402 | 18.8119 | 0 | 61.0309 | 0 | 0 | 0 | 150 | 229.8428 | 3402 | 19.802 | 237.1342 | 65.9794 | 0 | 0 | 0 | 0 | 322.9156 | 3402 | 19.802 | 237.1342 | 65.9794 | 0 | 0 | 0 | 0 | 322.9156 | 3402 | 19.802 | 237.1342 | 65.9794 | 0 | 0 | 0 | 0 | 322.9156 | 3402 | 20.132 | 474.2684 | 82.4742 | 0 | 0 | 0 | 0 | 0 | 0 | 576.8747 | 3402 | 20.132 | 474.2684 | 82.4742 | 17 | 0 | 0 | 0 | 0 | 0 | 593.8747 | 3402 | 20.132 | 474.2684 | 82.4742 | 0 | 0 | 0 | 0 | 0 | 0 | 576.8747
3405 | 75.5788 | 74.1528 | 74.8439 | 34.4823 | 32.6431 | 34.4823 | 26.1054 | 25.6785 | 25.6785 | 3405 | 913.9138 | 913.9138 | 913.9138 | 1072.0912 | 1072.0912 | 1072.0912 | 1212.6933 | 1212.6933 | 1212.6933 | 3403 | 9.4059 | 0 | 15.2577 | 0 | 0 | 0 | 150 | 174.6637 |  | 3403 | 9.4059 | 0 | 15.2577 | 0 | 0 | 0 | 150 | 174.6637 | 3403 | 9.4059 | 0 | 15.2577 | 0 | 0 | 0 | 150 | 174.6637 | 3403 | 9.901 | 182.6438 | 16.4948 | 0 | 0 | 0 | 0 | 209.0396 | 3403 | 9.901 | 182.6438 | 16.4948 | 0 | 0 | 0 | 0 | 209.0396 | 3403 | 9.901 | 182.6438 | 16.4948 | 0 | 0 | 0 | 0 | 209.0396 | 3403 | 10.066 | 365.2876 | 20.6186 | 0 | 0 | 0 | 0 | 0 | 0 | 395.9722 | 3403 | 10.066 | 365.2876 | 20.6186 | 17 | 0 | 0 | 0 | 0 | 0 | 412.9722 | 3403 | 10.066 | 365.2876 | 20.6186 | 0 | 0 | 0 | 0 | 0 | 0 | 395.9722
3406 | 60.9237 | 60.7655 | 60.7655 | 31.7252 | 31.7252 | 31.7252 | 22.617 | 22.617 | 22.617 | 3406 | 868.3847 | 868.3847 | 868.3847 | 1018.6821 | 1018.6821 | 1018.6821 | 1152.2797 | 1152.2797 | 1152.2797 | 3404 | 9.4059 | 0 | 0 | 0 | 0 | 0 | 150 | 159.4059 |  | 3404 | 9.4059 | 0 | 0 | 0 | 0 | 0 | 0 | 9.4059 | 3404 | 9.4059 | 0 | 0 | 0 | 0 | 0 | 150 | 159.4059 | 3404 | 9.901 | 146.3169 | 0 | 0 | 0 | 0 | 0 | 156.2178 | 3404 | 9.901 | 146.3169 | 0 | 0 | 0 | 0 | 0 | 156.2178 | 3404 | 9.901 | 146.3169 | 0 | 0 | 0 | 0 | 0 | 156.2178 | 3404 | 10.066 | 292.6337 | 0 | 0 | 0 | 0 | 0 | 0 | 0 | 302.6997 | 3404 | 10.066 | 292.6337 | 0 | 17 | 0 | 0 | 0 | 0 | 0 | 319.6997 | 3404 | 10.066 | 292.6337 | 0 | 0 | 0 | 0 | 0 | 0 | 0 | 302.6997
3407 | 41.6137 | 39.7142 | 39.7142 | 30.864 | 30.864 | 30.864 | 22.3877 | 22.3877 | 22.3877 | 3407 | 825.0765 | 825.0765 | 825.0765 | 967.8782 | 967.8782 | 967.8782 | 1094.8131 | 1094.8131 | 1094.8131 | 3405 | 0 | 0 | 0 | 0 | 0 | 0 | 150 | 150 |  | 3405 | 0 | 0 | 0 | 0 | 0 | 0 | 0 | 0 | 3405 | 0 | 0 | 0 | 0 | 0 | 0 | 150 | 150 | 3405 | 0 | 114.0262 | 0 | 0 | 0 | 0 | 0 | 114.0262 | 3405 | 0 | 114.0262 | 0 | 0 | 0 | 0 | 0 | 114.0262 | 3405 | 0 | 114.0262 | 0 | 0 | 0 | 0 | 0 | 114.0262 | 3405 | 0 | 228.0525 | 0 | 0 | 0 | 0 | 0 | 0 | 0 | 228.0525 | 3405 | 0 | 228.0525 | 0 | 17 | 0 | 0 | 0 | 0 | 0 | 245.0525 | 3405 | 0 | 228.0525 | 0 | 0 | 0 | 0 | 0 | 0 | 0 | 228.0525
3408 | 32.9831 | 32.9831 | 32.9831 | 30.7657 | 30.7657 | 30.7657 | 22.0939 | 22.0939 | 22.0939 | 3408 | 803.9777 | 803.9777 | 803.9777 | 943.1276 | 943.1276 | 943.1276 | 1066.8165 | 1066.8165 | 1066.8165 | 3406 | 18.8119 | 0 | 0 | 0 | 0 | 0 | 0 | 18.8119 |  | 3406 | 18.8119 | 0 | 0 | 0 | 0 | 0 | 0 | 18.8119 | 3406 | 18.8119 | 0 | 0 | 0 | 0 | 0 | 0 | 18.8119 | 3406 | 19.802 | 74.672 | 0 | 0 | 0 | 0 | 0 | 94.474 | 3406 | 19.802 | 74.672 | 0 | 0 | 0 | 0 | 0 | 94.474 | 3406 | 19.802 | 74.672 | 0 | 0 | 0 | 0 | 0 | 94.474 | 3406 | 20.132 | 149.3441 | 0 | 0 | 0 | 0 | 0 | 0 | 0 | 169.4761 | 3406 | 20.132 | 149.3441 | 0 | 17 | 0 | 0 | 0 | 0 | 0 | 186.4761 | 3406 | 20.132 | 149.3441 | 0 | 0 | 0 | 0 | 0 | 0 | 0 | 169.4761
3409 | 28.1263 | 28.1263 | 28.1263 | 30.7657 | 30.7657 | 30.7657 | 21.6761 | 21.6761 | 21.6761 | 3409 | 789.5416 | 789.5416 | 789.5416 | 926.193 | 926.193 | 926.193 | 1047.661 | 1047.661 | 1047.661 | 3407 | 9.4059 | 0 | 0 | 0 | 0 | 0 | 0 | 9.4059 |  | 3407 | 9.4059 | 0 | 0 | 0 | 0 | 0 | 0 | 9.4059 | 3407 | 9.4059 | 0 | 0 | 0 | 0 | 0 | 0 | 9.4059 | 3407 | 9.901 | 34.3088 | 0 | 0 | 0 | 0 | 0 | 44.2098 | 3407 | 9.901 | 34.3088 | 0 | 0 | 0 | 0 | 0 | 44.2098 | 3407 | 9.901 | 34.3088 | 0 | 0 | 0 | 0 | 0 | 44.2098 | 3407 | 10.066 | 68.6176 | 0 | 0 | 0 | 0 | 0 | 0 | 0 | 78.6836 | 3407 | 10.066 | 68.6176 | 0 | 17 | 0 | 0 | 0 | 0 | 0 | 95.6836 | 3407 | 10.066 | 68.6176 | 0 | 0 | 0 | 0 | 0 | 0 | 0 | 78.6836
3410 | 27.2815 | 27.2815 | 27.2815 | 30.7657 | 30.7657 | 30.7657 | 22.0939 | 22.0939 | 22.0939 | 3410 | 757.3381 | 757.3381 | 757.3381 | 888.4158 | 888.4158 | 888.4158 | 1004.9294 | 1004.9294 | 1004.9294 | 3408 | 9.4059 | 0 | 0 | 0 | 0 | 0 | 0 | 9.4059 |  | 3408 | 9.4059 | 0 | 0 | 0 | 0 | 0 | 0 | 9.4059 | 3408 | 9.4059 | 0 | 0 | 0 | 0 | 0 | 0 | 9.4059 | 3408 | 9.901 | 14.1271 | 0 | 0 | 0 | 0 | 0 | 24.0281 | 3408 | 9.901 | 14.1271 | 0 | 0 | 0 | 0 | 0 | 24.0281 | 3408 | 9.901 | 14.1271 | 0 | 0 | 0 | 0 | 0 | 24.0281 | 3408 | 10.066 | 28.2543 | 0 | 0 | 0 | 0 | 0 | 0 | 0 | 38.3203 | 3408 | 10.066 | 28.2543 | 0 | 17 | 0 | 0 | 0 | 0 | 0 | 55.3203 | 3408 | 10.066 | 28.2543 | 0 | 0 | 0 | 0 | 0 | 0 | 0 | 38.3203
3411 | 26.9521 | 26.9521 | 26.9521 | 30.6838 | 30.6838 | 30.6838 | 22.0939 | 22.0939 | 22.0939 | 3411 | 741.7915 | 741.7915 | 741.7915 | 870.1785 | 870.1785 | 870.1785 | 984.3003 | 984.3003 | 984.3003 | 3409 | 9.4059 | 0 | 0 | 0 | 0 | 0 | 0 | 9.4059 |  | 3409 | 9.4059 | 0 | 0 | 0 | 0 | 0 | 0 | 9.4059 | 3409 | 9.4059 | 0 | 0 | 0 | 0 | 0 | 0 | 9.4059 | 3409 | 9.901 | 8.0727 | 0 | 0 | 0 | 0 | 0 | 17.9736 | 3409 | 9.901 | 8.0727 | 0 | 0 | 0 | 0 | 0 | 17.9736 | 3409 | 9.901 | 8.0727 | 0 | 0 | 0 | 0 | 0 | 17.9736 | 3409 | 10.066 | 16.1453 | 0 | 0 | 0 | 0 | 0 | 0 | 0 | 26.2113 | 3409 | 10.066 | 16.1453 | 0 | 17 | 0 | 0 | 0 | 0 | 0 | 43.2113 | 3409 | 10.066 | 16.1453 | 0 | 0 | 0 | 0 | 0 | 0 | 0 | 26.2113
3412 | 26.8614 | 26.8614 | 26.8614 | 30.3612 | 30.3612 | 30.3612 | 21.7805 | 21.7805 | 21.7805 | 3412 | 769.5532 | 769.5532 | 769.5532 | 902.7451 | 902.7451 | 902.7451 | 1021.1379 | 1021.1379 | 1021.1379 | 3410 | 0 | 0 | 5.0859 | 0 | 0 | 0 | 0 | 5.0859 |  | 3410 | 0 | 0 | 5.0859 | 0 | 0 | 0 | 0 | 5.0859 | 3410 | 0 | 0 | 5.0859 | 0 | 0 | 0 | 0 | 5.0859 | 3410 | 0 | 10.0908 | 5.4983 | 0 | 0 | 0 | 0 | 15.5891 | 3410 | 0 | 10.0908 | 5.4983 | 0 | 0 | 0 | 0 | 15.5891 | 3410 | 0 | 10.0908 | 5.4983 | 0 | 0 | 0 | 0 | 15.5891 | 3410 | 0 | 20.1816 | 6.8729 | 0 | 0 | 0 | 0 | 0 | 0 | 27.0545 | 3410 | 0 | 20.1816 | 6.8729 | 17 | 0 | 0 | 0 | 0 | 0 | 44.0545 | 3410 | 0 | 20.1816 | 6.8729 | 0 | 0 | 0 | 0 | 0 | 0 | 27.0545
3413 | 25.7661 | 25.7555 | 25.7555 | 29.1461 | 29.1326 | 29.1326 | 20.9838 | 20.9838 | 20.9838 | 3413 | 817.3032 | 817.3032 | 817.3032 | 958.7596 | 958.7596 | 958.7596 | 1084.4985 | 1084.4985 | 1084.4985 | 3411 | 28.2178 | 0 | 20.3436 | 0 | 0 | 0 | 0 | 48.5615 |  | 3411 | 28.2178 | 0 | 20.3436 | 0 | 0 | 0 | 0 | 48.5615 | 3411 | 28.2178 | 0 | 20.3436 | 0 | 0 | 0 | 0 | 48.5615 | 3411 | 29.703 | 23.2089 | 21.9931 | 0 | 0 | 0 | 0 | 74.905 | 3411 | 29.703 | 23.2089 | 21.9931 | 0 | 0 | 0 | 0 | 74.905 | 3411 | 29.703 | 23.2089 | 21.9931 | 0 | 0 | 0 | 0 | 74.905 | 3411 | 30.198 | 46.4178 | 27.4914 | 0 | 0 | 0 | 0 | 0 | 0 | 104.1072 | 3411 | 30.198 | 46.4178 | 27.4914 | 17 | 0 | 0 | 0 | 0 | 0 | 121.1072 | 3411 | 30.198 | 46.4178 | 27.4914 | 0 | 0 | 0 | 0 | 0 | 0 | 104.1072
3414 | 25.7661 | 25.7555 | 25.7555 | 24.5656 | 24.5656 | 24.5656 | 20.768 | 20.768 | 20.768 | 3414 | 905.0301 | 905.0301 | 905.0301 | 1061.6699 | 1061.6699 | 1061.6699 | 1200.9053 | 1200.9053 | 1200.9053 | 3412 | 65.8416 | 0 | 55.945 | 0 | 0 | 0 | 0 | 121.7866 |  | 3412 | 65.8416 | 0 | 55.945 | 0 | 0 | 0 | 0 | 121.7866 | 3412 | 65.8416 | 0 | 55.945 | 0 | 0 | 0 | 0 | 121.7866 | 3412 | 69.3069 | 37.336 | 60.4811 | 0 | 0 | 0 | 0 | 167.1241 | 3412 | 69.3069 | 37.336 | 60.4811 | 0 | 0 | 0 | 0 | 167.1241 | 3412 | 69.3069 | 37.336 | 60.4811 | 0 | 0 | 0 | 0 | 167.1241 | 3412 | 70.462 | 74.672 | 75.6014 | 0 | 0 | 0 | 0 | 0 | 0 | 220.7355 | 3412 | 70.462 | 74.672 | 75.6014 | 17 | 0 | 0 | 0 | 0 | 0 | 237.7355 | 3412 | 70.462 | 74.672 | 75.6014 | 0 | 0 | 0 | 0 | 0 | 0 | 220.7355
3415 | 25.7661 | 25.7555 | 25.7555 | 24.5656 | 24.5656 | 24.5656 | 18.2834 | 18.2564 | 18.2564 | 3415 | 974.9895 | 974.9895 | 974.9895 | 1143.7377 | 1143.7377 | 1143.7377 | 1293.736 | 1293.736 | 1293.736 | 3413 | 103.4653 | 0 | 101.7182 | 0 | 0 | 0 | 0 | 205.1836 |  | 3413 | 103.4653 | 0 | 101.7182 | 0 | 0 | 0 | 0 | 205.1836 | 3413 | 103.4653 | 0 | 101.7182 | 0 | 0 | 0 | 0 | 205.1836 | 3413 | 108.9109 | 39.3542 | 109.9656 | 0 | 0 | 0 | 0 | 258.2307 | 3413 | 108.9109 | 39.3542 | 109.9656 | 0 | 0 | 0 | 0 | 258.2307 | 3413 | 108.9109 | 39.3542 | 109.9656 | 0 | 0 | 0 | 0 | 258.2307 | 3413 | 110.7261 | 78.7084 | 137.457 | 0 | 0 | 0 | 0 | 0 | 0 | 326.8915 | 3413 | 110.7261 | 78.7084 | 137.457 | 17 | 0 | 0 | 0 | 0 | 0 | 343.8915 | 3413 | 110.7261 | 78.7084 | 137.457 | 0 | 0 | 0 | 0 | 0 | 0 | 326.8915
3416 | 25.7661 | 25.7555 | 25.7555 | 22.3899 | 22.3899 | 22.3899 | 18.2834 | 18.2564 | 18.2564 | 3416 | 1029.4023 | 1029.4023 | 1029.4023 | 1207.5681 | 1207.5681 | 1207.5681 | 1365.9377 | 1365.9377 | 1365.9377 | 3414 | 28.2178 | 0 | 147.4914 | 0 | 0 | 0 | 0 | 175.7092 |  | 3414 | 28.2178 | 0 | 147.4914 | 0 | 0 | 0 | 0 | 175.7092 | 3414 | 28.2178 | 0 | 147.4914 | 0 | 0 | 0 | 0 | 175.7092 | 3414 | 29.703 | 38.3451 | 159.4502 | 0 | 0 | 0 | 0 | 227.4982 | 3414 | 29.703 | 38.3451 | 159.4502 | 0 | 0 | 0 | 0 | 227.4982 | 3414 | 29.703 | 38.3451 | 159.4502 | 0 | 0 | 0 | 0 | 227.4982 | 3414 | 30.198 | 76.6902 | 199.3127 | 0 | 0 | 0 | 0 | 0 | 0 | 306.2009 | 3414 | 30.198 | 76.6902 | 199.3127 | 17 | 0 | 0 | 0 | 0 | 0 | 323.2009 | 3414 | 30.198 | 76.6902 | 199.3127 | 0 | 0 | 0 | 0 | 0 | 0 | 306.2009
3417 | 25.7661 | 23.4961 | 23.4961 | 20.9838 | 20.9838 | 20.9838 | 18.2834 | 18.2564 | 18.2564 | 3417 | 1056.0535 | 1056.0535 | 1056.0535 | 1238.832 | 1238.832 | 1238.832 | 1401.3018 | 1401.3018 | 1401.3018 | 3415 | 9.4059 | 0 | 208.5223 | 0 | 0 | 0 | 0 | 217.9283 |  | 3415 | 9.4059 | 0 | 208.5223 | 0 | 0 | 0 | 0 | 217.9283 | 3415 | 9.4059 | 0 | 208.5223 | 0 | 0 | 0 | 0 | 217.9283 | 3415 | 9.901 | 41.3724 | 225.4296 | 0 | 0 | 0 | 0 | 276.7029 | 3415 | 9.901 | 41.3724 | 225.4296 | 0 | 0 | 0 | 0 | 276.7029 | 3415 | 9.901 | 41.3724 | 225.4296 | 0 | 0 | 0 | 0 | 276.7029 | 3415 | 10.066 | 82.7447 | 281.7869 | 0 | 0 | 0 | 0 | 0 | 0 | 374.5977 | 3415 | 10.066 | 82.7447 | 281.7869 | 17 | 0 | 0 | 0 | 0 | 0 | 391.5977 | 3415 | 10.066 | 82.7447 | 281.7869 | 0 | 0 | 0 | 0 | 0 | 0 | 374.5977
3418 | 25.7661 | 25.7555 | 25.7555 | 22.3899 | 22.3899 | 22.3899 | 18.2834 | 18.2564 | 18.2564 | 3418 | 1019.4081 | 1019.4081 | 1019.4081 | 1195.8442 | 1195.8442 | 1195.8442 | 1352.6762 | 1352.6762 | 1352.6762 | 3416 | 9.4059 | 0 | 269.5533 | 0 | 0 | 0 | 0 | 278.9592 |  | 3416 | 9.4059 | 0 | 269.5533 | 0 | 0 | 0 | 0 | 278.9592 | 3416 | 9.4059 | 0 | 269.5533 | 0 | 0 | 0 | 0 | 278.9592 | 3416 | 9.901 | 42.3814 | 291.4089 | 0 | 0 | 0 | 0 | 343.6914 | 3416 | 9.901 | 42.3814 | 291.4089 | 0 | 0 | 0 | 0 | 343.6914 | 3416 | 9.901 | 42.3814 | 291.4089 | 0 | 0 | 0 | 0 | 343.6914 | 3416 | 10.066 | 84.7629 | 364.2612 | 0 | 0 | 0 | 0 | 0 | 0 | 459.09 | 3416 | 10.066 | 84.7629 | 364.2612 | 17 | 0 | 0 | 0 | 0 | 0 | 476.09 | 3416 | 10.066 | 84.7629 | 364.2612 | 0 | 0 | 0 | 0 | 0 | 0 | 459.09
3419 | 25.7661 | 25.7555 | 25.7555 | 22.3899 | 22.3899 | 22.3899 | 18.2834 | 18.2564 | 18.2564 | 3419 | 992.7569 | 992.7569 | 992.7569 | 1164.5803 | 1164.5803 | 1164.5803 | 1317.3121 | 1317.3121 | 1317.3121 | 3417 | 28.2178 | 0 | 340.756 | 0 | 0 | 0 | 0 | 368.9738 |  | 3417 | 28.2178 | 0 | 340.756 | 0 | 0 | 0 | 0 | 368.9738 | 3417 | 28.2178 | 0 | 340.756 | 0 | 0 | 0 | 0 | 368.9738 | 3417 | 29.703 | 48.4359 | 368.3849 | 0 | 0 | 0 | 0 | 446.5238 | 3417 | 29.703 | 48.4359 | 368.3849 | 0 | 0 | 0 | 0 | 446.5238 | 3417 | 29.703 | 48.4359 | 368.3849 | 0 | 0 | 0 | 0 | 446.5238 | 3417 | 30.198 | 96.8718 | 460.4811 | 0 | 0 | 0 | 0 | 0 | 0 | 587.551 | 3417 | 30.198 | 96.8718 | 460.4811 | 17 | 0 | 0 | 0 | 0 | 0 | 604.551 | 3417 | 30.198 | 96.8718 | 460.4811 | 0 | 0 | 0 | 0 | 0 | 0 | 587.551
3420 | 25.7661 | 25.7555 | 25.7555 | 22.3899 | 22.3899 | 22.3899 | 18.2834 | 18.2564 | 18.2564 | 3420 | 984.9837 | 984.9837 | 984.9837 | 1155.4616 | 1155.4616 | 1155.4616 | 1306.9976 | 1306.9976 | 1306.9976 | 3418 | 65.8416 | 0 | 417.0447 | 0 | 0 | 0 | 0 | 482.8863 |  | 3418 | 65.8416 | 0 | 417.0447 | 0 | 0 | 0 | 0 | 482.8863 | 3418 | 65.8416 | 0 | 417.0447 | 0 | 0 | 0 | 0 | 482.8863 | 3418 | 69.3069 | 68.6176 | 450.8591 | 0 | 0 | 0 | 0 | 588.7836 | 3418 | 69.3069 | 68.6176 | 450.8591 | 0 | 0 | 0 | 0 | 588.7836 | 3418 | 69.3069 | 68.6176 | 450.8591 | 0 | 0 | 0 | 0 | 588.7836 | 3418 | 70.462 | 137.2351 | 563.5739 | 0 | 0 | 0 | 0 | 0 | 0 | 771.271 | 3418 | 70.462 | 137.2351 | 563.5739 | 17 | 0 | 0 | 0 | 0 | 0 | 788.271 | 3418 | 70.462 | 137.2351 | 563.5739 | 0 | 0 | 0 | 0 | 0 | 0 | 771.271
3421 | 25.7661 | 25.7555 | 25.7555 | 22.3899 | 22.3899 | 22.3899 | 18.2834 | 18.2564 | 18.2564 | 3421 | 973.879 | 973.879 | 973.879 | 1142.435 | 1142.435 | 1142.435 | 1292.2625 | 1292.2625 | 1292.2625 | 3419 | 37.6238 | 0 | 528.9347 | 0 | 0 | 0 | 0 | 566.5585 |  | 3419 | 37.6238 | 0 | 528.9347 | 0 | 0 | 0 | 0 | 566.5585 | 3419 | 37.6238 | 0 | 528.9347 | 0 | 0 | 0 | 0 | 566.5585 | 3419 | 39.604 | 94.8537 | 571.8213 | 0 | 0 | 0 | 0 | 706.2789 | 3419 | 39.604 | 94.8537 | 571.8213 | 0 | 0 | 0 | 0 | 706.2789 | 3419 | 39.604 | 94.8537 | 571.8213 | 0 | 0 | 0 | 0 | 706.2789 | 3419 | 40.264 | 189.7074 | 714.7766 | 0 | 0 | 0 | 0 | 0 | 0 | 944.748 | 3419 | 40.264 | 189.7074 | 714.7766 | 17 | 0 | 0 | 0 | 0 | 0 | 961.748 | 3419 | 40.264 | 189.7074 | 714.7766 | 0 | 0 | 0 | 0 | 0 | 0 | 944.748
3422 | 25.7661 | 25.7555 | 25.7555 | 22.8974 | 22.8974 | 22.8974 | 2.269 | 6.4336 | 6.4336 | 3422 | 979.4313 | 979.4313 | 979.4313 | 1148.9483 | 1148.9483 | 1148.9483 | 1299.63 | 1299.63 | 1299.63 | 3420 | 103.4653 | 0 | 528.9347 | 0 | 0 | 0 | 0 | 632.4001 |  | 3420 | 103.4653 | 0 | 528.9347 | 0 | 0 | 0 | 0 | 632.4001 | 3420 | 103.4653 | 0 | 528.9347 | 0 | 0 | 0 | 0 | 632.4001 | 3420 | 108.9109 | 122.0989 | 571.8213 | 0 | 0 | 0 | 0 | 802.8311 | 3420 | 108.9109 | 122.0989 | 571.8213 | 0 | 0 | 0 | 0 | 802.8311 | 3420 | 108.9109 | 122.0989 | 571.8213 | 0 | 0 | 0 | 0 | 802.8311 | 3420 | 110.7261 | 244.1978 | 714.7766 | 0 | 0 | 0 | 0 | 0 | 0 | 1069.7005 | 3420 | 110.7261 | 244.1978 | 714.7766 | 17 | 0 | 0 | 0 | 0 | 0 | 1086.7005 | 3420 | 110.7261 | 244.1978 | 714.7766 | 0 | 0 | 0 | 0 | 0 | 0 | 1069.7005
3423 | 25.7661 | 25.7555 | 25.7555 | 23.4961 | 23.4961 | 23.4961 | 2.269 | 6.4336 | 6.4336 | 3423 | 999.4197 | 999.4197 | 999.4197 | 1172.3962 | 1172.3962 | 1172.3962 | 1326.1531 | 1326.1531 | 1326.1531 | 3421 | 131.6832 | 0 | 539.1065 | 0 | 0 | 0 | 0 | 670.7897 |  | 3421 | 131.6832 | 0 | 539.1065 | 0 | 0 | 0 | 0 | 670.7897 | 3421 | 131.6832 | 0 | 539.1065 | 0 | 0 | 0 | 0 | 670.7897 | 3421 | 138.6139 | 145.3078 | 582.8179 | 0 | 0 | 0 | 0 | 866.7395 | 3421 | 138.6139 | 145.3078 | 582.8179 | 0 | 0 | 0 | 0 | 866.7395 | 3421 | 138.6139 | 145.3078 | 582.8179 | 0 | 0 | 0 | 0 | 866.7395 | 3421 | 140.9241 | 290.6155 | 728.5223 | 0 | 0 | 0 | 0 | 0 | 0 | 1160.062 | 3421 | 140.9241 | 290.6155 | 728.5223 | 17 | 0 | 0 | 0 | 0 | 0 | 1177.062 | 3421 | 140.9241 | 290.6155 | 728.5223 | 0 | 0 | 0 | 0 | 0 | 0 | 1160.062
3424 | 25.7661 | 25.7555 | 25.7555 | 22.8974 | 22.8974 | 22.8974 | 2.269 | 6.4336 | 6.4336 | 3424 | 1008.3035 | 1008.3035 | 1008.3035 | 1182.8175 | 1182.8175 | 1182.8175 | 1337.9411 | 1337.9411 | 1337.9411 | 3422 | 197.5248 | 0 | 569.622 | 0 | 0 | 0 | 0 | 767.1467 |  | 3422 | 197.5248 | 0 | 569.622 | 0 | 0 | 0 | 0 | 767.1467 | 3422 | 197.5248 | 0 | 569.622 | 0 | 0 | 0 | 0 | 767.1467 | 3422 | 207.9208 | 168.5166 | 615.8076 | 0 | 0 | 0 | 0 | 992.245 | 3422 | 207.9208 | 168.5166 | 615.8076 | 0 | 0 | 0 | 0 | 992.245 | 3422 | 207.9208 | 168.5166 | 615.8076 | 0 | 0 | 0 | 0 | 992.245 | 3422 | 211.3861 | 337.0333 | 769.7595 | 0 | 0 | 0 | 0 | 0 | 0 | 1318.1789 | 3422 | 211.3861 | 337.0333 | 769.7595 | 17 | 0 | 0 | 0 | 0 | 0 | 1335.1789 | 3422 | 211.3861 | 337.0333 | 769.7595 | 0 | 0 | 0 | 0 | 0 | 0 | 1318.1789
3425 | 25.7661 | 25.7555 | 25.7555 | 24.5656 | 24.5656 | 24.5656 | 19.4874 | 19.4874 | 19.4874 | 3425 | 1018.2977 | 1018.2977 | 1018.2977 | 1194.5415 | 1194.5415 | 1194.5415 | 1351.2027 | 1351.2027 | 1351.2027 | 3423 | 357.4257 | 0 | 472.9897 | 0 | 0 | 0 | 0 | 830.4154 |  | 3423 | 357.4257 | 0 | 472.9897 | 0 | 0 | 0 | 0 | 830.4154 | 3423 | 357.4257 | 0 | 472.9897 | 0 | 0 | 0 | 0 | 830.4154 | 3423 | 376.2376 | 192.7346 | 511.3402 | 0 | 0 | 0 | 0 | 1080.3124 | 3423 | 376.2376 | 192.7346 | 511.3402 | 0 | 0 | 0 | 0 | 1080.3124 | 3423 | 376.2376 | 192.7346 | 511.3402 | 0 | 0 | 0 | 0 | 1080.3124 | 3423 | 382.5083 | 385.4692 | 639.1753 | 0 | 0 | 0 | 0 | 0 | 0 | 1407.1527 | 3423 | 382.5083 | 385.4692 | 639.1753 | 17 | 0 | 0 | 0 | 0 | 0 | 1424.1527 | 3423 | 382.5083 | 385.4692 | 639.1753 | 0 | 0 | 0 | 0 | 0 | 0 | 1407.1527
3426 | 25.7661 | 25.7555 | 25.7555 | 30.3612 | 30.1371 | 30.3612 | 21.6761 | 21.6761 | 21.6761 | 3426 | 1031.6233 | 1031.6233 | 1031.6233 | 1210.1734 | 1210.1734 | 1210.1734 | 1368.8847 | 1368.8847 | 1368.8847 | 3424 | 498.5149 | 0 | 320.4124 | 0 | 0 | 0 | 0 | 818.9272 |  | 3424 | 498.5149 | 0 | 320.4124 | 0 | 0 | 0 | 0 | 818.9272 | 3424 | 498.5149 | 0 | 320.4124 | 0 | 0 | 0 | 0 | 818.9272 | 3424 | 524.7525 | 220.9889 | 346.3918 | 0 | 0 | 0 | 0 | 1092.1331 | 3424 | 524.7525 | 220.9889 | 346.3918 | 0 | 0 | 0 | 0 | 1092.1331 | 3424 | 524.7525 | 220.9889 | 346.3918 | 0 | 0 | 0 | 0 | 1092.1331 | 3424 | 533.4983 | 441.9778 | 432.9897 | 0 | 0 | 0 | 0 | 0 | 0 | 1408.4658 | 3424 | 533.4983 | 441.9778 | 432.9897 | 17 | 0 | 0 | 0 | 0 | 0 | 1425.4658 | 3424 | 533.4983 | 441.9778 | 432.9897 | 0 | 0 | 0 | 0 | 0 | 0 | 1408.4658
3427 | 49.7929 | 39.7142 | 39.7142 | 31.7252 | 31.7252 | 31.7252 | 21.7964 | 22.3877 | 22.3877 | 3427 | 996.0883 | 996.0883 | 996.0883 | 1168.4882 | 1168.4882 | 1168.4882 | 1321.7326 | 1321.7326 | 1321.7326 | 3425 | 611.3861 | 0 | 157.6632 | 0 | 0 | 0 | 0 | 769.0494 |  | 3425 | 611.3861 | 0 | 157.6632 | 0 | 0 | 0 | 0 | 769.0494 | 3425 | 611.3861 | 0 | 157.6632 | 0 | 0 | 0 | 0 | 769.0494 | 3425 | 643.5644 | 256.3068 | 170.4467 | 0 | 0 | 0 | 0 | 1070.3179 | 3425 | 643.5644 | 256.3068 | 170.4467 | 0 | 0 | 0 | 0 | 1070.3179 | 3425 | 643.5644 | 256.3068 | 170.4467 | 0 | 0 | 0 | 0 | 1070.3179 | 3425 | 654.2904 | 512.6135 | 213.0584 | 0 | 0 | 0 | 0 | 0 | 0 | 1379.9624 | 3425 | 654.2904 | 512.6135 | 213.0584 | 17 | 0 | 0 | 0 | 0 | 0 | 1396.9624 | 3425 | 654.2904 | 512.6135 | 213.0584 | 0 | 0 | 0 | 0 | 0 | 0 | 1379.9624
3428 | 49.7929 | 39.7142 | 39.7142 | 31.5049 | 31.5049 | 31.5049 | 21.7964 | 22.3049 | 22.3049 | 3428 | 970.5476 | 970.5476 | 970.5476 | 1138.527 | 1138.527 | 1138.527 | 1287.842 | 1287.842 | 1287.842 | 3426 | 620.7921 | 0 | 66.1168 | 0 | 0 | 0 | 0 | 686.9089 |  | 3426 | 620.7921 | 0 | 66.1168 | 0 | 0 | 0 | 0 | 686.9089 | 3426 | 620.7921 | 0 | 66.1168 | 0 | 0 | 0 | 0 | 686.9089 | 3426 | 653.4653 | 296.67 | 71.4777 | 0 | 0 | 0 | 0 | 1021.613 | 3426 | 653.4653 | 296.67 | 71.4777 | 0 | 0 | 0 | 0 | 1021.613 | 3426 | 653.4653 | 296.67 | 71.4777 | 0 | 0 | 0 | 0 | 1021.613 | 3426 | 664.3564 | 593.3401 | 89.3471 | 0 | 0 | 0 | 0 | 0 | 0 | 1347.0436 | 3426 | 664.3564 | 593.3401 | 89.3471 | 17 | 0 | 0 | 0 | 0 | 0 | 1364.0436 | 3426 | 664.3564 | 593.3401 | 89.3471 | 0 | 0 | 0 | 0 | 0 | 0 | 1347.0436
3429 | 34.6322 | 34.6322 | 34.6322 | 29.9627 | 29.9627 | 29.9627 | 21.3767 | 21.3767 | 21.3767 | 3429 | 930.5708 | 930.5708 | 930.5708 | 1091.6312 | 1091.6312 | 1091.6312 | 1234.7959 | 1234.7959 | 1234.7959 | 3427 | 620.7921 | 0 | 15.2577 | 0 | 0 | 0 | 0 | 636.0498 |  | 3427 | 620.7921 | 0 | 15.2577 | 0 | 0 | 0 | 0 | 636.0498 | 3427 | 620.7921 | 0 | 15.2577 | 0 | 0 | 0 | 0 | 636.0498 | 3427 | 653.4653 | 358.224 | 16.4948 | 0 | 0 | 0 | 0 | 1028.1842 | 3427 | 653.4653 | 358.224 | 16.4948 | 0 | 0 | 0 | 0 | 1028.1842 | 3427 | 653.4653 | 358.224 | 16.4948 | 0 | 0 | 0 | 0 | 1028.1842 | 3427 | 664.3564 | 716.448 | 20.6186 | 0 | 0 | 0 | 0 | 0 | 0 | 1401.423 | 3427 | 664.3564 | 716.448 | 20.6186 | 17 | 0 | 0 | 0 | 0 | 0 | 1418.423 | 3427 | 664.3564 | 716.448 | 20.6186 | 0 | 0 | 0 | 0 | 0 | 0 | 1401.423
3430 | 34.6322 | 34.6322 | 34.6322 | 28.6075 | 28.6075 | 28.6075 | 20.9838 | 20.9838 | 20.9838 | 3430 | 875.0475 | 875.0475 | 875.0475 | 1026.498 | 1026.498 | 1026.498 | 1161.1207 | 1161.1207 | 1161.1207 | 3428 | 677.2277 | 0 | 0 | 0 | 0 | 0 | 0 | 677.2277 |  | 3428 | 677.2277 | 0 | 0 | 0 | 0 | 0 | 0 | 677.2277 | 3428 | 677.2277 | 0 | 0 | 0 | 0 | 0 | 0 | 677.2277 | 3428 | 712.8713 | 423.8143 | 0 | 0 | 0 | 0 | 0 | 1136.6856 | 3428 | 712.8713 | 423.8143 | 0 | 0 | 0 | 0 | 0 | 1136.6856 | 3428 | 712.8713 | 423.8143 | 0 | 0 | 0 | 0 | 0 | 1136.6856 | 3428 | 724.7525 | 847.6287 | 0 | 0 | 0 | 0 | 0 | 0 | 0 | 1572.3811 | 3428 | 724.7525 | 847.6287 | 0 | 17 | 0 | 0 | 0 | 0 | 0 | 1589.3811 | 3428 | 724.7525 | 847.6287 | 0 | 0 | 0 | 0 | 0 | 0 | 0 | 1572.3811
3431 | 25.7661 | 25.7555 | 25.7555 | 28.0462 | 28.0462 | 28.0462 | 19.9086 | 19.9086 | 19.9086 | 3431 | 847.2858 | 847.2858 | 847.2858 | 993.9315 | 993.9315 | 993.9315 | 1124.2831 | 1124.2831 | 1124.2831 | 3429 | 724.2574 | 0 | 0 | 0 | 0 | 0 | 0 | 724.2574 |  | 3429 | 724.2574 | 0 | 0 | 0 | 0 | 0 | 0 | 724.2574 | 3429 | 724.2574 | 0 | 0 | 0 | 0 | 0 | 0 | 724.2574 | 3429 | 762.3762 | 460.1413 | 0 | 0 | 0 | 0 | 0 | 1222.5175 | 3429 | 762.3762 | 460.1413 | 0 | 0 | 0 | 0 | 0 | 1222.5175 | 3429 | 762.3762 | 460.1413 | 0 | 0 | 0 | 0 | 0 | 1222.5175 | 3429 | 775.0825 | 920.2825 | 0 | 0 | 0 | 0 | 0 | 0 | 0 | 1695.3651 | 3429 | 775.0825 | 920.2825 | 0 | 17 | 0 | 0 | 0 | 0 | 0 | 1712.3651 | 3429 | 775.0825 | 920.2825 | 0 | 0 | 0 | 0 | 0 | 0 | 0 | 1695.3651
3432 | 25.7661 | 25.7555 | 25.7555 | 26.9521 | 26.9521 | 26.9521 | 20.4888 | 20.4888 | 20.4888 | 3432 | 771.7741 | 771.7741 | 771.7741 | 905.3504 | 905.3504 | 905.3504 | 1024.0849 | 1024.0849 | 1024.0849 | 3430 | 837.1287 | 0 | 0 | 0 | 0 | 0 | 0 | 837.1287 |  | 3430 | 837.1287 | 0 | 0 | 0 | 0 | 0 | 0 | 837.1287 | 3430 | 837.1287 | 0 | 0 | 0 | 0 | 0 | 0 | 837.1287 | 3430 | 881.1881 | 480.3229 | 0 | 0 | 0 | 0 | 0 | 1361.511 | 3430 | 881.1881 | 480.3229 | 0 | 0 | 0 | 0 | 0 | 1361.511 | 3430 | 881.1881 | 480.3229 | 0 | 0 | 0 | 0 | 0 | 1361.511 | 3430 | 895.8746 | 960.6458 | 0 | 0 | 0 | 0 | 0 | 0 | 0 | 1856.5204 | 3430 | 895.8746 | 960.6458 | 0 | 17 | 0 | 0 | 0 | 0 | 0 | 1873.5204 | 3430 | 895.8746 | 960.6458 | 0 | 0 | 0 | 0 | 0 | 0 | 0 | 1856.5204
3433 | 25.7661 | 25.7555 | 25.7555 | 26.0898 | 26.0898 | 26.0898 | 20.9838 | 20.9838 | 20.9838 | 3433 | 745.1229 | 745.1229 | 745.1229 | 874.0865 | 874.0865 | 874.0865 | 988.7208 | 988.7208 | 988.7208 | 3431 | 771.2871 | 0 | 0 | 0 | 0 | 0 | 0 | 771.2871 |  | 3431 | 771.2871 | 0 | 0 | 0 | 0 | 0 | 0 | 771.2871 | 3431 | 771.2871 | 0 | 0 | 0 | 0 | 0 | 0 | 771.2871 | 3431 | 811.8812 | 458.1231 | 0 | 0 | 0 | 0 | 0 | 1270.0043 | 3431 | 811.8812 | 458.1231 | 0 | 0 | 0 | 0 | 0 | 1270.0043 | 3431 | 811.8812 | 458.1231 | 0 | 0 | 0 | 0 | 0 | 1270.0043 | 3431 | 825.4125 | 916.2462 | 0 | 0 | 0 | 0 | 0 | 0 | 0 | 1741.6588 | 3431 | 825.4125 | 916.2462 | 0 | 17 | 0 | 0 | 0 | 0 | 0 | 1758.6588 | 3431 | 825.4125 | 916.2462 | 0 | 0 | 0 | 0 | 0 | 0 | 0 | 1741.6588
3434 | 25.7661 | 25.7555 | 25.7555 | 25.0537 | 25.0337 | 25.0337 | 20.9838 | 20.9838 | 20.9838 | 3434 | 729.5764 | 729.5764 | 729.5764 | 855.8492 | 855.8492 | 855.8492 | 968.0918 | 968.0918 | 968.0918 | 3432 | 837.1287 | 0 | 0 | 0 | 0 | 0 | 0 | 837.1287 |  | 3432 | 837.1287 | 0 | 0 | 0 | 0 | 0 | 0 | 837.1287 | 3432 | 837.1287 | 0 | 0 | 0 | 0 | 0 | 0 | 837.1287 | 3432 | 881.1881 | 398.5873 | 0 | 0 | 0 | 0 | 0 | 1279.7754 | 3432 | 881.1881 | 398.5873 | 0 | 0 | 0 | 0 | 0 | 1279.7754 | 3432 | 881.1881 | 398.5873 | 0 | 0 | 0 | 0 | 0 | 1279.7754 | 3432 | 895.8746 | 797.1746 | 0 | 0 | 0 | 0 | 0 | 0 | 0 | 1693.0492 | 3432 | 895.8746 | 797.1746 | 0 | 17 | 0 | 0 | 0 | 0 | 0 | 1710.0492 | 3432 | 895.8746 | 797.1746 | 0 | 0 | 0 | 0 | 0 | 0 | 0 | 1693.0492
3435 | 25.7661 | 25.7555 | 25.7555 | 24.5656 | 24.5656 | 24.5656 | 20.9838 | 20.9838 | 20.9838 | 3435 | 747.3439 | 747.3439 | 747.3439 | 876.6918 | 876.6918 | 876.6918 | 991.6678 | 991.6678 | 991.6678 | 3433 | 771.2871 | 0 | 0 | 0 | 0 | 0 | 0 | 771.2871 |  | 3433 | 771.2871 | 0 | 0 | 0 | 0 | 0 | 0 | 771.2871 | 3433 | 771.2871 | 0 | 0 | 0 | 0 | 0 | 0 | 771.2871 | 3433 | 811.8812 | 347.1241 | 0 | 0 | 0 | 0 | 0 | 1159.0053 | 3433 | 811.8812 | 347.1241 | 0 | 0 | 0 | 0 | 0 | 1159.0053 | 3433 | 811.8812 | 347.1241 | 0 | 0 | 0 | 0 | 0 | 1159.0053 | 3433 | 825.4125 | 694.2482 | 0 | 0 | 0 | 0 | 0 | 0 | 0 | 1519.6608 | 3433 | 825.4125 | 694.2482 | 0 | 17 | 0 | 0 | 0 | 0 | 0 | 1536.6608 | 3433 | 825.4125 | 694.2482 | 0 | 0 | 0 | 0 | 0 | 0 | 0 | 1519.6608
3436 | 25.7661 | 25.7555 | 25.7555 | 26.0898 | 26.0898 | 26.0898 | 21.6761 | 21.6761 | 21.6761 | 3436 | 881.7103 | 881.7103 | 881.7103 | 1034.314 | 1034.314 | 1034.314 | 1169.9617 | 1169.9617 | 1169.9617 | 3434 | 724.2574 | 0 | 0 | 0 | 0 | 0 | 0 | 724.2574 |  | 3434 | 724.2574 | 0 | 0 | 0 | 0 | 0 | 0 | 724.2574 | 3434 | 724.2574 | 0 | 0 | 0 | 0 | 0 | 0 | 724.2574 | 3434 | 762.3762 | 311.8063 | 0 | 0 | 0 | 0 | 0 | 1074.1825 | 3434 | 762.3762 | 311.8063 | 0 | 0 | 0 | 0 | 0 | 1074.1825 | 3434 | 762.3762 | 311.8063 | 0 | 0 | 0 | 0 | 0 | 1074.1825 | 3434 | 775.0825 | 623.6125 | 0 | 0 | 0 | 0 | 0 | 0 | 0 | 1398.695 | 3434 | 775.0825 | 623.6125 | 0 | 17 | 0 | 0 | 0 | 0 | 0 | 1415.695 | 3434 | 775.0825 | 623.6125 | 0 | 0 | 0 | 0 | 0 | 0 | 0 | 1398.695
3437 | 25.7661 | 25.7555 | 25.7555 | 25.6845 | 25.6845 | 25.6845 | 21.4225 | 21.4225 | 21.4225 | 3437 | 1041.6175 | 1041.6175 | 1041.6175 | 1221.8974 | 1221.8974 | 1221.8974 | 1382.1462 | 1382.1462 | 1382.1462 | 3435 | 554.9505 | 0 | 20.3436 | 0 | 0 | 0 | 0 | 575.2941 |  | 3435 | 554.9505 | 0 | 20.3436 | 0 | 0 | 0 | 0 | 575.2941 | 3435 | 554.9505 | 0 | 20.3436 | 0 | 0 | 0 | 0 | 575.2941 | 3435 | 584.1584 | 275.4793 | 21.9931 | 0 | 0 | 0 | 0 | 881.6309 | 3435 | 584.1584 | 275.4793 | 21.9931 | 0 | 0 | 0 | 0 | 881.6309 | 3435 | 584.1584 | 275.4793 | 21.9931 | 0 | 0 | 0 | 0 | 881.6309 | 3435 | 593.8944 | 550.9586 | 27.4914 | 0 | 0 | 0 | 0 | 0 | 0 | 1172.3444 | 3435 | 593.8944 | 550.9586 | 27.4914 | 17 | 0 | 0 | 0 | 0 | 0 | 1189.3444 | 3435 | 593.8944 | 550.9586 | 27.4914 | 0 | 0 | 0 | 0 | 0 | 0 | 1172.3444
3438 | 25.7661 | 25.7555 | 25.7555 | 22.8974 | 22.8974 | 22.8974 | 18.6145 | 18.6145 | 18.6145 | 3438 | 1167.1002 | 1167.1002 | 1167.1002 | 1369.0983 | 1369.0983 | 1369.0983 | 1548.6521 | 1548.6521 | 1548.6521 | 3436 | 423.2673 | 0 | 66.1168 | 0 | 0 | 0 | 0 | 489.3842 |  | 3436 | 423.2673 | 0 | 66.1168 | 0 | 0 | 0 | 0 | 489.3842 | 3436 | 423.2673 | 0 | 66.1168 | 0 | 0 | 0 | 0 | 489.3842 | 3436 | 445.5446 | 247.225 | 71.4777 | 0 | 0 | 0 | 0 | 764.2472 | 3436 | 445.5446 | 247.225 | 71.4777 | 0 | 0 | 0 | 0 | 764.2472 | 3436 | 445.5446 | 247.225 | 71.4777 | 0 | 0 | 0 | 0 | 764.2472 | 3436 | 452.9703 | 494.4501 | 89.3471 | 0 | 0 | 0 | 0 | 0 | 0 | 1036.7674 | 3436 | 452.9703 | 494.4501 | 89.3471 | 17 | 0 | 0 | 0 | 0 | 0 | 1053.7674 | 3436 | 452.9703 | 494.4501 | 89.3471 | 0 | 0 | 0 | 0 | 0 | 0 | 1036.7674
3439 | 22.3899 | 22.3899 | 22.3899 | 18.6145 | 18.6145 | 18.6145 | 3.0198 | 6.4336 | 6.4336 | 3439 | 1218.1816 | 1218.1816 | 1218.1816 | 1429.0207 | 1429.0207 | 1429.0207 | 1616.4333 | 1616.4333 | 1616.4333 | 3437 | 366.8317 | 0 | 157.6632 | 0 | 0 | 0 | 0 | 524.4949 |  | 3437 | 366.8317 | 0 | 157.6632 | 0 | 0 | 0 | 0 | 524.4949 | 3437 | 366.8317 | 0 | 157.6632 | 0 | 0 | 0 | 0 | 524.4949 | 3437 | 386.1386 | 237.1342 | 170.4467 | 0 | 0 | 0 | 0 | 793.7196 | 3437 | 386.1386 | 237.1342 | 170.4467 | 0 | 0 | 0 | 0 | 793.7196 | 3437 | 386.1386 | 237.1342 | 170.4467 | 0 | 0 | 0 | 0 | 793.7196 | 3437 | 392.5743 | 474.2684 | 213.0584 | 0 | 0 | 0 | 0 | 0 | 0 | 1079.9011 | 3437 | 392.5743 | 474.2684 | 213.0584 | 17 | 0 | 0 | 0 | 0 | 0 | 1096.9011 | 3437 | 392.5743 | 474.2684 | 213.0584 | 0 | 0 | 0 | 0 | 0 | 0 | 1079.9011
3440 | 20.9838 | 20.9838 | 20.9838 | 14.53 | 14.9898 | 14.9898 | 0.01 | 1.4071 | 1.4071 | 3440 | 1616.2106 | 1231.5072 | 1627.2454 | 1908.884 | 1908.884 | 1908.884 | 1774.6756 | 1634.1153 | 1634.1153 | 3438 | 329.2079 | 0 | 284.811 | 0 | 0 | 0 | 0 | 614.0189 |  | 3438 | 329.2079 | 0 | 284.811 | 0 | 0 | 0 | 0 | 614.0189 | 3438 | 329.2079 | 0 | 284.811 | 0 | 0 | 0 | 0 | 614.0189 | 3438 | 346.5347 | 252.2704 | 307.9038 | 0 | 0 | 0 | 0 | 906.7089 | 3438 | 346.5347 | 252.2704 | 307.9038 | 0 | 0 | 0 | 0 | 906.7089 | 3438 | 346.5347 | 252.2704 | 307.9038 | 0 | 0 | 0 | 0 | 906.7089 | 3438 | 352.3102 | 504.5409 | 384.8797 | 0 | 0 | 0 | 0 | 0 | 0 | 1241.7308 | 3438 | 352.3102 | 504.5409 | 384.8797 | 17 | 0 | 0 | 0 | 0 | 0 | 1258.7308 | 3438 | 352.3102 | 504.5409 | 384.8797 | 0 | 0 | 0 | 0 | 0 | 0 | 1241.7308
3441 | 18.6145 | 18.6145 | 18.6145 | 8.0251 | 8.3718 | 8.3718 | 0.01 | 0.01 | 0.01 | 3441 | 1643.9024 | 1643.9024 | 1643.9024 | 1928.424 | 1928.424 | 1928.424 | 1656.2179 | 2181.332 | 2181.332 | 3439 | 253.9604 | 0 | 432.3024 | 0 | 0 | 0 | 0 | 686.2628 |  | 3439 | 253.9604 | 0 | 432.3024 | 0 | 0 | 0 | 0 | 686.2628 | 3439 | 253.9604 | 0 | 432.3024 | 0 | 0 | 0 | 0 | 686.2628 | 3439 | 267.3267 | 282.5429 | 467.354 | 0 | 0 | 0 | 0 | 1017.2236 | 3439 | 267.3267 | 282.5429 | 467.354 | 0 | 0 | 0 | 0 | 1017.2236 | 3439 | 267.3267 | 282.5429 | 467.354 | 0 | 0 | 0 | 0 | 1017.2236 | 3439 | 271.7822 | 565.0858 | 584.1924 | 0 | 0 | 0 | 0 | 0 | 0 | 1421.0604 | 3439 | 271.7822 | 565.0858 | 584.1924 | 17 | 0 | 0 | 0 | 0 | 0 | 1438.0604 | 3439 | 271.7822 | 565.0858 | 584.1924 | 0 | 0 | 0 | 0 | 0 | 0 | 1421.0604
3442 | 18.6145 | 18.6145 | 18.6145 | 8.0251 | 8.0251 | 8.0251 | 0.01 | 0.01 | 0.01 | 3442 | 1597.2628 | 1597.2628 | 1597.2628 | 1873.7122 | 1873.7122 | 1873.7122 | 2119.4449 | 2119.4449 | 2119.4449 | 3440 | 235.1485 | 0 | 574.7079 | 0 | 0 | 0 | 0 | 809.8564 |  | 3440 | 235.1485 | 0 | 574.7079 | 0 | 0 | 0 | 0 | 809.8564 | 3440 | 235.1485 | 0 | 574.7079 | 0 | 0 | 0 | 0 | 809.8564 | 3440 | 247.5248 | 330.9788 | 621.3058 | 0 | 0 | 0 | 0 | 1199.8094 | 3440 | 247.5248 | 330.9788 | 621.3058 | 0 | 0 | 0 | 0 | 1199.8094 | 3440 | 247.5248 | 330.9788 | 621.3058 | 0 | 0 | 0 | 0 | 1199.8094 | 3440 | 251.6502 | 661.9576 | 776.6323 | 0 | 0 | 0 | 0 | 0 | 0 | 1690.2401 | 3440 | 251.6502 | 661.9576 | 776.6323 | 17 | 0 | 0 | 0 | 0 | 0 | 1707.2401 | 3440 | 251.6502 | 661.9576 | 776.6323 | 0 | 0 | 0 | 0 | 0 | 0 | 1690.2401
3443 | 18.6145 | 18.6145 | 18.6145 | 8.0251 | 8.0251 | 8.0251 | 0.01 | 0.01 | 0.01 | 3443 | 1599.4838 | 1599.4838 | 1599.4838 | 1876.3175 | 1876.3175 | 1876.3175 | 2122.3919 | 2122.3919 | 2122.3919 | 3441 | 253.9604 | 0 | 656.0825 | 0 | 0 | 0 | 0 | 910.0429 |  | 3441 | 253.9604 | 0 | 656.0825 | 0 | 0 | 0 | 0 | 910.0429 | 3441 | 253.9604 | 0 | 656.0825 | 0 | 0 | 0 | 0 | 910.0429 | 3441 | 267.3267 | 360.2422 | 709.2784 | 0 | 0 | 0 | 0 | 1336.8473 | 3441 | 267.3267 | 360.2422 | 709.2784 | 0 | 0 | 0 | 0 | 1336.8473 | 3441 | 267.3267 | 360.2422 | 709.2784 | 0 | 0 | 0 | 0 | 1336.8473 | 3441 | 271.7822 | 720.4844 | 886.5979 | 0 | 0 | 0 | 0 | 0 | 0 | 1878.8645 | 3441 | 271.7822 | 720.4844 | 886.5979 | 17 | 0 | 0 | 0 | 0 | 0 | 1895.8645 | 3441 | 271.7822 | 720.4844 | 886.5979 | 0 | 0 | 0 | 0 | 0 | 0 | 1878.8645
3444 | 18.6145 | 18.6145 | 18.6145 | 8.0251 | 8.0251 | 8.0251 | 0.01 | 0.01 | 0.01 | 3444 | 1575.0535 | 1575.0535 | 1575.0535 | 1847.6589 | 1847.6589 | 1847.6589 | 2089.9748 | 2089.9748 | 2089.9748 | 3442 | 235.1485 | 0 | 757.8007 | 0 | 0 | 0 | 0 | 992.9492 |  | 3442 | 235.1485 | 0 | 757.8007 | 0 | 0 | 0 | 0 | 992.9492 | 3442 | 235.1485 | 0 | 757.8007 | 0 | 0 | 0 | 0 | 992.9492 | 3442 | 247.5248 | 347.1241 | 819.244 | 0 | 0 | 0 | 0 | 1413.8929 | 3442 | 247.5248 | 347.1241 | 819.244 | 0 | 0 | 0 | 0 | 1413.8929 | 3442 | 247.5248 | 347.1241 | 819.244 | 0 | 0 | 0 | 0 | 1413.8929 | 3442 | 251.6502 | 694.2482 | 1024.055 | 0 | 0 | 0 | 0 | 0 | 0 | 1969.9534 | 3442 | 251.6502 | 694.2482 | 1024.055 | 17 | 0 | 0 | 0 | 0 | 0 | 1986.9534 | 3442 | 251.6502 | 694.2482 | 1024.055 | 0 | 0 | 0 | 0 | 0 | 0 | 1969.9534
3445 | 20.9838 | 20.9838 | 20.9838 | 14.9898 | 14.9898 | 14.9898 | 0.01 | 1.4071 | 1.4071 | 3445 | 1192.6409 | 1192.6409 | 1233.7316 | 1863.2909 | 1863.2909 | 1863.2909 | 1582.5427 | 1582.5427 | 1582.5427 | 3443 | 253.9604 | 0 | 793.4021 | 0 | 0 | 0 | 0 | 1047.3625 |  | 3443 | 253.9604 | 0 | 793.4021 | 0 | 0 | 0 | 0 | 1047.3625 | 3443 | 253.9604 | 0 | 793.4021 | 0 | 0 | 0 | 0 | 1047.3625 | 3443 | 267.3267 | 327.9516 | 857.732 | 0 | 0 | 0 | 0 | 1453.0103 | 3443 | 267.3267 | 327.9516 | 857.732 | 0 | 0 | 0 | 0 | 1453.0103 | 3443 | 267.3267 | 327.9516 | 857.732 | 0 | 0 | 0 | 0 | 1453.0103 | 3443 | 271.7822 | 655.9031 | 1072.1649 | 0 | 0 | 0 | 0 | 0 | 0 | 1999.8503 | 3443 | 271.7822 | 655.9031 | 1072.1649 | 17 | 0 | 0 | 0 | 0 | 0 | 2016.8503 | 3443 | 271.7822 | 655.9031 | 1072.1649 | 0 | 0 | 0 | 0 | 0 | 0 | 1999.8503
3446 | 22.3899 | 22.3899 | 22.3899 | 18.6145 | 18.6145 | 18.6145 | 12.8584 | 12.8584 | 12.8584 | 3446 | 1187.0886 | 1187.0886 | 1187.0886 | 1392.5462 | 1392.5462 | 1392.5462 | 1575.1752 | 1575.1752 | 1575.1752 | 3444 | 197.5248 | 0 | 778.1443 | 0 | 0 | 0 | 0 | 975.6691 |  | 3444 | 197.5248 | 0 | 778.1443 | 0 | 0 | 0 | 0 | 975.6691 | 3444 | 197.5248 | 0 | 778.1443 | 0 | 0 | 0 | 0 | 975.6691 | 3444 | 207.9208 | 348.1332 | 841.2371 | 0 | 0 | 0 | 0 | 1397.2911 | 3444 | 207.9208 | 348.1332 | 841.2371 | 0 | 0 | 0 | 0 | 1397.2911 | 3444 | 207.9208 | 348.1332 | 841.2371 | 0 | 0 | 0 | 0 | 1397.2911 | 3444 | 211.3861 | 696.2664 | 1051.5464 | 0 | 0 | 0 | 0 | 0 | 0 | 1959.1989 | 3444 | 211.3861 | 696.2664 | 1051.5464 | 17 | 0 | 0 | 0 | 0 | 0 | 1976.1989 | 3444 | 211.3861 | 696.2664 | 1051.5464 | 0 | 0 | 0 | 0 | 0 | 0 | 1959.1989
3447 | 25.7661 | 25.7555 | 25.7555 | 24.5656 | 24.5656 | 24.5656 | 17.7619 | 17.7619 | 17.7619 | 3447 | 1159.3269 | 1159.3269 | 1159.3269 | 1359.9796 | 1359.9796 | 1359.9796 | 1538.3376 | 1538.3376 | 1538.3376 | 3445 | 225.7426 | 0 | 640.8247 | 0 | 0 | 0 | 0 | 866.5673 |  | 3445 | 225.7426 | 0 | 640.8247 | 0 | 0 | 0 | 0 | 866.5673 | 3445 | 225.7426 | 0 | 640.8247 | 0 | 0 | 0 | 0 | 866.5673 | 3445 | 237.6238 | 389.5055 | 692.7835 | 0 | 0 | 0 | 0 | 1319.9128 | 3445 | 237.6238 | 389.5055 | 692.7835 | 0 | 0 | 0 | 0 | 1319.9128 | 3445 | 237.6238 | 389.5055 | 692.7835 | 0 | 0 | 0 | 0 | 1319.9128 | 3445 | 0 | 779.0111 | 865.9794 | 0 | 0 | 0 | 0 | 0 | 0 | 1644.9905 | 3445 | 241.5842 | 779.0111 | 865.9794 | 17 | 0 | 0 | 0 | 0 | 0 | 1903.5746 | 3445 | 241.5842 | 779.0111 | 865.9794 | 0 | 0 | 0 | 0 | 0 | 0 | 1886.5746
3448 | 42.7114 | 41.6137 | 41.6137 | 29.4202 | 29.4202 | 29.4202 | 21.6761 | 21.6761 | 21.6761 | 3448 | 1108.2454 | 1108.2454 | 1108.2454 | 1300.0571 | 1300.0571 | 1300.0571 | 1470.5564 | 1470.5564 | 1470.5564 | 3446 | 206.9307 | 0 | 528.9347 | 0 | 0 | 0 | 0 | 735.8654 |  | 3446 | 206.9307 | 0 | 528.9347 | 0 | 0 | 0 | 0 | 735.8654 | 3446 | 206.9307 | 0 | 528.9347 | 0 | 0 | 0 | 0 | 735.8654 | 3446 | 217.8218 | 405.6509 | 571.8213 | 0 | 0 | 0 | 0 | 1195.2939 | 3446 | 217.8218 | 405.6509 | 571.8213 | 0 | 0 | 0 | 0 | 1195.2939 | 3446 | 217.8218 | 405.6509 | 571.8213 | 0 | 0 | 0 | 0 | 1195.2939 | 3446 | 221.4521 | 811.3017 | 714.7766 | 0 | 0 | 0 | 0 | 0 | 0 | 1747.5305 | 3446 | 221.4521 | 811.3017 | 714.7766 | 17 | 0 | 0 | 0 | 0 | 0 | 1764.5305 | 3446 | 221.4521 | 811.3017 | 714.7766 | 0 | 0 | 0 | 0 | 0 | 0 | 1747.5305
3449 | 60.7655 | 58.7621 | 58.7621 | 33.0867 | 32.8103 | 32.8103 | 26.5387 | 26.5387 | 26.5387 | 3449 | 1090.478 | 1090.478 | 1090.478 | 1279.2145 | 1279.2145 | 1279.2145 | 1446.9804 | 1446.9804 | 1446.9804 | 3447 | 253.9604 | 0 | 422.1306 | 0 | 0 | 0 | 0 | 676.091 |  | 3447 | 253.9604 | 0 | 422.1306 | 0 | 0 | 0 | 0 | 676.091 | 3447 | 253.9604 | 0 | 422.1306 | 0 | 0 | 0 | 0 | 676.091 | 3447 | 267.3267 | 400.6054 | 456.3574 | 0 | 0 | 0 | 0 | 1124.2896 | 3447 | 267.3267 | 400.6054 | 456.3574 | 0 | 0 | 0 | 0 | 1124.2896 | 3447 | 267.3267 | 400.6054 | 456.3574 | 0 | 0 | 0 | 0 | 1124.2896 | 3447 | 271.7822 | 801.2109 | 570.4467 | 0 | 0 | 0 | 0 | 0 | 0 | 1643.4398 | 3447 | 271.7822 | 801.2109 | 570.4467 | 17 | 0 | 0 | 0 | 0 | 0 | 1660.4398 | 3447 | 271.7822 | 801.2109 | 570.4467 | 0 | 0 | 0 | 0 | 0 | 0 | 1643.4398
3450 | 72.1219 | 64.8253 | 72.1219 | 38.1037 | 36.8959 | 36.8959 | 32.3541 | 30.6546 | 30.6546 | 3450 | 1064.9372 | 1064.9372 | 1064.9372 | 1249.2533 | 1249.2533 | 1249.2533 | 1413.0898 | 1413.0898 | 1413.0898 | 3448 | 235.1485 | 0 | 289.8969 | 0 | 0 | 0 | 0 | 525.0454 |  | 3448 | 235.1485 | 0 | 289.8969 | 0 | 0 | 0 | 0 | 525.0454 | 3448 | 235.1485 | 0 | 289.8969 | 0 | 0 | 0 | 0 | 525.0454 | 3448 | 247.5248 | 373.3602 | 313.4021 | 0 | 0 | 0 | 0 | 934.2871 | 3448 | 247.5248 | 373.3602 | 313.4021 | 0 | 0 | 0 | 0 | 934.2871 | 3448 | 247.5248 | 373.3602 | 313.4021 | 0 | 0 | 0 | 0 | 934.2871 | 3448 | 251.6502 | 746.7205 | 391.7526 | 0 | 0 | 0 | 0 | 0 | 0 | 1390.1232 | 3448 | 251.6502 | 746.7205 | 391.7526 | 17 | 0 | 0 | 0 | 0 | 0 | 1407.1232 | 3448 | 251.6502 | 746.7205 | 391.7526 | 0 | 0 | 0 | 0 | 0 | 0 | 1390.1232
3451 | 72.1219 | 64.8253 | 74.1528 | 38.9484 | 38.8595 | 39.7461 | 35.2169 | 35.2169 | 36.0104 | 3451 | 1020.5186 | 1020.5186 | 1020.5186 | 1197.1468 | 1197.1468 | 1197.1468 | 1354.1497 | 1354.1497 | 1354.1497 | 3449 | 188.1188 | 0 | 142.4055 | 0 | 0 | 0 | 0 | 330.5243 |  | 3449 | 188.1188 | 0 | 142.4055 | 0 | 0 | 0 | 0 | 330.5243 | 3449 | 188.1188 | 0 | 142.4055 | 0 | 0 | 0 | 0 | 330.5243 | 3449 | 198.0198 | 313.8244 | 153.9519 | 0 | 0 | 0 | 0 | 665.7961 | 3449 | 198.0198 | 313.8244 | 153.9519 | 0 | 0 | 0 | 0 | 665.7961 | 3449 | 198.0198 | 313.8244 | 153.9519 | 0 | 0 | 0 | 0 | 665.7961 | 3449 | 201.3201 | 627.6488 | 192.4399 | 0 | 0 | 0 | 0 | 0 | 0 | 1021.4088 | 3449 | 201.3201 | 627.6488 | 192.4399 | 17 | 0 | 0 | 0 | 0 | 0 | 1038.4088 | 3449 | 201.3201 | 627.6488 | 192.4399 | 0 | 0 | 0 | 0 | 0 | 0 | 1021.4088
3452 | 72.1219 | 64.8253 | 72.1219 | 38.9484 | 38.8595 | 58.5166 | 35.2169 | 35.2169 | 35.9455 | 3452 | 983.8732 | 983.8732 | 983.8732 | 1154.159 | 1154.159 | 1154.159 | 1305.5241 | 1305.5241 | 1305.5241 | 3450 | 188.1188 | 0 | 61.0309 | 0 | 0 | 0 | 0 | 249.1497 |  | 3450 | 188.1188 | 0 | 61.0309 | 0 | 0 | 0 | 0 | 249.1497 | 3450 | 188.1188 | 0 | 61.0309 | 0 | 0 | 0 | 0 | 249.1497 | 3450 | 198.0198 | 235.116 | 65.9794 | 0 | 0 | 0 | 0 | 499.1152 | 3450 | 198.0198 | 235.116 | 65.9794 | 0 | 0 | 0 | 0 | 499.1152 | 3450 | 198.0198 | 235.116 | 65.9794 | 0 | 0 | 0 | 0 | 499.1152 | 3450 | 201.3201 | 470.2321 | 82.4742 | 0 | 0 | 0 | 0 | 0 | 0 | 754.0264 | 3450 | 201.3201 | 470.2321 | 82.4742 | 17 | 0 | 0 | 0 | 0 | 0 | 771.0264 | 3450 | 201.3201 | 470.2321 | 82.4742 | 0 | 0 | 0 | 0 | 0 | 0 | 754.0264
3453 | 59.8869 | 58.7224 | 58.7224 | 38.9484 | 38.2588 | 38.2588 | 34.3469 | 33.8804 | 33.8804 | 3453 | 928.3499 | 928.3499 | 928.3499 | 1089.0258 | 1089.0258 | 1089.0258 | 1231.8489 | 1231.8489 | 1231.8489 | 3451 | 122.2772 | 0 | 15.2577 | 0 | 0 | 0 | 0 | 137.535 |  | 3451 | 122.2772 | 0 | 15.2577 | 0 | 0 | 0 | 0 | 137.535 | 3451 | 122.2772 | 0 | 15.2577 | 0 | 0 | 0 | 103.4482 | 240.9832 | 3451 | 128.7129 | 177.5984 | 16.4948 | 0 | 0 | 0 | 0 | 322.8061 | 3451 | 128.7129 | 177.5984 | 16.4948 | 0 | 0 | 0 | 0 | 322.8061 | 3451 | 128.7129 | 177.5984 | 16.4948 | 0 | 0 | 0 | 0 | 322.8061 | 3451 | 130.8581 | 355.1968 | 20.6186 | 0 | 0 | 0 | 0 | 0 | 0 | 506.6734 | 3451 | 130.8581 | 355.1968 | 20.6186 | 17 | 0 | 0 | 0 | 0 | 0 | 523.6734 | 3451 | 130.8581 | 355.1968 | 20.6186 | 0 | 0 | 0 | 0 | 0 | 0 | 506.6734
3454 | 43.8649 | 43.7838 | 43.7838 | 36.7644 | 36.4338 | 36.4338 | 32.6345 | 32.6345 | 32.6345 | 3454 | 865.0533 | 865.0533 | 865.0533 | 1014.7741 | 1014.7741 | 1014.7741 | 1147.8592 | 1147.8592 | 1147.8592 | 3452 | 169.3069 | 0 | 0 | 0 | 0 | 0 | 0 | 169.3069 |  | 3452 | 169.3069 | 0 | 0 | 0 | 0 | 0 | 0 | 169.3069 | 3452 | 169.3069 | 0 | 0 | 0 | 0 | 0 | 0 | 169.3069 | 3452 | 178.2178 | 145.3078 | 0 | 0 | 0 | 0 | 0 | 323.5256 | 3452 | 178.2178 | 145.3078 | 0 | 0 | 0 | 0 | 0 | 323.5256 | 3452 | 178.2178 | 145.3078 | 0 | 0 | 0 | 0 | 0 | 323.5256 | 3452 | 181.1881 | 290.6155 | 0 | 0 | 0 | 0 | 0 | 0 | 0 | 471.8037 | 3452 | 181.1881 | 290.6155 | 0 | 17 | 0 | 0 | 0 | 0 | 0 | 488.8037 | 3452 | 181.1881 | 290.6155 | 0 | 0 | 0 | 0 | 0 | 0 | 0 | 471.8037
3455 | 39.789 | 39.7142 | 39.7142 | 33.9576 | 33.9576 | 33.9576 | 29.7782 | 29.7035 | 29.7035 | 3455 | 828.4079 | 828.4079 | 828.4079 | 971.7862 | 971.7862 | 971.7862 | 1099.2336 | 1099.2336 | 1099.2336 | 3453 | 122.2772 | 0 | 0 | 0 | 0 | 0 | 0 | 122.2772 |  | 3453 | 122.2772 | 0 | 0 | 0 | 0 | 0 | 0 | 122.2772 | 3453 | 122.2772 | 0 | 0 | 0 | 0 | 0 | 0 | 122.2772 | 3453 | 128.7129 | 119.0716 | 0 | 0 | 0 | 0 | 0 | 247.7845 | 3453 | 128.7129 | 119.0716 | 0 | 0 | 0 | 0 | 0 | 247.7845 | 3453 | 128.7129 | 119.0716 | 0 | 0 | 0 | 0 | 0 | 247.7845 | 3453 | 130.8581 | 238.1433 | 0 | 0 | 0 | 0 | 0 | 0 | 0 | 369.0014 | 3453 | 130.8581 | 238.1433 | 0 | 17 | 0 | 0 | 0 | 0 | 0 | 386.0014 | 3453 | 130.8581 | 238.1433 | 0 | 0 | 0 | 0 | 0 | 0 | 0 | 369.0014
3456 | 38.968 | 38.968 | 38.968 | 33.2109 | 33.0867 | 33.0867 | 29.1702 | 29.1702 | 29.1702 | 3456 | 818.4137 | 818.4137 | 818.4137 | 960.0622 | 960.0622 | 960.0622 | 1085.972 | 1085.972 | 1085.972 | 3454 | 103.4653 | 0 | 0 | 0 | 0 | 0 | 0 | 103.4653 |  | 3454 | 103.4653 | 0 | 0 | 0 | 0 | 0 | 0 | 103.4653 | 3454 | 103.4653 | 0 | 0 | 0 | 0 | 0 | 0 | 103.4653 | 3454 | 108.9109 | 113.0172 | 0 | 0 | 0 | 0 | 0 | 221.928 | 3454 | 108.9109 | 113.0172 | 0 | 0 | 0 | 0 | 0 | 221.928 | 3454 | 108.9109 | 113.0172 | 0 | 0 | 0 | 0 | 0 | 221.928 | 3454 | 110.7261 | 226.0343 | 0 | 0 | 0 | 0 | 0 | 0 | 0 | 336.7604 | 3454 | 110.7261 | 226.0343 | 0 | 17 | 0 | 0 | 0 | 0 | 0 | 353.7604 | 3454 | 110.7261 | 226.0343 | 0 | 0 | 0 | 0 | 0 | 0 | 0 | 336.7604
3457 | 38.968 | 38.968 | 38.968 | 33.0867 | 32.8448 | 32.8448 | 28.299 | 28.299 | 28.299 | 3457 | 801.7567 | 801.7567 | 801.7567 | 940.5223 | 940.5223 | 940.5223 | 1063.8695 | 1063.8695 | 1063.8695 | 3455 | 65.8416 | 0 | 0 | 0 | 0 | 0 | 0 | 65.8416 |  | 3455 | 65.8416 | 0 | 0 | 0 | 0 | 0 | 0 | 65.8416 | 3455 | 65.8416 | 0 | 0 | 0 | 0 | 0 | 0 | 65.8416 | 3455 | 69.3069 | 102.9263 | 0 | 0 | 0 | 0 | 0 | 172.2333 | 3455 | 69.3069 | 102.9263 | 0 | 0 | 0 | 0 | 0 | 172.2333 | 3455 | 69.3069 | 102.9263 | 0 | 0 | 0 | 0 | 0 | 172.2333 | 3455 | 70.462 | 205.8527 | 0 | 0 | 0 | 0 | 0 | 0 | 0 | 276.3147 | 3455 | 70.462 | 205.8527 | 0 | 17 | 0 | 0 | 0 | 0 | 0 | 293.3147 | 3455 | 70.462 | 205.8527 | 0 | 0 | 0 | 0 | 0 | 0 | 0 | 276.3147
3458 | 31.1544 | 31.1527 | 31.1527 | 33.7605 | 33.6684 | 33.6684 | 29.7782 | 29.7035 | 29.7035 | 3458 | 760.6695 | 760.6695 | 760.6695 | 892.3238 | 892.3238 | 892.3238 | 1009.3499 | 1009.3499 | 1009.3499 | 3456 | 9.4059 | 0 | 0 | 0 | 0 | 0 | 0 | 9.4059 |  | 3456 | 9.4059 | 0 | 0 | 0 | 0 | 0 | 0 | 9.4059 | 3456 | 9.4059 | 0 | 0 | 0 | 0 | 0 | 0 | 9.4059 | 3456 | 9.901 | 77.6993 | 0 | 0 | 0 | 0 | 0 | 87.6003 | 3456 | 9.901 | 77.6993 | 0 | 0 | 0 | 0 | 0 | 87.6003 | 3456 | 9.901 | 77.6993 | 0 | 0 | 0 | 0 | 0 | 87.6003 | 3456 | 10.066 | 155.3986 | 0 | 0 | 0 | 0 | 0 | 0 | 0 | 165.4646 | 3456 | 10.066 | 155.3986 | 0 | 17 | 0 | 0 | 0 | 0 | 0 | 182.4646 | 3456 | 10.066 | 155.3986 | 0 | 0 | 0 | 0 | 0 | 0 | 0 | 165.4646
3459 | 30.2702 | 30.2702 | 30.2702 | 32.7657 | 32.7657 | 32.7657 | 28.2056 | 27.8659 | 27.8659 | 3459 | 770.6637 | 770.6637 | 770.6637 | 904.0478 | 904.0478 | 904.0478 | 1022.6114 | 1022.6114 | 1022.6114 | 3457 | 0 | 0 | 0 | 0 | 0 | 0 | 0 | 0 |  | 3457 | 0 | 0 | 0 | 0 | 0 | 0 | 0 | 0 | 3457 | 0 | 0 | 0 | 0 | 0 | 0 | 0 | 0 | 3457 | 0 | 71.6448 | 0 | 0 | 0 | 0 | 0 | 71.6448 | 3457 | 0 | 71.6448 | 0 | 0 | 0 | 0 | 0 | 71.6448 | 3457 | 0 | 71.6448 | 0 | 0 | 0 | 0 | 0 | 71.6448 | 3457 | 0 | 143.2896 | 0 | 0 | 0 | 0 | 0 | 0 | 0 | 143.2896 | 3457 | 0 | 143.2896 | 0 | 17 | 0 | 0 | 0 | 0 | 0 | 160.2896 | 3457 | 0 | 143.2896 | 0 | 0 | 0 | 0 | 0 | 0 | 0 | 143.2896
3460 | 30.2702 | 30.2702 | 30.2702 | 32.8103 | 32.8103 | 32.8103 | 27.7202 | 27.7202 | 27.7202 | 3460 | 871.7161 | 871.7161 | 871.7161 | 1022.59 | 1022.59 | 1022.59 | 1156.7002 | 1156.7002 | 1156.7002 | 3458 | 28.2178 | 0 | 5.0859 | 0 | 0 | 0 | 0 | 33.3037 |  | 3458 | 28.2178 | 0 | 5.0859 | 0 | 0 | 0 | 0 | 33.3037 | 3458 | 28.2178 | 0 | 5.0859 | 0 | 0 | 0 | 0 | 33.3037 | 3458 | 29.703 | 83.7538 | 5.4983 | 0 | 0 | 0 | 0 | 118.955 | 3458 | 29.703 | 83.7538 | 5.4983 | 0 | 0 | 0 | 0 | 118.955 | 3458 | 29.703 | 83.7538 | 5.4983 | 0 | 0 | 0 | 0 | 118.955 | 3458 | 30.198 | 167.5076 | 6.8729 | 0 | 0 | 0 | 0 | 0 | 0 | 204.5784 | 3458 | 30.198 | 167.5076 | 6.8729 | 17 | 0 | 0 | 0 | 0 | 0 | 221.5784 | 3458 | 30.198 | 167.5076 | 6.8729 | 0 | 0 | 0 | 0 | 0 | 0 | 204.5784
3461 | 32.0843 | 32.0756 | 32.0756 | 32.8489 | 32.8103 | 32.8103 | 28.7551 | 28.7122 | 28.7122 | 3461 | 1004.9721 | 1004.9721 | 1004.9721 | 1178.9095 | 1178.9095 | 1178.9095 | 1333.5206 | 1333.5206 | 1333.5206 | 3459 | 37.6238 | 0 | 45.7732 | 0 | 0 | 0 | 0 | 83.397 |  | 3459 | 37.6238 | 0 | 45.7732 | 0 | 0 | 0 | 0 | 83.397 | 3459 | 37.6238 | 0 | 45.7732 | 0 | 0 | 0 | 0 | 83.397 | 3459 | 39.604 | 115.0353 | 49.4845 | 0 | 0 | 0 | 0 | 204.1238 | 3459 | 39.604 | 115.0353 | 49.4845 | 0 | 0 | 0 | 0 | 204.1238 | 3459 | 39.604 | 115.0353 | 49.4845 | 0 | 0 | 0 | 0 | 204.1238 | 3459 | 40.264 | 230.0706 | 61.8557 | 0 | 0 | 0 | 0 | 0 | 0 | 332.1903 | 3459 | 40.264 | 230.0706 | 61.8557 | 17 | 0 | 0 | 0 | 0 | 0 | 349.1903 | 3459 | 40.264 | 230.0706 | 61.8557 | 0 | 0 | 0 | 0 | 0 | 0 | 332.1903
3462 | 30.9559 | 30.9559 | 30.9559 | 32.3211 | 32.3211 | 32.3211 | 25.6893 | 25.6893 | 25.6893 | 3462 | 1094.9198 | 1094.9198 | 1094.9198 | 1284.4252 | 1284.4252 | 1284.4252 | 1452.8744 | 1452.8744 | 1452.8744 | 3460 | 37.6238 | 0 | 127.1478 | 0 | 0 | 0 | 0 | 164.7715 |  | 3460 | 37.6238 | 0 | 127.1478 | 0 | 0 | 0 | 0 | 164.7715 | 3460 | 37.6238 | 0 | 127.1478 | 0 | 0 | 0 | 0 | 164.7715 | 3460 | 39.604 | 156.4077 | 137.457 | 0 | 0 | 0 | 0 | 333.4687 | 3460 | 39.604 | 156.4077 | 137.457 | 0 | 0 | 0 | 0 | 333.4687 | 3460 | 39.604 | 156.4077 | 137.457 | 0 | 0 | 0 | 0 | 333.4687 | 3460 | 40.264 | 312.8153 | 171.8213 | 0 | 0 | 0 | 0 | 0 | 0 | 524.9007 | 3460 | 40.264 | 312.8153 | 171.8213 | 17 | 0 | 0 | 0 | 0 | 0 | 541.9007 | 3460 | 40.264 | 312.8153 | 171.8213 | 0 | 0 | 0 | 0 | 0 | 0 | 524.9007
3463 | 25.7661 | 25.7555 | 25.7555 | 25.7637 | 25.7637 | 25.7637 | 22.3709 | 22.3709 | 22.3709 | 3463 | 1119.3501 | 1119.3501 | 1119.3501 | 1313.0838 | 1313.0838 | 1313.0838 | 1485.2915 | 1485.2915 | 1485.2915 | 3461 | 28.2178 | 0 | 244.1237 | 0 | 0 | 0 | 0 | 272.3415 |  | 3461 | 28.2178 | 0 | 244.1237 | 0 | 0 | 0 | 0 | 272.3415 | 3461 | 28.2178 | 0 | 244.1237 | 0 | 0 | 0 | 0 | 272.3415 | 3461 | 29.703 | 163.4712 | 263.9175 | 0 | 0 | 0 | 0 | 457.0917 | 3461 | 29.703 | 163.4712 | 263.9175 | 0 | 0 | 0 | 0 | 457.0917 | 3461 | 29.703 | 163.4712 | 263.9175 | 0 | 0 | 0 | 0 | 457.0917 | 3461 | 30.198 | 326.9425 | 329.8969 | 0 | 0 | 0 | 0 | 0 | 0 | 687.0374 | 3461 | 30.198 | 326.9425 | 329.8969 | 17 | 0 | 0 | 0 | 0 | 0 | 704.0374 | 3461 | 30.198 | 326.9425 | 329.8969 | 0 | 0 | 0 | 0 | 0 | 0 | 687.0374
3464 | 25.7661 | 25.7555 | 25.7555 | 22.8974 | 22.8974 | 22.8974 | 0.01 | 6.4336 | 6.4336 | 3464 | 1094.9198 | 1094.9198 | 1094.9198 | 1284.4252 | 1284.4252 | 1284.4252 | 1452.8744 | 1452.8744 | 1452.8744 | 3462 | 9.4059 | 0 | 442.4742 | 0 | 0 | 0 | 0 | 451.8802 |  | 3462 | 9.4059 | 0 | 442.4742 | 0 | 0 | 0 | 0 | 451.8802 | 3462 | 9.4059 | 0 | 442.4742 | 0 | 0 | 0 | 0 | 451.8802 | 3462 | 9.901 | 196.7709 | 478.3505 | 0 | 0 | 0 | 0 | 685.0224 | 3462 | 9.901 | 196.7709 | 478.3505 | 0 | 0 | 0 | 0 | 685.0224 | 3462 | 9.901 | 196.7709 | 478.3505 | 0 | 0 | 0 | 0 | 685.0224 | 3462 | 10.066 | 393.5419 | 597.9381 | 0 | 0 | 0 | 0 | 0 | 0 | 1001.546 | 3462 | 10.066 | 393.5419 | 597.9381 | 17 | 0 | 0 | 0 | 0 | 0 | 1018.546 | 3462 | 10.066 | 393.5419 | 597.9381 | 0 | 0 | 0 | 0 | 0 | 0 | 1001.546
3465 | 22.8974 | 22.8974 | 22.8974 | 20.9838 | 20.9838 | 20.9838 | 0.01 | 6.4336 | 6.4336 | 3465 | 1071.6 | 1071.6 | 1071.6 | 1257.0693 | 1257.0693 | 1257.0693 | 1421.9308 | 1421.9308 | 1421.9308 | 3463 | 9.4059 | 0 | 595.0515 | 0 | 0 | 0 | 0 | 604.4575 |  | 3463 | 9.4059 | 0 | 595.0515 | 0 | 0 | 0 | 0 | 604.4575 | 3463 | 9.4059 | 0 | 595.0515 | 0 | 0 | 0 | 0 | 604.4575 | 3463 | 9.901 | 243.1887 | 643.299 | 0 | 0 | 0 | 0 | 896.3887 | 3463 | 9.901 | 243.1887 | 643.299 | 0 | 0 | 0 | 0 | 896.3887 | 3463 | 9.901 | 243.1887 | 643.299 | 0 | 0 | 0 | 0 | 896.3887 | 3463 | 10.066 | 486.3774 | 804.1237 | 0 | 0 | 0 | 0 | 0 | 0 | 1300.5671 | 3463 | 10.066 | 486.3774 | 804.1237 | 17 | 0 | 0 | 0 | 0 | 0 | 1317.5671 | 3463 | 10.066 | 486.3774 | 804.1237 | 0 | 0 | 0 | 0 | 0 | 0 | 1300.5671
3466 | 22.8974 | 22.8974 | 22.8974 | 14.9898 | 15.2285 | 15.2285 | 0.01 | 6.245 | 1.4071 | 3466 | 1058.2745 | 1058.2745 | 1058.2745 | 1402.4047 | 1314.773 | 1314.773 | 1404.2488 | 1404.2488 | 1409.8418 | 3464 | 9.4059 | 0 | 701.8557 | 0 | 0 | 0 | 0 | 711.2616 |  | 3464 | 9.4059 | 0 | 701.8557 | 0 | 0 | 0 | 0 | 711.2616 | 3464 | 9.4059 | 0 | 701.8557 | 0 | 0 | 0 | 0 | 711.2616 | 3464 | 9.901 | 287.5883 | 758.7629 | 0 | 0 | 0 | 0 | 1056.2522 | 3464 | 9.901 | 287.5883 | 758.7629 | 0 | 0 | 0 | 0 | 1056.2522 | 3464 | 9.901 | 287.5883 | 758.7629 | 0 | 0 | 0 | 0 | 1056.2522 | 3464 | 10.066 | 575.1766 | 948.4536 | 0 | 0 | 0 | 0 | 0 | 0 | 1533.6962 | 3464 | 10.066 | 575.1766 | 948.4536 | 17 | 0 | 0 | 0 | 0 | 0 | 1550.6962 | 3464 | 10.066 | 575.1766 | 948.4536 | 0 | 0 | 0 | 0 | 0 | 0 | 1533.6962
3467 | 25.7661 | 25.7555 | 25.7555 | 20.9838 | 20.9838 | 20.9838 | 0.01 | 6.245 | 1.4071 | 3467 | 1064.9372 | 1064.9372 | 1064.9372 | 1249.2533 | 1249.2533 | 1249.2533 | 1413.0898 | 1413.0898 | 1413.0898 | 3465 | 9.4059 | 0 | 798.488 | 0 | 0 | 0 | 0 | 807.8939 |  | 3465 | 9.4059 | 0 | 798.488 | 0 | 0 | 0 | 0 | 807.8939 | 3465 | 9.4059 | 0 | 798.488 | 0 | 0 | 0 | 0 | 807.8939 | 3465 | 9.901 | 340.0605 | 863.2302 | 0 | 0 | 0 | 0 | 1213.1918 | 3465 | 9.901 | 340.0605 | 863.2302 | 0 | 0 | 0 | 0 | 1213.1918 | 3465 | 9.901 | 340.0605 | 863.2302 | 0 | 0 | 0 | 0 | 1213.1918 | 3465 | 10.066 | 680.1211 | 1079.0378 | 0 | 0 | 0 | 0 | 0 | 0 | 1769.2249 | 3465 | 10.066 | 680.1211 | 1079.0378 | 17 | 0 | 0 | 0 | 0 | 0 | 1786.2249 | 3465 | 10.066 | 680.1211 | 1079.0378 | 0 | 0 | 0 | 0 | 0 | 0 | 1769.2249
3468 | 25.7661 | 25.7555 | 25.7555 | 23.4961 | 23.4961 | 23.4961 | 0.01 | 6.245 | 1.4071 | 3468 | 1089.3675 | 1089.3675 | 1089.3675 | 1277.9119 | 1277.9119 | 1277.9119 | 1461.7537 | 1445.5069 | 1445.5069 | 3466 | 9.4059 | 0 | 864.6048 | 0 | 0 | 0 | 0 | 874.0108 |  | 3466 | 9.4059 | 0 | 864.6048 | 0 | 0 | 0 | 0 | 874.0108 | 3466 | 9.4059 | 0 | 864.6048 | 0 | 0 | 0 | 0 | 874.0108 | 3466 | 9.901 | 373.3602 | 934.7079 | 0 | 0 | 0 | 0 | 1317.9691 | 3466 | 9.901 | 373.3602 | 934.7079 | 0 | 0 | 0 | 0 | 1317.9691 | 3466 | 9.901 | 373.3602 | 934.7079 | 0 | 0 | 0 | 0 | 1317.9691 | 3466 | 10.066 | 746.7205 | 1168.3849 | 0 | 0 | 0 | 0 | 0 | 0 | 1925.1714 | 3466 | 10.066 | 746.7205 | 1168.3849 | 17 | 0 | 0 | 0 | 0 | 0 | 1942.1714 | 3466 | 10.066 | 746.7205 | 1168.3849 | 0 | 0 | 0 | 0 | 0 | 0 | 1925.1714
3469 | 25.7661 | 25.7555 | 25.7555 | 24.5656 | 24.5656 | 24.5656 | 0.01 | 6.245 | 1.4071 | 3469 | 1083.8152 | 1083.8152 | 1083.8152 | 1271.3986 | 1271.3986 | 1271.3986 | 1963.2535 | 1438.1394 | 1438.1394 | 3467 | 18.8119 | 0 | 818.8316 | 0 | 0 | 0 | 0 | 837.6435 |  | 3467 | 18.8119 | 0 | 818.8316 | 0 | 0 | 0 | 0 | 837.6435 | 3467 | 18.8119 | 0 | 818.8316 | 0 | 0 | 0 | 0 | 837.6435 | 3467 | 19.802 | 398.5873 | 885.2234 | 0 | 0 | 0 | 0 | 1303.6126 | 3467 | 19.802 | 398.5873 | 885.2234 | 0 | 0 | 0 | 0 | 1303.6126 | 3467 | 19.802 | 398.5873 | 885.2234 | 0 | 0 | 0 | 0 | 1303.6126 | 3467 | 20.132 | 797.1746 | 1106.5292 | 0 | 0 | 0 | 0 | 0 | 0 | 1923.8358 | 3467 | 20.132 | 797.1746 | 1106.5292 | 17 | 0 | 0 | 0 | 0 | 0 | 1940.8358 | 3467 | 20.132 | 797.1746 | 1106.5292 | 0 | 0 | 0 | 0 | 0 | 0 | 1923.8358
3470 | 25.7661 | 25.7555 | 25.7555 | 26.0898 | 26.0898 | 26.0898 | 21.2123 | 21.2123 | 21.2123 | 3470 | 1048.2803 | 1048.2803 | 1048.2803 | 1229.7134 | 1229.7134 | 1229.7134 | 1390.9873 | 1390.9873 | 1390.9873 | 3468 | 122.2772 | 0 | 732.3711 | 0 | 0 | 0 | 0 | 854.6484 |  | 3468 | 122.2772 | 0 | 732.3711 | 0 | 0 | 0 | 0 | 854.6484 | 3468 | 122.2772 | 0 | 732.3711 | 0 | 0 | 0 | 0 | 854.6484 | 3468 | 128.7129 | 402.6236 | 791.7526 | 0 | 0 | 0 | 0 | 1323.0891 | 3468 | 128.7129 | 402.6236 | 791.7526 | 0 | 0 | 0 | 0 | 1323.0891 | 3468 | 128.7129 | 402.6236 | 791.7526 | 0 | 0 | 0 | 0 | 1323.0891 | 3468 | 130.8581 | 805.2472 | 989.6907 | 0 | 0 | 0 | 0 | 0 | 0 | 1925.796 | 3468 | 130.8581 | 805.2472 | 989.6907 | 17 | 0 | 0 | 0 | 0 | 0 | 1942.796 | 3468 | 130.8581 | 805.2472 | 989.6907 | 0 | 0 | 0 | 0 | 0 | 0 | 1925.796
3471 | 25.7661 | 25.7555 | 25.7555 | 28.5703 | 28.5703 | 28.5703 | 22.3877 | 22.3877 | 22.3877 | 3471 | 1058.2745 | 1058.2745 | 1058.2745 | 1241.4373 | 1241.4373 | 1241.4373 | 1404.2488 | 1404.2488 | 1404.2488 | 3469 | 253.9604 | 0 | 640.8247 | 0 | 0 | 0 | 0 | 894.7851 |  | 3469 | 253.9604 | 0 | 640.8247 | 0 | 0 | 0 | 0 | 894.7851 | 3469 | 253.9604 | 0 | 640.8247 | 0 | 0 | 0 | 0 | 894.7851 | 3469 | 267.3267 | 417.7598 | 692.7835 | 0 | 0 | 0 | 0 | 1377.8701 | 3469 | 267.3267 | 417.7598 | 692.7835 | 0 | 0 | 0 | 0 | 1377.8701 | 3469 | 267.3267 | 417.7598 | 692.7835 | 0 | 0 | 0 | 0 | 1377.8701 | 3469 | 271.7822 | 835.5197 | 865.9794 | 0 | 0 | 0 | 0 | 0 | 0 | 1973.2812 | 3469 | 271.7822 | 835.5197 | 865.9794 | 17 | 0 | 0 | 0 | 0 | 0 | 1990.2812 | 3469 | 271.7822 | 835.5197 | 865.9794 | 0 | 0 | 0 | 0 | 0 | 0 | 1973.2812
3472 | 25.7661 | 25.7555 | 25.7555 | 30.7657 | 30.7657 | 30.7657 | 23.8521 | 23.8168 | 23.8168 | 3472 | 1053.8326 | 1053.8326 | 1053.8326 | 1236.2267 | 1236.2267 | 1236.2267 | 1398.3548 | 1398.3548 | 1398.3548 | 3470 | 319.802 | 0 | 534.0206 | 0 | 0 | 0 | 0 | 853.8226 |  | 3470 | 319.802 | 0 | 534.0206 | 0 | 0 | 0 | 0 | 853.8226 | 3470 | 319.802 | 0 | 534.0206 | 0 | 0 | 0 | 0 | 853.8226 | 3470 | 336.6337 | 458.1231 | 577.3196 | 0 | 0 | 0 | 0 | 1372.0764 | 3470 | 336.6337 | 458.1231 | 577.3196 | 0 | 0 | 0 | 0 | 1372.0764 | 3470 | 336.6337 | 458.1231 | 577.3196 | 0 | 0 | 0 | 0 | 1372.0764 | 3470 | 342.2442 | 916.2462 | 721.6495 | 0 | 0 | 0 | 0 | 0 | 0 | 1980.1399 | 3470 | 342.2442 | 916.2462 | 721.6495 | 17 | 0 | 0 | 0 | 0 | 0 | 1997.1399 | 3470 | 342.2442 | 916.2462 | 721.6495 | 0 | 0 | 0 | 0 | 0 | 0 | 1980.1399
3473 | 34.6322 | 34.6322 | 34.6322 | 30.7657 | 30.7657 | 30.7657 | 24.6041 | 24.3162 | 24.2348 | 3473 | 1030.5128 | 1030.5128 | 1030.5128 | 1208.8708 | 1208.8708 | 1208.8708 | 1367.4112 | 1367.4112 | 1367.4112 | 3471 | 413.8614 | 0 | 422.1306 | 0 | 0 | 0 | 0 | 835.992 |  | 3471 | 413.8614 | 0 | 422.1306 | 0 | 0 | 0 | 0 | 835.992 | 3471 | 413.8614 | 0 | 422.1306 | 0 | 0 | 0 | 0 | 835.992 | 3471 | 435.6436 | 529.7679 | 456.3574 | 0 | 0 | 0 | 0 | 1421.7689 | 3471 | 435.6436 | 529.7679 | 456.3574 | 0 | 0 | 0 | 0 | 1421.7689 | 3471 | 435.6436 | 529.7679 | 456.3574 | 0 | 0 | 0 | 0 | 1421.7689 | 3471 | 442.9043 | 1059.5358 | 570.4467 | 0 | 0 | 0 | 0 | 0 | 0 | 2072.8868 | 3471 | 442.9043 | 1059.5358 | 570.4467 | 17 | 0 | 0 | 0 | 0 | 0 | 2089.8868 | 3471 | 442.9043 | 1059.5358 | 570.4467 | 0 | 0 | 0 | 0 | 0 | 0 | 2072.8868
3474 | 37.7309 | 37.7309 | 37.7309 | 33.0867 | 32.8103 | 32.8103 | 25.8446 | 26.474 | 26.6264 | 3474 | 1006.0825 | 1006.0825 | 1006.0825 | 1180.2122 | 1180.2122 | 1180.2122 | 1334.9941 | 1334.9941 | 1334.9941 | 3472 | 442.0792 | 0 | 259.3814 | 0 | 0 | 0 | 0 | 701.4607 |  | 3472 | 442.0792 | 0 | 259.3814 | 0 | 0 | 0 | 0 | 701.4607 | 3472 | 442.0792 | 0 | 259.3814 | 0 | 0 | 0 | 0 | 701.4607 | 3472 | 465.3465 | 604.44 | 280.4124 | 0 | 0 | 0 | 0 | 1350.1989 | 3472 | 465.3465 | 604.44 | 280.4124 | 0 | 0 | 0 | 0 | 1350.1989 | 3472 | 465.3465 | 604.44 | 280.4124 | 0 | 0 | 0 | 0 | 1350.1989 | 3472 | 473.1023 | 1208.8799 | 350.5155 | 0 | 0 | 0 | 0 | 0 | 0 | 2032.4977 | 3472 | 473.1023 | 1208.8799 | 350.5155 | 17 | 0 | 0 | 0 | 0 | 0 | 2049.4977 | 3472 | 473.1023 | 1208.8799 | 350.5155 | 0 | 0 | 0 | 0 | 0 | 0 | 2032.4977
3475 | 42.7114 | 39.7142 | 39.7142 | 31.7472 | 31.7472 | 31.7472 | 24.6041 | 23.5356 | 23.5356 | 3475 | 976.0999 | 976.0999 | 976.0999 | 1145.0403 | 1145.0403 | 1145.0403 | 1295.2095 | 1295.2095 | 1295.2095 | 3473 | 592.5743 | 0 | 132.2337 | 0 | 0 | 0 | 0 | 724.8079 |  | 3473 | 592.5743 | 0 | 132.2337 | 0 | 0 | 0 | 0 | 724.8079 | 3473 | 592.5743 | 0 | 132.2337 | 0 | 0 | 0 | 0 | 724.8079 | 3473 | 623.7624 | 653.885 | 142.9553 | 0 | 0 | 0 | 0 | 1420.6027 | 3473 | 623.7624 | 653.885 | 142.9553 | 0 | 0 | 0 | 0 | 1420.6027 | 3473 | 623.7624 | 653.885 | 142.9553 | 0 | 0 | 0 | 0 | 1420.6027 | 3473 | 634.1584 | 1307.7699 | 178.6942 | 0 | 0 | 0 | 0 | 0 | 0 | 2120.6225 | 3473 | 634.1584 | 1307.7699 | 178.6942 | 17 | 0 | 0 | 0 | 0 | 0 | 2137.6225 | 3473 | 634.1584 | 1307.7699 | 178.6942 | 0 | 0 | 0 | 0 | 0 | 0 | 2120.6225
3476 | 46.418 | 39.7142 | 39.7142 | 29.4202 | 29.4202 | 29.4202 | 21.3767 | 21.3767 | 21.3767 | 3476 | 953.8906 | 953.8906 | 953.8906 | 1118.9871 | 1118.9871 | 1118.9871 | 1265.7395 | 1265.7395 | 1265.7395 | 3474 | 667.8218 | 0 | 55.945 | 0 | 0 | 0 | 0 | 723.7668 |  | 3474 | 667.8218 | 0 | 55.945 | 0 | 0 | 0 | 0 | 723.7668 | 3474 | 667.8218 | 0 | 55.945 | 0 | 0 | 0 | 0 | 723.7668 | 3474 | 702.9703 | 722.5025 | 60.4811 | 0 | 0 | 0 | 0 | 1485.9539 | 3474 | 702.9703 | 722.5025 | 60.4811 | 0 | 0 | 0 | 0 | 1485.9539 | 3474 | 702.9703 | 722.5025 | 60.4811 | 0 | 0 | 0 | 0 | 1485.9539 | 3474 | 714.6865 | 1445.005 | 75.6014 | 0 | 0 | 0 | 0 | 0 | 0 | 2235.2929 | 3474 | 714.6865 | 1445.005 | 75.6014 | 17 | 0 | 0 | 0 | 0 | 0 | 2252.2929 | 3474 | 714.6865 | 1445.005 | 75.6014 | 0 | 0 | 0 | 0 | 0 | 0 | 2235.2929
3477 | 25.7661 | 25.7555 | 25.7555 | 24.5656 | 24.5656 | 24.5656 | 18.2834 | 18.2564 | 18.2564 | 3477 | 873.937 | 873.937 | 873.937 | 1025.1954 | 1025.1954 | 1025.1954 | 1159.6472 | 1159.6472 | 1159.6472 | 3475 | 837.1287 | 0 | 10.1718 | 0 | 0 | 0 | 0 | 847.3005 |  | 3475 | 837.1287 | 0 | 10.1718 | 0 | 0 | 0 | 0 | 847.3005 | 3475 | 837.1287 | 0 | 10.1718 | 0 | 0 | 0 | 0 | 847.3005 | 3475 | 881.1881 | 797.1746 | 10.9966 | 0 | 0 | 0 | 0 | 1689.3593 | 3475 | 881.1881 | 797.1746 | 10.9966 | 0 | 0 | 0 | 0 | 1689.3593 | 3475 | 881.1881 | 797.1746 | 10.9966 | 0 | 0 | 0 | 0 | 1689.3593 | 3475 | 895.8746 | 1594.3491 | 13.7457 | 0 | 0 | 0 | 0 | 0 | 0 | 2503.9694 | 3475 | 895.8746 | 1594.3491 | 13.7457 | 17 | 0 | 0 | 0 | 0 | 0 | 2520.9694 | 3475 | 895.8746 | 1594.3491 | 13.7457 | 0 | 0 | 0 | 0 | 0 | 0 | 2503.9694
3478 | 23.4961 | 23.4961 | 23.4961 | 20.9838 | 20.9838 | 20.9838 | 14.9898 | 14.9898 | 14.9898 | 3478 | 802.8672 | 802.8672 | 802.8672 | 941.825 | 941.825 | 941.825 | 1065.343 | 1065.343 | 1065.343 | 3476 | 931.1881 | 0 | 0 | 0 | 0 | 0 | 0 | 931.1881 |  | 3476 | 931.1881 | 0 | 0 | 0 | 0 | 0 | 0 | 931.1881 | 3476 | 931.1881 | 0 | 0 | 0 | 0 | 0 | 0 | 931.1881 | 3476 | 980.198 | 830.4743 | 0 | 0 | 0 | 0 | 0 | 1810.6723 | 3476 | 980.198 | 830.4743 | 0 | 0 | 0 | 0 | 0 | 1810.6723 | 3476 | 980.198 | 830.4743 | 0 | 0 | 0 | 0 | 0 | 1810.6723 | 3476 | 996.5347 | 1660.9485 | 0 | 0 | 0 | 0 | 0 | 0 | 0 | 2657.4832 | 3476 | 996.5347 | 1660.9485 | 0 | 17 | 0 | 0 | 0 | 0 | 0 | 2674.4832 | 3476 | 996.5347 | 1660.9485 | 0 | 0 | 0 | 0 | 0 | 0 | 0 | 2657.4832
3479 | 22.3899 | 22.3899 | 22.3899 | 18.6145 | 18.6145 | 18.6145 | 3.0198 | 3.0198 | 3.0198 | 3479 | 755.1171 | 755.1171 | 755.1171 | 885.8105 | 885.8105 | 885.8105 | 1001.9823 | 1001.9823 | 1001.9823 | 3477 | 1025.2475 | 0 | 0 | 0 | 0 | 0 | 0 | 1025.2475 |  | 3477 | 1025.2475 | 0 | 0 | 0 | 0 | 0 | 0 | 1025.2475 | 3477 | 1025.2475 | 0 | 0 | 0 | 0 | 0 | 0 | 1025.2475 | 3477 | 1079.2079 | 858.7286 | 0 | 0 | 0 | 0 | 0 | 1937.9365 | 3477 | 1079.2079 | 858.7286 | 0 | 0 | 0 | 0 | 0 | 1937.9365 | 3477 | 1079.2079 | 858.7286 | 0 | 0 | 0 | 0 | 0 | 1937.9365 | 3477 | 1097.1947 | 1717.4571 | 0 | 0 | 0 | 0 | 0 | 0 | 0 | 2814.6518 | 3477 | 1097.1947 | 1717.4571 | 0 | 17 | 0 | 0 | 0 | 0 | 0 | 2831.6518 | 3477 | 1097.1947 | 1717.4571 | 0 | 0 | 0 | 0 | 0 | 0 | 0 | 2814.6518
3480 | 21.7964 | 21.7964 | 21.7964 | 18.6145 | 18.6145 | 18.6145 | 2.3567 | 3.0198 | 3.0198 | 3480 | 727.3555 | 727.3555 | 727.3555 | 853.2439 | 853.2439 | 853.2439 | 965.1448 | 965.1448 | 965.1448 | 3478 | 1109.901 | 0 | 0 | 0 | 0 | 0 | 0 | 1109.901 |  | 3478 | 1109.901 | 0 | 0 | 0 | 0 | 0 | 0 | 1109.901 | 3478 | 1109.901 | 0 | 0 | 0 | 0 | 0 | 0 | 1109.901 | 3478 | 1168.3168 | 874.8739 | 0 | 0 | 0 | 0 | 0 | 2043.1907 | 3478 | 1168.3168 | 874.8739 | 0 | 0 | 0 | 0 | 0 | 2043.1907 | 3478 | 1168.3168 | 874.8739 | 0 | 0 | 0 | 0 | 0 | 2043.1907 | 3478 | 1187.7888 | 1749.7477 | 0 | 0 | 0 | 0 | 0 | 0 | 0 | 2937.5365 | 3478 | 1187.7888 | 1749.7477 | 0 | 17 | 0 | 0 | 0 | 0 | 0 | 2954.5365 | 3478 | 1187.7888 | 1749.7477 | 0 | 0 | 0 | 0 | 0 | 0 | 0 | 2937.5365
3481 | 21.7964 | 21.7964 | 21.7964 | 18.6145 | 18.6145 | 18.6145 | 3.3664 | 3.3664 | 3.3664 | 3481 | 729.5764 | 729.5764 | 729.5764 | 855.8492 | 855.8492 | 855.8492 | 968.0918 | 968.0918 | 968.0918 | 3479 | 1119.3069 | 0 | 0 | 0 | 0 | 0 | 0 | 1119.3069 |  | 3479 | 1119.3069 | 0 | 0 | 0 | 0 | 0 | 0 | 1119.3069 | 3479 | 1119.3069 | 0 | 0 | 0 | 0 | 0 | 0 | 1119.3069 | 3479 | 1178.2178 | 898.0827 | 0 | 0 | 0 | 0 | 0 | 2076.3006 | 3479 | 1178.2178 | 898.0827 | 0 | 0 | 0 | 0 | 0 | 2076.3006 | 3479 | 1178.2178 | 898.0827 | 0 | 0 | 0 | 0 | 0 | 2076.3006 | 3479 | 1197.8548 | 1796.1655 | 0 | 0 | 0 | 0 | 0 | 0 | 0 | 2994.0203 | 3479 | 1197.8548 | 1796.1655 | 0 | 17 | 0 | 0 | 0 | 0 | 0 | 3011.0203 | 3479 | 1197.8548 | 1796.1655 | 0 | 0 | 0 | 0 | 0 | 0 | 0 | 2994.0203
3482 | 22.3899 | 22.3899 | 22.3899 | 18.6145 | 18.6145 | 18.6145 | 11.1093 | 11.1093 | 11.1093 | 3482 | 735.1287 | 735.1287 | 735.1287 | 862.3626 | 862.3626 | 862.3626 | 975.4593 | 975.4593 | 975.4593 | 3480 | 1194.5545 | 0 | 0 | 0 | 0 | 0 | 0 | 1194.5545 |  | 3480 | 1194.5545 | 0 | 0 | 0 | 0 | 0 | 0 | 1194.5545 | 3480 | 1194.5545 | 0 | 0 | 0 | 0 | 0 | 0 | 1194.5545 | 3480 | 1257.4257 | 875.8829 | 0 | 0 | 0 | 0 | 0 | 2133.3087 | 3480 | 1257.4257 | 875.8829 | 0 | 0 | 0 | 0 | 0 | 2133.3087 | 3480 | 1257.4257 | 875.8829 | 0 | 0 | 0 | 0 | 0 | 2133.3087 | 3480 | 1278.3828 | 1751.7659 | 0 | 0 | 0 | 0 | 0 | 0 | 0 | 3030.1487 | 3480 | 1278.3828 | 1751.7659 | 0 | 17 | 0 | 0 | 0 | 0 | 0 | 3047.1487 | 3480 | 1278.3828 | 1751.7659 | 0 | 0 | 0 | 0 | 0 | 0 | 0 | 3030.1487
3483 | 22.3899 | 22.3899 | 22.3899 | 18.6145 | 18.6145 | 18.6145 | 9.1226 | 9.1226 | 9.1226 | 3483 | 742.902 | 742.902 | 742.902 | 871.4812 | 871.4812 | 871.4812 | 985.7738 | 985.7738 | 985.7738 | 3481 | 1062.8713 | 0 | 0 | 0 | 0 | 0 | 0 | 1062.8713 |  | 3481 | 1062.8713 | 0 | 0 | 0 | 0 | 0 | 0 | 1062.8713 | 3481 | 1062.8713 | 0 | 0 | 0 | 0 | 0 | 0 | 1062.8713 | 3481 | 1118.8119 | 823.4107 | 0 | 0 | 0 | 0 | 0 | 1942.2226 | 3481 | 1118.8119 | 823.4107 | 0 | 0 | 0 | 0 | 0 | 1942.2226 | 3481 | 1118.8119 | 823.4107 | 0 | 0 | 0 | 0 | 0 | 1942.2226 | 3481 | 1137.4587 | 1646.8214 | 0 | 0 | 0 | 0 | 0 | 0 | 0 | 2784.2801 | 3481 | 1137.4587 | 1646.8214 | 0 | 17 | 0 | 0 | 0 | 0 | 0 | 2801.2801 | 3481 | 1137.4587 | 1646.8214 | 0 | 0 | 0 | 0 | 0 | 0 | 0 | 2784.2801
3484 | 25.7661 | 25.7555 | 25.7555 | 22.3899 | 22.3899 | 22.3899 | 17.783 | 17.783 | 17.783 | 3484 | 870.6056 | 870.6056 | 870.6056 | 1021.2874 | 1021.2874 | 1021.2874 | 1155.2267 | 1155.2267 | 1155.2267 | 3482 | 1006.4356 | 0 | 0 | 0 | 0 | 0 | 0 | 1006.4356 |  | 3482 | 1006.4356 | 0 | 0 | 0 | 0 | 0 | 0 | 1006.4356 | 3482 | 1006.4356 | 0 | 0 | 0 | 0 | 0 | 0 | 1006.4356 | 3482 | 1059.4059 | 795.1564 | 0 | 0 | 0 | 0 | 0 | 1854.5623 | 3482 | 1059.4059 | 795.1564 | 0 | 0 | 0 | 0 | 0 | 1854.5623 | 3482 | 1059.4059 | 795.1564 | 0 | 0 | 0 | 0 | 0 | 1854.5623 | 3482 | 1077.0627 | 1590.3128 | 0 | 0 | 0 | 0 | 0 | 0 | 0 | 2667.3755 | 3482 | 1077.0627 | 1590.3128 | 0 | 17 | 0 | 0 | 0 | 0 | 0 | 2684.3755 | 3482 | 1077.0627 | 1590.3128 | 0 | 0 | 0 | 0 | 0 | 0 | 0 | 2667.3755
3485 | 25.7661 | 25.7555 | 25.7555 | 23.4961 | 23.4961 | 23.4961 | 18.2834 | 18.2564 | 18.2564 | 3485 | 1021.6291 | 1021.6291 | 1021.6291 | 1198.4495 | 1198.4495 | 1198.4495 | 1355.6232 | 1355.6232 | 1355.6232 | 3483 | 1147.5248 | 0 | 5.0859 | 0 | 0 | 0 | 0 | 1152.6107 |  | 3483 | 1147.5248 | 0 | 5.0859 | 0 | 0 | 0 | 0 | 1152.6107 | 3483 | 1147.5248 | 0 | 5.0859 | 0 | 0 | 0 | 0 | 1152.6107 | 3483 | 1207.9208 | 767.9112 | 5.4983 | 0 | 0 | 0 | 0 | 1981.3303 | 3483 | 1207.9208 | 767.9112 | 5.4983 | 0 | 0 | 0 | 0 | 1981.3303 | 3483 | 1207.9208 | 767.9112 | 5.4983 | 0 | 0 | 0 | 0 | 1981.3303 | 3483 | 1228.0528 | 1535.8224 | 6.8729 | 0 | 0 | 0 | 0 | 0 | 0 | 2770.7481 | 3483 | 1228.0528 | 1535.8224 | 6.8729 | 17 | 0 | 0 | 0 | 0 | 0 | 2787.7481 | 3483 | 1228.0528 | 1535.8224 | 6.8729 | 0 | 0 | 0 | 0 | 0 | 0 | 2770.7481
3486 | 22.3899 | 22.3899 | 22.3899 | 18.6145 | 18.6145 | 18.6145 | 2.3567 | 2.3567 | 2.3567 | 3486 | 1141.5594 | 1141.5594 | 1141.5594 | 1339.137 | 1339.137 | 1339.137 | 1514.7615 | 1514.7615 | 1514.7615 | 3484 | 1307.4257 | 0 | 20.3436 | 0 | 0 | 0 | 0 | 1327.7694 |  | 3484 | 1307.4257 | 0 | 20.3436 | 0 | 0 | 0 | 0 | 1327.7694 | 3484 | 1307.4257 | 0 | 20.3436 | 0 | 0 | 0 | 0 | 1327.7694 | 3484 | 1376.2376 | 747.7296 | 21.9931 | 0 | 0 | 0 | 0 | 2145.9603 | 3484 | 1376.2376 | 747.7296 | 21.9931 | 0 | 0 | 0 | 0 | 2145.9603 | 3484 | 1376.2376 | 747.7296 | 21.9931 | 0 | 0 | 0 | 0 | 2145.9603 | 3484 | 1399.1749 | 1495.4591 | 27.4914 | 0 | 0 | 0 | 0 | 0 | 0 | 2922.1255 | 3484 | 1399.1749 | 1495.4591 | 27.4914 | 17 | 0 | 0 | 0 | 0 | 0 | 2939.1255 | 3484 | 1399.1749 | 1495.4591 | 27.4914 | 0 | 0 | 0 | 0 | 0 | 0 | 2922.1255
3487 | 18.6145 | 18.6145 | 18.6145 | 8.0251 | 8.0251 | 8.0251 | 0.01 | 0.01 | 0.01 | 3487 | 1608.3675 | 1608.3675 | 1608.3675 | 1886.7388 | 1886.7388 | 1886.7388 | 2134.1799 | 2134.1799 | 2134.1799 | 3485 | 1561.3861 | 0 | 40.6873 | 0 | 0 | 0 | 0 | 1602.0734 |  | 3485 | 1561.3861 | 0 | 40.6873 | 0 | 0 | 0 | 0 | 1602.0734 | 3485 | 1561.3861 | 0 | 40.6873 | 0 | 0 | 0 | 0 | 1602.0734 | 3485 | 1643.5644 | 759.8385 | 43.9863 | 0 | 0 | 0 | 0 | 2447.3892 | 3485 | 1643.5644 | 759.8385 | 43.9863 | 0 | 0 | 0 | 0 | 2447.3892 | 3485 | 1643.5644 | 759.8385 | 43.9863 | 0 | 0 | 0 | 0 | 2447.3892 | 3485 | 1670.9571 | 1519.6771 | 54.9828 | 0 | 0 | 0 | 0 | 0 | 0 | 3245.617 | 3485 | 1670.9571 | 1519.6771 | 54.9828 | 17 | 0 | 0 | 0 | 0 | 0 | 3262.617 | 3485 | 1670.9571 | 1519.6771 | 54.9828 | 0 | 0 | 0 | 0 | 0 | 0 | 3245.617
3488 | 0.01 | 17.012 | 17.012 | 0.01 | 0.01 | 0.01 | 0.01 | 0.01 | 0.01 | 3488 | 1633.9082 | 1633.9082 | 1633.9082 | 1916.7 | 1916.7 | 1916.7 | 2168.0705 | 2168.0705 | 2168.0705 | 3486 | 1805.9406 | 0 | 61.0309 | 0 | 0 | 0 | 0 | 1866.9715 |  | 3486 | 1805.9406 | 0 | 61.0309 | 0 | 0 | 0 | 0 | 1866.9715 | 3486 | 1805.9406 | 0 | 61.0309 | 0 | 0 | 0 | 0 | 1866.9715 | 3486 | 1900.9901 | 800.2018 | 65.9794 | 0 | 0 | 0 | 0 | 2767.1713 | 3486 | 1900.9901 | 800.2018 | 65.9794 | 0 | 0 | 0 | 0 | 2767.1713 | 3486 | 1900.9901 | 800.2018 | 65.9794 | 0 | 0 | 0 | 0 | 2767.1713 | 3486 | 1932.6733 | 1600.4036 | 82.4742 | 0 | 0 | 0 | 0 | 0 | 0 | 3615.5511 | 3486 | 1932.6733 | 1600.4036 | 82.4742 | 17 | 0 | 0 | 0 | 0 | 0 | 3632.5511 | 3486 | 1932.6733 | 1600.4036 | 82.4742 | 0 | 0 | 0 | 0 | 0 | 0 | 3615.5511
3489 | 0.01 | 16.9307 | 16.9307 | 0.01 | 0.01 | 0.01 | 0.01 | 0.01 | 0.01 | 3489 | 1655.0071 | 1655.0071 | 1655.0071 | 1941.4506 | 1941.4506 | 1941.4506 | 2196.0671 | 2196.0671 | 2196.0671 | 3487 | 1834.1584 | 0 | 96.6323 | 0 | 0 | 0 | 0 | 1930.7907 |  | 3487 | 1834.1584 | 0 | 96.6323 | 0 | 0 | 0 | 0 | 1930.7907 | 3487 | 1834.1584 | 0 | 96.6323 | 0 | 0 | 0 | 0 | 1930.7907 | 3487 | 1930.6931 | 761.8567 | 104.4674 | 0 | 0 | 0 | 0 | 2797.0171 | 3487 | 1930.6931 | 761.8567 | 104.4674 | 0 | 0 | 0 | 0 | 2797.0171 | 3487 | 1930.6931 | 761.8567 | 104.4674 | 0 | 0 | 0 | 0 | 2797.0171 | 3487 | 395.4468 | 1523.7134 | 130.5842 | 0 | 0 | 0 | 0 | 0 | 0 | 2049.7444 | 3487 | 395.4468 | 1523.7134 | 130.5842 | 17 | 0 | 0 | 0 | 0 | 0 | 2066.7444 | 3487 | 895.4468 | 1523.7134 | 130.5842 | 0 | 0 | 0 | 0 | 0 | 0 | 2549.7444
3490 | 0.01 | 14.9898 | 14.9898 | 0.01 | 0.01 | 0.01 | 0.01 | 0.01 | 0.01 | 3490 | 1666.1117 | 1666.1117 | 1666.1117 | 1954.4772 | 1954.4772 | 1954.4772 | 2210.8021 | 2210.8021 | 2210.8021 | 3488 | 1881.1881 | 0 | 116.9759 | 0 | 0 | 0 | 0 | 1998.1641 |  | 3488 | 1881.1881 | 0 | 116.9759 | 0 | 0 | 0 | 0 | 1998.1641 | 3488 | 1881.1881 | 0 | 116.9759 | 0 | 0 | 0 | 0 | 1998.1641 | 3488 | 1283.2522 | 713.4208 | 126.4605 | 0 | 0 | 0 | 0 | 2123.1335 | 3488 | 1980.198 | 713.4208 | 126.4605 | 0 | 0 | 0 | 0 | 2820.0793 | 3488 | 1980.198 | 713.4208 | 126.4605 | 0 | 0 | 0 | 0 | 2820.0793 | 3488 | 498.7178 | 1426.8416 | 158.0756 | 0 | 0 | 0 | 0 | 0 | 0 | 2083.635 | 3488 | 998.7178 | 1426.8416 | 158.0756 | 17 | 0 | 0 | 0 | 0 | 0 | 2600.635 | 3488 | 998.7178 | 1426.8416 | 158.0756 | 0 | 0 | 0 | 0 | 0 | 0 | 2583.635
3491 | 0.01 | 11.4179 | 0.01 | 0.01 | 0.01 | 0.01 | 0.01 | 0.01 | 0.01 | 3491 | 1663.8908 | 1663.8908 | 1663.8908 | 1951.8719 | 1951.8719 | 1951.8719 | 2207.8551 | 2207.8551 | 2207.8551 | 3489 | 1539.7734 | 0 | 132.2337 | 0 | 0 | 0 | 0 | 1672.0071 |  | 3489 | 1740.099 | 0 | 132.2337 | 0 | 0 | 0 | 0 | 1872.3327 | 3489 | 1740.099 | 0 | 132.2337 | 0 | 0 | 0 | 0 | 1872.3327 | 3489 | 1007.7025 | 706.3572 | 142.9553 | 0 | 0 | 0 | 0 | 1857.0151 | 3489 | 1507.7025 | 706.3572 | 142.9553 | 0 | 0 | 0 | 0 | 2357.0151 | 3489 | 1507.7025 | 706.3572 | 142.9553 | 0 | 0 | 0 | 0 | 2357.0151 | 3489 | 1460.6906 | 1412.7144 | 178.6942 | 0 | 0 | 0 | 0 | 0 | 0 | 3052.0992 | 3489 | 1020.223 | 1412.7144 | 178.6942 | 17 | 0 | 0 | 0 | 0 | 0 | 2628.6315 | 3489 | 1020.223 | 1412.7144 | 178.6942 | 0 | 0 | 0 | 0 | 0 | 0 | 2611.6315
3492 | 0.01 | 11.4179 | 0.01 | 0.01 | 0.01 | 0.01 | 0.01 | 0.01 | 0.01 | 3492 | 1617.2512 | 1617.2512 | 1617.2512 | 1897.1601 | 1897.1601 | 1897.1601 | 2145.968 | 2145.968 | 2145.968 | 3490 | 1581.3935 | 0 | 101.7182 | 0 | 0 | 0 | 0 | 1683.1117 |  | 3490 | 1805.9406 | 0 | 101.7182 | 0 | 0 | 0 | 0 | 1907.6588 | 3490 | 1805.9406 | 0 | 101.7182 | 0 | 0 | 0 | 0 | 1907.6588 | 3490 | 1157.6543 | 602.4218 | 109.9656 | 0 | 0 | 0 | 0 | 1870.0417 | 3490 | 1657.6543 | 602.4218 | 109.9656 | 0 | 0 | 0 | 0 | 2370.0417 | 3490 | 1657.6543 | 602.4218 | 109.9656 | 0 | 0 | 0 | 0 | 2370.0417 | 3490 | 784.0659 | 1204.8436 | 137.457 | 0 | 0 | 0 | 0 | 0 | 0 | 2126.3666 | 3490 | 1284.0659 | 1204.8436 | 137.457 | 17 | 0 | 0 | 0 | 0 | 0 | 2643.3666 | 3490 | 1284.0659 | 1204.8436 | 137.457 | 0 | 0 | 0 | 0 | 0 | 0 | 2626.3666
3493 | 0.01 | 11.4179 | 0.01 | 0.01 | 0.01 | 0.01 | 0.01 | 0.01 | 0.01 | 3493 | 1621.6931 | 1621.6931 | 1621.6931 | 1902.3707 | 1902.3707 | 1902.3707 | 2151.862 | 2151.862 | 2151.862 | 3491 | 2088.1188 | 0 | 106.8041 | 0 | 0 | 0 | 0 | 2194.9229 |  | 3491 | 2088.1188 | 0 | 106.8041 | 0 | 0 | 0 | 0 | 2194.9229 | 3491 | 2088.1188 | 0 | 106.8041 | 0 | 0 | 0 | 0 | 2194.9229 | 3491 | 1438.6832 | 663.9758 | 115.4639 | 0 | 0 | 0 | 0 | 2218.1229 | 3491 | 1938.6832 | 663.9758 | 115.4639 | 0 | 0 | 0 | 0 | 2718.1229 | 3491 | 1584.8319 | 663.9758 | 115.4639 | 0 | 0 | 0 | 0 | 2364.2716 | 3491 | 713.8121 | 1327.9516 | 144.3299 | 0 | 0 | 0 | 0 | 0 | 0 | 2186.0936 | 3491 | 1213.8121 | 1327.9516 | 144.3299 | 17 | 0 | 0 | 0 | 0 | 0 | 2703.0936 | 3491 | 1213.8121 | 1327.9516 | 144.3299 | 0 | 0 | 0 | 0 | 0 | 0 | 2686.0936
3494 | 0.01 | 11.4179 | 0.01 | 0.01 | 0.01 | 0.01 | 0.01 | 0.01 | 0.01 | 3494 | 1599.4838 | 1599.4838 | 1599.4838 | 1876.3175 | 1876.3175 | 1876.3175 | 2122.3919 | 2122.3919 | 2122.3919 | 3492 | 2238.6139 | 0 | 157.6632 | 0 | 0 | 0 | 0 | 2396.2771 |  | 3492 | 2238.6139 | 0 | 157.6632 | 0 | 0 | 0 | 0 | 2396.2771 | 3492 | 2209.688 | 0 | 157.6632 | 0 | 0 | 0 | 0 | 2367.3512 | 3492 | 2356.4356 | 830.4743 | 170.4467 | 0 | 0 | 0 | 0 | 3357.3566 | 3492 | 2356.4356 | 830.4743 | 170.4467 | 0 | 0 | 0 | 0 | 3357.3566 | 3492 | 1388.3804 | 830.4743 | 170.4467 | 0 | 0 | 0 | 0 | 2389.3015 | 3492 | 251.5467 | 1660.9485 | 213.0584 | 0 | 0 | 0 | 0 | 0 | 0 | 2125.5537 | 3492 | 751.5467 | 1660.9485 | 213.0584 | 17 | 0 | 0 | 0 | 0 | 0 | 2642.5537 | 3492 | 897.6954 | 1660.9485 | 213.0584 | 0 | 0 | 0 | 0 | 0 | 0 | 2771.7023
3495 | 0.01 | 11.4179 | 0.01 | 0.01 | 0.01 | 0.01 | 0.01 | 0.01 | 0.01 | 3495 | 1557.286 | 1557.286 | 1557.286 | 1826.8163 | 1826.8163 | 1826.8163 | 2066.3988 | 2066.3988 | 2066.3988 | 3493 | 2172.7723 | 0 | 178.0069 | 0 | 0 | 0 | 0 | 2350.7791 |  | 3493 | 2172.7723 | 0 | 178.0069 | 0 | 0 | 0 | 0 | 2350.7791 | 3493 | 2092.8027 | 0 | 178.0069 | 0 | 0 | 0 | 0 | 2270.8096 | 3493 | 1075.9427 | 884.9647 | 192.4399 | 0 | 0 | 0 | 0 | 2153.3472 | 3493 | 2287.1287 | 884.9647 | 192.4399 | 0 | 0 | 0 | 0 | 3364.5333 | 3493 | 1575.9427 | 884.9647 | 192.4399 | 0 | 0 | 0 | 0 | 2653.3472 | 3493 | 97.3818 | 1769.9294 | 240.5498 | 0 | 0 | 0 | 0 | 0 | 0 | 2107.861 | 3493 | 97.3818 | 1769.9294 | 240.5498 | 17 | 0 | 0 | 0 | 0 | 0 | 2124.861 | 3493 | 597.3818 | 1769.9294 | 240.5498 | 0 | 0 | 0 | 0 | 0 | 0 | 2607.861
3496 | 10.6213 | 11.4179 | 11.4179 | 0.01 | 0.01 | 0.01 | 0.01 | 0.01 | 0.01 | 3496 | 1519.5302 | 1519.5302 | 1519.5302 | 1782.5258 | 1782.5258 | 1782.5258 | 2016.2997 | 2016.2997 | 2016.2997 | 3494 | 1635.1111 | 0 | 203.4364 | 0 | 0 | 0 | 0 | 1838.5475 |  | 3494 | 2229.2079 | 0 | 203.4364 | 0 | 0 | 0 | 0 | 2432.6443 | 3494 | 2229.2079 | 0 | 203.4364 | 0 | 0 | 0 | 0 | 2432.6443 | 3494 | 2210.0423 | 893.0373 | 219.9313 | 0 | 0 | 0 | 0 | 3323.0109 | 3494 | 1685.367 | 893.0373 | 219.9313 | 0 | 0 | 0 | 0 | 2798.3356 | 3494 | 1470.7298 | 893.0373 | 219.9313 | 0 | 0 | 0 | 0 | 2583.6984 | 3494 | 1476.9676 | 1786.0747 | 274.9141 | 0 | 0 | 0 | 0 | 0 | 0 | 3537.9564 | 3494 | 476.9676 | 1786.0747 | 274.9141 | 17 | 0 | 0 | 0 | 0 | 0 | 2554.9564 | 3494 | 0 | 1786.0747 | 274.9141 | 0 | 0 | 0 | 0 | 0 | 0 | 2060.9888
3497 | 13.0305 | 18.6145 | 18.6145 | 0.01 | 0.01 | 0.01 | 0.01 | 0.01 | 0.01 | 3497 | 1490.658 | 1490.658 | 1490.658 | 1748.6566 | 1748.6566 | 1748.6566 | 1977.9886 | 1977.9886 | 1977.9886 | 3495 | 1360.6778 | 0 | 213.6082 | 0 | 0 | 0 | 0 | 1574.286 |  | 3495 | 2116.3366 | 0 | 213.6082 | 0 | 0 | 0 | 0 | 2329.9449 | 3495 | 2116.3366 | 0 | 213.6082 | 0 | 0 | 0 | 0 | 2329.9449 | 3495 | 1198.1772 | 895.0555 | 230.9278 | 0 | 0 | 0 | 0 | 2324.1605 | 3495 | 1698.1772 | 895.0555 | 230.9278 | 0 | 0 | 0 | 0 | 2824.1605 | 3495 | 1482.4098 | 895.0555 | 230.9278 | 0 | 0 | 0 | 0 | 2608.3932 | 3495 | 0 | 1790.111 | 288.6598 | 0 | 0 | 0 | 0 | 0 | 0 | 2078.7708 | 3495 | 0 | 1790.111 | 288.6598 | 17 | 0 | 0 | 0 | 0 | 0 | 2095.7708 | 3495 | 0 | 1790.111 | 288.6598 | 0 | 0 | 0 | 0 | 0 | 0 | 2078.7708
3498 | 13.0305 | 18.6145 | 18.6145 | 0.01 | 0.01 | 0.01 | 0.01 | 0.01 | 0.01 | 3498 | 1447.3499 | 1447.3499 | 1447.3499 | 1697.8527 | 1697.8527 | 1697.8527 | 1920.5219 | 1920.5219 | 1920.5219 | 3496 | 1824.7525 | 0 | 198.3505 | 0 | 0 | 0 | 0 | 2023.103 |  | 3496 | 1824.7525 | 0 | 198.3505 | 0 | 0 | 0 | 0 | 2023.103 | 3496 | 1824.7525 | 0 | 198.3505 | 0 | 0 | 0 | 0 | 2023.103 | 3496 | 1920.7921 | 879.9193 | 214.433 | 0 | 0 | 0 | 0 | 3015.1443 | 3496 | 1920.7921 | 879.9193 | 214.433 | 0 | 0 | 0 | 0 | 3015.1443 | 3496 | 1920.7921 | 879.9193 | 214.433 | 0 | 0 | 0 | 0 | 3015.1443 | 3496 | 0 | 1759.8385 | 268.0412 | 0 | 0 | 0 | 0 | 0 | 0 | 2027.8798 | 3496 | 0 | 1759.8385 | 268.0412 | 17 | 0 | 0 | 0 | 0 | 0 | 2044.8798 | 3496 | 0 | 1759.8385 | 268.0412 | 0 | 0 | 0 | 0 | 0 | 0 | 2027.8798
3499 | 13.0305 | 18.6145 | 18.6145 | 0.01 | 0.01 | 0.01 | 0.01 | 0.01 | 0.01 | 3499 | 1416.2568 | 1416.2568 | 1416.2568 | 1661.3782 | 1661.3782 | 1661.3782 | 1879.2638 | 1879.2638 | 1879.2638 | 3497 | 1533.1683 | 0 | 116.9759 | 0 | 0 | 0 | 0 | 1650.1443 |  | 3497 | 1533.1683 | 0 | 116.9759 | 0 | 0 | 0 | 0 | 1650.1443 | 3497 | 1533.1683 | 0 | 116.9759 | 0 | 0 | 0 | 0 | 1650.1443 | 3497 | 1258.141 | 846.6196 | 126.4605 | 0 | 0 | 0 | 0 | 2231.221 | 3497 | 1438.9641 | 846.6196 | 126.4605 | 0 | 0 | 0 | 0 | 2412.0441 | 3497 | 1613.8614 | 846.6196 | 126.4605 | 0 | 0 | 0 | 0 | 2586.9414 | 3497 | 1640.7591 | 1693.2392 | 158.0756 | 0 | 0 | 0 | 0 | 0 | 0 | 3492.0738 | 3497 | 1640.7591 | 1693.2392 | 158.0756 | 17 | 0 | 0 | 0 | 0 | 0 | 3509.0738 | 3497 | 1640.7591 | 1693.2392 | 158.0756 | 0 | 0 | 0 | 0 | 0 | 0 | 3492.0738
3500 | 12.4766 | 18.6145 | 18.6145 | 0.01 | 0.01 | 0.01 | 0.01 | 0.01 | 0.01 | 3500 | 1377.3905 | 1377.3905 | 1377.3905 | 1615.785 | 1615.785 | 1615.785 | 1827.6912 | 1827.6912 | 1827.6912 | 3498 | 1580.198 | 0 | 55.945 | 0 | 0 | 0 | 0 | 1636.143 |  | 3498 | 1580.198 | 0 | 55.945 | 0 | 0 | 0 | 0 | 1636.143 | 3498 | 1580.198 | 0 | 55.945 | 0 | 0 | 0 | 0 | 1636.143 | 3498 | 1663.3663 | 840.5651 | 60.4811 | 0 | 0 | 0 | 0 | 2564.4125 | 3498 | 1663.3663 | 840.5651 | 60.4811 | 0 | 0 | 0 | 0 | 2564.4125 | 3498 | 1663.3663 | 840.5651 | 60.4811 | 0 | 0 | 0 | 0 | 2564.4125 | 3498 | 1691.0891 | 1681.1302 | 75.6014 | 0 | 0 | 0 | 0 | 0 | 0 | 3447.8207 | 3498 | 1691.0891 | 1681.1302 | 75.6014 | 17 | 0 | 0 | 0 | 0 | 0 | 3464.8207 | 3498 | 1691.0891 | 1681.1302 | 75.6014 | 0 | 0 | 0 | 0 | 0 | 0 | 3447.8207
3501 | 12.3675 | 18.6145 | 18.6145 | 0.01 | 0.01 | 0.01 | 0.01 | 0.01 | 0.01 | 3501 | 1307.4311 | 1307.4311 | 1307.4311 | 1533.7172 | 1533.7172 | 1533.7172 | 1734.8605 | 1734.8605 | 1734.8605 | 3499 | 1655.4455 | 0 | 10.1718 | 0 | 0 | 0 | 0 | 1665.6174 |  | 3499 | 1655.4455 | 0 | 10.1718 | 0 | 0 | 0 | 0 | 1665.6174 | 3499 | 1655.4455 | 0 | 10.1718 | 0 | 0 | 0 | 0 | 1665.6174 | 3499 | 1301.4627 | 831.4834 | 10.9966 | 0 | 0 | 0 | 0 | 2143.9426 | 3499 | 1372.8403 | 831.4834 | 10.9966 | 0 | 0 | 0 | 0 | 2215.3202 | 3499 | 1742.5743 | 831.4834 | 10.9966 | 0 | 0 | 0 | 0 | 2585.0542 | 3499 | 0 | 1662.9667 | 13.7457 | 0 | 0 | 0 | 0 | 0 | 0 | 1676.7124 | 3499 | 0 | 1662.9667 | 13.7457 | 17 | 0 | 0 | 0 | 0 | 0 | 1693.7124 | 3499 | 0 | 1662.9667 | 13.7457 | 0 | 0 | 0 | 0 | 0 | 0 | 1676.7124
3502 | 11.1093 | 18.6145 | 18.6145 | 0.01 | 0.01 | 0.01 | 0.01 | 0.01 | 0.01 | 3502 | 1241.9136 | 1241.9136 | 1241.9136 | 1456.8602 | 1456.8602 | 1456.8602 | 1647.9238 | 1647.9238 | 1647.9238 | 3500 | 1617.8218 | 0 | 0 | 0 | 0 | 0 | 0 | 1617.8218 |  | 3500 | 1617.8218 | 0 | 0 | 0 | 0 | 0 | 0 | 1617.8218 | 3500 | 1617.8218 | 0 | 0 | 0 | 0 | 0 | 0 | 1617.8218 | 3500 | 1282.0023 | 816.3471 | 0 | 0 | 0 | 0 | 0 | 2098.3495 | 3500 | 1702.9703 | 816.3471 | 0 | 0 | 0 | 0 | 0 | 2519.3174 | 3500 | 1702.9703 | 816.3471 | 0 | 0 | 0 | 0 | 0 | 2519.3174 | 3500 | 0 | 1632.6942 | 0 | 0 | 0 | 0 | 0 | 0 | 0 | 1632.6942 | 3500 | 0 | 1632.6942 | 0 | 17 | 0 | 0 | 0 | 0 | 0 | 1649.6942 | 3500 | 0 | 1632.6942 | 0 | 0 | 0 | 0 | 0 | 0 | 0 | 1632.6942
3503 | 10.1159 | 18.6145 | 18.6145 | 0.01 | 0.01 | 0.01 | 0.01 | 0.01 | 0.01 | 3503 | 1193.0531 | 1193.0531 | 1193.0531 | 1399.543 | 1399.543 | 1399.543 | 1583.0896 | 1583.0896 | 1583.0896 | 3501 | 1392.0792 | 0 | 0 | 0 | 0 | 0 | 0 | 1392.0792 |  | 3501 | 1392.0792 | 0 | 0 | 0 | 0 | 0 | 0 | 1392.0792 | 3501 | 1392.0792 | 0 | 0 | 0 | 0 | 0 | 0 | 1392.0792 | 3501 | 1465.3465 | 800.2018 | 0 | 0 | 0 | 0 | 0 | 2265.5484 | 3501 | 1348.9828 | 800.2018 | 0 | 0 | 0 | 0 | 0 | 2149.1846 | 3501 | 1465.3465 | 800.2018 | 0 | 0 | 0 | 0 | 0 | 2265.5484 | 3501 | 0 | 1600.4036 | 0 | 0 | 0 | 0 | 0 | 0 | 0 | 1600.4036 | 3501 | 0 | 1600.4036 | 0 | 17 | 0 | 0 | 0 | 0 | 0 | 1617.4036 | 3501 | 0 | 1600.4036 | 0 | 0 | 0 | 0 | 0 | 0 | 0 | 1600.4036
3504 | 11.0239 | 18.6145 | 18.6145 | 0.01 | 0.01 | 0.01 | 0.01 | 0.01 | 0.01 | 3504 | 1175.2856 | 1175.2856 | 1175.2856 | 1378.7004 | 1378.7004 | 1378.7004 | 1559.5136 | 1559.5136 | 1559.5136 | 3502 | 1288.6139 | 0 | 0 | 0 | 0 | 0 | 0 | 1288.6139 |  | 3502 | 1288.6139 | 0 | 0 | 0 | 0 | 0 | 0 | 1288.6139 | 3502 | 1288.6139 | 0 | 0 | 0 | 0 | 0 | 0 | 1288.6139 | 3502 | 1135.1865 | 804.2381 | 0 | 0 | 0 | 0 | 0 | 1939.4246 | 3502 | 1135.1865 | 804.2381 | 0 | 0 | 0 | 0 | 0 | 1939.4246 | 3502 | 1356.4356 | 804.2381 | 0 | 0 | 0 | 0 | 0 | 2160.6738 | 3502 | 0 | 1608.4763 | 0 | 0 | 0 | 0 | 0 | 0 | 0 | 1608.4763 | 3502 | 0 | 1608.4763 | 0 | 17 | 0 | 0 | 0 | 0 | 0 | 1625.4763 | 3502 | 0 | 1608.4763 | 0 | 0 | 0 | 0 | 0 | 0 | 0 | 1608.4763
3505 | 11.4179 | 18.6145 | 18.6145 | 0.01 | 0.01 | 0.01 | 0.01 | 0.01 | 0.01 | 3505 | 1160.8495 | 1160.8495 | 1160.8495 | 1361.7658 | 1361.7658 | 1361.7658 | 1540.358 | 1540.358 | 1540.358 | 3503 | 1203.9604 | 0 | 0 | 0 | 0 | 0 | 0 | 1203.9604 |  | 3503 | 1203.9604 | 0 | 0 | 0 | 0 | 0 | 0 | 1203.9604 | 3503 | 1203.9604 | 0 | 0 | 0 | 0 | 0 | 0 | 1203.9604 | 3503 | 1093.0056 | 789.1019 | 0 | 0 | 0 | 0 | 0 | 1882.1075 | 3503 | 1267.3267 | 789.1019 | 0 | 0 | 0 | 0 | 0 | 2056.4287 | 3503 | 1267.3267 | 789.1019 | 0 | 0 | 0 | 0 | 0 | 2056.4287 | 3503 | 0 | 1578.2038 | 0 | 0 | 0 | 0 | 0 | 0 | 0 | 1578.2038 | 3503 | 0 | 1578.2038 | 0 | 17 | 0 | 0 | 0 | 0 | 0 | 1595.2038 | 3503 | 0 | 1578.2038 | 0 | 0 | 0 | 0 | 0 | 0 | 0 | 1578.2038
3506 | 20.9838 | 20.9838 | 20.9838 | 0.01 | 0.01 | 0.01 | 0.01 | 0.01 | 0.01 | 3506 | 1121.581 | 1121.581 | 1121.581 | 1337.0152 | 1337.0152 | 1337.0152 | 1512.3615 | 1512.3615 | 1512.3615 | 3504 | 1279.2079 | 0 | 0 | 0 | 0 | 0 | 0 | 1279.2079 |  | 3504 | 1279.2079 | 0 | 0 | 0 | 0 | 0 | 0 | 1279.2079 | 3504 | 1279.2079 | 0 | 0 | 0 | 0 | 0 | 0 | 1279.2079 | 3504 | 1084.272 | 776.9929 | 0 | 0 | 0 | 0 | 0 | 1861.2649 | 3504 | 1084.272 | 776.9929 | 0 | 0 | 0 | 0 | 0 | 1861.2649 | 3504 | 1346.5347 | 776.9929 | 0 | 0 | 0 | 0 | 0 | 2123.5276 | 3504 | 0 | 1553.9859 | 0 | 0 | 0 | 0 | 0 | 0 | 0 | 1553.9859 | 3504 | 0 | 1553.9859 | 0 | 17 | 0 | 0 | 0 | 0 | 0 | 1570.9859 | 3504 | 0 | 1553.9859 | 0 | 0 | 0 | 0 | 0 | 0 | 0 | 1553.9859
3507 | 20.9838 | 20.9838 | 20.9838 | 5.5977 | 5.5977 | 5.5977 | 0.01 | 0.01 | 0.01 | 3507 | 1149.3965 | 1149.3965 | 1149.3965 | 1377.3977 | 1377.3977 | 1377.3977 | 1558.0401 | 1558.0401 | 1558.0401 | 3505 | 1307.4257 | 0 | 0 | 0 | 0 | 0 | 0 | 1307.4257 |  | 3505 | 1307.4257 | 0 | 0 | 0 | 0 | 0 | 0 | 1307.4257 | 3505 | 1307.4257 | 0 | 0 | 0 | 0 | 0 | 0 | 1307.4257 | 3505 | 1376.2376 | 739.6569 | 0 | 0 | 0 | 0 | 0 | 2115.8945 | 3505 | 1335.2165 | 739.6569 | 0 | 0 | 0 | 0 | 0 | 2074.8734 | 3505 | 1376.2376 | 739.6569 | 0 | 0 | 0 | 0 | 0 | 2115.8945 | 3505 | 0 | 1479.3138 | 0 | 0 | 0 | 0 | 0 | 0 | 0 | 1479.3138 | 3505 | 0 | 1479.3138 | 0 | 17 | 0 | 0 | 0 | 0 | 0 | 1496.3138 | 3505 | 0 | 1479.3138 | 0 | 0 | 0 | 0 | 0 | 0 | 0 | 1479.3138
3508 | 38.968 | 38.9584 | 38.9584 | 14.9898 | 15.2285 | 15.2285 | 0.01 | 0.01 | 0.01 | 3508 | 905.0301 | 905.0301 | 905.0301 | 1366.9137 | 1366.9137 | 1366.9137 | 1726.0195 | 1726.0195 | 1726.0195 | 3506 | 1100.495 | 0 | 5.0859 | 0 | 0 | 0 | 0 | 1105.581 |  | 3506 | 1100.495 | 0 | 5.0859 | 0 | 0 | 0 | 0 | 1105.581 | 3506 | 1100.495 | 0 | 5.0859 | 0 | 0 | 0 | 0 | 1105.581 | 3506 | 876.483 | 689.2028 | 5.4983 | 0 | 0 | 0 | 0 | 1571.1841 | 3506 | 934.9482 | 689.2028 | 5.4983 | 0 | 0 | 0 | 0 | 1629.6493 | 3506 | 1158.4158 | 689.2028 | 5.4983 | 0 | 0 | 0 | 0 | 1853.1169 | 3506 | 0 | 1378.4057 | 6.8729 | 0 | 0 | 0 | 0 | 0 | 0 | 1385.2785 | 3506 | 0 | 1378.4057 | 6.8729 | 17 | 0 | 0 | 0 | 0 | 0 | 1402.2785 | 3506 | 0 | 1378.4057 | 6.8729 | 0 | 0 | 0 | 0 | 0 | 0 | 1385.2785
3509 | 39.2827 | 38.9584 | 38.9584 | 33.699 | 33.6684 | 33.6684 | 0.01 | 1.4071 | 1.4071 | 3509 | 1047.1698 | 1047.1698 | 1047.1698 | 1228.4107 | 1228.4107 | 1228.4107 | 1531.2312 | 1608.7434 | 1608.7434 | 3507 | 808.9109 | 0 | 35.6014 | 0 | 0 | 0 | 0 | 844.5123 |  | 3507 | 808.9109 | 0 | 35.6014 | 0 | 0 | 0 | 0 | 844.5123 | 3507 | 808.9109 | 0 | 35.6014 | 0 | 0 | 0 | 0 | 844.5123 | 3507 | 851.4851 | 635.7215 | 38.488 | 0 | 0 | 0 | 0 | 1525.6946 | 3507 | 851.4851 | 635.7215 | 38.488 | 0 | 0 | 0 | 0 | 1525.6946 | 3507 | 851.4851 | 635.7215 | 38.488 | 0 | 0 | 0 | 0 | 1525.6946 | 3507 | 865.6766 | 1271.443 | 48.11 | 0 | 0 | 0 | 0 | 0 | 0 | 2185.2295 | 3507 | 865.6766 | 1271.443 | 48.11 | 17 | 0 | 0 | 0 | 0 | 0 | 2202.2295 | 3507 | 865.6766 | 1271.443 | 48.11 | 0 | 0 | 0 | 0 | 0 | 0 | 2185.2295
3510 | 41.3793 | 38.9584 | 38.9584 | 36.1445 | 35.938 | 35.938 | 20.7824 | 16.1822 | 16.1822 | 3510 | 1149.3327 | 1149.3327 | 1149.3327 | 1348.2557 | 1348.2557 | 1348.2557 | 1525.0761 | 1525.0761 | 1525.0761 | 3508 | 724.2574 | 0 | 91.5464 | 0 | 0 | 0 | 0 | 815.8038 |  | 3508 | 724.2574 | 0 | 91.5464 | 0 | 0 | 0 | 0 | 815.8038 | 3508 | 724.2574 | 0 | 91.5464 | 0 | 0 | 0 | 0 | 815.8038 | 3508 | 762.3762 | 568.113 | 98.9691 | 0 | 0 | 0 | 0 | 1429.4583 | 3508 | 762.3762 | 568.113 | 98.9691 | 0 | 0 | 0 | 0 | 1429.4583 | 3508 | 762.3762 | 568.113 | 98.9691 | 0 | 0 | 0 | 0 | 1429.4583 | 3508 | 775.0825 | 1136.226 | 123.7113 | 0 | 0 | 0 | 0 | 0 | 0 | 2035.0199 | 3508 | 277.4472 | 1136.226 | 123.7113 | 17 | 0 | 0 | 0 | 0 | 0 | 1554.3846 | 3508 | 775.0825 | 1136.226 | 123.7113 | 0 | 0 | 0 | 0 | 0 | 0 | 2035.0199
3511 | 35.7711 | 35.7711 | 35.7711 | 32.7815 | 32.7815 | 32.7815 | 20.7824 | 16.1822 | 16.1822 | 3511 | 1192.6409 | 1192.6409 | 1192.6409 | 1399.0595 | 1399.0595 | 1399.0595 | 1582.5427 | 1582.5427 | 1582.5427 | 3509 | 545.5446 | 0 | 188.1787 | 0 | 0 | 0 | 0 | 733.7232 |  | 3509 | 545.5446 | 0 | 188.1787 | 0 | 0 | 0 | 0 | 733.7232 | 3509 | 545.5446 | 0 | 188.1787 | 0 | 0 | 0 | 0 | 733.7232 | 3509 | 574.2574 | 536.8315 | 203.4364 | 0 | 0 | 0 | 0 | 1314.5253 | 3509 | 574.2574 | 536.8315 | 203.4364 | 0 | 0 | 0 | 0 | 1314.5253 | 3509 | 574.2574 | 536.8315 | 203.4364 | 0 | 0 | 0 | 0 | 1314.5253 | 3509 | 583.8284 | 1073.663 | 254.2955 | 0 | 0 | 0 | 0 | 0 | 0 | 1911.7869 | 3509 | 583.8284 | 1073.663 | 254.2955 | 17 | 0 | 0 | 0 | 0 | 0 | 1928.7869 | 3509 | 583.8284 | 1073.663 | 254.2955 | 0 | 0 | 0 | 0 | 0 | 0 | 1911.7869
3512 | 34.6322 | 34.6322 | 34.6322 | 31.0073 | 31.0073 | 31.0073 | 17.7619 | 16.1822 | 16.1822 | 3512 | 1210.4083 | 1210.4083 | 1210.4083 | 1419.9021 | 1419.9021 | 1419.9021 | 1606.1188 | 1606.1188 | 1606.1188 | 3510 | 526.7327 | 0 | 274.6392 | 0 | 0 | 0 | 0 | 801.3718 |  | 3510 | 526.7327 | 0 | 274.6392 | 0 | 0 | 0 | 0 | 801.3718 | 3510 | 526.7327 | 0 | 274.6392 | 0 | 0 | 0 | 0 | 801.3718 | 3510 | 554.4554 | 527.7497 | 296.9072 | 0 | 0 | 0 | 0 | 1379.1124 | 3510 | 554.4554 | 527.7497 | 296.9072 | 0 | 0 | 0 | 0 | 1379.1124 | 3510 | 554.4554 | 527.7497 | 296.9072 | 0 | 0 | 0 | 0 | 1379.1124 | 3510 | 563.6964 | 1055.4995 | 371.134 | 0 | 0 | 0 | 0 | 0 | 0 | 1990.3299 | 3510 | 563.6964 | 1055.4995 | 371.134 | 17 | 0 | 0 | 0 | 0 | 0 | 2007.3299 | 3510 | 563.6964 | 1055.4995 | 371.134 | 0 | 0 | 0 | 0 | 0 | 0 | 1990.3299
3513 | 18.6145 | 19.1901 | 19.1901 | 17.7619 | 17.7619 | 17.7619 | 1.4071 | 1.4071 | 1.4071 | 3513 | 1625.0245 | 1625.0245 | 1625.0245 | 1442.0474 | 1442.0474 | 1442.0474 | 1631.1683 | 1631.1683 | 1631.1683 | 3511 | 489.1089 | 0 | 350.9278 | 0 | 0 | 0 | 0 | 840.0367 |  | 3511 | 489.1089 | 0 | 350.9278 | 0 | 0 | 0 | 0 | 840.0367 | 3511 | 489.1089 | 0 | 350.9278 | 0 | 0 | 0 | 0 | 840.0367 | 3511 | 514.8515 | 509.5863 | 379.3814 | 0 | 0 | 0 | 0 | 1403.8192 | 3511 | 514.8515 | 509.5863 | 379.3814 | 0 | 0 | 0 | 0 | 1403.8192 | 3511 | 514.8515 | 509.5863 | 379.3814 | 0 | 0 | 0 | 0 | 1403.8192 | 3511 | 523.4323 | 1019.1726 | 474.2268 | 0 | 0 | 0 | 0 | 0 | 0 | 2016.8317 | 3511 | 523.4323 | 1019.1726 | 474.2268 | 17 | 0 | 0 | 0 | 0 | 0 | 2033.8317 | 3511 | 523.4323 | 1019.1726 | 474.2268 | 0 | 0 | 0 | 0 | 0 | 0 | 2016.8317
3514 | 20.9838 | 20.9838 | 20.9838 | 17.7619 | 17.7619 | 17.7619 | 1.6113 | 1.6113 | 1.6113 | 3514 | 1367.0376 | 1590.6 | 1194.8618 | 1401.6648 | 1401.6648 | 1401.6648 | 1585.4897 | 1585.4897 | 1585.4897 | 3512 | 442.0792 | 0 | 376.3574 | 0 | 0 | 0 | 0 | 818.4366 |  | 3512 | 442.0792 | 0 | 376.3574 | 0 | 0 | 0 | 0 | 818.4366 | 3512 | 442.0792 | 0 | 376.3574 | 0 | 0 | 0 | 0 | 818.4366 | 3512 | 465.3465 | 485.3683 | 406.8729 | 0 | 0 | 0 | 0 | 1357.5877 | 3512 | 465.3465 | 485.3683 | 406.8729 | 0 | 0 | 0 | 0 | 1357.5877 | 3512 | 465.3465 | 485.3683 | 406.8729 | 0 | 0 | 0 | 0 | 1357.5877 | 3512 | 473.1023 | 970.7366 | 508.5911 | 0 | 0 | 0 | 0 | 0 | 0 | 1952.43 | 3512 | 473.1023 | 970.7366 | 508.5911 | 17 | 0 | 0 | 0 | 0 | 0 | 1969.43 | 3512 | 473.1023 | 970.7366 | 508.5911 | 0 | 0 | 0 | 0 | 0 | 0 | 1952.43
3515 | 20.9838 | 20.9838 | 20.9838 | 18.6145 | 18.6145 | 18.6145 | 3.3664 | 3.3664 | 3.3664 | 3515 | 1239.2805 | 1239.2805 | 1239.2805 | 1453.7713 | 1453.7713 | 1453.7713 | 1644.4299 | 1644.4299 | 1644.4299 | 3513 | 479.703 | 0 | 391.6151 | 0 | 0 | 0 | 0 | 871.3181 |  | 3513 | 479.703 | 0 | 391.6151 | 0 | 0 | 0 | 0 | 871.3181 | 3513 | 479.703 | 0 | 391.6151 | 0 | 0 | 0 | 0 | 871.3181 | 3513 | 504.9505 | 445.005 | 423.3677 | 0 | 0 | 0 | 0 | 1373.3232 | 3513 | 504.9505 | 445.005 | 423.3677 | 0 | 0 | 0 | 0 | 1373.3232 | 3513 | 504.9505 | 445.005 | 423.3677 | 0 | 0 | 0 | 0 | 1373.3232 | 3513 | 513.3663 | 890.0101 | 529.2096 | 0 | 0 | 0 | 0 | 0 | 0 | 1932.586 | 3513 | 513.3663 | 890.0101 | 529.2096 | 17 | 0 | 0 | 0 | 0 | 0 | 1949.586 | 3513 | 513.3663 | 890.0101 | 529.2096 | 0 | 0 | 0 | 0 | 0 | 0 | 1932.586
3516 | 20.9838 | 20.9838 | 20.9838 | 22.3877 | 22.3877 | 22.3877 | 11.2487 | 11.2487 | 11.2487 | 3516 | 1237.0595 | 1237.0595 | 1315.7382 | 1451.166 | 1451.166 | 1451.166 | 1641.4828 | 1641.4828 | 1641.4828 | 3514 | 385.6436 | 0 | 350.9278 | 0 | 0 | 0 | 0 | 736.5714 |  | 3514 | 385.6436 | 0 | 350.9278 | 0 | 0 | 0 | 0 | 736.5714 | 3514 | 385.6436 | 0 | 350.9278 | 0 | 0 | 0 | 0 | 736.5714 | 3514 | 405.9406 | 384.4601 | 379.3814 | 0 | 0 | 0 | 0 | 1169.7822 | 3514 | 405.9406 | 384.4601 | 379.3814 | 0 | 0 | 0 | 0 | 1169.7822 | 3514 | 405.9406 | 384.4601 | 379.3814 | 0 | 0 | 0 | 0 | 1169.7822 | 3514 | 412.7063 | 768.9203 | 474.2268 | 0 | 0 | 0 | 0 | 0 | 0 | 1655.8534 | 3514 | 412.7063 | 768.9203 | 474.2268 | 17 | 0 | 0 | 0 | 0 | 0 | 1672.8534 | 3514 | 412.7063 | 768.9203 | 474.2268 | 0 | 0 | 0 | 0 | 0 | 0 | 1655.8534
3517 | 22.3899 | 22.3899 | 22.3899 | 22.3877 | 22.3877 | 22.3877 | 15.4801 | 15.4801 | 15.4801 | 3517 | 1230.3967 | 1230.3967 | 1230.3967 | 1443.35 | 1443.35 | 1443.35 | 1632.6418 | 1632.6418 | 1632.6418 | 3515 | 348.0198 | 0 | 300.0687 | 0 | 0 | 0 | 0 | 648.0885 |  | 3515 | 348.0198 | 0 | 300.0687 | 0 | 0 | 0 | 0 | 648.0885 | 3515 | 348.0198 | 0 | 300.0687 | 0 | 0 | 0 | 0 | 648.0885 | 3515 | 366.3366 | 320.888 | 324.3986 | 0 | 0 | 0 | 0 | 1011.6233 | 3515 | 366.3366 | 320.888 | 324.3986 | 0 | 0 | 0 | 0 | 1011.6233 | 3515 | 366.3366 | 320.888 | 324.3986 | 0 | 0 | 0 | 0 | 1011.6233 | 3515 | 372.4422 | 641.776 | 405.4983 | 0 | 0 | 0 | 0 | 0 | 0 | 1419.7165 | 3515 | 372.4422 | 641.776 | 405.4983 | 17 | 0 | 0 | 0 | 0 | 0 | 1436.7165 | 3515 | 372.4422 | 641.776 | 405.4983 | 0 | 0 | 0 | 0 | 0 | 0 | 1419.7165
3518 | 25.7661 | 25.7555 | 25.7555 | 30.7657 | 30.7657 | 30.7657 | 17.8837 | 17.8837 | 17.8837 | 3518 | 1199.3037 | 1199.3037 | 1199.3037 | 1406.8755 | 1406.8755 | 1406.8755 | 1591.3837 | 1591.3837 | 1591.3837 | 3516 | 395.0495 | 0 | 315.3265 | 0 | 0 | 0 | 0 | 710.376 |  | 3516 | 395.0495 | 0 | 315.3265 | 0 | 0 | 0 | 0 | 710.376 | 3516 | 395.0495 | 0 | 315.3265 | 0 | 0 | 0 | 0 | 710.376 | 3516 | 415.8416 | 279.5156 | 340.8935 | 0 | 0 | 0 | 0 | 1036.2507 | 3516 | 415.8416 | 279.5156 | 340.8935 | 0 | 0 | 0 | 0 | 1036.2507 | 3516 | 415.8416 | 279.5156 | 340.8935 | 0 | 0 | 0 | 0 | 1036.2507 | 3516 | 422.7723 | 559.0313 | 426.1168 | 0 | 0 | 0 | 0 | 0 | 0 | 1407.9204 | 3516 | 422.7723 | 559.0313 | 426.1168 | 17 | 0 | 0 | 0 | 0 | 0 | 1424.9204 | 3516 | 422.7723 | 559.0313 | 426.1168 | 0 | 0 | 0 | 0 | 0 | 0 | 1407.9204
3519 | 60.6357 | 60.6357 | 60.6357 | 31.0073 | 31.0073 | 31.0073 | 19.4741 | 19.4741 | 19.4741 | 3519 | 1169.3211 | 1169.3211 | 1169.3211 | 1371.7036 | 1371.7036 | 1371.7036 | 1551.5991 | 1551.5991 | 1551.5991 | 3517 | 395.0495 | 0 | 330.5842 | 0 | 0 | 0 | 0 | 725.6337 |  | 3517 | 395.0495 | 0 | 330.5842 | 0 | 0 | 0 | 0 | 725.6337 | 3517 | 395.0495 | 0 | 330.5842 | 0 | 0 | 0 | 0 | 725.6337 | 3517 | 415.8416 | 250.2523 | 357.3883 | 0 | 0 | 0 | 0 | 1023.4822 | 3517 | 415.8416 | 250.2523 | 357.3883 | 0 | 0 | 0 | 0 | 1023.4822 | 3517 | 415.8416 | 250.2523 | 357.3883 | 0 | 0 | 0 | 0 | 1023.4822 | 3517 | 422.7723 | 500.5045 | 446.7354 | 0 | 0 | 0 | 0 | 0 | 0 | 1370.0122 | 3517 | 422.7723 | 500.5045 | 446.7354 | 17 | 0 | 0 | 0 | 0 | 0 | 1387.0122 | 3517 | 422.7723 | 500.5045 | 446.7354 | 0 | 0 | 0 | 0 | 0 | 0 | 1370.0122
3520 | 82.4284 | 82.4284 | 82.4284 | 34.4823 | 34.4823 | 34.4823 | 26.1054 | 26.1054 | 26.1054 | 3520 | 1127.1234 | 1127.1234 | 1127.1234 | 1322.2024 | 1322.2024 | 1322.2024 | 1495.606 | 1495.606 | 1495.606 | 3518 | 197.5248 | 0 | 330.5842 | 0 | 0 | 0 | 0 | 528.1089 |  | 3518 | 197.5248 | 0 | 330.5842 | 0 | 0 | 0 | 0 | 528.1089 | 3518 | 197.5248 | 0 | 330.5842 | 0 | 0 | 0 | 0 | 528.1089 | 3518 | 207.9208 | 229.0616 | 357.3883 | 0 | 0 | 0 | 0 | 794.3707 | 3518 | 207.9208 | 229.0616 | 357.3883 | 0 | 0 | 0 | 0 | 794.3707 | 3518 | 207.9208 | 229.0616 | 357.3883 | 0 | 0 | 0 | 0 | 794.3707 | 3518 | 211.3861 | 458.1231 | 446.7354 | 0 | 0 | 0 | 0 | 0 | 0 | 1116.2446 | 3518 | 211.3861 | 458.1231 | 446.7354 | 17 | 0 | 0 | 0 | 0 | 0 | 1133.2446 | 3518 | 211.3861 | 458.1231 | 446.7354 | 0 | 0 | 0 | 0 | 0 | 0 | 1116.2446
3521 | 86.0862 | 86.0862 | 86.0862 | 90.2707 | 88.2171 | 88.2171 | 33.0173 | 33.0173 | 33.0173 | 3521 | 1084.9256 | 1084.9256 | 1084.9256 | 1272.7012 | 1272.7012 | 1272.7012 | 1439.6129 | 1439.6129 | 1439.6129 | 3519 | 103.4653 | 0 | 315.3265 | 0 | 0 | 0 | 0 | 418.7918 |  | 3519 | 103.4653 | 0 | 315.3265 | 0 | 0 | 0 | 0 | 418.7918 | 3519 | 103.4653 | 0 | 315.3265 | 0 | 0 | 0 | 0 | 418.7918 | 3519 | 108.9109 | 219.9798 | 340.8935 | 0 | 0 | 0 | 0 | 669.7842 | 3519 | 108.9109 | 219.9798 | 340.8935 | 0 | 0 | 0 | 0 | 669.7842 | 3519 | 108.9109 | 219.9798 | 340.8935 | 0 | 0 | 0 | 0 | 669.7842 | 3519 | 110.7261 | 439.9596 | 426.1168 | 0 | 0 | 0 | 0 | 0 | 0 | 976.8025 | 3519 | 110.7261 | 439.9596 | 426.1168 | 17 | 0 | 0 | 0 | 0 | 0 | 993.8025 | 3519 | 110.7261 | 439.9596 | 426.1168 | 0 | 0 | 0 | 0 | 0 | 0 | 976.8025
3522 | 94.8028 | 86.0862 | 90.7143 | 90.2707 | 88.2171 | 88.2171 | 91.615 | 91.5517 | 91.5517 | 3522 | 1048.2803 | 1048.2803 | 1048.2803 | 1229.7134 | 1229.7134 | 1229.7134 | 1390.9873 | 1390.9873 | 1390.9873 | 3520 | 112.8713 | 0 | 244.1237 | 0 | 0 | 0 | 150 | 506.995 |  | 3520 | 112.8713 | 0 | 244.1237 | 0 | 0 | 0 | 150 | 506.995 | 3520 | 112.8713 | 0 | 244.1237 | 0 | 0 | 0 | 150 | 506.995 | 3520 | 118.8119 | 205.8527 | 263.9175 | 0 | 0 | 0 | 0 | 588.5821 | 3520 | 118.8119 | 205.8527 | 263.9175 | 0 | 0 | 0 | 0 | 588.5821 | 3520 | 118.8119 | 205.8527 | 263.9175 | 0 | 0 | 0 | 0 | 588.5821 | 3520 | 120.7921 | 411.7053 | 329.8969 | 0 | 0 | 0 | 0 | 0 | 0 | 862.3943 | 3520 | 120.7921 | 411.7053 | 329.8969 | 17 | 0 | 0 | 0 | 0 | 0 | 879.3943 | 3520 | 120.7921 | 411.7053 | 329.8969 | 0 | 0 | 0 | 0 | 0 | 0 | 862.3943
3523 | 94.8028 | 86.0862 | 90.7143 | 90.2707 | 89.3618 | 89.3618 | 93.5837 | 93.5527 | 93.5527 | 3523 | 1013.8558 | 1013.8558 | 1013.8558 | 1189.3308 | 1189.3308 | 1189.3308 | 1345.3087 | 1345.3087 | 1345.3087 | 3521 | 159.901 | 0 | 137.3196 | 0 | 0 | 0 | 150 | 447.2206 |  | 3521 | 159.901 | 0 | 137.3196 | 0 | 0 | 0 | 150 | 447.2206 | 3521 | 159.901 | 0 | 137.3196 | 0 | 0 | 0 | 150 | 447.2206 | 3521 | 168.3168 | 182.6438 | 148.4536 | 0 | 0 | 0 | 0 | 499.4142 | 3521 | 168.3168 | 182.6438 | 148.4536 | 0 | 0 | 0 | 0 | 499.4142 | 3521 | 168.3168 | 182.6438 | 148.4536 | 0 | 0 | 0 | 0 | 499.4142 | 3521 | 171.1221 | 365.2876 | 185.567 | 0 | 0 | 0 | 0 | 0 | 0 | 721.9767 | 3521 | 171.1221 | 365.2876 | 185.567 | 17 | 0 | 0 | 0 | 0 | 0 | 738.9767 | 3521 | 171.1221 | 365.2876 | 185.567 | 0 | 0 | 0 | 0 | 0 | 0 | 721.9767
3524 | 94.8028 | 86.0862 | 90.7143 | 90.2707 | 90.0712 | 90.2712 | 94.6042 | 94.6016 | 94.6042 | 3524 | 982.7627 | 982.7627 | 982.7627 | 1152.8563 | 1152.8563 | 1152.8563 | 1304.0506 | 1304.0506 | 1304.0506 | 3522 | 159.901 | 0 | 55.945 | 150 | 0 | 0 | 150 | 515.846 |  | 3522 | 159.901 | 0 | 55.945 | 0 | 0 | 0 | 150 | 365.846 | 3522 | 159.901 | 0 | 55.945 | 1.5025 | 0 | 0 | 150 | 367.3485 | 3522 | 168.3168 | 161.4531 | 60.4811 | 0 | 0 | 0 | 0 | 390.251 | 3522 | 168.3168 | 161.4531 | 60.4811 | 0 | 0 | 0 | 0 | 390.251 | 3522 | 168.3168 | 161.4531 | 60.4811 | 0 | 0 | 0 | 0 | 390.251 | 3522 | 171.1221 | 322.9062 | 75.6014 | 150 | 0 | 0 | 0 | 0 | 0 | 719.6296 | 3522 | 171.1221 | 322.9062 | 75.6014 | 66 | 0 | 0 | 0 | 0 | 0 | 635.6296 | 3522 | 171.1221 | 322.9062 | 75.6014 | 150 | 0 | 0 | 0 | 0 | 0 | 719.6296
3525 | 94.8028 | 86.0862 | 90.7143 | 90.2707 | 90.0712 | 90.0712 | 94.6042 | 94.6016 | 94.6042 | 3525 | 918.3557 | 918.3557 | 918.3557 | 1077.3019 | 1077.3019 | 1077.3019 | 1218.5874 | 1218.5874 | 1218.5874 | 3523 | 122.2772 | 0 | 20.3436 | 150 | 0 | 0 | 150 | 442.6209 |  | 3523 | 122.2772 | 0 | 20.3436 | 0 | 0 | 0 | 150 | 292.6209 | 3523 | 122.2772 | 0 | 20.3436 | 150 | 0 | 0 | 150 | 442.6209 | 3523 | 128.7129 | 156.4077 | 21.9931 | 0 | 0 | 0 | 0 | 307.1137 | 3523 | 128.7129 | 156.4077 | 21.9931 | 0 | 0 | 0 | 0 | 307.1137 | 3523 | 128.7129 | 156.4077 | 21.9931 | 0 | 0 | 0 | 0 | 307.1137 | 3523 | 130.8581 | 312.8153 | 27.4914 | 150 | 0 | 0 | 0 | 0 | 0 | 621.1648 | 3523 | 130.8581 | 312.8153 | 27.4914 | 66 | 0 | 0 | 0 | 0 | 0 | 537.1648 | 3523 | 130.8581 | 312.8153 | 27.4914 | 150 | 0 | 0 | 0 | 0 | 0 | 621.1648
3526 | 87.242 | 86.0862 | 87.1912 | 90.2707 | 89.3618 | 89.3618 | 93.8173 | 93.7225 | 93.7225 | 3526 | 869.4952 | 869.4952 | 869.4952 | 1019.9847 | 1019.9847 | 1019.9847 | 1153.7532 | 1153.7532 | 1153.7532 | 3524 | 103.4653 | 0 | 0 | 150 | 0 | 0 | 280.4168 | 533.8821 |  | 3524 | 103.4653 | 0 | 0 | 0 | 0 | 0 | 150 | 253.4653 | 3524 | 103.4653 | 0 | 0 | 107.3516 | 0 | 0 | 150 | 360.817 | 3524 | 108.9109 | 156.4077 | 0 | 0 | 0 | 0 | 0 | 265.3186 | 3524 | 108.9109 | 156.4077 | 0 | 0 | 0 | 0 | 0 | 265.3186 | 3524 | 108.9109 | 156.4077 | 0 | 0 | 0 | 0 | 0 | 265.3186 | 3524 | 110.7261 | 312.8153 | 0 | 150 | 0 | 0 | 0 | 0 | 0 | 573.5414 | 3524 | 110.7261 | 312.8153 | 0 | 66 | 0 | 0 | 0 | 0 | 0 | 489.5414 | 3524 | 110.7261 | 312.8153 | 0 | 150 | 0 | 0 | 0 | 0 | 0 | 573.5414
3527 | 86.7998 | 86.0862 | 86.0862 | 90.2707 | 88.2171 | 88.2171 | 92.9501 | 92.8581 | 92.8581 | 3527 | 838.4021 | 838.4021 | 838.4021 | 983.5102 | 983.5102 | 983.5102 | 1112.4951 | 1112.4951 | 1112.4951 | 3525 | 131.6832 | 0 | 0 | 150 | 0 | 0 | 150 | 431.6832 |  | 3525 | 131.6832 | 0 | 0 | 0 | 0 | 0 | 150 | 281.6832 | 3525 | 131.6832 | 0 | 0 | 120.6725 | 0 | 0 | 150 | 402.3557 | 3525 | 138.6139 | 158.4258 | 0 | 0 | 0 | 0 | 0 | 297.0397 | 3525 | 138.6139 | 158.4258 | 0 | 0 | 0 | 0 | 0 | 297.0397 | 3525 | 138.6139 | 158.4258 | 0 | 0 | 0 | 0 | 0 | 297.0397 | 3525 | 140.9241 | 316.8517 | 0 | 150 | 0 | 0 | 0 | 0 | 0 | 607.7758 | 3525 | 140.9241 | 316.8517 | 0 | 66 | 0 | 0 | 0 | 0 | 0 | 523.7758 | 3525 | 140.9241 | 316.8517 | 0 | 150 | 0 | 0 | 0 | 0 | 0 | 607.7758
3528 | 86.0295 | 86.0295 | 86.0295 | 90.2707 | 88.2171 | 88.2171 | 91.615 | 91.5517 | 91.5517 | 3528 | 807.3091 | 807.3091 | 807.3091 | 947.0356 | 947.0356 | 947.0356 | 1071.237 | 1071.237 | 1071.237 | 3526 | 131.6832 | 0 | 0 | 0 | 0 | 0 | 150 | 281.6832 |  | 3526 | 131.6832 | 0 | 0 | 0 | 0 | 0 | 150 | 281.6832 | 3526 | 131.6832 | 0 | 0 | 0 | 0 | 0 | 150 | 281.6832 | 3526 | 138.6139 | 156.4077 | 0 | 0 | 0 | 0 | 0 | 295.0215 | 3526 | 138.6139 | 156.4077 | 0 | 0 | 0 | 0 | 0 | 295.0215 | 3526 | 138.6139 | 156.4077 | 0 | 0 | 0 | 0 | 0 | 295.0215 | 3526 | 140.9241 | 312.8153 | 0 | 150 | 0 | 0 | 0 | 0 | 0 | 603.7394 | 3526 | 140.9241 | 312.8153 | 0 | 66 | 0 | 0 | 0 | 0 | 0 | 519.7394 | 3526 | 140.9241 | 312.8153 | 0 | 150 | 0 | 0 | 0 | 0 | 0 | 603.7394
3529 | 84.7706 | 82.5741 | 84.5534 | 85.8791 | 85.8147 | 85.8386 | 90.2623 | 89.9209 | 90.2623 | 3529 | 800.6463 | 800.6463 | 800.6463 | 939.2196 | 939.2196 | 939.2196 | 1062.396 | 1062.396 | 1062.396 | 3527 | 122.2772 | 0 | 0 | 0 | 0 | 0 | 150 | 272.2772 |  | 3527 | 122.2772 | 0 | 0 | 0 | 0 | 0 | 150 | 272.2772 | 3527 | 122.2772 | 0 | 0 | 0 | 0 | 0 | 150 | 272.2772 | 3527 | 128.7129 | 158.4258 | 0 | 0 | 0 | 0 | 0 | 287.1387 | 3527 | 128.7129 | 158.4258 | 0 | 0 | 0 | 0 | 0 | 287.1387 | 3527 | 128.7129 | 158.4258 | 0 | 0 | 0 | 0 | 0 | 287.1387 | 3527 | 130.8581 | 316.8517 | 0 | 150 | 0 | 0 | 0 | 0 | 0 | 597.7098 | 3527 | 130.8581 | 316.8517 | 0 | 66 | 0 | 0 | 0 | 0 | 0 | 513.7098 | 3527 | 130.8581 | 316.8517 | 0 | 150 | 0 | 0 | 0 | 0 | 0 | 597.7098
3530 | 84.7706 | 82.5741 | 84.5534 | 86.0631 | 85.8147 | 86.0396 | 90.2623 | 89.9209 | 89.9593 | 3530 | 769.5532 | 769.5532 | 769.5532 | 902.7451 | 902.7451 | 902.7451 | 1021.1379 | 1021.1379 | 1021.1379 | 3528 | 94.0594 | 0 | 0 | 0 | 0 | 0 | 150 | 244.0594 |  | 3528 | 94.0594 | 0 | 0 | 0 | 0 | 0 | 150 | 244.0594 | 3528 | 94.0594 | 0 | 0 | 0 | 0 | 0 | 150 | 244.0594 | 3528 | 99.0099 | 168.5166 | 0 | 0 | 0 | 0 | 0 | 267.5266 | 3528 | 99.0099 | 168.5166 | 0 | 0 | 0 | 0 | 0 | 267.5266 | 3528 | 99.0099 | 168.5166 | 0 | 0 | 0 | 0 | 0 | 267.5266 | 3528 | 100.6601 | 337.0333 | 0 | 150 | 0 | 0 | 0 | 0 | 0 | 587.6934 | 3528 | 100.6601 | 337.0333 | 0 | 66 | 0 | 0 | 0 | 0 | 0 | 503.6934 | 3528 | 100.6601 | 337.0333 | 0 | 150 | 0 | 0 | 0 | 0 | 0 | 587.6934
3531 | 84.7706 | 82.5741 | 84.5534 | 86.1234 | 85.8147 | 86.1673 | 90.2623 | 89.9209 | 90.2623 | 3531 | 790.6521 | 790.6521 | 790.6521 | 927.4957 | 927.4957 | 927.4957 | 1049.1345 | 1049.1345 | 1049.1345 | 3529 | 47.0297 | 0 | 0 | 0 | 0 | 0 | 150 | 197.0297 |  | 3529 | 47.0297 | 0 | 0 | 0 | 0 | 0 | 150 | 197.0297 | 3529 | 47.0297 | 0 | 0 | 0 | 0 | 0 | 150 | 197.0297 | 3529 | 49.505 | 177.5984 | 0 | 0 | 0 | 0 | 0 | 227.1033 | 3529 | 49.505 | 177.5984 | 0 | 0 | 0 | 0 | 0 | 227.1033 | 3529 | 49.505 | 177.5984 | 0 | 0 | 0 | 0 | 0 | 227.1033 | 3529 | 50.33 | 355.1968 | 0 | 0 | 0 | 0 | 0 | 0 | 0 | 405.5268 | 3529 | 50.33 | 355.1968 | 0 | 66 | 0 | 0 | 0 | 0 | 0 | 471.5268 | 3529 | 50.33 | 355.1968 | 0 | 0 | 0 | 0 | 0 | 0 | 0 | 405.5268
3532 | 84.7706 | 82.5741 | 84.5534 | 86.1234 | 70.2367 | 70.4349 | 90.2623 | 38.2309 | 52.2764 | 3532 | 916.1348 | 916.1348 | 916.1348 | 1074.6965 | 1074.6965 | 1074.6965 | 1215.6403 | 1215.6403 | 1215.6403 | 3530 | 75.2475 | 0 | 5.0859 | 0 | 0 | 0 | 150 | 230.3334 |  | 3530 | 75.2475 | 0 | 5.0859 | 0 | 0 | 0 | 150 | 230.3334 | 3530 | 75.2475 | 0 | 5.0859 | 0 | 0 | 0 | 150 | 230.3334 | 3530 | 79.2079 | 190.7164 | 5.4983 | 0 | 0 | 0 | 0 | 275.4227 | 3530 | 79.2079 | 190.7164 | 5.4983 | 0 | 0 | 0 | 0 | 275.4227 | 3530 | 79.2079 | 190.7164 | 5.4983 | 0 | 0 | 0 | 0 | 275.4227 | 3530 | 80.5281 | 381.4329 | 6.8729 | 0 | 0 | 0 | 0 | 0 | 0 | 468.8338 | 3530 | 80.5281 | 381.4329 | 6.8729 | 42.2815 | 0 | 0 | 0 | 0 | 0 | 511.1153 | 3530 | 80.5281 | 381.4329 | 6.8729 | 0 | 0 | 0 | 0 | 0 | 0 | 468.8338
3533 | 81.4173 | 81.4173 | 81.4173 | 74.2539 | 65.5806 | 65.5933 | 53.5472 | 37.4259 | 37.4259 | 3533 | 1053.8326 | 1053.8326 | 1053.8326 | 1236.2267 | 1236.2267 | 1236.2267 | 1398.3548 | 1398.3548 | 1398.3548 | 3531 | 75.2475 | 0 | 40.6873 | 0 | 0 | 0 | 150 | 265.9348 |  | 3531 | 75.2475 | 0 | 40.6873 | 0 | 0 | 0 | 150 | 265.9348 | 3531 | 75.2475 | 0 | 40.6873 | 0 | 0 | 0 | 150 | 265.9348 | 3531 | 79.2079 | 188.6983 | 43.9863 | 0 | 0 | 0 | 0 | 311.8925 | 3531 | 79.2079 | 188.6983 | 43.9863 | 0 | 0 | 0 | 0 | 311.8925 | 3531 | 79.2079 | 188.6983 | 43.9863 | 0 | 0 | 0 | 0 | 311.8925 | 3531 | 80.5281 | 377.3966 | 54.9828 | 0 | 0 | 0 | 0 | 0 | 0 | 512.9074 | 3531 | 80.5281 | 377.3966 | 54.9828 | 66 | 0 | 0 | 0 | 0 | 0 | 578.9074 | 3531 | 80.5281 | 377.3966 | 54.9828 | 0 | 0 | 0 | 0 | 0 | 0 | 512.9074
3534 | 81.4173 | 81.4173 | 81.4173 | 40.6292 | 41.7725 | 41.7827 | 33.0173 | 33.0173 | 33.0173 | 3534 | 1123.792 | 1123.792 | 1123.792 | 1318.2944 | 1318.2944 | 1318.2944 | 1491.1855 | 1491.1855 | 1491.1855 | 3532 | 18.8119 | 0 | 106.8041 | 0 | 0 | 0 | 150 | 275.616 |  | 3532 | 18.8119 | 0 | 106.8041 | 0 | 0 | 0 | 150 | 275.616 | 3532 | 18.8119 | 0 | 106.8041 | 0 | 0 | 0 | 150 | 275.616 | 3532 | 19.802 | 159.4349 | 115.4639 | 0 | 0 | 0 | 0 | 294.7008 | 3532 | 19.802 | 159.4349 | 115.4639 | 0 | 0 | 0 | 0 | 294.7008 | 3532 | 19.802 | 159.4349 | 115.4639 | 0 | 0 | 0 | 0 | 294.7008 | 3532 | 20.132 | 318.8698 | 144.3299 | 0 | 0 | 0 | 0 | 0 | 0 | 483.3317 | 3532 | 20.132 | 318.8698 | 144.3299 | 17 | 0 | 0 | 0 | 0 | 0 | 500.3317 | 3532 | 20.132 | 318.8698 | 144.3299 | 0 | 0 | 0 | 0 | 0 | 0 | 483.3317
3535 | 46.2078 | 56.3125 | 57.7998 | 35.8629 | 38.1037 | 38.1037 | 18.6145 | 18.6145 | 18.6145 | 3535 | 1149.3327 | 1149.3327 | 1149.3327 | 1348.2557 | 1348.2557 | 1348.2557 | 1525.0761 | 1525.0761 | 1525.0761 | 3533 | 9.4059 | 0 | 239.0378 | 0 | 0 | 0 | 150 | 398.4437 |  | 3533 | 9.4059 | 0 | 239.0378 | 0 | 0 | 0 | 150 | 398.4437 | 3533 | 9.4059 | 0 | 239.0378 | 0 | 0 | 0 | 150 | 398.4437 | 3533 | 9.901 | 136.226 | 258.4192 | 0 | 0 | 0 | 0 | 404.5463 | 3533 | 9.901 | 136.226 | 258.4192 | 0 | 0 | 0 | 0 | 404.5463 | 3533 | 9.901 | 136.226 | 258.4192 | 0 | 0 | 0 | 0 | 404.5463 | 3533 | 10.066 | 272.4521 | 323.0241 | 0 | 0 | 0 | 0 | 0 | 0 | 605.5421 | 3533 | 10.066 | 272.4521 | 323.0241 | 17 | 0 | 0 | 0 | 0 | 0 | 622.5421 | 3533 | 10.066 | 272.4521 | 323.0241 | 0 | 0 | 0 | 0 | 0 | 0 | 605.5421
3536 | 44.5109 | 44.6354 | 44.335 | 32.4786 | 32.4786 | 32.5003 | 17.1664 | 18.6145 | 18.6145 | 3536 | 1185.9781 | 1185.9781 | 1185.9781 | 1391.2435 | 1391.2435 | 1391.2435 | 1573.7017 | 1573.7017 | 1573.7017 | 3534 | 9.4059 | 0 | 457.732 | 0 | 0 | 0 | 150 | 617.1379 |  | 3534 | 9.4059 | 0 | 457.732 | 0 | 0 | 0 | 150 | 617.1379 | 3534 | 9.4059 | 0 | 457.732 | 0 | 0 | 0 | 150 | 617.1379 | 3534 | 9.901 | 115.0353 | 494.8454 | 0 | 0 | 0 | 0 | 619.7817 | 3534 | 9.901 | 115.0353 | 494.8454 | 0 | 0 | 0 | 0 | 619.7817 | 3534 | 9.901 | 115.0353 | 494.8454 | 0 | 0 | 0 | 0 | 619.7817 | 3534 | 10.066 | 230.0706 | 618.5567 | 0 | 0 | 0 | 0 | 0 | 0 | 858.6933 | 3534 | 10.066 | 230.0706 | 618.5567 | 17 | 0 | 0 | 0 | 0 | 0 | 875.6933 | 3534 | 10.066 | 230.0706 | 618.5567 | 0 | 0 | 0 | 0 | 0 | 0 | 858.6933
3537 | 44.5109 | 44.6354 | 44.3581 | 31.4032 | 31.3828 | 31.3889 | 17.012 | 16.2384 | 16.5855 | 3537 | 1191.5304 | 1191.5304 | 1191.5304 | 1397.7568 | 1397.7568 | 1397.7568 | 1581.0692 | 1704.2779 | 1581.0692 | 3535 | 9.4059 | 0 | 671.3402 | 0 | 0 | 0 | 0 | 680.7461 |  | 3535 | 9.4059 | 0 | 671.3402 | 0 | 0 | 0 | 0 | 680.7461 | 3535 | 9.4059 | 0 | 671.3402 | 0 | 0 | 0 | 0 | 680.7461 | 3535 | 9.901 | 116.0444 | 725.7732 | 0 | 0 | 0 | 0 | 851.7186 | 3535 | 9.901 | 116.0444 | 725.7732 | 0 | 0 | 0 | 0 | 851.7186 | 3535 | 9.901 | 116.0444 | 725.7732 | 0 | 0 | 0 | 0 | 851.7186 | 3535 | 10.066 | 232.0888 | 907.2165 | 0 | 0 | 0 | 0 | 0 | 0 | 1149.3713 | 3535 | 10.066 | 232.0888 | 907.2165 | 17 | 0 | 0 | 0 | 0 | 0 | 1166.3713 | 3535 | 10.066 | 232.0888 | 907.2165 | 0 | 0 | 0 | 0 | 0 | 0 | 1149.3713
3538 | 44.5109 | 44.6354 | 44.5134 | 31.4032 | 31.3828 | 31.3889 | 17.012 | 16.2384 | 16.5855 | 3538 | 1198.1932 | 1198.1932 | 1198.1932 | 1405.5728 | 1405.5728 | 1405.5728 | 1589.9102 | 1878.9249 | 1825.5039 | 3536 | 9.4059 | 0 | 712.0275 | 0 | 0 | 0 | 0 | 721.4334 |  | 3536 | 9.4059 | 0 | 712.0275 | 0 | 0 | 0 | 0 | 721.4334 | 3536 | 9.4059 | 0 | 712.0275 | 0 | 0 | 0 | 0 | 721.4334 | 3536 | 9.901 | 149.3441 | 769.7595 | 0 | 0 | 0 | 0 | 929.0045 | 3536 | 9.901 | 149.3441 | 769.7595 | 0 | 0 | 0 | 0 | 929.0045 | 3536 | 9.901 | 149.3441 | 769.7595 | 0 | 0 | 0 | 0 | 929.0045 | 3536 | 10.066 | 298.6882 | 962.1993 | 0 | 0 | 0 | 0 | 0 | 0 | 1270.9535 | 3536 | 10.066 | 298.6882 | 962.1993 | 17 | 0 | 0 | 0 | 0 | 0 | 1287.9535 | 3536 | 10.066 | 298.6882 | 962.1993 | 0 | 0 | 0 | 0 | 0 | 0 | 1270.9535
3539 | 44.6893 | 56.3125 | 57.7998 | 31.4032 | 31.3828 | 31.3889 | 17.012 | 16.2384 | 17.6555 | 3539 | 1198.1932 | 1198.1932 | 1198.1932 | 1405.5728 | 1405.5728 | 1405.5728 | 1589.9102 | 1589.9102 | 1589.9102 | 3537 | 9.4059 | 0 | 793.4021 | 0 | 0 | 0 | 0 | 802.808 |  | 3537 | 9.4059 | 0 | 793.4021 | 0 | 0 | 0 | 0 | 802.808 | 3537 | 9.4059 | 0 | 793.4021 | 0 | 0 | 0 | 0 | 802.808 | 3537 | 9.901 | 162.4622 | 857.732 | 0 | 0 | 0 | 0 | 1030.0951 | 3537 | 9.901 | 162.4622 | 857.732 | 0 | 0 | 0 | 0 | 1030.0951 | 3537 | 9.901 | 162.4622 | 857.732 | 0 | 0 | 0 | 0 | 1030.0951 | 3537 | 10.066 | 324.9243 | 1072.1649 | 0 | 0 | 0 | 0 | 0 | 0 | 1407.1553 | 3537 | 10.066 | 324.9243 | 1072.1649 | 17 | 0 | 0 | 0 | 0 | 0 | 1424.1553 | 3537 | 10.066 | 324.9243 | 1072.1649 | 0 | 0 | 0 | 0 | 0 | 0 | 1407.1553
3540 | 56.9791 | 56.9791 | 57.7998 | 31.4032 | 31.3828 | 31.5433 | 17.1664 | 17.7619 | 17.7619 | 3540 | 1157.106 | 1157.106 | 1157.106 | 1357.3743 | 1357.3743 | 1357.3743 | 1535.3906 | 1535.3906 | 1535.3906 | 3538 | 9.4059 | 0 | 767.9725 | 0 | 0 | 0 | 0 | 777.3784 |  | 3538 | 9.4059 | 0 | 767.9725 | 0 | 0 | 0 | 0 | 777.3784 | 3538 | 9.4059 | 0 | 767.9725 | 0 | 0 | 0 | 0 | 777.3784 | 3538 | 9.901 | 162.4622 | 830.2405 | 0 | 0 | 0 | 0 | 1002.6037 | 3538 | 9.901 | 162.4622 | 830.2405 | 0 | 0 | 0 | 0 | 1002.6037 | 3538 | 9.901 | 162.4622 | 830.2405 | 0 | 0 | 0 | 0 | 1002.6037 | 3538 | 10.066 | 324.9243 | 1037.8007 | 0 | 0 | 0 | 0 | 0 | 0 | 1372.791 | 3538 | 10.066 | 324.9243 | 1037.8007 | 17 | 0 | 0 | 0 | 0 | 0 | 1389.791 | 3538 | 10.066 | 324.9243 | 1037.8007 | 0 | 0 | 0 | 0 | 0 | 0 | 1372.791
3541 | 44.5109 | 44.6354 | 38.6909 | 31.4032 | 31.2043 | 30.3612 | 17.012 | 16.137 | 16.137 | 3541 | 1134.8966 | 1134.8966 | 1134.8966 | 1331.321 | 1331.321 | 1331.321 | 1882.5237 | 2031.0347 | 2031.0347 | 3539 | 9.4059 | 0 | 793.4021 | 0 | 0 | 0 | 0 | 802.808 |  | 3539 | 9.4059 | 0 | 793.4021 | 0 | 0 | 0 | 0 | 802.808 | 3539 | 9.4059 | 0 | 793.4021 | 0 | 0 | 0 | 0 | 802.808 | 3539 | 9.901 | 180.6256 | 857.732 | 0 | 0 | 0 | 0 | 1048.2586 | 3539 | 9.901 | 180.6256 | 857.732 | 0 | 0 | 0 | 0 | 1048.2586 | 3539 | 9.901 | 180.6256 | 857.732 | 0 | 0 | 0 | 0 | 1048.2586 | 3539 | 10.066 | 361.2513 | 1072.1649 | 0 | 0 | 0 | 0 | 0 | 0 | 1443.4822 | 3539 | 10.066 | 361.2513 | 1072.1649 | 17 | 0 | 0 | 0 | 0 | 0 | 1460.4822 | 3539 | 10.066 | 361.2513 | 1072.1649 | 0 | 0 | 0 | 0 | 0 | 0 | 1443.4822
3542 | 54.7624 | 56.3125 | 57.3044 | 34.4582 | 31.3828 | 31.5433 | 17.7619 | 17.7619 | 17.7619 | 3542 | 1111.5768 | 1111.5768 | 1111.5768 | 1303.9651 | 1303.9651 | 1303.9651 | 1474.977 | 1474.977 | 1474.977 | 3540 | 0 | 0 | 783.2302 | 0 | 0 | 0 | 0 | 783.2302 |  | 3540 | 0 | 0 | 783.2302 | 0 | 0 | 0 | 0 | 783.2302 | 3540 | 0 | 0 | 783.2302 | 0 | 0 | 0 | 0 | 783.2302 | 3540 | 0 | 225.0252 | 846.7354 | 0 | 0 | 0 | 0 | 1071.7606 | 3540 | 0 | 225.0252 | 846.7354 | 0 | 0 | 0 | 0 | 1071.7606 | 3540 | 0 | 225.0252 | 846.7354 | 0 | 0 | 0 | 0 | 1071.7606 | 3540 | 0 | 450.0505 | 1058.4192 | 0 | 0 | 0 | 0 | 0 | 0 | 1508.4697 | 3540 | 0 | 450.0505 | 1058.4192 | 17 | 0 | 0 | 0 | 0 | 0 | 1525.4697 | 3540 | 0 | 450.0505 | 1058.4192 | 0 | 0 | 0 | 0 | 0 | 0 | 1508.4697
3543 | 60.7655 | 60.7655 | 60.7655 | 34.4823 | 33.6671 | 33.6671 | 21.217 | 21.217 | 21.217 | 3543 | 1094.9198 | 1094.9198 | 1094.9198 | 1284.4252 | 1284.4252 | 1284.4252 | 1452.8744 | 1452.8744 | 1452.8744 | 3541 | 9.4059 | 0 | 834.0893 | 0 | 0 | 0 | 0 | 843.4953 |  | 3541 | 9.4059 | 0 | 834.0893 | 0 | 0 | 0 | 0 | 843.4953 | 3541 | 9.4059 | 0 | 834.0893 | 0 | 0 | 0 | 0 | 843.4953 | 3541 | 9.901 | 252.2704 | 901.7182 | 0 | 0 | 0 | 0 | 1163.8896 | 3541 | 9.901 | 252.2704 | 901.7182 | 0 | 0 | 0 | 0 | 1163.8896 | 3541 | 9.901 | 252.2704 | 901.7182 | 0 | 0 | 0 | 0 | 1163.8896 | 3541 | 10.066 | 504.5409 | 1127.1478 | 0 | 0 | 0 | 0 | 0 | 0 | 1641.7546 | 3541 | 10.066 | 504.5409 | 1127.1478 | 17 | 0 | 0 | 0 | 0 | 0 | 1658.7546 | 3541 | 10.066 | 504.5409 | 1127.1478 | 0 | 0 | 0 | 0 | 0 | 0 | 1641.7546
3544 | 82.4284 | 82.4284 | 82.4284 | 36.1552 | 41.7725 | 41.7827 | 24.1017 | 24.1017 | 24.1017 | 3544 | 1081.5942 | 1081.5942 | 1081.5942 | 1268.7932 | 1268.7932 | 1268.7932 | 1435.1924 | 1435.1924 | 1435.1924 | 3542 | 103.4653 | 0 | 752.7148 | 0 | 0 | 0 | 0 | 856.1801 |  | 3542 | 103.4653 | 0 | 752.7148 | 0 | 0 | 0 | 0 | 856.1801 | 3542 | 103.4653 | 0 | 752.7148 | 0 | 0 | 0 | 0 | 856.1801 | 3542 | 108.9109 | 255.2977 | 813.7457 | 0 | 0 | 0 | 0 | 1177.9543 | 3542 | 108.9109 | 255.2977 | 813.7457 | 0 | 0 | 0 | 0 | 1177.9543 | 3542 | 108.9109 | 255.2977 | 813.7457 | 0 | 0 | 0 | 0 | 1177.9543 | 3542 | 110.7261 | 510.5954 | 1017.1821 | 0 | 0 | 0 | 0 | 0 | 0 | 1638.5036 | 3542 | 110.7261 | 510.5954 | 1017.1821 | 17 | 0 | 0 | 0 | 0 | 0 | 1655.5036 | 3542 | 110.7261 | 510.5954 | 1017.1821 | 0 | 0 | 0 | 0 | 0 | 0 | 1638.5036
3545 | 84.7706 | 82.5741 | 84.5534 | 74.2539 | 65.5806 | 65.5933 | 31.6965 | 31.6965 | 31.6965 | 3545 | 1083.8152 | 1083.8152 | 1083.8152 | 1271.3986 | 1271.3986 | 1271.3986 | 1438.1394 | 1438.1394 | 1438.1394 | 3543 | 47.0297 | 0 | 635.7388 | 0 | 0 | 0 | 0 | 682.7685 |  | 3543 | 47.0297 | 0 | 635.7388 | 0 | 0 | 0 | 0 | 682.7685 | 3543 | 47.0297 | 0 | 635.7388 | 0 | 0 | 0 | 0 | 682.7685 | 3543 | 49.505 | 251.2614 | 687.2852 | 0 | 0 | 0 | 0 | 988.0515 | 3543 | 49.505 | 251.2614 | 687.2852 | 0 | 0 | 0 | 0 | 988.0515 | 3543 | 49.505 | 251.2614 | 687.2852 | 0 | 0 | 0 | 0 | 988.0515 | 3543 | 50.33 | 502.5227 | 859.1065 | 0 | 0 | 0 | 0 | 0 | 0 | 1411.9593 | 3543 | 50.33 | 502.5227 | 859.1065 | 17 | 0 | 0 | 0 | 0 | 0 | 1428.9593 | 3543 | 50.33 | 502.5227 | 859.1065 | 0 | 0 | 0 | 0 | 0 | 0 | 1411.9593
3546 | 87.1912 | 82.5741 | 86.7726 | 74.2539 | 70.2367 | 70.4349 | 53.5472 | 38.2309 | 52.2764 | 3546 | 1058.2745 | 1058.2745 | 1058.2745 | 1241.4373 | 1241.4373 | 1241.4373 | 1404.2488 | 1404.2488 | 1404.2488 | 3544 | 75.2475 | 0 | 411.9588 | 0 | 0 | 0 | 150 | 637.2063 |  | 3544 | 75.2475 | 0 | 411.9588 | 0 | 0 | 0 | 150 | 637.2063 | 3544 | 75.2475 | 0 | 411.9588 | 0 | 0 | 0 | 150 | 637.2063 | 3544 | 79.2079 | 231.0797 | 445.3608 | 0 | 0 | 0 | 0 | 755.6485 | 3544 | 79.2079 | 231.0797 | 445.3608 | 0 | 0 | 0 | 0 | 755.6485 | 3544 | 79.2079 | 231.0797 | 445.3608 | 0 | 0 | 0 | 0 | 755.6485 | 3544 | 80.5281 | 462.1594 | 556.701 | 0 | 0 | 0 | 0 | 0 | 0 | 1099.3885 | 3544 | 80.5281 | 462.1594 | 556.701 | 17 | 0 | 0 | 0 | 0 | 0 | 1116.3885 | 3544 | 80.5281 | 462.1594 | 556.701 | 0 | 0 | 0 | 0 | 0 | 0 | 1099.3885
3547 | 87.1912 | 82.5741 | 86.7726 | 74.2539 | 70.2367 | 70.4349 | 53.5472 | 38.2309 | 52.2764 | 3547 | 1007.193 | 1007.193 | 1007.193 | 1181.5149 | 1181.5149 | 1181.5149 | 1336.4676 | 1336.4676 | 1336.4676 | 3545 | 75.2475 | 0 | 178.0069 | 0 | 0 | 0 | 150 | 403.2544 |  | 3545 | 75.2475 | 0 | 178.0069 | 0 | 0 | 0 | 150 | 403.2544 | 3545 | 75.2475 | 0 | 178.0069 | 0 | 0 | 0 | 150 | 403.2544 | 3545 | 79.2079 | 203.8345 | 192.4399 | 0 | 0 | 0 | 0 | 475.4823 | 3545 | 79.2079 | 203.8345 | 192.4399 | 0 | 0 | 0 | 0 | 475.4823 | 3545 | 79.2079 | 203.8345 | 192.4399 | 0 | 0 | 0 | 0 | 475.4823 | 3545 | 80.5281 | 407.669 | 240.5498 | 0 | 0 | 0 | 0 | 0 | 0 | 728.7469 | 3545 | 80.5281 | 407.669 | 240.5498 | 17 | 0 | 0 | 0 | 0 | 0 | 745.7469 | 3545 | 80.5281 | 407.669 | 240.5498 | 0 | 0 | 0 | 0 | 0 | 0 | 728.7469
3548 | 87.1912 | 82.5741 | 86.7726 | 74.2539 | 70.2367 | 70.4349 | 53.5472 | 38.2309 | 52.2764 | 3548 | 974.9895 | 974.9895 | 974.9895 | 1143.7377 | 1143.7377 | 1143.7377 | 1293.736 | 1293.736 | 1293.736 | 3546 | 75.2475 | 0 | 66.1168 | 0 | 0 | 0 | 150 | 291.3644 |  | 3546 | 75.2475 | 0 | 66.1168 | 0 | 0 | 0 | 150 | 291.3644 | 3546 | 75.2475 | 0 | 66.1168 | 0 | 0 | 0 | 150 | 291.3644 | 3546 | 79.2079 | 177.5984 | 71.4777 | 0 | 0 | 0 | 0 | 328.284 | 3546 | 79.2079 | 177.5984 | 71.4777 | 0 | 0 | 0 | 0 | 328.284 | 3546 | 79.2079 | 177.5984 | 71.4777 | 0 | 0 | 0 | 0 | 328.284 | 3546 | 80.5281 | 355.1968 | 89.3471 | 0 | 0 | 0 | 0 | 0 | 0 | 525.0719 | 3546 | 80.5281 | 355.1968 | 89.3471 | 17 | 0 | 0 | 0 | 0 | 0 | 542.0719 | 3546 | 80.5281 | 355.1968 | 89.3471 | 0 | 0 | 0 | 0 | 0 | 0 | 525.0719
3549 | 87.1912 | 82.5741 | 86.7726 | 74.2539 | 70.2367 | 70.4349 | 53.5472 | 38.2309 | 52.2764 | 3549 | 933.9022 | 933.9022 | 933.9022 | 1095.5391 | 1095.5391 | 1095.5391 | 1239.2164 | 1239.2164 | 1239.2164 | 3547 | 141.0891 | 0 | 20.3436 | 0 | 0 | 0 | 150 | 311.4328 |  | 3547 | 141.0891 | 0 | 20.3436 | 0 | 0 | 0 | 150 | 311.4328 | 3547 | 141.0891 | 0 | 20.3436 | 0 | 0 | 0 | 150 | 311.4328 | 3547 | 148.5149 | 162.4622 | 21.9931 | 0 | 0 | 0 | 0 | 332.9701 | 3547 | 148.5149 | 162.4622 | 21.9931 | 0 | 0 | 0 | 0 | 332.9701 | 3547 | 148.5149 | 162.4622 | 21.9931 | 0 | 0 | 0 | 0 | 332.9701 | 3547 | 150.9901 | 324.9243 | 27.4914 | 0 | 0 | 0 | 0 | 0 | 0 | 503.4058 | 3547 | 150.9901 | 324.9243 | 27.4914 | 17 | 0 | 0 | 0 | 0 | 0 | 520.4058 | 3547 | 150.9901 | 324.9243 | 27.4914 | 0 | 0 | 0 | 0 | 0 | 0 | 503.4058
3550 | 85.0878 | 82.5741 | 84.4103 | 74.2539 | 70.2367 | 70.4349 | 53.5472 | 38.2309 | 52.2764 | 3550 | 867.2742 | 867.2742 | 867.2742 | 1017.3794 | 1017.3794 | 1017.3794 | 1150.8062 | 1150.8062 | 1150.8062 | 3548 | 159.901 | 0 | 0 | 0 | 0 | 0 | 150 | 309.901 |  | 3548 | 159.901 | 0 | 0 | 0 | 0 | 0 | 150 | 309.901 | 3548 | 159.901 | 0 | 0 | 0 | 0 | 0 | 150 | 309.901 | 3548 | 168.3168 | 162.4622 | 0 | 0 | 0 | 0 | 0 | 330.779 | 3548 | 168.3168 | 162.4622 | 0 | 0 | 0 | 0 | 0 | 330.779 | 3548 | 168.3168 | 162.4622 | 0 | 0 | 0 | 0 | 0 | 330.779 | 3548 | 171.1221 | 324.9243 | 0 | 0 | 0 | 0 | 0 | 0 | 0 | 496.0464 | 3548 | 171.1221 | 324.9243 | 0 | 17 | 0 | 0 | 0 | 0 | 0 | 513.0464 | 3548 | 171.1221 | 324.9243 | 0 | 0 | 0 | 0 | 0 | 0 | 0 | 496.0464
3551 | 84.7706 | 82.5741 | 84.4103 | 74.2539 | 70.2367 | 70.4349 | 53.5472 | 38.2309 | 52.2764 | 3551 | 826.187 | 826.187 | 826.187 | 969.1809 | 969.1809 | 969.1809 | 1096.2866 | 1096.2866 | 1096.2866 | 3549 | 244.5545 | 0 | 0 | 0 | 0 | 0 | 150 | 394.5545 |  | 3549 | 244.5545 | 0 | 0 | 0 | 0 | 0 | 150 | 394.5545 | 3549 | 244.5545 | 0 | 0 | 0 | 0 | 0 | 150 | 394.5545 | 3549 | 257.4257 | 166.4985 | 0 | 0 | 0 | 0 | 0 | 423.9242 | 3549 | 257.4257 | 166.4985 | 0 | 0 | 0 | 0 | 0 | 423.9242 | 3549 | 257.4257 | 166.4985 | 0 | 0 | 0 | 0 | 0 | 423.9242 | 3549 | 261.7162 | 332.997 | 0 | 0 | 0 | 0 | 0 | 0 | 0 | 594.7131 | 3549 | 261.7162 | 332.997 | 0 | 17 | 0 | 0 | 0 | 0 | 0 | 611.7131 | 3549 | 261.7162 | 332.997 | 0 | 0 | 0 | 0 | 0 | 0 | 0 | 594.7131
3552 | 84.1725 | 82.5741 | 84.1725 | 74.2539 | 69.7149 | 69.7417 | 53.5472 | 37.4259 | 37.4259 | 3552 | 798.4253 | 798.4253 | 798.4253 | 936.6143 | 936.6143 | 936.6143 | 1059.449 | 1059.449 | 1059.449 | 3550 | 319.802 | 0 | 0 | 0 | 0 | 0 | 150 | 469.802 |  | 3550 | 319.802 | 0 | 0 | 0 | 0 | 0 | 150 | 469.802 | 3550 | 319.802 | 0 | 0 | 0 | 0 | 0 | 150 | 469.802 | 3550 | 336.6337 | 184.662 | 0 | 0 | 0 | 0 | 0 | 521.2956 | 3550 | 336.6337 | 184.662 | 0 | 0 | 0 | 0 | 0 | 521.2956 | 3550 | 336.6337 | 184.662 | 0 | 0 | 0 | 0 | 0 | 521.2956 | 3550 | 342.2442 | 369.3239 | 0 | 0 | 0 | 0 | 0 | 0 | 0 | 711.5681 | 3550 | 342.2442 | 369.3239 | 0 | 17 | 0 | 0 | 0 | 0 | 0 | 728.5681 | 3550 | 342.2442 | 369.3239 | 0 | 0 | 0 | 0 | 0 | 0 | 0 | 711.5681
3553 | 82.7165 | 82.5741 | 82.7165 | 74.2539 | 69.7149 | 69.7417 | 53.5472 | 37.4259 | 37.4259 | 3553 | 778.4369 | 778.4369 | 778.4369 | 913.1664 | 913.1664 | 913.1664 | 1032.9259 | 1032.9259 | 1032.9259 | 3551 | 235.1485 | 0 | 0 | 0 | 0 | 0 | 150 | 385.1485 |  | 3551 | 235.1485 | 0 | 0 | 0 | 0 | 0 | 150 | 385.1485 | 3551 | 235.1485 | 0 | 0 | 0 | 0 | 0 | 150 | 385.1485 | 3551 | 247.5248 | 227.0434 | 0 | 0 | 0 | 0 | 0 | 474.5681 | 3551 | 247.5248 | 227.0434 | 0 | 0 | 0 | 0 | 0 | 474.5681 | 3551 | 247.5248 | 227.0434 | 0 | 0 | 0 | 0 | 0 | 474.5681 | 3551 | 251.6502 | 454.0868 | 0 | 0 | 0 | 0 | 0 | 0 | 0 | 705.7369 | 3551 | 251.6502 | 454.0868 | 0 | 17 | 0 | 0 | 0 | 0 | 0 | 722.7369 | 3551 | 251.6502 | 454.0868 | 0 | 0 | 0 | 0 | 0 | 0 | 0 | 705.7369
3554 | 82.5741 | 82.5741 | 82.5741 | 74.2539 | 65.5806 | 65.5933 | 53.5472 | 37.4259 | 37.4259 | 3554 | 738.4601 | 738.4601 | 738.4601 | 866.2705 | 866.2705 | 866.2705 | 979.8798 | 979.8798 | 979.8798 | 3552 | 282.1782 | 0 | 0 | 0 | 0 | 0 | 150 | 432.1782 |  | 3552 | 282.1782 | 0 | 0 | 0 | 0 | 0 | 150 | 432.1782 | 3552 | 282.1782 | 0 | 0 | 0 | 0 | 0 | 150 | 432.1782 | 3552 | 297.0297 | 261.3522 | 0 | 0 | 0 | 0 | 0 | 558.3819 | 3552 | 297.0297 | 261.3522 | 0 | 0 | 0 | 0 | 0 | 558.3819 | 3552 | 297.0297 | 261.3522 | 0 | 0 | 0 | 0 | 0 | 558.3819 | 3552 | 301.9802 | 522.7043 | 0 | 0 | 0 | 0 | 0 | 0 | 0 | 824.6845 | 3552 | 301.9802 | 522.7043 | 0 | 17 | 0 | 0 | 0 | 0 | 0 | 841.6845 | 3552 | 301.9802 | 522.7043 | 0 | 0 | 0 | 0 | 0 | 0 | 0 | 824.6845
3555 | 81.7757 | 81.7757 | 81.7757 | 74.2539 | 65.5806 | 65.5933 | 31.2964 | 31.2964 | 31.2964 | 3555 | 736.2392 | 736.2392 | 736.2392 | 863.6652 | 863.6652 | 863.6652 | 976.9328 | 976.9328 | 976.9328 | 3553 | 263.3663 | 0 | 0 | 0 | 0 | 0 | 150 | 413.3663 |  | 3553 | 263.3663 | 0 | 0 | 0 | 0 | 0 | 150 | 413.3663 | 3553 | 263.3663 | 0 | 0 | 0 | 0 | 0 | 150 | 413.3663 | 3553 | 277.2277 | 266.3976 | 0 | 0 | 0 | 0 | 0 | 543.6253 | 3553 | 277.2277 | 266.3976 | 0 | 0 | 0 | 0 | 0 | 543.6253 | 3553 | 277.2277 | 266.3976 | 0 | 0 | 0 | 0 | 0 | 543.6253 | 3553 | 281.8482 | 532.7952 | 0 | 0 | 0 | 0 | 0 | 0 | 0 | 814.6433 | 3553 | 281.8482 | 532.7952 | 0 | 17 | 0 | 0 | 0 | 0 | 0 | 831.6433 | 3553 | 281.8482 | 532.7952 | 0 | 0 | 0 | 0 | 0 | 0 | 0 | 814.6433
3556 | 80.8711 | 80.8711 | 80.8711 | 37.6019 | 37.6019 | 37.6019 | 31.2634 | 31.2634 | 31.2634 | 3556 | 787.3207 | 787.3207 | 787.3207 | 923.5877 | 923.5877 | 923.5877 | 1044.7139 | 1044.7139 | 1044.7139 | 3554 | 263.3663 | 0 | 5.0859 | 0 | 0 | 0 | 150 | 418.4522 |  | 3554 | 263.3663 | 0 | 5.0859 | 0 | 0 | 0 | 150 | 418.4522 | 3554 | 263.3663 | 0 | 5.0859 | 0 | 0 | 0 | 150 | 418.4522 | 3554 | 277.2277 | 266.3976 | 5.4983 | 0 | 0 | 0 | 0 | 549.1236 | 3554 | 277.2277 | 266.3976 | 5.4983 | 0 | 0 | 0 | 0 | 549.1236 | 3554 | 277.2277 | 266.3976 | 5.4983 | 0 | 0 | 0 | 0 | 549.1236 | 3554 | 281.8482 | 532.7952 | 6.8729 | 0 | 0 | 0 | 0 | 0 | 0 | 821.5162 | 3554 | 281.8482 | 532.7952 | 6.8729 | 17 | 0 | 0 | 0 | 0 | 0 | 838.5162 | 3554 | 281.8482 | 532.7952 | 6.8729 | 0 | 0 | 0 | 0 | 0 | 0 | 821.5162
3557 | 78.5943 | 78.5943 | 78.5943 | 37.6019 | 37.6019 | 37.6019 | 32.4164 | 32.4164 | 32.4164 | 3557 | 867.2742 | 867.2742 | 867.2742 | 1017.3794 | 1017.3794 | 1017.3794 | 1150.8062 | 1150.8062 | 1150.8062 | 3555 | 291.5842 | 0 | 40.6873 | 0 | 0 | 0 | 150 | 482.2714 |  | 3555 | 291.5842 | 0 | 40.6873 | 0 | 0 | 0 | 150 | 482.2714 | 3555 | 291.5842 | 0 | 40.6873 | 0 | 0 | 0 | 150 | 482.2714 | 3555 | 306.9307 | 302.7245 | 43.9863 | 0 | 0 | 0 | 0 | 653.6415 | 3555 | 306.9307 | 302.7245 | 43.9863 | 0 | 0 | 0 | 0 | 653.6415 | 3555 | 306.9307 | 302.7245 | 43.9863 | 0 | 0 | 0 | 0 | 653.6415 | 3555 | 312.0462 | 605.449 | 54.9828 | 0 | 0 | 0 | 0 | 0 | 0 | 972.4781 | 3555 | 312.0462 | 605.449 | 54.9828 | 17 | 0 | 0 | 0 | 0 | 0 | 989.4781 | 3555 | 312.0462 | 605.449 | 54.9828 | 0 | 0 | 0 | 0 | 0 | 0 | 972.4781
3558 | 40.4004 | 40.4004 | 40.4004 | 36.7384 | 36.7318 | 36.7384 | 32.5202 | 32.5202 | 32.5202 | 3558 | 932.7918 | 932.7918 | 932.7918 | 1094.2365 | 1094.2365 | 1094.2365 | 1237.7429 | 1237.7429 | 1237.7429 | 3556 | 272.7723 | 0 | 101.7182 | 0 | 0 | 0 | 150 | 524.4905 |  | 3556 | 272.7723 | 0 | 101.7182 | 0 | 0 | 0 | 150 | 524.4905 | 3556 | 272.7723 | 0 | 101.7182 | 0 | 0 | 0 | 150 | 524.4905 | 3556 | 287.1287 | 297.6791 | 109.9656 | 0 | 0 | 0 | 0 | 694.7735 | 3556 | 287.1287 | 297.6791 | 109.9656 | 0 | 0 | 0 | 0 | 694.7735 | 3556 | 287.1287 | 297.6791 | 109.9656 | 0 | 0 | 0 | 0 | 694.7735 | 3556 | 291.9142 | 595.3582 | 137.457 | 0 | 0 | 0 | 0 | 0 | 0 | 1024.7295 | 3556 | 291.9142 | 595.3582 | 137.457 | 17 | 0 | 0 | 0 | 0 | 0 | 1041.7295 | 3556 | 291.9142 | 595.3582 | 137.457 | 0 | 0 | 0 | 0 | 0 | 0 | 1024.7295
3559 | 32.7309 | 32.7309 | 32.7309 | 31.4032 | 31.3828 | 31.3889 | 3.6384 | 12.3728 | 12.3728 | 3559 | 984.9837 | 984.9837 | 984.9837 | 1155.4616 | 1155.4616 | 1155.4616 | 1832.1117 | 1832.1117 | 1832.1117 | 3557 | 206.9307 | 0 | 208.5223 | 0 | 0 | 0 | 150 | 565.453 |  | 3557 | 206.9307 | 0 | 208.5223 | 0 | 0 | 0 | 150 | 565.453 | 3557 | 206.9307 | 0 | 208.5223 | 0 | 0 | 0 | 150 | 565.453 | 3557 | 217.8218 | 317.8607 | 225.4296 | 0 | 0 | 0 | 0 | 761.1121 | 3557 | 217.8218 | 317.8607 | 225.4296 | 0 | 0 | 0 | 0 | 761.1121 | 3557 | 217.8218 | 317.8607 | 225.4296 | 0 | 0 | 0 | 0 | 761.1121 | 3557 | 221.4521 | 635.7215 | 281.7869 | 0 | 0 | 0 | 0 | 0 | 0 | 1138.9606 | 3557 | 221.4521 | 635.7215 | 281.7869 | 17 | 0 | 0 | 0 | 0 | 0 | 1155.9606 | 3557 | 221.4521 | 635.7215 | 281.7869 | 0 | 0 | 0 | 0 | 0 | 0 | 1138.9606
3560 | 14.5549 | 14.124 | 14.5699 | 29.4202 | 29.4202 | 29.4202 | 0.01 | 0.01 | 0.01 | 3560 | 1389.6056 | 1389.6056 | 1389.6056 | 1578.3364 | 1578.3364 | 1578.3364 | 1843.8997 | 1843.8997 | 1843.8997 | 3558 | 188.1188 | 0 | 411.9588 | 0 | 0 | 0 | 0 | 600.0776 |  | 3558 | 188.1188 | 0 | 411.9588 | 0 | 0 | 0 | 0 | 600.0776 | 3558 | 188.1188 | 0 | 411.9588 | 0 | 0 | 0 | 0 | 600.0776 | 3558 | 198.0198 | 373.3602 | 445.3608 | 0 | 0 | 0 | 0 | 1016.7409 | 3558 | 198.0198 | 373.3602 | 445.3608 | 0 | 0 | 0 | 0 | 1016.7409 | 3558 | 198.0198 | 373.3602 | 445.3608 | 0 | 0 | 0 | 0 | 1016.7409 | 3558 | 201.3201 | 746.7205 | 556.701 | 0 | 0 | 0 | 0 | 0 | 0 | 1504.7416 | 3558 | 201.3201 | 746.7205 | 556.701 | 17 | 0 | 0 | 0 | 0 | 0 | 1521.7416 | 3558 | 201.3201 | 746.7205 | 556.701 | 0 | 0 | 0 | 0 | 0 | 0 | 1504.7416
3561 | 12.3675 | 12.3675 | 14.3915 | 0.01 | 4.5477 | 4.7449 | 0.01 | 0.01 | 0.01 | 3561 | 1375.1695 | 1375.1695 | 1375.1695 | 1613.1797 | 1613.1797 | 1613.1797 | 1824.7442 | 1824.7442 | 1824.7442 | 3559 | 244.5545 | 0 | 645.9107 | 0 | 0 | 0 | 0 | 890.4651 |  | 3559 | 244.5545 | 0 | 645.9107 | 0 | 0 | 0 | 0 | 890.4651 | 3559 | 244.5545 | 0 | 645.9107 | 0 | 0 | 0 | 0 | 890.4651 | 3559 | 257.4257 | 412.7144 | 698.2818 | 0 | 0 | 0 | 0 | 1368.422 | 3559 | 257.4257 | 412.7144 | 698.2818 | 0 | 0 | 0 | 0 | 1368.422 | 3559 | 257.4257 | 412.7144 | 698.2818 | 0 | 0 | 0 | 0 | 1368.422 | 3559 | 261.7162 | 825.4289 | 872.8522 | 0 | 0 | 0 | 0 | 0 | 0 | 1959.9973 | 3559 | 261.7162 | 825.4289 | 872.8522 | 17 | 0 | 0 | 0 | 0 | 0 | 1976.9973 | 3559 | 261.7162 | 825.4289 | 872.8522 | 0 | 0 | 0 | 0 | 0 | 0 | 1959.9973
3562 | 10.3096 | 11.0553 | 10.1159 | 0.01 | 0.01 | 0.01 | 0.01 | 0.01 | 0.01 | 3562 | 1352.9602 | 1352.9602 | 1352.9602 | 1587.1264 | 1587.1264 | 1587.1264 | 1795.2741 | 1795.2741 | 1795.2741 | 3560 | 357.4257 | 0 | 879.8625 | 0 | 0 | 0 | 0 | 1237.2883 |  | 3560 | 357.4257 | 0 | 879.8625 | 0 | 0 | 0 | 0 | 1237.2883 | 3560 | 357.4257 | 0 | 879.8625 | 0 | 0 | 0 | 0 | 1237.2883 | 3560 | 376.2376 | 426.8416 | 951.2027 | 0 | 0 | 0 | 0 | 1754.2819 | 3560 | 376.2376 | 426.8416 | 951.2027 | 0 | 0 | 0 | 0 | 1754.2819 | 3560 | 376.2376 | 426.8416 | 951.2027 | 0 | 0 | 0 | 0 | 1754.2819 | 3560 | 382.5083 | 853.6831 | 1189.0034 | 0 | 0 | 0 | 0 | 0 | 0 | 2425.1948 | 3560 | 382.5083 | 853.6831 | 1189.0034 | 17 | 0 | 0 | 0 | 0 | 0 | 2442.1948 | 3560 | 382.5083 | 853.6831 | 1189.0034 | 0 | 0 | 0 | 0 | 0 | 0 | 2425.1948
3563 | 10.3096 | 11.0553 | 10.1159 | 0.01 | 0.01 | 0.01 | 0 | 0.01 | 0 | 3563 | 1332.9718 | 1332.9718 | 1332.9718 | 1563.6785 | 1563.6785 | 1563.6785 | 1768.7511 | 1768.7511 | 1768.7511 | 3561 | 630.198 | 0 | 1012.0962 | 0 | 0 | 0 | 0 | 1642.2942 |  | 3561 | 630.198 | 0 | 1012.0962 | 0 | 0 | 0 | 0 | 1642.2942 | 3561 | 630.198 | 0 | 1012.0962 | 0 | 0 | 0 | 0 | 1642.2942 | 3561 | 663.3663 | 446.0141 | 1094.1581 | 0 | 0 | 0 | 0 | 2203.5385 | 3561 | 663.3663 | 446.0141 | 1094.1581 | 0 | 0 | 0 | 0 | 2203.5385 | 3561 | 663.3663 | 446.0141 | 1094.1581 | 0 | 0 | 0 | 0 | 2203.5385 | 3561 | 674.4224 | 892.0283 | 1367.6976 | 0 | 0 | 0 | 0 | 0 | 0 | 2934.1483 | 3561 | 674.4224 | 892.0283 | 1367.6976 | 17 | 0 | 0 | 0 | 0 | 0 | 2951.1483 | 3561 | 674.4224 | 892.0283 | 1367.6976 | 0 | 0 | 0 | 0 | 0 | 0 | 2934.1483
3564 | 10.3096 | 11.0553 | 11.0553 | 0.01 | 0.01 | 0.01 | 0 | 0.01 | 0 | 3564 | 1312.9834 | 1312.9834 | 1312.9834 | 1540.2306 | 1540.2306 | 1540.2306 | 1742.228 | 1742.228 | 1742.228 | 3562 | 677.2277 | 0 | 1083.299 | 0 | 0 | 0 | 0 | 1760.5267 |  | 3562 | 677.2277 | 0 | 1083.299 | 0 | 0 | 0 | 0 | 1760.5267 | 3562 | 677.2277 | 0 | 1083.299 | 0 | 0 | 0 | 0 | 1760.5267 | 3562 | 712.8713 | 468.2139 | 1171.134 | 0 | 0 | 0 | 0 | 2352.2192 | 3562 | 712.8713 | 468.2139 | 1171.134 | 0 | 0 | 0 | 0 | 2352.2192 | 3562 | 712.8713 | 468.2139 | 1171.134 | 0 | 0 | 0 | 0 | 2352.2192 | 3562 | 0 | 936.4279 | 1463.9175 | 0 | 0 | 0 | 0 | 0 | 0 | 2400.3454 | 3562 | 0 | 936.4279 | 1463.9175 | 17 | 0 | 0 | 0 | 0 | 0 | 2417.3454 | 3562 | 0 | 936.4279 | 1463.9175 | 0 | 0 | 0 | 0 | 0 | 0 | 2400.3454
3565 | 10.3096 | 11.7919 | 11.7919 | 0.01 | 0.01 | 0.01 | 0 | 0.01 | 0 | 3565 | 1291.8846 | 1291.8846 | 1291.8846 | 1515.48 | 1515.48 | 1515.48 | 1714.2314 | 1714.2314 | 1714.2314 | 3563 | 507.9208 | 0 | 1113.8144 | 0 | 0 | 0 | 0 | 1621.7352 |  | 3563 | 507.9208 | 0 | 1113.8144 | 0 | 0 | 0 | 0 | 1621.7352 | 3563 | 507.9208 | 0 | 1113.8144 | 0 | 0 | 0 | 0 | 1621.7352 | 3563 | 533.3646 | 485.3683 | 1204.1237 | 0 | 0 | 0 | 0 | 2222.8566 | 3563 | 386.7128 | 485.3683 | 1204.1237 | 0 | 0 | 0 | 0 | 2076.2048 | 3563 | 386.7128 | 485.3683 | 1204.1237 | 0 | 0 | 0 | 0 | 2076.2048 | 3563 | 0 | 970.7366 | 1505.1546 | 0 | 0 | 0 | 0 | 0 | 0 | 2475.8913 | 3563 | 0 | 970.7366 | 1505.1546 | 17 | 0 | 0 | 0 | 0 | 0 | 2492.8913 | 3563 | 0 | 970.7366 | 1505.1546 | 0 | 0 | 0 | 0 | 0 | 0 | 2475.8913
3566 | 12.3675 | 13.0305 | 13.0305 | 0.01 | 0.01 | 0.01 | 0 | 0.01 | 0 | 3566 | 1276.338 | 1276.338 | 1276.338 | 1497.2427 | 1497.2427 | 1497.2427 | 1693.6024 | 1693.6024 | 1693.6024 | 3564 | 310.396 | 0 | 1159.5876 | 0 | 0 | 0 | 0 | 1469.9837 |  | 3564 | 310.396 | 0 | 1159.5876 | 0 | 0 | 0 | 0 | 1469.9837 | 3564 | 310.396 | 0 | 1159.5876 | 0 | 0 | 0 | 0 | 1469.9837 | 3564 | 0 | 487.3865 | 1253.6082 | 0 | 0 | 0 | 0 | 1740.9947 | 3564 | 326.7327 | 487.3865 | 1253.6082 | 0 | 0 | 0 | 0 | 2067.7274 | 3564 | 326.7327 | 487.3865 | 1253.6082 | 0 | 0 | 0 | 0 | 2067.7274 | 3564 | 0 | 974.773 | 1567.0103 | 0 | 0 | 0 | 0 | 0 | 0 | 2541.7833 | 3564 | 311.572 | 974.773 | 1567.0103 | 17 | 0 | 0 | 0 | 0 | 0 | 2870.3553 | 3564 | 0 | 974.773 | 1567.0103 | 0 | 0 | 0 | 0 | 0 | 0 | 2541.7833
3567 | 14.9898 | 17.012 | 17.012 | 4.3933 | 7.3621 | 7.3621 | 0.01 | 0.01 | 0.01 | 3567 | 1290.7741 | 1290.7741 | 1290.7741 | 1514.1773 | 1514.1773 | 1514.1773 | 1712.7579 | 1712.7579 | 1712.7579 | 3565 | 216.3366 | 0 | 1169.7595 | 0 | 0 | 0 | 0 | 1386.0961 |  | 3565 | 216.3366 | 0 | 1169.7595 | 0 | 0 | 0 | 0 | 1386.0961 | 3565 | 216.3366 | 0 | 1169.7595 | 0 | 0 | 0 | 0 | 1386.0961 | 3565 | 0 | 471.2412 | 1264.6048 | 0 | 0 | 0 | 0 | 1735.846 | 3565 | 227.7228 | 471.2412 | 1264.6048 | 0 | 0 | 0 | 0 | 1963.5688 | 3565 | 206.1842 | 471.2412 | 1264.6048 | 0 | 0 | 0 | 0 | 1942.0301 | 3565 | 0 | 605.8055 | 1580.756 | 0 | 0 | 0 | 0 | 0 | 0 | 2186.5616 | 3565 | 0 | 942.4823 | 1580.756 | 17 | 0 | 0 | 0 | 0 | 0 | 2540.2384 | 3565 | 0 | 828.5782 | 1580.756 | 0 | 0 | 0 | 0 | 0 | 0 | 2409.3342
3568 | 21.7964 | 22.3899 | 22.3899 | 19.4874 | 19.4874 | 19.4874 | 14.9898 | 14.9898 | 14.9898 | 3568 | 1312.9834 | 1312.9834 | 1312.9834 | 1540.2306 | 1540.2306 | 1540.2306 | 1742.228 | 1742.228 | 1742.228 | 3566 | 159.901 | 0 | 1093.4708 | 0 | 0 | 0 | 0 | 1253.3718 |  | 3566 | 159.901 | 0 | 1093.4708 | 0 | 0 | 0 | 0 | 1253.3718 | 3566 | 159.901 | 0 | 1093.4708 | 0 | 0 | 0 | 0 | 1253.3718 | 3566 | 0 | 438.9506 | 1182.1306 | 0 | 0 | 0 | 0 | 1621.0811 | 3566 | 168.3168 | 438.9506 | 1182.1306 | 0 | 0 | 0 | 0 | 1789.398 | 3566 | 168.3168 | 438.9506 | 1182.1306 | 0 | 0 | 0 | 0 | 1789.398 | 3566 | 0 | 877.9011 | 1477.6632 | 0 | 0 | 0 | 0 | 0 | 0 | 2355.5643 | 3566 | 0 | 877.9011 | 1477.6632 | 17 | 0 | 0 | 0 | 0 | 0 | 2372.5643 | 3566 | 0 | 877.9011 | 1477.6632 | 0 | 0 | 0 | 0 | 0 | 0 | 2355.5643
3569 | 28.1835 | 28.1835 | 28.1835 | 31.0073 | 31.0073 | 31.0073 | 22.8974 | 22.8974 | 22.8974 | 3569 | 958.3325 | 983.6587 | 958.3325 | 1124.1977 | 1124.1977 | 1124.1977 | 1271.6335 | 1271.6335 | 1271.6335 | 3567 | 244.5545 | 0 | 859.5189 | 0 | 0 | 0 | 0 | 1104.0734 |  | 3567 | 244.5545 | 0 | 859.5189 | 0 | 0 | 0 | 0 | 1104.0734 | 3567 | 244.5545 | 0 | 859.5189 | 0 | 0 | 0 | 0 | 1104.0734 | 3567 | 257.4257 | 389.5055 | 929.2096 | 0 | 0 | 0 | 0 | 1576.1409 | 3567 | 257.4257 | 389.5055 | 929.2096 | 0 | 0 | 0 | 0 | 1576.1409 | 3567 | 257.4257 | 389.5055 | 929.2096 | 0 | 0 | 0 | 0 | 1576.1409 | 3567 | 0 | 779.0111 | 1161.512 | 0 | 0 | 0 | 0 | 0 | 0 | 1940.5231 | 3567 | 187.7993 | 779.0111 | 1161.512 | 17 | 0 | 0 | 0 | 0 | 0 | 2145.3224 | 3567 | 187.7993 | 779.0111 | 1161.512 | 0 | 0 | 0 | 0 | 0 | 0 | 2128.3224
3570 | 52.508 | 44.8672 | 47.5862 | 37.107 | 37.107 | 37.3505 | 31.2818 | 30.9825 | 30.9825 | 3570 | 955.0011 | 955.0011 | 955.0011 | 1120.2897 | 1120.2897 | 1120.2897 | 1267.213 | 1267.213 | 1267.213 | 3568 | 291.5842 | 0 | 503.5052 | 0 | 0 | 0 | 0 | 795.0893 |  | 3568 | 291.5842 | 0 | 503.5052 | 0 | 0 | 0 | 0 | 795.0893 | 3568 | 291.5842 | 0 | 503.5052 | 0 | 0 | 0 | 0 | 795.0893 | 3568 | 306.9307 | 317.8607 | 544.3299 | 0 | 0 | 0 | 0 | 1169.1213 | 3568 | 306.9307 | 317.8607 | 544.3299 | 0 | 0 | 0 | 0 | 1169.1213 | 3568 | 306.9307 | 317.8607 | 544.3299 | 0 | 0 | 0 | 0 | 1169.1213 | 3568 | 312.0462 | 635.7215 | 680.4124 | 0 | 0 | 0 | 0 | 0 | 0 | 1628.1801 | 3568 | 312.0462 | 635.7215 | 680.4124 | 17 | 0 | 0 | 0 | 0 | 0 | 1645.1801 | 3568 | 312.0462 | 635.7215 | 680.4124 | 0 | 0 | 0 | 0 | 0 | 0 | 1628.1801
3571 | 52.508 | 44.8672 | 74.1528 | 37.107 | 37.107 | 37.3505 | 31.2818 | 31.2818 | 31.3461 | 3571 | 922.7976 | 922.7976 | 922.7976 | 1082.5125 | 1082.5125 | 1082.5125 | 1224.4814 | 1224.4814 | 1224.4814 | 3569 | 253.9604 | 0 | 183.0928 | 0 | 0 | 0 | 0 | 437.0532 |  | 3569 | 253.9604 | 0 | 183.0928 | 0 | 0 | 0 | 0 | 437.0532 | 3569 | 253.9604 | 0 | 183.0928 | 0 | 0 | 0 | 0 | 437.0532 | 3569 | 267.3267 | 236.1251 | 197.9381 | 0 | 0 | 0 | 0 | 701.39 | 3569 | 267.3267 | 236.1251 | 197.9381 | 0 | 0 | 0 | 0 | 701.39 | 3569 | 267.3267 | 236.1251 | 197.9381 | 0 | 0 | 0 | 0 | 701.39 | 3569 | 271.7822 | 472.2503 | 247.4227 | 0 | 0 | 0 | 0 | 0 | 0 | 991.4551 | 3569 | 271.7822 | 472.2503 | 247.4227 | 17 | 0 | 0 | 0 | 0 | 0 | 1008.4551 | 3569 | 271.7822 | 472.2503 | 247.4227 | 0 | 0 | 0 | 0 | 0 | 0 | 991.4551
3572 | 52.508 | 44.8672 | 69.494 | 37.107 | 37.107 | 37.3505 | 31.2818 | 31.2818 | 31.3461 | 3572 | 897.2568 | 897.2568 | 897.2568 | 1052.5513 | 1052.5513 | 1052.5513 | 1190.5908 | 1190.5908 | 1190.5908 | 3570 | 141.0891 | 0 | 61.0309 | 0 | 0 | 0 | 0 | 202.12 |  | 3570 | 141.0891 | 0 | 61.0309 | 0 | 0 | 0 | 0 | 202.12 | 3570 | 141.0891 | 0 | 61.0309 | 0 | 0 | 0 | 0 | 202.12 | 3570 | 148.5149 | 168.5166 | 65.9794 | 0 | 0 | 0 | 0 | 383.0109 | 3570 | 148.5149 | 168.5166 | 65.9794 | 0 | 0 | 0 | 0 | 383.0109 | 3570 | 148.5149 | 168.5166 | 65.9794 | 0 | 0 | 0 | 0 | 383.0109 | 3570 | 150.9901 | 337.0333 | 82.4742 | 0 | 0 | 0 | 0 | 0 | 0 | 570.4976 | 3570 | 150.9901 | 337.0333 | 82.4742 | 17 | 0 | 0 | 0 | 0 | 0 | 587.4976 | 3570 | 150.9901 | 337.0333 | 82.4742 | 0 | 0 | 0 | 0 | 0 | 0 | 570.4976
3573 | 52.508 | 44.8672 | 47.5862 | 36.8959 | 36.8959 | 36.8959 | 29.7201 | 29.7201 | 29.7201 | 3573 | 882.8208 | 882.8208 | 882.8208 | 1035.6167 | 1035.6167 | 1035.6167 | 1171.4352 | 1171.4352 | 1171.4352 | 3571 | 84.6535 | 0 | 20.3436 | 0 | 0 | 0 | 0 | 104.9971 |  | 3571 | 84.6535 | 0 | 20.3436 | 0 | 0 | 0 | 0 | 104.9971 | 3571 | 84.6535 | 0 | 20.3436 | 0 | 0 | 0 | 15.9945 | 120.9916 | 3571 | 89.1089 | 148.335 | 21.9931 | 0 | 0 | 0 | 0 | 259.4371 | 3571 | 89.1089 | 148.335 | 21.9931 | 0 | 0 | 0 | 0 | 259.4371 | 3571 | 89.1089 | 148.335 | 21.9931 | 0 | 0 | 0 | 0 | 259.4371 | 3571 | 90.5941 | 296.67 | 27.4914 | 0 | 0 | 0 | 0 | 0 | 0 | 414.7555 | 3571 | 90.5941 | 296.67 | 27.4914 | 17 | 0 | 0 | 0 | 0 | 0 | 431.7555 | 3571 | 90.5941 | 296.67 | 27.4914 | 0 | 0 | 0 | 0 | 0 | 0 | 414.7555
3574 | 52.508 | 44.8672 | 47.5862 | 36.2688 | 36.2688 | 36.2764 | 28.6034 | 28.6034 | 28.6034 | 3574 | 837.2916 | 837.2916 | 837.2916 | 982.2075 | 982.2075 | 982.2075 | 1111.0216 | 1111.0216 | 1111.0216 | 3572 | 159.901 | 0 | 0 | 0 | 0 | 0 | 0 | 159.901 |  | 3572 | 159.901 | 0 | 0 | 0 | 0 | 0 | 0 | 159.901 | 3572 | 159.901 | 0 | 0 | 0 | 0 | 0 | 0 | 159.901 | 3572 | 168.3168 | 135.217 | 0 | 0 | 0 | 0 | 0 | 303.5338 | 3572 | 168.3168 | 135.217 | 0 | 0 | 0 | 0 | 0 | 303.5338 | 3572 | 168.3168 | 135.217 | 0 | 0 | 0 | 0 | 0 | 303.5338 | 3572 | 171.1221 | 270.4339 | 0 | 0 | 0 | 0 | 0 | 0 | 0 | 441.556 | 3572 | 171.1221 | 270.4339 | 0 | 17 | 0 | 0 | 0 | 0 | 0 | 458.556 | 3572 | 171.1221 | 270.4339 | 0 | 0 | 0 | 0 | 0 | 0 | 0 | 441.556
3575 | 52.508 | 44.8672 | 47.5862 | 35.7788 | 35.7788 | 35.8005 | 28.2056 | 28.2056 | 28.2056 | 3575 | 797.3149 | 797.3149 | 797.3149 | 935.3117 | 935.3117 | 935.3117 | 1057.9755 | 1057.9755 | 1057.9755 | 3573 | 206.9307 | 0 | 0 | 0 | 0 | 0 | 0 | 206.9307 |  | 3573 | 206.9307 | 0 | 0 | 0 | 0 | 0 | 0 | 206.9307 | 3573 | 206.9307 | 0 | 0 | 0 | 0 | 0 | 0 | 206.9307 | 3573 | 217.8218 | 125.1261 | 0 | 0 | 0 | 0 | 0 | 342.9479 | 3573 | 217.8218 | 125.1261 | 0 | 0 | 0 | 0 | 0 | 342.9479 | 3573 | 217.8218 | 125.1261 | 0 | 0 | 0 | 0 | 0 | 342.9479 | 3573 | 221.4521 | 250.2523 | 0 | 0 | 0 | 0 | 0 | 0 | 0 | 471.7044 | 3573 | 221.4521 | 250.2523 | 0 | 17 | 0 | 0 | 0 | 0 | 0 | 488.7044 | 3573 | 221.4521 | 250.2523 | 0 | 0 | 0 | 0 | 0 | 0 | 0 | 471.7044
3576 | 52.508 | 44.8672 | 47.5862 | 35.7788 | 35.7788 | 35.8005 | 28.2056 | 28.2056 | 28.2056 | 3576 | 777.3265 | 777.3265 | 777.3265 | 911.8637 | 911.8637 | 911.8637 | 1031.4524 | 1031.4524 | 1031.4524 | 3574 | 253.9604 | 0 | 0 | 0 | 0 | 0 | 0 | 253.9604 |  | 3574 | 253.9604 | 0 | 0 | 0 | 0 | 0 | 0 | 253.9604 | 3574 | 253.9604 | 0 | 0 | 0 | 0 | 0 | 0 | 253.9604 | 3574 | 267.3267 | 133.1988 | 0 | 0 | 0 | 0 | 0 | 400.5255 | 3574 | 267.3267 | 133.1988 | 0 | 0 | 0 | 0 | 0 | 400.5255 | 3574 | 267.3267 | 133.1988 | 0 | 0 | 0 | 0 | 0 | 400.5255 | 3574 | 271.7822 | 266.3976 | 0 | 0 | 0 | 0 | 0 | 0 | 0 | 538.1798 | 3574 | 271.7822 | 266.3976 | 0 | 17 | 0 | 0 | 0 | 0 | 0 | 555.1798 | 3574 | 271.7822 | 266.3976 | 0 | 0 | 0 | 0 | 0 | 0 | 0 | 538.1798
3577 | 52.508 | 44.8672 | 47.5862 | 34.6425 | 34.6425 | 34.6468 | 27.6948 | 27.6948 | 27.6948 | 3577 | 762.8904 | 762.8904 | 762.8904 | 894.9291 | 894.9291 | 894.9291 | 1012.2969 | 1012.2969 | 1012.2969 | 3575 | 206.9307 | 0 | 0 | 0 | 0 | 0 | 0 | 206.9307 |  | 3575 | 206.9307 | 0 | 0 | 0 | 0 | 0 | 0 | 206.9307 | 3575 | 206.9307 | 0 | 0 | 0 | 0 | 0 | 0 | 206.9307 | 3575 | 217.8218 | 148.335 | 0 | 0 | 0 | 0 | 0 | 366.1568 | 3575 | 217.8218 | 148.335 | 0 | 0 | 0 | 0 | 0 | 366.1568 | 3575 | 217.8218 | 148.335 | 0 | 0 | 0 | 0 | 0 | 366.1568 | 3575 | 221.4521 | 296.67 | 0 | 0 | 0 | 0 | 0 | 0 | 0 | 518.1222 | 3575 | 221.4521 | 296.67 | 0 | 17 | 0 | 0 | 0 | 0 | 0 | 535.1222 | 3575 | 221.4521 | 296.67 | 0 | 0 | 0 | 0 | 0 | 0 | 0 | 518.1222
3578 | 52.508 | 44.8672 | 47.5862 | 32.8489 | 32.8489 | 32.8489 | 24.1792 | 24.1792 | 24.1792 | 3578 | 726.245 | 726.245 | 726.245 | 851.9413 | 851.9413 | 851.9413 | 963.6713 | 963.6713 | 963.6713 | 3576 | 122.2772 | 0 | 0 | 0 | 0 | 0 | 0 | 122.2772 |  | 3576 | 122.2772 | 0 | 0 | 0 | 0 | 0 | 0 | 122.2772 | 3576 | 122.2772 | 0 | 0 | 0 | 0 | 0 | 0 | 122.2772 | 3576 | 128.7129 | 159.4349 | 0 | 0 | 0 | 0 | 0 | 288.1478 | 3576 | 128.7129 | 159.4349 | 0 | 0 | 0 | 0 | 0 | 288.1478 | 3576 | 128.7129 | 159.4349 | 0 | 0 | 0 | 0 | 0 | 288.1478 | 3576 | 130.8581 | 318.8698 | 0 | 0 | 0 | 0 | 0 | 0 | 0 | 449.7279 | 3576 | 130.8581 | 318.8698 | 0 | 17 | 0 | 0 | 0 | 0 | 0 | 466.7279 | 3576 | 130.8581 | 318.8698 | 0 | 0 | 0 | 0 | 0 | 0 | 0 | 449.7279
3579 | 52.508 | 44.8672 | 47.5862 | 32.4786 | 32.4786 | 32.5003 | 24.1017 | 24.1017 | 24.1017 | 3579 | 731.7973 | 731.7973 | 731.7973 | 858.4546 | 858.4546 | 858.4546 | 971.0388 | 971.0388 | 971.0388 | 3577 | 47.0297 | 0 | 0 | 0 | 0 | 0 | 0 | 47.0297 |  | 3577 | 47.0297 | 0 | 0 | 0 | 0 | 0 | 0 | 47.0297 | 3577 | 47.0297 | 0 | 0 | 0 | 0 | 0 | 0 | 47.0297 | 3577 | 49.505 | 164.4803 | 0 | 0 | 0 | 0 | 0 | 213.9853 | 3577 | 49.505 | 164.4803 | 0 | 0 | 0 | 0 | 0 | 213.9853 | 3577 | 49.505 | 164.4803 | 0 | 0 | 0 | 0 | 0 | 213.9853 | 3577 | 50.33 | 328.9606 | 0 | 0 | 0 | 0 | 0 | 0 | 0 | 379.2907 | 3577 | 50.33 | 328.9606 | 0 | 17 | 0 | 0 | 0 | 0 | 0 | 396.2907 | 3577 | 50.33 | 328.9606 | 0 | 0 | 0 | 0 | 0 | 0 | 0 | 379.2907
3580 | 28.1835 | 28.1835 | 28.1835 | 29.4202 | 29.4202 | 29.4202 | 21.7964 | 21.7964 | 21.7964 | 3580 | 770.6637 | 996.9417 | 770.6637 | 1323.5489 | 1205.7964 | 1323.5489 | 1022.6114 | 1022.6114 | 1022.6114 | 3578 | 37.6238 | 0 | 5.0859 | 0 | 0 | 0 | 0 | 42.7097 |  | 3578 | 37.6238 | 0 | 5.0859 | 0 | 0 | 0 | 0 | 42.7097 | 3578 | 37.6238 | 0 | 5.0859 | 0 | 0 | 0 | 0 | 42.7097 | 3578 | 39.604 | 162.4622 | 5.4983 | 0 | 0 | 0 | 0 | 207.5644 | 3578 | 39.604 | 162.4622 | 5.4983 | 0 | 0 | 0 | 0 | 207.5644 | 3578 | 39.604 | 162.4622 | 5.4983 | 0 | 0 | 0 | 0 | 207.5644 | 3578 | 40.264 | 324.9243 | 6.8729 | 0 | 0 | 0 | 0 | 0 | 0 | 372.0612 | 3578 | 40.264 | 324.9243 | 6.8729 | 17 | 0 | 0 | 0 | 0 | 0 | 389.0612 | 3578 | 40.264 | 324.9243 | 6.8729 | 0 | 0 | 0 | 0 | 0 | 0 | 372.0612
3581 | 28.1835 | 28.1835 | 28.1835 | 32.4786 | 32.4786 | 32.5003 | 24.1017 | 24.1017 | 24.1017 | 3581 | 1195.274 | 1195.274 | 1179.1147 | 937.917 | 937.917 | 937.917 | 1060.9225 | 1060.9225 | 1060.9225 | 3579 | 9.4059 | 0 | 40.6873 | 0 | 0 | 0 | 0 | 50.0932 |  | 3579 | 9.4059 | 0 | 40.6873 | 0 | 0 | 0 | 0 | 50.0932 | 3579 | 9.4059 | 0 | 40.6873 | 0 | 0 | 0 | 0 | 50.0932 | 3579 | 9.901 | 153.3804 | 43.9863 | 0 | 0 | 0 | 0 | 207.2677 | 3579 | 9.901 | 153.3804 | 43.9863 | 0 | 0 | 0 | 0 | 207.2677 | 3579 | 9.901 | 153.3804 | 43.9863 | 0 | 0 | 0 | 0 | 207.2677 | 3579 | 10.066 | 306.7608 | 54.9828 | 0 | 0 | 0 | 0 | 0 | 0 | 371.8097 | 3579 | 10.066 | 306.7608 | 54.9828 | 17 | 0 | 0 | 0 | 0 | 0 | 388.8097 | 3579 | 10.066 | 306.7608 | 54.9828 | 0 | 0 | 0 | 0 | 0 | 0 | 371.8097
3582 | 23.4961 | 25.7699 | 27.9723 | 22.3899 | 22.3899 | 22.3899 | 18.6145 | 18.6145 | 18.6145 | 3582 | 1215.2624 | 1215.2624 | 1215.2624 | 1425.5963 | 1425.5963 | 1425.5963 | 1087.4455 | 1087.4455 | 1087.4455 | 3580 | 9.4059 | 0 | 101.7182 | 0 | 0 | 0 | 0 | 111.1242 |  | 3580 | 9.4059 | 0 | 101.7182 | 0 | 0 | 0 | 0 | 111.1242 | 3580 | 9.4059 | 0 | 101.7182 | 0 | 0 | 0 | 0 | 111.1242 | 3580 | 9.901 | 123.108 | 109.9656 | 0 | 0 | 0 | 0 | 242.9746 | 3580 | 9.901 | 123.108 | 109.9656 | 0 | 0 | 0 | 0 | 242.9746 | 3580 | 9.901 | 123.108 | 109.9656 | 0 | 0 | 0 | 0 | 242.9746 | 3580 | 10.066 | 246.2159 | 137.457 | 0 | 0 | 0 | 0 | 0 | 0 | 393.739 | 3580 | 10.066 | 246.2159 | 137.457 | 17 | 0 | 0 | 0 | 0 | 0 | 410.739 | 3580 | 10.066 | 246.2159 | 137.457 | 0 | 0 | 0 | 0 | 0 | 0 | 393.739
3583 | 18.6145 | 18.6145 | 18.6145 | 14.9898 | 14.9898 | 14.9898 | 2.3567 | 2.3567 | 2.3567 | 3583 | 1246.3554 | 1246.3554 | 1246.3554 | 1462.0708 | 1462.0708 | 1462.0708 | 1653.8178 | 1653.8178 | 1653.8178 | 3581 | 9.4059 | 0 | 315.3265 | 0 | 0 | 0 | 0 | 324.7324 |  | 3581 | 9.4059 | 0 | 315.3265 | 0 | 0 | 0 | 0 | 324.7324 | 3581 | 9.4059 | 0 | 315.3265 | 0 | 0 | 0 | 0 | 324.7324 | 3581 | 9.901 | 82.7447 | 340.8935 | 0 | 0 | 0 | 0 | 433.5392 | 3581 | 9.901 | 82.7447 | 340.8935 | 0 | 0 | 0 | 0 | 433.5392 | 3581 | 9.901 | 82.7447 | 340.8935 | 0 | 0 | 0 | 0 | 433.5392 | 3581 | 10.066 | 165.4894 | 426.1168 | 0 | 0 | 0 | 0 | 0 | 0 | 601.6722 | 3581 | 10.066 | 165.4894 | 426.1168 | 17 | 0 | 0 | 0 | 0 | 0 | 618.6722 | 3581 | 10.066 | 165.4894 | 426.1168 | 0 | 0 | 0 | 0 | 0 | 0 | 601.6722
3584 | 14.9898 | 14.9898 | 14.9898 | 6.7866 | 7.3621 | 7.3621 | 0.01 | 0.01 | 0.01 | 3584 | 1279.6694 | 1279.6694 | 1279.6694 | 1501.1507 | 1501.1507 | 1501.1507 | 1698.0229 | 1698.0229 | 1698.0229 | 3582 | 9.4059 | 0 | 681.512 | 0 | 0 | 0 | 0 | 690.918 |  | 3582 | 9.4059 | 0 | 681.512 | 0 | 0 | 0 | 0 | 690.918 | 3582 | 9.4059 | 0 | 681.512 | 0 | 0 | 0 | 0 | 690.918 | 3582 | 9.901 | 65.5903 | 736.7698 | 0 | 0 | 0 | 0 | 812.2611 | 3582 | 9.901 | 65.5903 | 736.7698 | 0 | 0 | 0 | 0 | 812.2611 | 3582 | 9.901 | 65.5903 | 736.7698 | 0 | 0 | 0 | 0 | 812.2611 | 3582 | 10.066 | 131.1806 | 920.9622 | 0 | 0 | 0 | 0 | 0 | 0 | 1062.2088 | 3582 | 10.066 | 131.1806 | 920.9622 | 17 | 0 | 0 | 0 | 0 | 0 | 1079.2088 | 3582 | 10.066 | 131.1806 | 920.9622 | 0 | 0 | 0 | 0 | 0 | 0 | 1062.2088
3585 | 12.3675 | 13.0305 | 13.0305 | 0.01 | 0.01 | 0.01 | 0.01 | 0.01 | 0.01 | 3585 | 1273.0066 | 1273.0066 | 1273.0066 | 1493.3347 | 1493.3347 | 1493.3347 | 1689.1819 | 1689.1819 | 1689.1819 | 3583 | 9.4059 | 0 | 1012.0962 | 0 | 0 | 0 | 0 | 1021.5022 |  | 3583 | 9.4059 | 0 | 1012.0962 | 0 | 0 | 0 | 0 | 1021.5022 | 3583 | 9.4059 | 0 | 1012.0962 | 0 | 0 | 0 | 0 | 1021.5022 | 3583 | 9.901 | 61.554 | 1094.1581 | 0 | 0 | 0 | 0 | 1165.6131 | 3583 | 9.901 | 61.554 | 1094.1581 | 0 | 0 | 0 | 0 | 1165.6131 | 3583 | 9.901 | 61.554 | 1094.1581 | 0 | 0 | 0 | 0 | 1165.6131 | 3583 | 10.066 | 123.108 | 1367.6976 | 0 | 0 | 0 | 0 | 0 | 0 | 1500.8716 | 3583 | 10.066 | 123.108 | 1367.6976 | 17 | 0 | 0 | 0 | 0 | 0 | 1517.8716 | 3583 | 10.066 | 123.108 | 1367.6976 | 0 | 0 | 0 | 0 | 0 | 0 | 1500.8716
3586 | 11.4179 | 11.7919 | 11.4179 | 0.01 | 0.01 | 0.01 | 0.01 | 0.01 | 0.01 | 3586 | 1260.7915 | 1260.7915 | 1260.7915 | 1479.0054 | 1479.0054 | 1479.0054 | 1672.9733 | 1672.9733 | 1672.9733 | 3584 | 9.4059 | 0 | 1174.8454 | 0 | 0 | 0 | 0 | 1184.2513 |  | 3584 | 9.4059 | 0 | 1174.8454 | 0 | 0 | 0 | 0 | 1184.2513 | 3584 | 9.4059 | 0 | 1174.8454 | 0 | 0 | 0 | 0 | 1184.2513 | 3584 | 9.901 | 63.5721 | 1270.1031 | 0 | 0 | 0 | 0 | 1343.5762 | 3584 | 9.901 | 63.5721 | 1270.1031 | 0 | 0 | 0 | 0 | 1343.5762 | 3584 | 9.901 | 63.5721 | 1270.1031 | 0 | 0 | 0 | 0 | 1343.5762 | 3584 | 10.066 | 127.1443 | 1587.6289 | 0 | 0 | 0 | 0 | 0 | 0 | 1724.8392 | 3584 | 10.066 | 127.1443 | 1587.6289 | 17 | 0 | 0 | 0 | 0 | 0 | 1741.8392 | 3584 | 10.066 | 127.1443 | 1587.6289 | 0 | 0 | 0 | 0 | 0 | 0 | 1724.8392
3587 | 11.4179 | 11.7919 | 11.4179 | 0.01 | 0.01 | 0.01 | 0.01 | 0.01 | 0.01 | 3587 | 1246.3554 | 1246.3554 | 1246.3554 | 1462.0708 | 1462.0708 | 1462.0708 | 1653.8178 | 1653.8178 | 1653.8178 | 3585 | 9.4059 | 0 | 1256.2199 | 0 | 0 | 0 | 0 | 1265.6259 |  | 3585 | 9.4059 | 0 | 1256.2199 | 0 | 0 | 0 | 0 | 1265.6259 | 3585 | 9.4059 | 0 | 1256.2199 | 0 | 0 | 0 | 0 | 1265.6259 | 3585 | 9.901 | 65.5903 | 1358.0756 | 0 | 0 | 0 | 0 | 1433.5669 | 3585 | 9.901 | 65.5903 | 1358.0756 | 0 | 0 | 0 | 0 | 1433.5669 | 3585 | 9.901 | 65.5903 | 1358.0756 | 0 | 0 | 0 | 0 | 1433.5669 | 3585 | 10.066 | 131.1806 | 1697.5945 | 0 | 0 | 0 | 0 | 0 | 0 | 1838.8411 | 3585 | 10.066 | 131.1806 | 1697.5945 | 17 | 0 | 0 | 0 | 0 | 0 | 1855.8411 | 3585 | 10.066 | 131.1806 | 1697.5945 | 0 | 0 | 0 | 0 | 0 | 0 | 1838.8411
3588 | 11.4179 | 11.7919 | 11.4179 | 0.01 | 0.01 | 0.01 | 0.01 | 0.01 | 0.01 | 3588 | 1224.1461 | 1224.1461 | 1224.1461 | 1436.0176 | 1436.0176 | 1436.0176 | 1624.3477 | 1624.3477 | 1624.3477 | 3586 | 9.4059 | 0 | 1312.1649 | 0 | 0 | 0 | 0 | 1321.5709 |  | 3586 | 9.4059 | 0 | 1312.1649 | 0 | 0 | 0 | 0 | 1321.5709 | 3586 | 9.4059 | 0 | 1312.1649 | 0 | 0 | 0 | 0 | 1321.5709 | 3586 | 9.901 | 67.6085 | 1418.5567 | 0 | 0 | 0 | 0 | 1496.0662 | 3586 | 9.901 | 67.6085 | 1418.5567 | 0 | 0 | 0 | 0 | 1496.0662 | 3586 | 9.901 | 67.6085 | 1418.5567 | 0 | 0 | 0 | 0 | 1496.0662 | 3586 | 0 | 135.217 | 1773.1959 | 0 | 0 | 0 | 0 | 0 | 0 | 1908.4128 | 3586 | 10.066 | 135.217 | 1773.1959 | 17 | 0 | 0 | 0 | 0 | 0 | 1935.4788 | 3586 | 10.066 | 135.217 | 1773.1959 | 0 | 0 | 0 | 0 | 0 | 0 | 1918.4788
3589 | 11.4179 | 12.3675 | 12.3675 | 0.01 | 0.01 | 0.01 | 0.01 | 0.01 | 0.01 | 3589 | 1221.9252 | 1221.9252 | 1221.9252 | 1433.4122 | 1433.4122 | 1433.4122 | 1621.4007 | 1621.4007 | 1621.4007 | 3587 | 9.4059 | 0 | 1347.7663 | 0 | 0 | 0 | 0 | 1357.1723 |  | 3587 | 9.4059 | 0 | 1347.7663 | 0 | 0 | 0 | 0 | 1357.1723 | 3587 | 9.4059 | 0 | 1347.7663 | 0 | 0 | 0 | 0 | 1357.1723 | 3587 | 9.901 | 73.663 | 1457.0447 | 0 | 0 | 0 | 0 | 1540.6086 | 3587 | 9.901 | 73.663 | 1457.0447 | 0 | 0 | 0 | 0 | 1540.6086 | 3587 | 9.901 | 73.663 | 1457.0447 | 0 | 0 | 0 | 0 | 1540.6086 | 3587 | 0 | 147.3259 | 1821.3058 | 0 | 0 | 0 | 0 | 0 | 0 | 1968.6318 | 3587 | 10.066 | 147.3259 | 1821.3058 | 17 | 0 | 0 | 0 | 0 | 0 | 1995.6978 | 3587 | 10.066 | 147.3259 | 1821.3058 | 0 | 0 | 0 | 0 | 0 | 0 | 1978.6978
3590 | 11.4179 | 13.0305 | 13.0305 | 0.01 | 3.3937 | 3.3937 | 0.01 | 0.01 | 0.01 | 3590 | 1227.4775 | 1227.4775 | 1227.4775 | 1439.9255 | 1439.9255 | 1439.9255 | 1628.7682 | 1628.7682 | 1628.7682 | 3588 | 103.4653 | 0 | 1352.8522 | 0 | 0 | 0 | 0 | 1456.3176 |  | 3588 | 103.4653 | 0 | 1352.8522 | 0 | 0 | 0 | 0 | 1456.3176 | 3588 | 103.4653 | 0 | 1352.8522 | 0 | 0 | 0 | 0 | 1456.3176 | 3588 | 108.9109 | 89.8083 | 1462.543 | 0 | 0 | 0 | 0 | 1661.2621 | 3588 | 108.9109 | 89.8083 | 1462.543 | 0 | 0 | 0 | 0 | 1661.2621 | 3588 | 108.9109 | 89.8083 | 1462.543 | 0 | 0 | 0 | 0 | 1661.2621 | 3588 | 0 | 179.6165 | 1828.1787 | 0 | 0 | 0 | 0 | 0 | 0 | 2007.7952 | 3588 | 110.7261 | 179.6165 | 1828.1787 | 17 | 0 | 0 | 0 | 0 | 0 | 2135.5213 | 3588 | 110.7261 | 179.6165 | 1828.1787 | 0 | 0 | 0 | 0 | 0 | 0 | 2118.5213
3591 | 17.8837 | 18.6145 | 18.6145 | 8.0251 | 8.3718 | 8.3718 | 0.01 | 0.01 | 0.01 | 3591 | 1260.7915 | 1260.7915 | 1260.7915 | 1479.0054 | 1479.0054 | 1479.0054 | 1672.9733 | 1672.9733 | 1672.9733 | 3589 | 112.8713 | 0 | 1307.079 | 0 | 0 | 0 | 0 | 1419.9503 |  | 3589 | 112.8713 | 0 | 1307.079 | 0 | 0 | 0 | 0 | 1419.9503 | 3589 | 112.8713 | 0 | 1307.079 | 0 | 0 | 0 | 0 | 1419.9503 | 3589 | 118.8119 | 113.0172 | 1413.0584 | 0 | 0 | 0 | 0 | 1644.8875 | 3589 | 118.8119 | 113.0172 | 1413.0584 | 0 | 0 | 0 | 0 | 1644.8875 | 3589 | 118.8119 | 113.0172 | 1413.0584 | 0 | 0 | 0 | 0 | 1644.8875 | 3589 | 120.7921 | 226.0343 | 1766.323 | 0 | 0 | 0 | 0 | 0 | 0 | 2113.1494 | 3589 | 120.7921 | 226.0343 | 1766.323 | 17 | 0 | 0 | 0 | 0 | 0 | 2130.1494 | 3589 | 120.7921 | 226.0343 | 1766.323 | 0 | 0 | 0 | 0 | 0 | 0 | 2113.1494
3592 | 22.3899 | 22.8974 | 22.8974 | 18.6145 | 18.7089 | 18.9061 | 14.9898 | 14.9898 | 14.9898 | 3592 | 1317.4253 | 1317.4253 | 1317.4253 | 1545.4412 | 1545.4412 | 1545.4412 | 1748.122 | 1748.122 | 1748.122 | 3590 | 141.0891 | 0 | 1159.5876 | 0 | 0 | 0 | 0 | 1300.6767 |  | 3590 | 141.0891 | 0 | 1159.5876 | 0 | 0 | 0 | 0 | 1300.6767 | 3590 | 141.0891 | 0 | 1159.5876 | 0 | 0 | 0 | 0 | 1300.6767 | 3590 | 148.5149 | 134.2079 | 1253.6082 | 0 | 0 | 0 | 0 | 1536.331 | 3590 | 148.5149 | 134.2079 | 1253.6082 | 0 | 0 | 0 | 0 | 1536.331 | 3590 | 148.5149 | 134.2079 | 1253.6082 | 0 | 0 | 0 | 0 | 1536.331 | 3590 | 0 | 268.4157 | 1567.0103 | 0 | 0 | 0 | 0 | 0 | 0 | 1835.4261 | 3590 | 150.9901 | 268.4157 | 1567.0103 | 17 | 0 | 0 | 0 | 0 | 0 | 2003.4161 | 3590 | 150.9901 | 268.4157 | 1567.0103 | 0 | 0 | 0 | 0 | 0 | 0 | 1986.4161
3593 | 28.1835 | 28.1835 | 28.1835 | 31.4032 | 31.3828 | 31.3889 | 24.1017 | 24.1017 | 24.1017 | 3593 | 1178.0851 | 964.9953 | 1360.7335 | 1132.0137 | 1132.0137 | 1132.0137 | 1280.4745 | 1280.4745 | 1280.4745 | 3591 | 141.0891 | 0 | 874.7766 | 0 | 0 | 0 | 0 | 1015.8657 |  | 3591 | 141.0891 | 0 | 874.7766 | 0 | 0 | 0 | 0 | 1015.8657 | 3591 | 141.0891 | 0 | 874.7766 | 0 | 0 | 0 | 0 | 1015.8657 | 3591 | 148.5149 | 136.226 | 945.7045 | 0 | 0 | 0 | 0 | 1230.4454 | 3591 | 148.5149 | 136.226 | 945.7045 | 0 | 0 | 0 | 0 | 1230.4454 | 3591 | 148.5149 | 136.226 | 945.7045 | 0 | 0 | 0 | 0 | 1230.4454 | 3591 | 0 | 272.4521 | 1182.1306 | 0 | 0 | 0 | 0 | 0 | 0 | 1454.5827 | 3591 | 150.9901 | 272.4521 | 1182.1306 | 17 | 0 | 0 | 0 | 0 | 0 | 1622.5728 | 3591 | 150.9901 | 272.4521 | 1182.1306 | 0 | 0 | 0 | 0 | 0 | 0 | 1605.5728
3594 | 63.5771 | 63.5771 | 63.5771 | 33.9626 | 33.9626 | 33.9626 | 29.5399 | 29.5399 | 29.5399 | 3594 | 971.6581 | 971.6581 | 971.6581 | 1139.8297 | 1139.8297 | 1139.8297 | 1289.3155 | 1289.3155 | 1289.3155 | 3592 | 131.6832 | 0 | 508.5911 | 0 | 0 | 0 | 0 | 640.2742 |  | 3592 | 131.6832 | 0 | 508.5911 | 0 | 0 | 0 | 0 | 640.2742 | 3592 | 131.6832 | 0 | 508.5911 | 0 | 0 | 0 | 0 | 640.2742 | 3592 | 138.6139 | 129.1625 | 549.8282 | 0 | 0 | 0 | 0 | 817.6045 | 3592 | 138.6139 | 129.1625 | 549.8282 | 0 | 0 | 0 | 0 | 817.6045 | 3592 | 138.6139 | 129.1625 | 549.8282 | 0 | 0 | 0 | 0 | 817.6045 | 3592 | 140.9241 | 258.3249 | 687.2852 | 0 | 0 | 0 | 0 | 0 | 0 | 1086.5342 | 3592 | 140.9241 | 258.3249 | 687.2852 | 17 | 0 | 0 | 0 | 0 | 0 | 1103.5342 | 3592 | 140.9241 | 258.3249 | 687.2852 | 0 | 0 | 0 | 0 | 0 | 0 | 1086.5342
3595 | 79.4409 | 78.564 | 79.4178 | 50.5651 | 39.9156 | 39.9156 | 32.5571 | 32.3665 | 32.5571 | 3595 | 933.9022 | 933.9022 | 933.9022 | 1095.5391 | 1095.5391 | 1095.5391 | 1239.2164 | 1239.2164 | 1239.2164 | 3593 | 131.6832 | 0 | 183.0928 | 0 | 0 | 0 | 0 | 314.776 |  | 3593 | 131.6832 | 0 | 183.0928 | 0 | 0 | 0 | 0 | 314.776 | 3593 | 131.6832 | 0 | 183.0928 | 0 | 0 | 0 | 0 | 314.776 | 3593 | 138.6139 | 123.108 | 197.9381 | 0 | 0 | 0 | 0 | 459.66 | 3593 | 138.6139 | 123.108 | 197.9381 | 0 | 0 | 0 | 0 | 459.66 | 3593 | 138.6139 | 123.108 | 197.9381 | 0 | 0 | 0 | 0 | 459.66 | 3593 | 140.9241 | 246.2159 | 247.4227 | 0 | 0 | 0 | 0 | 0 | 0 | 634.5627 | 3593 | 140.9241 | 246.2159 | 247.4227 | 17 | 0 | 0 | 0 | 0 | 0 | 651.5627 | 3593 | 140.9241 | 246.2159 | 247.4227 | 0 | 0 | 0 | 0 | 0 | 0 | 634.5627
3596 | 79.4409 | 78.564 | 79.9023 | 50.5651 | 39.9156 | 39.9156 | 32.5571 | 32.3665 | 32.5571 | 3596 | 896.1464 | 896.1464 | 896.1464 | 1051.2486 | 1051.2486 | 1051.2486 | 1189.1173 | 1189.1173 | 1189.1173 | 3594 | 84.6535 | 0 | 61.0309 | 0 | 0 | 0 | 0 | 145.6844 |  | 3594 | 84.6535 | 0 | 61.0309 | 0 | 0 | 0 | 0 | 145.6844 | 3594 | 84.6535 | 0 | 61.0309 | 0 | 0 | 0 | 0 | 145.6844 | 3594 | 89.1089 | 122.0989 | 65.9794 | 0 | 0 | 0 | 0 | 277.1872 | 3594 | 89.1089 | 122.0989 | 65.9794 | 0 | 0 | 0 | 0 | 277.1872 | 3594 | 89.1089 | 122.0989 | 65.9794 | 0 | 0 | 0 | 0 | 277.1872 | 3594 | 90.5941 | 244.1978 | 82.4742 | 0 | 0 | 0 | 0 | 0 | 0 | 417.2661 | 3594 | 90.5941 | 244.1978 | 82.4742 | 17 | 0 | 0 | 0 | 0 | 0 | 434.2661 | 3594 | 90.5941 | 244.1978 | 82.4742 | 0 | 0 | 0 | 0 | 0 | 0 | 417.2661
3597 | 79.4409 | 78.564 | 79.9023 | 50.5651 | 39.9156 | 39.9156 | 32.5571 | 32.3665 | 32.5571 | 3597 | 865.0533 | 865.0533 | 865.0533 | 1014.7741 | 1014.7741 | 1014.7741 | 1147.8592 | 1147.8592 | 1147.8592 | 3595 | 56.4356 | 0 | 20.3436 | 0 | 0 | 0 | 150 | 226.7793 |  | 3595 | 56.4356 | 0 | 20.3436 | 0 | 0 | 0 | 150 | 226.7793 | 3595 | 56.4356 | 0 | 20.3436 | 0 | 0 | 0 | 150 | 226.7793 | 3595 | 59.4059 | 126.1352 | 21.9931 | 0 | 0 | 0 | 0 | 207.5343 | 3595 | 59.4059 | 126.1352 | 21.9931 | 0 | 0 | 0 | 0 | 207.5343 | 3595 | 59.4059 | 126.1352 | 21.9931 | 0 | 0 | 0 | 0 | 207.5343 | 3595 | 60.396 | 252.2704 | 27.4914 | 0 | 0 | 0 | 0 | 0 | 0 | 340.1579 | 3595 | 60.396 | 252.2704 | 27.4914 | 17 | 0 | 0 | 0 | 0 | 0 | 357.1579 | 3595 | 60.396 | 252.2704 | 27.4914 | 0 | 0 | 0 | 0 | 0 | 0 | 340.1579
3598 | 78.9846 | 78.564 | 78.7095 | 50.5651 | 39.9156 | 39.9156 | 32.5571 | 32.3665 | 32.5571 | 3598 | 816.1928 | 816.1928 | 816.1928 | 957.4569 | 957.4569 | 957.4569 | 1083.025 | 1083.025 | 1083.025 | 3596 | 103.4653 | 0 | 0 | 0 | 0 | 0 | 150 | 253.4653 |  | 3596 | 103.4653 | 0 | 0 | 0 | 0 | 0 | 150 | 253.4653 | 3596 | 103.4653 | 0 | 0 | 0 | 0 | 0 | 150 | 253.4653 | 3596 | 108.9109 | 101.9173 | 0 | 0 | 0 | 0 | 0 | 210.8281 | 3596 | 108.9109 | 101.9173 | 0 | 0 | 0 | 0 | 0 | 210.8281 | 3596 | 108.9109 | 101.9173 | 0 | 0 | 0 | 0 | 0 | 210.8281 | 3596 | 110.7261 | 203.8345 | 0 | 0 | 0 | 0 | 0 | 0 | 0 | 314.5606 | 3596 | 110.7261 | 203.8345 | 0 | 17 | 0 | 0 | 0 | 0 | 0 | 331.5606 | 3596 | 110.7261 | 203.8345 | 0 | 0 | 0 | 0 | 0 | 0 | 0 | 314.5606
3599 | 78.564 | 78.564 | 78.564 | 50.5651 | 39.9156 | 39.9156 | 32.5571 | 32.3665 | 32.5571 | 3599 | 791.7625 | 791.7625 | 791.7625 | 928.7983 | 928.7983 | 928.7983 | 1050.608 | 1050.608 | 1050.608 | 3597 | 94.0594 | 0 | 0 | 0 | 0 | 0 | 150 | 244.0594 |  | 3597 | 94.0594 | 0 | 0 | 0 | 0 | 0 | 150 | 244.0594 | 3597 | 94.0594 | 0 | 0 | 0 | 0 | 0 | 150 | 244.0594 | 3597 | 99.0099 | 65.5903 | 0 | 0 | 0 | 0 | 0 | 164.6002 | 3597 | 99.0099 | 65.5903 | 0 | 0 | 0 | 0 | 0 | 164.6002 | 3597 | 99.0099 | 65.5903 | 0 | 0 | 0 | 0 | 0 | 164.6002 | 3597 | 100.6601 | 131.1806 | 0 | 0 | 0 | 0 | 0 | 0 | 0 | 231.8407 | 3597 | 100.6601 | 131.1806 | 0 | 17 | 0 | 0 | 0 | 0 | 0 | 248.8407 | 3597 | 100.6601 | 131.1806 | 0 | 0 | 0 | 0 | 0 | 0 | 0 | 231.8407
3600 | 75.8005 | 75.8005 | 75.8005 | 50.5651 | 39.9156 | 39.9156 | 32.5571 | 32.3665 | 32.5571 | 3600 | 779.5474 | 779.5474 | 779.5474 | 914.4691 | 914.4691 | 914.4691 | 1034.3994 | 1034.3994 | 1034.3994 | 3598 | 47.0297 | 0 | 0 | 0 | 0 | 0 | 150 | 197.0297 |  | 3598 | 47.0297 | 0 | 0 | 0 | 0 | 0 | 150 | 197.0297 | 3598 | 47.0297 | 0 | 0 | 0 | 0 | 0 | 150 | 197.0297 | 3598 | 49.505 | 35.3179 | 0 | 0 | 0 | 0 | 0 | 84.8228 | 3598 | 49.505 | 35.3179 | 0 | 0 | 0 | 0 | 0 | 84.8228 | 3598 | 49.505 | 35.3179 | 0 | 0 | 0 | 0 | 0 | 84.8228 | 3598 | 50.33 | 70.6357 | 0 | 0 | 0 | 0 | 0 | 0 | 0 | 120.9658 | 3598 | 50.33 | 70.6357 | 0 | 17 | 0 | 0 | 0 | 0 | 0 | 137.9658 | 3598 | 50.33 | 70.6357 | 0 | 0 | 0 | 0 | 0 | 0 | 0 | 120.9658
3601 | 75.8005 | 75.8005 | 75.8005 | 50.5651 | 39.9156 | 39.9156 | 32.5571 | 32.3665 | 32.5571 | 3601 | 751.7857 | 751.7857 | 751.7857 | 881.9025 | 881.9025 | 881.9025 | 997.5618 | 997.5618 | 997.5618 | 3599 | 0 | 0 | 0 | 0 | 0 | 0 | 150 | 150 |  | 3599 | 0 | 0 | 0 | 0 | 0 | 0 | 150 | 150 | 3599 | 0 | 0 | 0 | 0 | 0 | 0 | 150 | 150 | 3599 | 0 | 17.1544 | 0 | 0 | 0 | 0 | 0 | 17.1544 | 3599 | 0 | 17.1544 | 0 | 0 | 0 | 0 | 0 | 17.1544 | 3599 | 0 | 17.1544 | 0 | 0 | 0 | 0 | 0 | 17.1544 | 3599 | 0 | 34.3088 | 0 | 0 | 0 | 0 | 0 | 0 | 0 | 34.3088 | 3599 | 0 | 34.3088 | 0 | 17 | 0 | 0 | 0 | 0 | 0 | 51.3088 | 3599 | 0 | 34.3088 | 0 | 0 | 0 | 0 | 0 | 0 | 0 | 34.3088
3602 | 78.6733 | 78.564 | 78.6733 | 50.5651 | 39.9156 | 39.9156 | 32.5571 | 32.3665 | 32.5571 | 3602 | 724.0241 | 724.0241 | 724.0241 | 849.3359 | 849.3359 | 849.3359 | 960.7243 | 960.7243 | 960.7243 | 3600 | 9.4059 | 0 | 0 | 0 | 0 | 0 | 150 | 159.4059 |  | 3600 | 9.4059 | 0 | 0 | 0 | 0 | 0 | 150 | 159.4059 | 3600 | 9.4059 | 0 | 0 | 0 | 0 | 0 | 150 | 159.4059 | 3600 | 9.901 | 20.1816 | 0 | 0 | 0 | 0 | 0 | 30.0826 | 3600 | 9.901 | 20.1816 | 0 | 0 | 0 | 0 | 0 | 30.0826 | 3600 | 9.901 | 20.1816 | 0 | 0 | 0 | 0 | 0 | 30.0826 | 3600 | 10.066 | 40.3633 | 0 | 0 | 0 | 0 | 0 | 0 | 0 | 50.4293 | 3600 | 10.066 | 40.3633 | 0 | 17 | 0 | 0 | 0 | 0 | 0 | 67.4293 | 3600 | 10.066 | 40.3633 | 0 | 0 | 0 | 0 | 0 | 0 | 0 | 50.4293
3603 | 78.9846 | 78.564 | 78.7095 | 50.5651 | 39.9156 | 39.9156 | 32.5571 | 32.3665 | 32.5571 | 3603 | 757.3381 | 757.3381 | 757.3381 | 888.4158 | 888.4158 | 888.4158 | 1004.9294 | 1004.9294 | 1004.9294 | 3601 | 9.4059 | 0 | 0 | 0 | 0 | 0 | 150 | 159.4059 |  | 3601 | 9.4059 | 0 | 0 | 0 | 0 | 0 | 150 | 159.4059 | 3601 | 9.4059 | 0 | 0 | 0 | 0 | 0 | 150 | 159.4059 | 3601 | 9.901 | 28.2543 | 0 | 0 | 0 | 0 | 0 | 38.1553 | 3601 | 9.901 | 28.2543 | 0 | 0 | 0 | 0 | 0 | 38.1553 | 3601 | 9.901 | 28.2543 | 0 | 0 | 0 | 0 | 0 | 38.1553 | 3601 | 10.066 | 56.5086 | 0 | 0 | 0 | 0 | 0 | 0 | 0 | 66.5746 | 3601 | 10.066 | 56.5086 | 0 | 17 | 0 | 0 | 0 | 0 | 0 | 83.5746 | 3601 | 10.066 | 56.5086 | 0 | 0 | 0 | 0 | 0 | 0 | 0 | 66.5746
3604 | 79.4409 | 78.564 | 79.9023 | 50.5651 | 39.9156 | 39.9156 | 32.5571 | 32.3665 | 32.5571 | 3604 | 893.9254 | 893.9254 | 893.9254 | 1048.6433 | 1048.6433 | 1048.6433 | 1186.1703 | 1186.1703 | 1186.1703 | 3602 | 9.4059 | 0 | 5.0859 | 0 | 0 | 0 | 150 | 164.4919 |  | 3602 | 9.4059 | 0 | 5.0859 | 0 | 0 | 0 | 150 | 164.4919 | 3602 | 9.4059 | 0 | 5.0859 | 0 | 0 | 0 | 150 | 164.4919 | 3602 | 9.901 | 36.3269 | 5.4983 | 0 | 0 | 0 | 0 | 51.7262 | 3602 | 9.901 | 36.3269 | 5.4983 | 0 | 0 | 0 | 0 | 51.7262 | 3602 | 9.901 | 36.3269 | 5.4983 | 0 | 0 | 0 | 0 | 51.7262 | 3602 | 10.066 | 72.6539 | 6.8729 | 0 | 0 | 0 | 0 | 0 | 0 | 89.5927 | 3602 | 10.066 | 72.6539 | 6.8729 | 17 | 0 | 0 | 0 | 0 | 0 | 106.5927 | 3602 | 10.066 | 72.6539 | 6.8729 | 0 | 0 | 0 | 0 | 0 | 0 | 89.5927
3605 | 78.9846 | 78.564 | 78.7095 | 36.2554 | 36.2554 | 36.2554 | 29.5472 | 29.5472 | 29.5472 | 3605 | 996.0883 | 996.0883 | 996.0883 | 1168.4882 | 1168.4882 | 1168.4882 | 1321.7326 | 1321.7326 | 1321.7326 | 3603 | 9.4059 | 0 | 40.6873 | 0 | 0 | 0 | 150 | 200.0932 |  | 3603 | 9.4059 | 0 | 40.6873 | 0 | 0 | 0 | 150 | 200.0932 | 3603 | 9.4059 | 0 | 40.6873 | 0 | 0 | 0 | 150 | 200.0932 | 3603 | 9.901 | 47.4268 | 43.9863 | 0 | 0 | 0 | 0 | 101.3141 | 3603 | 9.901 | 47.4268 | 43.9863 | 0 | 0 | 0 | 0 | 101.3141 | 3603 | 9.901 | 47.4268 | 43.9863 | 0 | 0 | 0 | 0 | 101.3141 | 3603 | 10.066 | 94.8537 | 54.9828 | 0 | 0 | 0 | 0 | 0 | 0 | 159.9025 | 3603 | 10.066 | 94.8537 | 54.9828 | 17 | 0 | 0 | 0 | 0 | 0 | 176.9025 | 3603 | 10.066 | 94.8537 | 54.9828 | 0 | 0 | 0 | 0 | 0 | 0 | 159.9025
3606 | 41.269 | 53.0643 | 53.1822 | 30.6012 | 30.6012 | 30.6012 | 17.012 | 16.2384 | 16.5855 | 3606 | 1054.9431 | 1054.9431 | 1054.9431 | 1237.5294 | 1237.5294 | 1237.5294 | 1651.7308 | 1447.1184 | 1554.0118 | 3604 | 9.4059 | 0 | 101.7182 | 0 | 0 | 0 | 150 | 261.1242 |  | 3604 | 9.4059 | 0 | 101.7182 | 0 | 0 | 0 | 150 | 261.1242 | 3604 | 9.4059 | 0 | 101.7182 | 0 | 0 | 0 | 150 | 261.1242 | 3604 | 9.901 | 67.6085 | 109.9656 | 0 | 0 | 0 | 0 | 187.4751 | 3604 | 9.901 | 67.6085 | 109.9656 | 0 | 0 | 0 | 0 | 187.4751 | 3604 | 9.901 | 67.6085 | 109.9656 | 0 | 0 | 0 | 0 | 187.4751 | 3604 | 10.066 | 135.217 | 137.457 | 0 | 0 | 0 | 0 | 0 | 0 | 282.74 | 3604 | 10.066 | 135.217 | 137.457 | 17 | 0 | 0 | 0 | 0 | 0 | 299.74 | 3604 | 10.066 | 135.217 | 137.457 | 0 | 0 | 0 | 0 | 0 | 0 | 282.74
3607 | 28.1835 | 34.6253 | 34.6253 | 20.9838 | 20.9838 | 20.9838 | 15.4801 | 15.4801 | 15.4801 | 3607 | 1446.2394 | 1050.5012 | 1050.5012 | 1696.5501 | 1696.5501 | 1696.5501 | 1919.0484 | 1919.0484 | 1919.0484 | 3605 | 9.4059 | 0 | 300.0687 | 0 | 0 | 0 | 150 | 459.4747 |  | 3605 | 9.4059 | 0 | 300.0687 | 0 | 0 | 0 | 150 | 459.4747 | 3605 | 9.4059 | 0 | 300.0687 | 0 | 0 | 0 | 150 | 459.4747 | 3605 | 9.901 | 81.7356 | 324.3986 | 0 | 0 | 0 | 0 | 416.0352 | 3605 | 9.901 | 81.7356 | 324.3986 | 0 | 0 | 0 | 0 | 416.0352 | 3605 | 9.901 | 81.7356 | 324.3986 | 0 | 0 | 0 | 0 | 416.0352 | 3605 | 10.066 | 163.4712 | 405.4983 | 0 | 0 | 0 | 0 | 0 | 0 | 579.0355 | 3605 | 10.066 | 163.4712 | 405.4983 | 17 | 0 | 0 | 0 | 0 | 0 | 596.0355 | 3605 | 10.066 | 163.4712 | 405.4983 | 0 | 0 | 0 | 0 | 0 | 0 | 579.0355
3608 | 20.9838 | 21.7964 | 21.7964 | 18.6145 | 18.6145 | 18.6145 | 2.3567 | 3.0198 | 3.0198 | 3608 | 1438.4661 | 1438.4661 | 1438.4661 | 1687.4314 | 1687.4314 | 1687.4314 | 1908.7339 | 1908.7339 | 1908.7339 | 3606 | 9.4059 | 0 | 625.567 | 0 | 0 | 0 | 0 | 634.973 |  | 3606 | 9.4059 | 0 | 625.567 | 0 | 0 | 0 | 0 | 634.973 | 3606 | 9.4059 | 0 | 625.567 | 0 | 0 | 0 | 0 | 634.973 | 3606 | 9.901 | 93.8446 | 676.2887 | 0 | 0 | 0 | 0 | 780.0343 | 3606 | 9.901 | 93.8446 | 676.2887 | 0 | 0 | 0 | 0 | 780.0343 | 3606 | 9.901 | 93.8446 | 676.2887 | 0 | 0 | 0 | 0 | 780.0343 | 3606 | 10.066 | 187.6892 | 845.3608 | 0 | 0 | 0 | 0 | 0 | 0 | 1043.116 | 3606 | 10.066 | 187.6892 | 845.3608 | 17 | 0 | 0 | 0 | 0 | 0 | 1060.116 | 3606 | 10.066 | 187.6892 | 845.3608 | 0 | 0 | 0 | 0 | 0 | 0 | 1043.116
3609 | 17.8837 | 18.6145 | 18.6145 | 15.2703 | 8.3412 | 8.0251 | 0.01 | 0.01 | 0.01 | 3609 | 1451.7917 | 1451.7917 | 1451.7917 | 1703.0634 | 1703.0634 | 1703.0634 | 1926.4159 | 1926.4159 | 1926.4159 | 3607 | 9.4059 | 0 | 910.378 | 0 | 0 | 0 | 0 | 919.7839 |  | 3607 | 9.4059 | 0 | 910.378 | 0 | 0 | 0 | 0 | 919.7839 | 3607 | 9.4059 | 0 | 910.378 | 0 | 0 | 0 | 0 | 919.7839 | 3607 | 9.901 | 124.1171 | 984.1924 | 0 | 0 | 0 | 0 | 1118.2105 | 3607 | 9.901 | 124.1171 | 984.1924 | 0 | 0 | 0 | 0 | 1118.2105 | 3607 | 9.901 | 124.1171 | 984.1924 | 0 | 0 | 0 | 0 | 1118.2105 | 3607 | 10.066 | 248.2341 | 1230.2405 | 0 | 0 | 0 | 0 | 0 | 0 | 1488.5407 | 3607 | 10.066 | 248.2341 | 1230.2405 | 17 | 0 | 0 | 0 | 0 | 0 | 1505.5407 | 3607 | 10.066 | 248.2341 | 1230.2405 | 0 | 0 | 0 | 0 | 0 | 0 | 1488.5407
3610 | 11.8881 | 14.124 | 12.3675 | 15.2703 | 8.3412 | 6.8227 | 0.01 | 0.01 | 0.01 | 3610 | 1438.4661 | 1438.4661 | 1438.4661 | 1687.4314 | 1687.4314 | 1687.4314 | 1908.7339 | 1908.7339 | 1908.7339 | 3608 | 9.4059 | 0 | 1057.8694 | 0 | 0 | 0 | 0 | 1067.2754 |  | 3608 | 9.4059 | 0 | 1057.8694 | 0 | 0 | 0 | 0 | 1067.2754 | 3608 | 9.4059 | 0 | 1057.8694 | 0 | 0 | 0 | 0 | 1067.2754 | 3608 | 9.901 | 153.3804 | 1143.6426 | 0 | 0 | 0 | 0 | 1306.924 | 3608 | 9.901 | 153.3804 | 1143.6426 | 0 | 0 | 0 | 0 | 1306.924 | 3608 | 9.901 | 153.3804 | 1143.6426 | 0 | 0 | 0 | 0 | 1306.924 | 3608 | 10.066 | 306.7608 | 1429.5533 | 0 | 0 | 0 | 0 | 0 | 0 | 1746.3801 | 3608 | 10.066 | 306.7608 | 1429.5533 | 17 | 0 | 0 | 0 | 0 | 0 | 1763.3801 | 3608 | 10.066 | 306.7608 | 1429.5533 | 0 | 0 | 0 | 0 | 0 | 0 | 1746.3801
3611 | 11.0553 | 14.124 | 8.6648 | 15.2703 | 8.3412 | 6.8227 | 0.01 | 0.01 | 0.01 | 3611 | 1498.4313 | 1498.4313 | 1498.4313 | 1757.7752 | 1757.7752 | 1757.7752 | 1988.3031 | 1988.3031 | 1988.3031 | 3609 | 9.4059 | 0 | 1037.5258 | 0 | 0 | 0 | 0 | 1046.9317 |  | 3609 | 9.4059 | 0 | 1037.5258 | 0 | 0 | 0 | 0 | 1046.9317 | 3609 | 9.4059 | 0 | 1037.5258 | 0 | 0 | 0 | 0 | 1046.9317 | 3609 | 9.901 | 180.6256 | 1121.6495 | 0 | 0 | 0 | 0 | 1312.1761 | 3609 | 9.901 | 180.6256 | 1121.6495 | 0 | 0 | 0 | 0 | 1312.1761 | 3609 | 9.901 | 180.6256 | 1121.6495 | 0 | 0 | 0 | 0 | 1312.1761 | 3609 | 10.066 | 361.2513 | 1402.0619 | 0 | 0 | 0 | 0 | 0 | 0 | 1773.3791 | 3609 | 10.066 | 361.2513 | 1402.0619 | 17 | 0 | 0 | 0 | 0 | 0 | 1790.3791 | 3609 | 10.066 | 361.2513 | 1402.0619 | 0 | 0 | 0 | 0 | 0 | 0 | 1773.3791
3612 | 11.0553 | 14.124 | 11.0015 | 15.4487 | 16.4939 | 16.4939 | 0.01 | 0.01 | 0.01 | 3612 | 1556.1756 | 1556.1756 | 1556.1756 | 1825.5136 | 1825.5136 | 1825.5136 | 2064.9253 | 2064.9253 | 2064.9253 | 3610 | 9.4059 | 0 | 986.6667 | 0 | 0 | 0 | 0 | 996.0726 |  | 3610 | 9.4059 | 0 | 986.6667 | 0 | 0 | 0 | 0 | 996.0726 | 3610 | 9.4059 | 0 | 986.6667 | 0 | 0 | 0 | 0 | 996.0726 | 3610 | 9.901 | 207.8708 | 1066.6667 | 0 | 0 | 0 | 0 | 1284.4385 | 3610 | 9.901 | 207.8708 | 1066.6667 | 0 | 0 | 0 | 0 | 1284.4385 | 3610 | 9.901 | 207.8708 | 1066.6667 | 0 | 0 | 0 | 0 | 1284.4385 | 3610 | 10.066 | 415.7417 | 1333.3333 | 0 | 0 | 0 | 0 | 0 | 0 | 1759.141 | 3610 | 10.066 | 415.7417 | 1333.3333 | 17 | 0 | 0 | 0 | 0 | 0 | 1776.141 | 3610 | 10.066 | 415.7417 | 1333.3333 | 0 | 0 | 0 | 0 | 0 | 0 | 1759.141
3613 | 11.0553 | 14.124 | 11.0015 | 15.2703 | 8.3412 | 6.8227 | 0.01 | 0.01 | 0.01 | 3613 | 1606.1465 | 1606.1465 | 1606.1465 | 1884.1335 | 1884.1335 | 1884.1335 | 2131.2329 | 2131.2329 | 2131.2329 | 3611 | 9.4059 | 0 | 813.7457 | 0 | 0 | 0 | 0 | 823.1516 |  | 3611 | 9.4059 | 0 | 813.7457 | 0 | 0 | 0 | 0 | 823.1516 | 3611 | 9.4059 | 0 | 813.7457 | 0 | 0 | 0 | 0 | 823.1516 | 3611 | 9.901 | 271.443 | 879.7251 | 0 | 0 | 0 | 0 | 1161.0691 | 3611 | 9.901 | 271.443 | 879.7251 | 0 | 0 | 0 | 0 | 1161.0691 | 3611 | 9.901 | 271.443 | 879.7251 | 0 | 0 | 0 | 0 | 1161.0691 | 3611 | 10.066 | 542.886 | 1099.6564 | 0 | 0 | 0 | 0 | 0 | 0 | 1652.6083 | 3611 | 10.066 | 542.886 | 1099.6564 | 17 | 0 | 0 | 0 | 0 | 0 | 1669.6083 | 3611 | 10.066 | 542.886 | 1099.6564 | 0 | 0 | 0 | 0 | 0 | 0 | 1652.6083
3614 | 17.7619 | 17.8664 | 17.8664 | 16.4605 | 16.4605 | 16.4605 | 0.01 | 0.01 | 0.01 | 3614 | 1612.8093 | 1612.8093 | 1612.8093 | 1891.9494 | 1891.9494 | 1891.9494 | 2140.0739 | 2140.0739 | 2140.0739 | 3612 | 9.4059 | 0 | 635.7388 | 0 | 0 | 0 | 0 | 645.1448 |  | 3612 | 9.4059 | 0 | 635.7388 | 0 | 0 | 0 | 0 | 645.1448 | 3612 | 9.4059 | 0 | 635.7388 | 0 | 0 | 0 | 0 | 645.1448 | 3612 | 9.901 | 358.224 | 687.2852 | 0 | 0 | 0 | 0 | 1055.4102 | 3612 | 9.901 | 358.224 | 687.2852 | 0 | 0 | 0 | 0 | 1055.4102 | 3612 | 9.901 | 358.224 | 687.2852 | 0 | 0 | 0 | 0 | 1055.4102 | 3612 | 10.066 | 716.448 | 859.1065 | 0 | 0 | 0 | 0 | 0 | 0 | 1585.6206 | 3612 | 10.066 | 716.448 | 859.1065 | 17 | 0 | 0 | 0 | 0 | 0 | 1602.6206 | 3612 | 10.066 | 716.448 | 859.1065 | 0 | 0 | 0 | 0 | 0 | 0 | 1585.6206
3615 | 41.269 | 53.0643 | 53.1822 | 30.3612 | 30.3612 | 30.3612 | 0.16442 | 14.5164 | 14.6708 | 3615 | 1159.3269 | 1159.3269 | 1159.3269 | 1359.9796 | 1359.9796 | 1359.9796 | 2063.4518 | 2063.4518 | 2063.4518 | 3613 | 75.2475 | 0 | 452.646 | 0 | 0 | 0 | 0 | 527.8936 |  | 3613 | 75.2475 | 0 | 452.646 | 0 | 0 | 0 | 0 | 527.8936 | 3613 | 75.2475 | 0 | 452.646 | 0 | 0 | 0 | 0 | 527.8936 | 3613 | 79.2079 | 427.8507 | 489.3471 | 0 | 0 | 0 | 0 | 996.4057 | 3613 | 79.2079 | 427.8507 | 489.3471 | 0 | 0 | 0 | 0 | 996.4057 | 3613 | 79.2079 | 427.8507 | 489.3471 | 0 | 0 | 0 | 0 | 996.4057 | 3613 | 80.5281 | 855.7013 | 611.6838 | 0 | 0 | 0 | 0 | 0 | 0 | 1547.9132 | 3613 | 80.5281 | 855.7013 | 611.6838 | 17 | 0 | 0 | 0 | 0 | 0 | 1564.9132 | 3613 | 80.5281 | 855.7013 | 611.6838 | 0 | 0 | 0 | 0 | 0 | 0 | 1547.9132
3616 | 79.3441 | 79.1584 | 79.3441 | 31.4032 | 31.3828 | 31.3889 | 17.012 | 16.2384 | 16.5855 | 3616 | 1134.8966 | 1134.8966 | 1134.8966 | 1331.321 | 1331.321 | 1331.321 | 1685.2827 | 1685.2827 | 1685.2827 | 3614 | 103.4653 | 0 | 335.6701 | 0 | 0 | 0 | 0 | 439.1354 |  | 3614 | 103.4653 | 0 | 335.6701 | 0 | 0 | 0 | 0 | 439.1354 | 3614 | 103.4653 | 0 | 335.6701 | 0 | 0 | 0 | 0 | 439.1354 | 3614 | 108.9109 | 474.2684 | 362.8866 | 0 | 0 | 0 | 0 | 946.0659 | 3614 | 108.9109 | 474.2684 | 362.8866 | 0 | 0 | 0 | 0 | 946.0659 | 3614 | 108.9109 | 474.2684 | 362.8866 | 0 | 0 | 0 | 0 | 946.0659 | 3614 | 110.7261 | 948.5368 | 453.6082 | 0 | 0 | 0 | 0 | 0 | 0 | 1512.8712 | 3614 | 110.7261 | 948.5368 | 453.6082 | 17 | 0 | 0 | 0 | 0 | 0 | 1529.8712 | 3614 | 110.7261 | 948.5368 | 453.6082 | 0 | 0 | 0 | 0 | 0 | 0 | 1512.8712
3617 | 83.0279 | 79.1584 | 79.3441 | 31.4032 | 31.3828 | 31.3889 | 24.1017 | 24.1017 | 24.1017 | 3617 | 1078.2628 | 1078.2628 | 1078.2628 | 1264.8853 | 1264.8853 | 1264.8853 | 1430.7719 | 1430.7719 | 1430.7719 | 3615 | 28.2178 | 0 | 264.4674 | 0 | 0 | 0 | 0 | 292.6852 |  | 3615 | 28.2178 | 0 | 264.4674 | 0 | 0 | 0 | 0 | 292.6852 | 3615 | 28.2178 | 0 | 264.4674 | 0 | 0 | 0 | 0 | 292.6852 | 3615 | 29.703 | 488.3956 | 285.9107 | 0 | 0 | 0 | 0 | 804.0092 | 3615 | 29.703 | 488.3956 | 285.9107 | 0 | 0 | 0 | 0 | 804.0092 | 3615 | 29.703 | 488.3956 | 285.9107 | 0 | 0 | 0 | 0 | 804.0092 | 3615 | 30.198 | 976.7911 | 357.3883 | 0 | 0 | 0 | 0 | 0 | 0 | 1364.3775 | 3615 | 30.198 | 976.7911 | 357.3883 | 17 | 0 | 0 | 0 | 0 | 0 | 1381.3775 | 3615 | 30.198 | 976.7911 | 357.3883 | 0 | 0 | 0 | 0 | 0 | 0 | 1364.3775
3618 | 86.7998 | 79.1584 | 79.4178 | 60.5521 | 39.9156 | 39.9156 | 32.5965 | 32.3665 | 32.5571 | 3618 | 1062.7163 | 1062.7163 | 1062.7163 | 1246.648 | 1246.648 | 1246.648 | 1410.1428 | 1410.1428 | 1410.1428 | 3616 | 131.6832 | 0 | 203.4364 | 0 | 0 | 0 | 150 | 485.1196 |  | 3616 | 131.6832 | 0 | 203.4364 | 0 | 0 | 0 | 150 | 485.1196 | 3616 | 131.6832 | 0 | 203.4364 | 0 | 0 | 0 | 150 | 485.1196 | 3616 | 138.6139 | 492.4319 | 219.9313 | 0 | 0 | 0 | 0 | 850.977 | 3616 | 138.6139 | 492.4319 | 219.9313 | 0 | 0 | 0 | 0 | 850.977 | 3616 | 138.6139 | 492.4319 | 219.9313 | 0 | 0 | 0 | 0 | 850.977 | 3616 | 140.9241 | 984.8638 | 274.9141 | 0 | 0 | 0 | 0 | 0 | 0 | 1400.702 | 3616 | 140.9241 | 984.8638 | 274.9141 | 17 | 0 | 0 | 0 | 0 | 0 | 1417.702 | 3616 | 140.9241 | 984.8638 | 274.9141 | 0 | 0 | 0 | 0 | 0 | 0 | 1400.702
3619 | 86.7998 | 79.1584 | 84.704 | 85.7524 | 67.9604 | 85.7638 | 82.5795 | 33.5864 | 33.5864 | 3619 | 1019.4081 | 1019.4081 | 1019.4081 | 1195.8442 | 1195.8442 | 1195.8442 | 1352.6762 | 1352.6762 | 1352.6762 | 3617 | 282.1782 | 0 | 111.89 | 0 | 0 | 0 | 150 | 544.0683 |  | 3617 | 282.1782 | 0 | 111.89 | 0 | 0 | 0 | 150 | 544.0683 | 3617 | 282.1782 | 0 | 111.89 | 0 | 0 | 0 | 150 | 544.0683 | 3617 | 297.0297 | 470.2321 | 120.9622 | 0 | 0 | 0 | 0 | 888.224 | 3617 | 297.0297 | 470.2321 | 120.9622 | 0 | 0 | 0 | 0 | 888.224 | 3617 | 297.0297 | 470.2321 | 120.9622 | 0 | 0 | 0 | 0 | 888.224 | 3617 | 301.9802 | 940.4642 | 151.2027 | 0 | 0 | 0 | 0 | 0 | 0 | 1393.6471 | 3617 | 301.9802 | 940.4642 | 151.2027 | 17 | 0 | 0 | 0 | 0 | 0 | 1410.6471 | 3617 | 301.9802 | 940.4642 | 151.2027 | 0 | 0 | 0 | 0 | 0 | 0 | 1393.6471
3620 | 86.7998 | 79.1584 | 84.704 | 85.7524 | 67.9604 | 85.7638 | 82.5795 | 34.8549 | 34.9218 | 3620 | 968.3267 | 968.3267 | 968.3267 | 1135.9217 | 1135.9217 | 1135.9217 | 1284.895 | 1284.895 | 1284.895 | 3618 | 263.3663 | 0 | 45.7732 | 0 | 0 | 0 | 150 | 459.1395 |  | 3618 | 263.3663 | 0 | 45.7732 | 0 | 0 | 0 | 150 | 459.1395 | 3618 | 263.3663 | 0 | 45.7732 | 0 | 0 | 0 | 150 | 459.1395 | 3618 | 277.2277 | 416.7508 | 49.4845 | 0 | 0 | 0 | 0 | 743.463 | 3618 | 277.2277 | 416.7508 | 49.4845 | 0 | 0 | 0 | 0 | 743.463 | 3618 | 277.2277 | 416.7508 | 49.4845 | 0 | 0 | 0 | 0 | 743.463 | 3618 | 281.8482 | 833.5015 | 61.8557 | 0 | 0 | 0 | 0 | 0 | 0 | 1177.2054 | 3618 | 281.8482 | 833.5015 | 61.8557 | 17 | 0 | 0 | 0 | 0 | 0 | 1194.2054 | 3618 | 281.8482 | 833.5015 | 61.8557 | 0 | 0 | 0 | 0 | 0 | 0 | 1177.2054
3621 | 86.7998 | 79.1584 | 84.704 | 85.7524 | 67.9604 | 85.7638 | 82.5795 | 34.8549 | 82.5795 | 3621 | 896.1464 | 896.1464 | 896.1464 | 1051.2486 | 1051.2486 | 1051.2486 | 1189.1173 | 1189.1173 | 1189.1173 | 3619 | 159.901 | 0 | 10.1718 | 0 | 0 | 0 | 150 | 320.0728 |  | 3619 | 159.901 | 0 | 10.1718 | 0 | 0 | 0 | 150 | 320.0728 | 3619 | 159.901 | 0 | 10.1718 | 0 | 0 | 0 | 150 | 320.0728 | 3619 | 168.3168 | 321.8971 | 10.9966 | 0 | 0 | 0 | 0 | 501.2105 | 3619 | 168.3168 | 321.8971 | 10.9966 | 0 | 0 | 0 | 0 | 501.2105 | 3619 | 168.3168 | 321.8971 | 10.9966 | 0 | 0 | 0 | 0 | 501.2105 | 3619 | 171.1221 | 643.7941 | 13.7457 | 0 | 0 | 0 | 0 | 0 | 0 | 828.662 | 3619 | 171.1221 | 643.7941 | 13.7457 | 17 | 0 | 0 | 0 | 0 | 0 | 845.662 | 3619 | 171.1221 | 643.7941 | 13.7457 | 0 | 0 | 0 | 0 | 0 | 0 | 828.662
3622 | 86.7998 | 79.1584 | 84.704 | 80.1604 | 67.9604 | 80.0689 | 82.5795 | 34.8549 | 82.5795 | 3622 | 832.8498 | 832.8498 | 832.8498 | 976.9969 | 976.9969 | 976.9969 | 1105.1276 | 1105.1276 | 1105.1276 | 3620 | 131.6832 | 0 | 0 | 0 | 0 | 0 | 150 | 281.6832 |  | 3620 | 131.6832 | 0 | 0 | 0 | 0 | 0 | 150 | 281.6832 | 3620 | 131.6832 | 0 | 0 | 0 | 0 | 0 | 150 | 281.6832 | 3620 | 138.6139 | 202.8254 | 0 | 0 | 0 | 0 | 0 | 341.4393 | 3620 | 138.6139 | 202.8254 | 0 | 0 | 0 | 0 | 0 | 341.4393 | 3620 | 138.6139 | 202.8254 | 0 | 0 | 0 | 0 | 0 | 341.4393 | 3620 | 140.9241 | 405.6509 | 0 | 0 | 0 | 0 | 0 | 0 | 0 | 546.575 | 3620 | 140.9241 | 405.6509 | 0 | 17 | 0 | 0 | 0 | 0 | 0 | 563.575 | 3620 | 140.9241 | 405.6509 | 0 | 0 | 0 | 0 | 0 | 0 | 0 | 546.575
3623 | 84.5534 | 79.1584 | 79.3441 | 63.1503 | 62.9922 | 62.9922 | 63.2905 | 34.8549 | 62.6043 | 3623 | 789.5416 | 789.5416 | 789.5416 | 926.193 | 926.193 | 926.193 | 1047.661 | 1047.661 | 1047.661 | 3621 | 84.6535 | 0 | 0 | 0 | 0 | 0 | 150 | 234.6535 |  | 3621 | 84.6535 | 0 | 0 | 0 | 0 | 0 | 150 | 234.6535 | 3621 | 84.6535 | 0 | 0 | 0 | 0 | 0 | 150 | 234.6535 | 3621 | 89.1089 | 118.0626 | 0 | 0 | 0 | 0 | 0 | 207.1715 | 3621 | 89.1089 | 118.0626 | 0 | 0 | 0 | 0 | 0 | 207.1715 | 3621 | 89.1089 | 118.0626 | 0 | 0 | 0 | 0 | 0 | 207.1715 | 3621 | 90.5941 | 236.1251 | 0 | 0 | 0 | 0 | 0 | 0 | 0 | 326.7192 | 3621 | 90.5941 | 236.1251 | 0 | 17 | 0 | 0 | 0 | 0 | 0 | 343.7192 | 3621 | 90.5941 | 236.1251 | 0 | 0 | 0 | 0 | 0 | 0 | 0 | 326.7192
3624 | 82.4284 | 79.1584 | 79.3441 | 61.6737 | 39.9156 | 39.9156 | 61.3106 | 32.5965 | 32.5965 | 3624 | 768.4427 | 768.4427 | 768.4427 | 901.4424 | 901.4424 | 901.4424 | 1019.6644 | 1019.6644 | 1019.6644 | 3622 | 56.4356 | 0 | 0 | 0 | 0 | 0 | 150 | 206.4356 |  | 3622 | 56.4356 | 0 | 0 | 0 | 0 | 0 | 150 | 206.4356 | 3622 | 56.4356 | 0 | 0 | 0 | 0 | 0 | 150 | 206.4356 | 3622 | 59.4059 | 101.9173 | 0 | 0 | 0 | 0 | 0 | 161.3232 | 3622 | 59.4059 | 101.9173 | 0 | 0 | 0 | 0 | 0 | 161.3232 | 3622 | 59.4059 | 101.9173 | 0 | 0 | 0 | 0 | 0 | 161.3232 | 3622 | 60.396 | 203.8345 | 0 | 0 | 0 | 0 | 0 | 0 | 0 | 264.2306 | 3622 | 60.396 | 203.8345 | 0 | 17 | 0 | 0 | 0 | 0 | 0 | 281.2306 | 3622 | 60.396 | 203.8345 | 0 | 0 | 0 | 0 | 0 | 0 | 0 | 264.2306
3625 | 79.9023 | 79.1584 | 79.3441 | 59.942 | 39.9156 | 39.9156 | 33.0173 | 32.3665 | 32.5571 | 3625 | 759.559 | 759.559 | 759.559 | 891.0211 | 891.0211 | 891.0211 | 1007.8764 | 1007.8764 | 1007.8764 | 3623 | 225.7426 | 0 | 0 | 0 | 0 | 0 | 150 | 375.7426 |  | 3623 | 225.7426 | 0 | 0 | 0 | 0 | 0 | 150 | 375.7426 | 3623 | 225.7426 | 0 | 0 | 0 | 0 | 0 | 150 | 375.7426 | 3623 | 237.6238 | 94.8537 | 0 | 0 | 0 | 0 | 0 | 332.4774 | 3623 | 237.6238 | 94.8537 | 0 | 0 | 0 | 0 | 0 | 332.4774 | 3623 | 237.6238 | 94.8537 | 0 | 0 | 0 | 0 | 0 | 332.4774 | 3623 | 241.5842 | 189.7074 | 0 | 0 | 0 | 0 | 0 | 0 | 0 | 431.2915 | 3623 | 241.5842 | 189.7074 | 0 | 17 | 0 | 0 | 0 | 0 | 0 | 448.2915 | 3623 | 241.5842 | 189.7074 | 0 | 0 | 0 | 0 | 0 | 0 | 0 | 431.2915
3626 | 79.1686 | 79.1584 | 79.1686 | 50.5651 | 39.9156 | 39.9156 | 32.5571 | 32.3665 | 32.5571 | 3626 | 736.2392 | 736.2392 | 736.2392 | 863.6652 | 863.6652 | 863.6652 | 976.9328 | 976.9328 | 976.9328 | 3624 | 244.5545 | 0 | 0 | 0 | 0 | 0 | 150 | 394.5545 |  | 3624 | 244.5545 | 0 | 0 | 0 | 0 | 0 | 150 | 394.5545 | 3624 | 244.5545 | 0 | 0 | 0 | 0 | 0 | 150 | 394.5545 | 3624 | 257.4257 | 114.0262 | 0 | 0 | 0 | 0 | 0 | 371.452 | 3624 | 257.4257 | 114.0262 | 0 | 0 | 0 | 0 | 0 | 371.452 | 3624 | 257.4257 | 114.0262 | 0 | 0 | 0 | 0 | 0 | 371.452 | 3624 | 261.7162 | 228.0525 | 0 | 0 | 0 | 0 | 0 | 0 | 0 | 489.7686 | 3624 | 261.7162 | 228.0525 | 0 | 17 | 0 | 0 | 0 | 0 | 0 | 506.7686 | 3624 | 261.7162 | 228.0525 | 0 | 0 | 0 | 0 | 0 | 0 | 0 | 489.7686
3627 | 79.9023 | 79.1584 | 79.3441 | 50.5651 | 39.9156 | 39.9156 | 30.306 | 30.306 | 30.306 | 3627 | 764.0009 | 764.0009 | 764.0009 | 896.2318 | 896.2318 | 896.2318 | 1013.7704 | 1013.7704 | 1013.7704 | 3625 | 282.1782 | 0 | 0 | 0 | 0 | 0 | 150 | 432.1782 |  | 3625 | 282.1782 | 0 | 0 | 0 | 0 | 0 | 150 | 432.1782 | 3625 | 282.1782 | 0 | 0 | 0 | 0 | 0 | 150 | 432.1782 | 3625 | 297.0297 | 167.5076 | 0 | 0 | 0 | 0 | 0 | 464.5373 | 3625 | 297.0297 | 167.5076 | 0 | 0 | 0 | 0 | 0 | 464.5373 | 3625 | 297.0297 | 167.5076 | 0 | 0 | 0 | 0 | 0 | 464.5373 | 3625 | 301.9802 | 335.0151 | 0 | 0 | 0 | 0 | 0 | 0 | 0 | 636.9953 | 3625 | 301.9802 | 335.0151 | 0 | 17 | 0 | 0 | 0 | 0 | 0 | 653.9953 | 3625 | 301.9802 | 335.0151 | 0 | 0 | 0 | 0 | 0 | 0 | 0 | 636.9953
3628 | 80.6222 | 79.1584 | 79.3441 | 38.0227 | 38.0227 | 38.0227 | 31.2244 | 31.2244 | 31.2244 | 3628 | 907.251 | 907.251 | 907.251 | 1064.2752 | 1064.2752 | 1064.2752 | 1203.8523 | 1203.8523 | 1203.8523 | 3626 | 282.1782 | 0 | 5.0859 | 0 | 0 | 0 | 150 | 437.2641 |  | 3626 | 282.1782 | 0 | 5.0859 | 0 | 0 | 0 | 150 | 437.2641 | 3626 | 282.1782 | 0 | 5.0859 | 0 | 0 | 0 | 150 | 437.2641 | 3626 | 297.0297 | 220.9889 | 5.4983 | 0 | 0 | 0 | 0 | 523.5169 | 3626 | 297.0297 | 220.9889 | 5.4983 | 0 | 0 | 0 | 0 | 523.5169 | 3626 | 297.0297 | 220.9889 | 5.4983 | 0 | 0 | 0 | 0 | 523.5169 | 3626 | 301.9802 | 441.9778 | 6.8729 | 0 | 0 | 0 | 0 | 0 | 0 | 750.8309 | 3626 | 301.9802 | 441.9778 | 6.8729 | 17 | 0 | 0 | 0 | 0 | 0 | 767.8309 | 3626 | 301.9802 | 441.9778 | 6.8729 | 0 | 0 | 0 | 0 | 0 | 0 | 750.8309
3629 | 80.6222 | 79.1584 | 79.3441 | 37.3505 | 37.3439 | 37.3505 | 30.8575 | 30.8575 | 30.8575 | 3629 | 1041.6175 | 1041.6175 | 1041.6175 | 1221.8974 | 1221.8974 | 1221.8974 | 1382.1462 | 1382.1462 | 1382.1462 | 3627 | 282.1782 | 0 | 35.6014 | 0 | 0 | 0 | 150 | 467.7796 |  | 3627 | 282.1782 | 0 | 35.6014 | 0 | 0 | 0 | 150 | 467.7796 | 3627 | 282.1782 | 0 | 35.6014 | 0 | 0 | 0 | 150 | 467.7796 | 3627 | 297.0297 | 277.4975 | 38.488 | 0 | 0 | 0 | 0 | 613.0152 | 3627 | 297.0297 | 277.4975 | 38.488 | 0 | 0 | 0 | 0 | 613.0152 | 3627 | 297.0297 | 277.4975 | 38.488 | 0 | 0 | 0 | 0 | 613.0152 | 3627 | 301.9802 | 554.995 | 48.11 | 0 | 0 | 0 | 0 | 0 | 0 | 905.0851 | 3627 | 301.9802 | 554.995 | 48.11 | 17 | 0 | 0 | 0 | 0 | 0 | 922.0851 | 3627 | 301.9802 | 554.995 | 48.11 | 0 | 0 | 0 | 0 | 0 | 0 | 905.0851
3630 | 57.3969 | 57.3969 | 57.3969 | 37.6734 | 37.6734 | 37.6734 | 26.6264 | 26.6264 | 26.6264 | 3630 | 1119.3501 | 1119.3501 | 1119.3501 | 1313.0838 | 1313.0838 | 1313.0838 | 1485.2915 | 1485.2915 | 1485.2915 | 3628 | 150.495 | 0 | 106.8041 | 0 | 0 | 0 | 150 | 407.2992 |  | 3628 | 150.495 | 0 | 106.8041 | 0 | 0 | 0 | 150 | 407.2992 | 3628 | 150.495 | 0 | 106.8041 | 0 | 0 | 0 | 150 | 407.2992 | 3628 | 158.4158 | 322.9062 | 115.4639 | 0 | 0 | 0 | 0 | 596.7859 | 3628 | 158.4158 | 322.9062 | 115.4639 | 0 | 0 | 0 | 0 | 596.7859 | 3628 | 158.4158 | 322.9062 | 115.4639 | 0 | 0 | 0 | 0 | 596.7859 | 3628 | 161.0561 | 645.8123 | 144.3299 | 0 | 0 | 0 | 0 | 0 | 0 | 951.1983 | 3628 | 161.0561 | 645.8123 | 144.3299 | 17 | 0 | 0 | 0 | 0 | 0 | 968.1983 | 3628 | 161.0561 | 645.8123 | 144.3299 | 0 | 0 | 0 | 0 | 0 | 0 | 951.1983
3631 | 33.6914 | 33.6914 | 33.6914 | 29.4202 | 29.4202 | 29.4202 | 21.7964 | 21.7964 | 21.7964 | 3631 | 1126.0129 | 1126.0129 | 1126.0129 | 1320.8997 | 1320.8997 | 1320.8997 | 1494.1325 | 1494.1325 | 1494.1325 | 3629 | 56.4356 | 0 | 239.0378 | 0 | 0 | 0 | 150 | 445.4734 |  | 3629 | 56.4356 | 0 | 239.0378 | 0 | 0 | 0 | 150 | 445.4734 | 3629 | 56.4356 | 0 | 239.0378 | 0 | 0 | 0 | 150 | 445.4734 | 3629 | 59.4059 | 377.3966 | 258.4192 | 0 | 0 | 0 | 0 | 695.2218 | 3629 | 59.4059 | 377.3966 | 258.4192 | 0 | 0 | 0 | 0 | 695.2218 | 3629 | 59.4059 | 377.3966 | 258.4192 | 0 | 0 | 0 | 0 | 695.2218 | 3629 | 60.396 | 754.7931 | 323.0241 | 0 | 0 | 0 | 0 | 0 | 0 | 1138.2132 | 3629 | 60.396 | 754.7931 | 323.0241 | 17 | 0 | 0 | 0 | 0 | 0 | 1155.2132 | 3629 | 60.396 | 754.7931 | 323.0241 | 0 | 0 | 0 | 0 | 0 | 0 | 1138.2132
3632 | 22.3899 | 28.1835 | 28.1835 | 20.9838 | 20.9838 | 20.9838 | 14.9898 | 14.9898 | 14.9898 | 3632 | 1510.6464 | 1377.117 | 1377.117 | 1772.1045 | 1772.1045 | 1772.1045 | 2004.5116 | 2004.5116 | 2004.5116 | 3630 | 103.4653 | 0 | 478.0756 | 0 | 0 | 0 | 0 | 581.5409 |  | 3630 | 103.4653 | 0 | 478.0756 | 0 | 0 | 0 | 0 | 581.5409 | 3630 | 103.4653 | 0 | 478.0756 | 0 | 0 | 0 | 0 | 581.5409 | 3630 | 108.9109 | 437.9415 | 516.8385 | 0 | 0 | 0 | 0 | 1063.6909 | 3630 | 108.9109 | 437.9415 | 516.8385 | 0 | 0 | 0 | 0 | 1063.6909 | 3630 | 108.9109 | 437.9415 | 516.8385 | 0 | 0 | 0 | 0 | 1063.6909 | 3630 | 110.7261 | 875.8829 | 646.0481 | 0 | 0 | 0 | 0 | 0 | 0 | 1632.6571 | 3630 | 110.7261 | 875.8829 | 646.0481 | 17 | 0 | 0 | 0 | 0 | 0 | 1649.6571 | 3630 | 110.7261 | 875.8829 | 646.0481 | 0 | 0 | 0 | 0 | 0 | 0 | 1632.6571
3633 | 20.9838 | 28.1835 | 28.1835 | 18.6145 | 20.9838 | 20.9838 | 1.4071 | 2.3567 | 2.3567 | 3633 | 1509.536 | 1357.1674 | 1357.1674 | 1770.8018 | 1770.8018 | 1770.8018 | 2003.0381 | 2003.0381 | 2003.0381 | 3631 | 131.6832 | 0 | 803.5739 | 0 | 0 | 0 | 0 | 935.2571 |  | 3631 | 131.6832 | 0 | 803.5739 | 0 | 0 | 0 | 0 | 935.2571 | 3631 | 131.6832 | 0 | 803.5739 | 0 | 0 | 0 | 0 | 935.2571 | 3631 | 138.6139 | 488.3956 | 868.7285 | 0 | 0 | 0 | 0 | 1495.7379 | 3631 | 138.6139 | 488.3956 | 868.7285 | 0 | 0 | 0 | 0 | 1495.7379 | 3631 | 138.6139 | 488.3956 | 868.7285 | 0 | 0 | 0 | 0 | 1495.7379 | 3631 | 140.9241 | 976.7911 | 1085.9107 | 0 | 0 | 0 | 0 | 0 | 0 | 2203.6259 | 3631 | 140.9241 | 976.7911 | 1085.9107 | 17 | 0 | 0 | 0 | 0 | 0 | 2220.6259 | 3631 | 140.9241 | 976.7911 | 1085.9107 | 0 | 0 | 0 | 0 | 0 | 0 | 2203.6259
3634 | 18.6145 | 20.9838 | 19.015 | 15.641 | 16.5855 | 15.9803 | 0.10514 | 0.10514 | 0.01 | 3634 | 1508.4255 | 1508.4255 | 1508.4255 | 1769.4992 | 1769.4992 | 1769.4992 | 2001.5646 | 2001.5646 | 2001.5646 | 3632 | 188.1188 | 0 | 1032.4399 | 0 | 0 | 0 | 0 | 1220.5587 |  | 3632 | 188.1188 | 0 | 1032.4399 | 0 | 0 | 0 | 0 | 1220.5587 | 3632 | 188.1188 | 0 | 1032.4399 | 0 | 0 | 0 | 0 | 1220.5587 | 3632 | 198.0198 | 504.5409 | 1116.1512 | 0 | 0 | 0 | 0 | 1818.7119 | 3632 | 198.0198 | 504.5409 | 1116.1512 | 0 | 0 | 0 | 0 | 1818.7119 | 3632 | 198.0198 | 504.5409 | 1116.1512 | 0 | 0 | 0 | 0 | 1818.7119 | 3632 | 201.3201 | 1009.0817 | 1395.189 | 0 | 0 | 0 | 0 | 0 | 0 | 2605.5909 | 3632 | 201.3201 | 1009.0817 | 1395.189 | 17 | 0 | 0 | 0 | 0 | 0 | 2622.5909 | 3632 | 201.3201 | 1009.0817 | 1395.189 | 0 | 0 | 0 | 0 | 0 | 0 | 2605.5909
3635 | 18.6145 | 20.9838 | 18.6145 | 15.641 | 16.5855 | 15.9803 | 0.10514 | 0.10514 | 0.01 | 3635 | 1537.2976 | 1537.2976 | 1537.2976 | 1803.3684 | 1803.3684 | 1803.3684 | 2039.8757 | 2039.8757 | 2039.8757 | 3633 | 413.8614 | 0 | 1062.9553 | 0 | 0 | 0 | 0 | 1476.8167 |  | 3633 | 413.8614 | 0 | 1062.9553 | 0 | 0 | 0 | 0 | 1476.8167 | 3633 | 413.8614 | 0 | 1062.9553 | 0 | 0 | 0 | 0 | 1476.8167 | 3633 | 435.6436 | 489.4046 | 1149.1409 | 0 | 0 | 0 | 0 | 2074.1891 | 3633 | 435.6436 | 489.4046 | 1149.1409 | 0 | 0 | 0 | 0 | 2074.1891 | 3633 | 435.6436 | 489.4046 | 1149.1409 | 0 | 0 | 0 | 0 | 2074.1891 | 3633 | 442.9043 | 978.8093 | 1436.4261 | 0 | 0 | 0 | 0 | 0 | 0 | 2858.1397 | 3633 | 442.9043 | 978.8093 | 1436.4261 | 17 | 0 | 0 | 0 | 0 | 0 | 2875.1397 | 3633 | 442.9043 | 978.8093 | 1436.4261 | 0 | 0 | 0 | 0 | 0 | 0 | 2858.1397
3636 | 18.6145 | 20.9838 | 18.6145 | 15.641 | 17.783 | 17.783 | 0.10514 | 0.29885 | 0.29885 | 3636 | 1535.0767 | 1535.0767 | 1535.0767 | 1800.7631 | 1800.7631 | 1800.7631 | 2036.9287 | 2036.9287 | 2036.9287 | 3634 | 451.4851 | 0 | 1068.0412 | 0 | 0 | 0 | 0 | 1519.5264 |  | 3634 | 451.4851 | 0 | 1068.0412 | 0 | 0 | 0 | 0 | 1519.5264 | 3634 | 451.4851 | 0 | 1068.0412 | 0 | 0 | 0 | 0 | 1519.5264 | 3634 | 475.2475 | 450.0505 | 1154.6392 | 0 | 0 | 0 | 0 | 2079.9372 | 3634 | 475.2475 | 450.0505 | 1154.6392 | 0 | 0 | 0 | 0 | 2079.9372 | 3634 | 475.2475 | 450.0505 | 1154.6392 | 0 | 0 | 0 | 0 | 2079.9372 | 3634 | 483.1683 | 900.1009 | 1443.299 | 0 | 0 | 0 | 0 | 0 | 0 | 2826.5682 | 3634 | 483.1683 | 900.1009 | 1443.299 | 17 | 0 | 0 | 0 | 0 | 0 | 2843.5682 | 3634 | 483.1683 | 900.1009 | 1443.299 | 0 | 0 | 0 | 0 | 0 | 0 | 2826.5682
3637 | 20.9838 | 20.9838 | 20.9838 | 22.3877 | 22.3877 | 22.3877 | 2.3567 | 3.0198 | 3.0198 | 3637 | 1530.6348 | 1530.6348 | 1530.6348 | 1795.5524 | 1795.5524 | 1795.5524 | 2031.0347 | 2031.0347 | 2031.0347 | 3635 | 385.6436 | 0 | 1007.0103 | 0 | 0 | 0 | 0 | 1392.6539 |  | 3635 | 385.6436 | 0 | 1007.0103 | 0 | 0 | 0 | 0 | 1392.6539 | 3635 | 385.6436 | 0 | 1007.0103 | 0 | 0 | 0 | 0 | 1392.6539 | 3635 | 405.9406 | 403.6327 | 1088.6598 | 0 | 0 | 0 | 0 | 1898.2331 | 3635 | 405.9406 | 403.6327 | 1088.6598 | 0 | 0 | 0 | 0 | 1898.2331 | 3635 | 405.9406 | 403.6327 | 1088.6598 | 0 | 0 | 0 | 0 | 1898.2331 | 3635 | 412.7063 | 807.2654 | 1360.8247 | 0 | 0 | 0 | 0 | 0 | 0 | 2580.7964 | 3635 | 412.7063 | 807.2654 | 1360.8247 | 17 | 0 | 0 | 0 | 0 | 0 | 2597.7964 | 3635 | 412.7063 | 807.2654 | 1360.8247 | 0 | 0 | 0 | 0 | 0 | 0 | 2580.7964
3638 | 28.1835 | 28.1835 | 28.1835 | 30.3612 | 30.3612 | 30.3612 | 17.012 | 16.2384 | 16.5855 | 3638 | 1112.6873 | 1112.6873 | 1163.0432 | 1305.2678 | 1305.2678 | 1305.2678 | 2001.5646 | 1884.7642 | 1914.7642 | 3636 | 357.4257 | 0 | 884.9485 | 0 | 0 | 0 | 0 | 1242.3742 |  | 3636 | 357.4257 | 0 | 884.9485 | 0 | 0 | 0 | 0 | 1242.3742 | 3636 | 357.4257 | 0 | 884.9485 | 0 | 0 | 0 | 0 | 1242.3742 | 3636 | 376.2376 | 354.1877 | 956.701 | 0 | 0 | 0 | 0 | 1687.1263 | 3636 | 376.2376 | 354.1877 | 956.701 | 0 | 0 | 0 | 0 | 1687.1263 | 3636 | 376.2376 | 354.1877 | 956.701 | 0 | 0 | 0 | 0 | 1687.1263 | 3636 | 382.5083 | 708.3754 | 1195.8763 | 0 | 0 | 0 | 0 | 0 | 0 | 2286.7599 | 3636 | 382.5083 | 708.3754 | 1195.8763 | 17 | 0 | 0 | 0 | 0 | 0 | 2303.7599 | 3636 | 382.5083 | 708.3754 | 1195.8763 | 0 | 0 | 0 | 0 | 0 | 0 | 2286.7599
3639 | 37.6073 | 44.2992 | 46.1995 | 31.4032 | 31.3828 | 31.3889 | 20.9838 | 20.9838 | 20.9838 | 3639 | 1104.914 | 1104.914 | 1104.914 | 1296.1492 | 1296.1492 | 1296.1492 | 1466.1359 | 1466.1359 | 1466.1359 | 3637 | 197.5248 | 0 | 854.433 | 0 | 0 | 0 | 0 | 1051.9577 |  | 3637 | 197.5248 | 0 | 854.433 | 0 | 0 | 0 | 0 | 1051.9577 | 3637 | 197.5248 | 0 | 854.433 | 0 | 0 | 0 | 0 | 1051.9577 | 3637 | 207.9208 | 308.779 | 923.7113 | 0 | 0 | 0 | 0 | 1440.4111 | 3637 | 207.9208 | 308.779 | 923.7113 | 0 | 0 | 0 | 0 | 1440.4111 | 3637 | 207.9208 | 308.779 | 923.7113 | 0 | 0 | 0 | 0 | 1440.4111 | 3637 | 211.3861 | 617.558 | 1154.6392 | 0 | 0 | 0 | 0 | 0 | 0 | 1983.5833 | 3637 | 211.3861 | 617.558 | 1154.6392 | 17 | 0 | 0 | 0 | 0 | 0 | 2000.5833 | 3637 | 211.3861 | 617.558 | 1154.6392 | 0 | 0 | 0 | 0 | 0 | 0 | 1983.5833
3640 | 60.2101 | 60.2101 | 60.2101 | 31.4032 | 31.3828 | 31.3889 | 24.1017 | 24.1017 | 24.1017 | 3640 | 1086.0361 | 1086.0361 | 1086.0361 | 1274.0039 | 1274.0039 | 1274.0039 | 1441.0864 | 1441.0864 | 1441.0864 | 3638 | 206.9307 | 0 | 823.9175 | 0 | 0 | 0 | 0 | 1030.8482 |  | 3638 | 206.9307 | 0 | 823.9175 | 0 | 0 | 0 | 0 | 1030.8482 | 3638 | 206.9307 | 0 | 823.9175 | 0 | 0 | 0 | 0 | 1030.8482 | 3638 | 217.8218 | 280.5247 | 890.7216 | 0 | 0 | 0 | 0 | 1389.0682 | 3638 | 217.8218 | 280.5247 | 890.7216 | 0 | 0 | 0 | 0 | 1389.0682 | 3638 | 217.8218 | 280.5247 | 890.7216 | 0 | 0 | 0 | 0 | 1389.0682 | 3638 | 221.4521 | 561.0494 | 1113.4021 | 0 | 0 | 0 | 0 | 0 | 0 | 1895.9037 | 3638 | 221.4521 | 561.0494 | 1113.4021 | 17 | 0 | 0 | 0 | 0 | 0 | 1912.9037 | 3638 | 221.4521 | 561.0494 | 1113.4021 | 0 | 0 | 0 | 0 | 0 | 0 | 1895.9037
3641 | 74.1528 | 67.7428 | 70.0889 | 32.4786 | 32.4786 | 32.5003 | 25.1317 | 25.1317 | 25.1317 | 3641 | 1058.2745 | 1058.2745 | 1058.2745 | 1241.4373 | 1241.4373 | 1241.4373 | 1404.2488 | 1404.2488 | 1404.2488 | 3639 | 338.6139 | 0 | 635.7388 | 0 | 0 | 0 | 0 | 974.3527 |  | 3639 | 338.6139 | 0 | 635.7388 | 0 | 0 | 0 | 0 | 974.3527 | 3639 | 338.6139 | 0 | 635.7388 | 0 | 0 | 0 | 0 | 974.3527 | 3639 | 356.4356 | 266.3976 | 687.2852 | 0 | 0 | 0 | 0 | 1310.1184 | 3639 | 356.4356 | 266.3976 | 687.2852 | 0 | 0 | 0 | 0 | 1310.1184 | 3639 | 356.4356 | 266.3976 | 687.2852 | 0 | 0 | 0 | 0 | 1310.1184 | 3639 | 362.3762 | 532.7952 | 859.1065 | 0 | 0 | 0 | 0 | 0 | 0 | 1754.2779 | 3639 | 362.3762 | 532.7952 | 859.1065 | 17 | 0 | 0 | 0 | 0 | 0 | 1771.2779 | 3639 | 362.3762 | 532.7952 | 859.1065 | 0 | 0 | 0 | 0 | 0 | 0 | 1754.2779
3642 | 74.1528 | 67.7428 | 74.1528 | 37.7046 | 38.8157 | 38.1037 | 30.9825 | 30.9825 | 30.9825 | 3642 | 1051.6117 | 1051.6117 | 1051.6117 | 1233.6214 | 1233.6214 | 1233.6214 | 1395.4078 | 1395.4078 | 1395.4078 | 3640 | 348.0198 | 0 | 417.0447 | 0 | 0 | 0 | 0 | 765.0645 |  | 3640 | 348.0198 | 0 | 417.0447 | 0 | 0 | 0 | 0 | 765.0645 | 3640 | 348.0198 | 0 | 417.0447 | 0 | 0 | 0 | 0 | 765.0645 | 3640 | 366.3366 | 253.2795 | 450.8591 | 0 | 0 | 0 | 0 | 1070.4753 | 3640 | 366.3366 | 253.2795 | 450.8591 | 0 | 0 | 0 | 0 | 1070.4753 | 3640 | 366.3366 | 253.2795 | 450.8591 | 0 | 0 | 0 | 0 | 1070.4753 | 3640 | 372.4422 | 506.559 | 563.5739 | 0 | 0 | 0 | 0 | 0 | 0 | 1442.5752 | 3640 | 372.4422 | 506.559 | 563.5739 | 17 | 0 | 0 | 0 | 0 | 0 | 1459.5752 | 3640 | 372.4422 | 506.559 | 563.5739 | 0 | 0 | 0 | 0 | 0 | 0 | 1442.5752
3643 | 74.1528 | 67.7428 | 74.1528 | 37.1566 | 37.1581 | 37.1683 | 31.8905 | 32.0167 | 32.3567 | 3643 | 1012.7453 | 1012.7453 | 1012.7453 | 1188.0282 | 1188.0282 | 1188.0282 | 1343.8352 | 1343.8352 | 1343.8352 | 3641 | 300.9901 | 0 | 183.0928 | 0 | 0 | 0 | 95.8553 | 579.9382 |  | 3641 | 300.9901 | 0 | 183.0928 | 0 | 0 | 0 | 0 | 484.0829 | 3641 | 300.9901 | 0 | 183.0928 | 0 | 0 | 0 | 0 | 484.0829 | 3641 | 316.8317 | 243.1887 | 197.9381 | 0 | 0 | 0 | 0 | 757.9585 | 3641 | 316.8317 | 243.1887 | 197.9381 | 0 | 0 | 0 | 0 | 757.9585 | 3641 | 316.8317 | 243.1887 | 197.9381 | 0 | 0 | 0 | 0 | 757.9585 | 3641 | 322.1122 | 486.3774 | 247.4227 | 0 | 0 | 0 | 0 | 0 | 0 | 1055.9123 | 3641 | 322.1122 | 486.3774 | 247.4227 | 17 | 0 | 0 | 0 | 0 | 0 | 1072.9123 | 3641 | 322.1122 | 486.3774 | 247.4227 | 0 | 0 | 0 | 0 | 0 | 0 | 1055.9123
3644 | 74.1528 | 67.7428 | 70.0889 | 37.7046 | 37.7061 | 37.7061 | 31.8905 | 31.8905 | 32.0167 | 3644 | 959.4429 | 959.4429 | 959.4429 | 1125.5004 | 1125.5004 | 1125.5004 | 1273.107 | 1273.107 | 1273.107 | 3642 | 244.5545 | 0 | 71.2027 | 0 | 0 | 0 | 114.7959 | 430.5531 |  | 3642 | 244.5545 | 0 | 71.2027 | 0 | 0 | 0 | 0 | 315.7572 | 3642 | 244.5545 | 0 | 71.2027 | 0 | 0 | 0 | 0 | 315.7572 | 3642 | 257.4257 | 249.2432 | 76.9759 | 0 | 0 | 0 | 0 | 583.6449 | 3642 | 257.4257 | 249.2432 | 76.9759 | 0 | 0 | 0 | 0 | 583.6449 | 3642 | 257.4257 | 249.2432 | 76.9759 | 0 | 0 | 0 | 0 | 583.6449 | 3642 | 261.7162 | 498.4864 | 96.2199 | 0 | 0 | 0 | 0 | 0 | 0 | 856.4225 | 3642 | 261.7162 | 498.4864 | 96.2199 | 17 | 0 | 0 | 0 | 0 | 0 | 873.4225 | 3642 | 261.7162 | 498.4864 | 96.2199 | 0 | 0 | 0 | 0 | 0 | 0 | 856.4225
3645 | 74.1528 | 67.7428 | 70.0889 | 37.3595 | 37.3595 | 37.3595 | 31.2818 | 31.2818 | 31.2818 | 3645 | 900.5882 | 900.5882 | 900.5882 | 1056.4593 | 1056.4593 | 1056.4593 | 1195.0113 | 1195.0113 | 1195.0113 | 3643 | 225.7426 | 0 | 20.3436 | 0 | 0 | 0 | 0 | 246.0862 |  | 3643 | 225.7426 | 0 | 20.3436 | 0 | 0 | 0 | 0 | 246.0862 | 3643 | 225.7426 | 0 | 20.3436 | 0 | 0 | 0 | 148.1522 | 394.2384 | 3643 | 237.6238 | 272.4521 | 21.9931 | 0 | 0 | 0 | 0 | 532.069 | 3643 | 237.6238 | 272.4521 | 21.9931 | 0 | 0 | 0 | 0 | 532.069 | 3643 | 237.6238 | 272.4521 | 21.9931 | 0 | 0 | 0 | 0 | 532.069 | 3643 | 241.5842 | 544.9041 | 27.4914 | 0 | 0 | 0 | 0 | 0 | 0 | 813.9797 | 3643 | 241.5842 | 544.9041 | 27.4914 | 17 | 0 | 0 | 0 | 0 | 0 | 830.9797 | 3643 | 241.5842 | 544.9041 | 27.4914 | 0 | 0 | 0 | 0 | 0 | 0 | 813.9797
3646 | 74.1528 | 67.7428 | 70.0889 | 36.3515 | 36.3515 | 36.3515 | 29.4202 | 29.4202 | 29.4202 | 3646 | 827.2974 | 827.2974 | 827.2974 | 970.4835 | 970.4835 | 970.4835 | 1097.7601 | 1097.7601 | 1097.7601 | 3644 | 263.3663 | 0 | 0 | 0 | 0 | 0 | 0 | 263.3663 |  | 3644 | 263.3663 | 0 | 0 | 0 | 0 | 0 | 0 | 263.3663 | 3644 | 263.3663 | 0 | 0 | 0 | 0 | 0 | 0 | 263.3663 | 3644 | 277.2277 | 272.4521 | 0 | 0 | 0 | 0 | 0 | 549.6798 | 3644 | 277.2277 | 272.4521 | 0 | 0 | 0 | 0 | 0 | 549.6798 | 3644 | 277.2277 | 272.4521 | 0 | 0 | 0 | 0 | 0 | 549.6798 | 3644 | 281.8482 | 544.9041 | 0 | 0 | 0 | 0 | 0 | 0 | 0 | 826.7523 | 3644 | 281.8482 | 544.9041 | 0 | 17 | 0 | 0 | 0 | 0 | 0 | 843.7523 | 3644 | 281.8482 | 544.9041 | 0 | 0 | 0 | 0 | 0 | 0 | 0 | 826.7523
3647 | 74.1528 | 67.7428 | 70.0889 | 35.7788 | 35.7788 | 35.8005 | 28.6219 | 28.6219 | 28.6219 | 3647 | 781.7683 | 781.7683 | 781.7683 | 917.0744 | 917.0744 | 917.0744 | 1037.3464 | 1037.3464 | 1037.3464 | 3645 | 338.6139 | 0 | 0 | 0 | 0 | 0 | 150 | 488.6139 |  | 3645 | 338.6139 | 0 | 0 | 0 | 0 | 0 | 0 | 338.6139 | 3645 | 338.6139 | 0 | 0 | 0 | 0 | 0 | 0 | 338.6139 | 3645 | 356.4356 | 253.2795 | 0 | 0 | 0 | 0 | 0 | 609.7152 | 3645 | 356.4356 | 253.2795 | 0 | 0 | 0 | 0 | 0 | 609.7152 | 3645 | 356.4356 | 253.2795 | 0 | 0 | 0 | 0 | 0 | 609.7152 | 3645 | 362.3762 | 506.559 | 0 | 0 | 0 | 0 | 0 | 0 | 0 | 868.9353 | 3645 | 362.3762 | 506.559 | 0 | 17 | 0 | 0 | 0 | 0 | 0 | 885.9353 | 3645 | 362.3762 | 506.559 | 0 | 0 | 0 | 0 | 0 | 0 | 0 | 868.9353
3648 | 69.5106 | 67.7428 | 69.5106 | 35.2846 | 35.278 | 35.2846 | 28.7567 | 28.7567 | 28.7567 | 3648 | 759.559 | 759.559 | 759.559 | 891.0211 | 891.0211 | 891.0211 | 1007.8764 | 1007.8764 | 1007.8764 | 3646 | 376.2376 | 0 | 0 | 0 | 0 | 0 | 10.1624 | 386.4 |  | 3646 | 376.2376 | 0 | 0 | 0 | 0 | 0 | 0 | 376.2376 | 3646 | 376.2376 | 0 | 0 | 0 | 0 | 0 | 0 | 376.2376 | 3646 | 396.0396 | 223.0071 | 0 | 0 | 0 | 0 | 0 | 619.0467 | 3646 | 396.0396 | 223.0071 | 0 | 0 | 0 | 0 | 0 | 619.0467 | 3646 | 396.0396 | 223.0071 | 0 | 0 | 0 | 0 | 0 | 619.0467 | 3646 | 402.6403 | 446.0141 | 0 | 0 | 0 | 0 | 0 | 0 | 0 | 848.6544 | 3646 | 402.6403 | 446.0141 | 0 | 17 | 0 | 0 | 0 | 0 | 0 | 865.6544 | 3646 | 402.6403 | 446.0141 | 0 | 0 | 0 | 0 | 0 | 0 | 0 | 848.6544
3649 | 66.9039 | 66.9039 | 66.9039 | 35.7788 | 35.7788 | 35.8005 | 29.4202 | 29.4202 | 29.4202 | 3649 | 748.4543 | 748.4543 | 748.4543 | 877.9945 | 877.9945 | 877.9945 | 993.1413 | 993.1413 | 993.1413 | 3647 | 442.0792 | 0 | 0 | 0 | 0 | 0 | 150 | 592.0792 |  | 3647 | 442.0792 | 0 | 0 | 0 | 0 | 0 | 0 | 442.0792 | 3647 | 442.0792 | 0 | 0 | 0 | 0 | 0 | 0 | 442.0792 | 3647 | 465.3465 | 187.6892 | 0 | 0 | 0 | 0 | 0 | 653.0357 | 3647 | 465.3465 | 187.6892 | 0 | 0 | 0 | 0 | 0 | 653.0357 | 3647 | 465.3465 | 187.6892 | 0 | 0 | 0 | 0 | 0 | 653.0357 | 3647 | 473.1023 | 375.3784 | 0 | 0 | 0 | 0 | 0 | 0 | 0 | 848.4807 | 3647 | 473.1023 | 375.3784 | 0 | 17 | 0 | 0 | 0 | 0 | 0 | 865.4807 | 3647 | 473.1023 | 375.3784 | 0 | 0 | 0 | 0 | 0 | 0 | 0 | 848.4807
3650 | 70.1847 | 67.7428 | 70.0889 | 35.8395 | 35.8395 | 35.8613 | 31.3461 | 31.3461 | 31.3461 | 3650 | 722.9136 | 722.9136 | 722.9136 | 848.0333 | 848.0333 | 848.0333 | 959.2507 | 959.2507 | 959.2507 | 3648 | 460.8911 | 0 | 0 | 0 | 0 | 0 | 0 | 460.8911 |  | 3648 | 460.8911 | 0 | 0 | 0 | 0 | 0 | 0 | 460.8911 | 3648 | 460.8911 | 0 | 0 | 0 | 0 | 0 | 0 | 460.8911 | 3648 | 485.1485 | 146.3169 | 0 | 0 | 0 | 0 | 0 | 631.4654 | 3648 | 485.1485 | 146.3169 | 0 | 0 | 0 | 0 | 0 | 631.4654 | 3648 | 485.1485 | 146.3169 | 0 | 0 | 0 | 0 | 0 | 631.4654 | 3648 | 493.2343 | 292.6337 | 0 | 0 | 0 | 0 | 0 | 0 | 0 | 785.868 | 3648 | 493.2343 | 292.6337 | 0 | 17 | 0 | 0 | 0 | 0 | 0 | 802.868 | 3648 | 493.2343 | 292.6337 | 0 | 0 | 0 | 0 | 0 | 0 | 0 | 785.868
3651 | 74.1528 | 67.7428 | 70.0889 | 35.9879 | 35.9879 | 35.9879 | 31.3461 | 31.3461 | 31.3461 | 3651 | 759.559 | 759.559 | 759.559 | 891.0211 | 891.0211 | 891.0211 | 1007.8764 | 1007.8764 | 1007.8764 | 3649 | 385.6436 | 0 | 0 | 0 | 0 | 0 | 0 | 385.6436 |  | 3649 | 385.6436 | 0 | 0 | 0 | 0 | 0 | 0 | 385.6436 | 3649 | 385.6436 | 0 | 0 | 0 | 0 | 0 | 0 | 385.6436 | 3649 | 405.9406 | 103.9354 | 0 | 0 | 0 | 0 | 0 | 509.876 | 3649 | 405.9406 | 103.9354 | 0 | 0 | 0 | 0 | 0 | 509.876 | 3649 | 405.9406 | 103.9354 | 0 | 0 | 0 | 0 | 0 | 509.876 | 3649 | 412.7063 | 207.8708 | 0 | 0 | 0 | 0 | 0 | 0 | 0 | 620.5771 | 3649 | 412.7063 | 207.8708 | 0 | 17 | 0 | 0 | 0 | 0 | 0 | 637.5771 | 3649 | 412.7063 | 207.8708 | 0 | 0 | 0 | 0 | 0 | 0 | 0 | 620.5771
3652 | 74.1528 | 67.7428 | 70.0889 | 36.1445 | 36.1445 | 36.1445 | 31.3015 | 31.3015 | 31.3015 | 3652 | 911.6929 | 911.6929 | 911.6929 | 1069.4859 | 1069.4859 | 1069.4859 | 1209.7463 | 1209.7463 | 1209.7463 | 3650 | 253.9604 | 0 | 10.1718 | 0 | 0 | 0 | 0 | 264.1322 |  | 3650 | 253.9604 | 0 | 10.1718 | 0 | 0 | 0 | 0 | 264.1322 | 3650 | 253.9604 | 0 | 10.1718 | 0 | 0 | 0 | 0 | 264.1322 | 3650 | 267.3267 | 69.6266 | 10.9966 | 0 | 0 | 0 | 0 | 347.9499 | 3650 | 267.3267 | 69.6266 | 10.9966 | 0 | 0 | 0 | 0 | 347.9499 | 3650 | 267.3267 | 69.6266 | 10.9966 | 0 | 0 | 0 | 0 | 347.9499 | 3650 | 271.7822 | 139.2533 | 13.7457 | 0 | 0 | 0 | 0 | 0 | 0 | 424.7812 | 3650 | 271.7822 | 139.2533 | 13.7457 | 17 | 0 | 0 | 0 | 0 | 0 | 441.7812 | 3650 | 271.7822 | 139.2533 | 13.7457 | 0 | 0 | 0 | 0 | 0 | 0 | 424.7812
3653 | 74.1528 | 67.7428 | 70.0889 | 36.4141 | 36.4141 | 36.4141 | 31.501 | 31.501 | 31.501 | 3653 | 1030.5128 | 1030.5128 | 1030.5128 | 1208.8708 | 1208.8708 | 1208.8708 | 1367.4112 | 1367.4112 | 1367.4112 | 3651 | 141.0891 | 0 | 40.6873 | 0 | 0 | 0 | 150 | 331.7764 |  | 3651 | 141.0891 | 0 | 40.6873 | 0 | 0 | 0 | 0 | 181.7764 | 3651 | 141.0891 | 0 | 40.6873 | 0 | 0 | 0 | 0 | 181.7764 | 3651 | 148.5149 | 47.4268 | 43.9863 | 0 | 0 | 0 | 0 | 239.9279 | 3651 | 148.5149 | 47.4268 | 43.9863 | 0 | 0 | 0 | 0 | 239.9279 | 3651 | 148.5149 | 47.4268 | 43.9863 | 0 | 0 | 0 | 0 | 239.9279 | 3651 | 150.9901 | 94.8537 | 54.9828 | 0 | 0 | 0 | 0 | 0 | 0 | 300.8266 | 3651 | 150.9901 | 94.8537 | 54.9828 | 17 | 0 | 0 | 0 | 0 | 0 | 317.8266 | 3651 | 150.9901 | 94.8537 | 54.9828 | 0 | 0 | 0 | 0 | 0 | 0 | 300.8266
3654 | 33.8337 | 31.4837 | 37.7309 | 34.3951 | 34.3951 | 34.3951 | 28.8088 | 28.8088 | 28.8088 | 3654 | 1100.4722 | 1100.4722 | 1100.4722 | 1290.9385 | 1290.9385 | 1290.9385 | 1460.2419 | 1460.2419 | 1460.2419 | 3652 | 28.2178 | 0 | 101.7182 | 0 | 0 | 0 | 45.9586 | 175.8947 |  | 3652 | 28.2178 | 0 | 101.7182 | 0 | 0 | 0 | 0 | 129.936 | 3652 | 28.2178 | 0 | 101.7182 | 0 | 0 | 0 | 0 | 129.936 | 3652 | 29.703 | 42.3814 | 109.9656 | 0 | 0 | 0 | 0 | 182.05 | 3652 | 29.703 | 42.3814 | 109.9656 | 0 | 0 | 0 | 0 | 182.05 | 3652 | 29.703 | 42.3814 | 109.9656 | 0 | 0 | 0 | 0 | 182.05 | 3652 | 30.198 | 84.7629 | 137.457 | 0 | 0 | 0 | 0 | 0 | 0 | 252.4179 | 3652 | 30.198 | 84.7629 | 137.457 | 17 | 0 | 0 | 0 | 0 | 0 | 269.4179 | 3652 | 30.198 | 84.7629 | 137.457 | 0 | 0 | 0 | 0 | 0 | 0 | 252.4179
3655 | 28.1835 | 28.1835 | 28.1835 | 29.4202 | 29.4202 | 29.4202 | 20.9838 | 20.9838 | 20.9838 | 3655 | 1110.4664 | 1506.2046 | 1506.2046 | 1302.6625 | 1302.6625 | 1302.6625 | 1473.5035 | 1473.5035 | 1473.5035 | 3653 | 9.4059 | 0 | 305.1546 | 0 | 0 | 0 | 84.4186 | 398.9792 |  | 3653 | 9.4059 | 0 | 305.1546 | 0 | 0 | 0 | 0 | 314.5606 | 3653 | 9.4059 | 0 | 305.1546 | 0 | 0 | 0 | 0 | 314.5606 | 3653 | 9.901 | 41.3724 | 329.8969 | 0 | 0 | 0 | 0 | 381.1702 | 3653 | 9.901 | 41.3724 | 329.8969 | 0 | 0 | 0 | 0 | 381.1702 | 3653 | 9.901 | 41.3724 | 329.8969 | 0 | 0 | 0 | 0 | 381.1702 | 3653 | 10.066 | 82.7447 | 412.3711 | 0 | 0 | 0 | 0 | 0 | 0 | 505.1818 | 3653 | 10.066 | 82.7447 | 412.3711 | 17 | 0 | 0 | 0 | 0 | 0 | 522.1818 | 3653 | 10.066 | 82.7447 | 412.3711 | 0 | 0 | 0 | 0 | 0 | 0 | 505.1818
3656 | 22.3899 | 22.8974 | 22.8974 | 20.9838 | 20.9838 | 20.9838 | 14.9898 | 14.9898 | 14.9898 | 3656 | 1498.4313 | 1498.4313 | 1498.4313 | 1757.7752 | 1757.7752 | 1757.7752 | 1988.3031 | 1988.3031 | 1988.3031 | 3654 | 9.4059 | 0 | 640.8247 | 0 | 0 | 0 | 0 | 650.2307 |  | 3654 | 9.4059 | 0 | 640.8247 | 0 | 0 | 0 | 0 | 650.2307 | 3654 | 9.4059 | 0 | 640.8247 | 0 | 0 | 0 | 0 | 650.2307 | 3654 | 9.901 | 52.4723 | 692.7835 | 0 | 0 | 0 | 0 | 755.1567 | 3654 | 9.901 | 52.4723 | 692.7835 | 0 | 0 | 0 | 0 | 755.1567 | 3654 | 9.901 | 52.4723 | 692.7835 | 0 | 0 | 0 | 0 | 755.1567 | 3654 | 10.066 | 104.9445 | 865.9794 | 0 | 0 | 0 | 0 | 0 | 0 | 980.9899 | 3654 | 10.066 | 104.9445 | 865.9794 | 17 | 0 | 0 | 0 | 0 | 0 | 997.9899 | 3654 | 10.066 | 104.9445 | 865.9794 | 0 | 0 | 0 | 0 | 0 | 0 | 980.9899
3657 | 20.9838 | 21.7964 | 21.7964 | 18.4142 | 18.6145 | 18.6145 | 3.0198 | 3.3664 | 3.3664 | 3657 | 1505.0941 | 1505.0941 | 1505.0941 | 1765.5912 | 1765.5912 | 1765.5912 | 1997.1441 | 1997.1441 | 1997.1441 | 3655 | 9.4059 | 0 | 971.4089 | 0 | 0 | 0 | 0 | 980.8149 |  | 3655 | 9.4059 | 0 | 971.4089 | 0 | 0 | 0 | 0 | 980.8149 | 3655 | 9.4059 | 0 | 971.4089 | 0 | 0 | 0 | 0 | 980.8149 | 3655 | 9.901 | 103.9354 | 1050.1718 | 0 | 0 | 0 | 0 | 1164.0082 | 3655 | 9.901 | 103.9354 | 1050.1718 | 0 | 0 | 0 | 0 | 1164.0082 | 3655 | 9.901 | 103.9354 | 1050.1718 | 0 | 0 | 0 | 0 | 1164.0082 | 3655 | 10.066 | 207.8708 | 1312.7148 | 0 | 0 | 0 | 0 | 0 | 0 | 1530.6516 | 3655 | 10.066 | 207.8708 | 1312.7148 | 17 | 0 | 0 | 0 | 0 | 0 | 1547.6516 | 3655 | 10.066 | 207.8708 | 1312.7148 | 0 | 0 | 0 | 0 | 0 | 0 | 1530.6516
3658 | 20.9838 | 20.9838 | 20.9838 | 15.641 | 16.5855 | 14.9898 | 2.3567 | 2.3567 | 2.3567 | 3658 | 1499.5418 | 1499.5418 | 1499.5418 | 1759.0779 | 1759.0779 | 1759.0779 | 1989.7766 | 1989.7766 | 1989.7766 | 3656 | 9.4059 | 0 | 1195.189 | 0 | 0 | 0 | 0 | 1204.5949 |  | 3656 | 9.4059 | 0 | 1195.189 | 0 | 0 | 0 | 0 | 1204.5949 | 3656 | 9.4059 | 0 | 1195.189 | 0 | 0 | 0 | 0 | 1204.5949 | 3656 | 9.901 | 143.2896 | 1292.0962 | 0 | 0 | 0 | 0 | 1445.2868 | 3656 | 9.901 | 143.2896 | 1292.0962 | 0 | 0 | 0 | 0 | 1445.2868 | 3656 | 9.901 | 143.2896 | 1292.0962 | 0 | 0 | 0 | 0 | 1445.2868 | 3656 | 10.066 | 286.5792 | 1615.1203 | 0 | 0 | 0 | 0 | 0 | 0 | 1911.7655 | 3656 | 10.066 | 286.5792 | 1615.1203 | 17 | 0 | 0 | 0 | 0 | 0 | 1928.7655 | 3656 | 10.066 | 286.5792 | 1615.1203 | 0 | 0 | 0 | 0 | 0 | 0 | 1911.7655
3659 | 20.9838 | 20.9838 | 20.9838 | 15.641 | 16.5855 | 14.9898 | 2.3567 | 2.3567 | 2.3567 | 3659 | 1513.9778 | 1513.9778 | 1513.9778 | 1776.0125 | 1776.0125 | 1776.0125 | 2008.9321 | 2008.9321 | 2008.9321 | 3657 | 9.4059 | 0 | 1240.9622 | 0 | 0 | 0 | 0 | 1250.3681 |  | 3657 | 9.4059 | 0 | 1240.9622 | 0 | 0 | 0 | 0 | 1250.3681 | 3657 | 9.4059 | 0 | 1240.9622 | 0 | 0 | 0 | 0 | 1250.3681 | 3657 | 9.901 | 141.2714 | 1341.5808 | 0 | 0 | 0 | 0 | 1492.7532 | 3657 | 9.901 | 141.2714 | 1341.5808 | 0 | 0 | 0 | 0 | 1492.7532 | 3657 | 9.901 | 141.2714 | 1341.5808 | 0 | 0 | 0 | 0 | 1492.7532 | 3657 | 10.066 | 282.5429 | 1676.9759 | 0 | 0 | 0 | 0 | 0 | 0 | 1969.5848 | 3657 | 10.066 | 282.5429 | 1676.9759 | 17 | 0 | 0 | 0 | 0 | 0 | 1986.5848 | 3657 | 10.066 | 282.5429 | 1676.9759 | 0 | 0 | 0 | 0 | 0 | 0 | 1969.5848
3660 | 20.9838 | 20.9838 | 20.9838 | 15.641 | 16.5855 | 15.4801 | 2.3567 | 2.3567 | 2.3567 | 3660 | 1491.7685 | 1491.7685 | 1491.7685 | 1749.9592 | 1749.9592 | 1749.9592 | 1979.4621 | 1979.4621 | 1979.4621 | 3658 | 9.4059 | 0 | 1240.9622 | 0 | 0 | 0 | 0 | 1250.3681 |  | 3658 | 9.4059 | 0 | 1240.9622 | 0 | 0 | 0 | 0 | 1250.3681 | 3658 | 9.4059 | 0 | 1240.9622 | 0 | 0 | 0 | 0 | 1250.3681 | 3658 | 9.901 | 124.1171 | 1341.5808 | 0 | 0 | 0 | 0 | 1475.5988 | 3658 | 9.901 | 124.1171 | 1341.5808 | 0 | 0 | 0 | 0 | 1475.5988 | 3658 | 9.901 | 124.1171 | 1341.5808 | 0 | 0 | 0 | 0 | 1475.5988 | 3658 | 10.066 | 248.2341 | 1676.9759 | 0 | 0 | 0 | 0 | 0 | 0 | 1935.2761 | 3658 | 10.066 | 248.2341 | 1676.9759 | 17 | 0 | 0 | 0 | 0 | 0 | 1952.2761 | 3658 | 10.066 | 248.2341 | 1676.9759 | 0 | 0 | 0 | 0 | 0 | 0 | 1935.2761
3661 | 22.3899 | 22.8974 | 22.8974 | 20.9838 | 20.9838 | 20.9838 | 14.9898 | 14.9898 | 14.9898 | 3661 | 1474.0011 | 1474.0011 | 1474.0011 | 1729.1166 | 1729.1166 | 1729.1166 | 1955.886 | 1955.886 | 1955.886 | 3659 | 9.4059 | 0 | 1225.7045 | 0 | 0 | 0 | 0 | 1235.1104 |  | 3659 | 9.4059 | 0 | 1225.7045 | 0 | 0 | 0 | 0 | 1235.1104 | 3659 | 9.4059 | 0 | 1225.7045 | 0 | 0 | 0 | 0 | 1235.1104 | 3659 | 9.901 | 101.9173 | 1325.0859 | 0 | 0 | 0 | 0 | 1436.9042 | 3659 | 9.901 | 101.9173 | 1325.0859 | 0 | 0 | 0 | 0 | 1436.9042 | 3659 | 9.901 | 101.9173 | 1325.0859 | 0 | 0 | 0 | 0 | 1436.9042 | 3659 | 10.066 | 203.8345 | 1656.3574 | 0 | 0 | 0 | 0 | 0 | 0 | 1870.2579 | 3659 | 10.066 | 203.8345 | 1656.3574 | 17 | 0 | 0 | 0 | 0 | 0 | 1887.2579 | 3659 | 10.066 | 203.8345 | 1656.3574 | 0 | 0 | 0 | 0 | 0 | 0 | 1870.2579
3662 | 28.1835 | 28.1835 | 28.1835 | 22.8974 | 22.8974 | 22.8974 | 18.6145 | 18.6145 | 18.6145 | 3662 | 1062.7163 | 1062.7163 | 1062.7163 | 1710.8793 | 1710.8793 | 1710.8793 | 1410.1428 | 1410.1428 | 1410.1428 | 3660 | 9.4059 | 0 | 1220.6186 | 0 | 0 | 0 | 0 | 1230.0245 |  | 3660 | 9.4059 | 0 | 1220.6186 | 0 | 0 | 0 | 0 | 1230.0245 | 3660 | 9.4059 | 0 | 1220.6186 | 0 | 0 | 0 | 0 | 1230.0245 | 3660 | 9.901 | 82.7447 | 1319.5876 | 0 | 0 | 0 | 0 | 1412.2333 | 3660 | 9.901 | 82.7447 | 1319.5876 | 0 | 0 | 0 | 0 | 1412.2333 | 3660 | 9.901 | 82.7447 | 1319.5876 | 0 | 0 | 0 | 0 | 1412.2333 | 3660 | 10.066 | 165.4894 | 1649.4845 | 0 | 0 | 0 | 0 | 0 | 0 | 1825.0399 | 3660 | 10.066 | 165.4894 | 1649.4845 | 17 | 0 | 0 | 0 | 0 | 0 | 1842.0399 | 3660 | 10.066 | 165.4894 | 1649.4845 | 0 | 0 | 0 | 0 | 0 | 0 | 1825.0399
3663 | 28.1835 | 28.1835 | 28.1835 | 30.85 | 30.85 | 30.85 | 24.1017 | 24.1017 | 24.1017 | 3663 | 1461.7859 | 1461.7859 | 1135.1007 | 1250.556 | 1250.556 | 1250.556 | 1414.5633 | 1414.5633 | 1414.5633 | 3661 | 9.4059 | 0 | 1179.9313 | 0 | 0 | 0 | 0 | 1189.3372 |  | 3661 | 9.4059 | 0 | 1179.9313 | 0 | 0 | 0 | 0 | 1189.3372 | 3661 | 9.4059 | 0 | 1179.9313 | 0 | 0 | 0 | 0 | 1189.3372 | 3661 | 9.901 | 73.663 | 1275.6014 | 0 | 0 | 0 | 0 | 1359.1653 | 3661 | 9.901 | 73.663 | 1275.6014 | 0 | 0 | 0 | 0 | 1359.1653 | 3661 | 9.901 | 73.663 | 1275.6014 | 0 | 0 | 0 | 0 | 1359.1653 | 3661 | 10.066 | 147.3259 | 1594.5017 | 0 | 0 | 0 | 0 | 0 | 0 | 1751.8937 | 3661 | 10.066 | 147.3259 | 1594.5017 | 17 | 0 | 0 | 0 | 0 | 0 | 1768.8937 | 3661 | 10.066 | 147.3259 | 1594.5017 | 0 | 0 | 0 | 0 | 0 | 0 | 1751.8937
3664 | 28.1835 | 28.1835 | 28.1835 | 31.4032 | 31.3828 | 31.3889 | 24.1017 | 24.1017 | 24.1017 | 3664 | 1081.5942 | 1081.5942 | 1081.5942 | 1268.7932 | 1268.7932 | 1268.7932 | 1435.1924 | 1435.1924 | 1435.1924 | 3662 | 28.2178 | 0 | 1062.9553 | 0 | 0 | 0 | 0 | 1091.1731 |  | 3662 | 28.2178 | 0 | 1062.9553 | 0 | 0 | 0 | 0 | 1091.1731 | 3662 | 28.2178 | 0 | 1062.9553 | 0 | 0 | 0 | 0 | 1091.1731 | 3662 | 29.703 | 76.6902 | 1149.1409 | 0 | 0 | 0 | 0 | 1255.5341 | 3662 | 29.703 | 76.6902 | 1149.1409 | 0 | 0 | 0 | 0 | 1255.5341 | 3662 | 29.703 | 76.6902 | 1149.1409 | 0 | 0 | 0 | 0 | 1255.5341 | 3662 | 30.198 | 153.3804 | 1436.4261 | 0 | 0 | 0 | 0 | 0 | 0 | 1620.0046 | 3662 | 30.198 | 153.3804 | 1436.4261 | 17 | 0 | 0 | 0 | 0 | 0 | 1637.0046 | 3662 | 30.198 | 153.3804 | 1436.4261 | 0 | 0 | 0 | 0 | 0 | 0 | 1620.0046
3665 | 69.494 | 47.847 | 64.5753 | 40.7681 | 39.9156 | 39.9156 | 24.1017 | 24.1017 | 24.1017 | 3665 | 1071.6 | 1071.6 | 1071.6 | 1257.0693 | 1257.0693 | 1257.0693 | 1421.9308 | 1421.9308 | 1421.9308 | 3663 | 75.2475 | 0 | 793.4021 | 0 | 0 | 0 | 0 | 868.6496 |  | 3663 | 75.2475 | 0 | 793.4021 | 0 | 0 | 0 | 0 | 868.6496 | 3663 | 75.2475 | 0 | 793.4021 | 0 | 0 | 0 | 0 | 868.6496 | 3663 | 79.2079 | 90.8174 | 857.732 | 0 | 0 | 0 | 0 | 1027.7572 | 3663 | 79.2079 | 90.8174 | 857.732 | 0 | 0 | 0 | 0 | 1027.7572 | 3663 | 79.2079 | 90.8174 | 857.732 | 0 | 0 | 0 | 0 | 1027.7572 | 3663 | 80.5281 | 181.6347 | 1072.1649 | 0 | 0 | 0 | 0 | 0 | 0 | 1334.3277 | 3663 | 80.5281 | 181.6347 | 1072.1649 | 17 | 0 | 0 | 0 | 0 | 0 | 1351.3277 | 3663 | 80.5281 | 181.6347 | 1072.1649 | 0 | 0 | 0 | 0 | 0 | 0 | 1334.3277
3666 | 74.1528 | 47.847 | 74.1528 | 40.7681 | 39.9156 | 39.9156 | 32.5571 | 32.3665 | 32.5571 | 3666 | 1053.8326 | 1053.8326 | 1053.8326 | 1236.2267 | 1236.2267 | 1236.2267 | 1398.3548 | 1398.3548 | 1398.3548 | 3664 | 84.6535 | 0 | 472.9897 | 0 | 0 | 0 | 0 | 557.6432 |  | 3664 | 84.6535 | 0 | 472.9897 | 0 | 0 | 0 | 0 | 557.6432 | 3664 | 84.6535 | 0 | 472.9897 | 0 | 0 | 0 | 0 | 557.6432 | 3664 | 89.1089 | 114.0262 | 511.3402 | 0 | 0 | 0 | 0 | 714.4754 | 3664 | 89.1089 | 114.0262 | 511.3402 | 0 | 0 | 0 | 0 | 714.4754 | 3664 | 89.1089 | 114.0262 | 511.3402 | 0 | 0 | 0 | 0 | 714.4754 | 3664 | 90.5941 | 228.0525 | 639.1753 | 0 | 0 | 0 | 0 | 0 | 0 | 957.8218 | 3664 | 90.5941 | 228.0525 | 639.1753 | 17 | 0 | 0 | 0 | 0 | 0 | 974.8218 | 3664 | 90.5941 | 228.0525 | 639.1753 | 0 | 0 | 0 | 0 | 0 | 0 | 957.8218
3667 | 74.1528 | 47.847 | 74.1528 | 40.7681 | 39.9156 | 39.9156 | 32.5571 | 32.3665 | 32.6345 | 3667 | 1008.3035 | 1008.3035 | 1008.3035 | 1182.8175 | 1182.8175 | 1182.8175 | 1337.9411 | 1337.9411 | 1337.9411 | 3665 | 178.7129 | 0 | 188.1787 | 0 | 0 | 0 | 0 | 366.8916 |  | 3665 | 178.7129 | 0 | 188.1787 | 0 | 0 | 0 | 0 | 366.8916 | 3665 | 178.7129 | 0 | 188.1787 | 0 | 0 | 0 | 0 | 366.8916 | 3665 | 188.1188 | 146.3169 | 203.4364 | 0 | 0 | 0 | 0 | 537.8721 | 3665 | 188.1188 | 146.3169 | 203.4364 | 0 | 0 | 0 | 0 | 537.8721 | 3665 | 188.1188 | 146.3169 | 203.4364 | 0 | 0 | 0 | 0 | 537.8721 | 3665 | 191.2541 | 292.6337 | 254.2955 | 0 | 0 | 0 | 0 | 0 | 0 | 738.1834 | 3665 | 191.2541 | 292.6337 | 254.2955 | 17 | 0 | 0 | 0 | 0 | 0 | 755.1834 | 3665 | 191.2541 | 292.6337 | 254.2955 | 0 | 0 | 0 | 0 | 0 | 0 | 738.1834
3668 | 74.1528 | 47.847 | 74.1528 | 40.7681 | 39.9156 | 39.9156 | 32.5571 | 32.3665 | 32.6345 | 3668 | 951.6697 | 951.6697 | 951.6697 | 1116.3817 | 1116.3817 | 1116.3817 | 1262.7925 | 1262.7925 | 1262.7925 | 3666 | 178.7129 | 0 | 71.2027 | 0 | 0 | 0 | 0 | 249.9156 |  | 3666 | 178.7129 | 0 | 71.2027 | 0 | 0 | 0 | 0 | 249.9156 | 3666 | 178.7129 | 0 | 71.2027 | 0 | 0 | 0 | 150 | 399.9156 | 3666 | 188.1188 | 197.78 | 76.9759 | 0 | 0 | 0 | 0 | 462.8748 | 3666 | 188.1188 | 197.78 | 76.9759 | 0 | 0 | 0 | 0 | 462.8748 | 3666 | 188.1188 | 197.78 | 76.9759 | 0 | 0 | 0 | 0 | 462.8748 | 3666 | 191.2541 | 395.56 | 96.2199 | 0 | 0 | 0 | 0 | 0 | 0 | 683.0341 | 3666 | 191.2541 | 395.56 | 96.2199 | 17 | 0 | 0 | 0 | 0 | 0 | 700.0341 | 3666 | 191.2541 | 395.56 | 96.2199 | 0 | 0 | 0 | 0 | 0 | 0 | 683.0341
3669 | 74.1528 | 47.847 | 64.6134 | 37.7701 | 37.7701 | 37.7701 | 32.5571 | 32.3665 | 32.5571 | 3669 | 891.7045 | 891.7045 | 891.7045 | 1046.038 | 1046.038 | 1046.038 | 1183.2233 | 1183.2233 | 1183.2233 | 3667 | 235.1485 | 0 | 25.4296 | 0 | 0 | 0 | 37.1998 | 297.7778 |  | 3667 | 235.1485 | 0 | 25.4296 | 0 | 0 | 0 | 0 | 260.5781 | 3667 | 235.1485 | 0 | 25.4296 | 0 | 0 | 0 | 150 | 410.5781 | 3667 | 247.5248 | 267.4067 | 27.4914 | 0 | 0 | 0 | 0 | 542.4228 | 3667 | 247.5248 | 267.4067 | 27.4914 | 0 | 0 | 0 | 0 | 542.4228 | 3667 | 247.5248 | 267.4067 | 27.4914 | 0 | 0 | 0 | 0 | 542.4228 | 3667 | 251.6502 | 534.8133 | 34.3643 | 0 | 0 | 0 | 0 | 0 | 0 | 820.8277 | 3667 | 251.6502 | 534.8133 | 34.3643 | 17 | 0 | 0 | 0 | 0 | 0 | 837.8277 | 3667 | 251.6502 | 534.8133 | 34.3643 | 0 | 0 | 0 | 0 | 0 | 0 | 820.8277
3670 | 69.494 | 47.847 | 59.6339 | 36.6457 | 36.639 | 36.6457 | 30.4543 | 30.4543 | 30.4543 | 3670 | 811.7509 | 811.7509 | 811.7509 | 952.2463 | 952.2463 | 952.2463 | 1077.131 | 1077.131 | 1077.131 | 3668 | 282.1782 | 0 | 0 | 0 | 0 | 0 | 150 | 432.1782 |  | 3668 | 282.1782 | 0 | 0 | 0 | 0 | 0 | 0 | 282.1782 | 3668 | 282.1782 | 0 | 0 | 0 | 0 | 0 | 50.7725 | 332.9507 | 3668 | 297.0297 | 319.8789 | 0 | 0 | 0 | 0 | 0 | 616.9086 | 3668 | 297.0297 | 319.8789 | 0 | 0 | 0 | 0 | 0 | 616.9086 | 3668 | 297.0297 | 319.8789 | 0 | 0 | 0 | 0 | 0 | 616.9086 | 3668 | 301.9802 | 639.7578 | 0 | 0 | 0 | 0 | 0 | 0 | 0 | 941.738 | 3668 | 301.9802 | 639.7578 | 0 | 17 | 0 | 0 | 0 | 0 | 0 | 958.738 | 3668 | 301.9802 | 639.7578 | 0 | 0 | 0 | 0 | 0 | 0 | 0 | 941.738
3671 | 40.7862 | 40.7862 | 40.7862 | 34.3775 | 34.3709 | 34.3775 | 24.1017 | 24.1017 | 24.1017 | 3671 | 766.2218 | 766.2218 | 766.2218 | 898.8371 | 898.8371 | 898.8371 | 1016.7174 | 1016.7174 | 1016.7174 | 3669 | 338.6139 | 0 | 0 | 0 | 0 | 0 | 150 | 488.6139 |  | 3669 | 338.6139 | 0 | 0 | 0 | 0 | 0 | 0 | 338.6139 | 3669 | 338.6139 | 0 | 0 | 0 | 0 | 0 | 0 | 338.6139 | 3669 | 356.4356 | 340.0605 | 0 | 0 | 0 | 0 | 0 | 696.4962 | 3669 | 356.4356 | 340.0605 | 0 | 0 | 0 | 0 | 0 | 696.4962 | 3669 | 356.4356 | 340.0605 | 0 | 0 | 0 | 0 | 0 | 696.4962 | 3669 | 362.3762 | 680.1211 | 0 | 0 | 0 | 0 | 0 | 0 | 0 | 1042.4973 | 3669 | 362.3762 | 680.1211 | 0 | 17 | 0 | 0 | 0 | 0 | 0 | 1059.4973 | 3669 | 362.3762 | 680.1211 | 0 | 0 | 0 | 0 | 0 | 0 | 0 | 1042.4973
3672 | 39.7142 | 39.7142 | 39.7142 | 32.4786 | 32.4786 | 32.5003 | 24.1017 | 24.1017 | 24.1017 | 3672 | 746.2334 | 746.2334 | 746.2334 | 875.3892 | 875.3892 | 875.3892 | 990.1943 | 990.1943 | 990.1943 | 3670 | 517.3267 | 0 | 0 | 0 | 0 | 0 | 0 | 517.3267 |  | 3670 | 517.3267 | 0 | 0 | 0 | 0 | 0 | 0 | 517.3267 | 3670 | 517.3267 | 0 | 0 | 0 | 0 | 0 | 0 | 517.3267 | 3670 | 544.5545 | 341.0696 | 0 | 0 | 0 | 0 | 0 | 885.6241 | 3670 | 544.5545 | 341.0696 | 0 | 0 | 0 | 0 | 0 | 885.6241 | 3670 | 544.5545 | 341.0696 | 0 | 0 | 0 | 0 | 0 | 885.6241 | 3670 | 553.6304 | 682.1393 | 0 | 0 | 0 | 0 | 0 | 0 | 0 | 1235.7696 | 3670 | 553.6304 | 682.1393 | 0 | 17 | 0 | 0 | 0 | 0 | 0 | 1252.7696 | 3670 | 553.6304 | 682.1393 | 0 | 0 | 0 | 0 | 0 | 0 | 0 | 1235.7696
3673 | 38.968 | 38.968 | 38.968 | 34.3775 | 34.3709 | 34.3775 | 25.6357 | 25.6357 | 25.6357 | 3673 | 727.3555 | 727.3555 | 727.3555 | 853.2439 | 853.2439 | 853.2439 | 965.1448 | 965.1448 | 965.1448 | 3671 | 526.7327 | 0 | 0 | 0 | 0 | 0 | 0 | 526.7327 |  | 3671 | 526.7327 | 0 | 0 | 0 | 0 | 0 | 0 | 526.7327 | 3671 | 526.7327 | 0 | 0 | 0 | 0 | 0 | 0 | 526.7327 | 3671 | 554.4554 | 322.9062 | 0 | 0 | 0 | 0 | 0 | 877.3616 | 3671 | 554.4554 | 322.9062 | 0 | 0 | 0 | 0 | 0 | 877.3616 | 3671 | 554.4554 | 322.9062 | 0 | 0 | 0 | 0 | 0 | 877.3616 | 3671 | 563.6964 | 645.8123 | 0 | 0 | 0 | 0 | 0 | 0 | 0 | 1209.5087 | 3671 | 563.6964 | 645.8123 | 0 | 17 | 0 | 0 | 0 | 0 | 0 | 1226.5087 | 3671 | 563.6964 | 645.8123 | 0 | 0 | 0 | 0 | 0 | 0 | 0 | 1209.5087
3674 | 40.7862 | 40.7862 | 40.7862 | 34.4195 | 34.4195 | 34.4195 | 28.7589 | 28.7589 | 28.7589 | 3674 | 698.4833 | 698.4833 | 698.4833 | 819.3747 | 819.3747 | 819.3747 | 926.8337 | 926.8337 | 926.8337 | 3672 | 630.198 | 0 | 0 | 0 | 0 | 0 | 0 | 630.198 |  | 3672 | 630.198 | 0 | 0 | 0 | 0 | 0 | 0 | 630.198 | 3672 | 630.198 | 0 | 0 | 0 | 0 | 0 | 0 | 630.198 | 3672 | 663.3663 | 285.5701 | 0 | 0 | 0 | 0 | 0 | 948.9365 | 3672 | 663.3663 | 285.5701 | 0 | 0 | 0 | 0 | 0 | 948.9365 | 3672 | 663.3663 | 285.5701 | 0 | 0 | 0 | 0 | 0 | 948.9365 | 3672 | 674.4224 | 571.1403 | 0 | 0 | 0 | 0 | 0 | 0 | 0 | 1245.5627 | 3672 | 674.4224 | 571.1403 | 0 | 17 | 0 | 0 | 0 | 0 | 0 | 1262.5627 | 3672 | 674.4224 | 571.1403 | 0 | 0 | 0 | 0 | 0 | 0 | 0 | 1245.5627
3675 | 42.7114 | 42.7114 | 42.7114 | 34.5877 | 34.5891 | 34.5994 | 28.7699 | 28.7699 | 28.7699 | 3675 | 732.9078 | 732.9078 | 732.9078 | 859.7572 | 859.7572 | 859.7572 | 972.5123 | 972.5123 | 972.5123 | 3673 | 611.3861 | 0 | 0 | 0 | 0 | 0 | 0 | 611.3861 |  | 3673 | 611.3861 | 0 | 0 | 0 | 0 | 0 | 0 | 611.3861 | 3673 | 611.3861 | 0 | 0 | 0 | 0 | 0 | 0 | 611.3861 | 3673 | 643.5644 | 238.1433 | 0 | 0 | 0 | 0 | 0 | 881.7076 | 3673 | 643.5644 | 238.1433 | 0 | 0 | 0 | 0 | 0 | 881.7076 | 3673 | 643.5644 | 238.1433 | 0 | 0 | 0 | 0 | 0 | 881.7076 | 3673 | 654.2904 | 476.2866 | 0 | 0 | 0 | 0 | 0 | 0 | 0 | 1130.577 | 3673 | 654.2904 | 476.2866 | 0 | 17 | 0 | 0 | 0 | 0 | 0 | 1147.577 | 3673 | 654.2904 | 476.2866 | 0 | 0 | 0 | 0 | 0 | 0 | 0 | 1130.577
3676 | 65.3246 | 47.847 | 59.6339 | 37.4472 | 37.4472 | 37.4472 | 30.8575 | 30.8575 | 30.8575 | 3676 | 880.5998 | 880.5998 | 880.5998 | 1033.0113 | 1033.0113 | 1033.0113 | 1168.4882 | 1168.4882 | 1168.4882 | 3674 | 658.4158 | 0 | 10.1718 | 0 | 0 | 0 | 0 | 668.5877 |  | 3674 | 658.4158 | 0 | 10.1718 | 0 | 0 | 0 | 0 | 668.5877 | 3674 | 658.4158 | 0 | 10.1718 | 0 | 0 | 0 | 0 | 668.5877 | 3674 | 693.0693 | 192.7346 | 10.9966 | 0 | 0 | 0 | 0 | 896.8005 | 3674 | 693.0693 | 192.7346 | 10.9966 | 0 | 0 | 0 | 0 | 896.8005 | 3674 | 693.0693 | 192.7346 | 10.9966 | 0 | 0 | 0 | 0 | 896.8005 | 3674 | 704.6205 | 385.4692 | 13.7457 | 0 | 0 | 0 | 0 | 0 | 0 | 1103.8354 | 3674 | 704.6205 | 385.4692 | 13.7457 | 17 | 0 | 0 | 0 | 0 | 0 | 1120.8354 | 3674 | 704.6205 | 385.4692 | 13.7457 | 0 | 0 | 0 | 0 | 0 | 0 | 1103.8354
3677 | 40.7862 | 40.7862 | 40.7862 | 36.4308 | 36.4322 | 36.4425 | 29.627 | 29.627 | 29.627 | 3677 | 1016.0767 | 1016.0767 | 1016.0767 | 1191.9362 | 1191.9362 | 1191.9362 | 1348.2557 | 1348.2557 | 1348.2557 | 3675 | 526.7327 | 0 | 40.6873 | 0 | 0 | 0 | 0 | 567.42 |  | 3675 | 526.7327 | 0 | 40.6873 | 0 | 0 | 0 | 0 | 567.42 | 3675 | 526.7327 | 0 | 40.6873 | 0 | 0 | 0 | 0 | 567.42 | 3675 | 554.4554 | 154.3895 | 43.9863 | 0 | 0 | 0 | 0 | 752.8312 | 3675 | 554.4554 | 154.3895 | 43.9863 | 0 | 0 | 0 | 0 | 752.8312 | 3675 | 554.4554 | 154.3895 | 43.9863 | 0 | 0 | 0 | 0 | 752.8312 | 3675 | 563.6964 | 308.779 | 54.9828 | 0 | 0 | 0 | 0 | 0 | 0 | 927.4582 | 3675 | 563.6964 | 308.779 | 54.9828 | 17 | 0 | 0 | 0 | 0 | 0 | 944.4582 | 3675 | 563.6964 | 308.779 | 54.9828 | 0 | 0 | 0 | 0 | 0 | 0 | 927.4582
3678 | 37.7309 | 37.7309 | 37.7309 | 34.1149 | 34.1149 | 34.1149 | 25.243 | 25.243 | 25.243 | 3678 | 1084.9256 | 1084.9256 | 1084.9256 | 1272.7012 | 1272.7012 | 1272.7012 | 1439.6129 | 1439.6129 | 1439.6129 | 3676 | 263.3663 | 0 | 101.7182 | 0 | 0 | 0 | 0 | 365.0845 |  | 3676 | 263.3663 | 0 | 101.7182 | 0 | 0 | 0 | 0 | 365.0845 | 3676 | 263.3663 | 0 | 101.7182 | 0 | 0 | 0 | 0 | 365.0845 | 3676 | 277.2277 | 117.0535 | 109.9656 | 0 | 0 | 0 | 0 | 504.2468 | 3676 | 277.2277 | 117.0535 | 109.9656 | 0 | 0 | 0 | 0 | 504.2468 | 3676 | 277.2277 | 117.0535 | 109.9656 | 0 | 0 | 0 | 0 | 504.2468 | 3676 | 281.8482 | 234.107 | 137.457 | 0 | 0 | 0 | 0 | 0 | 0 | 653.4122 | 3676 | 281.8482 | 234.107 | 137.457 | 17 | 0 | 0 | 0 | 0 | 0 | 670.4122 | 3676 | 281.8482 | 234.107 | 137.457 | 0 | 0 | 0 | 0 | 0 | 0 | 653.4122
3679 | 28.1835 | 28.1835 | 28.1835 | 22.8974 | 22.8974 | 22.8974 | 20.9838 | 20.9838 | 20.9838 | 3679 | 1088.257 | 1335.6406 | 1483.9952 | 1740.8406 | 1740.8406 | 1740.8406 | 1444.0334 | 1444.0334 | 1444.0334 | 3677 | 28.2178 | 0 | 305.1546 | 0 | 0 | 0 | 0 | 333.3725 |  | 3677 | 28.2178 | 0 | 305.1546 | 0 | 0 | 0 | 0 | 333.3725 | 3677 | 28.2178 | 0 | 305.1546 | 0 | 0 | 0 | 0 | 333.3725 | 3677 | 29.703 | 82.7447 | 329.8969 | 0 | 0 | 0 | 0 | 442.3446 | 3677 | 29.703 | 82.7447 | 329.8969 | 0 | 0 | 0 | 0 | 442.3446 | 3677 | 29.703 | 82.7447 | 329.8969 | 0 | 0 | 0 | 0 | 442.3446 | 3677 | 30.198 | 165.4894 | 412.3711 | 0 | 0 | 0 | 0 | 0 | 0 | 608.0586 | 3677 | 30.198 | 165.4894 | 412.3711 | 17 | 0 | 0 | 0 | 0 | 0 | 625.0586 | 3677 | 30.198 | 165.4894 | 412.3711 | 0 | 0 | 0 | 0 | 0 | 0 | 608.0586
3680 | 21.7964 | 22.3899 | 22.3899 | 18.6145 | 20.9838 | 20.9838 | 14.53 | 14.53 | 14.6708 | 3680 | 1461.7859 | 1461.7859 | 1461.7859 | 1714.7873 | 1714.7873 | 1714.7873 | 1939.6775 | 1939.6775 | 1939.6775 | 3678 | 9.4059 | 0 | 645.9107 | 0 | 0 | 0 | 0 | 655.3166 |  | 3678 | 9.4059 | 0 | 645.9107 | 0 | 0 | 0 | 0 | 655.3166 | 3678 | 9.4059 | 0 | 645.9107 | 0 | 0 | 0 | 0 | 655.3166 | 3678 | 9.901 | 87.7901 | 698.2818 | 0 | 0 | 0 | 0 | 795.9729 | 3678 | 9.901 | 87.7901 | 698.2818 | 0 | 0 | 0 | 0 | 795.9729 | 3678 | 9.901 | 87.7901 | 698.2818 | 0 | 0 | 0 | 0 | 795.9729 | 3678 | 10.066 | 175.5802 | 872.8522 | 0 | 0 | 0 | 0 | 0 | 0 | 1058.4985 | 3678 | 10.066 | 175.5802 | 872.8522 | 17 | 0 | 0 | 0 | 0 | 0 | 1075.4985 | 3678 | 10.066 | 175.5802 | 872.8522 | 0 | 0 | 0 | 0 | 0 | 0 | 1058.4985
3681 | 20.9838 | 20.9838 | 20.9838 | 15.641 | 17.8837 | 17.8837 | 2.3567 | 3.0198 | 3.0198 | 3681 | 1449.5708 | 1449.5708 | 1449.5708 | 1700.458 | 1700.458 | 1700.458 | 1923.4689 | 1923.4689 | 1923.4689 | 3679 | 9.4059 | 0 | 971.4089 | 0 | 0 | 0 | 0 | 980.8149 |  | 3679 | 9.4059 | 0 | 971.4089 | 0 | 0 | 0 | 0 | 980.8149 | 3679 | 9.4059 | 0 | 971.4089 | 0 | 0 | 0 | 0 | 980.8149 | 3679 | 9.901 | 153.3804 | 1050.1718 | 0 | 0 | 0 | 0 | 1213.4532 | 3679 | 9.901 | 153.3804 | 1050.1718 | 0 | 0 | 0 | 0 | 1213.4532 | 3679 | 9.901 | 153.3804 | 1050.1718 | 0 | 0 | 0 | 0 | 1213.4532 | 3679 | 10.066 | 306.7608 | 1312.7148 | 0 | 0 | 0 | 0 | 0 | 0 | 1629.5416 | 3679 | 10.066 | 306.7608 | 1312.7148 | 17 | 0 | 0 | 0 | 0 | 0 | 1646.5416 | 3679 | 10.066 | 306.7608 | 1312.7148 | 0 | 0 | 0 | 0 | 0 | 0 | 1629.5416
3682 | 20.9838 | 20.9838 | 18.6145 | 14.9898 | 14.9898 | 14.9898 | 2.3567 | 2.3567 | 1.7812 | 3682 | 1435.1347 | 1435.1347 | 1435.1347 | 1683.5234 | 1683.5234 | 1683.5234 | 1904.3134 | 1904.3134 | 1904.3134 | 3680 | 9.4059 | 0 | 1195.189 | 0 | 0 | 0 | 0 | 1204.5949 |  | 3680 | 9.4059 | 0 | 1195.189 | 0 | 0 | 0 | 0 | 1204.5949 | 3680 | 9.4059 | 0 | 1195.189 | 0 | 0 | 0 | 0 | 1204.5949 | 3680 | 9.901 | 235.116 | 1292.0962 | 0 | 0 | 0 | 0 | 1537.1133 | 3680 | 9.901 | 235.116 | 1292.0962 | 0 | 0 | 0 | 0 | 1537.1133 | 3680 | 9.901 | 235.116 | 1292.0962 | 0 | 0 | 0 | 0 | 1537.1133 | 3680 | 10.066 | 470.2321 | 1615.1203 | 0 | 0 | 0 | 0 | 0 | 0 | 2095.4184 | 3680 | 10.066 | 470.2321 | 1615.1203 | 17 | 0 | 0 | 0 | 0 | 0 | 2112.4184 | 3680 | 10.066 | 470.2321 | 1615.1203 | 0 | 0 | 0 | 0 | 0 | 0 | 2095.4184
3683 | 20.9838 | 20.9838 | 18.6145 | 14.9898 | 14.9898 | 14.9898 | 2.3567 | 2.3567 | 1.6113 | 3683 | 1447.3499 | 1447.3499 | 1447.3499 | 1697.8527 | 1697.8527 | 1697.8527 | 1920.5219 | 1920.5219 | 1920.5219 | 3681 | 9.4059 | 0 | 1307.079 | 0 | 0 | 0 | 0 | 1316.485 |  | 3681 | 9.4059 | 0 | 1307.079 | 0 | 0 | 0 | 0 | 1316.485 | 3681 | 9.4059 | 0 | 1307.079 | 0 | 0 | 0 | 0 | 1316.485 | 3681 | 9.901 | 276.4884 | 1413.0584 | 0 | 0 | 0 | 0 | 1699.4478 | 3681 | 9.901 | 276.4884 | 1413.0584 | 0 | 0 | 0 | 0 | 1699.4478 | 3681 | 9.901 | 276.4884 | 1413.0584 | 0 | 0 | 0 | 0 | 1699.4478 | 3681 | 10.066 | 552.9768 | 1766.323 | 0 | 0 | 0 | 0 | 0 | 0 | 2329.3658 | 3681 | 10.066 | 552.9768 | 1766.323 | 17 | 0 | 0 | 0 | 0 | 0 | 2346.3658 | 3681 | 10.066 | 552.9768 | 1766.323 | 0 | 0 | 0 | 0 | 0 | 0 | 2329.3658
3684 | 20.9838 | 20.9838 | 18.6145 | 14.9898 | 14.9898 | 14.9898 | 2.3567 | 2.3567 | 2.3567 | 3684 | 1449.5708 | 1449.5708 | 1449.5708 | 1700.458 | 1700.458 | 1700.458 | 1923.4689 | 1923.4689 | 1923.4689 | 3682 | 0 | 0 | 1337.5945 | 0 | 0 | 0 | 0 | 1337.5945 |  | 3682 | 0 | 0 | 1337.5945 | 0 | 0 | 0 | 0 | 1337.5945 | 3682 | 0 | 0 | 1337.5945 | 0 | 0 | 0 | 0 | 1337.5945 | 3682 | 0 | 256.3068 | 1446.0481 | 0 | 0 | 0 | 0 | 1702.3549 | 3682 | 0 | 256.3068 | 1446.0481 | 0 | 0 | 0 | 0 | 1702.3549 | 3682 | 0 | 256.3068 | 1446.0481 | 0 | 0 | 0 | 0 | 1702.3549 | 3682 | 0 | 512.6135 | 1807.5601 | 0 | 0 | 0 | 0 | 0 | 0 | 2320.1737 | 3682 | 0 | 512.6135 | 1807.5601 | 17 | 0 | 0 | 0 | 0 | 0 | 2337.1737 | 3682 | 0 | 512.6135 | 1807.5601 | 0 | 0 | 0 | 0 | 0 | 0 | 2320.1737
3685 | 20.9838 | 20.9838 | 20.9838 | 17.8837 | 18.6145 | 18.6145 | 3.0198 | 3.3664 | 3.3664 | 3685 | 1438.4661 | 1438.4661 | 1438.4661 | 1687.4314 | 1687.4314 | 1687.4314 | 1908.7339 | 1908.7339 | 1908.7339 | 3683 | 0 | 0 | 1332.5086 | 0 | 0 | 0 | 0 | 1332.5086 |  | 3683 | 0 | 0 | 1332.5086 | 0 | 0 | 0 | 0 | 1332.5086 | 3683 | 0 | 0 | 1332.5086 | 0 | 0 | 0 | 0 | 1332.5086 | 3683 | 0 | 197.78 | 1440.5498 | 0 | 0 | 0 | 0 | 1638.3298 | 3683 | 0 | 197.78 | 1440.5498 | 0 | 0 | 0 | 0 | 1638.3298 | 3683 | 0 | 197.78 | 1440.5498 | 0 | 0 | 0 | 0 | 1638.3298 | 3683 | 0 | 395.56 | 1800.6873 | 0 | 0 | 0 | 0 | 0 | 0 | 2196.2473 | 3683 | 0 | 395.56 | 1800.6873 | 17 | 0 | 0 | 0 | 0 | 0 | 2213.2473 | 3683 | 0 | 395.56 | 1800.6873 | 0 | 0 | 0 | 0 | 0 | 0 | 2196.2473
3686 | 22.3899 | 22.8974 | 22.8974 | 20.9838 | 20.9838 | 20.9838 | 17.012 | 16.2384 | 16.5855 | 3686 | 1432.9138 | 1432.9138 | 1432.9138 | 1680.9181 | 1680.9181 | 1680.9181 | 1901.3664 | 1662.045 | 1701.7812 | 3684 | 112.8713 | 0 | 1291.8213 | 0 | 0 | 0 | 0 | 1404.6926 |  | 3684 | 112.8713 | 0 | 1291.8213 | 0 | 0 | 0 | 0 | 1404.6926 | 3684 | 112.8713 | 0 | 1291.8213 | 0 | 0 | 0 | 0 | 1404.6926 | 3684 | 118.8119 | 139.2533 | 1396.5636 | 0 | 0 | 0 | 0 | 1654.6287 | 3684 | 118.8119 | 139.2533 | 1396.5636 | 0 | 0 | 0 | 0 | 1654.6287 | 3684 | 118.8119 | 139.2533 | 1396.5636 | 0 | 0 | 0 | 0 | 1654.6287 | 3684 | 120.7921 | 278.5066 | 1745.7045 | 0 | 0 | 0 | 0 | 0 | 0 | 2145.0031 | 3684 | 120.7921 | 278.5066 | 1745.7045 | 17 | 0 | 0 | 0 | 0 | 0 | 2162.0031 | 3684 | 120.7921 | 278.5066 | 1745.7045 | 0 | 0 | 0 | 0 | 0 | 0 | 2145.0031
3687 | 28.1835 | 28.1835 | 28.1835 | 29.4202 | 29.4202 | 29.4202 | 20.9838 | 20.9838 | 20.9838 | 3687 | 1439.5766 | 1439.5766 | 1439.5766 | 1570.9816 | 1688.7341 | 1570.9816 | 1385.0932 | 1385.0932 | 1385.0932 | 3685 | 216.3366 | 0 | 1200.2749 | 0 | 0 | 0 | 0 | 1416.6115 |  | 3685 | 216.3366 | 0 | 1200.2749 | 0 | 0 | 0 | 0 | 1416.6115 | 3685 | 216.3366 | 0 | 1200.2749 | 0 | 0 | 0 | 0 | 1416.6115 | 3685 | 227.7228 | 98.89 | 1297.5945 | 0 | 0 | 0 | 0 | 1624.2073 | 3685 | 227.7228 | 98.89 | 1297.5945 | 0 | 0 | 0 | 0 | 1624.2073 | 3685 | 227.7228 | 98.89 | 1297.5945 | 0 | 0 | 0 | 0 | 1624.2073 | 3685 | 231.5182 | 197.78 | 1621.9931 | 0 | 0 | 0 | 0 | 0 | 0 | 2051.2913 | 3685 | 231.5182 | 197.78 | 1621.9931 | 17 | 0 | 0 | 0 | 0 | 0 | 2068.2913 | 3685 | 231.5182 | 197.78 | 1621.9931 | 0 | 0 | 0 | 0 | 0 | 0 | 2051.2913
3688 | 28.1835 | 28.1835 | 28.1835 | 31.4032 | 31.3828 | 31.3889 | 24.1017 | 24.1017 | 24.1017 | 3688 | 1048.2803 | 1048.2803 | 1048.2803 | 1229.7134 | 1229.7134 | 1229.7134 | 1390.9873 | 1390.9873 | 1390.9873 | 3686 | 282.1782 | 0 | 1007.0103 | 0 | 0 | 0 | 0 | 1289.1885 |  | 3686 | 282.1782 | 0 | 1007.0103 | 0 | 0 | 0 | 0 | 1289.1885 | 3686 | 282.1782 | 0 | 1007.0103 | 0 | 0 | 0 | 0 | 1289.1885 | 3686 | 297.0297 | 79.7175 | 1088.6598 | 0 | 0 | 0 | 0 | 1465.407 | 3686 | 297.0297 | 79.7175 | 1088.6598 | 0 | 0 | 0 | 0 | 1465.407 | 3686 | 297.0297 | 79.7175 | 1088.6598 | 0 | 0 | 0 | 0 | 1465.407 | 3686 | 301.9802 | 159.4349 | 1360.8247 | 0 | 0 | 0 | 0 | 0 | 0 | 1822.2399 | 3686 | 301.9802 | 159.4349 | 1360.8247 | 17 | 0 | 0 | 0 | 0 | 0 | 1839.2399 | 3686 | 301.9802 | 159.4349 | 1360.8247 | 0 | 0 | 0 | 0 | 0 | 0 | 1822.2399
3689 | 64.5753 | 64.5753 | 64.5753 | 35.8629 | 35.8629 | 35.8629 | 24.1017 | 24.1017 | 24.1017 | 3689 | 1049.3907 | 1049.3907 | 1049.3907 | 1231.016 | 1231.016 | 1231.016 | 1392.4608 | 1392.4608 | 1392.4608 | 3687 | 244.5545 | 0 | 737.457 | 0 | 0 | 0 | 0 | 982.0115 |  | 3687 | 244.5545 | 0 | 737.457 | 0 | 0 | 0 | 0 | 982.0115 | 3687 | 244.5545 | 0 | 737.457 | 0 | 0 | 0 | 0 | 982.0115 | 3687 | 257.4257 | 79.7175 | 797.2509 | 0 | 0 | 0 | 0 | 1134.3941 | 3687 | 257.4257 | 79.7175 | 797.2509 | 0 | 0 | 0 | 0 | 1134.3941 | 3687 | 257.4257 | 79.7175 | 797.2509 | 0 | 0 | 0 | 0 | 1134.3941 | 3687 | 261.7162 | 159.4349 | 996.5636 | 0 | 0 | 0 | 0 | 0 | 0 | 1417.7147 | 3687 | 261.7162 | 159.4349 | 996.5636 | 17 | 0 | 0 | 0 | 0 | 0 | 1434.7147 | 3687 | 261.7162 | 159.4349 | 996.5636 | 0 | 0 | 0 | 0 | 0 | 0 | 1417.7147
3690 | 80.9175 | 74.1528 | 80.702 | 80.9768 | 62.9922 | 62.9922 | 58.2553 | 32.962 | 32.9831 | 3690 | 1047.1698 | 1047.1698 | 1047.1698 | 1228.4107 | 1228.4107 | 1228.4107 | 1389.5138 | 1389.5138 | 1389.5138 | 3688 | 263.3663 | 0 | 452.646 | 0 | 0 | 0 | 0 | 716.0124 |  | 3688 | 263.3663 | 0 | 452.646 | 0 | 0 | 0 | 0 | 716.0124 | 3688 | 263.3663 | 0 | 452.646 | 0 | 0 | 0 | 0 | 716.0124 | 3688 | 277.2277 | 82.7447 | 489.3471 | 0 | 0 | 0 | 0 | 849.3195 | 3688 | 277.2277 | 82.7447 | 489.3471 | 0 | 0 | 0 | 0 | 849.3195 | 3688 | 277.2277 | 82.7447 | 489.3471 | 0 | 0 | 0 | 0 | 849.3195 | 3688 | 281.8482 | 165.4894 | 611.6838 | 0 | 0 | 0 | 0 | 0 | 0 | 1059.0214 | 3688 | 281.8482 | 165.4894 | 611.6838 | 17 | 0 | 0 | 0 | 0 | 0 | 1076.0214 | 3688 | 281.8482 | 165.4894 | 611.6838 | 0 | 0 | 0 | 0 | 0 | 0 | 1059.0214
3691 | 81.7757 | 74.1528 | 80.702 | 80.9768 | 62.9922 | 62.9922 | 84.8169 | 34.0097 | 84.7942 | 3691 | 1007.193 | 1007.193 | 1007.193 | 1181.5149 | 1181.5149 | 1181.5149 | 1336.4676 | 1336.4676 | 1336.4676 | 3689 | 282.1782 | 0 | 198.3505 | 0 | 0 | 0 | 0 | 480.5287 |  | 3689 | 282.1782 | 0 | 198.3505 | 0 | 0 | 0 | 0 | 480.5287 | 3689 | 282.1782 | 0 | 198.3505 | 0 | 0 | 0 | 0 | 480.5287 | 3689 | 297.0297 | 90.8174 | 214.433 | 0 | 0 | 0 | 0 | 602.28 | 3689 | 297.0297 | 90.8174 | 214.433 | 0 | 0 | 0 | 0 | 602.28 | 3689 | 297.0297 | 90.8174 | 214.433 | 0 | 0 | 0 | 0 | 602.28 | 3689 | 301.9802 | 181.6347 | 268.0412 | 0 | 0 | 0 | 0 | 0 | 0 | 751.6561 | 3689 | 301.9802 | 181.6347 | 268.0412 | 17 | 0 | 0 | 0 | 0 | 0 | 768.6561 | 3689 | 301.9802 | 181.6347 | 268.0412 | 0 | 0 | 0 | 0 | 0 | 0 | 751.6561
3692 | 81.7757 | 74.1528 | 80.702 | 85.8791 | 62.9922 | 85.8791 | 84.8169 | 34.0097 | 84.7942 | 3692 | 958.3325 | 958.3325 | 958.3325 | 1124.1977 | 1124.1977 | 1124.1977 | 1271.6335 | 1271.6335 | 1271.6335 | 3690 | 206.9307 | 0 | 81.3746 | 0 | 0 | 0 | 150 | 438.3053 |  | 3690 | 206.9307 | 0 | 81.3746 | 0 | 0 | 0 | 150 | 438.3053 | 3690 | 206.9307 | 0 | 81.3746 | 0 | 0 | 0 | 150 | 438.3053 | 3690 | 217.8218 | 102.9263 | 87.9725 | 0 | 0 | 0 | 0 | 408.7206 | 3690 | 217.8218 | 102.9263 | 87.9725 | 0 | 0 | 0 | 0 | 408.7206 | 3690 | 217.8218 | 102.9263 | 87.9725 | 0 | 0 | 0 | 0 | 408.7206 | 3690 | 221.4521 | 205.8527 | 109.9656 | 0 | 0 | 0 | 0 | 0 | 0 | 537.2705 | 3690 | 221.4521 | 205.8527 | 109.9656 | 17 | 0 | 0 | 0 | 0 | 0 | 554.2705 | 3690 | 221.4521 | 205.8527 | 109.9656 | 0 | 0 | 0 | 0 | 0 | 0 | 537.2705
3693 | 81.5718 | 74.1528 | 74.1528 | 85.8791 | 62.9922 | 85.8791 | 84.8169 | 32.5965 | 32.9831 | 3693 | 893.9254 | 893.9254 | 893.9254 | 1048.6433 | 1048.6433 | 1048.6433 | 1186.1703 | 1186.1703 | 1186.1703 | 3691 | 188.1188 | 0 | 25.4296 | 0 | 0 | 0 | 150 | 363.5484 |  | 3691 | 188.1188 | 0 | 25.4296 | 0 | 0 | 0 | 0 | 213.5484 | 3691 | 188.1188 | 0 | 25.4296 | 0 | 0 | 0 | 150 | 363.5484 | 3691 | 198.0198 | 119.0716 | 27.4914 | 0 | 0 | 0 | 0 | 344.5829 | 3691 | 198.0198 | 119.0716 | 27.4914 | 0 | 0 | 0 | 0 | 344.5829 | 3691 | 198.0198 | 119.0716 | 27.4914 | 0 | 0 | 0 | 0 | 344.5829 | 3691 | 201.3201 | 238.1433 | 34.3643 | 0 | 0 | 0 | 0 | 0 | 0 | 473.8277 | 3691 | 201.3201 | 238.1433 | 34.3643 | 17 | 0 | 0 | 0 | 0 | 0 | 490.8277 | 3691 | 201.3201 | 238.1433 | 34.3643 | 0 | 0 | 0 | 0 | 0 | 0 | 473.8277
3694 | 80.8129 | 74.1528 | 74.1528 | 82.6436 | 62.9922 | 62.9922 | 58.2553 | 32.5965 | 32.9831 | 3694 | 822.8556 | 822.8556 | 822.8556 | 965.2729 | 965.2729 | 965.2729 | 1091.8661 | 1091.8661 | 1091.8661 | 3692 | 282.1782 | 0 | 0 | 0 | 0 | 0 | 150 | 432.1782 |  | 3692 | 282.1782 | 0 | 0 | 0 | 0 | 0 | 150 | 432.1782 | 3692 | 282.1782 | 0 | 0 | 0 | 0 | 0 | 150 | 432.1782 | 3692 | 297.0297 | 143.2896 | 0 | 0 | 0 | 0 | 0 | 440.3193 | 3692 | 297.0297 | 143.2896 | 0 | 0 | 0 | 0 | 0 | 440.3193 | 3692 | 297.0297 | 143.2896 | 0 | 0 | 0 | 0 | 0 | 440.3193 | 3692 | 301.9802 | 286.5792 | 0 | 0 | 0 | 0 | 0 | 0 | 0 | 588.5594 | 3692 | 301.9802 | 286.5792 | 0 | 17 | 0 | 0 | 0 | 0 | 0 | 605.5594 | 3692 | 301.9802 | 286.5792 | 0 | 0 | 0 | 0 | 0 | 0 | 0 | 588.5594
3695 | 80.3786 | 74.1528 | 74.1528 | 80.9768 | 62.9922 | 62.9922 | 58.2553 | 32.5965 | 32.9831 | 3695 | 771.7741 | 771.7741 | 771.7741 | 905.3504 | 905.3504 | 905.3504 | 1024.0849 | 1024.0849 | 1024.0849 | 3693 | 376.2376 | 0 | 0 | 0 | 0 | 0 | 150 | 526.2376 |  | 3693 | 376.2376 | 0 | 0 | 0 | 0 | 0 | 150 | 526.2376 | 3693 | 376.2376 | 0 | 0 | 0 | 0 | 0 | 150 | 526.2376 | 3693 | 396.0396 | 158.4258 | 0 | 0 | 0 | 0 | 0 | 554.4654 | 3693 | 396.0396 | 158.4258 | 0 | 0 | 0 | 0 | 0 | 554.4654 | 3693 | 396.0396 | 158.4258 | 0 | 0 | 0 | 0 | 0 | 554.4654 | 3693 | 402.6403 | 316.8517 | 0 | 0 | 0 | 0 | 0 | 0 | 0 | 719.4919 | 3693 | 402.6403 | 316.8517 | 0 | 17 | 0 | 0 | 0 | 0 | 0 | 736.4919 | 3693 | 402.6403 | 316.8517 | 0 | 0 | 0 | 0 | 0 | 0 | 0 | 719.4919
3696 | 80.1183 | 74.1528 | 74.1528 | 77.9857 | 62.9922 | 62.9922 | 58.2553 | 32.5965 | 32.9831 | 3696 | 746.2334 | 746.2334 | 746.2334 | 875.3892 | 875.3892 | 875.3892 | 990.1943 | 990.1943 | 990.1943 | 3694 | 319.802 | 0 | 0 | 0 | 0 | 0 | 150 | 469.802 |  | 3694 | 319.802 | 0 | 0 | 0 | 0 | 0 | 0 | 319.802 | 3694 | 319.802 | 0 | 0 | 0 | 0 | 0 | 147.5212 | 467.3232 | 3694 | 336.6337 | 162.4622 | 0 | 0 | 0 | 0 | 0 | 499.0958 | 3694 | 336.6337 | 162.4622 | 0 | 0 | 0 | 0 | 0 | 499.0958 | 3694 | 336.6337 | 162.4622 | 0 | 0 | 0 | 0 | 0 | 499.0958 | 3694 | 342.2442 | 324.9243 | 0 | 0 | 0 | 0 | 0 | 0 | 0 | 667.1685 | 3694 | 342.2442 | 324.9243 | 0 | 17 | 0 | 0 | 0 | 0 | 0 | 684.1685 | 3694 | 342.2442 | 324.9243 | 0 | 0 | 0 | 0 | 0 | 0 | 0 | 667.1685
3697 | 80.9175 | 80.9175 | 80.9175 | 85.2213 | 85.1031 | 85.2213 | 67.1758 | 59.996 | 61.0228 | 3697 | 726.245 | 726.245 | 726.245 | 851.9413 | 851.9413 | 851.9413 | 963.6713 | 963.6713 | 963.6713 | 3695 | 329.2079 | 0 | 0 | 0 | 0 | 0 | 150 | 479.2079 |  | 3695 | 329.2079 | 0 | 0 | 0 | 0 | 0 | 0 | 329.2079 | 3695 | 329.2079 | 0 | 0 | 0 | 0 | 0 | 150 | 479.2079 | 3695 | 346.5347 | 151.3623 | 0 | 0 | 0 | 0 | 0 | 497.8969 | 3695 | 346.5347 | 151.3623 | 0 | 0 | 0 | 0 | 0 | 497.8969 | 3695 | 346.5347 | 151.3623 | 0 | 0 | 0 | 0 | 0 | 497.8969 | 3695 | 352.3102 | 302.7245 | 0 | 0 | 0 | 0 | 0 | 0 | 0 | 655.0348 | 3695 | 352.3102 | 302.7245 | 0 | 17 | 0 | 0 | 0 | 0 | 0 | 672.0348 | 3695 | 352.3102 | 302.7245 | 0 | 0 | 0 | 0 | 0 | 0 | 0 | 655.0348
3698 | 81.4173 | 81.4173 | 81.4173 | 85.2213 | 85.1031 | 85.2213 | 67.1758 | 59.996 | 61.0228 | 3698 | 705.1461 | 705.1461 | 705.1461 | 827.1907 | 827.1907 | 827.1907 | 935.6747 | 935.6747 | 935.6747 | 3696 | 348.0198 | 0 | 0 | 0 | 0 | 0 | 150 | 498.0198 |  | 3696 | 348.0198 | 0 | 0 | 0 | 0 | 0 | 136.7188 | 484.7386 | 3696 | 348.0198 | 0 | 0 | 0 | 0 | 0 | 150 | 498.0198 | 3696 | 366.3366 | 122.0989 | 0 | 0 | 0 | 0 | 0 | 488.4355 | 3696 | 366.3366 | 122.0989 | 0 | 0 | 0 | 0 | 0 | 488.4355 | 3696 | 366.3366 | 122.0989 | 0 | 0 | 0 | 0 | 0 | 488.4355 | 3696 | 372.4422 | 244.1978 | 0 | 0 | 0 | 0 | 0 | 0 | 0 | 616.64 | 3696 | 372.4422 | 244.1978 | 0 | 17 | 0 | 0 | 0 | 0 | 0 | 633.64 | 3696 | 372.4422 | 244.1978 | 0 | 0 | 0 | 0 | 0 | 0 | 0 | 616.64
3699 | 81.9417 | 81.4173 | 81.9417 | 85.2213 | 85.1031 | 85.2213 | 67.1758 | 59.996 | 61.0228 | 3699 | 741.7915 | 741.7915 | 741.7915 | 870.1785 | 870.1785 | 870.1785 | 984.3003 | 984.3003 | 984.3003 | 3697 | 319.802 | 0 | 0 | 0 | 0 | 0 | 150 | 469.802 |  | 3697 | 319.802 | 0 | 0 | 0 | 0 | 0 | 150 | 469.802 | 3697 | 319.802 | 0 | 0 | 0 | 0 | 0 | 150 | 469.802 | 3697 | 336.6337 | 86.781 | 0 | 0 | 0 | 0 | 0 | 423.4147 | 3697 | 336.6337 | 86.781 | 0 | 0 | 0 | 0 | 0 | 423.4147 | 3697 | 336.6337 | 86.781 | 0 | 0 | 0 | 0 | 0 | 423.4147 | 3697 | 342.2442 | 173.5621 | 0 | 0 | 0 | 0 | 0 | 0 | 0 | 515.8063 | 3697 | 342.2442 | 173.5621 | 0 | 17 | 0 | 0 | 0 | 0 | 0 | 532.8063 | 3697 | 342.2442 | 173.5621 | 0 | 0 | 0 | 0 | 0 | 0 | 0 | 515.8063
3700 | 81.9417 | 81.4173 | 81.9417 | 85.2213 | 85.1031 | 85.2213 | 67.1758 | 59.996 | 61.0228 | 3700 | 886.1522 | 886.1522 | 886.1522 | 1039.5247 | 1039.5247 | 1039.5247 | 1175.8558 | 1175.8558 | 1175.8558 | 3698 | 263.3663 | 0 | 10.1718 | 0 | 0 | 0 | 150 | 423.5382 |  | 3698 | 263.3663 | 0 | 10.1718 | 0 | 0 | 0 | 150 | 423.5382 | 3698 | 263.3663 | 0 | 10.1718 | 0 | 0 | 0 | 150 | 423.5382 | 3698 | 277.2277 | 59.5358 | 10.9966 | 0 | 0 | 0 | 0 | 347.7601 | 3698 | 277.2277 | 59.5358 | 10.9966 | 0 | 0 | 0 | 0 | 347.7601 | 3698 | 277.2277 | 59.5358 | 10.9966 | 0 | 0 | 0 | 0 | 347.7601 | 3698 | 281.8482 | 119.0716 | 13.7457 | 0 | 0 | 0 | 0 | 0 | 0 | 414.6655 | 3698 | 281.8482 | 119.0716 | 13.7457 | 17 | 0 | 0 | 0 | 0 | 0 | 431.6655 | 3698 | 281.8482 | 119.0716 | 13.7457 | 0 | 0 | 0 | 0 | 0 | 0 | 414.6655
3701 | 81.9417 | 81.4173 | 81.9417 | 85.2213 | 85.1031 | 85.2213 | 37.831 | 37.831 | 37.831 | 3701 | 1022.7395 | 1022.7395 | 1022.7395 | 1199.7521 | 1199.7521 | 1199.7521 | 1357.0967 | 1357.0967 | 1357.0967 | 3699 | 178.7129 | 0 | 50.8591 | 0 | 0 | 0 | 150 | 379.572 |  | 3699 | 178.7129 | 0 | 50.8591 | 0 | 0 | 0 | 150 | 379.572 | 3699 | 178.7129 | 0 | 50.8591 | 0 | 0 | 0 | 150 | 379.572 | 3699 | 188.1188 | 47.4268 | 54.9828 | 0 | 0 | 0 | 0 | 290.5285 | 3699 | 188.1188 | 47.4268 | 54.9828 | 0 | 0 | 0 | 0 | 290.5285 | 3699 | 188.1188 | 47.4268 | 54.9828 | 0 | 0 | 0 | 0 | 290.5285 | 3699 | 191.2541 | 94.8537 | 68.7285 | 0 | 0 | 0 | 0 | 0 | 0 | 354.8363 | 3699 | 191.2541 | 94.8537 | 68.7285 | 17 | 0 | 0 | 0 | 0 | 0 | 371.8363 | 3699 | 191.2541 | 94.8537 | 68.7285 | 0 | 0 | 0 | 0 | 0 | 0 | 354.8363
3702 | 79.6492 | 79.6492 | 79.6492 | 43.6293 | 44.4648 | 44.4648 | 37.728 | 37.728 | 37.728 | 3702 | 1104.914 | 1104.914 | 1104.914 | 1296.1492 | 1296.1492 | 1296.1492 | 1466.1359 | 1466.1359 | 1466.1359 | 3700 | 56.4356 | 0 | 122.0619 | 0 | 0 | 0 | 150 | 328.4975 |  | 3700 | 56.4356 | 0 | 122.0619 | 0 | 0 | 0 | 150 | 328.4975 | 3700 | 56.4356 | 0 | 122.0619 | 0 | 0 | 0 | 150 | 328.4975 | 3700 | 59.4059 | 43.3905 | 131.9588 | 0 | 0 | 0 | 0 | 234.7552 | 3700 | 59.4059 | 43.3905 | 131.9588 | 0 | 0 | 0 | 0 | 234.7552 | 3700 | 59.4059 | 43.3905 | 131.9588 | 0 | 0 | 0 | 0 | 234.7552 | 3700 | 60.396 | 86.781 | 164.9485 | 0 | 0 | 0 | 0 | 0 | 0 | 312.1255 | 3700 | 60.396 | 86.781 | 164.9485 | 17 | 0 | 0 | 0 | 0 | 0 | 329.1255 | 3700 | 60.396 | 86.781 | 164.9485 | 0 | 0 | 0 | 0 | 0 | 0 | 312.1255
3703 | 40.0222 | 40.0222 | 40.0222 | 37.4482 | 37.4482 | 37.4482 | 28.2056 | 28.6617 | 28.6617 | 3703 | 1128.2338 | 1128.2338 | 1128.2338 | 1323.5051 | 1323.5051 | 1323.5051 | 1497.0795 | 1497.0795 | 1497.0795 | 3701 | 9.4059 | 0 | 274.6392 | 0 | 0 | 0 | 150 | 434.0451 |  | 3701 | 9.4059 | 0 | 274.6392 | 0 | 0 | 0 | 150 | 434.0451 | 3701 | 9.4059 | 0 | 274.6392 | 0 | 0 | 0 | 150 | 434.0451 | 3701 | 9.901 | 35.3179 | 296.9072 | 0 | 0 | 0 | 0 | 342.1261 | 3701 | 9.901 | 35.3179 | 296.9072 | 0 | 0 | 0 | 0 | 342.1261 | 3701 | 9.901 | 35.3179 | 296.9072 | 0 | 0 | 0 | 0 | 342.1261 | 3701 | 10.066 | 70.6357 | 371.134 | 0 | 0 | 0 | 0 | 0 | 0 | 451.8357 | 3701 | 10.066 | 70.6357 | 371.134 | 17 | 0 | 0 | 0 | 0 | 0 | 468.8357 | 3701 | 10.066 | 70.6357 | 371.134 | 0 | 0 | 0 | 0 | 0 | 0 | 451.8357
3704 | 30.6037 | 31.057 | 31.057 | 29.6199 | 30.864 | 30.864 | 20.9838 | 22.3899 | 22.3899 | 3704 | 1526.193 | 1526.193 | 1526.193 | 1790.3418 | 1790.3418 | 1790.3418 | 2025.1407 | 1976.9434 | 2025.1407 | 3702 | 9.4059 | 0 | 554.3643 | 0 | 0 | 0 | 150 | 713.7702 |  | 3702 | 9.4059 | 0 | 554.3643 | 0 | 0 | 0 | 150 | 713.7702 | 3702 | 9.4059 | 0 | 554.3643 | 0 | 0 | 0 | 150 | 713.7702 | 3702 | 9.901 | 27.2452 | 599.3127 | 0 | 0 | 0 | 0 | 636.4589 | 3702 | 9.901 | 27.2452 | 599.3127 | 0 | 0 | 0 | 0 | 636.4589 | 3702 | 9.901 | 27.2452 | 599.3127 | 0 | 0 | 0 | 0 | 636.4589 | 3702 | 10.066 | 54.4904 | 749.1409 | 0 | 0 | 0 | 0 | 0 | 0 | 813.6973 | 3702 | 10.066 | 54.4904 | 749.1409 | 17 | 0 | 0 | 0 | 0 | 0 | 830.6973 | 3702 | 10.066 | 54.4904 | 749.1409 | 0 | 0 | 0 | 0 | 0 | 0 | 813.6973
3705 | 23.4961 | 28.5703 | 28.5703 | 22.3899 | 22.3899 | 22.3899 | 18.6145 | 18.6145 | 18.6145 | 3705 | 1531.7453 | 1531.7453 | 1531.7453 | 1796.8551 | 1796.8551 | 1796.8551 | 2032.5082 | 2032.5082 | 2032.5082 | 3703 | 9.4059 | 0 | 839.1753 | 0 | 0 | 0 | 0 | 848.5812 |  | 3703 | 9.4059 | 0 | 839.1753 | 0 | 0 | 0 | 0 | 848.5812 | 3703 | 9.4059 | 0 | 839.1753 | 0 | 0 | 0 | 0 | 848.5812 | 3703 | 9.901 | 25.227 | 907.2165 | 0 | 0 | 0 | 0 | 942.3445 | 3703 | 9.901 | 25.227 | 907.2165 | 0 | 0 | 0 | 0 | 942.3445 | 3703 | 9.901 | 25.227 | 907.2165 | 0 | 0 | 0 | 0 | 942.3445 | 3703 | 10.066 | 50.4541 | 1134.0206 | 0 | 0 | 0 | 0 | 0 | 0 | 1194.5407 | 3703 | 10.066 | 50.4541 | 1134.0206 | 17 | 0 | 0 | 0 | 0 | 0 | 1211.5407 | 3703 | 10.066 | 50.4541 | 1134.0206 | 0 | 0 | 0 | 0 | 0 | 0 | 1194.5407
3706 | 23.4961 | 28.5703 | 22.8974 | 22.3899 | 22.3899 | 22.3877 | 17.8837 | 18.6145 | 17.012 | 3706 | 1530.6348 | 1530.6348 | 1530.6348 | 1795.5524 | 1795.5524 | 1795.5524 | 2031.0347 | 2031.0347 | 2031.0347 | 3704 | 9.4059 | 0 | 1032.4399 | 0 | 0 | 0 | 0 | 1041.8458 |  | 3704 | 9.4059 | 0 | 1032.4399 | 0 | 0 | 0 | 0 | 1041.8458 | 3704 | 9.4059 | 0 | 1032.4399 | 0 | 0 | 0 | 0 | 1041.8458 | 3704 | 9.901 | 25.227 | 1116.1512 | 0 | 0 | 0 | 0 | 1151.2792 | 3704 | 9.901 | 25.227 | 1116.1512 | 0 | 0 | 0 | 0 | 1151.2792 | 3704 | 9.901 | 25.227 | 1116.1512 | 0 | 0 | 0 | 0 | 1151.2792 | 3704 | 10.066 | 50.4541 | 1395.189 | 0 | 0 | 0 | 0 | 0 | 0 | 1455.7091 | 3704 | 10.066 | 50.4541 | 1395.189 | 17 | 0 | 0 | 0 | 0 | 0 | 1472.7091 | 3704 | 10.066 | 50.4541 | 1395.189 | 0 | 0 | 0 | 0 | 0 | 0 | 1455.7091
3707 | 23.4961 | 28.5703 | 22.8974 | 22.3899 | 22.3899 | 22.3899 | 17.8837 | 18.6145 | 17.8837 | 3707 | 1573.943 | 1573.943 | 1573.943 | 1846.3562 | 1846.3562 | 1846.3562 | 2088.5013 | 2088.5013 | 2088.5013 | 3705 | 9.4059 | 0 | 1052.7835 | 0 | 0 | 0 | 0 | 1062.1894 |  | 3705 | 9.4059 | 0 | 1052.7835 | 0 | 0 | 0 | 0 | 1062.1894 | 3705 | 9.4059 | 0 | 1052.7835 | 0 | 0 | 0 | 0 | 1062.1894 | 3705 | 9.901 | 25.227 | 1138.1443 | 0 | 0 | 0 | 0 | 1173.2724 | 3705 | 9.901 | 25.227 | 1138.1443 | 0 | 0 | 0 | 0 | 1173.2724 | 3705 | 9.901 | 25.227 | 1138.1443 | 0 | 0 | 0 | 0 | 1173.2724 | 3705 | 10.066 | 50.4541 | 1422.6804 | 0 | 0 | 0 | 0 | 0 | 0 | 1483.2005 | 3705 | 10.066 | 50.4541 | 1422.6804 | 17 | 0 | 0 | 0 | 0 | 0 | 1500.2005 | 3705 | 10.066 | 50.4541 | 1422.6804 | 0 | 0 | 0 | 0 | 0 | 0 | 1483.2005
3708 | 23.4961 | 28.5703 | 23.7923 | 30.1371 | 30.3612 | 30.3612 | 17.8837 | 17.8837 | 14.9898 | 3708 | 1562.8384 | 1562.8384 | 1562.8384 | 1833.3296 | 1833.3296 | 1833.3296 | 2073.7663 | 2073.7663 | 2073.7663 | 3706 | 9.4059 | 0 | 991.7526 | 0 | 0 | 0 | 0 | 1001.1585 |  | 3706 | 9.4059 | 0 | 991.7526 | 0 | 0 | 0 | 0 | 1001.1585 | 3706 | 9.4059 | 0 | 991.7526 | 0 | 0 | 0 | 0 | 1001.1585 | 3706 | 9.901 | 21.1907 | 1072.1649 | 0 | 0 | 0 | 0 | 1103.2567 | 3706 | 9.901 | 21.1907 | 1072.1649 | 0 | 0 | 0 | 0 | 1103.2567 | 3706 | 9.901 | 21.1907 | 1072.1649 | 0 | 0 | 0 | 0 | 1103.2567 | 3706 | 10.066 | 42.3814 | 1340.2062 | 0 | 0 | 0 | 0 | 0 | 0 | 1392.6536 | 3706 | 10.066 | 42.3814 | 1340.2062 | 17 | 0 | 0 | 0 | 0 | 0 | 1409.6536 | 3706 | 10.066 | 42.3814 | 1340.2062 | 0 | 0 | 0 | 0 | 0 | 0 | 1392.6536
3709 | 28.5703 | 39.181 | 39.181 | 30.864 | 31.0073 | 31.1086 | 17.8837 | 18.6145 | 18.6145 | 3709 | 1550.6232 | 1385.0741 | 1385.0741 | 1819.0003 | 1667.0835 | 1667.0835 | 2057.5577 | 2057.5577 | 2057.5577 | 3707 | 9.4059 | 0 | 829.0034 | 0 | 0 | 0 | 0 | 838.4094 |  | 3707 | 9.4059 | 0 | 829.0034 | 0 | 0 | 0 | 0 | 838.4094 | 3707 | 9.4059 | 0 | 829.0034 | 0 | 0 | 0 | 0 | 838.4094 | 3707 | 9.901 | 14.1271 | 896.2199 | 0 | 0 | 0 | 0 | 920.2481 | 3707 | 9.901 | 14.1271 | 896.2199 | 0 | 0 | 0 | 0 | 920.2481 | 3707 | 9.901 | 14.1271 | 896.2199 | 0 | 0 | 0 | 0 | 920.2481 | 3707 | 10.066 | 28.2543 | 1120.2749 | 0 | 0 | 0 | 0 | 0 | 0 | 1158.5952 | 3707 | 10.066 | 28.2543 | 1120.2749 | 17 | 0 | 0 | 0 | 0 | 0 | 1175.5952 | 3707 | 10.066 | 28.2543 | 1120.2749 | 0 | 0 | 0 | 0 | 0 | 0 | 1158.5952
3710 | 29.4202 | 39.181 | 39.181 | 30.864 | 30.864 | 30.864 | 20.9838 | 20.9838 | 20.9838 | 3710 | 1533.9662 | 1496.7233 | 1496.7233 | 1799.4604 | 1799.4604 | 1799.4604 | 2035.4552 | 2035.4552 | 2035.4552 | 3708 | 9.4059 | 0 | 742.543 | 0 | 0 | 0 | 0 | 751.9489 |  | 3708 | 9.4059 | 0 | 742.543 | 0 | 0 | 0 | 0 | 751.9489 | 3708 | 9.4059 | 0 | 742.543 | 0 | 0 | 0 | 0 | 751.9489 | 3708 | 9.901 | 9.0817 | 802.7491 | 0 | 0 | 0 | 0 | 821.7319 | 3708 | 9.901 | 9.0817 | 802.7491 | 0 | 0 | 0 | 0 | 821.7319 | 3708 | 9.901 | 9.0817 | 802.7491 | 0 | 0 | 0 | 0 | 821.7319 | 3708 | 10.066 | 18.1635 | 1003.4364 | 0 | 0 | 0 | 0 | 0 | 0 | 1031.6659 | 3708 | 10.066 | 18.1635 | 1003.4364 | 17 | 0 | 0 | 0 | 0 | 0 | 1048.6659 | 3708 | 10.066 | 18.1635 | 1003.4364 | 0 | 0 | 0 | 0 | 0 | 0 | 1031.6659
3711 | 54.7624 | 55.3755 | 55.8003 | 43.3418 | 44.943 | 45.0388 | 22.3899 | 22.3899 | 22.3899 | 3711 | 1114.9082 | 1114.9082 | 1114.9082 | 1307.8731 | 1307.8731 | 1307.8731 | 1479.3975 | 1810.3485 | 1479.3975 | 3709 | 9.4059 | 0 | 737.457 | 0 | 0 | 0 | 0 | 746.863 |  | 3709 | 9.4059 | 0 | 737.457 | 0 | 0 | 0 | 0 | 746.863 | 3709 | 9.4059 | 0 | 737.457 | 0 | 0 | 0 | 0 | 746.863 | 3709 | 9.901 | 6.0545 | 797.2509 | 0 | 0 | 0 | 0 | 813.2063 | 3709 | 9.901 | 6.0545 | 797.2509 | 0 | 0 | 0 | 0 | 813.2063 | 3709 | 9.901 | 6.0545 | 797.2509 | 0 | 0 | 0 | 0 | 813.2063 | 3709 | 10.066 | 12.109 | 996.5636 | 0 | 0 | 0 | 0 | 0 | 0 | 1018.7386 | 3709 | 10.066 | 12.109 | 996.5636 | 17 | 0 | 0 | 0 | 0 | 0 | 1035.7386 | 3709 | 10.066 | 12.109 | 996.5636 | 0 | 0 | 0 | 0 | 0 | 0 | 1018.7386
3712 | 80.0874 | 80.0874 | 80.0874 | 85.3548 | 85.2396 | 85.2396 | 28.7551 | 28.7551 | 28.7551 | 3712 | 1096.0303 | 1096.0303 | 1096.0303 | 1285.7279 | 1285.7279 | 1285.7279 | 1454.3479 | 1454.3479 | 1454.3479 | 3710 | 9.4059 | 0 | 656.0825 | 0 | 0 | 0 | 0 | 665.4884 |  | 3710 | 9.4059 | 0 | 656.0825 | 0 | 0 | 0 | 0 | 665.4884 | 3710 | 9.4059 | 0 | 656.0825 | 0 | 0 | 0 | 0 | 665.4884 | 3710 | 9.901 | 5.0454 | 709.2784 | 0 | 0 | 0 | 0 | 724.2247 | 3710 | 9.901 | 5.0454 | 709.2784 | 0 | 0 | 0 | 0 | 724.2247 | 3710 | 9.901 | 5.0454 | 709.2784 | 0 | 0 | 0 | 0 | 724.2247 | 3710 | 10.066 | 10.0908 | 886.5979 | 0 | 0 | 0 | 0 | 0 | 0 | 906.7548 | 3710 | 10.066 | 10.0908 | 886.5979 | 17 | 0 | 0 | 0 | 0 | 0 | 923.7548 | 3710 | 10.066 | 10.0908 | 886.5979 | 0 | 0 | 0 | 0 | 0 | 0 | 906.7548
3713 | 84.5534 | 84.1725 | 84.1725 | 88.8646 | 88.2171 | 88.2171 | 88.9515 | 88.8375 | 88.8375 | 3713 | 1073.821 | 1073.821 | 1073.821 | 1259.6746 | 1259.6746 | 1259.6746 | 1424.8778 | 1424.8778 | 1424.8778 | 3711 | 9.4059 | 0 | 518.7629 | 0 | 0 | 0 | 0 | 528.1688 |  | 3711 | 9.4059 | 0 | 518.7629 | 0 | 0 | 0 | 0 | 528.1688 | 3711 | 9.4059 | 0 | 518.7629 | 0 | 0 | 0 | 0 | 528.1688 | 3711 | 9.901 | 4.0363 | 560.8247 | 0 | 0 | 0 | 0 | 574.7621 | 3711 | 9.901 | 4.0363 | 560.8247 | 0 | 0 | 0 | 0 | 574.7621 | 3711 | 9.901 | 4.0363 | 560.8247 | 0 | 0 | 0 | 0 | 574.7621 | 3711 | 10.066 | 8.0727 | 701.0309 | 0 | 0 | 0 | 0 | 0 | 0 | 719.1696 | 3711 | 10.066 | 8.0727 | 701.0309 | 17 | 0 | 0 | 0 | 0 | 0 | 736.1696 | 3711 | 10.066 | 8.0727 | 701.0309 | 0 | 0 | 0 | 0 | 0 | 0 | 719.1696
3714 | 87.1946 | 84.1725 | 86.7998 | 91.9721 | 89.3003 | 91.9186 | 92.6968 | 92.243 | 92.243 | 3714 | 1039.3965 | 1039.3965 | 1039.3965 | 1219.2921 | 1219.2921 | 1219.2921 | 1379.1992 | 1379.1992 | 1379.1992 | 3712 | 9.4059 | 0 | 356.0137 | 0 | 0 | 0 | 150 | 515.4197 |  | 3712 | 9.4059 | 0 | 356.0137 | 0 | 0 | 0 | 150 | 515.4197 | 3712 | 9.4059 | 0 | 356.0137 | 0 | 0 | 0 | 150 | 515.4197 | 3712 | 9.901 | 5.0454 | 384.8797 | 0 | 0 | 0 | 0 | 399.8261 | 3712 | 9.901 | 5.0454 | 384.8797 | 0 | 0 | 0 | 0 | 399.8261 | 3712 | 9.901 | 5.0454 | 384.8797 | 0 | 0 | 0 | 0 | 399.8261 | 3712 | 10.066 | 10.0908 | 481.0997 | 0 | 0 | 0 | 0 | 0 | 0 | 501.2565 | 3712 | 10.066 | 10.0908 | 481.0997 | 17 | 0 | 0 | 0 | 0 | 0 | 518.2565 | 3712 | 10.066 | 10.0908 | 481.0997 | 0 | 0 | 0 | 0 | 0 | 0 | 501.2565
3715 | 87.1946 | 84.1725 | 90.7143 | 91.9721 | 89.3003 | 91.9186 | 94.9153 | 94.9017 | 94.9017 | 3715 | 982.7627 | 982.7627 | 982.7627 | 1152.8563 | 1152.8563 | 1152.8563 | 1304.0506 | 1304.0506 | 1304.0506 | 3713 | 9.4059 | 0 | 167.8351 | 0 | 0 | 0 | 150 | 327.241 |  | 3713 | 9.4059 | 0 | 167.8351 | 0 | 0 | 0 | 150 | 327.241 | 3713 | 9.4059 | 0 | 167.8351 | 0 | 0 | 0 | 150 | 327.241 | 3713 | 9.901 | 5.0454 | 181.4433 | 0 | 0 | 0 | 0 | 196.3897 | 3713 | 9.901 | 5.0454 | 181.4433 | 0 | 0 | 0 | 0 | 196.3897 | 3713 | 9.901 | 5.0454 | 181.4433 | 0 | 0 | 0 | 0 | 196.3897 | 3713 | 10.066 | 10.0908 | 226.8041 | 0 | 0 | 0 | 0 | 0 | 0 | 246.9609 | 3713 | 10.066 | 10.0908 | 226.8041 | 66 | 0 | 0 | 0 | 0 | 0 | 312.9609 | 3713 | 10.066 | 10.0908 | 226.8041 | 0 | 0 | 0 | 0 | 0 | 0 | 246.9609
3716 | 87.1946 | 84.1725 | 90.7143 | 91.9721 | 89.3003 | 91.9186 | 94.9422 | 94.9093 | 95.1979 | 3716 | 936.1232 | 936.1232 | 936.1232 | 1098.1445 | 1098.1445 | 1098.1445 | 1242.1634 | 1242.1634 | 1242.1634 | 3714 | 9.4059 | 0 | 71.2027 | 0 | 0 | 0 | 150 | 230.6087 |  | 3714 | 9.4059 | 0 | 71.2027 | 0 | 0 | 0 | 150 | 230.6087 | 3714 | 9.4059 | 0 | 71.2027 | 0 | 0 | 0 | 150 | 230.6087 | 3714 | 9.901 | 5.0454 | 76.9759 | 150 | 0 | 0 | 0 | 241.9223 | 3714 | 9.901 | 5.0454 | 76.9759 | 0 | 0 | 0 | 0 | 91.9223 | 3714 | 9.901 | 5.0454 | 76.9759 | 150 | 0 | 0 | 0 | 241.9223 | 3714 | 10.066 | 10.0908 | 96.2199 | 150 | 0 | 0 | 0 | 0 | 0 | 266.3768 | 3714 | 10.066 | 10.0908 | 96.2199 | 66 | 0 | 0 | 0 | 0 | 0 | 182.3768 | 3714 | 10.066 | 10.0908 | 96.2199 | 150 | 0 | 0 | 0 | 0 | 0 | 266.3768
3717 | 87.1946 | 84.1725 | 87.1912 | 91.9721 | 89.3003 | 89.3003 | 94.9422 | 94.9093 | 94.9422 | 3717 | 882.8208 | 882.8208 | 882.8208 | 1035.6167 | 1035.6167 | 1035.6167 | 1171.4352 | 1171.4352 | 1171.4352 | 3715 | 9.4059 | 0 | 20.3436 | 0 | 0 | 0 | 150 | 179.7496 |  | 3715 | 9.4059 | 0 | 20.3436 | 0 | 0 | 0 | 150 | 179.7496 | 3715 | 9.4059 | 0 | 20.3436 | 150 | 0 | 0 | 150 | 329.7496 | 3715 | 9.901 | 8.0727 | 21.9931 | 150 | 0 | 0 | 0 | 189.9668 | 3715 | 9.901 | 8.0727 | 21.9931 | 0 | 0 | 0 | 0 | 39.9668 | 3715 | 9.901 | 8.0727 | 21.9931 | 150 | 0 | 0 | 0 | 189.9668 | 3715 | 10.066 | 16.1453 | 27.4914 | 150 | 0 | 0 | 0 | 0 | 0 | 203.7027 | 3715 | 10.066 | 16.1453 | 27.4914 | 66 | 0 | 0 | 0 | 0 | 0 | 119.7027 | 3715 | 10.066 | 16.1453 | 27.4914 | 150 | 0 | 0 | 0 | 0 | 0 | 203.7027
3718 | 85.9248 | 84.1725 | 85.3045 | 90.5619 | 88.2171 | 88.2171 | 93.6697 | 93.5855 | 93.5855 | 3718 | 822.8556 | 822.8556 | 822.8556 | 965.2729 | 965.2729 | 965.2729 | 1091.8661 | 1091.8661 | 1091.8661 | 3716 | 9.4059 | 0 | 0 | 0 | 0 | 0 | 150 | 159.4059 |  | 3716 | 9.4059 | 0 | 0 | 0 | 0 | 0 | 150 | 159.4059 | 3716 | 9.4059 | 0 | 0 | 75.369 | 0 | 0 | 150 | 234.7749 | 3716 | 9.901 | 11.0999 | 0 | 150 | 0 | 0 | 0 | 171.0009 | 3716 | 9.901 | 11.0999 | 0 | 0 | 0 | 0 | 0 | 21.0009 | 3716 | 9.901 | 11.0999 | 0 | 150 | 0 | 0 | 0 | 171.0009 | 3716 | 10.066 | 22.1998 | 0 | 150 | 0 | 0 | 0 | 0 | 0 | 182.2658 | 3716 | 10.066 | 22.1998 | 0 | 66 | 0 | 0 | 0 | 0 | 0 | 98.2658 | 3716 | 10.066 | 22.1998 | 0 | 150 | 0 | 0 | 0 | 0 | 0 | 182.2658
3719 | 84.9697 | 84.1725 | 84.7706 | 89.2194 | 86.0396 | 86.0396 | 90.5251 | 90.3709 | 90.3709 | 3719 | 776.216 | 776.216 | 776.216 | 910.5611 | 910.5611 | 910.5611 | 1029.9789 | 1029.9789 | 1029.9789 | 3717 | 9.4059 | 0 | 0 | 0 | 0 | 0 | 150 | 159.4059 |  | 3717 | 9.4059 | 0 | 0 | 0 | 0 | 0 | 150 | 159.4059 | 3717 | 9.4059 | 0 | 0 | 0 | 0 | 0 | 150 | 159.4059 | 3717 | 9.901 | 17.1544 | 0 | 150 | 0 | 0 | 0 | 177.0554 | 3717 | 9.901 | 17.1544 | 0 | 0 | 0 | 0 | 0 | 27.0554 | 3717 | 9.901 | 17.1544 | 0 | 0 | 0 | 0 | 0 | 27.0554 | 3717 | 10.066 | 34.3088 | 0 | 150 | 0 | 0 | 0 | 0 | 0 | 194.3748 | 3717 | 10.066 | 34.3088 | 0 | 66 | 0 | 0 | 0 | 0 | 0 | 110.3748 | 3717 | 10.066 | 34.3088 | 0 | 150 | 0 | 0 | 0 | 0 | 0 | 194.3748
3720 | 84.5534 | 81.9354 | 81.9417 | 85.8139 | 85.7638 | 85.7638 | 90.5251 | 90.3709 | 90.3709 | 3720 | 747.3439 | 747.3439 | 747.3439 | 876.6918 | 876.6918 | 876.6918 | 991.6678 | 991.6678 | 991.6678 | 3718 | 0 | 0 | 0 | 0 | 0 | 0 | 150 | 150 |  | 3718 | 0 | 0 | 0 | 0 | 0 | 0 | 150 | 150 | 3718 | 0 | 0 | 0 | 0 | 0 | 0 | 150 | 150 | 3718 | 0 | 30.2725 | 0 | 0 | 0 | 0 | 0 | 30.2725 | 3718 | 0 | 30.2725 | 0 | 0 | 0 | 0 | 0 | 30.2725 | 3718 | 0 | 30.2725 | 0 | 0 | 0 | 0 | 0 | 30.2725 | 3718 | 0 | 60.5449 | 0 | 150 | 0 | 0 | 0 | 0 | 0 | 210.5449 | 3718 | 0 | 60.5449 | 0 | 66 | 0 | 0 | 0 | 0 | 0 | 126.5449 | 3718 | 0 | 60.5449 | 0 | 150 | 0 | 0 | 0 | 0 | 0 | 210.5449
3721 | 84.1725 | 81.9354 | 81.9417 | 85.7524 | 85.6908 | 85.6908 | 90.5251 | 90.3709 | 90.3709 | 3721 | 729.5764 | 729.5764 | 729.5764 | 855.8492 | 855.8492 | 855.8492 | 968.0918 | 968.0918 | 968.0918 | 3719 | 9.4059 | 0 | 0 | 0 | 0 | 0 | 150 | 159.4059 |  | 3719 | 9.4059 | 0 | 0 | 0 | 0 | 0 | 150 | 159.4059 | 3719 | 9.4059 | 0 | 0 | 0 | 0 | 0 | 150 | 159.4059 | 3719 | 9.901 | 49.445 | 0 | 0 | 0 | 0 | 0 | 59.346 | 3719 | 9.901 | 49.445 | 0 | 0 | 0 | 0 | 0 | 59.346 | 3719 | 9.901 | 49.445 | 0 | 0 | 0 | 0 | 0 | 59.346 | 3719 | 10.066 | 98.89 | 0 | 0 | 0 | 0 | 0 | 0 | 0 | 108.956 | 3719 | 10.066 | 98.89 | 0 | 66 | 0 | 0 | 0 | 0 | 0 | 174.956 | 3719 | 10.066 | 98.89 | 0 | 0 | 0 | 0 | 0 | 0 | 0 | 108.956
3722 | 83.0279 | 81.9354 | 81.9417 | 85.4987 | 85.4987 | 85.4987 | 89.9145 | 89.8023 | 89.8023 | 3722 | 702.9252 | 702.9252 | 702.9252 | 824.5853 | 824.5853 | 824.5853 | 932.7277 | 932.7277 | 932.7277 | 3720 | 84.6535 | 0 | 0 | 0 | 0 | 0 | 150 | 234.6535 |  | 3720 | 84.6535 | 0 | 0 | 0 | 0 | 0 | 150 | 234.6535 | 3720 | 84.6535 | 0 | 0 | 0 | 0 | 0 | 150 | 234.6535 | 3720 | 89.1089 | 76.6902 | 0 | 0 | 0 | 0 | 0 | 165.7991 | 3720 | 89.1089 | 76.6902 | 0 | 0 | 0 | 0 | 0 | 165.7991 | 3720 | 89.1089 | 76.6902 | 0 | 0 | 0 | 0 | 0 | 165.7991 | 3720 | 90.5941 | 153.3804 | 0 | 0 | 0 | 0 | 0 | 0 | 0 | 243.9745 | 3720 | 90.5941 | 153.3804 | 0 | 66 | 0 | 0 | 0 | 0 | 0 | 309.9745 | 3720 | 90.5941 | 153.3804 | 0 | 0 | 0 | 0 | 0 | 0 | 0 | 243.9745
3723 | 82.5741 | 81.9354 | 81.9417 | 85.3548 | 85.2396 | 85.2396 | 89.6964 | 89.5713 | 89.5713 | 3723 | 706.2566 | 706.2566 | 706.2566 | 828.4933 | 828.4933 | 828.4933 | 937.1482 | 937.1482 | 937.1482 | 3721 | 94.0594 | 0 | 0 | 0 | 0 | 0 | 150 | 244.0594 |  | 3721 | 94.0594 | 0 | 0 | 0 | 0 | 0 | 150 | 244.0594 | 3721 | 94.0594 | 0 | 0 | 0 | 0 | 0 | 150 | 244.0594 | 3721 | 99.0099 | 102.9263 | 0 | 0 | 0 | 0 | 0 | 201.9362 | 3721 | 99.0099 | 102.9263 | 0 | 0 | 0 | 0 | 0 | 201.9362 | 3721 | 99.0099 | 102.9263 | 0 | 0 | 0 | 0 | 0 | 201.9362 | 3721 | 100.6601 | 205.8527 | 0 | 0 | 0 | 0 | 0 | 0 | 0 | 306.5127 | 3721 | 100.6601 | 205.8527 | 0 | 66 | 0 | 0 | 0 | 0 | 0 | 372.5127 | 3721 | 100.6601 | 205.8527 | 0 | 0 | 0 | 0 | 0 | 0 | 0 | 306.5127
3724 | 82.0279 | 81.9354 | 81.9417 | 80.9768 | 80.9768 | 80.9768 | 88.8375 | 88.8375 | 88.8375 | 3724 | 766.2218 | 766.2218 | 766.2218 | 898.8371 | 898.8371 | 898.8371 | 1016.7174 | 1016.7174 | 1016.7174 | 3722 | 84.6535 | 0 | 10.1718 | 0 | 0 | 0 | 150 | 244.8253 |  | 3722 | 84.6535 | 0 | 10.1718 | 0 | 0 | 0 | 150 | 244.8253 | 3722 | 84.6535 | 0 | 10.1718 | 0 | 0 | 0 | 150 | 244.8253 | 3722 | 89.1089 | 122.0989 | 10.9966 | 0 | 0 | 0 | 0 | 222.2044 | 3722 | 89.1089 | 122.0989 | 10.9966 | 0 | 0 | 0 | 0 | 222.2044 | 3722 | 89.1089 | 122.0989 | 10.9966 | 0 | 0 | 0 | 0 | 222.2044 | 3722 | 90.5941 | 244.1978 | 13.7457 | 0 | 0 | 0 | 0 | 0 | 0 | 348.5375 | 3722 | 90.5941 | 244.1978 | 13.7457 | 66 | 0 | 0 | 0 | 0 | 0 | 414.5375 | 3722 | 90.5941 | 244.1978 | 13.7457 | 0 | 0 | 0 | 0 | 0 | 0 | 348.5375
3725 | 81.5718 | 81.5718 | 81.5718 | 55.0883 | 55.0883 | 55.0883 | 57.8188 | 57.8188 | 57.8188 | 3725 | 809.53 | 809.53 | 809.53 | 949.6409 | 949.6409 | 949.6409 | 1074.184 | 1074.184 | 1074.184 | 3723 | 65.8416 | 0 | 50.8591 | 0 | 0 | 0 | 150 | 266.7007 |  | 3723 | 65.8416 | 0 | 50.8591 | 0 | 0 | 0 | 150 | 266.7007 | 3723 | 65.8416 | 0 | 50.8591 | 0 | 0 | 0 | 150 | 266.7007 | 3723 | 69.3069 | 131.1806 | 54.9828 | 0 | 0 | 0 | 0 | 255.4704 | 3723 | 69.3069 | 131.1806 | 54.9828 | 0 | 0 | 0 | 0 | 255.4704 | 3723 | 69.3069 | 131.1806 | 54.9828 | 0 | 0 | 0 | 0 | 255.4704 | 3723 | 70.462 | 262.3613 | 68.7285 | 0 | 0 | 0 | 0 | 0 | 0 | 401.5518 | 3723 | 70.462 | 262.3613 | 68.7285 | 66 | 0 | 0 | 0 | 0 | 0 | 467.5518 | 3723 | 70.462 | 262.3613 | 68.7285 | 0 | 0 | 0 | 0 | 0 | 0 | 401.5518
3726 | 43.7819 | 49.4913 | 55.1536 | 36.5063 | 36.5063 | 36.5063 | 30.4683 | 30.4683 | 30.4683 | 3726 | 861.7219 | 861.7219 | 861.7219 | 1010.8661 | 1010.8661 | 1010.8661 | 1143.4387 | 1143.4387 | 1143.4387 | 3724 | 28.2178 | 0 | 111.89 | 0 | 0 | 0 | 150 | 290.1079 |  | 3724 | 28.2178 | 0 | 111.89 | 0 | 0 | 0 | 150 | 290.1079 | 3724 | 28.2178 | 0 | 111.89 | 0 | 0 | 0 | 150 | 290.1079 | 3724 | 29.703 | 105.9536 | 120.9622 | 0 | 0 | 0 | 0 | 256.6188 | 3724 | 29.703 | 105.9536 | 120.9622 | 0 | 0 | 0 | 0 | 256.6188 | 3724 | 29.703 | 105.9536 | 120.9622 | 0 | 0 | 0 | 0 | 256.6188 | 3724 | 30.198 | 211.9072 | 151.2027 | 0 | 0 | 0 | 0 | 0 | 0 | 393.3079 | 3724 | 30.198 | 211.9072 | 151.2027 | 66 | 0 | 0 | 0 | 0 | 0 | 459.3079 | 3724 | 30.198 | 211.9072 | 151.2027 | 0 | 0 | 0 | 0 | 0 | 0 | 393.3079
3727 | 34.1514 | 42.1081 | 42.1081 | 31.7078 | 31.544 | 31.7193 | 24.2581 | 24.2581 | 24.2581 | 3727 | 1065.5984 | 893.9254 | 893.9254 | 1048.6433 | 1048.6433 | 1048.6433 | 1186.1703 | 1186.1703 | 1186.1703 | 3725 | 9.4059 | 0 | 294.9828 | 0 | 0 | 0 | 150 | 454.3888 |  | 3725 | 9.4059 | 0 | 294.9828 | 0 | 0 | 0 | 150 | 454.3888 | 3725 | 9.4059 | 0 | 294.9828 | 0 | 0 | 0 | 150 | 454.3888 | 3725 | 9.901 | 60.5449 | 318.9003 | 0 | 0 | 0 | 0 | 389.3462 | 3725 | 9.901 | 60.5449 | 318.9003 | 0 | 0 | 0 | 0 | 389.3462 | 3725 | 9.901 | 60.5449 | 318.9003 | 0 | 0 | 0 | 0 | 389.3462 | 3725 | 10.066 | 121.0898 | 398.6254 | 0 | 0 | 0 | 0 | 0 | 0 | 529.7812 | 3725 | 10.066 | 121.0898 | 398.6254 | 17 | 0 | 0 | 0 | 0 | 0 | 546.7812 | 3725 | 10.066 | 121.0898 | 398.6254 | 0 | 0 | 0 | 0 | 0 | 0 | 529.7812
3728 | 23.7923 | 39.181 | 39.181 | 30.864 | 30.864 | 30.864 | 16.2821 | 16.137 | 16.137 | 3728 | 1306.3206 | 1223.0582 | 1223.0582 | 1532.4146 | 1532.4146 | 1532.4146 | 1733.387 | 1733.387 | 1733.387 | 3726 | 9.4059 | 0 | 610.3093 | 0 | 0 | 0 | 0 | 619.7152 |  | 3726 | 9.4059 | 0 | 610.3093 | 0 | 0 | 0 | 0 | 619.7152 | 3726 | 9.4059 | 0 | 610.3093 | 0 | 0 | 0 | 0 | 619.7152 | 3726 | 9.901 | 39.3542 | 659.7938 | 0 | 0 | 0 | 0 | 709.049 | 3726 | 9.901 | 39.3542 | 659.7938 | 0 | 0 | 0 | 0 | 709.049 | 3726 | 9.901 | 39.3542 | 659.7938 | 0 | 0 | 0 | 0 | 709.049 | 3726 | 10.066 | 78.7084 | 824.7423 | 0 | 0 | 0 | 0 | 0 | 0 | 913.5166 | 3726 | 10.066 | 78.7084 | 824.7423 | 17 | 0 | 0 | 0 | 0 | 0 | 930.5166 | 3726 | 10.066 | 78.7084 | 824.7423 | 0 | 0 | 0 | 0 | 0 | 0 | 913.5166
3729 | 18.6145 | 20.9838 | 20.9838 | 16.2384 | 17.8837 | 17.8837 | 2.3567 | 3.0198 | 3.0198 | 3729 | 1287.4427 | 1287.4427 | 1287.4427 | 1510.2693 | 1510.2693 | 1510.2693 | 1708.3374 | 1708.3374 | 1708.3374 | 3727 | 9.4059 | 0 | 935.8076 | 0 | 0 | 0 | 0 | 945.2135 |  | 3727 | 9.4059 | 0 | 935.8076 | 0 | 0 | 0 | 0 | 945.2135 | 3727 | 9.4059 | 0 | 935.8076 | 0 | 0 | 0 | 0 | 945.2135 | 3727 | 9.901 | 39.3542 | 1011.6838 | 0 | 0 | 0 | 0 | 1060.939 | 3727 | 9.901 | 39.3542 | 1011.6838 | 0 | 0 | 0 | 0 | 1060.939 | 3727 | 9.901 | 39.3542 | 1011.6838 | 0 | 0 | 0 | 0 | 1060.939 | 3727 | 10.066 | 78.7084 | 1264.6048 | 0 | 0 | 0 | 0 | 0 | 0 | 1353.3792 | 3727 | 10.066 | 78.7084 | 1264.6048 | 17 | 0 | 0 | 0 | 0 | 0 | 1370.3792 | 3727 | 10.066 | 78.7084 | 1264.6048 | 0 | 0 | 0 | 0 | 0 | 0 | 1353.3792
3730 | 18.6145 | 18.6145 | 18.6145 | 13.6426 | 14.9898 | 13.6426 | 1.4071 | 1.4071 | 1.4071 | 3730 | 1277.4485 | 1277.4485 | 1277.4485 | 1498.5454 | 1498.5454 | 1498.5454 | 1695.0759 | 1695.0759 | 1695.0759 | 3728 | 9.4059 | 0 | 1164.6735 | 0 | 0 | 0 | 0 | 1174.0795 |  | 3728 | 9.4059 | 0 | 1164.6735 | 0 | 0 | 0 | 0 | 1174.0795 | 3728 | 9.4059 | 0 | 1164.6735 | 0 | 0 | 0 | 0 | 1174.0795 | 3728 | 9.901 | 43.3905 | 1259.1065 | 0 | 0 | 0 | 0 | 1312.398 | 3728 | 9.901 | 43.3905 | 1259.1065 | 0 | 0 | 0 | 0 | 1312.398 | 3728 | 9.901 | 43.3905 | 1259.1065 | 0 | 0 | 0 | 0 | 1312.398 | 3728 | 10.066 | 86.781 | 1573.8832 | 0 | 0 | 0 | 0 | 0 | 0 | 1670.7302 | 3728 | 10.066 | 86.781 | 1573.8832 | 17 | 0 | 0 | 0 | 0 | 0 | 1687.7302 | 3728 | 10.066 | 86.781 | 1573.8832 | 0 | 0 | 0 | 0 | 0 | 0 | 1670.7302
3731 | 18.6145 | 18.6145 | 18.6145 | 13.6426 | 14.9898 | 12.9218 | 1.4071 | 1.4071 | 1.4071 | 3731 | 1274.1171 | 1274.1171 | 1274.1171 | 1494.6374 | 1494.6374 | 1494.6374 | 1690.6554 | 1690.6554 | 1690.6554 | 3729 | 9.4059 | 0 | 1256.2199 | 0 | 0 | 0 | 0 | 1265.6259 |  | 3729 | 9.4059 | 0 | 1256.2199 | 0 | 0 | 0 | 0 | 1265.6259 | 3729 | 9.4059 | 0 | 1256.2199 | 0 | 0 | 0 | 0 | 1265.6259 | 3729 | 9.901 | 50.4541 | 1358.0756 | 0 | 0 | 0 | 0 | 1418.4307 | 3729 | 9.901 | 50.4541 | 1358.0756 | 0 | 0 | 0 | 0 | 1418.4307 | 3729 | 9.901 | 50.4541 | 1358.0756 | 0 | 0 | 0 | 0 | 1418.4307 | 3729 | 10.066 | 100.9082 | 1697.5945 | 0 | 0 | 0 | 0 | 0 | 0 | 1808.5687 | 3729 | 10.066 | 100.9082 | 1697.5945 | 17 | 0 | 0 | 0 | 0 | 0 | 1825.5687 | 3729 | 10.066 | 100.9082 | 1697.5945 | 0 | 0 | 0 | 0 | 0 | 0 | 1808.5687
3732 | 18.6145 | 18.6145 | 18.6145 | 13.6426 | 14.9898 | 11.8881 | 1.4071 | 1.4071 | 1.4071 | 3732 | 1275.2276 | 1275.2276 | 1275.2276 | 1495.94 | 1495.94 | 1495.94 | 1692.1289 | 1692.1289 | 1692.1289 | 3730 | 9.4059 | 0 | 1240.9622 | 0 | 0 | 0 | 0 | 1250.3681 |  | 3730 | 9.4059 | 0 | 1240.9622 | 0 | 0 | 0 | 0 | 1250.3681 | 3730 | 9.4059 | 0 | 1240.9622 | 0 | 0 | 0 | 0 | 1250.3681 | 3730 | 9.901 | 61.554 | 1341.5808 | 0 | 0 | 0 | 0 | 1413.0357 | 3730 | 9.901 | 61.554 | 1341.5808 | 0 | 0 | 0 | 0 | 1413.0357 | 3730 | 9.901 | 61.554 | 1341.5808 | 0 | 0 | 0 | 0 | 1413.0357 | 3730 | 10.066 | 123.108 | 1676.9759 | 0 | 0 | 0 | 0 | 0 | 0 | 1810.1499 | 3730 | 10.066 | 123.108 | 1676.9759 | 17 | 0 | 0 | 0 | 0 | 0 | 1827.1499 | 3730 | 10.066 | 123.108 | 1676.9759 | 0 | 0 | 0 | 0 | 0 | 0 | 1810.1499
3733 | 18.6145 | 18.6145 | 18.6145 | 13.6426 | 14.9898 | 14.9898 | 1.4071 | 2.1668 | 2.1668 | 3733 | 1256.3496 | 1256.3496 | 1256.3496 | 1473.7948 | 1473.7948 | 1473.7948 | 1667.0793 | 1667.0793 | 1667.0793 | 3731 | 9.4059 | 0 | 1164.6735 | 0 | 0 | 0 | 0 | 1174.0795 |  | 3731 | 9.4059 | 0 | 1164.6735 | 0 | 0 | 0 | 0 | 1174.0795 | 3731 | 9.4059 | 0 | 1164.6735 | 0 | 0 | 0 | 0 | 1174.0795 | 3731 | 9.901 | 72.6539 | 1259.1065 | 0 | 0 | 0 | 0 | 1341.6614 | 3731 | 9.901 | 72.6539 | 1259.1065 | 0 | 0 | 0 | 0 | 1341.6614 | 3731 | 9.901 | 72.6539 | 1259.1065 | 0 | 0 | 0 | 0 | 1341.6614 | 3731 | 10.066 | 145.3078 | 1573.8832 | 0 | 0 | 0 | 0 | 0 | 0 | 1729.2569 | 3731 | 10.066 | 145.3078 | 1573.8832 | 17 | 0 | 0 | 0 | 0 | 0 | 1746.2569 | 3731 | 10.066 | 145.3078 | 1573.8832 | 0 | 0 | 0 | 0 | 0 | 0 | 1729.2569
3734 | 20.9838 | 20.9838 | 20.9838 | 17.012 | 18.6145 | 18.6145 | 3.0198 | 3.3664 | 3.3664 | 3734 | 1269.6752 | 1269.6752 | 1269.6752 | 1489.4267 | 1489.4267 | 1489.4267 | 1684.7614 | 1684.7614 | 1684.7614 | 3732 | 9.4059 | 0 | 1154.5017 | 0 | 0 | 0 | 0 | 1163.9077 |  | 3732 | 9.4059 | 0 | 1154.5017 | 0 | 0 | 0 | 0 | 1163.9077 | 3732 | 9.4059 | 0 | 1154.5017 | 0 | 0 | 0 | 0 | 1163.9077 | 3732 | 9.901 | 84.7629 | 1248.11 | 0 | 0 | 0 | 0 | 1342.7738 | 3732 | 9.901 | 84.7629 | 1248.11 | 0 | 0 | 0 | 0 | 1342.7738 | 3732 | 9.901 | 84.7629 | 1248.11 | 0 | 0 | 0 | 0 | 1342.7738 | 3732 | 10.066 | 169.5257 | 1560.1375 | 0 | 0 | 0 | 0 | 0 | 0 | 1739.7292 | 3732 | 10.066 | 169.5257 | 1560.1375 | 17 | 0 | 0 | 0 | 0 | 0 | 1756.7292 | 3732 | 10.066 | 169.5257 | 1560.1375 | 0 | 0 | 0 | 0 | 0 | 0 | 1739.7292
3735 | 22.8974 | 28.5703 | 28.5703 | 20.9838 | 22.3899 | 22.3899 | 18.6145 | 18.6145 | 18.6145 | 3735 | 1295.216 | 1295.216 | 1295.216 | 1519.388 | 1519.388 | 1519.388 | 1718.652 | 1718.652 | 1718.652 | 3733 | 9.4059 | 0 | 1103.6426 | 0 | 0 | 0 | 0 | 1113.0486 |  | 3733 | 9.4059 | 0 | 1103.6426 | 0 | 0 | 0 | 0 | 1113.0486 | 3733 | 9.4059 | 0 | 1103.6426 | 0 | 0 | 0 | 0 | 1113.0486 | 3733 | 9.901 | 92.8355 | 1193.1271 | 0 | 0 | 0 | 0 | 1295.8637 | 3733 | 9.901 | 92.8355 | 1193.1271 | 0 | 0 | 0 | 0 | 1295.8637 | 3733 | 9.901 | 92.8355 | 1193.1271 | 0 | 0 | 0 | 0 | 1295.8637 | 3733 | 10.066 | 185.671 | 1491.4089 | 0 | 0 | 0 | 0 | 0 | 0 | 1687.146 | 3733 | 10.066 | 185.671 | 1491.4089 | 17 | 0 | 0 | 0 | 0 | 0 | 1704.146 | 3733 | 10.066 | 185.671 | 1491.4089 | 0 | 0 | 0 | 0 | 0 | 0 | 1687.146
3736 | 38.968 | 39.181 | 39.181 | 31.7472 | 31.7472 | 31.7472 | 25.8446 | 25.8446 | 25.8446 | 3736 | 946.1173 | 946.1173 | 946.1173 | 1109.8684 | 1109.8684 | 1109.8684 | 1255.4249 | 1255.4249 | 1255.4249 | 3734 | 9.4059 | 0 | 951.0653 | 0 | 0 | 0 | 0 | 960.4712 |  | 3734 | 9.4059 | 0 | 951.0653 | 0 | 0 | 0 | 0 | 960.4712 | 3734 | 9.4059 | 0 | 951.0653 | 0 | 0 | 0 | 0 | 960.4712 | 3734 | 9.901 | 95.8628 | 1028.1787 | 0 | 0 | 0 | 0 | 1133.9424 | 3734 | 9.901 | 95.8628 | 1028.1787 | 0 | 0 | 0 | 0 | 1133.9424 | 3734 | 9.901 | 95.8628 | 1028.1787 | 0 | 0 | 0 | 0 | 1133.9424 | 3734 | 10.066 | 191.7255 | 1285.2234 | 0 | 0 | 0 | 0 | 0 | 0 | 1487.0149 | 3734 | 10.066 | 191.7255 | 1285.2234 | 17 | 0 | 0 | 0 | 0 | 0 | 1504.0149 | 3734 | 10.066 | 191.7255 | 1285.2234 | 0 | 0 | 0 | 0 | 0 | 0 | 1487.0149
3737 | 72.1219 | 72.1219 | 72.1219 | 37.053 | 43.6372 | 45.4241 | 30.7755 | 30.7755 | 30.7755 | 3737 | 950.5592 | 950.5592 | 950.5592 | 1115.0791 | 1115.0791 | 1115.0791 | 1261.319 | 1261.319 | 1261.319 | 3735 | 9.4059 | 0 | 747.6289 | 0 | 0 | 0 | 0 | 757.0348 |  | 3735 | 9.4059 | 0 | 747.6289 | 0 | 0 | 0 | 0 | 757.0348 | 3735 | 9.4059 | 0 | 747.6289 | 0 | 0 | 0 | 0 | 757.0348 | 3735 | 9.901 | 99.8991 | 808.2474 | 0 | 0 | 0 | 0 | 918.0475 | 3735 | 9.901 | 99.8991 | 808.2474 | 0 | 0 | 0 | 0 | 918.0475 | 3735 | 9.901 | 99.8991 | 808.2474 | 0 | 0 | 0 | 0 | 918.0475 | 3735 | 10.066 | 199.7982 | 1010.3093 | 0 | 0 | 0 | 0 | 0 | 0 | 1220.1735 | 3735 | 10.066 | 199.7982 | 1010.3093 | 17 | 0 | 0 | 0 | 0 | 0 | 1237.1735 | 3735 | 10.066 | 199.7982 | 1010.3093 | 0 | 0 | 0 | 0 | 0 | 0 | 1220.1735
3738 | 81.7757 | 74.1528 | 81.1433 | 76.1559 | 67.8828 | 70.0889 | 52.6757 | 42.0869 | 43.8138 | 3738 | 940.565 | 940.565 | 940.565 | 1103.3551 | 1103.3551 | 1103.3551 | 1248.0574 | 1248.0574 | 1248.0574 | 3736 | 47.0297 | 0 | 447.5601 | 0 | 0 | 0 | 0 | 494.5898 |  | 3736 | 47.0297 | 0 | 447.5601 | 0 | 0 | 0 | 0 | 494.5898 | 3736 | 47.0297 | 0 | 447.5601 | 0 | 0 | 0 | 0 | 494.5898 | 3736 | 49.505 | 108.9808 | 483.8488 | 0 | 0 | 0 | 0 | 642.3346 | 3736 | 49.505 | 108.9808 | 483.8488 | 0 | 0 | 0 | 0 | 642.3346 | 3736 | 49.505 | 108.9808 | 483.8488 | 0 | 0 | 0 | 0 | 642.3346 | 3736 | 50.33 | 217.9617 | 604.811 | 0 | 0 | 0 | 0 | 0 | 0 | 873.1027 | 3736 | 50.33 | 217.9617 | 604.811 | 17 | 0 | 0 | 0 | 0 | 0 | 890.1027 | 3736 | 50.33 | 217.9617 | 604.811 | 0 | 0 | 0 | 0 | 0 | 0 | 873.1027
3739 | 81.7757 | 74.1528 | 81.1433 | 76.5621 | 67.8828 | 70.0889 | 52.6757 | 42.0869 | 43.8138 | 3739 | 895.0359 | 895.0359 | 895.0359 | 1049.946 | 1049.946 | 1049.946 | 1187.6438 | 1187.6438 | 1187.6438 | 3737 | 84.6535 | 0 | 193.2646 | 0 | 0 | 0 | 0 | 277.9181 |  | 3737 | 84.6535 | 0 | 193.2646 | 0 | 0 | 0 | 0 | 277.9181 | 3737 | 84.6535 | 0 | 193.2646 | 0 | 0 | 0 | 0 | 277.9181 | 3737 | 89.1089 | 129.1625 | 208.9347 | 0 | 0 | 0 | 0 | 427.2061 | 3737 | 89.1089 | 129.1625 | 208.9347 | 0 | 0 | 0 | 0 | 427.2061 | 3737 | 89.1089 | 129.1625 | 208.9347 | 0 | 0 | 0 | 0 | 427.2061 | 3737 | 90.5941 | 258.3249 | 261.1684 | 0 | 0 | 0 | 0 | 0 | 0 | 610.0874 | 3737 | 90.5941 | 258.3249 | 261.1684 | 17 | 0 | 0 | 0 | 0 | 0 | 627.0874 | 3737 | 90.5941 | 258.3249 | 261.1684 | 0 | 0 | 0 | 0 | 0 | 0 | 610.0874
3740 | 81.7757 | 74.1528 | 81.1433 | 76.5621 | 67.8828 | 70.0889 | 52.6757 | 42.0869 | 43.8138 | 3740 | 856.1696 | 856.1696 | 856.1696 | 1004.3528 | 1004.3528 | 1004.3528 | 1136.0712 | 1136.0712 | 1136.0712 | 3738 | 131.6832 | 0 | 76.2887 | 0 | 0 | 0 | 150 | 357.9718 |  | 3738 | 131.6832 | 0 | 76.2887 | 0 | 0 | 0 | 150 | 357.9718 | 3738 | 131.6832 | 0 | 76.2887 | 0 | 0 | 0 | 150 | 357.9718 | 3738 | 138.6139 | 151.3623 | 82.4742 | 0 | 0 | 0 | 0 | 372.4503 | 3738 | 138.6139 | 151.3623 | 82.4742 | 0 | 0 | 0 | 0 | 372.4503 | 3738 | 138.6139 | 151.3623 | 82.4742 | 0 | 0 | 0 | 0 | 372.4503 | 3738 | 140.9241 | 302.7245 | 103.0928 | 0 | 0 | 0 | 0 | 0 | 0 | 546.7414 | 3738 | 140.9241 | 302.7245 | 103.0928 | 17 | 0 | 0 | 0 | 0 | 0 | 563.7414 | 3738 | 140.9241 | 302.7245 | 103.0928 | 0 | 0 | 0 | 0 | 0 | 0 | 546.7414
3741 | 81.7757 | 74.1528 | 81.1433 | 76.5621 | 67.8828 | 70.0889 | 52.6757 | 42.0869 | 43.8138 | 3741 | 839.5126 | 839.5126 | 839.5126 | 984.8128 | 984.8128 | 984.8128 | 1113.9686 | 1113.9686 | 1113.9686 | 3739 | 225.7426 | 0 | 25.4296 | 0 | 0 | 0 | 150 | 401.1721 |  | 3739 | 225.7426 | 0 | 25.4296 | 0 | 0 | 0 | 127.8638 | 379.0359 | 3739 | 225.7426 | 0 | 25.4296 | 0 | 0 | 0 | 150 | 401.1721 | 3739 | 237.6238 | 169.5257 | 27.4914 | 0 | 0 | 0 | 0 | 434.6409 | 3739 | 237.6238 | 169.5257 | 27.4914 | 0 | 0 | 0 | 0 | 434.6409 | 3739 | 237.6238 | 169.5257 | 27.4914 | 0 | 0 | 0 | 0 | 434.6409 | 3739 | 241.5842 | 339.0515 | 34.3643 | 0 | 0 | 0 | 0 | 0 | 0 | 614.9999 | 3739 | 241.5842 | 339.0515 | 34.3643 | 17 | 0 | 0 | 0 | 0 | 0 | 631.9999 | 3739 | 241.5842 | 339.0515 | 34.3643 | 0 | 0 | 0 | 0 | 0 | 0 | 614.9999
3742 | 81.7757 | 74.1528 | 81.1433 | 76.5621 | 67.8828 | 70.0889 | 52.6757 | 42.0869 | 43.8138 | 3742 | 788.4311 | 788.4311 | 788.4311 | 924.8904 | 924.8904 | 924.8904 | 1046.1875 | 1046.1875 | 1046.1875 | 3740 | 300.9901 | 0 | 5.0859 | 0 | 0 | 0 | 150 | 456.076 |  | 3740 | 300.9901 | 0 | 5.0859 | 0 | 0 | 0 | 34.0936 | 340.1696 | 3740 | 300.9901 | 0 | 5.0859 | 0 | 0 | 0 | 150 | 456.076 | 3740 | 316.8317 | 172.553 | 5.4983 | 0 | 0 | 0 | 0 | 494.8829 | 3740 | 316.8317 | 172.553 | 5.4983 | 0 | 0 | 0 | 0 | 494.8829 | 3740 | 316.8317 | 172.553 | 5.4983 | 0 | 0 | 0 | 0 | 494.8829 | 3740 | 322.1122 | 345.106 | 6.8729 | 0 | 0 | 0 | 0 | 0 | 0 | 674.091 | 3740 | 322.1122 | 345.106 | 6.8729 | 17 | 0 | 0 | 0 | 0 | 0 | 691.091 | 3740 | 322.1122 | 345.106 | 6.8729 | 0 | 0 | 0 | 0 | 0 | 0 | 674.091
3743 | 81.7757 | 74.1528 | 81.1433 | 76.5621 | 67.8828 | 70.0889 | 52.6757 | 42.0869 | 43.8138 | 3743 | 745.1229 | 745.1229 | 745.1229 | 874.0865 | 874.0865 | 874.0865 | 988.7208 | 988.7208 | 988.7208 | 3741 | 329.2079 | 0 | 0 | 0 | 0 | 0 | 150 | 479.2079 |  | 3741 | 329.2079 | 0 | 0 | 0 | 0 | 0 | 0 | 329.2079 | 3741 | 329.2079 | 0 | 0 | 0 | 0 | 0 | 150 | 479.2079 | 3741 | 346.5347 | 161.4531 | 0 | 0 | 0 | 0 | 0 | 507.9877 | 3741 | 346.5347 | 161.4531 | 0 | 0 | 0 | 0 | 0 | 507.9877 | 3741 | 346.5347 | 161.4531 | 0 | 0 | 0 | 0 | 0 | 507.9877 | 3741 | 352.3102 | 322.9062 | 0 | 0 | 0 | 0 | 0 | 0 | 0 | 675.2164 | 3741 | 352.3102 | 322.9062 | 0 | 17 | 0 | 0 | 0 | 0 | 0 | 692.2164 | 3741 | 352.3102 | 322.9062 | 0 | 0 | 0 | 0 | 0 | 0 | 0 | 675.2164
3744 | 81.7757 | 74.1528 | 81.1433 | 76.5621 | 67.8828 | 70.0889 | 52.6757 | 42.0869 | 43.8138 | 3744 | 722.9136 | 722.9136 | 722.9136 | 848.0333 | 848.0333 | 848.0333 | 959.2507 | 959.2507 | 959.2507 | 3742 | 329.2079 | 0 | 0 | 0 | 0 | 0 | 150 | 479.2079 |  | 3742 | 329.2079 | 0 | 0 | 0 | 0 | 0 | 0 | 329.2079 | 3742 | 329.2079 | 0 | 0 | 0 | 0 | 0 | 150 | 479.2079 | 3742 | 346.5347 | 157.4168 | 0 | 0 | 0 | 0 | 0 | 503.9514 | 3742 | 346.5347 | 157.4168 | 0 | 0 | 0 | 0 | 0 | 503.9514 | 3742 | 346.5347 | 157.4168 | 0 | 0 | 0 | 0 | 0 | 503.9514 | 3742 | 352.3102 | 314.8335 | 0 | 0 | 0 | 0 | 0 | 0 | 0 | 667.1437 | 3742 | 352.3102 | 314.8335 | 0 | 17 | 0 | 0 | 0 | 0 | 0 | 684.1437 | 3742 | 352.3102 | 314.8335 | 0 | 0 | 0 | 0 | 0 | 0 | 0 | 667.1437
3745 | 81.7757 | 74.1528 | 81.1433 | 76.5621 | 67.8828 | 70.0889 | 52.6757 | 42.0869 | 43.8138 | 3745 | 704.0357 | 704.0357 | 704.0357 | 825.888 | 825.888 | 825.888 | 934.2012 | 934.2012 | 934.2012 | 3743 | 357.4257 | 0 | 0 | 0 | 0 | 0 | 150 | 507.4257 |  | 3743 | 357.4257 | 0 | 0 | 0 | 0 | 0 | 150 | 507.4257 | 3743 | 357.4257 | 0 | 0 | 0 | 0 | 0 | 150 | 507.4257 | 3743 | 376.2376 | 162.4622 | 0 | 0 | 0 | 0 | 0 | 538.6998 | 3743 | 376.2376 | 162.4622 | 0 | 0 | 0 | 0 | 0 | 538.6998 | 3743 | 376.2376 | 162.4622 | 0 | 0 | 0 | 0 | 0 | 538.6998 | 3743 | 382.5083 | 324.9243 | 0 | 0 | 0 | 0 | 0 | 0 | 0 | 707.4326 | 3743 | 382.5083 | 324.9243 | 0 | 17 | 0 | 0 | 0 | 0 | 0 | 724.4326 | 3743 | 382.5083 | 324.9243 | 0 | 0 | 0 | 0 | 0 | 0 | 0 | 707.4326
3746 | 81.7757 | 74.1528 | 81.1433 | 76.5621 | 67.8828 | 70.0889 | 52.6757 | 42.0869 | 43.8138 | 3746 | 671.8322 | 671.8322 | 671.8322 | 788.1108 | 788.1108 | 788.1108 | 891.4696 | 891.4696 | 891.4696 | 3744 | 300.9901 | 0 | 0 | 0 | 0 | 0 | 150 | 450.9901 |  | 3744 | 300.9901 | 0 | 0 | 0 | 0 | 0 | 149.0902 | 450.0803 | 3744 | 300.9901 | 0 | 0 | 0 | 0 | 0 | 150 | 450.9901 | 3744 | 316.8317 | 164.4803 | 0 | 0 | 0 | 0 | 0 | 481.312 | 3744 | 316.8317 | 164.4803 | 0 | 0 | 0 | 0 | 0 | 481.312 | 3744 | 316.8317 | 164.4803 | 0 | 0 | 0 | 0 | 0 | 481.312 | 3744 | 322.1122 | 328.9606 | 0 | 0 | 0 | 0 | 0 | 0 | 0 | 651.0729 | 3744 | 322.1122 | 328.9606 | 0 | 17 | 0 | 0 | 0 | 0 | 0 | 668.0729 | 3744 | 322.1122 | 328.9606 | 0 | 0 | 0 | 0 | 0 | 0 | 0 | 651.0729
3747 | 81.5718 | 74.1528 | 81.1433 | 76.5621 | 67.8828 | 70.0889 | 52.6757 | 42.0869 | 43.8138 | 3747 | 677.3845 | 677.3845 | 677.3845 | 794.6241 | 794.6241 | 794.6241 | 898.8371 | 898.8371 | 898.8371 | 3745 | 253.9604 | 0 | 0 | 0 | 0 | 0 | 150 | 403.9604 |  | 3745 | 253.9604 | 0 | 0 | 0 | 0 | 0 | 0 | 253.9604 | 3745 | 253.9604 | 0 | 0 | 0 | 0 | 0 | 150 | 403.9604 | 3745 | 267.3267 | 162.4622 | 0 | 0 | 0 | 0 | 0 | 429.7889 | 3745 | 267.3267 | 162.4622 | 0 | 0 | 0 | 0 | 0 | 429.7889 | 3745 | 267.3267 | 162.4622 | 0 | 0 | 0 | 0 | 0 | 429.7889 | 3745 | 271.7822 | 324.9243 | 0 | 0 | 0 | 0 | 0 | 0 | 0 | 596.7065 | 3745 | 271.7822 | 324.9243 | 0 | 17 | 0 | 0 | 0 | 0 | 0 | 613.7065 | 3745 | 271.7822 | 324.9243 | 0 | 0 | 0 | 0 | 0 | 0 | 0 | 596.7065
3748 | 79.1694 | 74.1528 | 79.1694 | 76.5621 | 67.8828 | 70.0889 | 52.6757 | 42.0869 | 43.8138 | 3748 | 718.4717 | 718.4717 | 718.4717 | 842.8226 | 842.8226 | 842.8226 | 953.3567 | 953.3567 | 953.3567 | 3746 | 188.1188 | 0 | 10.1718 | 0 | 0 | 0 | 150 | 348.2906 |  | 3746 | 188.1188 | 0 | 10.1718 | 0 | 0 | 0 | 150 | 348.2906 | 3746 | 188.1188 | 0 | 10.1718 | 0 | 0 | 0 | 150 | 348.2906 | 3746 | 198.0198 | 159.4349 | 10.9966 | 0 | 0 | 0 | 0 | 368.4513 | 3746 | 198.0198 | 159.4349 | 10.9966 | 0 | 0 | 0 | 0 | 368.4513 | 3746 | 198.0198 | 159.4349 | 10.9966 | 0 | 0 | 0 | 0 | 368.4513 | 3746 | 201.3201 | 318.8698 | 13.7457 | 0 | 0 | 0 | 0 | 0 | 0 | 533.9357 | 3746 | 201.3201 | 318.8698 | 13.7457 | 17 | 0 | 0 | 0 | 0 | 0 | 550.9357 | 3746 | 201.3201 | 318.8698 | 13.7457 | 0 | 0 | 0 | 0 | 0 | 0 | 533.9357
3749 | 70.082 | 70.082 | 70.082 | 38.0248 | 43.6372 | 45.4241 | 33.8542 | 33.8931 | 33.8931 | 3749 | 759.559 | 759.559 | 759.559 | 891.0211 | 891.0211 | 891.0211 | 1007.8764 | 1007.8764 | 1007.8764 | 3747 | 65.8416 | 0 | 40.6873 | 0 | 0 | 0 | 150 | 256.5289 |  | 3747 | 65.8416 | 0 | 40.6873 | 0 | 0 | 0 | 150 | 256.5289 | 3747 | 65.8416 | 0 | 40.6873 | 0 | 0 | 0 | 150 | 256.5289 | 3747 | 69.3069 | 158.4258 | 43.9863 | 0 | 0 | 0 | 0 | 271.719 | 3747 | 69.3069 | 158.4258 | 43.9863 | 0 | 0 | 0 | 0 | 271.719 | 3747 | 69.3069 | 158.4258 | 43.9863 | 0 | 0 | 0 | 0 | 271.719 | 3747 | 70.462 | 316.8517 | 54.9828 | 0 | 0 | 0 | 0 | 0 | 0 | 442.2965 | 3747 | 70.462 | 316.8517 | 54.9828 | 17 | 0 | 0 | 0 | 0 | 0 | 459.2965 | 3747 | 70.462 | 316.8517 | 54.9828 | 0 | 0 | 0 | 0 | 0 | 0 | 442.2965
3750 | 42.7114 | 43.7607 | 43.7607 | 37.4159 | 37.4238 | 37.4273 | 28.2056 | 28.2657 | 28.2657 | 3750 | 806.1986 | 806.1986 | 806.1986 | 945.733 | 945.733 | 945.733 | 1069.7635 | 1069.7635 | 1069.7635 | 3748 | 18.8119 | 0 | 106.8041 | 0 | 0 | 0 | 150 | 275.616 |  | 3748 | 18.8119 | 0 | 106.8041 | 0 | 0 | 0 | 150 | 275.616 | 3748 | 18.8119 | 0 | 106.8041 | 0 | 0 | 0 | 150 | 275.616 | 3748 | 19.802 | 134.2079 | 115.4639 | 0 | 0 | 0 | 0 | 269.4738 | 3748 | 19.802 | 134.2079 | 115.4639 | 0 | 0 | 0 | 0 | 269.4738 | 3748 | 19.802 | 134.2079 | 115.4639 | 0 | 0 | 0 | 0 | 269.4738 | 3748 | 20.132 | 268.4157 | 144.3299 | 0 | 0 | 0 | 0 | 0 | 0 | 432.8777 | 3748 | 20.132 | 268.4157 | 144.3299 | 17 | 0 | 0 | 0 | 0 | 0 | 449.8777 | 3748 | 20.132 | 268.4157 | 144.3299 | 0 | 0 | 0 | 0 | 0 | 0 | 432.8777
3751 | 34.1514 | 35.2143 | 35.2143 | 32.7815 | 31.0073 | 32.7815 | 20.9838 | 22.3877 | 22.3877 | 3751 | 971.3853 | 1250.7973 | 1250.7973 | 1003.0501 | 1029.3909 | 1003.0501 | 1659.7118 | 1659.7118 | 1659.7118 | 3749 | 9.4059 | 0 | 305.1546 | 0 | 0 | 0 | 0 | 314.5606 |  | 3749 | 9.4059 | 0 | 305.1546 | 0 | 0 | 0 | 0 | 314.5606 | 3749 | 9.4059 | 0 | 305.1546 | 0 | 0 | 0 | 0 | 314.5606 | 3749 | 9.901 | 94.8537 | 329.8969 | 0 | 0 | 0 | 0 | 434.6516 | 3749 | 9.901 | 94.8537 | 329.8969 | 0 | 0 | 0 | 0 | 434.6516 | 3749 | 9.901 | 94.8537 | 329.8969 | 0 | 0 | 0 | 0 | 434.6516 | 3749 | 10.066 | 189.7074 | 412.3711 | 0 | 0 | 0 | 0 | 0 | 0 | 612.1445 | 3749 | 10.066 | 189.7074 | 412.3711 | 17 | 0 | 0 | 0 | 0 | 0 | 629.1445 | 3749 | 10.066 | 189.7074 | 412.3711 | 0 | 0 | 0 | 0 | 0 | 0 | 612.1445
3752 | 23.7923 | 23.7923 | 23.7923 | 22.3877 | 22.3877 | 22.3877 | 15.1857 | 14.9898 | 14.9898 | 3752 | 1279.6694 | 1279.6694 | 1279.6694 | 1501.1507 | 1501.1507 | 1501.1507 | 1698.0229 | 1698.0229 | 1698.0229 | 3750 | 9.4059 | 0 | 635.7388 | 0 | 0 | 0 | 0 | 645.1448 |  | 3750 | 9.4059 | 0 | 635.7388 | 0 | 0 | 0 | 0 | 645.1448 | 3750 | 9.4059 | 0 | 635.7388 | 0 | 0 | 0 | 0 | 645.1448 | 3750 | 9.901 | 83.7538 | 687.2852 | 0 | 0 | 0 | 0 | 780.94 | 3750 | 9.901 | 83.7538 | 687.2852 | 0 | 0 | 0 | 0 | 780.94 | 3750 | 9.901 | 83.7538 | 687.2852 | 0 | 0 | 0 | 0 | 780.94 | 3750 | 10.066 | 167.5076 | 859.1065 | 0 | 0 | 0 | 0 | 0 | 0 | 1036.6801 | 3750 | 10.066 | 167.5076 | 859.1065 | 17 | 0 | 0 | 0 | 0 | 0 | 1053.6801 | 3750 | 10.066 | 167.5076 | 859.1065 | 0 | 0 | 0 | 0 | 0 | 0 | 1036.6801
3753 | 18.6145 | 18.6145 | 18.6145 | 8.3718 | 11.0553 | 11.0553 | 0.10514 | 0.29885 | 0.29885 | 3753 | 1271.8962 | 1271.8962 | 1271.8962 | 1492.032 | 1492.032 | 1492.032 | 1687.7084 | 1687.7084 | 1687.7084 | 3751 | 9.4059 | 0 | 945.9794 | 0 | 0 | 0 | 0 | 955.3853 |  | 3751 | 9.4059 | 0 | 945.9794 | 0 | 0 | 0 | 0 | 955.3853 | 3751 | 9.4059 | 0 | 945.9794 | 0 | 0 | 0 | 0 | 955.3853 | 3751 | 9.901 | 87.7901 | 1022.6804 | 0 | 0 | 0 | 0 | 1120.3715 | 3751 | 9.901 | 87.7901 | 1022.6804 | 0 | 0 | 0 | 0 | 1120.3715 | 3751 | 9.901 | 87.7901 | 1022.6804 | 0 | 0 | 0 | 0 | 1120.3715 | 3751 | 10.066 | 175.5802 | 1278.3505 | 0 | 0 | 0 | 0 | 0 | 0 | 1463.9967 | 3751 | 10.066 | 175.5802 | 1278.3505 | 17 | 0 | 0 | 0 | 0 | 0 | 1480.9967 | 3751 | 10.066 | 175.5802 | 1278.3505 | 0 | 0 | 0 | 0 | 0 | 0 | 1463.9967
3754 | 18.6145 | 18.6145 | 17.8837 | 8.3718 | 8.3718 | 8.0251 | 0.01 | 0.10514 | 0.01 | 3754 | 1270.7857 | 1270.7857 | 1270.7857 | 1490.7294 | 1490.7294 | 1490.7294 | 1686.2349 | 1686.2349 | 1686.2349 | 3752 | 9.4059 | 0 | 1179.9313 | 0 | 0 | 0 | 0 | 1189.3372 |  | 3752 | 9.4059 | 0 | 1179.9313 | 0 | 0 | 0 | 0 | 1189.3372 | 3752 | 9.4059 | 0 | 1179.9313 | 0 | 0 | 0 | 0 | 1189.3372 | 3752 | 9.901 | 90.8174 | 1275.6014 | 0 | 0 | 0 | 0 | 1376.3197 | 3752 | 9.901 | 90.8174 | 1275.6014 | 0 | 0 | 0 | 0 | 1376.3197 | 3752 | 9.901 | 90.8174 | 1275.6014 | 0 | 0 | 0 | 0 | 1376.3197 | 3752 | 10.066 | 181.6347 | 1594.5017 | 0 | 0 | 0 | 0 | 0 | 0 | 1786.2024 | 3752 | 10.066 | 181.6347 | 1594.5017 | 17 | 0 | 0 | 0 | 0 | 0 | 1803.2024 | 3752 | 10.066 | 181.6347 | 1594.5017 | 0 | 0 | 0 | 0 | 0 | 0 | 1786.2024
3755 | 18.6145 | 18.6145 | 17.8837 | 8.3718 | 8.3718 | 8.0251 | 0.01 | 0.10514 | 0.01 | 3755 | 1267.4543 | 1267.4543 | 1267.4543 | 1486.8214 | 1486.8214 | 1486.8214 | 1681.8144 | 1681.8144 | 1681.8144 | 3753 | 9.4059 | 0 | 1286.7354 | 0 | 0 | 0 | 0 | 1296.1413 |  | 3753 | 9.4059 | 0 | 1286.7354 | 0 | 0 | 0 | 0 | 1296.1413 | 3753 | 9.4059 | 0 | 1286.7354 | 0 | 0 | 0 | 0 | 1296.1413 | 3753 | 9.901 | 86.781 | 1391.0653 | 0 | 0 | 0 | 0 | 1487.7473 | 3753 | 9.901 | 86.781 | 1391.0653 | 0 | 0 | 0 | 0 | 1487.7473 | 3753 | 9.901 | 86.781 | 1391.0653 | 0 | 0 | 0 | 0 | 1487.7473 | 3753 | 10.066 | 173.5621 | 1738.8316 | 0 | 0 | 0 | 0 | 0 | 0 | 1922.4597 | 3753 | 10.066 | 173.5621 | 1738.8316 | 17 | 0 | 0 | 0 | 0 | 0 | 1939.4597 | 3753 | 10.066 | 173.5621 | 1738.8316 | 0 | 0 | 0 | 0 | 0 | 0 | 1922.4597
3756 | 18.6145 | 18.6145 | 18.6145 | 8.3718 | 8.3718 | 8.3718 | 0.01 | 0.10514 | 0.01 | 3756 | 1268.5648 | 1268.5648 | 1268.5648 | 1488.1241 | 1488.1241 | 1488.1241 | 1683.2879 | 1683.2879 | 1683.2879 | 3754 | 9.4059 | 0 | 1281.6495 | 0 | 0 | 0 | 0 | 1291.0554 |  | 3754 | 9.4059 | 0 | 1281.6495 | 0 | 0 | 0 | 0 | 1291.0554 | 3754 | 9.4059 | 0 | 1281.6495 | 0 | 0 | 0 | 0 | 1291.0554 | 3754 | 9.901 | 82.7447 | 1385.567 | 0 | 0 | 0 | 0 | 1478.2127 | 3754 | 9.901 | 82.7447 | 1385.567 | 0 | 0 | 0 | 0 | 1478.2127 | 3754 | 9.901 | 82.7447 | 1385.567 | 0 | 0 | 0 | 0 | 1478.2127 | 3754 | 10.066 | 165.4894 | 1731.9588 | 0 | 0 | 0 | 0 | 0 | 0 | 1907.5142 | 3754 | 10.066 | 165.4894 | 1731.9588 | 17 | 0 | 0 | 0 | 0 | 0 | 1924.5142 | 3754 | 10.066 | 165.4894 | 1731.9588 | 0 | 0 | 0 | 0 | 0 | 0 | 1907.5142
3757 | 18.6145 | 18.6145 | 18.6145 | 9.2372 | 11.8881 | 11.8881 | 0.29885 | 1.4071 | 1.4071 | 3757 | 1294.1055 | 1294.1055 | 1294.1055 | 1518.0853 | 1518.0853 | 1518.0853 | 1717.1784 | 1717.1784 | 1717.1784 | 3755 | 9.4059 | 0 | 1190.1031 | 0 | 0 | 0 | 0 | 1199.509 |  | 3755 | 9.4059 | 0 | 1190.1031 | 0 | 0 | 0 | 0 | 1199.509 | 3755 | 9.4059 | 0 | 1190.1031 | 0 | 0 | 0 | 0 | 1199.509 | 3755 | 9.901 | 91.8264 | 1286.5979 | 0 | 0 | 0 | 0 | 1388.3254 | 3755 | 9.901 | 91.8264 | 1286.5979 | 0 | 0 | 0 | 0 | 1388.3254 | 3755 | 9.901 | 91.8264 | 1286.5979 | 0 | 0 | 0 | 0 | 1388.3254 | 3755 | 10.066 | 183.6529 | 1608.2474 | 0 | 0 | 0 | 0 | 0 | 0 | 1801.9663 | 3755 | 10.066 | 183.6529 | 1608.2474 | 17 | 0 | 0 | 0 | 0 | 0 | 1818.9663 | 3755 | 10.066 | 183.6529 | 1608.2474 | 0 | 0 | 0 | 0 | 0 | 0 | 1801.9663
3758 | 18.6145 | 20.9838 | 20.9838 | 14.9898 | 16.9307 | 16.9307 | 2.3567 | 3.0198 | 3.0198 | 3758 | 1312.9834 | 1312.9834 | 1312.9834 | 1540.2306 | 1540.2306 | 1540.2306 | 1742.228 | 1742.228 | 1742.228 | 3756 | 9.4059 | 0 | 1164.6735 | 0 | 0 | 0 | 0 | 1174.0795 |  | 3756 | 9.4059 | 0 | 1164.6735 | 0 | 0 | 0 | 0 | 1174.0795 | 3756 | 9.4059 | 0 | 1164.6735 | 0 | 0 | 0 | 0 | 1174.0795 | 3756 | 9.901 | 113.0172 | 1259.1065 | 0 | 0 | 0 | 0 | 1382.0247 | 3756 | 9.901 | 113.0172 | 1259.1065 | 0 | 0 | 0 | 0 | 1382.0247 | 3756 | 9.901 | 113.0172 | 1259.1065 | 0 | 0 | 0 | 0 | 1382.0247 | 3756 | 0 | 226.0343 | 1573.8832 | 0 | 0 | 0 | 0 | 0 | 0 | 1799.9175 | 3756 | 10.066 | 226.0343 | 1573.8832 | 17 | 0 | 0 | 0 | 0 | 0 | 1826.9835 | 3756 | 0 | 226.0343 | 1573.8832 | 0 | 0 | 0 | 0 | 0 | 0 | 1799.9175
3759 | 21.7964 | 22.3899 | 22.3899 | 20.9838 | 20.9838 | 20.9838 | 14.9898 | 15.4801 | 15.4801 | 3759 | 1334.0823 | 1334.0823 | 1334.0823 | 1564.9811 | 1564.9811 | 1564.9811 | 1770.2246 | 1770.2246 | 1770.2246 | 3757 | 9.4059 | 0 | 1068.0412 | 0 | 0 | 0 | 0 | 1077.4472 |  | 3757 | 9.4059 | 0 | 1068.0412 | 0 | 0 | 0 | 0 | 1077.4472 | 3757 | 9.4059 | 0 | 1068.0412 | 0 | 0 | 0 | 0 | 1077.4472 | 3757 | 9.901 | 139.2533 | 1154.6392 | 0 | 0 | 0 | 0 | 1303.7934 | 3757 | 9.901 | 139.2533 | 1154.6392 | 0 | 0 | 0 | 0 | 1303.7934 | 3757 | 9.901 | 139.2533 | 1154.6392 | 0 | 0 | 0 | 0 | 1303.7934 | 3757 | 10.066 | 278.5066 | 1443.299 | 0 | 0 | 0 | 0 | 0 | 0 | 1731.8715 | 3757 | 10.066 | 278.5066 | 1443.299 | 17 | 0 | 0 | 0 | 0 | 0 | 1748.8715 | 3757 | 10.066 | 278.5066 | 1443.299 | 0 | 0 | 0 | 0 | 0 | 0 | 1731.8715
3760 | 29.4202 | 29.4202 | 29.4202 | 29.4202 | 29.4202 | 30.85 | 21.7964 | 22.3899 | 22.3899 | 3760 | 1352.9602 | 1352.9602 | 1352.9602 | 1587.1264 | 1587.1264 | 1587.1264 | 1795.2741 | 1795.2741 | 1486.2557 | 3758 | 0 | 0 | 961.2371 | 0 | 0 | 0 | 0 | 961.2371 |  | 3758 | 0 | 0 | 961.2371 | 0 | 0 | 0 | 0 | 961.2371 | 3758 | 0 | 0 | 961.2371 | 0 | 0 | 0 | 0 | 961.2371 | 3758 | 0 | 161.4531 | 1039.1753 | 0 | 0 | 0 | 0 | 1200.6283 | 3758 | 0 | 161.4531 | 1039.1753 | 0 | 0 | 0 | 0 | 1200.6283 | 3758 | 0 | 161.4531 | 1039.1753 | 0 | 0 | 0 | 0 | 1200.6283 | 3758 | 0 | 322.9062 | 1298.9691 | 0 | 0 | 0 | 0 | 0 | 0 | 1621.8752 | 3758 | 0 | 322.9062 | 1298.9691 | 17 | 0 | 0 | 0 | 0 | 0 | 1638.8752 | 3758 | 0 | 322.9062 | 1298.9691 | 0 | 0 | 0 | 0 | 0 | 0 | 1621.8752
3761 | 62.3705 | 62.3705 | 62.3705 | 36.5063 | 36.5063 | 36.5063 | 29.1702 | 29.1702 | 29.1702 | 3761 | 979.4313 | 979.4313 | 979.4313 | 1148.9483 | 1148.9483 | 1148.9483 | 1299.63 | 1299.63 | 1299.63 | 3759 | 103.4653 | 0 | 732.3711 | 0 | 0 | 0 | 0 | 835.8365 |  | 3759 | 103.4653 | 0 | 732.3711 | 0 | 0 | 0 | 0 | 835.8365 | 3759 | 103.4653 | 0 | 732.3711 | 0 | 0 | 0 | 0 | 835.8365 | 3759 | 108.9109 | 178.6075 | 791.7526 | 0 | 0 | 0 | 0 | 1079.2709 | 3759 | 108.9109 | 178.6075 | 791.7526 | 0 | 0 | 0 | 0 | 1079.2709 | 3759 | 108.9109 | 178.6075 | 791.7526 | 0 | 0 | 0 | 0 | 1079.2709 | 3759 | 110.7261 | 357.2149 | 989.6907 | 0 | 0 | 0 | 0 | 0 | 0 | 1457.6317 | 3759 | 110.7261 | 357.2149 | 989.6907 | 17 | 0 | 0 | 0 | 0 | 0 | 1474.6317 | 3759 | 110.7261 | 357.2149 | 989.6907 | 0 | 0 | 0 | 0 | 0 | 0 | 1457.6317
3762 | 84.7706 | 84.1725 | 84.5931 | 62.9435 | 62.9435 | 62.9435 | 52.6757 | 42.0869 | 43.8138 | 3762 | 968.3267 | 968.3267 | 968.3267 | 1135.9217 | 1135.9217 | 1135.9217 | 1284.895 | 1284.895 | 1284.895 | 3760 | 131.6832 | 0 | 457.732 | 0 | 0 | 0 | 0 | 589.4151 |  | 3760 | 131.6832 | 0 | 457.732 | 0 | 0 | 0 | 0 | 589.4151 | 3760 | 131.6832 | 0 | 457.732 | 0 | 0 | 0 | 0 | 589.4151 | 3760 | 138.6139 | 202.8254 | 494.8454 | 0 | 0 | 0 | 0 | 836.2847 | 3760 | 138.6139 | 202.8254 | 494.8454 | 0 | 0 | 0 | 0 | 836.2847 | 3760 | 138.6139 | 202.8254 | 494.8454 | 0 | 0 | 0 | 0 | 836.2847 | 3760 | 140.9241 | 405.6509 | 618.5567 | 0 | 0 | 0 | 0 | 0 | 0 | 1165.1317 | 3760 | 140.9241 | 405.6509 | 618.5567 | 17 | 0 | 0 | 0 | 0 | 0 | 1182.1317 | 3760 | 140.9241 | 405.6509 | 618.5567 | 0 | 0 | 0 | 0 | 0 | 0 | 1165.1317
3763 | 84.8929 | 84.1725 | 84.5931 | 89.2194 | 67.8828 | 70.0889 | 52.6757 | 42.0869 | 43.8138 | 3763 | 925.0185 | 925.0185 | 925.0185 | 1085.1178 | 1085.1178 | 1085.1178 | 1227.4284 | 1227.4284 | 1227.4284 | 3761 | 169.3069 | 0 | 188.1787 | 0 | 0 | 0 | 0 | 357.4856 |  | 3761 | 169.3069 | 0 | 188.1787 | 0 | 0 | 0 | 0 | 357.4856 | 3761 | 169.3069 | 0 | 188.1787 | 0 | 0 | 0 | 0 | 357.4856 | 3761 | 178.2178 | 223.0071 | 203.4364 | 0 | 0 | 0 | 0 | 604.6613 | 3761 | 178.2178 | 223.0071 | 203.4364 | 0 | 0 | 0 | 0 | 604.6613 | 3761 | 178.2178 | 223.0071 | 203.4364 | 0 | 0 | 0 | 0 | 604.6613 | 3761 | 181.1881 | 446.0141 | 254.2955 | 0 | 0 | 0 | 0 | 0 | 0 | 881.4978 | 3761 | 181.1881 | 446.0141 | 254.2955 | 17 | 0 | 0 | 0 | 0 | 0 | 898.4978 | 3761 | 181.1881 | 446.0141 | 254.2955 | 0 | 0 | 0 | 0 | 0 | 0 | 881.4978
3764 | 84.8929 | 84.1725 | 84.5931 | 89.2194 | 67.8828 | 70.0889 | 52.6757 | 42.0869 | 43.8138 | 3764 | 875.0475 | 875.0475 | 875.0475 | 1026.498 | 1026.498 | 1026.498 | 1161.1207 | 1161.1207 | 1161.1207 | 3762 | 159.901 | 0 | 76.2887 | 0 | 0 | 0 | 150 | 386.1896 |  | 3762 | 159.901 | 0 | 76.2887 | 0 | 0 | 0 | 150 | 386.1896 | 3762 | 159.901 | 0 | 76.2887 | 0 | 0 | 0 | 150 | 386.1896 | 3762 | 168.3168 | 235.116 | 82.4742 | 0 | 0 | 0 | 0 | 485.9071 | 3762 | 168.3168 | 235.116 | 82.4742 | 0 | 0 | 0 | 0 | 485.9071 | 3762 | 168.3168 | 235.116 | 82.4742 | 0 | 0 | 0 | 0 | 485.9071 | 3762 | 171.1221 | 470.2321 | 103.0928 | 0 | 0 | 0 | 0 | 0 | 0 | 744.447 | 3762 | 171.1221 | 470.2321 | 103.0928 | 17 | 0 | 0 | 0 | 0 | 0 | 761.447 | 3762 | 171.1221 | 470.2321 | 103.0928 | 0 | 0 | 0 | 0 | 0 | 0 | 744.447
3765 | 84.8929 | 84.1725 | 84.5931 | 89.2194 | 67.8828 | 70.0889 | 52.6757 | 42.0869 | 43.8138 | 3765 | 842.844 | 842.844 | 842.844 | 988.7208 | 988.7208 | 988.7208 | 1118.3891 | 1118.3891 | 1118.3891 | 3763 | 159.901 | 0 | 25.4296 | 0 | 0 | 0 | 150 | 335.3305 |  | 3763 | 159.901 | 0 | 25.4296 | 0 | 0 | 0 | 150 | 335.3305 | 3763 | 159.901 | 0 | 25.4296 | 0 | 0 | 0 | 150 | 335.3305 | 3763 | 168.3168 | 265.3885 | 27.4914 | 0 | 0 | 0 | 0 | 461.1967 | 3763 | 168.3168 | 265.3885 | 27.4914 | 0 | 0 | 0 | 0 | 461.1967 | 3763 | 168.3168 | 265.3885 | 27.4914 | 0 | 0 | 0 | 0 | 461.1967 | 3763 | 171.1221 | 530.777 | 34.3643 | 0 | 0 | 0 | 0 | 0 | 0 | 736.2634 | 3763 | 171.1221 | 530.777 | 34.3643 | 17 | 0 | 0 | 0 | 0 | 0 | 753.2634 | 3763 | 171.1221 | 530.777 | 34.3643 | 0 | 0 | 0 | 0 | 0 | 0 | 736.2634
3766 | 84.8929 | 84.1725 | 84.5931 | 89.2194 | 67.8828 | 70.0889 | 52.6757 | 42.0869 | 43.8138 | 3766 | 786.2102 | 786.2102 | 786.2102 | 922.285 | 922.285 | 922.285 | 1043.2404 | 1043.2404 | 1043.2404 | 3764 | 197.5248 | 0 | 5.0859 | 0 | 0 | 0 | 150 | 352.6107 |  | 3764 | 197.5248 | 0 | 5.0859 | 0 | 0 | 0 | 150 | 352.6107 | 3764 | 197.5248 | 0 | 5.0859 | 0 | 0 | 0 | 150 | 352.6107 | 3764 | 207.9208 | 293.6428 | 5.4983 | 0 | 0 | 0 | 0 | 507.0619 | 3764 | 207.9208 | 293.6428 | 5.4983 | 0 | 0 | 0 | 0 | 507.0619 | 3764 | 207.9208 | 293.6428 | 5.4983 | 0 | 0 | 0 | 0 | 507.0619 | 3764 | 211.3861 | 587.2856 | 6.8729 | 0 | 0 | 0 | 0 | 0 | 0 | 805.5446 | 3764 | 211.3861 | 587.2856 | 6.8729 | 17 | 0 | 0 | 0 | 0 | 0 | 822.5446 | 3764 | 211.3861 | 587.2856 | 6.8729 | 0 | 0 | 0 | 0 | 0 | 0 | 805.5446
3767 | 84.8527 | 84.1725 | 84.5931 | 89.2194 | 67.8828 | 70.0889 | 52.6757 | 42.0869 | 43.8138 | 3767 | 747.3439 | 747.3439 | 747.3439 | 876.6918 | 876.6918 | 876.6918 | 991.6678 | 991.6678 | 991.6678 | 3765 | 206.9307 | 0 | 0 | 0 | 0 | 0 | 150 | 356.9307 |  | 3765 | 206.9307 | 0 | 0 | 0 | 0 | 0 | 150 | 356.9307 | 3765 | 206.9307 | 0 | 0 | 0 | 0 | 0 | 150 | 356.9307 | 3765 | 217.8218 | 316.8517 | 0 | 0 | 0 | 0 | 0 | 534.6734 | 3765 | 217.8218 | 316.8517 | 0 | 0 | 0 | 0 | 0 | 534.6734 | 3765 | 217.8218 | 316.8517 | 0 | 0 | 0 | 0 | 0 | 534.6734 | 3765 | 221.4521 | 633.7033 | 0 | 0 | 0 | 0 | 0 | 0 | 0 | 855.1555 | 3765 | 221.4521 | 633.7033 | 0 | 17 | 0 | 0 | 0 | 0 | 0 | 872.1555 | 3765 | 221.4521 | 633.7033 | 0 | 0 | 0 | 0 | 0 | 0 | 0 | 855.1555
3768 | 84.5534 | 84.1725 | 84.5534 | 89.1373 | 67.8828 | 70.0889 | 52.6757 | 42.0869 | 43.8138 | 3768 | 727.3555 | 727.3555 | 727.3555 | 853.2439 | 853.2439 | 853.2439 | 965.1448 | 965.1448 | 965.1448 | 3766 | 206.9307 | 0 | 0 | 0 | 0 | 0 | 150 | 356.9307 |  | 3766 | 206.9307 | 0 | 0 | 0 | 0 | 0 | 150 | 356.9307 | 3766 | 206.9307 | 0 | 0 | 0 | 0 | 0 | 150 | 356.9307 | 3766 | 217.8218 | 347.1241 | 0 | 0 | 0 | 0 | 0 | 564.9459 | 3766 | 217.8218 | 347.1241 | 0 | 0 | 0 | 0 | 0 | 564.9459 | 3766 | 217.8218 | 347.1241 | 0 | 0 | 0 | 0 | 0 | 564.9459 | 3766 | 221.4521 | 694.2482 | 0 | 0 | 0 | 0 | 0 | 0 | 0 | 915.7004 | 3766 | 221.4521 | 694.2482 | 0 | 17 | 0 | 0 | 0 | 0 | 0 | 932.7004 | 3766 | 221.4521 | 694.2482 | 0 | 0 | 0 | 0 | 0 | 0 | 0 | 915.7004
3769 | 84.1725 | 84.1725 | 84.1725 | 88.8646 | 67.8828 | 70.0889 | 52.6757 | 42.0869 | 43.8138 | 3769 | 709.588 | 709.588 | 709.588 | 832.4013 | 832.4013 | 832.4013 | 941.5687 | 941.5687 | 941.5687 | 3767 | 197.5248 | 0 | 0 | 0 | 0 | 0 | 150 | 347.5248 |  | 3767 | 197.5248 | 0 | 0 | 0 | 0 | 0 | 150 | 347.5248 | 3767 | 197.5248 | 0 | 0 | 0 | 0 | 0 | 150 | 347.5248 | 3767 | 207.9208 | 379.4147 | 0 | 0 | 0 | 0 | 0 | 587.3355 | 3767 | 207.9208 | 379.4147 | 0 | 0 | 0 | 0 | 0 | 587.3355 | 3767 | 207.9208 | 379.4147 | 0 | 0 | 0 | 0 | 0 | 587.3355 | 3767 | 211.3861 | 758.8295 | 0 | 0 | 0 | 0 | 0 | 0 | 0 | 970.2156 | 3767 | 211.3861 | 758.8295 | 0 | 17 | 0 | 0 | 0 | 0 | 0 | 987.2156 | 3767 | 211.3861 | 758.8295 | 0 | 0 | 0 | 0 | 0 | 0 | 0 | 970.2156
3770 | 84.3459 | 84.1725 | 84.3459 | 89.1373 | 67.8828 | 70.0889 | 52.6757 | 42.0869 | 43.8138 | 3770 | 687.3787 | 687.3787 | 687.3787 | 806.3481 | 806.3481 | 806.3481 | 912.0986 | 912.0986 | 912.0986 | 3768 | 244.5545 | 0 | 0 | 0 | 0 | 0 | 150 | 394.5545 |  | 3768 | 244.5545 | 0 | 0 | 0 | 0 | 0 | 150 | 394.5545 | 3768 | 244.5545 | 0 | 0 | 0 | 0 | 0 | 150 | 394.5545 | 3768 | 257.4257 | 399.5964 | 0 | 0 | 0 | 0 | 0 | 657.0221 | 3768 | 257.4257 | 399.5964 | 0 | 0 | 0 | 0 | 0 | 657.0221 | 3768 | 257.4257 | 399.5964 | 0 | 0 | 0 | 0 | 0 | 657.0221 | 3768 | 261.7162 | 799.1927 | 0 | 0 | 0 | 0 | 0 | 0 | 0 | 1060.9089 | 3768 | 261.7162 | 799.1927 | 0 | 17 | 0 | 0 | 0 | 0 | 0 | 1077.9089 | 3768 | 261.7162 | 799.1927 | 0 | 0 | 0 | 0 | 0 | 0 | 0 | 1060.9089
3771 | 84.6815 | 84.1725 | 84.5931 | 89.2194 | 67.8828 | 70.0889 | 52.6757 | 42.0869 | 43.8138 | 3771 | 722.9136 | 722.9136 | 722.9136 | 848.0333 | 848.0333 | 848.0333 | 959.2507 | 959.2507 | 959.2507 | 3769 | 357.4257 | 0 | 0 | 0 | 0 | 0 | 150 | 507.4257 |  | 3769 | 357.4257 | 0 | 0 | 0 | 0 | 0 | 150 | 507.4257 | 3769 | 357.4257 | 0 | 0 | 0 | 0 | 0 | 150 | 507.4257 | 3769 | 376.2376 | 404.6418 | 0 | 0 | 0 | 0 | 0 | 780.8794 | 3769 | 376.2376 | 404.6418 | 0 | 0 | 0 | 0 | 0 | 780.8794 | 3769 | 376.2376 | 404.6418 | 0 | 0 | 0 | 0 | 0 | 780.8794 | 3769 | 382.5083 | 809.2836 | 0 | 0 | 0 | 0 | 0 | 0 | 0 | 1191.7918 | 3769 | 382.5083 | 809.2836 | 0 | 17 | 0 | 0 | 0 | 0 | 0 | 1208.7918 | 3769 | 382.5083 | 809.2836 | 0 | 0 | 0 | 0 | 0 | 0 | 0 | 1191.7918
3772 | 84.8527 | 84.1725 | 84.5931 | 76.7824 | 67.8828 | 70.0889 | 52.6757 | 42.0869 | 43.8138 | 3772 | 849.5068 | 849.5068 | 849.5068 | 996.5368 | 996.5368 | 996.5368 | 1127.2301 | 1127.2301 | 1127.2301 | 3770 | 329.2079 | 0 | 10.1718 | 0 | 0 | 0 | 150 | 489.3797 |  | 3770 | 329.2079 | 0 | 10.1718 | 0 | 0 | 0 | 150 | 489.3797 | 3770 | 329.2079 | 0 | 10.1718 | 0 | 0 | 0 | 150 | 489.3797 | 3770 | 346.5347 | 397.5782 | 10.9966 | 0 | 0 | 0 | 0 | 755.1094 | 3770 | 346.5347 | 397.5782 | 10.9966 | 0 | 0 | 0 | 0 | 755.1094 | 3770 | 346.5347 | 397.5782 | 10.9966 | 0 | 0 | 0 | 0 | 755.1094 | 3770 | 352.3102 | 795.1564 | 13.7457 | 0 | 0 | 0 | 0 | 0 | 0 | 1161.2123 | 3770 | 352.3102 | 795.1564 | 13.7457 | 17 | 0 | 0 | 0 | 0 | 0 | 1178.2123 | 3770 | 352.3102 | 795.1564 | 13.7457 | 0 | 0 | 0 | 0 | 0 | 0 | 1161.2123
3773 | 84.8929 | 84.1725 | 84.5931 | 76.7824 | 67.8828 | 70.0889 | 36.4916 | 36.5498 | 36.5498 | 3773 | 984.9837 | 984.9837 | 984.9837 | 1155.4616 | 1155.4616 | 1155.4616 | 1306.9976 | 1306.9976 | 1306.9976 | 3771 | 263.3663 | 0 | 45.7732 | 0 | 0 | 0 | 150 | 459.1395 |  | 3771 | 263.3663 | 0 | 45.7732 | 0 | 0 | 0 | 150 | 459.1395 | 3771 | 263.3663 | 0 | 45.7732 | 0 | 0 | 0 | 150 | 459.1395 | 3771 | 277.2277 | 374.3693 | 49.4845 | 0 | 0 | 0 | 0 | 701.0816 | 3771 | 277.2277 | 374.3693 | 49.4845 | 0 | 0 | 0 | 0 | 701.0816 | 3771 | 277.2277 | 374.3693 | 49.4845 | 0 | 0 | 0 | 0 | 701.0816 | 3771 | 281.8482 | 748.7386 | 61.8557 | 0 | 0 | 0 | 0 | 0 | 0 | 1092.4425 | 3771 | 281.8482 | 748.7386 | 61.8557 | 17 | 0 | 0 | 0 | 0 | 0 | 1109.4425 | 3771 | 281.8482 | 748.7386 | 61.8557 | 0 | 0 | 0 | 0 | 0 | 0 | 1092.4425
3774 | 84.5534 | 84.1725 | 84.5534 | 41.2279 | 43.2645 | 43.2645 | 32.5965 | 32.5965 | 32.5965 | 3774 | 1074.9314 | 1074.9314 | 1074.9314 | 1260.9773 | 1260.9773 | 1260.9773 | 1426.3513 | 1426.3513 | 1426.3513 | 3772 | 188.1188 | 0 | 106.8041 | 0 | 0 | 0 | 150 | 444.9229 |  | 3772 | 188.1188 | 0 | 106.8041 | 0 | 0 | 0 | 150 | 444.9229 | 3772 | 188.1188 | 0 | 106.8041 | 0 | 0 | 0 | 150 | 444.9229 | 3772 | 198.0198 | 293.6428 | 115.4639 | 0 | 0 | 0 | 0 | 607.1265 | 3772 | 198.0198 | 293.6428 | 115.4639 | 0 | 0 | 0 | 0 | 607.1265 | 3772 | 198.0198 | 293.6428 | 115.4639 | 0 | 0 | 0 | 0 | 607.1265 | 3772 | 201.3201 | 587.2856 | 144.3299 | 0 | 0 | 0 | 0 | 0 | 0 | 932.9356 | 3772 | 201.3201 | 587.2856 | 144.3299 | 17 | 0 | 0 | 0 | 0 | 0 | 949.9356 | 3772 | 201.3201 | 587.2856 | 144.3299 | 0 | 0 | 0 | 0 | 0 | 0 | 932.9356
3775 | 46.2078 | 57.6072 | 57.9479 | 36.5304 | 36.2554 | 36.2554 | 25.4934 | 25.4934 | 25.4934 | 3775 | 1096.0303 | 1096.0303 | 1096.0303 | 1285.7279 | 1285.7279 | 1285.7279 | 1454.3479 | 1454.3479 | 1454.3479 | 3773 | 94.0594 | 0 | 294.9828 | 0 | 0 | 0 | 150 | 539.0422 |  | 3773 | 94.0594 | 0 | 294.9828 | 0 | 0 | 0 | 150 | 539.0422 | 3773 | 94.0594 | 0 | 294.9828 | 0 | 0 | 0 | 150 | 539.0422 | 3773 | 99.0099 | 209.889 | 318.9003 | 0 | 0 | 0 | 0 | 627.7992 | 3773 | 99.0099 | 209.889 | 318.9003 | 0 | 0 | 0 | 0 | 627.7992 | 3773 | 99.0099 | 209.889 | 318.9003 | 0 | 0 | 0 | 0 | 627.7992 | 3773 | 100.6601 | 419.778 | 398.6254 | 0 | 0 | 0 | 0 | 0 | 0 | 919.0635 | 3773 | 100.6601 | 419.778 | 398.6254 | 17 | 0 | 0 | 0 | 0 | 0 | 936.0635 | 3773 | 100.6601 | 419.778 | 398.6254 | 0 | 0 | 0 | 0 | 0 | 0 | 919.0635
3776 | 34.1514 | 37.6485 | 37.6485 | 30.6411 | 29.4761 | 31.1086 | 17.7619 | 18.6145 | 18.6145 | 3776 | 1402.4614 | 1479.5534 | 1479.5534 | 1735.6299 | 1735.6299 | 1571.686 | 1963.2535 | 1963.2535 | 1963.2535 | 3774 | 9.4059 | 0 | 605.2234 | 0 | 0 | 0 | 150 | 764.6293 |  | 3774 | 9.4059 | 0 | 605.2234 | 0 | 0 | 0 | 150 | 764.6293 | 3774 | 9.4059 | 0 | 605.2234 | 0 | 0 | 0 | 150 | 764.6293 | 3774 | 9.901 | 175.5802 | 654.2955 | 0 | 0 | 0 | 0 | 839.7767 | 3774 | 9.901 | 175.5802 | 654.2955 | 0 | 0 | 0 | 0 | 839.7767 | 3774 | 9.901 | 175.5802 | 654.2955 | 0 | 0 | 0 | 0 | 839.7767 | 3774 | 10.066 | 351.1604 | 817.8694 | 0 | 0 | 0 | 0 | 0 | 0 | 1179.0959 | 3774 | 10.066 | 351.1604 | 817.8694 | 17 | 0 | 0 | 0 | 0 | 0 | 1196.0959 | 3774 | 10.066 | 351.1604 | 817.8694 | 0 | 0 | 0 | 0 | 0 | 0 | 1179.0959
3777 | 22.3899 | 22.8974 | 22.3899 | 18.6145 | 18.6145 | 18.6145 | 9.5348 | 11.0239 | 3.0198 | 3777 | 1460.6755 | 1460.6755 | 1460.6755 | 1713.4847 | 1713.4847 | 1713.4847 | 1938.204 | 1938.204 | 1938.204 | 3775 | 9.4059 | 0 | 915.4639 | 0 | 0 | 0 | 0 | 924.8699 |  | 3775 | 9.4059 | 0 | 915.4639 | 0 | 0 | 0 | 0 | 924.8699 | 3775 | 9.4059 | 0 | 915.4639 | 0 | 0 | 0 | 0 | 924.8699 | 3775 | 9.901 | 175.5802 | 989.6907 | 0 | 0 | 0 | 0 | 1175.1719 | 3775 | 9.901 | 175.5802 | 989.6907 | 0 | 0 | 0 | 0 | 1175.1719 | 3775 | 9.901 | 175.5802 | 989.6907 | 0 | 0 | 0 | 0 | 1175.1719 | 3775 | 10.066 | 351.1604 | 1237.1134 | 0 | 0 | 0 | 0 | 0 | 0 | 1598.3399 | 3775 | 10.066 | 351.1604 | 1237.1134 | 17 | 0 | 0 | 0 | 0 | 0 | 1615.3399 | 3775 | 10.066 | 351.1604 | 1237.1134 | 0 | 0 | 0 | 0 | 0 | 0 | 1598.3399
3778 | 22.3899 | 22.3899 | 21.7964 | 18.6145 | 18.6145 | 18.6145 | 9.5348 | 11.0239 | 3.3664 | 3778 | 1450.6813 | 1450.6813 | 1450.6813 | 1701.7607 | 1701.7607 | 1701.7607 | 1924.9424 | 1924.9424 | 1924.9424 | 3776 | 9.4059 | 0 | 1159.5876 | 0 | 0 | 0 | 0 | 1168.9936 |  | 3776 | 9.4059 | 0 | 1159.5876 | 0 | 0 | 0 | 0 | 1168.9936 | 3776 | 9.4059 | 0 | 1159.5876 | 0 | 0 | 0 | 0 | 1168.9936 | 3776 | 9.901 | 196.7709 | 1253.6082 | 0 | 0 | 0 | 0 | 1460.2802 | 3776 | 9.901 | 196.7709 | 1253.6082 | 0 | 0 | 0 | 0 | 1460.2802 | 3776 | 9.901 | 196.7709 | 1253.6082 | 0 | 0 | 0 | 0 | 1460.2802 | 3776 | 10.066 | 393.5419 | 1567.0103 | 0 | 0 | 0 | 0 | 0 | 0 | 1970.6182 | 3776 | 10.066 | 393.5419 | 1567.0103 | 17 | 0 | 0 | 0 | 0 | 0 | 1987.6182 | 3776 | 10.066 | 393.5419 | 1567.0103 | 0 | 0 | 0 | 0 | 0 | 0 | 1970.6182
3779 | 22.3899 | 22.8974 | 22.3899 | 18.6145 | 18.6145 | 18.6145 | 11.1093 | 14.0926 | 14.0926 | 3779 | 1497.3208 | 1497.3208 | 1497.3208 | 1756.4725 | 1756.4725 | 1756.4725 | 1986.8296 | 1986.8296 | 1986.8296 | 3777 | 9.4059 | 0 | 1281.6495 | 0 | 0 | 0 | 0 | 1291.0554 |  | 3777 | 9.4059 | 0 | 1281.6495 | 0 | 0 | 0 | 0 | 1291.0554 | 3777 | 9.4059 | 0 | 1281.6495 | 0 | 0 | 0 | 0 | 1291.0554 | 3777 | 9.901 | 221.998 | 1385.567 | 0 | 0 | 0 | 0 | 1617.466 | 3777 | 9.901 | 221.998 | 1385.567 | 0 | 0 | 0 | 0 | 1617.466 | 3777 | 9.901 | 221.998 | 1385.567 | 0 | 0 | 0 | 0 | 1617.466 | 3777 | 10.066 | 443.996 | 1731.9588 | 0 | 0 | 0 | 0 | 0 | 0 | 2186.0207 | 3777 | 10.066 | 443.996 | 1731.9588 | 17 | 0 | 0 | 0 | 0 | 0 | 2203.0207 | 3777 | 10.066 | 443.996 | 1731.9588 | 0 | 0 | 0 | 0 | 0 | 0 | 2186.0207
3780 | 22.3899 | 23.4961 | 23.4961 | 20.9838 | 20.9838 | 20.9838 | 16.2384 | 17.8837 | 17.8837 | 3780 | 1507.315 | 1507.315 | 1507.315 | 1768.1965 | 1768.1965 | 1768.1965 | 2000.0911 | 2000.0911 | 2000.0911 | 3778 | 9.4059 | 0 | 1286.7354 | 0 | 0 | 0 | 0 | 1296.1413 |  | 3778 | 9.4059 | 0 | 1286.7354 | 0 | 0 | 0 | 0 | 1296.1413 | 3778 | 9.4059 | 0 | 1286.7354 | 0 | 0 | 0 | 0 | 1296.1413 | 3778 | 9.901 | 245.2069 | 1391.0653 | 0 | 0 | 0 | 0 | 1646.1731 | 3778 | 9.901 | 245.2069 | 1391.0653 | 0 | 0 | 0 | 0 | 1646.1731 | 3778 | 9.901 | 245.2069 | 1391.0653 | 0 | 0 | 0 | 0 | 1646.1731 | 3778 | 10.066 | 490.4137 | 1738.8316 | 0 | 0 | 0 | 0 | 0 | 0 | 2239.3113 | 3778 | 10.066 | 490.4137 | 1738.8316 | 17 | 0 | 0 | 0 | 0 | 0 | 2256.3113 | 3778 | 10.066 | 490.4137 | 1738.8316 | 0 | 0 | 0 | 0 | 0 | 0 | 2239.3113
3781 | 22.8974 | 28.5703 | 28.5703 | 20.9838 | 21.7964 | 21.7964 | 18.4142 | 18.6145 | 18.6145 | 3781 | 1489.5476 | 1489.5476 | 1489.5476 | 1747.3539 | 1747.3539 | 1747.3539 | 1976.5151 | 1976.5151 | 1976.5151 | 3779 | 9.4059 | 0 | 1190.1031 | 0 | 0 | 0 | 0 | 1199.509 |  | 3779 | 9.4059 | 0 | 1190.1031 | 0 | 0 | 0 | 0 | 1199.509 | 3779 | 9.4059 | 0 | 1190.1031 | 0 | 0 | 0 | 0 | 1199.509 | 3779 | 9.901 | 259.334 | 1286.5979 | 0 | 0 | 0 | 0 | 1555.8329 | 3779 | 9.901 | 259.334 | 1286.5979 | 0 | 0 | 0 | 0 | 1555.8329 | 3779 | 9.901 | 259.334 | 1286.5979 | 0 | 0 | 0 | 0 | 1555.8329 | 3779 | 10.066 | 518.668 | 1608.2474 | 0 | 0 | 0 | 0 | 0 | 0 | 2136.9814 | 3779 | 10.066 | 518.668 | 1608.2474 | 17 | 0 | 0 | 0 | 0 | 0 | 2153.9814 | 3779 | 10.066 | 518.668 | 1608.2474 | 0 | 0 | 0 | 0 | 0 | 0 | 2136.9814
3782 | 28.5703 | 29.4202 | 29.4202 | 22.3899 | 22.8974 | 22.8974 | 18.6145 | 20.9838 | 20.9838 | 3782 | 1476.222 | 1476.222 | 1476.222 | 1731.7219 | 1731.7219 | 1731.7219 | 1958.833 | 1958.833 | 1958.833 | 3780 | 9.4059 | 0 | 1123.9863 | 0 | 0 | 0 | 0 | 1133.3922 |  | 3780 | 9.4059 | 0 | 1123.9863 | 0 | 0 | 0 | 0 | 1133.3922 | 3780 | 9.4059 | 0 | 1123.9863 | 0 | 0 | 0 | 0 | 1133.3922 | 3780 | 9.901 | 264.3794 | 1215.1203 | 0 | 0 | 0 | 0 | 1489.4007 | 3780 | 9.901 | 264.3794 | 1215.1203 | 0 | 0 | 0 | 0 | 1489.4007 | 3780 | 9.901 | 264.3794 | 1215.1203 | 0 | 0 | 0 | 0 | 1489.4007 | 3780 | 10.066 | 528.7588 | 1518.9003 | 0 | 0 | 0 | 0 | 0 | 0 | 2057.7252 | 3780 | 10.066 | 528.7588 | 1518.9003 | 17 | 0 | 0 | 0 | 0 | 0 | 2074.7252 | 3780 | 10.066 | 528.7588 | 1518.9003 | 0 | 0 | 0 | 0 | 0 | 0 | 2057.7252
3783 | 38.968 | 39.181 | 39.181 | 30.864 | 31.0073 | 31.1086 | 22.8974 | 22.8974 | 23.7887 | 3783 | 1073.821 | 1469.5592 | 1469.5592 | 1510.5831 | 1461.6234 | 1259.6746 | 1424.8778 | 1424.8778 | 1424.8778 | 3781 | 18.8119 | 0 | 1078.2131 | 0 | 0 | 0 | 0 | 1097.0249 |  | 3781 | 18.8119 | 0 | 1078.2131 | 0 | 0 | 0 | 0 | 1097.0249 | 3781 | 18.8119 | 0 | 1078.2131 | 0 | 0 | 0 | 0 | 1097.0249 | 3781 | 19.802 | 251.2614 | 1165.6357 | 0 | 0 | 0 | 0 | 1436.6991 | 3781 | 19.802 | 251.2614 | 1165.6357 | 0 | 0 | 0 | 0 | 1436.6991 | 3781 | 19.802 | 251.2614 | 1165.6357 | 0 | 0 | 0 | 0 | 1436.6991 | 3781 | 20.132 | 502.5227 | 1457.0447 | 0 | 0 | 0 | 0 | 0 | 0 | 1979.6994 | 3781 | 20.132 | 502.5227 | 1457.0447 | 17 | 0 | 0 | 0 | 0 | 0 | 1996.6994 | 3781 | 20.132 | 502.5227 | 1457.0447 | 0 | 0 | 0 | 0 | 0 | 0 | 1979.6994
3784 | 72.1219 | 72.1219 | 72.1219 | 36.5063 | 36.5063 | 36.5063 | 28.2056 | 28.2657 | 28.2657 | 3784 | 1076.0419 | 1076.0419 | 1076.0419 | 1262.2799 | 1262.2799 | 1262.2799 | 1427.8248 | 1427.8248 | 1427.8248 | 3782 | 150.495 | 0 | 976.4948 | 0 | 0 | 0 | 0 | 1126.9899 |  | 3782 | 150.495 | 0 | 976.4948 | 0 | 0 | 0 | 0 | 1126.9899 | 3782 | 150.495 | 0 | 976.4948 | 0 | 0 | 0 | 0 | 1126.9899 | 3782 | 158.4158 | 219.9798 | 1055.6701 | 0 | 0 | 0 | 0 | 1434.0658 | 3782 | 158.4158 | 219.9798 | 1055.6701 | 0 | 0 | 0 | 0 | 1434.0658 | 3782 | 158.4158 | 219.9798 | 1055.6701 | 0 | 0 | 0 | 0 | 1434.0658 | 3782 | 161.0561 | 439.9596 | 1319.5876 | 0 | 0 | 0 | 0 | 0 | 0 | 1920.6034 | 3782 | 161.0561 | 439.9596 | 1319.5876 | 17 | 0 | 0 | 0 | 0 | 0 | 1937.6034 | 3782 | 161.0561 | 439.9596 | 1319.5876 | 0 | 0 | 0 | 0 | 0 | 0 | 1920.6034
3785 | 84.9697 | 84.9697 | 84.9697 | 37.6734 | 38.0227 | 38.0227 | 31.8905 | 31.8905 | 31.8905 | 3785 | 1076.0419 | 1076.0419 | 1076.0419 | 1262.2799 | 1262.2799 | 1262.2799 | 1427.8248 | 1427.8248 | 1427.8248 | 3783 | 235.1485 | 0 | 767.9725 | 0 | 0 | 0 | 0 | 1003.121 |  | 3783 | 235.1485 | 0 | 767.9725 | 0 | 0 | 0 | 0 | 1003.121 | 3783 | 235.1485 | 0 | 767.9725 | 0 | 0 | 0 | 0 | 1003.121 | 3783 | 247.5248 | 180.6256 | 830.2405 | 0 | 0 | 0 | 0 | 1258.3909 | 3783 | 247.5248 | 180.6256 | 830.2405 | 0 | 0 | 0 | 0 | 1258.3909 | 3783 | 247.5248 | 180.6256 | 830.2405 | 0 | 0 | 0 | 0 | 1258.3909 | 3783 | 251.6502 | 361.2513 | 1037.8007 | 0 | 0 | 0 | 0 | 0 | 0 | 1650.7021 | 3783 | 251.6502 | 361.2513 | 1037.8007 | 17 | 0 | 0 | 0 | 0 | 0 | 1667.7021 | 3783 | 251.6502 | 361.2513 | 1037.8007 | 0 | 0 | 0 | 0 | 0 | 0 | 1650.7021
3786 | 85.6853 | 85.4169 | 85.4884 | 76.7824 | 67.8828 | 70.0889 | 52.4078 | 42.0869 | 43.8138 | 3786 | 1062.7163 | 1062.7163 | 1062.7163 | 1246.648 | 1246.648 | 1246.648 | 1410.1428 | 1410.1428 | 1410.1428 | 3784 | 263.3663 | 0 | 452.646 | 0 | 0 | 0 | 0 | 716.0124 |  | 3784 | 263.3663 | 0 | 452.646 | 0 | 0 | 0 | 0 | 716.0124 | 3784 | 263.3663 | 0 | 452.646 | 0 | 0 | 0 | 0 | 716.0124 | 3784 | 277.2277 | 139.2533 | 489.3471 | 0 | 0 | 0 | 0 | 905.8281 | 3784 | 277.2277 | 139.2533 | 489.3471 | 0 | 0 | 0 | 0 | 905.8281 | 3784 | 277.2277 | 139.2533 | 489.3471 | 0 | 0 | 0 | 0 | 905.8281 | 3784 | 281.8482 | 278.5066 | 611.6838 | 0 | 0 | 0 | 0 | 0 | 0 | 1172.0386 | 3784 | 281.8482 | 278.5066 | 611.6838 | 17 | 0 | 0 | 0 | 0 | 0 | 1189.0386 | 3784 | 281.8482 | 278.5066 | 611.6838 | 0 | 0 | 0 | 0 | 0 | 0 | 1172.0386
3787 | 85.9087 | 85.4169 | 86.3097 | 76.7824 | 67.8828 | 70.0889 | 52.4078 | 42.0869 | 43.8138 | 3787 | 1007.193 | 1007.193 | 1007.193 | 1181.5149 | 1181.5149 | 1181.5149 | 1336.4676 | 1336.4676 | 1336.4676 | 3785 | 131.6832 | 0 | 183.0928 | 0 | 0 | 0 | 150 | 464.776 |  | 3785 | 131.6832 | 0 | 183.0928 | 0 | 0 | 0 | 150 | 464.776 | 3785 | 131.6832 | 0 | 183.0928 | 0 | 0 | 0 | 150 | 464.776 | 3785 | 138.6139 | 107.9717 | 197.9381 | 0 | 0 | 0 | 0 | 444.5238 | 3785 | 138.6139 | 107.9717 | 197.9381 | 0 | 0 | 0 | 0 | 444.5238 | 3785 | 138.6139 | 107.9717 | 197.9381 | 0 | 0 | 0 | 0 | 444.5238 | 3785 | 140.9241 | 215.9435 | 247.4227 | 0 | 0 | 0 | 0 | 0 | 0 | 604.2903 | 3785 | 140.9241 | 215.9435 | 247.4227 | 17 | 0 | 0 | 0 | 0 | 0 | 621.2903 | 3785 | 140.9241 | 215.9435 | 247.4227 | 0 | 0 | 0 | 0 | 0 | 0 | 604.2903
3788 | 85.9087 | 85.4169 | 86.3097 | 76.7824 | 67.8828 | 70.0889 | 39.9557 | 39.9557 | 39.9557 | 3788 | 947.2278 | 947.2278 | 947.2278 | 1111.1711 | 1111.1711 | 1111.1711 | 1256.8984 | 1256.8984 | 1256.8984 | 3786 | 84.6535 | 0 | 71.2027 | 0 | 0 | 0 | 150 | 305.8562 |  | 3786 | 84.6535 | 0 | 71.2027 | 0 | 0 | 0 | 150 | 305.8562 | 3786 | 84.6535 | 0 | 71.2027 | 0 | 0 | 0 | 150 | 305.8562 | 3786 | 89.1089 | 92.8355 | 76.9759 | 0 | 0 | 0 | 0 | 258.9204 | 3786 | 89.1089 | 92.8355 | 76.9759 | 0 | 0 | 0 | 0 | 258.9204 | 3786 | 89.1089 | 92.8355 | 76.9759 | 0 | 0 | 0 | 0 | 258.9204 | 3786 | 90.5941 | 185.671 | 96.2199 | 0 | 0 | 0 | 0 | 0 | 0 | 372.485 | 3786 | 90.5941 | 185.671 | 96.2199 | 17 | 0 | 0 | 0 | 0 | 0 | 389.485 | 3786 | 90.5941 | 185.671 | 96.2199 | 0 | 0 | 0 | 0 | 0 | 0 | 372.485
3789 | 85.9087 | 85.4169 | 86.3097 | 76.7824 | 67.8828 | 70.0889 | 52.4078 | 42.0869 | 43.8138 | 3789 | 891.7045 | 891.7045 | 891.7045 | 1046.038 | 1046.038 | 1046.038 | 1183.2233 | 1183.2233 | 1183.2233 | 3787 | 75.2475 | 0 | 25.4296 | 0 | 0 | 0 | 150 | 250.6771 |  | 3787 | 75.2475 | 0 | 25.4296 | 0 | 0 | 0 | 150 | 250.6771 | 3787 | 75.2475 | 0 | 25.4296 | 0 | 0 | 0 | 150 | 250.6771 | 3787 | 79.2079 | 90.8174 | 27.4914 | 0 | 0 | 0 | 0 | 197.5167 | 3787 | 79.2079 | 90.8174 | 27.4914 | 0 | 0 | 0 | 0 | 197.5167 | 3787 | 79.2079 | 90.8174 | 27.4914 | 0 | 0 | 0 | 0 | 197.5167 | 3787 | 80.5281 | 181.6347 | 34.3643 | 0 | 0 | 0 | 0 | 0 | 0 | 296.527 | 3787 | 80.5281 | 181.6347 | 34.3643 | 17 | 0 | 0 | 0 | 0 | 0 | 313.527 | 3787 | 80.5281 | 181.6347 | 34.3643 | 0 | 0 | 0 | 0 | 0 | 0 | 296.527
3790 | 85.9087 | 85.4169 | 85.8547 | 76.7824 | 67.8828 | 70.0889 | 52.4078 | 42.0869 | 43.8138 | 3790 | 827.2974 | 827.2974 | 827.2974 | 970.4835 | 970.4835 | 970.4835 | 1097.7601 | 1097.7601 | 1097.7601 | 3788 | 112.8713 | 0 | 0 | 0 | 0 | 0 | 150 | 262.8713 |  | 3788 | 112.8713 | 0 | 0 | 0 | 0 | 0 | 150 | 262.8713 | 3788 | 112.8713 | 0 | 0 | 0 | 0 | 0 | 150 | 262.8713 | 3788 | 118.8119 | 92.8355 | 0 | 0 | 0 | 0 | 0 | 211.6474 | 3788 | 118.8119 | 92.8355 | 0 | 0 | 0 | 0 | 0 | 211.6474 | 3788 | 118.8119 | 92.8355 | 0 | 0 | 0 | 0 | 0 | 211.6474 | 3788 | 120.7921 | 185.671 | 0 | 0 | 0 | 0 | 0 | 0 | 0 | 306.4631 | 3788 | 120.7921 | 185.671 | 0 | 17 | 0 | 0 | 0 | 0 | 0 | 323.4631 | 3788 | 120.7921 | 185.671 | 0 | 0 | 0 | 0 | 0 | 0 | 0 | 306.4631
3791 | 85.6853 | 85.4169 | 85.4884 | 76.7824 | 67.8828 | 70.0889 | 52.4078 | 42.0869 | 43.8138 | 3791 | 777.3265 | 777.3265 | 777.3265 | 911.8637 | 911.8637 | 911.8637 | 1031.4524 | 1031.4524 | 1031.4524 | 3789 | 103.4653 | 0 | 0 | 0 | 0 | 0 | 150 | 253.4653 |  | 3789 | 103.4653 | 0 | 0 | 0 | 0 | 0 | 150 | 253.4653 | 3789 | 103.4653 | 0 | 0 | 0 | 0 | 0 | 150 | 253.4653 | 3789 | 108.9109 | 87.7901 | 0 | 0 | 0 | 0 | 0 | 196.701 | 3789 | 108.9109 | 87.7901 | 0 | 0 | 0 | 0 | 0 | 196.701 | 3789 | 108.9109 | 87.7901 | 0 | 0 | 0 | 0 | 0 | 196.701 | 3789 | 110.7261 | 175.5802 | 0 | 0 | 0 | 0 | 0 | 0 | 0 | 286.3063 | 3789 | 110.7261 | 175.5802 | 0 | 17 | 0 | 0 | 0 | 0 | 0 | 303.3063 | 3789 | 110.7261 | 175.5802 | 0 | 0 | 0 | 0 | 0 | 0 | 0 | 286.3063
3792 | 85.6286 | 85.4169 | 85.4884 | 76.7824 | 67.8828 | 70.0889 | 52.4078 | 42.0869 | 43.8138 | 3792 | 757.3381 | 757.3381 | 757.3381 | 888.4158 | 888.4158 | 888.4158 | 1004.9294 | 1004.9294 | 1004.9294 | 3790 | 75.2475 | 0 | 0 | 0 | 0 | 0 | 150 | 225.2475 |  | 3790 | 75.2475 | 0 | 0 | 0 | 0 | 0 | 150 | 225.2475 | 3790 | 75.2475 | 0 | 0 | 0 | 0 | 0 | 150 | 225.2475 | 3790 | 79.2079 | 84.7629 | 0 | 0 | 0 | 0 | 0 | 163.9708 | 3790 | 79.2079 | 84.7629 | 0 | 0 | 0 | 0 | 0 | 163.9708 | 3790 | 79.2079 | 84.7629 | 0 | 0 | 0 | 0 | 0 | 163.9708 | 3790 | 80.5281 | 169.5257 | 0 | 0 | 0 | 0 | 0 | 0 | 0 | 250.0538 | 3790 | 80.5281 | 169.5257 | 0 | 17 | 0 | 0 | 0 | 0 | 0 | 267.0538 | 3790 | 80.5281 | 169.5257 | 0 | 0 | 0 | 0 | 0 | 0 | 0 | 250.0538
3793 | 85.6286 | 85.4169 | 85.4884 | 76.7824 | 67.8828 | 70.0889 | 52.4078 | 42.0869 | 43.8138 | 3793 | 735.1287 | 735.1287 | 735.1287 | 862.3626 | 862.3626 | 862.3626 | 975.4593 | 975.4593 | 975.4593 | 3791 | 75.2475 | 0 | 0 | 0 | 0 | 0 | 150 | 225.2475 |  | 3791 | 75.2475 | 0 | 0 | 0 | 0 | 0 | 150 | 225.2475 | 3791 | 75.2475 | 0 | 0 | 0 | 0 | 0 | 150 | 225.2475 | 3791 | 79.2079 | 76.6902 | 0 | 0 | 0 | 0 | 0 | 155.8981 | 3791 | 79.2079 | 76.6902 | 0 | 0 | 0 | 0 | 0 | 155.8981 | 3791 | 79.2079 | 76.6902 | 0 | 0 | 0 | 0 | 0 | 155.8981 | 3791 | 80.5281 | 153.3804 | 0 | 0 | 0 | 0 | 0 | 0 | 0 | 233.9085 | 3791 | 80.5281 | 153.3804 | 0 | 17 | 0 | 0 | 0 | 0 | 0 | 250.9085 | 3791 | 80.5281 | 153.3804 | 0 | 0 | 0 | 0 | 0 | 0 | 0 | 233.9085
3794 | 85.2464 | 85.2464 | 85.2464 | 76.7824 | 67.8828 | 70.0889 | 52.4078 | 42.0869 | 43.8138 | 3794 | 715.1403 | 715.1403 | 715.1403 | 838.9146 | 838.9146 | 838.9146 | 948.9362 | 948.9362 | 948.9362 | 3792 | 75.2475 | 0 | 0 | 0 | 0 | 0 | 150 | 225.2475 |  | 3792 | 75.2475 | 0 | 0 | 0 | 0 | 0 | 150 | 225.2475 | 3792 | 75.2475 | 0 | 0 | 0 | 0 | 0 | 150 | 225.2475 | 3792 | 79.2079 | 60.5449 | 0 | 0 | 0 | 0 | 0 | 139.7528 | 3792 | 79.2079 | 60.5449 | 0 | 0 | 0 | 0 | 0 | 139.7528 | 3792 | 79.2079 | 60.5449 | 0 | 0 | 0 | 0 | 0 | 139.7528 | 3792 | 80.5281 | 121.0898 | 0 | 0 | 0 | 0 | 0 | 0 | 0 | 201.6179 | 3792 | 80.5281 | 121.0898 | 0 | 17 | 0 | 0 | 0 | 0 | 0 | 218.6179 | 3792 | 80.5281 | 121.0898 | 0 | 0 | 0 | 0 | 0 | 0 | 0 | 201.6179
3795 | 85.4929 | 85.4169 | 85.4884 | 76.7824 | 67.8828 | 70.0889 | 52.4078 | 42.0869 | 43.8138 | 3795 | 746.2334 | 746.2334 | 746.2334 | 875.3892 | 875.3892 | 875.3892 | 990.1943 | 990.1943 | 990.1943 | 3793 | 65.8416 | 0 | 0 | 0 | 0 | 0 | 150 | 215.8416 |  | 3793 | 65.8416 | 0 | 0 | 0 | 0 | 0 | 150 | 215.8416 | 3793 | 65.8416 | 0 | 0 | 0 | 0 | 0 | 150 | 215.8416 | 3793 | 69.3069 | 41.3724 | 0 | 0 | 0 | 0 | 0 | 110.6793 | 3793 | 69.3069 | 41.3724 | 0 | 0 | 0 | 0 | 0 | 110.6793 | 3793 | 69.3069 | 41.3724 | 0 | 0 | 0 | 0 | 0 | 110.6793 | 3793 | 70.462 | 82.7447 | 0 | 0 | 0 | 0 | 0 | 0 | 0 | 153.2067 | 3793 | 70.462 | 82.7447 | 0 | 17 | 0 | 0 | 0 | 0 | 0 | 170.2067 | 3793 | 70.462 | 82.7447 | 0 | 0 | 0 | 0 | 0 | 0 | 0 | 153.2067
3796 | 85.6853 | 85.4169 | 85.4884 | 76.7824 | 67.8828 | 70.0889 | 52.4078 | 42.0869 | 43.8138 | 3796 | 881.7103 | 881.7103 | 881.7103 | 1034.314 | 1034.314 | 1034.314 | 1169.9617 | 1169.9617 | 1169.9617 | 3794 | 75.2475 | 0 | 10.1718 | 0 | 0 | 0 | 150 | 235.4193 |  | 3794 | 75.2475 | 0 | 10.1718 | 0 | 0 | 0 | 150 | 235.4193 | 3794 | 75.2475 | 0 | 10.1718 | 0 | 0 | 0 | 150 | 235.4193 | 3794 | 79.2079 | 24.218 | 10.9966 | 0 | 0 | 0 | 0 | 114.4224 | 3794 | 79.2079 | 24.218 | 10.9966 | 0 | 0 | 0 | 0 | 114.4224 | 3794 | 79.2079 | 24.218 | 10.9966 | 0 | 0 | 0 | 0 | 114.4224 | 3794 | 80.5281 | 48.4359 | 13.7457 | 0 | 0 | 0 | 0 | 0 | 0 | 142.7097 | 3794 | 80.5281 | 48.4359 | 13.7457 | 17 | 0 | 0 | 0 | 0 | 0 | 159.7097 | 3794 | 80.5281 | 48.4359 | 13.7457 | 0 | 0 | 0 | 0 | 0 | 0 | 142.7097
3797 | 85.6853 | 85.4169 | 85.4884 | 41.2279 | 43.6372 | 45.4241 | 37.831 | 37.831 | 37.831 | 3797 | 1012.7453 | 1012.7453 | 1012.7453 | 1188.0282 | 1188.0282 | 1188.0282 | 1343.8352 | 1343.8352 | 1343.8352 | 3795 | 18.8119 | 0 | 50.8591 | 0 | 0 | 0 | 150 | 219.671 |  | 3795 | 18.8119 | 0 | 50.8591 | 0 | 0 | 0 | 150 | 219.671 | 3795 | 18.8119 | 0 | 50.8591 | 0 | 0 | 0 | 150 | 219.671 | 3795 | 19.802 | 12.109 | 54.9828 | 0 | 0 | 0 | 0 | 86.8938 | 3795 | 19.802 | 12.109 | 54.9828 | 0 | 0 | 0 | 0 | 86.8938 | 3795 | 19.802 | 12.109 | 54.9828 | 0 | 0 | 0 | 0 | 86.8938 | 3795 | 20.132 | 24.218 | 68.7285 | 0 | 0 | 0 | 0 | 0 | 0 | 113.0785 | 3795 | 20.132 | 24.218 | 68.7285 | 17 | 0 | 0 | 0 | 0 | 0 | 130.0785 | 3795 | 20.132 | 24.218 | 68.7285 | 0 | 0 | 0 | 0 | 0 | 0 | 113.0785
3798 | 84.1204 | 84.1204 | 84.1204 | 38.2033 | 43.6372 | 43.9622 | 30.9825 | 30.9825 | 30.9825 | 3798 | 1091.5884 | 1091.5884 | 1091.5884 | 1280.5172 | 1280.5172 | 1280.5172 | 1448.4539 | 1448.4539 | 1448.4539 | 3796 | 0 | 0 | 116.9759 | 0 | 0 | 0 | 150 | 266.9759 |  | 3796 | 0 | 0 | 116.9759 | 0 | 0 | 0 | 150 | 266.9759 | 3796 | 0 | 0 | 116.9759 | 0 | 0 | 0 | 150 | 266.9759 | 3796 | 0 | 7.0636 | 126.4605 | 0 | 0 | 0 | 0 | 133.5241 | 3796 | 0 | 7.0636 | 126.4605 | 0 | 0 | 0 | 0 | 133.5241 | 3796 | 0 | 7.0636 | 126.4605 | 0 | 0 | 0 | 0 | 133.5241 | 3796 | 0 | 14.1271 | 158.0756 | 0 | 0 | 0 | 0 | 0 | 0 | 172.2027 | 3796 | 0 | 14.1271 | 158.0756 | 17 | 0 | 0 | 0 | 0 | 0 | 189.2027 | 3796 | 0 | 14.1271 | 158.0756 | 0 | 0 | 0 | 0 | 0 | 0 | 172.2027
3799 | 45.2517 | 45.2128 | 45.2707 | 36.7082 | 36.8959 | 36.8959 | 28.2056 | 28.2657 | 28.2657 | 3799 | 1122.6815 | 1122.6815 | 1122.6815 | 1316.9918 | 1316.9918 | 1316.9918 | 1489.712 | 1489.712 | 1489.712 | 3797 | 9.4059 | 0 | 300.0687 | 0 | 0 | 0 | 150 | 459.4747 |  | 3797 | 9.4059 | 0 | 300.0687 | 0 | 0 | 0 | 150 | 459.4747 | 3797 | 9.4059 | 0 | 300.0687 | 0 | 0 | 0 | 150 | 459.4747 | 3797 | 9.901 | 11.0999 | 324.3986 | 0 | 0 | 0 | 0 | 345.3995 | 3797 | 9.901 | 11.0999 | 324.3986 | 0 | 0 | 0 | 0 | 345.3995 | 3797 | 9.901 | 11.0999 | 324.3986 | 0 | 0 | 0 | 0 | 345.3995 | 3797 | 10.066 | 22.1998 | 405.4983 | 0 | 0 | 0 | 0 | 0 | 0 | 437.7641 | 3797 | 10.066 | 22.1998 | 405.4983 | 17 | 0 | 0 | 0 | 0 | 0 | 454.7641 | 3797 | 10.066 | 22.1998 | 405.4983 | 0 | 0 | 0 | 0 | 0 | 0 | 437.7641
3800 | 32.9831 | 39.181 | 39.181 | 30.864 | 30.864 | 31.0073 | 22.3899 | 22.3899 | 22.3899 | 3800 | 1511.7569 | 1116.0187 | 1116.0187 | 1628.4042 | 1773.4071 | 1773.4071 | 1763.6247 | 1480.871 | 1728.1725 | 3798 | 9.4059 | 0 | 584.8797 | 0 | 0 | 0 | 150 | 744.2857 |  | 3798 | 9.4059 | 0 | 584.8797 | 0 | 0 | 0 | 150 | 744.2857 | 3798 | 9.4059 | 0 | 584.8797 | 0 | 0 | 0 | 150 | 744.2857 | 3798 | 9.901 | 28.2543 | 632.3024 | 0 | 0 | 0 | 0 | 670.4577 | 3798 | 9.901 | 28.2543 | 632.3024 | 0 | 0 | 0 | 0 | 670.4577 | 3798 | 9.901 | 28.2543 | 632.3024 | 0 | 0 | 0 | 0 | 670.4577 | 3798 | 10.066 | 56.5086 | 790.378 | 0 | 0 | 0 | 0 | 0 | 0 | 856.9526 | 3798 | 10.066 | 56.5086 | 790.378 | 17 | 0 | 0 | 0 | 0 | 0 | 873.9526 | 3798 | 10.066 | 56.5086 | 790.378 | 0 | 0 | 0 | 0 | 0 | 0 | 856.9526
3801 | 29.4202 | 39.181 | 29.4202 | 28.5703 | 29.4202 | 29.4202 | 20.9838 | 22.3899 | 22.3899 | 3801 | 1511.7569 | 1511.7569 | 1511.7569 | 1773.4071 | 1773.4071 | 1773.4071 | 2005.9851 | 2005.9851 | 2005.9851 | 3799 | 9.4059 | 0 | 874.7766 | 0 | 0 | 0 | 0 | 884.1826 |  | 3799 | 9.4059 | 0 | 874.7766 | 0 | 0 | 0 | 0 | 884.1826 | 3799 | 9.4059 | 0 | 874.7766 | 0 | 0 | 0 | 0 | 884.1826 | 3799 | 9.901 | 47.4268 | 945.7045 | 0 | 0 | 0 | 0 | 1003.0323 | 3799 | 9.901 | 47.4268 | 945.7045 | 0 | 0 | 0 | 0 | 1003.0323 | 3799 | 9.901 | 47.4268 | 945.7045 | 0 | 0 | 0 | 0 | 1003.0323 | 3799 | 10.066 | 94.8537 | 1182.1306 | 0 | 0 | 0 | 0 | 0 | 0 | 1287.0503 | 3799 | 10.066 | 94.8537 | 1182.1306 | 17 | 0 | 0 | 0 | 0 | 0 | 1304.0503 | 3799 | 10.066 | 94.8537 | 1182.1306 | 0 | 0 | 0 | 0 | 0 | 0 | 1287.0503
3802 | 29.4202 | 39.181 | 29.4202 | 28.5703 | 29.4202 | 28.5703 | 20.9838 | 20.9838 | 20.9838 | 3802 | 1507.315 | 1507.315 | 1507.315 | 1768.1965 | 1768.1965 | 1768.1965 | 2000.0911 | 2000.0911 | 2000.0911 | 3800 | 9.4059 | 0 | 1098.5567 | 0 | 0 | 0 | 0 | 1107.9626 |  | 3800 | 9.4059 | 0 | 1098.5567 | 0 | 0 | 0 | 0 | 1107.9626 | 3800 | 9.4059 | 0 | 1098.5567 | 0 | 0 | 0 | 0 | 1107.9626 | 3800 | 9.901 | 62.5631 | 1187.6289 | 0 | 0 | 0 | 0 | 1260.0929 | 3800 | 9.901 | 62.5631 | 1187.6289 | 0 | 0 | 0 | 0 | 1260.0929 | 3800 | 9.901 | 62.5631 | 1187.6289 | 0 | 0 | 0 | 0 | 1260.0929 | 3800 | 10.066 | 125.1261 | 1484.5361 | 0 | 0 | 0 | 0 | 0 | 0 | 1619.7282 | 3800 | 10.066 | 125.1261 | 1484.5361 | 17 | 0 | 0 | 0 | 0 | 0 | 1636.7282 | 3800 | 10.066 | 125.1261 | 1484.5361 | 0 | 0 | 0 | 0 | 0 | 0 | 1619.7282
3803 | 29.4202 | 39.181 | 29.4202 | 28.5703 | 29.4202 | 23.4961 | 20.9838 | 20.9838 | 20.9838 | 3803 | 1532.8558 | 1532.8558 | 1532.8558 | 1798.1577 | 1798.1577 | 1798.1577 | 2033.9817 | 2033.9817 | 2033.9817 | 3801 | 9.4059 | 0 | 1225.7045 | 0 | 0 | 0 | 0 | 1235.1104 |  | 3801 | 9.4059 | 0 | 1225.7045 | 0 | 0 | 0 | 0 | 1235.1104 | 3801 | 9.4059 | 0 | 1225.7045 | 0 | 0 | 0 | 0 | 1235.1104 | 3801 | 9.901 | 70.6357 | 1325.0859 | 0 | 0 | 0 | 0 | 1405.6226 | 3801 | 9.901 | 70.6357 | 1325.0859 | 0 | 0 | 0 | 0 | 1405.6226 | 3801 | 9.901 | 70.6357 | 1325.0859 | 0 | 0 | 0 | 0 | 1405.6226 | 3801 | 10.066 | 141.2714 | 1656.3574 | 0 | 0 | 0 | 0 | 0 | 0 | 1807.6948 | 3801 | 10.066 | 141.2714 | 1656.3574 | 17 | 0 | 0 | 0 | 0 | 0 | 1824.6948 | 3801 | 10.066 | 141.2714 | 1656.3574 | 0 | 0 | 0 | 0 | 0 | 0 | 1807.6948
3804 | 29.4202 | 39.181 | 29.4202 | 28.5703 | 29.4202 | 29.4202 | 20.9838 | 22.3899 | 22.3899 | 3804 | 1522.8616 | 1522.8616 | 1522.8616 | 1786.4338 | 1786.4338 | 1786.4338 | 2020.7202 | 2020.7202 | 2020.7202 | 3802 | 9.4059 | 0 | 1246.0481 | 0 | 0 | 0 | 0 | 1255.4541 |  | 3802 | 9.4059 | 0 | 1246.0481 | 0 | 0 | 0 | 0 | 1255.4541 | 3802 | 9.4059 | 0 | 1246.0481 | 0 | 0 | 0 | 0 | 1255.4541 | 3802 | 9.901 | 74.672 | 1347.079 | 0 | 0 | 0 | 0 | 1431.6521 | 3802 | 9.901 | 74.672 | 1347.079 | 0 | 0 | 0 | 0 | 1431.6521 | 3802 | 9.901 | 74.672 | 1347.079 | 0 | 0 | 0 | 0 | 1431.6521 | 3802 | 10.066 | 149.3441 | 1683.8488 | 0 | 0 | 0 | 0 | 0 | 0 | 1843.2589 | 3802 | 10.066 | 149.3441 | 1683.8488 | 17 | 0 | 0 | 0 | 0 | 0 | 1860.2589 | 3802 | 10.066 | 149.3441 | 1683.8488 | 0 | 0 | 0 | 0 | 0 | 0 | 1843.2589
3805 | 29.4202 | 39.181 | 39.181 | 29.4202 | 29.4202 | 29.4202 | 22.3899 | 22.3899 | 22.3899 | 3805 | 1536.1872 | 1140.449 | 1140.449 | 1802.0657 | 1802.0657 | 1802.0657 | 1513.288 | 1513.288 | 1857.7587 | 3803 | 9.4059 | 0 | 1200.2749 | 0 | 0 | 0 | 0 | 1209.6809 |  | 3803 | 9.4059 | 0 | 1200.2749 | 0 | 0 | 0 | 0 | 1209.6809 | 3803 | 9.4059 | 0 | 1200.2749 | 0 | 0 | 0 | 0 | 1209.6809 | 3803 | 9.901 | 75.6811 | 1297.5945 | 0 | 0 | 0 | 0 | 1383.1766 | 3803 | 9.901 | 75.6811 | 1297.5945 | 0 | 0 | 0 | 0 | 1383.1766 | 3803 | 9.901 | 75.6811 | 1297.5945 | 0 | 0 | 0 | 0 | 1383.1766 | 3803 | 10.066 | 151.3623 | 1621.9931 | 0 | 0 | 0 | 0 | 0 | 0 | 1783.4214 | 3803 | 10.066 | 151.3623 | 1621.9931 | 17 | 0 | 0 | 0 | 0 | 0 | 1800.4214 | 3803 | 10.066 | 151.3623 | 1621.9931 | 0 | 0 | 0 | 0 | 0 | 0 | 1783.4214
3806 | 38.968 | 39.181 | 39.181 | 30.85 | 31.0073 | 31.1086 | 22.8974 | 22.8974 | 23.7887 | 3806 | 1152.6641 | 1548.4023 | 1152.6641 | 1816.395 | 1453.7637 | 1453.7637 | 1529.4966 | 1529.4966 | 1529.4966 | 3804 | 28.2178 | 0 | 1103.6426 | 0 | 0 | 0 | 0 | 1131.8604 |  | 3804 | 28.2178 | 0 | 1103.6426 | 0 | 0 | 0 | 0 | 1131.8604 | 3804 | 28.2178 | 0 | 1103.6426 | 0 | 0 | 0 | 0 | 1131.8604 | 3804 | 29.703 | 78.7084 | 1193.1271 | 0 | 0 | 0 | 0 | 1301.5385 | 3804 | 29.703 | 78.7084 | 1193.1271 | 0 | 0 | 0 | 0 | 1301.5385 | 3804 | 29.703 | 78.7084 | 1193.1271 | 0 | 0 | 0 | 0 | 1301.5385 | 3804 | 30.198 | 157.4168 | 1491.4089 | 0 | 0 | 0 | 0 | 0 | 0 | 1679.0237 | 3804 | 30.198 | 157.4168 | 1491.4089 | 17 | 0 | 0 | 0 | 0 | 0 | 1696.0237 | 3804 | 30.198 | 157.4168 | 1491.4089 | 0 | 0 | 0 | 0 | 0 | 0 | 1679.0237
3807 | 38.968 | 39.181 | 39.181 | 36.5063 | 36.5063 | 36.5063 | 28.2056 | 28.2657 | 28.2657 | 3807 | 1142.6699 | 1142.6699 | 1142.6699 | 1340.4397 | 1340.4397 | 1340.4397 | 1516.2351 | 1516.2351 | 1516.2351 | 3805 | 0 | 0 | 976.4948 | 0 | 0 | 0 | 0 | 976.4948 |  | 3805 | 0 | 0 | 976.4948 | 0 | 0 | 0 | 0 | 976.4948 | 3805 | 0 | 0 | 976.4948 | 0 | 0 | 0 | 0 | 976.4948 | 3805 | 0 | 87.7901 | 1055.6701 | 0 | 0 | 0 | 0 | 1143.4602 | 3805 | 0 | 87.7901 | 1055.6701 | 0 | 0 | 0 | 0 | 1143.4602 | 3805 | 0 | 87.7901 | 1055.6701 | 0 | 0 | 0 | 0 | 1143.4602 | 3805 | 0 | 175.5802 | 1319.5876 | 0 | 0 | 0 | 0 | 0 | 0 | 1495.1679 | 3805 | 0 | 175.5802 | 1319.5876 | 17 | 0 | 0 | 0 | 0 | 0 | 1512.1679 | 3805 | 0 | 175.5802 | 1319.5876 | 0 | 0 | 0 | 0 | 0 | 0 | 1495.1679
3808 | 78.6984 | 78.6329 | 78.6391 | 36.5304 | 36.5063 | 36.5063 | 28.2056 | 28.2657 | 28.2657 | 3808 | 1126.0129 | 1126.0129 | 1126.0129 | 1320.8997 | 1320.8997 | 1320.8997 | 1494.1325 | 1494.1325 | 1494.1325 | 3806 | 9.4059 | 0 | 773.0584 | 0 | 0 | 0 | 0 | 782.4644 |  | 3806 | 9.4059 | 0 | 773.0584 | 0 | 0 | 0 | 0 | 782.4644 | 3806 | 9.4059 | 0 | 773.0584 | 0 | 0 | 0 | 0 | 782.4644 | 3806 | 9.901 | 108.9808 | 835.7388 | 0 | 0 | 0 | 0 | 954.6206 | 3806 | 9.901 | 108.9808 | 835.7388 | 0 | 0 | 0 | 0 | 954.6206 | 3806 | 9.901 | 108.9808 | 835.7388 | 0 | 0 | 0 | 0 | 954.6206 | 3806 | 10.066 | 217.9617 | 1044.6735 | 0 | 0 | 0 | 0 | 0 | 0 | 1272.7012 | 3806 | 10.066 | 217.9617 | 1044.6735 | 17 | 0 | 0 | 0 | 0 | 0 | 1289.7012 | 3806 | 10.066 | 217.9617 | 1044.6735 | 0 | 0 | 0 | 0 | 0 | 0 | 1272.7012
3809 | 84.9697 | 84.9697 | 84.9697 | 38.2033 | 43.6372 | 45.4241 | 31.0553 | 31.0553 | 31.0553 | 3809 | 1096.0303 | 1096.0303 | 1096.0303 | 1285.7279 | 1285.7279 | 1285.7279 | 1454.3479 | 1454.3479 | 1454.3479 | 3807 | 9.4059 | 0 | 564.5361 | 0 | 0 | 0 | 0 | 573.942 |  | 3807 | 9.4059 | 0 | 564.5361 | 0 | 0 | 0 | 0 | 573.942 | 3807 | 9.4059 | 0 | 564.5361 | 0 | 0 | 0 | 0 | 573.942 | 3807 | 9.901 | 134.2079 | 610.3093 | 0 | 0 | 0 | 0 | 754.4181 | 3807 | 9.901 | 134.2079 | 610.3093 | 0 | 0 | 0 | 0 | 754.4181 | 3807 | 9.901 | 134.2079 | 610.3093 | 0 | 0 | 0 | 0 | 754.4181 | 3807 | 10.066 | 268.4157 | 762.8866 | 0 | 0 | 0 | 0 | 0 | 0 | 1041.3683 | 3807 | 10.066 | 268.4157 | 762.8866 | 17 | 0 | 0 | 0 | 0 | 0 | 1058.3683 | 3807 | 10.066 | 268.4157 | 762.8866 | 0 | 0 | 0 | 0 | 0 | 0 | 1041.3683
3810 | 87.1946 | 85.6286 | 86.7998 | 89.438 | 89.3929 | 89.3929 | 93.2554 | 93.2554 | 93.2943 | 3810 | 1063.8268 | 1063.8268 | 1063.8268 | 1247.9506 | 1247.9506 | 1247.9506 | 1411.6163 | 1411.6163 | 1411.6163 | 3808 | 9.4059 | 0 | 330.5842 | 0 | 0 | 0 | 150 | 489.9901 |  | 3808 | 9.4059 | 0 | 330.5842 | 0 | 0 | 0 | 150 | 489.9901 | 3808 | 9.4059 | 0 | 330.5842 | 0 | 0 | 0 | 150 | 489.9901 | 3808 | 9.901 | 141.2714 | 357.3883 | 0 | 0 | 0 | 0 | 508.5607 | 3808 | 9.901 | 141.2714 | 357.3883 | 0 | 0 | 0 | 0 | 508.5607 | 3808 | 9.901 | 141.2714 | 357.3883 | 0 | 0 | 0 | 0 | 508.5607 | 3808 | 10.066 | 282.5429 | 446.7354 | 0 | 0 | 0 | 0 | 0 | 0 | 739.3443 | 3808 | 10.066 | 282.5429 | 446.7354 | 17 | 0 | 0 | 0 | 0 | 0 | 756.3443 | 3808 | 10.066 | 282.5429 | 446.7354 | 0 | 0 | 0 | 0 | 0 | 0 | 739.3443
3811 | 87.5977 | 85.6286 | 90.7143 | 92.1383 | 91.6706 | 92.1338 | 97.8964 | 96.9143 | 97.8435 | 3811 | 1011.6349 | 1011.6349 | 1011.6349 | 1186.7255 | 1186.7255 | 1186.7255 | 1342.3616 | 1342.3616 | 1342.3616 | 3809 | 56.4356 | 0 | 162.7491 | 0 | 0 | 0 | 150 | 369.1848 |  | 3809 | 56.4356 | 0 | 162.7491 | 0 | 0 | 0 | 150 | 369.1848 | 3809 | 56.4356 | 0 | 162.7491 | 0 | 0 | 0 | 150 | 369.1848 | 3809 | 59.4059 | 136.226 | 175.945 | 0 | 0 | 0 | 0 | 371.577 | 3809 | 59.4059 | 136.226 | 175.945 | 0 | 0 | 0 | 0 | 371.577 | 3809 | 59.4059 | 136.226 | 175.945 | 0 | 0 | 0 | 0 | 371.577 | 3809 | 60.396 | 272.4521 | 219.9313 | 0 | 0 | 0 | 0 | 0 | 0 | 552.7794 | 3809 | 60.396 | 272.4521 | 219.9313 | 17 | 0 | 0 | 0 | 0 | 0 | 569.7794 | 3809 | 60.396 | 272.4521 | 219.9313 | 0 | 0 | 0 | 0 | 0 | 0 | 552.7794
3812 | 87.5977 | 85.6286 | 90.7143 | 92.1383 | 91.6706 | 93.7819 | 97.8964 | 96.9143 | 101.2094 | 3812 | 948.3383 | 948.3383 | 948.3383 | 1112.4738 | 1112.4738 | 1112.4738 | 1258.3719 | 1258.3719 | 1258.3719 | 3810 | 112.8713 | 0 | 86.4605 | 0 | 0 | 0 | 150 | 349.3318 |  | 3810 | 112.8713 | 0 | 86.4605 | 0 | 0 | 0 | 150 | 349.3318 | 3810 | 112.8713 | 0 | 86.4605 | 0 | 0 | 0 | 150 | 349.3318 | 3810 | 118.8119 | 140.2624 | 93.4708 | 0 | 0 | 0 | 0 | 352.545 | 3810 | 118.8119 | 140.2624 | 93.4708 | 0 | 0 | 0 | 0 | 352.545 | 3810 | 118.8119 | 140.2624 | 93.4708 | 0 | 0 | 0 | 0 | 352.545 | 3810 | 120.7921 | 280.5247 | 116.8385 | 150 | 0 | 0 | 0 | 0 | 0 | 668.1553 | 3810 | 120.7921 | 280.5247 | 116.8385 | 66 | 0 | 0 | 0 | 0 | 0 | 584.1553 | 3810 | 120.7921 | 280.5247 | 116.8385 | 150 | 0 | 0 | 0 | 0 | 0 | 668.1553
3813 | 87.5977 | 85.6286 | 90.7143 | 92.1383 | 91.6706 | 93.7462 | 97.8964 | 96.9143 | 101.2094 | 3813 | 896.1464 | 896.1464 | 896.1464 | 1051.2486 | 1051.2486 | 1051.2486 | 1189.1173 | 1189.1173 | 1189.1173 | 3811 | 188.1188 | 0 | 30.5155 | 0 | 0 | 0 | 150 | 368.6343 |  | 3811 | 188.1188 | 0 | 30.5155 | 0 | 0 | 0 | 150 | 368.6343 | 3811 | 188.1188 | 0 | 30.5155 | 0 | 0 | 0 | 150 | 368.6343 | 3811 | 198.0198 | 150.3532 | 32.9897 | 150 | 0 | 0 | 0 | 531.3627 | 3811 | 198.0198 | 150.3532 | 32.9897 | 150 | 0 | 0 | 0 | 531.3627 | 3811 | 198.0198 | 150.3532 | 32.9897 | 150 | 0 | 0 | 0 | 531.3627 | 3811 | 201.3201 | 300.7064 | 41.2371 | 150 | 0 | 0 | 0 | 0 | 0 | 693.2636 | 3811 | 201.3201 | 300.7064 | 41.2371 | 66 | 0 | 0 | 0 | 0 | 0 | 609.2636 | 3811 | 201.3201 | 300.7064 | 41.2371 | 150 | 0 | 0 | 0 | 0 | 0 | 693.2636
3814 | 87.5977 | 85.6286 | 87.4471 | 91.7331 | 91.6706 | 91.6706 | 96.9588 | 96.9143 | 96.9226 | 3814 | 827.2974 | 827.2974 | 827.2974 | 970.4835 | 970.4835 | 970.4835 | 1097.7601 | 1097.7601 | 1097.7601 | 3812 | 84.6535 | 0 | 5.0859 | 0 | 0 | 0 | 150 | 239.7394 |  | 3812 | 84.6535 | 0 | 5.0859 | 0 | 0 | 0 | 150 | 239.7394 | 3812 | 84.6535 | 0 | 5.0859 | 123.9191 | 0 | 0 | 150 | 363.6585 | 3812 | 89.1089 | 156.4077 | 5.4983 | 150 | 0 | 0 | 0 | 401.0149 | 3812 | 89.1089 | 156.4077 | 5.4983 | 150 | 0 | 0 | 0 | 401.0149 | 3812 | 89.1089 | 156.4077 | 5.4983 | 150 | 0 | 0 | 0 | 401.0149 | 3812 | 90.5941 | 312.8153 | 6.8729 | 150 | 0 | 0 | 0 | 0 | 0 | 560.2822 | 3812 | 90.5941 | 312.8153 | 6.8729 | 66 | 0 | 0 | 0 | 0 | 0 | 476.2822 | 3812 | 90.5941 | 312.8153 | 6.8729 | 150 | 0 | 0 | 0 | 0 | 0 | 560.2822
3815 | 85.9087 | 85.6286 | 85.8547 | 90.0295 | 90.0172 | 90.0172 | 94.764 | 94.7567 | 94.7567 | 3815 | 785.0997 | 785.0997 | 785.0997 | 920.9824 | 920.9824 | 920.9824 | 1041.7669 | 1041.7669 | 1041.7669 | 3813 | 103.4653 | 0 | 0 | 0 | 0 | 0 | 150 | 253.4653 |  | 3813 | 103.4653 | 0 | 0 | 0 | 0 | 0 | 150 | 253.4653 | 3813 | 103.4653 | 0 | 0 | 0 | 0 | 0 | 150 | 253.4653 | 3813 | 108.9109 | 140.2624 | 0 | 150 | 0 | 0 | 0 | 399.1733 | 3813 | 108.9109 | 140.2624 | 0 | 150 | 0 | 0 | 0 | 399.1733 | 3813 | 108.9109 | 140.2624 | 0 | 150 | 0 | 0 | 0 | 399.1733 | 3813 | 110.7261 | 280.5247 | 0 | 150 | 0 | 0 | 0 | 0 | 0 | 541.2508 | 3813 | 110.7261 | 280.5247 | 0 | 66 | 0 | 0 | 0 | 0 | 0 | 457.2508 | 3813 | 110.7261 | 280.5247 | 0 | 150 | 0 | 0 | 0 | 0 | 0 | 541.2508
3816 | 85.8547 | 85.6286 | 85.6853 | 89.6732 | 89.438 | 89.438 | 93.9807 | 93.8414 | 93.8414 | 3816 | 765.1113 | 765.1113 | 765.1113 | 897.5344 | 897.5344 | 897.5344 | 1015.2439 | 1015.2439 | 1015.2439 | 3814 | 65.8416 | 0 | 0 | 0 | 0 | 0 | 150 | 215.8416 |  | 3814 | 65.8416 | 0 | 0 | 0 | 0 | 0 | 150 | 215.8416 | 3814 | 65.8416 | 0 | 0 | 0 | 0 | 0 | 150 | 215.8416 | 3814 | 69.3069 | 114.0262 | 0 | 150 | 0 | 0 | 0 | 333.3332 | 3814 | 69.3069 | 114.0262 | 0 | 150 | 0 | 0 | 0 | 333.3332 | 3814 | 69.3069 | 114.0262 | 0 | 150 | 0 | 0 | 0 | 333.3332 | 3814 | 70.462 | 228.0525 | 0 | 150 | 0 | 0 | 0 | 0 | 0 | 448.5145 | 3814 | 70.462 | 228.0525 | 0 | 66 | 0 | 0 | 0 | 0 | 0 | 364.5145 | 3814 | 70.462 | 228.0525 | 0 | 150 | 0 | 0 | 0 | 0 | 0 | 448.5145
3817 | 85.6853 | 85.6286 | 85.6286 | 89.438 | 89.3929 | 89.3929 | 93.7742 | 93.7225 | 93.7225 | 3817 | 741.7915 | 741.7915 | 741.7915 | 870.1785 | 870.1785 | 870.1785 | 984.3003 | 984.3003 | 984.3003 | 3815 | 47.0297 | 0 | 0 | 0 | 0 | 0 | 150 | 197.0297 |  | 3815 | 47.0297 | 0 | 0 | 0 | 0 | 0 | 150 | 197.0297 | 3815 | 47.0297 | 0 | 0 | 0 | 0 | 0 | 150 | 197.0297 | 3815 | 49.505 | 88.7992 | 0 | 0 | 0 | 0 | 0 | 138.3041 | 3815 | 49.505 | 88.7992 | 0 | 0 | 0 | 0 | 0 | 138.3041 | 3815 | 49.505 | 88.7992 | 0 | 0 | 0 | 0 | 0 | 138.3041 | 3815 | 50.33 | 177.5984 | 0 | 150 | 0 | 0 | 0 | 0 | 0 | 377.9284 | 3815 | 50.33 | 177.5984 | 0 | 66 | 0 | 0 | 0 | 0 | 0 | 293.9284 | 3815 | 50.33 | 177.5984 | 0 | 150 | 0 | 0 | 0 | 0 | 0 | 377.9284
3818 | 85.6853 | 85.6286 | 85.6286 | 89.438 | 89.3929 | 89.3929 | 93.7742 | 93.7225 | 93.7225 | 3818 | 720.6927 | 720.6927 | 720.6927 | 845.4279 | 845.4279 | 845.4279 | 956.3037 | 956.3037 | 956.3037 | 3816 | 28.2178 | 0 | 0 | 0 | 0 | 0 | 150 | 178.2178 |  | 3816 | 28.2178 | 0 | 0 | 0 | 0 | 0 | 150 | 178.2178 | 3816 | 28.2178 | 0 | 0 | 0 | 0 | 0 | 150 | 178.2178 | 3816 | 29.703 | 70.6357 | 0 | 0 | 0 | 0 | 0 | 100.3387 | 3816 | 29.703 | 70.6357 | 0 | 0 | 0 | 0 | 0 | 100.3387 | 3816 | 29.703 | 70.6357 | 0 | 0 | 0 | 0 | 0 | 100.3387 | 3816 | 30.198 | 141.2714 | 0 | 150 | 0 | 0 | 0 | 0 | 0 | 321.4695 | 3816 | 30.198 | 141.2714 | 0 | 66 | 0 | 0 | 0 | 0 | 0 | 237.4695 | 3816 | 30.198 | 141.2714 | 0 | 150 | 0 | 0 | 0 | 0 | 0 | 321.4695
3819 | 85.8547 | 85.6286 | 85.6853 | 89.6732 | 89.438 | 89.438 | 94.623 | 94.6016 | 94.6016 | 3819 | 750.6753 | 750.6753 | 750.6753 | 880.5998 | 880.5998 | 880.5998 | 996.0883 | 996.0883 | 996.0883 | 3817 | 37.6238 | 0 | 0 | 0 | 0 | 0 | 150 | 187.6238 |  | 3817 | 37.6238 | 0 | 0 | 0 | 0 | 0 | 150 | 187.6238 | 3817 | 37.6238 | 0 | 0 | 0 | 0 | 0 | 150 | 187.6238 | 3817 | 39.604 | 60.5449 | 0 | 0 | 0 | 0 | 0 | 100.1489 | 3817 | 39.604 | 60.5449 | 0 | 0 | 0 | 0 | 0 | 100.1489 | 3817 | 39.604 | 60.5449 | 0 | 0 | 0 | 0 | 0 | 100.1489 | 3817 | 40.264 | 121.0898 | 0 | 150 | 0 | 0 | 0 | 0 | 0 | 311.3538 | 3817 | 40.264 | 121.0898 | 0 | 66 | 0 | 0 | 0 | 0 | 0 | 227.3538 | 3817 | 40.264 | 121.0898 | 0 | 150 | 0 | 0 | 0 | 0 | 0 | 311.3538
3820 | 85.8547 | 85.6286 | 85.6853 | 89.7807 | 89.6732 | 89.6732 | 94.0148 | 93.9807 | 93.9807 | 3820 | 880.5998 | 880.5998 | 880.5998 | 1033.0113 | 1033.0113 | 1033.0113 | 1168.4882 | 1168.4882 | 1168.4882 | 3818 | 37.6238 | 0 | 10.1718 | 0 | 0 | 0 | 150 | 197.7956 |  | 3818 | 37.6238 | 0 | 10.1718 | 0 | 0 | 0 | 150 | 197.7956 | 3818 | 37.6238 | 0 | 10.1718 | 0 | 0 | 0 | 150 | 197.7956 | 3818 | 39.604 | 57.5177 | 10.9966 | 0 | 0 | 0 | 0 | 108.1182 | 3818 | 39.604 | 57.5177 | 10.9966 | 0 | 0 | 0 | 0 | 108.1182 | 3818 | 39.604 | 57.5177 | 10.9966 | 0 | 0 | 0 | 0 | 108.1182 | 3818 | 40.264 | 115.0353 | 13.7457 | 150 | 0 | 0 | 0 | 0 | 0 | 319.045 | 3818 | 40.264 | 115.0353 | 13.7457 | 66 | 0 | 0 | 0 | 0 | 0 | 235.045 | 3818 | 40.264 | 115.0353 | 13.7457 | 150 | 0 | 0 | 0 | 0 | 0 | 319.045
3821 | 85.8547 | 85.6286 | 85.6853 | 89.438 | 89.3929 | 89.3929 | 93.2948 | 93.2948 | 93.2948 | 3821 | 1006.0825 | 1006.0825 | 1006.0825 | 1180.2122 | 1180.2122 | 1180.2122 | 1334.9941 | 1334.9941 | 1334.9941 | 3819 | 9.4059 | 0 | 50.8591 | 0 | 0 | 0 | 150 | 210.265 |  | 3819 | 9.4059 | 0 | 50.8591 | 0 | 0 | 0 | 150 | 210.265 | 3819 | 9.4059 | 0 | 50.8591 | 0 | 0 | 0 | 150 | 210.265 | 3819 | 9.901 | 54.4904 | 54.9828 | 0 | 0 | 0 | 0 | 119.3742 | 3819 | 9.901 | 54.4904 | 54.9828 | 0 | 0 | 0 | 0 | 119.3742 | 3819 | 9.901 | 54.4904 | 54.9828 | 0 | 0 | 0 | 0 | 119.3742 | 3819 | 10.066 | 108.9808 | 68.7285 | 150 | 0 | 0 | 0 | 0 | 0 | 337.7754 | 3819 | 10.066 | 108.9808 | 68.7285 | 66 | 0 | 0 | 0 | 0 | 0 | 253.7754 | 3819 | 10.066 | 108.9808 | 68.7285 | 150 | 0 | 0 | 0 | 0 | 0 | 337.7754
3822 | 81.5718 | 81.5718 | 81.5718 | 75.0065 | 75.0065 | 75.0065 | 85.772 | 85.772 | 85.772 | 3822 | 1071.6 | 1071.6 | 1071.6 | 1257.0693 | 1257.0693 | 1257.0693 | 1421.9308 | 1421.9308 | 1421.9308 | 3820 | 9.4059 | 0 | 122.0619 | 0 | 0 | 0 | 150 | 281.4678 |  | 3820 | 9.4059 | 0 | 122.0619 | 0 | 0 | 0 | 150 | 281.4678 | 3820 | 9.4059 | 0 | 122.0619 | 0 | 0 | 0 | 150 | 281.4678 | 3820 | 9.901 | 44.3996 | 131.9588 | 0 | 0 | 0 | 0 | 186.2593 | 3820 | 9.901 | 44.3996 | 131.9588 | 0 | 0 | 0 | 0 | 186.2593 | 3820 | 9.901 | 44.3996 | 131.9588 | 0 | 0 | 0 | 0 | 186.2593 | 3820 | 10.066 | 88.7992 | 164.9485 | 150 | 0 | 0 | 0 | 0 | 0 | 413.8137 | 3820 | 10.066 | 88.7992 | 164.9485 | 66 | 0 | 0 | 0 | 0 | 0 | 329.8137 | 3820 | 10.066 | 88.7992 | 164.9485 | 150 | 0 | 0 | 0 | 0 | 0 | 413.8137
3823 | 59.8869 | 59.8869 | 59.8869 | 36.5063 | 46.7208 | 46.7208 | 28.8356 | 28.9572 | 28.9572 | 3823 | 1086.0361 | 1086.0361 | 1086.0361 | 1274.0039 | 1274.0039 | 1274.0039 | 1441.0864 | 1441.0864 | 1441.0864 | 3821 | 9.4059 | 0 | 315.3265 | 0 | 0 | 0 | 150 | 474.7324 |  | 3821 | 9.4059 | 0 | 315.3265 | 0 | 0 | 0 | 150 | 474.7324 | 3821 | 9.4059 | 0 | 315.3265 | 0 | 0 | 0 | 150 | 474.7324 | 3821 | 9.901 | 34.3088 | 340.8935 | 0 | 0 | 0 | 0 | 385.1032 | 3821 | 9.901 | 34.3088 | 340.8935 | 0 | 0 | 0 | 0 | 385.1032 | 3821 | 9.901 | 34.3088 | 340.8935 | 0 | 0 | 0 | 0 | 385.1032 | 3821 | 10.066 | 68.6176 | 426.1168 | 150 | 0 | 0 | 0 | 0 | 0 | 654.8004 | 3821 | 10.066 | 68.6176 | 426.1168 | 66 | 0 | 0 | 0 | 0 | 0 | 570.8004 | 3821 | 10.066 | 68.6176 | 426.1168 | 150 | 0 | 0 | 0 | 0 | 0 | 654.8004
3824 | 28.5703 | 39.181 | 39.181 | 31.0073 | 31.0073 | 31.0073 | 17.783 | 17.8837 | 17.8837 | 3824 | 1496.2104 | 1455.4017 | 1455.4017 | 1290.9385 | 1651.8992 | 1755.1699 | 1985.3561 | 1985.3561 | 1985.3561 | 3822 | 9.4059 | 0 | 620.4811 | 0 | 0 | 0 | 150 | 779.887 |  | 3822 | 9.4059 | 0 | 620.4811 | 0 | 0 | 0 | 150 | 779.887 | 3822 | 9.4059 | 0 | 620.4811 | 0 | 0 | 0 | 150 | 779.887 | 3822 | 9.901 | 32.2906 | 670.7904 | 0 | 0 | 0 | 0 | 712.982 | 3822 | 9.901 | 32.2906 | 670.7904 | 0 | 0 | 0 | 0 | 712.982 | 3822 | 9.901 | 32.2906 | 670.7904 | 0 | 0 | 0 | 0 | 712.982 | 3822 | 10.066 | 64.5812 | 838.488 | 0 | 0 | 0 | 0 | 0 | 0 | 913.1352 | 3822 | 10.066 | 64.5812 | 838.488 | 66 | 0 | 0 | 0 | 0 | 0 | 979.1352 | 3822 | 10.066 | 64.5812 | 838.488 | 0 | 0 | 0 | 0 | 0 | 0 | 913.1352
3825 | 20.9838 | 20.9838 | 20.9838 | 18.6145 | 18.6145 | 18.6145 | 3.3664 | 9.1226 | 3.3664 | 3825 | 1476.222 | 1476.222 | 1476.222 | 1731.7219 | 1731.7219 | 1731.7219 | 1958.833 | 1958.833 | 1958.833 | 3823 | 9.4059 | 0 | 925.6357 | 0 | 0 | 0 | 0 | 935.0417 |  | 3823 | 9.4059 | 0 | 925.6357 | 0 | 0 | 0 | 0 | 935.0417 | 3823 | 9.4059 | 0 | 925.6357 | 0 | 0 | 0 | 0 | 935.0417 | 3823 | 9.901 | 25.227 | 1000.6873 | 0 | 0 | 0 | 0 | 1035.8153 | 3823 | 9.901 | 25.227 | 1000.6873 | 0 | 0 | 0 | 0 | 1035.8153 | 3823 | 9.901 | 25.227 | 1000.6873 | 0 | 0 | 0 | 0 | 1035.8153 | 3823 | 10.066 | 50.4541 | 1250.8591 | 0 | 0 | 0 | 0 | 0 | 0 | 1311.3792 | 3823 | 10.066 | 50.4541 | 1250.8591 | 17 | 0 | 0 | 0 | 0 | 0 | 1328.3792 | 3823 | 10.066 | 50.4541 | 1250.8591 | 0 | 0 | 0 | 0 | 0 | 0 | 1311.3792
3826 | 20.9838 | 20.9838 | 20.9838 | 18.6145 | 18.6145 | 18.4142 | 3.3664 | 9.1226 | 3.0198 | 3826 | 1467.3383 | 1467.3383 | 1467.3383 | 1721.3006 | 1721.3006 | 1721.3006 | 1947.045 | 1947.045 | 1947.045 | 3824 | 9.4059 | 0 | 1185.0172 | 0 | 0 | 0 | 0 | 1194.4231 |  | 3824 | 9.4059 | 0 | 1185.0172 | 0 | 0 | 0 | 0 | 1194.4231 | 3824 | 9.4059 | 0 | 1185.0172 | 0 | 0 | 0 | 0 | 1194.4231 | 3824 | 9.901 | 18.1635 | 1281.0997 | 0 | 0 | 0 | 0 | 1309.1641 | 3824 | 9.901 | 18.1635 | 1281.0997 | 0 | 0 | 0 | 0 | 1309.1641 | 3824 | 9.901 | 18.1635 | 1281.0997 | 0 | 0 | 0 | 0 | 1309.1641 | 3824 | 10.066 | 36.3269 | 1601.3746 | 0 | 0 | 0 | 0 | 0 | 0 | 1647.7675 | 3824 | 10.066 | 36.3269 | 1601.3746 | 17 | 0 | 0 | 0 | 0 | 0 | 1664.7675 | 3824 | 10.066 | 36.3269 | 1601.3746 | 0 | 0 | 0 | 0 | 0 | 0 | 1647.7675
3827 | 20.9838 | 20.9838 | 20.9838 | 18.6145 | 18.6145 | 18.4142 | 3.3664 | 9.1226 | 3.0198 | 3827 | 1486.2162 | 1486.2162 | 1486.2162 | 1743.4459 | 1743.4459 | 1743.4459 | 1972.0945 | 1972.0945 | 1972.0945 | 3825 | 9.4059 | 0 | 1286.7354 | 0 | 0 | 0 | 0 | 1296.1413 |  | 3825 | 9.4059 | 0 | 1286.7354 | 0 | 0 | 0 | 0 | 1296.1413 | 3825 | 9.4059 | 0 | 1286.7354 | 0 | 0 | 0 | 0 | 1296.1413 | 3825 | 9.901 | 14.1271 | 1391.0653 | 0 | 0 | 0 | 0 | 1415.0934 | 3825 | 9.901 | 14.1271 | 1391.0653 | 0 | 0 | 0 | 0 | 1415.0934 | 3825 | 9.901 | 14.1271 | 1391.0653 | 0 | 0 | 0 | 0 | 1415.0934 | 3825 | 10.066 | 28.2543 | 1738.8316 | 0 | 0 | 0 | 0 | 0 | 0 | 1777.1519 | 3825 | 10.066 | 28.2543 | 1738.8316 | 17 | 0 | 0 | 0 | 0 | 0 | 1794.1519 | 3825 | 10.066 | 28.2543 | 1738.8316 | 0 | 0 | 0 | 0 | 0 | 0 | 1777.1519
3828 | 20.9838 | 22.3899 | 22.3899 | 18.6145 | 18.6145 | 18.6145 | 11.1093 | 14.0926 | 14.0926 | 3828 | 1490.658 | 1490.658 | 1490.658 | 1748.6566 | 1748.6566 | 1748.6566 | 1977.9886 | 1977.9886 | 1977.9886 | 3826 | 9.4059 | 0 | 1296.9072 | 0 | 0 | 0 | 0 | 1306.3132 |  | 3826 | 9.4059 | 0 | 1296.9072 | 0 | 0 | 0 | 0 | 1306.3132 | 3826 | 9.4059 | 0 | 1296.9072 | 0 | 0 | 0 | 0 | 1306.3132 | 3826 | 9.901 | 14.1271 | 1402.0619 | 0 | 0 | 0 | 0 | 1426.09 | 3826 | 9.901 | 14.1271 | 1402.0619 | 0 | 0 | 0 | 0 | 1426.09 | 3826 | 9.901 | 14.1271 | 1402.0619 | 0 | 0 | 0 | 0 | 1426.09 | 3826 | 10.066 | 28.2543 | 1752.5773 | 0 | 0 | 0 | 0 | 0 | 0 | 1790.8976 | 3826 | 10.066 | 28.2543 | 1752.5773 | 17 | 0 | 0 | 0 | 0 | 0 | 1807.8976 | 3826 | 10.066 | 28.2543 | 1752.5773 | 0 | 0 | 0 | 0 | 0 | 0 | 1790.8976
3829 | 23.4961 | 28.5703 | 28.5703 | 21.7964 | 22.3899 | 22.3899 | 18.6145 | 18.6145 | 18.6145 | 3829 | 1497.3208 | 1497.3208 | 1497.3208 | 1756.4725 | 1756.4725 | 1756.4725 | 1986.8296 | 1986.8296 | 1986.8296 | 3827 | 9.4059 | 0 | 1276.5636 | 0 | 0 | 0 | 0 | 1285.9695 |  | 3827 | 9.4059 | 0 | 1276.5636 | 0 | 0 | 0 | 0 | 1285.9695 | 3827 | 9.4059 | 0 | 1276.5636 | 0 | 0 | 0 | 0 | 1285.9695 | 3827 | 9.901 | 18.1635 | 1380.0687 | 0 | 0 | 0 | 0 | 1408.1332 | 3827 | 9.901 | 18.1635 | 1380.0687 | 0 | 0 | 0 | 0 | 1408.1332 | 3827 | 9.901 | 18.1635 | 1380.0687 | 0 | 0 | 0 | 0 | 1408.1332 | 3827 | 10.066 | 36.3269 | 1725.0859 | 0 | 0 | 0 | 0 | 0 | 0 | 1771.4789 | 3827 | 10.066 | 36.3269 | 1725.0859 | 17 | 0 | 0 | 0 | 0 | 0 | 1788.4789 | 3827 | 10.066 | 36.3269 | 1725.0859 | 0 | 0 | 0 | 0 | 0 | 0 | 1771.4789
3830 | 38.968 | 39.181 | 39.181 | 30.864 | 31.7472 | 31.7472 | 23.4961 | 26.7419 | 26.7419 | 3830 | 1078.2628 | 1222.4775 | 1222.4775 | 1612.795 | 1264.8853 | 1264.8853 | 1430.7719 | 1430.7719 | 1430.7719 | 3828 | 9.4059 | 0 | 1240.9622 | 0 | 0 | 0 | 0 | 1250.3681 |  | 3828 | 9.4059 | 0 | 1240.9622 | 0 | 0 | 0 | 0 | 1250.3681 | 3828 | 9.4059 | 0 | 1240.9622 | 0 | 0 | 0 | 0 | 1250.3681 | 3828 | 9.901 | 26.2361 | 1341.5808 | 0 | 0 | 0 | 0 | 1377.7179 | 3828 | 9.901 | 26.2361 | 1341.5808 | 0 | 0 | 0 | 0 | 1377.7179 | 3828 | 9.901 | 26.2361 | 1341.5808 | 0 | 0 | 0 | 0 | 1377.7179 | 3828 | 10.066 | 52.4723 | 1676.9759 | 0 | 0 | 0 | 0 | 0 | 0 | 1739.5142 | 3828 | 10.066 | 52.4723 | 1676.9759 | 17 | 0 | 0 | 0 | 0 | 0 | 1756.5142 | 3828 | 10.066 | 52.4723 | 1676.9759 | 0 | 0 | 0 | 0 | 0 | 0 | 1739.5142
3831 | 38.968 | 39.181 | 39.181 | 36.5063 | 36.5063 | 36.5063 | 28.2056 | 28.2657 | 28.2657 | 3831 | 1074.9314 | 1074.9314 | 1074.9314 | 1260.9773 | 1260.9773 | 1260.9773 | 1426.3513 | 1426.3513 | 1426.3513 | 3829 | 9.4059 | 0 | 1113.8144 | 0 | 0 | 0 | 0 | 1123.2204 |  | 3829 | 9.4059 | 0 | 1113.8144 | 0 | 0 | 0 | 0 | 1123.2204 | 3829 | 9.4059 | 0 | 1113.8144 | 0 | 0 | 0 | 0 | 1123.2204 | 3829 | 9.901 | 41.3724 | 1204.1237 | 0 | 0 | 0 | 0 | 1255.3971 | 3829 | 9.901 | 41.3724 | 1204.1237 | 0 | 0 | 0 | 0 | 1255.3971 | 3829 | 9.901 | 41.3724 | 1204.1237 | 0 | 0 | 0 | 0 | 1255.3971 | 3829 | 10.066 | 82.7447 | 1505.1546 | 0 | 0 | 0 | 0 | 0 | 0 | 1597.9653 | 3829 | 10.066 | 82.7447 | 1505.1546 | 17 | 0 | 0 | 0 | 0 | 0 | 1614.9653 | 3829 | 10.066 | 82.7447 | 1505.1546 | 0 | 0 | 0 | 0 | 0 | 0 | 1597.9653
3832 | 54.7624 | 58.3905 | 58.3905 | 36.5063 | 36.5063 | 36.5063 | 28.2056 | 28.2657 | 28.2657 | 3832 | 1068.2686 | 1068.2686 | 1068.2686 | 1253.1613 | 1253.1613 | 1253.1613 | 1417.5103 | 1417.5103 | 1417.5103 | 3830 | 9.4059 | 0 | 1027.354 | 0 | 0 | 0 | 0 | 1036.7599 |  | 3830 | 9.4059 | 0 | 1027.354 | 0 | 0 | 0 | 0 | 1036.7599 | 3830 | 9.4059 | 0 | 1027.354 | 0 | 0 | 0 | 0 | 1036.7599 | 3830 | 9.901 | 57.5177 | 1110.6529 | 0 | 0 | 0 | 0 | 1178.0716 | 3830 | 9.901 | 57.5177 | 1110.6529 | 0 | 0 | 0 | 0 | 1178.0716 | 3830 | 9.901 | 57.5177 | 1110.6529 | 0 | 0 | 0 | 0 | 1178.0716 | 3830 | 10.066 | 115.0353 | 1388.3162 | 0 | 0 | 0 | 0 | 0 | 0 | 1513.4175 | 3830 | 10.066 | 115.0353 | 1388.3162 | 17 | 0 | 0 | 0 | 0 | 0 | 1530.4175 | 3830 | 10.066 | 115.0353 | 1388.3162 | 0 | 0 | 0 | 0 | 0 | 0 | 1513.4175
3833 | 81.5718 | 81.5718 | 81.5718 | 85.4651 | 85.4472 | 85.4588 | 52.9642 | 54.991 | 54.991 | 3833 | 1060.4954 | 1060.4954 | 1060.4954 | 1244.0427 | 1244.0427 | 1244.0427 | 1407.1958 | 1407.1958 | 1407.1958 | 3831 | 9.4059 | 0 | 737.457 | 0 | 0 | 0 | 0 | 746.863 |  | 3831 | 9.4059 | 0 | 737.457 | 0 | 0 | 0 | 0 | 746.863 | 3831 | 9.4059 | 0 | 737.457 | 0 | 0 | 0 | 0 | 746.863 | 3831 | 9.901 | 71.6448 | 797.2509 | 0 | 0 | 0 | 0 | 878.7967 | 3831 | 9.901 | 71.6448 | 797.2509 | 0 | 0 | 0 | 0 | 878.7967 | 3831 | 9.901 | 71.6448 | 797.2509 | 0 | 0 | 0 | 0 | 878.7967 | 3831 | 10.066 | 143.2896 | 996.5636 | 0 | 0 | 0 | 0 | 0 | 0 | 1149.9192 | 3831 | 10.066 | 143.2896 | 996.5636 | 17 | 0 | 0 | 0 | 0 | 0 | 1166.9192 | 3831 | 10.066 | 143.2896 | 996.5636 | 0 | 0 | 0 | 0 | 0 | 0 | 1149.9192
3834 | 85.8547 | 85.6286 | 85.6853 | 90.5619 | 89.3632 | 89.3632 | 91.8882 | 91.8882 | 91.8882 | 3834 | 1038.2861 | 1038.2861 | 1038.2861 | 1217.9894 | 1217.9894 | 1217.9894 | 1377.7257 | 1377.7257 | 1377.7257 | 3832 | 0 | 0 | 437.3883 | 0 | 0 | 0 | 0 | 437.3883 |  | 3832 | 0 | 0 | 437.3883 | 0 | 0 | 0 | 0 | 437.3883 | 3832 | 0 | 0 | 437.3883 | 0 | 0 | 0 | 0 | 437.3883 | 3832 | 0 | 83.7538 | 472.8522 | 0 | 0 | 0 | 0 | 556.606 | 3832 | 0 | 83.7538 | 472.8522 | 0 | 0 | 0 | 0 | 556.606 | 3832 | 0 | 83.7538 | 472.8522 | 0 | 0 | 0 | 0 | 556.606 | 3832 | 0 | 167.5076 | 591.0653 | 0 | 0 | 0 | 0 | 0 | 0 | 758.5729 | 3832 | 0 | 167.5076 | 591.0653 | 17 | 0 | 0 | 0 | 0 | 0 | 775.5729 | 3832 | 0 | 167.5076 | 591.0653 | 0 | 0 | 0 | 0 | 0 | 0 | 758.5729
3835 | 90.7143 | 85.6286 | 90.7143 | 92.0622 | 91.5382 | 91.5386 | 95.5937 | 95.5236 | 95.5319 | 3835 | 982.7627 | 982.7627 | 982.7627 | 1152.8563 | 1152.8563 | 1152.8563 | 1304.0506 | 1304.0506 | 1304.0506 | 3833 | 65.8416 | 0 | 198.3505 | 0 | 0 | 0 | 150 | 414.1921 |  | 3833 | 65.8416 | 0 | 198.3505 | 0 | 0 | 0 | 150 | 414.1921 | 3833 | 65.8416 | 0 | 198.3505 | 0 | 0 | 0 | 150 | 414.1921 | 3833 | 69.3069 | 92.8355 | 214.433 | 0 | 0 | 0 | 0 | 376.5754 | 3833 | 69.3069 | 92.8355 | 214.433 | 0 | 0 | 0 | 0 | 376.5754 | 3833 | 69.3069 | 92.8355 | 214.433 | 0 | 0 | 0 | 0 | 376.5754 | 3833 | 70.462 | 185.671 | 268.0412 | 0 | 0 | 0 | 0 | 0 | 0 | 524.1743 | 3833 | 70.462 | 185.671 | 268.0412 | 17 | 0 | 0 | 0 | 0 | 0 | 541.1743 | 3833 | 70.462 | 185.671 | 268.0412 | 0 | 0 | 0 | 0 | 0 | 0 | 524.1743
3836 | 90.7143 | 85.6286 | 90.7143 | 92.0622 | 91.5382 | 92.9395 | 95.5937 | 95.5236 | 97.7168 | 3836 | 922.7976 | 922.7976 | 922.7976 | 1082.5125 | 1082.5125 | 1082.5125 | 1224.4814 | 1224.4814 | 1224.4814 | 3834 | 47.0297 | 0 | 81.3746 | 0 | 0 | 0 | 150 | 278.4043 |  | 3834 | 47.0297 | 0 | 81.3746 | 0 | 0 | 0 | 150 | 278.4043 | 3834 | 47.0297 | 0 | 81.3746 | 0 | 0 | 0 | 150 | 278.4043 | 3834 | 49.505 | 105.9536 | 87.9725 | 0 | 0 | 0 | 0 | 243.431 | 3834 | 49.505 | 105.9536 | 87.9725 | 0 | 0 | 0 | 0 | 243.431 | 3834 | 49.505 | 105.9536 | 87.9725 | 0 | 0 | 0 | 0 | 243.431 | 3834 | 50.33 | 211.9072 | 109.9656 | 150 | 0 | 0 | 0 | 0 | 0 | 522.2028 | 3834 | 50.33 | 211.9072 | 109.9656 | 66 | 0 | 0 | 0 | 0 | 0 | 438.2028 | 3834 | 50.33 | 211.9072 | 109.9656 | 150 | 0 | 0 | 0 | 0 | 0 | 522.2028
3837 | 90.7143 | 85.6286 | 90.7143 | 92.0622 | 91.5382 | 92.0694 | 95.5937 | 95.5236 | 96.8296 | 3837 | 869.4952 | 869.4952 | 869.4952 | 1019.9847 | 1019.9847 | 1019.9847 | 1153.7532 | 1153.7532 | 1153.7532 | 3835 | 37.6238 | 0 | 30.5155 | 0 | 0 | 0 | 150 | 218.1392 |  | 3835 | 37.6238 | 0 | 30.5155 | 0 | 0 | 0 | 150 | 218.1392 | 3835 | 37.6238 | 0 | 30.5155 | 128.0036 | 0 | 0 | 150 | 346.1428 | 3835 | 39.604 | 121.0898 | 32.9897 | 150 | 0 | 0 | 0 | 343.6835 | 3835 | 39.604 | 121.0898 | 32.9897 | 150 | 0 | 0 | 0 | 343.6835 | 3835 | 39.604 | 121.0898 | 32.9897 | 150 | 0 | 0 | 0 | 343.6835 | 3835 | 40.264 | 242.1796 | 41.2371 | 150 | 0 | 0 | 0 | 0 | 0 | 473.6808 | 3835 | 40.264 | 242.1796 | 41.2371 | 66 | 0 | 0 | 0 | 0 | 0 | 389.6808 | 3835 | 40.264 | 242.1796 | 41.2371 | 150 | 0 | 0 | 0 | 0 | 0 | 473.6808
3838 | 87.232 | 85.6286 | 87.1912 | 90.7506 | 90.7143 | 90.7143 | 94.8808 | 94.764 | 94.764 | 3838 | 810.6405 | 810.6405 | 810.6405 | 950.9436 | 950.9436 | 950.9436 | 1075.6575 | 1075.6575 | 1075.6575 | 3836 | 47.0297 | 0 | 5.0859 | 0 | 0 | 0 | 150 | 202.1156 |  | 3836 | 47.0297 | 0 | 5.0859 | 0 | 0 | 0 | 150 | 202.1156 | 3836 | 47.0297 | 0 | 5.0859 | 150 | 0 | 0 | 150 | 352.1156 | 3836 | 49.505 | 122.0989 | 5.4983 | 150 | 0 | 0 | 0 | 327.1021 | 3836 | 49.505 | 122.0989 | 5.4983 | 150 | 0 | 0 | 0 | 327.1021 | 3836 | 49.505 | 122.0989 | 5.4983 | 150 | 0 | 0 | 0 | 327.1021 | 3836 | 50.33 | 244.1978 | 6.8729 | 150 | 0 | 0 | 0 | 0 | 0 | 451.4007 | 3836 | 50.33 | 244.1978 | 6.8729 | 66 | 0 | 0 | 0 | 0 | 0 | 367.4007 | 3836 | 50.33 | 244.1978 | 6.8729 | 150 | 0 | 0 | 0 | 0 | 0 | 451.4007
3839 | 85.8547 | 85.6286 | 85.6853 | 89.438 | 89.3632 | 89.3632 | 93.4437 | 93.4197 | 93.4197 | 3839 | 766.2218 | 766.2218 | 766.2218 | 898.8371 | 898.8371 | 898.8371 | 1016.7174 | 1016.7174 | 1016.7174 | 3837 | 56.4356 | 0 | 0 | 25.9675 | 0 | 0 | 150 | 232.4031 |  | 3837 | 56.4356 | 0 | 0 | 0 | 0 | 0 | 150 | 206.4356 | 3837 | 56.4356 | 0 | 0 | 0 | 0 | 0 | 150 | 206.4356 | 3837 | 59.4059 | 109.9899 | 0 | 150 | 0 | 0 | 0 | 319.3958 | 3837 | 59.4059 | 109.9899 | 0 | 150 | 0 | 0 | 0 | 319.3958 | 3837 | 59.4059 | 109.9899 | 0 | 150 | 0 | 0 | 0 | 319.3958 | 3837 | 60.396 | 219.9798 | 0 | 150 | 0 | 0 | 0 | 0 | 0 | 430.3759 | 3837 | 60.396 | 219.9798 | 0 | 66 | 0 | 0 | 0 | 0 | 0 | 346.3759 | 3837 | 60.396 | 219.9798 | 0 | 150 | 0 | 0 | 0 | 0 | 0 | 430.3759
3840 | 85.3045 | 85.3045 | 85.3045 | 89.2194 | 89.2194 | 89.2194 | 93.1404 | 93.0948 | 93.0948 | 3840 | 744.0125 | 744.0125 | 744.0125 | 872.7839 | 872.7839 | 872.7839 | 987.2473 | 987.2473 | 987.2473 | 3838 | 47.0297 | 0 | 0 | 0 | 0 | 0 | 150 | 197.0297 |  | 3838 | 47.0297 | 0 | 0 | 0 | 0 | 0 | 150 | 197.0297 | 3838 | 47.0297 | 0 | 0 | 0 | 0 | 0 | 150 | 197.0297 | 3838 | 49.505 | 89.8083 | 0 | 150 | 0 | 0 | 0 | 289.3132 | 3838 | 49.505 | 89.8083 | 0 | 149.923 | 0 | 0 | 0 | 289.2363 | 3838 | 49.505 | 89.8083 | 0 | 149.923 | 0 | 0 | 0 | 289.2363 | 3838 | 50.33 | 179.6165 | 0 | 150 | 0 | 0 | 0 | 0 | 0 | 379.9466 | 3838 | 50.33 | 179.6165 | 0 | 66 | 0 | 0 | 0 | 0 | 0 | 295.9466 | 3838 | 50.33 | 179.6165 | 0 | 150 | 0 | 0 | 0 | 0 | 0 | 379.9466
3841 | 85.0253 | 85.0253 | 85.0253 | 88.9623 | 88.9623 | 88.9623 | 93.0948 | 93.0948 | 93.0948 | 3841 | 719.5822 | 719.5822 | 719.5822 | 844.1253 | 844.1253 | 844.1253 | 954.8302 | 954.8302 | 954.8302 | 3839 | 37.6238 | 0 | 0 | 0 | 0 | 0 | 150 | 187.6238 |  | 3839 | 37.6238 | 0 | 0 | 0 | 0 | 0 | 150 | 187.6238 | 3839 | 37.6238 | 0 | 0 | 0 | 0 | 0 | 150 | 187.6238 | 3839 | 39.604 | 69.6266 | 0 | 0 | 0 | 0 | 0 | 109.2306 | 3839 | 39.604 | 69.6266 | 0 | 0 | 0 | 0 | 0 | 109.2306 | 3839 | 39.604 | 69.6266 | 0 | 0 | 0 | 0 | 0 | 109.2306 | 3839 | 40.264 | 139.2533 | 0 | 150 | 0 | 0 | 0 | 0 | 0 | 329.5173 | 3839 | 40.264 | 139.2533 | 0 | 66 | 0 | 0 | 0 | 0 | 0 | 245.5173 | 3839 | 40.264 | 139.2533 | 0 | 150 | 0 | 0 | 0 | 0 | 0 | 329.5173
3842 | 84.9683 | 84.9683 | 84.9683 | 88.9623 | 88.9623 | 88.9623 | 93.0948 | 93.0948 | 93.0948 | 3842 | 694.0415 | 694.0415 | 694.0415 | 814.164 | 814.164 | 814.164 | 920.9397 | 920.9397 | 920.9397 | 3840 | 56.4356 | 0 | 0 | 0 | 0 | 0 | 150 | 206.4356 |  | 3840 | 56.4356 | 0 | 0 | 0 | 0 | 0 | 150 | 206.4356 | 3840 | 56.4356 | 0 | 0 | 0 | 0 | 0 | 150 | 206.4356 | 3840 | 59.4059 | 52.4723 | 0 | 0 | 0 | 0 | 0 | 111.8782 | 3840 | 59.4059 | 52.4723 | 0 | 0 | 0 | 0 | 0 | 111.8782 | 3840 | 59.4059 | 52.4723 | 0 | 0 | 0 | 0 | 0 | 111.8782 | 3840 | 60.396 | 104.9445 | 0 | 150 | 0 | 0 | 0 | 0 | 0 | 315.3405 | 3840 | 60.396 | 104.9445 | 0 | 66 | 0 | 0 | 0 | 0 | 0 | 231.3405 | 3840 | 60.396 | 104.9445 | 0 | 150 | 0 | 0 | 0 | 0 | 0 | 315.3405
3843 | 85.0951 | 85.0951 | 85.0951 | 89.2194 | 89.2194 | 89.2194 | 93.1404 | 93.0948 | 93.0948 | 3843 | 730.6869 | 730.6869 | 730.6869 | 857.1519 | 857.1519 | 857.1519 | 969.5653 | 969.5653 | 969.5653 | 3841 | 65.8416 | 0 | 0 | 0 | 0 | 0 | 150 | 215.8416 |  | 3841 | 65.8416 | 0 | 0 | 0 | 0 | 0 | 150 | 215.8416 | 3841 | 65.8416 | 0 | 0 | 0 | 0 | 0 | 150 | 215.8416 | 3841 | 69.3069 | 41.3724 | 0 | 0 | 0 | 0 | 0 | 110.6793 | 3841 | 69.3069 | 41.3724 | 0 | 0 | 0 | 0 | 0 | 110.6793 | 3841 | 69.3069 | 41.3724 | 0 | 0 | 0 | 0 | 0 | 110.6793 | 3841 | 70.462 | 82.7447 | 0 | 150 | 0 | 0 | 0 | 0 | 0 | 303.2067 | 3841 | 70.462 | 82.7447 | 0 | 66 | 0 | 0 | 0 | 0 | 0 | 219.2067 | 3841 | 70.462 | 82.7447 | 0 | 150 | 0 | 0 | 0 | 0 | 0 | 303.2067
3844 | 85.3045 | 85.3045 | 85.3045 | 89.2676 | 89.2676 | 89.2676 | 93.2948 | 93.2948 | 93.2948 | 3844 | 866.1638 | 866.1638 | 866.1638 | 1016.0767 | 1016.0767 | 1016.0767 | 1149.3327 | 1149.3327 | 1149.3327 | 3842 | 103.4653 | 0 | 10.1718 | 0 | 0 | 0 | 150 | 263.6372 |  | 3842 | 103.4653 | 0 | 10.1718 | 0 | 0 | 0 | 150 | 263.6372 | 3842 | 103.4653 | 0 | 10.1718 | 0 | 0 | 0 | 150 | 263.6372 | 3842 | 108.9109 | 35.3179 | 10.9966 | 0 | 0 | 0 | 0 | 155.2253 | 3842 | 108.9109 | 35.3179 | 10.9966 | 0 | 0 | 0 | 0 | 155.2253 | 3842 | 108.9109 | 35.3179 | 10.9966 | 0 | 0 | 0 | 0 | 155.2253 | 3842 | 110.7261 | 70.6357 | 13.7457 | 150 | 0 | 0 | 0 | 0 | 0 | 345.1075 | 3842 | 110.7261 | 70.6357 | 13.7457 | 66 | 0 | 0 | 0 | 0 | 0 | 261.1075 | 3842 | 110.7261 | 70.6357 | 13.7457 | 150 | 0 | 0 | 0 | 0 | 0 | 345.1075
3845 | 85.3045 | 85.3045 | 85.3045 | 88.8956 | 88.8956 | 88.8956 | 92.6782 | 92.6782 | 92.6782 | 3845 | 1002.7511 | 1002.7511 | 1002.7511 | 1176.3042 | 1176.3042 | 1176.3042 | 1330.5736 | 1330.5736 | 1330.5736 | 3843 | 103.4653 | 0 | 50.8591 | 0 | 0 | 0 | 150 | 304.3245 |  | 3843 | 103.4653 | 0 | 50.8591 | 0 | 0 | 0 | 150 | 304.3245 | 3843 | 103.4653 | 0 | 50.8591 | 0 | 0 | 0 | 150 | 304.3245 | 3843 | 108.9109 | 30.2725 | 54.9828 | 0 | 0 | 0 | 0 | 194.1662 | 3843 | 108.9109 | 30.2725 | 54.9828 | 0 | 0 | 0 | 0 | 194.1662 | 3843 | 108.9109 | 30.2725 | 54.9828 | 0 | 0 | 0 | 0 | 194.1662 | 3843 | 110.7261 | 60.5449 | 68.7285 | 150 | 0 | 0 | 0 | 0 | 0 | 389.9995 | 3843 | 110.7261 | 60.5449 | 68.7285 | 66 | 0 | 0 | 0 | 0 | 0 | 305.9995 | 3843 | 110.7261 | 60.5449 | 68.7285 | 150 | 0 | 0 | 0 | 0 | 0 | 389.9995
3846 | 80.5199 | 80.5199 | 80.5199 | 48.4543 | 60.1772 | 60.1772 | 49.362 | 59.4376 | 59.4376 | 3846 | 1071.6 | 1071.6 | 1071.6 | 1257.0693 | 1257.0693 | 1257.0693 | 1421.9308 | 1421.9308 | 1421.9308 | 3844 | 37.6238 | 0 | 116.9759 | 0 | 0 | 0 | 150 | 304.5997 |  | 3844 | 37.6238 | 0 | 116.9759 | 0 | 0 | 0 | 150 | 304.5997 | 3844 | 37.6238 | 0 | 116.9759 | 0 | 0 | 0 | 150 | 304.5997 | 3844 | 39.604 | 22.1998 | 126.4605 | 0 | 0 | 0 | 0 | 188.2642 | 3844 | 39.604 | 22.1998 | 126.4605 | 0 | 0 | 0 | 0 | 188.2642 | 3844 | 39.604 | 22.1998 | 126.4605 | 0 | 0 | 0 | 0 | 188.2642 | 3844 | 40.264 | 44.3996 | 158.0756 | 150 | 0 | 0 | 0 | 0 | 0 | 392.7392 | 3844 | 40.264 | 44.3996 | 158.0756 | 66 | 0 | 0 | 0 | 0 | 0 | 308.7392 | 3844 | 40.264 | 44.3996 | 158.0756 | 150 | 0 | 0 | 0 | 0 | 0 | 392.7392
3847 | 38.968 | 45.2749 | 45.2749 | 33.912 | 36.5063 | 36.5063 | 27.2496 | 27.2815 | 27.2815 | 3847 | 1076.0419 | 1076.0419 | 1076.0419 | 1262.2799 | 1262.2799 | 1262.2799 | 1427.8248 | 1427.8248 | 1427.8248 | 3845 | 9.4059 | 0 | 315.3265 | 0 | 0 | 0 | 150 | 474.7324 |  | 3845 | 9.4059 | 0 | 315.3265 | 0 | 0 | 0 | 150 | 474.7324 | 3845 | 9.4059 | 0 | 315.3265 | 0 | 0 | 0 | 150 | 474.7324 | 3845 | 9.901 | 15.1362 | 340.8935 | 0 | 0 | 0 | 0 | 365.9307 | 3845 | 9.901 | 15.1362 | 340.8935 | 0 | 0 | 0 | 0 | 365.9307 | 3845 | 9.901 | 15.1362 | 340.8935 | 0 | 0 | 0 | 0 | 365.9307 | 3845 | 10.066 | 30.2725 | 426.1168 | 150 | 0 | 0 | 0 | 0 | 0 | 616.4553 | 3845 | 10.066 | 30.2725 | 426.1168 | 66 | 0 | 0 | 0 | 0 | 0 | 532.4553 | 3845 | 10.066 | 30.2725 | 426.1168 | 150 | 0 | 0 | 0 | 0 | 0 | 616.4553
3848 | 23.7923 | 23.965 | 23.7923 | 30.864 | 31.0073 | 31.0073 | 17.7619 | 17.8837 | 17.8837 | 3848 | 1457.3441 | 1457.3441 | 1457.3441 | 1505.7323 | 1420.6139 | 1709.5767 | 1933.7835 | 1933.7835 | 1933.7835 | 3846 | 9.4059 | 0 | 635.7388 | 0 | 0 | 0 | 150 | 795.1448 |  | 3846 | 9.4059 | 0 | 635.7388 | 0 | 0 | 0 | 150 | 795.1448 | 3846 | 9.4059 | 0 | 635.7388 | 0 | 0 | 0 | 150 | 795.1448 | 3846 | 9.901 | 13.1181 | 687.2852 | 0 | 0 | 0 | 0 | 710.3043 | 3846 | 9.901 | 13.1181 | 687.2852 | 0 | 0 | 0 | 0 | 710.3043 | 3846 | 9.901 | 13.1181 | 687.2852 | 0 | 0 | 0 | 0 | 710.3043 | 3846 | 10.066 | 26.2361 | 859.1065 | 0 | 0 | 0 | 0 | 0 | 0 | 895.4087 | 3846 | 10.066 | 26.2361 | 859.1065 | 17 | 0 | 0 | 0 | 0 | 0 | 912.4087 | 3846 | 10.066 | 26.2361 | 859.1065 | 0 | 0 | 0 | 0 | 0 | 0 | 895.4087
3849 | 20.9838 | 20.9838 | 20.9838 | 18.6145 | 18.6145 | 18.6145 | 3.0198 | 3.0198 | 3.0198 | 3849 | 1468.4487 | 1468.4487 | 1468.4487 | 1722.6033 | 1722.6033 | 1722.6033 | 1948.5185 | 1948.5185 | 1948.5185 | 3847 | 9.4059 | 0 | 961.2371 | 0 | 0 | 0 | 0 | 970.6431 |  | 3847 | 9.4059 | 0 | 961.2371 | 0 | 0 | 0 | 0 | 970.6431 | 3847 | 9.4059 | 0 | 961.2371 | 0 | 0 | 0 | 0 | 970.6431 | 3847 | 9.901 | 11.0999 | 1039.1753 | 0 | 0 | 0 | 0 | 1060.1761 | 3847 | 9.901 | 11.0999 | 1039.1753 | 0 | 0 | 0 | 0 | 1060.1761 | 3847 | 9.901 | 11.0999 | 1039.1753 | 0 | 0 | 0 | 0 | 1060.1761 | 3847 | 10.066 | 22.1998 | 1298.9691 | 0 | 0 | 0 | 0 | 0 | 0 | 1331.2349 | 3847 | 10.066 | 22.1998 | 1298.9691 | 17 | 0 | 0 | 0 | 0 | 0 | 1348.2349 | 3847 | 10.066 | 22.1998 | 1298.9691 | 0 | 0 | 0 | 0 | 0 | 0 | 1331.2349
3850 | 18.6145 | 18.6145 | 18.6145 | 16.4605 | 16.9307 | 14.9898 | 0.10514 | 0.10514 | 0.10514 | 3850 | 1472.8906 | 1472.8906 | 1472.8906 | 1727.814 | 1727.814 | 1727.814 | 1954.4125 | 1954.4125 | 1954.4125 | 3848 | 9.4059 | 0 | 1200.2749 | 0 | 0 | 0 | 0 | 1209.6809 |  | 3848 | 9.4059 | 0 | 1200.2749 | 0 | 0 | 0 | 0 | 1209.6809 | 3848 | 9.4059 | 0 | 1200.2749 | 0 | 0 | 0 | 0 | 1209.6809 | 3848 | 9.901 | 10.0908 | 1297.5945 | 0 | 0 | 0 | 0 | 1317.5863 | 3848 | 9.901 | 10.0908 | 1297.5945 | 0 | 0 | 0 | 0 | 1317.5863 | 3848 | 9.901 | 10.0908 | 1297.5945 | 0 | 0 | 0 | 0 | 1317.5863 | 3848 | 10.066 | 20.1816 | 1621.9931 | 0 | 0 | 0 | 0 | 0 | 0 | 1652.2408 | 3848 | 10.066 | 20.1816 | 1621.9931 | 17 | 0 | 0 | 0 | 0 | 0 | 1669.2408 | 3848 | 10.066 | 20.1816 | 1621.9931 | 0 | 0 | 0 | 0 | 0 | 0 | 1652.2408
3851 | 18.6145 | 18.6145 | 18.6145 | 16.4605 | 16.9307 | 15.2832 | 0.01 | 0.01 | 0.01 | 3851 | 1528.4139 | 1528.4139 | 1528.4139 | 1792.9471 | 1792.9471 | 1792.9471 | 2028.0877 | 2028.0877 | 2028.0877 | 3849 | 216.3366 | 0 | 1271.4777 | 0 | 0 | 0 | 0 | 1487.8143 |  | 3849 | 216.3366 | 0 | 1271.4777 | 0 | 0 | 0 | 0 | 1487.8143 | 3849 | 216.3366 | 0 | 1271.4777 | 0 | 0 | 0 | 0 | 1487.8143 | 3849 | 227.7228 | 8.0727 | 1374.5704 | 0 | 0 | 0 | 0 | 1610.3659 | 3849 | 227.7228 | 8.0727 | 1374.5704 | 0 | 0 | 0 | 0 | 1610.3659 | 3849 | 227.7228 | 8.0727 | 1374.5704 | 0 | 0 | 0 | 0 | 1610.3659 | 3849 | 231.5182 | 16.1453 | 1718.2131 | 0 | 0 | 0 | 0 | 0 | 0 | 1965.8765 | 3849 | 231.5182 | 16.1453 | 1718.2131 | 17 | 0 | 0 | 0 | 0 | 0 | 1982.8765 | 3849 | 231.5182 | 16.1453 | 1718.2131 | 0 | 0 | 0 | 0 | 0 | 0 | 1965.8765
3852 | 18.6145 | 18.6145 | 18.6145 | 16.4605 | 16.9307 | 16.695 | 0.10514 | 0.10514 | 0.01 | 3852 | 1511.7569 | 1511.7569 | 1511.7569 | 1773.4071 | 1773.4071 | 1773.4071 | 2005.9851 | 2005.9851 | 2005.9851 | 3850 | 329.2079 | 0 | 1230.7904 | 0 | 0 | 0 | 0 | 1559.9983 |  | 3850 | 329.2079 | 0 | 1230.7904 | 0 | 0 | 0 | 0 | 1559.9983 | 3850 | 329.2079 | 0 | 1230.7904 | 0 | 0 | 0 | 0 | 1559.9983 | 3850 | 346.5347 | 6.0545 | 1330.5842 | 0 | 0 | 0 | 0 | 1683.1733 | 3850 | 346.5347 | 6.0545 | 1330.5842 | 0 | 0 | 0 | 0 | 1683.1733 | 3850 | 346.5347 | 6.0545 | 1330.5842 | 0 | 0 | 0 | 0 | 1683.1733 | 3850 | 352.3102 | 12.109 | 1663.2302 | 0 | 0 | 0 | 0 | 0 | 0 | 2027.6495 | 3850 | 352.3102 | 12.109 | 1663.2302 | 17 | 0 | 0 | 0 | 0 | 0 | 2044.6495 | 3850 | 352.3102 | 12.109 | 1663.2302 | 0 | 0 | 0 | 0 | 0 | 0 | 2027.6495
3853 | 18.6145 | 18.6145 | 18.6145 | 16.9307 | 17.7619 | 17.7619 | 1.4071 | 1.4071 | 1.4071 | 3853 | 1496.2104 | 1496.2104 | 1496.2104 | 1755.1699 | 1755.1699 | 1755.1699 | 1985.3561 | 1985.3561 | 1985.3561 | 3851 | 348.0198 | 0 | 1108.7285 | 0 | 0 | 0 | 0 | 1456.7483 |  | 3851 | 348.0198 | 0 | 1108.7285 | 0 | 0 | 0 | 0 | 1456.7483 | 3851 | 348.0198 | 0 | 1108.7285 | 0 | 0 | 0 | 0 | 1456.7483 | 3851 | 366.3366 | 5.0454 | 1198.6254 | 0 | 0 | 0 | 0 | 1570.0075 | 3851 | 366.3366 | 5.0454 | 1198.6254 | 0 | 0 | 0 | 0 | 1570.0075 | 3851 | 366.3366 | 5.0454 | 1198.6254 | 0 | 0 | 0 | 0 | 1570.0075 | 3851 | 372.4422 | 10.0908 | 1498.2818 | 0 | 0 | 0 | 0 | 0 | 0 | 1880.8148 | 3851 | 372.4422 | 10.0908 | 1498.2818 | 17 | 0 | 0 | 0 | 0 | 0 | 1897.8148 | 3851 | 372.4422 | 10.0908 | 1498.2818 | 0 | 0 | 0 | 0 | 0 | 0 | 1880.8148
3854 | 22.3899 | 22.3899 | 22.3899 | 22.3877 | 22.3877 | 22.3877 | 16.1221 | 16.1221 | 16.1221 | 3854 | 1496.2104 | 1496.2104 | 1496.2104 | 1755.1699 | 1755.1699 | 1755.1699 | 1985.3561 | 1985.3561 | 1985.3561 | 3852 | 385.6436 | 0 | 1012.0962 | 0 | 0 | 0 | 0 | 1397.7398 |  | 3852 | 385.6436 | 0 | 1012.0962 | 0 | 0 | 0 | 0 | 1397.7398 | 3852 | 385.6436 | 0 | 1012.0962 | 0 | 0 | 0 | 0 | 1397.7398 | 3852 | 405.9406 | 8.0727 | 1094.1581 | 0 | 0 | 0 | 0 | 1508.1713 | 3852 | 405.9406 | 8.0727 | 1094.1581 | 0 | 0 | 0 | 0 | 1508.1713 | 3852 | 405.9406 | 8.0727 | 1094.1581 | 0 | 0 | 0 | 0 | 1508.1713 | 3852 | 412.7063 | 16.1453 | 1367.6976 | 0 | 0 | 0 | 0 | 0 | 0 | 1796.5492 | 3852 | 412.7063 | 16.1453 | 1367.6976 | 17 | 0 | 0 | 0 | 0 | 0 | 1813.5492 | 3852 | 412.7063 | 16.1453 | 1367.6976 | 0 | 0 | 0 | 0 | 0 | 0 | 1796.5492
3855 | 34.1514 | 39.181 | 39.181 | 30.864 | 30.864 | 30.864 | 20.9838 | 21.7964 | 21.7964 | 3855 | 1089.3292 | 1087.1466 | 1482.8848 | 1275.3066 | 1739.5379 | 1739.5379 | 1967.674 | 1967.674 | 1967.674 | 3853 | 357.4257 | 0 | 996.8385 | 0 | 0 | 0 | 0 | 1354.2642 |  | 3853 | 357.4257 | 0 | 996.8385 | 0 | 0 | 0 | 0 | 1354.2642 | 3853 | 357.4257 | 0 | 996.8385 | 0 | 0 | 0 | 0 | 1354.2642 | 3853 | 376.2376 | 16.1453 | 1077.6632 | 0 | 0 | 0 | 0 | 1470.0462 | 3853 | 376.2376 | 16.1453 | 1077.6632 | 0 | 0 | 0 | 0 | 1470.0462 | 3853 | 376.2376 | 16.1453 | 1077.6632 | 0 | 0 | 0 | 0 | 1470.0462 | 3853 | 382.5083 | 32.2906 | 1347.079 | 0 | 0 | 0 | 0 | 0 | 0 | 1761.8779 | 3853 | 382.5083 | 32.2906 | 1347.079 | 17 | 0 | 0 | 0 | 0 | 0 | 1778.8779 | 3853 | 382.5083 | 32.2906 | 1347.079 | 0 | 0 | 0 | 0 | 0 | 0 | 1761.8779
3856 | 62.3705 | 62.3705 | 62.3705 | 36.5063 | 46.6968 | 46.6968 | 28.2056 | 28.2657 | 28.2657 | 3856 | 1088.257 | 1088.257 | 1088.257 | 1276.6092 | 1276.6092 | 1276.6092 | 1444.0334 | 1444.0334 | 1444.0334 | 3854 | 348.0198 | 0 | 920.5498 | 0 | 0 | 0 | 0 | 1268.5696 |  | 3854 | 348.0198 | 0 | 920.5498 | 0 | 0 | 0 | 0 | 1268.5696 | 3854 | 348.0198 | 0 | 920.5498 | 0 | 0 | 0 | 0 | 1268.5696 | 3854 | 366.3366 | 30.2725 | 995.189 | 0 | 0 | 0 | 0 | 1391.7981 | 3854 | 366.3366 | 30.2725 | 995.189 | 0 | 0 | 0 | 0 | 1391.7981 | 3854 | 366.3366 | 30.2725 | 995.189 | 0 | 0 | 0 | 0 | 1391.7981 | 3854 | 372.4422 | 60.5449 | 1243.9863 | 0 | 0 | 0 | 0 | 0 | 0 | 1676.9734 | 3854 | 372.4422 | 60.5449 | 1243.9863 | 17 | 0 | 0 | 0 | 0 | 0 | 1693.9734 | 3854 | 372.4422 | 60.5449 | 1243.9863 | 0 | 0 | 0 | 0 | 0 | 0 | 1676.9734
3857 | 83.6259 | 83.6259 | 83.6259 | 86.2545 | 86.2545 | 86.2545 | 63.1231 | 63.615 | 63.6465 | 3857 | 1073.821 | 1073.821 | 1073.821 | 1259.6746 | 1259.6746 | 1259.6746 | 1424.8778 | 1424.8778 | 1424.8778 | 3855 | 319.802 | 0 | 722.1993 | 0 | 0 | 0 | 0 | 1042.0013 |  | 3855 | 319.802 | 0 | 722.1993 | 0 | 0 | 0 | 0 | 1042.0013 | 3855 | 319.802 | 0 | 722.1993 | 0 | 0 | 0 | 0 | 1042.0013 | 3855 | 336.6337 | 49.445 | 780.756 | 0 | 0 | 0 | 0 | 1166.8347 | 3855 | 336.6337 | 49.445 | 780.756 | 0 | 0 | 0 | 0 | 1166.8347 | 3855 | 336.6337 | 49.445 | 780.756 | 0 | 0 | 0 | 0 | 1166.8347 | 3855 | 342.2442 | 98.89 | 975.945 | 0 | 0 | 0 | 0 | 0 | 0 | 1417.0793 | 3855 | 342.2442 | 98.89 | 975.945 | 17 | 0 | 0 | 0 | 0 | 0 | 1434.0793 | 3855 | 342.2442 | 98.89 | 975.945 | 0 | 0 | 0 | 0 | 0 | 0 | 1417.0793
3858 | 88.753 | 87.5977 | 88.2277 | 91.8045 | 91.578 | 91.578 | 92.243 | 92.243 | 92.243 | 3858 | 1050.5012 | 1050.5012 | 1050.5012 | 1232.3187 | 1232.3187 | 1232.3187 | 1393.9343 | 1393.9343 | 1393.9343 | 3856 | 263.3663 | 0 | 427.2165 | 0 | 0 | 0 | 0 | 690.5828 |  | 3856 | 263.3663 | 0 | 427.2165 | 0 | 0 | 0 | 0 | 690.5828 | 3856 | 263.3663 | 0 | 427.2165 | 0 | 0 | 0 | 0 | 690.5828 | 3856 | 277.2277 | 73.663 | 461.8557 | 0 | 0 | 0 | 0 | 812.7464 | 3856 | 277.2277 | 73.663 | 461.8557 | 0 | 0 | 0 | 0 | 812.7464 | 3856 | 277.2277 | 73.663 | 461.8557 | 0 | 0 | 0 | 0 | 812.7464 | 3856 | 281.8482 | 147.3259 | 577.3196 | 0 | 0 | 0 | 0 | 0 | 0 | 1006.4937 | 3856 | 281.8482 | 147.3259 | 577.3196 | 17 | 0 | 0 | 0 | 0 | 0 | 1023.4937 | 3856 | 281.8482 | 147.3259 | 577.3196 | 0 | 0 | 0 | 0 | 0 | 0 | 1006.4937
3859 | 92.0772 | 87.5977 | 90.7143 | 91.8045 | 91.7404 | 91.7404 | 96.4688 | 96.4324 | 96.4425 | 3859 | 997.1988 | 997.1988 | 997.1988 | 1169.7909 | 1169.7909 | 1169.7909 | 1323.2061 | 1323.2061 | 1323.2061 | 3857 | 141.0891 | 0 | 193.2646 | 0 | 0 | 0 | 150 | 484.3537 |  | 3857 | 141.0891 | 0 | 193.2646 | 0 | 0 | 0 | 150 | 484.3537 | 3857 | 141.0891 | 0 | 193.2646 | 0 | 0 | 0 | 150 | 484.3537 | 3857 | 148.5149 | 104.9445 | 208.9347 | 0 | 0 | 0 | 0 | 462.3941 | 3857 | 148.5149 | 104.9445 | 208.9347 | 0 | 0 | 0 | 0 | 462.3941 | 3857 | 148.5149 | 104.9445 | 208.9347 | 0 | 0 | 0 | 0 | 462.3941 | 3857 | 150.9901 | 209.889 | 261.1684 | 0 | 0 | 0 | 0 | 0 | 0 | 622.0475 | 3857 | 150.9901 | 209.889 | 261.1684 | 17 | 0 | 0 | 0 | 0 | 0 | 639.0475 | 3857 | 150.9901 | 209.889 | 261.1684 | 0 | 0 | 0 | 0 | 0 | 0 | 622.0475
3860 | 92.0772 | 87.5977 | 90.7143 | 93.1369 | 92.5051 | 93.1316 | 99.7157 | 96.4324 | 99.7475 | 3860 | 931.6813 | 931.6813 | 931.6813 | 1092.9338 | 1092.9338 | 1092.9338 | 1236.2694 | 1236.2694 | 1236.2694 | 3858 | 122.2772 | 0 | 81.3746 | 0 | 0 | 0 | 150 | 353.6518 |  | 3858 | 122.2772 | 0 | 81.3746 | 0 | 0 | 0 | 150 | 353.6518 | 3858 | 122.2772 | 0 | 81.3746 | 0 | 0 | 0 | 150 | 353.6518 | 3858 | 128.7129 | 141.2714 | 87.9725 | 150 | 0 | 0 | 0 | 507.9568 | 3858 | 128.7129 | 141.2714 | 87.9725 | 150 | 0 | 0 | 0 | 507.9568 | 3858 | 128.7129 | 141.2714 | 87.9725 | 150 | 0 | 0 | 0 | 507.9568 | 3858 | 130.8581 | 282.5429 | 109.9656 | 150 | 0 | 0 | 0 | 0 | 0 | 673.3666 | 3858 | 130.8581 | 282.5429 | 109.9656 | 66 | 0 | 0 | 0 | 0 | 0 | 589.3666 | 3858 | 130.8581 | 282.5429 | 109.9656 | 150 | 0 | 0 | 0 | 0 | 0 | 673.3666
3861 | 92.0772 | 87.5977 | 90.7143 | 93.1369 | 92.5051 | 93.1316 | 99.7157 | 96.4324 | 99.7475 | 3861 | 878.3789 | 878.3789 | 878.3789 | 1030.406 | 1030.406 | 1030.406 | 1165.5412 | 1165.5412 | 1165.5412 | 3859 | 94.0594 | 0 | 30.5155 | 150 | 0 | 0 | 150 | 424.5749 |  | 3859 | 94.0594 | 0 | 30.5155 | 0 | 0 | 0 | 150 | 274.5749 | 3859 | 94.0594 | 0 | 30.5155 | 83.4293 | 0 | 0 | 150 | 358.0042 | 3859 | 99.0099 | 180.6256 | 32.9897 | 150 | 0 | 0 | 0 | 462.6252 | 3859 | 99.0099 | 180.6256 | 32.9897 | 150 | 0 | 0 | 0 | 462.6252 | 3859 | 99.0099 | 180.6256 | 32.9897 | 150 | 0 | 0 | 0 | 462.6252 | 3859 | 100.6601 | 361.2513 | 41.2371 | 150 | 0 | 0 | 0 | 0 | 0 | 653.1484 | 3859 | 100.6601 | 361.2513 | 41.2371 | 66 | 0 | 0 | 0 | 0 | 0 | 569.1484 | 3859 | 100.6601 | 361.2513 | 41.2371 | 150 | 0 | 0 | 0 | 0 | 0 | 653.1484
3862 | 91.2335 | 87.5977 | 88.2277 | 92.1383 | 92.1338 | 92.1338 | 96.8635 | 96.4324 | 96.8601 | 3862 | 816.1928 | 816.1928 | 816.1928 | 957.4569 | 957.4569 | 957.4569 | 1083.025 | 1083.025 | 1083.025 | 3860 | 122.2772 | 0 | 5.0859 | 150 | 0 | 0 | 150 | 427.3631 |  | 3860 | 122.2772 | 0 | 5.0859 | 0 | 0 | 0 | 150 | 277.3631 | 3860 | 122.2772 | 0 | 5.0859 | 138.3181 | 0 | 0 | 150 | 415.6813 | 3860 | 128.7129 | 188.6983 | 5.4983 | 150 | 0 | 0 | 0 | 472.9094 | 3860 | 128.7129 | 188.6983 | 5.4983 | 150 | 0 | 0 | 0 | 472.9094 | 3860 | 128.7129 | 188.6983 | 5.4983 | 150 | 0 | 0 | 0 | 472.9094 | 3860 | 130.8581 | 377.3966 | 6.8729 | 150 | 0 | 0 | 0 | 0 | 0 | 665.1275 | 3860 | 130.8581 | 377.3966 | 6.8729 | 66 | 0 | 0 | 0 | 0 | 0 | 581.1275 | 3860 | 130.8581 | 377.3966 | 6.8729 | 150 | 0 | 0 | 0 | 0 | 0 | 665.1275
3863 | 88.753 | 87.5977 | 88.2277 | 92.5051 | 91.578 | 91.578 | 95.5236 | 95.3736 | 95.4313 | 3863 | 772.8846 | 772.8846 | 772.8846 | 906.6531 | 906.6531 | 906.6531 | 1025.5584 | 1025.5584 | 1025.5584 | 3861 | 169.3069 | 0 | 5.0859 | 150 | 0 | 0 | 150 | 474.3928 |  | 3861 | 169.3069 | 0 | 5.0859 | 0 | 0 | 0 | 150 | 324.3928 | 3861 | 169.3069 | 0 | 5.0859 | 0 | 0 | 0 | 150 | 324.3928 | 3861 | 178.2178 | 172.553 | 5.4983 | 150 | 0 | 0 | 0 | 506.2691 | 3861 | 178.2178 | 172.553 | 5.4983 | 150 | 0 | 0 | 0 | 506.2691 | 3861 | 178.2178 | 172.553 | 5.4983 | 150 | 0 | 0 | 0 | 506.2691 | 3861 | 181.1881 | 345.106 | 6.8729 | 150 | 0 | 0 | 0 | 0 | 0 | 683.1669 | 3861 | 181.1881 | 345.106 | 6.8729 | 66 | 0 | 0 | 0 | 0 | 0 | 599.1669 | 3861 | 181.1881 | 345.106 | 6.8729 | 150 | 0 | 0 | 0 | 0 | 0 | 683.1669
3864 | 86.7998 | 86.7998 | 86.7998 | 91.7331 | 91.578 | 91.578 | 94.6016 | 94.5622 | 94.5622 | 3864 | 754.0067 | 754.0067 | 754.0067 | 884.5078 | 884.5078 | 884.5078 | 1000.5088 | 1000.5088 | 1000.5088 | 3862 | 197.5248 | 0 | 0 | 150 | 0 | 0 | 150 | 497.5248 |  | 3862 | 197.5248 | 0 | 0 | 0 | 0 | 0 | 150 | 347.5248 | 3862 | 197.5248 | 0 | 0 | 0 | 0 | 0 | 150 | 347.5248 | 3862 | 207.9208 | 148.335 | 0 | 150 | 0 | 0 | 0 | 506.2558 | 3862 | 207.9208 | 148.335 | 0 | 150 | 0 | 0 | 0 | 506.2558 | 3862 | 207.9208 | 148.335 | 0 | 150 | 0 | 0 | 0 | 506.2558 | 3862 | 211.3861 | 296.67 | 0 | 150 | 0 | 0 | 0 | 0 | 0 | 658.0562 | 3862 | 211.3861 | 296.67 | 0 | 66 | 0 | 0 | 0 | 0 | 0 | 574.0562 | 3862 | 211.3861 | 296.67 | 0 | 150 | 0 | 0 | 0 | 0 | 0 | 658.0562
3865 | 84.2244 | 74.1528 | 74.1528 | 87.5628 | 87.5015 | 87.5015 | 91.6106 | 91.5043 | 91.8882 | 3865 | 724.0241 | 724.0241 | 724.0241 | 849.3359 | 849.3359 | 849.3359 | 960.7243 | 960.7243 | 960.7243 | 3863 | 141.0891 | 0 | 0 | 0 | 0 | 0 | 150 | 291.0891 |  | 3863 | 141.0891 | 0 | 0 | 0 | 0 | 0 | 150 | 291.0891 | 3863 | 141.0891 | 0 | 0 | 0 | 0 | 0 | 150 | 291.0891 | 3863 | 148.5149 | 120.0807 | 0 | 150 | 0 | 0 | 0 | 418.5956 | 3863 | 148.5149 | 120.0807 | 0 | 150 | 0 | 0 | 0 | 418.5956 | 3863 | 148.5149 | 120.0807 | 0 | 150 | 0 | 0 | 0 | 418.5956 | 3863 | 150.9901 | 240.1615 | 0 | 150 | 0 | 0 | 0 | 0 | 0 | 541.1516 | 3863 | 150.9901 | 240.1615 | 0 | 66 | 0 | 0 | 0 | 0 | 0 | 457.1516 | 3863 | 150.9901 | 240.1615 | 0 | 150 | 0 | 0 | 0 | 0 | 0 | 541.1516
3866 | 84.2244 | 74.1528 | 74.1528 | 87.5628 | 87.5015 | 87.5015 | 91.6106 | 91.5043 | 91.5517 | 3866 | 698.4833 | 698.4833 | 698.4833 | 819.3747 | 819.3747 | 819.3747 | 926.8337 | 926.8337 | 926.8337 | 3864 | 122.2772 | 0 | 0 | 0 | 0 | 0 | 150 | 272.2772 |  | 3864 | 122.2772 | 0 | 0 | 0 | 0 | 0 | 150 | 272.2772 | 3864 | 122.2772 | 0 | 0 | 0 | 0 | 0 | 150 | 272.2772 | 3864 | 128.7129 | 89.8083 | 0 | 150 | 0 | 0 | 0 | 368.5211 | 3864 | 128.7129 | 89.8083 | 0 | 150 | 0 | 0 | 0 | 368.5211 | 3864 | 128.7129 | 89.8083 | 0 | 150 | 0 | 0 | 0 | 368.5211 | 3864 | 130.8581 | 179.6165 | 0 | 150 | 0 | 0 | 0 | 0 | 0 | 460.4746 | 3864 | 130.8581 | 179.6165 | 0 | 66 | 0 | 0 | 0 | 0 | 0 | 376.4746 | 3864 | 130.8581 | 179.6165 | 0 | 150 | 0 | 0 | 0 | 0 | 0 | 460.4746
3867 | 84.2244 | 74.1528 | 74.1528 | 87.5628 | 87.5015 | 87.5015 | 91.4532 | 91.4446 | 91.4446 | 3867 | 728.4659 | 728.4659 | 728.4659 | 854.5466 | 854.5466 | 854.5466 | 966.6183 | 966.6183 | 966.6183 | 3865 | 112.8713 | 0 | 0 | 0 | 0 | 0 | 150 | 262.8713 |  | 3865 | 112.8713 | 0 | 0 | 0 | 0 | 0 | 0 | 112.8713 | 3865 | 112.8713 | 0 | 0 | 0 | 0 | 0 | 95.1528 | 208.0241 | 3865 | 118.8119 | 62.5631 | 0 | 0 | 0 | 0 | 0 | 181.3749 | 3865 | 118.8119 | 62.5631 | 0 | 0 | 0 | 0 | 0 | 181.3749 | 3865 | 118.8119 | 62.5631 | 0 | 0 | 0 | 0 | 0 | 181.3749 | 3865 | 120.7921 | 125.1261 | 0 | 150 | 0 | 0 | 0 | 0 | 0 | 395.9182 | 3865 | 120.7921 | 125.1261 | 0 | 66 | 0 | 0 | 0 | 0 | 0 | 311.9182 | 3865 | 120.7921 | 125.1261 | 0 | 150 | 0 | 0 | 0 | 0 | 0 | 395.9182
3868 | 84.2244 | 74.1528 | 74.1528 | 87.5628 | 87.5015 | 87.5015 | 91.4532 | 91.4446 | 91.4446 | 3868 | 868.3847 | 868.3847 | 868.3847 | 1018.6821 | 1018.6821 | 1018.6821 | 1152.2797 | 1152.2797 | 1152.2797 | 3866 | 65.8416 | 0 | 10.1718 | 0 | 0 | 0 | 150 | 226.0134 |  | 3866 | 65.8416 | 0 | 10.1718 | 0 | 0 | 0 | 18.0453 | 94.0587 | 3866 | 65.8416 | 0 | 10.1718 | 0 | 0 | 0 | 105.4505 | 181.4639 | 3866 | 69.3069 | 42.3814 | 10.9966 | 0 | 0 | 0 | 0 | 122.6849 | 3866 | 69.3069 | 42.3814 | 10.9966 | 0 | 0 | 0 | 0 | 122.6849 | 3866 | 69.3069 | 42.3814 | 10.9966 | 0 | 0 | 0 | 0 | 122.6849 | 3866 | 70.462 | 84.7629 | 13.7457 | 150 | 0 | 0 | 0 | 0 | 0 | 318.9706 | 3866 | 70.462 | 84.7629 | 13.7457 | 66 | 0 | 0 | 0 | 0 | 0 | 234.9706 | 3866 | 70.462 | 84.7629 | 13.7457 | 150 | 0 | 0 | 0 | 0 | 0 | 318.9706
3869 | 84.2244 | 74.1528 | 74.1528 | 87.2482 | 85.1031 | 85.1031 | 90.3105 | 64.3178 | 64.3178 | 3869 | 992.7569 | 992.7569 | 992.7569 | 1164.5803 | 1164.5803 | 1164.5803 | 1317.3121 | 1317.3121 | 1317.3121 | 3867 | 84.6535 | 0 | 50.8591 | 0 | 0 | 0 | 150 | 285.5126 |  | 3867 | 84.6535 | 0 | 50.8591 | 0 | 0 | 0 | 0 | 135.5126 | 3867 | 84.6535 | 0 | 50.8591 | 0 | 0 | 0 | 76.9534 | 212.4659 | 3867 | 89.1089 | 28.2543 | 54.9828 | 0 | 0 | 0 | 0 | 172.346 | 3867 | 89.1089 | 28.2543 | 54.9828 | 0 | 0 | 0 | 0 | 172.346 | 3867 | 89.1089 | 28.2543 | 54.9828 | 0 | 0 | 0 | 0 | 172.346 | 3867 | 90.5941 | 56.5086 | 68.7285 | 150 | 0 | 0 | 0 | 0 | 0 | 365.8312 | 3867 | 90.5941 | 56.5086 | 68.7285 | 66 | 0 | 0 | 0 | 0 | 0 | 281.8312 | 3867 | 90.5941 | 56.5086 | 68.7285 | 150 | 0 | 0 | 0 | 0 | 0 | 365.8312
3870 | 78.8904 | 74.1528 | 74.1528 | 53.4863 | 55.0809 | 55.0809 | 33.0288 | 33.0288 | 33.0288 | 3870 | 1067.1582 | 1067.1582 | 1067.1582 | 1251.8586 | 1251.8586 | 1251.8586 | 1416.0368 | 1416.0368 | 1416.0368 | 3868 | 75.2475 | 0 | 116.9759 | 0 | 0 | 0 | 150 | 342.2235 |  | 3868 | 75.2475 | 0 | 116.9759 | 0 | 0 | 0 | 0 | 192.2235 | 3868 | 75.2475 | 0 | 116.9759 | 0 | 0 | 0 | 0 | 192.2235 | 3868 | 79.2079 | 21.1907 | 126.4605 | 0 | 0 | 0 | 0 | 226.8591 | 3868 | 79.2079 | 21.1907 | 126.4605 | 0 | 0 | 0 | 0 | 226.8591 | 3868 | 79.2079 | 21.1907 | 126.4605 | 0 | 0 | 0 | 0 | 226.8591 | 3868 | 80.5281 | 42.3814 | 158.0756 | 150 | 0 | 0 | 0 | 0 | 0 | 430.9851 | 3868 | 80.5281 | 42.3814 | 158.0756 | 66 | 0 | 0 | 0 | 0 | 0 | 346.9851 | 3868 | 80.5281 | 42.3814 | 158.0756 | 150 | 0 | 0 | 0 | 0 | 0 | 430.9851
3871 | 20.8657 | 44.2048 | 44.2048 | 32.7815 | 32.7815 | 32.7815 | 25.3559 | 25.7361 | 25.7361 | 3871 | 1089.3675 | 1089.3675 | 1089.3675 | 1277.9119 | 1277.9119 | 1277.9119 | 1445.5069 | 1445.5069 | 1445.5069 | 3869 | 112.8713 | 0 | 315.3265 | 0 | 0 | 0 | 150 | 578.1977 |  | 3869 | 112.8713 | 0 | 315.3265 | 0 | 0 | 0 | 0 | 428.1977 | 3869 | 112.8713 | 0 | 315.3265 | 0 | 0 | 0 | 48.5592 | 476.7569 | 3869 | 118.8119 | 18.1635 | 340.8935 | 0 | 0 | 0 | 0 | 477.8688 | 3869 | 118.8119 | 18.1635 | 340.8935 | 0 | 0 | 0 | 0 | 477.8688 | 3869 | 118.8119 | 18.1635 | 340.8935 | 0 | 0 | 0 | 0 | 477.8688 | 3869 | 120.7921 | 36.3269 | 426.1168 | 0 | 0 | 0 | 0 | 0 | 0 | 583.2359 | 3869 | 120.7921 | 36.3269 | 426.1168 | 17 | 0 | 0 | 0 | 0 | 0 | 600.2359 | 3869 | 120.7921 | 36.3269 | 426.1168 | 0 | 0 | 0 | 0 | 0 | 0 | 583.2359
3872 | 16.4605 | 32.986 | 18.1958 | 30.6411 | 31.0073 | 31.0073 | 16.1221 | 17.7619 | 17.7619 | 3872 | 1097.1408 | 1097.1408 | 1097.1408 | 1287.0305 | 1287.0305 | 1287.0305 | 1455.8214 | 1455.8214 | 1455.8214 | 3870 | 188.1188 | 0 | 640.8247 | 0 | 0 | 0 | 150 | 978.9436 |  | 3870 | 188.1188 | 0 | 640.8247 | 0 | 0 | 0 | 0 | 828.9436 | 3870 | 188.1188 | 0 | 640.8247 | 0 | 0 | 0 | 150 | 978.9436 | 3870 | 198.0198 | 15.1362 | 692.7835 | 0 | 0 | 0 | 0 | 905.9395 | 3870 | 198.0198 | 15.1362 | 692.7835 | 0 | 0 | 0 | 0 | 905.9395 | 3870 | 198.0198 | 15.1362 | 692.7835 | 0 | 0 | 0 | 0 | 905.9395 | 3870 | 201.3201 | 30.2725 | 865.9794 | 0 | 0 | 0 | 0 | 0 | 0 | 1097.572 | 3870 | 201.3201 | 30.2725 | 865.9794 | 17 | 0 | 0 | 0 | 0 | 0 | 1114.572 | 3870 | 201.3201 | 30.2725 | 865.9794 | 0 | 0 | 0 | 0 | 0 | 0 | 1097.572
3873 | 16.4605 | 44.0264 | 40.8867 | 30.1371 | 30.3612 | 30.3612 | 16.1221 | 16.1221 | 16.1221 | 3873 | 1110.4664 | 1110.4664 | 1110.4664 | 1302.6625 | 1302.6625 | 1302.6625 | 1473.5035 | 1473.5035 | 1473.5035 | 3871 | 253.9604 | 0 | 971.4089 | 0 | 0 | 0 | 0 | 1225.3693 |  | 3871 | 253.9604 | 0 | 971.4089 | 0 | 0 | 0 | 0 | 1225.3693 | 3871 | 253.9604 | 0 | 971.4089 | 0 | 0 | 0 | 0 | 1225.3693 | 3871 | 267.3267 | 18.1635 | 1050.1718 | 0 | 0 | 0 | 0 | 1335.662 | 3871 | 267.3267 | 18.1635 | 1050.1718 | 0 | 0 | 0 | 0 | 1335.662 | 3871 | 267.3267 | 18.1635 | 1050.1718 | 0 | 0 | 0 | 0 | 1335.662 | 3871 | 271.7822 | 36.3269 | 1312.7148 | 0 | 0 | 0 | 0 | 0 | 0 | 1620.8239 | 3871 | 271.7822 | 36.3269 | 1312.7148 | 17 | 0 | 0 | 0 | 0 | 0 | 1637.8239 | 3871 | 271.7822 | 36.3269 | 1312.7148 | 0 | 0 | 0 | 0 | 0 | 0 | 1620.8239
3874 | 16.4605 | 32.986 | 18.1958 | 23.2112 | 23.2112 | 23.2112 | 16.1221 | 16.1221 | 16.1221 | 3874 | 1106.0245 | 1106.0245 | 1106.0245 | 1297.4518 | 1297.4518 | 1297.4518 | 1467.6094 | 1467.6094 | 1467.6094 | 3872 | 310.396 | 0 | 1205.3608 | 0 | 0 | 0 | 0 | 1515.7569 |  | 3872 | 310.396 | 0 | 1205.3608 | 0 | 0 | 0 | 0 | 1515.7569 | 3872 | 310.396 | 0 | 1205.3608 | 0 | 0 | 0 | 0 | 1515.7569 | 3872 | 326.7327 | 24.218 | 1303.0928 | 0 | 0 | 0 | 0 | 1654.0434 | 3872 | 326.7327 | 24.218 | 1303.0928 | 0 | 0 | 0 | 0 | 1654.0434 | 3872 | 326.7327 | 24.218 | 1303.0928 | 0 | 0 | 0 | 0 | 1654.0434 | 3872 | 332.1782 | 48.4359 | 1628.866 | 0 | 0 | 0 | 0 | 0 | 0 | 2009.4801 | 3872 | 332.1782 | 48.4359 | 1628.866 | 17 | 0 | 0 | 0 | 0 | 0 | 2026.4801 | 3872 | 332.1782 | 48.4359 | 1628.866 | 0 | 0 | 0 | 0 | 0 | 0 | 2009.4801
3875 | 16.4605 | 40.8867 | 40.8867 | 23.2112 | 23.2112 | 23.2112 | 16.1221 | 16.137 | 16.137 | 3875 | 1133.7862 | 1133.7862 | 1133.7862 | 1330.0184 | 1330.0184 | 1330.0184 | 1504.447 | 1504.447 | 1504.447 | 3873 | 310.396 | 0 | 1225.7045 | 0 | 0 | 0 | 0 | 1536.1005 |  | 3873 | 310.396 | 0 | 1225.7045 | 0 | 0 | 0 | 0 | 1536.1005 | 3873 | 310.396 | 0 | 1225.7045 | 0 | 0 | 0 | 0 | 1536.1005 | 3873 | 326.7327 | 30.2725 | 1325.0859 | 0 | 0 | 0 | 0 | 1682.091 | 3873 | 326.7327 | 30.2725 | 1325.0859 | 0 | 0 | 0 | 0 | 1682.091 | 3873 | 326.7327 | 30.2725 | 1325.0859 | 0 | 0 | 0 | 0 | 1682.091 | 3873 | 332.1782 | 60.5449 | 1656.3574 | 0 | 0 | 0 | 0 | 0 | 0 | 2049.0805 | 3873 | 332.1782 | 60.5449 | 1656.3574 | 17 | 0 | 0 | 0 | 0 | 0 | 2066.0805 | 3873 | 332.1782 | 60.5449 | 1656.3574 | 0 | 0 | 0 | 0 | 0 | 0 | 2049.0805
3876 | 16.4605 | 21.217 | 18.1958 | 22.3877 | 22.3877 | 22.3877 | 16.1221 | 16.1221 | 16.1221 | 3876 | 1097.1408 | 1097.1408 | 1097.1408 | 1287.0305 | 1287.0305 | 1287.0305 | 1455.8214 | 1455.8214 | 1455.8214 | 3874 | 366.8317 | 0 | 1205.3608 | 0 | 0 | 0 | 0 | 1572.1925 |  | 3874 | 366.8317 | 0 | 1205.3608 | 0 | 0 | 0 | 0 | 1572.1925 | 3874 | 366.8317 | 0 | 1205.3608 | 0 | 0 | 0 | 0 | 1572.1925 | 3874 | 386.1386 | 33.2997 | 1303.0928 | 0 | 0 | 0 | 0 | 1722.5311 | 3874 | 386.1386 | 33.2997 | 1303.0928 | 0 | 0 | 0 | 0 | 1722.5311 | 3874 | 386.1386 | 33.2997 | 1303.0928 | 0 | 0 | 0 | 0 | 1722.5311 | 3874 | 392.5743 | 66.5994 | 1628.866 | 0 | 0 | 0 | 0 | 0 | 0 | 2088.0396 | 3874 | 392.5743 | 66.5994 | 1628.866 | 17 | 0 | 0 | 0 | 0 | 0 | 2105.0396 | 3874 | 392.5743 | 66.5994 | 1628.866 | 0 | 0 | 0 | 0 | 0 | 0 | 2088.0396
3877 | 16.4605 | 32.986 | 21.217 | 23.2112 | 23.2112 | 23.2112 | 16.137 | 16.4605 | 16.4605 | 3877 | 1119.3501 | 1119.3501 | 1119.3501 | 1313.0838 | 1313.0838 | 1313.0838 | 1485.2915 | 1485.2915 | 1485.2915 | 3875 | 348.0198 | 0 | 1144.3299 | 0 | 0 | 0 | 0 | 1492.3497 |  | 3875 | 348.0198 | 0 | 1144.3299 | 0 | 0 | 0 | 0 | 1492.3497 | 3875 | 348.0198 | 0 | 1144.3299 | 0 | 0 | 0 | 0 | 1492.3497 | 3875 | 366.3366 | 32.2906 | 1237.1134 | 0 | 0 | 0 | 0 | 1635.7407 | 3875 | 366.3366 | 32.2906 | 1237.1134 | 0 | 0 | 0 | 0 | 1635.7407 | 3875 | 366.3366 | 32.2906 | 1237.1134 | 0 | 0 | 0 | 0 | 1635.7407 | 3875 | 372.4422 | 64.5812 | 1546.3918 | 0 | 0 | 0 | 0 | 0 | 0 | 1983.4152 | 3875 | 372.4422 | 64.5812 | 1546.3918 | 17 | 0 | 0 | 0 | 0 | 0 | 2000.4152 | 3875 | 372.4422 | 64.5812 | 1546.3918 | 0 | 0 | 0 | 0 | 0 | 0 | 1983.4152
3878 | 16.4605 | 49.4913 | 49.4913 | 38.0227 | 43.2701 | 43.2701 | 17.7619 | 17.7619 | 17.7619 | 3878 | 1082.7047 | 1082.7047 | 1082.7047 | 1270.0959 | 1270.0959 | 1270.0959 | 1436.6659 | 1436.6659 | 1436.6659 | 3876 | 338.6139 | 0 | 1139.244 | 0 | 0 | 0 | 0 | 1477.8578 |  | 3876 | 338.6139 | 0 | 1139.244 | 0 | 0 | 0 | 0 | 1477.8578 | 3876 | 338.6139 | 0 | 1139.244 | 0 | 0 | 0 | 0 | 1477.8578 | 3876 | 356.4356 | 31.2815 | 1231.6151 | 0 | 0 | 0 | 0 | 1619.3323 | 3876 | 356.4356 | 31.2815 | 1231.6151 | 0 | 0 | 0 | 0 | 1619.3323 | 3876 | 356.4356 | 31.2815 | 1231.6151 | 0 | 0 | 0 | 0 | 1619.3323 | 3876 | 362.3762 | 62.5631 | 1539.5189 | 0 | 0 | 0 | 0 | 0 | 0 | 1964.4582 | 3876 | 362.3762 | 62.5631 | 1539.5189 | 17 | 0 | 0 | 0 | 0 | 0 | 1981.4582 | 3876 | 362.3762 | 62.5631 | 1539.5189 | 0 | 0 | 0 | 0 | 0 | 0 | 1964.4582
3879 | 63.5264 | 63.5264 | 63.5264 | 58.7658 | 58.7658 | 58.7658 | 19.4753 | 19.4753 | 19.4753 | 3879 | 1054.9431 | 1054.9431 | 1054.9431 | 1237.5294 | 1237.5294 | 1237.5294 | 1399.8283 | 1399.8283 | 1399.8283 | 3877 | 385.6436 | 0 | 945.9794 | 0 | 0 | 0 | 0 | 1331.6229 |  | 3877 | 385.6436 | 0 | 945.9794 | 0 | 0 | 0 | 0 | 1331.6229 | 3877 | 385.6436 | 0 | 945.9794 | 0 | 0 | 0 | 0 | 1331.6229 | 3877 | 405.9406 | 30.2725 | 1022.6804 | 0 | 0 | 0 | 0 | 1458.8935 | 3877 | 405.9406 | 30.2725 | 1022.6804 | 0 | 0 | 0 | 0 | 1458.8935 | 3877 | 405.9406 | 30.2725 | 1022.6804 | 0 | 0 | 0 | 0 | 1458.8935 | 3877 | 412.7063 | 60.5449 | 1278.3505 | 0 | 0 | 0 | 0 | 0 | 0 | 1751.6017 | 3877 | 412.7063 | 60.5449 | 1278.3505 | 17 | 0 | 0 | 0 | 0 | 0 | 1768.6017 | 3877 | 412.7063 | 60.5449 | 1278.3505 | 0 | 0 | 0 | 0 | 0 | 0 | 1751.6017
3880 | 82.7165 | 74.1528 | 74.1528 | 87.5628 | 85.1031 | 85.1031 | 60.472 | 57.3111 | 57.3111 | 3880 | 1047.1698 | 1047.1698 | 1047.1698 | 1228.4107 | 1228.4107 | 1228.4107 | 1389.5138 | 1389.5138 | 1389.5138 | 3878 | 253.9604 | 0 | 895.1203 | 0 | 0 | 0 | 0 | 1149.0807 |  | 3878 | 253.9604 | 0 | 895.1203 | 0 | 0 | 0 | 0 | 1149.0807 | 3878 | 253.9604 | 0 | 895.1203 | 0 | 0 | 0 | 0 | 1149.0807 | 3878 | 267.3267 | 31.2815 | 967.6976 | 0 | 0 | 0 | 0 | 1266.3059 | 3878 | 267.3267 | 31.2815 | 967.6976 | 0 | 0 | 0 | 0 | 1266.3059 | 3878 | 267.3267 | 31.2815 | 967.6976 | 0 | 0 | 0 | 0 | 1266.3059 | 3878 | 271.7822 | 62.5631 | 1209.622 | 0 | 0 | 0 | 0 | 0 | 0 | 1543.9672 | 3878 | 271.7822 | 62.5631 | 1209.622 | 17 | 0 | 0 | 0 | 0 | 0 | 1560.9672 | 3878 | 271.7822 | 62.5631 | 1209.622 | 0 | 0 | 0 | 0 | 0 | 0 | 1543.9672
3881 | 85.6286 | 74.1528 | 74.1528 | 89.7708 | 85.1031 | 85.1031 | 89.013 | 64.3178 | 64.3178 | 3881 | 1041.6175 | 1041.6175 | 1041.6175 | 1221.8974 | 1221.8974 | 1221.8974 | 1382.1462 | 1382.1462 | 1382.1462 | 3879 | 225.7426 | 0 | 737.457 | 0 | 0 | 0 | 0 | 963.1996 |  | 3879 | 225.7426 | 0 | 737.457 | 0 | 0 | 0 | 0 | 963.1996 | 3879 | 225.7426 | 0 | 737.457 | 0 | 0 | 0 | 0 | 963.1996 | 3879 | 237.6238 | 35.3179 | 797.2509 | 0 | 0 | 0 | 0 | 1070.1925 | 3879 | 237.6238 | 35.3179 | 797.2509 | 0 | 0 | 0 | 0 | 1070.1925 | 3879 | 237.6238 | 35.3179 | 797.2509 | 0 | 0 | 0 | 0 | 1070.1925 | 3879 | 241.5842 | 70.6357 | 996.5636 | 0 | 0 | 0 | 0 | 0 | 0 | 1308.7835 | 3879 | 241.5842 | 70.6357 | 996.5636 | 17 | 0 | 0 | 0 | 0 | 0 | 1325.7835 | 3879 | 241.5842 | 70.6357 | 996.5636 | 0 | 0 | 0 | 0 | 0 | 0 | 1308.7835
3882 | 90.7143 | 74.1528 | 89.8948 | 92.5051 | 85.1031 | 90.7143 | 93.8414 | 88.3784 | 90.7143 | 3882 | 1008.3035 | 1008.3035 | 1008.3035 | 1182.8175 | 1182.8175 | 1182.8175 | 1337.9411 | 1337.9411 | 1337.9411 | 3880 | 206.9307 | 0 | 483.1615 | 0 | 0 | 0 | 150 | 840.0922 |  | 3880 | 206.9307 | 0 | 483.1615 | 0 | 0 | 0 | 0 | 690.0922 | 3880 | 206.9307 | 0 | 483.1615 | 0 | 0 | 0 | 150 | 840.0922 | 3880 | 217.8218 | 41.3724 | 522.3368 | 0 | 0 | 0 | 0 | 781.5309 | 3880 | 217.8218 | 41.3724 | 522.3368 | 0 | 0 | 0 | 0 | 781.5309 | 3880 | 217.8218 | 41.3724 | 522.3368 | 0 | 0 | 0 | 0 | 781.5309 | 3880 | 221.4521 | 82.7447 | 652.921 | 0 | 0 | 0 | 0 | 0 | 0 | 957.1178 | 3880 | 221.4521 | 82.7447 | 652.921 | 17 | 0 | 0 | 0 | 0 | 0 | 974.1178 | 3880 | 221.4521 | 82.7447 | 652.921 | 0 | 0 | 0 | 0 | 0 | 0 | 957.1178
3883 | 90.7143 | 74.1528 | 89.8948 | 92.5051 | 85.1031 | 90.7143 | 93.8414 | 88.3784 | 91.3853 | 3883 | 955.0011 | 955.0011 | 955.0011 | 1120.2897 | 1120.2897 | 1120.2897 | 1267.213 | 1267.213 | 1267.213 | 3881 | 188.1188 | 0 | 208.5223 | 0 | 0 | 0 | 150 | 546.6411 |  | 3881 | 188.1188 | 0 | 208.5223 | 0 | 0 | 0 | 32.907 | 429.5481 | 3881 | 188.1188 | 0 | 208.5223 | 0 | 0 | 0 | 128.9763 | 525.6175 | 3881 | 198.0198 | 48.4359 | 225.4296 | 0 | 0 | 0 | 0 | 471.8853 | 3881 | 198.0198 | 48.4359 | 225.4296 | 0 | 0 | 0 | 0 | 471.8853 | 3881 | 198.0198 | 48.4359 | 225.4296 | 0 | 0 | 0 | 0 | 471.8853 | 3881 | 201.3201 | 96.8718 | 281.7869 | 0 | 0 | 0 | 0 | 0 | 0 | 579.9789 | 3881 | 201.3201 | 96.8718 | 281.7869 | 17 | 0 | 0 | 0 | 0 | 0 | 596.9789 | 3881 | 201.3201 | 96.8718 | 281.7869 | 0 | 0 | 0 | 0 | 0 | 0 | 579.9789
3884 | 90.7143 | 74.1528 | 74.1528 | 92.5051 | 85.1031 | 90.7143 | 93.8414 | 88.3784 | 91.3853 | 3884 | 896.1464 | 896.1464 | 896.1464 | 1051.2486 | 1051.2486 | 1051.2486 | 1189.1173 | 1189.1173 | 1189.1173 | 3882 | 75.2475 | 0 | 81.3746 | 33.6983 | 0 | 0 | 150 | 340.3204 |  | 3882 | 75.2475 | 0 | 81.3746 | 0 | 0 | 0 | 0 | 156.6221 | 3882 | 75.2475 | 0 | 81.3746 | 0 | 0 | 0 | 150 | 306.6221 | 3882 | 79.2079 | 57.5177 | 87.9725 | 150 | 0 | 0 | 0 | 374.6981 | 3882 | 79.2079 | 57.5177 | 87.9725 | 0 | 0 | 0 | 0 | 224.6981 | 3882 | 79.2079 | 57.5177 | 87.9725 | 60.9711 | 0 | 0 | 0 | 285.6692 | 3882 | 80.5281 | 115.0353 | 109.9656 | 150 | 0 | 0 | 0 | 0 | 0 | 455.529 | 3882 | 80.5281 | 115.0353 | 109.9656 | 66 | 0 | 0 | 0 | 0 | 0 | 371.529 | 3882 | 80.5281 | 115.0353 | 109.9656 | 97.7917 | 0 | 0 | 0 | 0 | 0 | 403.3207
3885 | 90.7143 | 74.1528 | 74.1528 | 92.5051 | 85.1031 | 90.7143 | 93.8414 | 88.3784 | 91.3853 | 3885 | 851.7277 | 851.7277 | 851.7277 | 999.1421 | 999.1421 | 999.1421 | 1130.1771 | 1130.1771 | 1130.1771 | 3883 | 112.8713 | 0 | 30.5155 | 0 | 0 | 0 | 150 | 293.3868 |  | 3883 | 112.8713 | 0 | 30.5155 | 0 | 0 | 0 | 0 | 143.3868 | 3883 | 112.8713 | 0 | 30.5155 | 0 | 0 | 0 | 150 | 293.3868 | 3883 | 118.8119 | 77.6993 | 32.9897 | 150 | 0 | 0 | 0 | 379.5009 | 3883 | 118.8119 | 77.6993 | 32.9897 | 0 | 0 | 0 | 0 | 229.5009 | 3883 | 118.8119 | 77.6993 | 32.9897 | 86.4417 | 0 | 0 | 0 | 315.9426 | 3883 | 120.7921 | 155.3986 | 41.2371 | 150 | 0 | 0 | 0 | 0 | 0 | 467.4278 | 3883 | 120.7921 | 155.3986 | 41.2371 | 66 | 0 | 0 | 0 | 0 | 0 | 383.4278 | 3883 | 120.7921 | 155.3986 | 41.2371 | 150 | 0 | 0 | 0 | 0 | 0 | 467.4278
3886 | 90.7143 | 74.1528 | 74.1528 | 92.5051 | 85.1031 | 85.8791 | 90.7143 | 88.3784 | 89.9209 | 3886 | 800.6463 | 800.6463 | 800.6463 | 939.2196 | 939.2196 | 939.2196 | 1062.396 | 1062.396 | 1062.396 | 3884 | 235.1485 | 0 | 5.0859 | 0 | 0 | 0 | 150 | 390.2344 |  | 3884 | 235.1485 | 0 | 5.0859 | 0 | 0 | 0 | 139.9119 | 380.1464 | 3884 | 235.1485 | 0 | 5.0859 | 0 | 0 | 0 | 139.9119 | 380.1464 | 3884 | 247.5248 | 109.9899 | 5.4983 | 150 | 0 | 0 | 0 | 513.0129 | 3884 | 247.5248 | 109.9899 | 5.4983 | 0 | 0 | 0 | 0 | 363.0129 | 3884 | 247.5248 | 109.9899 | 5.4983 | 69.3479 | 0 | 0 | 0 | 432.3609 | 3884 | 251.6502 | 219.9798 | 6.8729 | 150 | 0 | 0 | 0 | 0 | 0 | 628.5028 | 3884 | 251.6502 | 219.9798 | 6.8729 | 66 | 0 | 0 | 0 | 0 | 0 | 544.5028 | 3884 | 251.6502 | 219.9798 | 6.8729 | 150 | 0 | 0 | 0 | 0 | 0 | 628.5028
3887 | 86.0295 | 74.1528 | 74.1528 | 87.5628 | 85.1031 | 85.1031 | 88.7875 | 55.2213 | 55.2213 | 3887 | 761.7799 | 761.7799 | 761.7799 | 893.6265 | 893.6265 | 893.6265 | 1010.8234 | 1010.8234 | 1010.8234 | 3885 | 263.3663 | 0 | 5.0859 | 0 | 0 | 0 | 150 | 418.4522 |  | 3885 | 263.3663 | 0 | 5.0859 | 0 | 0 | 0 | 67.2755 | 335.7277 | 3885 | 263.3663 | 0 | 5.0859 | 0 | 0 | 0 | 67.2755 | 335.7277 | 3885 | 277.2277 | 142.2805 | 5.4983 | 150 | 0 | 0 | 0 | 575.0065 | 3885 | 277.2277 | 142.2805 | 5.4983 | 0 | 0 | 0 | 0 | 425.0065 | 3885 | 277.2277 | 142.2805 | 5.4983 | 142.9095 | 0 | 0 | 0 | 567.916 | 3885 | 281.8482 | 284.561 | 6.8729 | 150 | 0 | 0 | 0 | 0 | 0 | 723.2821 | 3885 | 281.8482 | 284.561 | 6.8729 | 66 | 0 | 0 | 0 | 0 | 0 | 639.2821 | 3885 | 281.8482 | 284.561 | 6.8729 | 150 | 0 | 0 | 0 | 0 | 0 | 723.2821
3888 | 74.1528 | 74.1528 | 74.1528 | 87.5628 | 85.1031 | 85.1031 | 83.3206 | 55.2213 | 55.2213 | 3888 | 728.4659 | 728.4659 | 728.4659 | 854.5466 | 854.5466 | 854.5466 | 966.6183 | 966.6183 | 966.6183 | 3886 | 432.6733 | 0 | 0 | 150 | 0 | 0 | 150 | 732.6733 |  | 3886 | 432.6733 | 0 | 0 | 0 | 0 | 0 | 0 | 432.6733 | 3886 | 432.6733 | 0 | 0 | 0 | 0 | 0 | 150 | 582.6733 | 3886 | 455.4455 | 159.4349 | 0 | 150 | 0 | 0 | 0 | 764.8805 | 3886 | 455.4455 | 159.4349 | 0 | 0 | 0 | 0 | 0 | 614.8805 | 3886 | 455.4455 | 159.4349 | 0 | 0 | 0 | 0 | 0 | 614.8805 | 3886 | 463.0363 | 318.8698 | 0 | 63.8447 | 0 | 0 | 0 | 0 | 0 | 845.7509 | 3886 | 463.0363 | 318.8698 | 0 | 64.4899 | 0 | 0 | 0 | 0 | 0 | 846.396 | 3886 | 463.0363 | 318.8698 | 0 | 0 | 0 | 0 | 0 | 0 | 0 | 781.9061
3889 | 74.1528 | 74.1528 | 74.1528 | 60.898 | 60.898 | 60.898 | 63.4176 | 55.2213 | 55.2213 | 3889 | 691.8205 | 691.8205 | 691.8205 | 811.5587 | 811.5587 | 811.5587 | 917.9927 | 917.9927 | 917.9927 | 3887 | 564.3564 | 0 | 0 | 0 | 0 | 0 | 150 | 714.3564 |  | 3887 | 564.3564 | 0 | 0 | 0 | 0 | 0 | 0 | 564.3564 | 3887 | 564.3564 | 0 | 0 | 0 | 0 | 0 | 150 | 714.3564 | 3887 | 594.0594 | 169.5257 | 0 | 0 | 0 | 0 | 0 | 763.5851 | 3887 | 594.0594 | 169.5257 | 0 | 0 | 0 | 0 | 0 | 763.5851 | 3887 | 594.0594 | 169.5257 | 0 | 0 | 0 | 0 | 0 | 763.5851 | 3887 | 603.9604 | 339.0515 | 0 | 0 | 0 | 0 | 0 | 0 | 0 | 943.0119 | 3887 | 603.9604 | 339.0515 | 0 | 17 | 0 | 0 | 0 | 0 | 0 | 960.0119 | 3887 | 603.9604 | 339.0515 | 0 | 0 | 0 | 0 | 0 | 0 | 0 | 943.0119
3890 | 74.1528 | 74.1528 | 74.1528 | 60.867 | 60.867 | 60.867 | 31.25 | 31.25 | 31.25 | 3890 | 655.1752 | 655.1752 | 655.1752 | 768.5709 | 768.5709 | 768.5709 | 869.367 | 869.367 | 869.367 | 3888 | 564.3564 | 0 | 0 | 0 | 0 | 0 | 148.1095 | 712.4659 |  | 3888 | 564.3564 | 0 | 0 | 0 | 0 | 0 | 0 | 564.3564 | 3888 | 564.3564 | 0 | 0 | 0 | 0 | 0 | 43.0737 | 607.4301 | 3888 | 594.0594 | 195.7619 | 0 | 0 | 0 | 0 | 0 | 789.8213 | 3888 | 594.0594 | 195.7619 | 0 | 0 | 0 | 0 | 0 | 789.8213 | 3888 | 594.0594 | 195.7619 | 0 | 0 | 0 | 0 | 0 | 789.8213 | 3888 | 603.9604 | 391.5237 | 0 | 0 | 0 | 0 | 0 | 0 | 0 | 995.4841 | 3888 | 603.9604 | 391.5237 | 0 | 17 | 0 | 0 | 0 | 0 | 0 | 1012.4841 | 3888 | 603.9604 | 391.5237 | 0 | 0 | 0 | 0 | 0 | 0 | 0 | 995.4841
3891 | 74.1528 | 74.1528 | 74.1528 | 38.1037 | 38.1037 | 38.1037 | 0.01 | 0.01 | 0.01 | 3891 | 652.9542 | 652.9542 | 652.9542 | 765.9655 | 765.9655 | 765.9655 | 866.42 | 866.42 | 866.42 | 3889 | 592.5743 | 0 | 0 | 0 | 0 | 0 | 83.2463 | 675.8205 |  | 3889 | 592.5743 | 0 | 0 | 0 | 0 | 0 | 0 | 592.5743 | 3889 | 592.5743 | 0 | 0 | 0 | 0 | 0 | 83.2463 | 675.8205 | 3889 | 623.7624 | 241.1705 | 0 | 0 | 0 | 0 | 0 | 864.9329 | 3889 | 623.7624 | 241.1705 | 0 | 0 | 0 | 0 | 0 | 864.9329 | 3889 | 623.7624 | 241.1705 | 0 | 0 | 0 | 0 | 0 | 864.9329 | 3889 | 634.1584 | 482.3411 | 0 | 0 | 0 | 0 | 0 | 0 | 0 | 1116.4995 | 3889 | 634.1584 | 482.3411 | 0 | 17 | 0 | 0 | 0 | 0 | 0 | 1133.4995 | 3889 | 634.1584 | 482.3411 | 0 | 0 | 0 | 0 | 0 | 0 | 0 | 1116.4995
3892 | 11.4179 | 11.4179 | 11.4179 | 25.5095 | 25.4478 | 25.4758 | 0.01 | 0.01 | 0.01 | 3892 | 700.7043 | 700.7043 | 700.7043 | 821.98 | 821.98 | 821.98 | 929.7807 | 1005.5597 | 929.7807 | 3890 | 507.9208 | 0 | 10.1718 | 0 | 0 | 0 | 121.0825 | 639.1752 |  | 3890 | 507.9208 | 0 | 10.1718 | 0 | 0 | 0 | 0 | 518.0926 | 3890 | 507.9208 | 0 | 10.1718 | 0 | 0 | 0 | 121.0825 | 639.1752 | 3890 | 534.6535 | 307.7699 | 10.9966 | 0 | 0 | 0 | 0 | 853.42 | 3890 | 534.6535 | 307.7699 | 10.9966 | 0 | 0 | 0 | 0 | 853.42 | 3890 | 534.6535 | 307.7699 | 10.9966 | 0 | 0 | 0 | 0 | 853.42 | 3890 | 543.5644 | 615.5399 | 13.7457 | 0 | 0 | 0 | 0 | 0 | 0 | 1172.8499 | 3890 | 543.5644 | 615.5399 | 13.7457 | 17 | 0 | 0 | 0 | 0 | 0 | 1189.8499 | 3890 | 543.5644 | 615.5399 | 13.7457 | 0 | 0 | 0 | 0 | 0 | 0 | 1172.8499
3893 | 12.3675 | 12.3675 | 12.3675 | 0.01 | 0.01 | 0.01 | 0.01 | 0.01 | 0.01 | 3893 | 748.4543 | 748.4543 | 748.4543 | 877.9945 | 877.9945 | 1280.4769 | 993.1413 | 993.1413 | 993.1413 | 3891 | 545.5446 | 0 | 61.0309 | 0 | 0 | 0 | 30.3787 | 636.9542 |  | 3891 | 545.5446 | 0 | 61.0309 | 0 | 0 | 0 | 0 | 606.5755 | 3891 | 545.5446 | 0 | 61.0309 | 0 | 0 | 0 | 30.3787 | 636.9542 | 3891 | 574.2574 | 391.5237 | 65.9794 | 0 | 0 | 0 | 0 | 1031.7605 | 3891 | 574.2574 | 391.5237 | 65.9794 | 0 | 0 | 0 | 0 | 1031.7605 | 3891 | 574.2574 | 391.5237 | 65.9794 | 0 | 0 | 0 | 0 | 1031.7605 | 3891 | 583.8284 | 783.0474 | 82.4742 | 0 | 0 | 0 | 0 | 0 | 0 | 1449.35 | 3891 | 483.4629 | 783.0474 | 82.4742 | 17 | 0 | 0 | 0 | 0 | 0 | 1365.9845 | 3891 | 483.4629 | 783.0474 | 82.4742 | 0 | 0 | 0 | 0 | 0 | 0 | 1348.9845
3894 | 11.1093 | 11.1093 | 11.1093 | 0.01 | 0.01 | 0.01 | 0.01 | 0.01 | 0.01 | 3894 | 805.0881 | 1038.3923 | 805.0881 | 1408.6616 | 1408.6616 | 1408.6616 | 1593.4042 | 1593.4042 | 1593.4042 | 3892 | 545.5446 | 0 | 157.6632 | 0 | 0 | 0 | 0 | 703.2078 |  | 3892 | 545.5446 | 0 | 157.6632 | 0 | 0 | 0 | 0 | 703.2078 | 3892 | 545.5446 | 0 | 157.6632 | 0 | 0 | 0 | 0 | 703.2078 | 3892 | 574.2574 | 455.0959 | 170.4467 | 0 | 0 | 0 | 0 | 1199.8 | 3892 | 574.2574 | 455.0959 | 170.4467 | 0 | 0 | 0 | 0 | 1199.8 | 3892 | 574.2574 | 455.0959 | 170.4467 | 0 | 0 | 0 | 0 | 1199.8 | 3892 | 583.8284 | 910.1917 | 213.0584 | 0 | 0 | 0 | 0 | 0 | 0 | 1707.0785 | 3892 | 583.8284 | 910.1917 | 213.0584 | 17 | 0 | 0 | 0 | 0 | 0 | 1724.0785 | 3892 | 583.8284 | 910.1917 | 213.0584 | 0 | 0 | 0 | 0 | 0 | 0 | 1707.0785
3895 | 0.01 | 6.4244 | 6.4244 | 0.01 | 0.01 | 0.01 | 0 | 0.01 | 0.01 | 3895 | 1225.2566 | 1225.2566 | 1225.2566 | 1437.3202 | 1437.3202 | 1437.3202 | 1625.8212 | 1625.8212 | 1625.8212 | 3893 | 507.9208 | 0 | 315.3265 | 0 | 0 | 0 | 0 | 823.2473 |  | 3893 | 507.9208 | 0 | 315.3265 | 0 | 0 | 0 | 0 | 823.2473 | 3893 | 507.9208 | 0 | 315.3265 | 0 | 0 | 0 | 0 | 823.2473 | 3893 | 0 | 476.2866 | 340.8935 | 0 | 0 | 0 | 0 | 817.1801 | 3893 | 176.346 | 476.2866 | 340.8935 | 0 | 0 | 0 | 0 | 993.5261 | 3893 | 534.6535 | 476.2866 | 340.8935 | 0 | 0 | 0 | 0 | 1351.8335 | 3893 | 0 | 952.5732 | 426.1168 | 0 | 0 | 0 | 0 | 0 | 0 | 1378.69 | 3893 | 0 | 952.5732 | 426.1168 | 17 | 0 | 0 | 0 | 0 | 0 | 1395.69 | 3893 | 0 | 952.5732 | 426.1168 | 0 | 0 | 0 | 0 | 0 | 0 | 1378.69
3896 | 0.01 | 0.01 | 0.01 | 0.01 | 0.01 | 0.01 | 0 | 0 | 0 | 3896 | 1220.8147 | 1220.8147 | 1220.8147 | 1432.1096 | 1432.1096 | 967.8782 | 1619.9272 | 1619.9272 | 1619.9272 | 3894 | 545.5446 | 0 | 574.7079 | 0 | 0 | 0 | 0 | 1120.2525 |  | 3894 | 545.5446 | 0 | 574.7079 | 0 | 0 | 0 | 0 | 1120.2525 | 3894 | 545.5446 | 0 | 574.7079 | 0 | 0 | 0 | 0 | 1120.2525 | 3894 | 0 | 502.5227 | 621.3058 | 0 | 0 | 0 | 0 | 1123.8285 | 3894 | 488.1909 | 502.5227 | 621.3058 | 0 | 0 | 0 | 0 | 1612.0194 | 3894 | 574.2574 | 502.5227 | 621.3058 | 0 | 0 | 0 | 0 | 1698.086 | 3894 | 0 | 1005.0454 | 776.6323 | 0 | 0 | 0 | 0 | 0 | 0 | 1781.6777 | 3894 | 0 | 1005.0454 | 776.6323 | 17 | 0 | 0 | 0 | 0 | 0 | 1798.6777 | 3894 | 0 | 1005.0454 | 776.6323 | 0 | 0 | 0 | 0 | 0 | 0 | 1781.6777
3897 | 0.01 | 0.01 | 0.01 | 0.01 | 0.01 | 0.01 | 0 | 0 | 0 | 3897 | 1209.7101 | 1209.7101 | 1209.7101 | 1419.0829 | 1419.0829 | 1076.9917 | 1605.1922 | 1605.1922 | 1605.1922 | 3895 | 790.099 | 0 | 890.0344 | 0 | 0 | 0 | 0 | 1680.1334 |  | 3895 | 790.099 | 0 | 890.0344 | 0 | 0 | 0 | 0 | 1680.1334 | 3895 | 790.099 | 0 | 890.0344 | 0 | 0 | 0 | 0 | 1680.1334 | 3895 | 831.6832 | 554.995 | 962.1993 | 0 | 0 | 0 | 0 | 2348.8774 | 3895 | 831.6832 | 554.995 | 962.1993 | 0 | 0 | 0 | 0 | 2348.8774 | 3895 | 831.6832 | 554.995 | 962.1993 | 0 | 0 | 0 | 0 | 2348.8774 | 3895 | 0 | 1109.9899 | 1202.7491 | 0 | 0 | 0 | 0 | 0 | 0 | 2312.7391 | 3895 | 0 | 1109.9899 | 1202.7491 | 17 | 0 | 0 | 0 | 0 | 0 | 2329.7391 | 3895 | 0 | 1109.9899 | 1202.7491 | 0 | 0 | 0 | 0 | 0 | 0 | 2312.7391
3898 | 0.01 | 0.01 | 0.01 | 0.01 | 0.01 | 0.01 | 0 | 0 | 0 | 3898 | 1224.1461 | 1224.1461 | 1224.1461 | 1436.0176 | 1436.0176 | 971.7862 | 1624.3477 | 1624.3477 | 1624.3477 | 3896 | 149.4298 | 0 | 1088.3849 | 0 | 0 | 0 | 0 | 1237.8147 |  | 3896 | 649.4298 | 0 | 1088.3849 | 0 | 0 | 0 | 0 | 1737.8147 | 3896 | 882.5298 | 0 | 1088.3849 | 0 | 0 | 0 | 0 | 1970.9147 | 3896 | 0 | 573.1584 | 1176.6323 | 0 | 0 | 0 | 0 | 1749.7907 | 3896 | 1039.604 | 573.1584 | 1176.6323 | 0 | 0 | 0 | 0 | 2789.3947 | 3896 | 0 | 573.1584 | 1176.6323 | 0 | 0 | 0 | 0 | 1749.7907 | 3896 | 0 | 1146.3169 | 1470.7904 | 0 | 0 | 0 | 0 | 0 | 0 | 2617.1072 | 3896 | 0 | 1146.3169 | 1470.7904 | 17 | 0 | 0 | 0 | 0 | 0 | 2634.1072 | 3896 | 0 | 1146.3169 | 1470.7904 | 0 | 0 | 0 | 0 | 0 | 0 | 2617.1072
3899 | 0.01 | 0.01 | 0.01 | 0.01 | 0.01 | 0.01 | 0 | 0 | 0 | 3899 | 1210.8205 | 1210.8205 | 1210.8205 | 1420.3856 | 1420.3856 | 1420.3856 | 1606.6657 | 1606.6657 | 1606.6657 | 3897 | 1166.3366 | 0 | 1159.5876 | 0 | 0 | 0 | 0 | 2325.9243 |  | 3897 | 591.872 | 0 | 1159.5876 | 0 | 0 | 0 | 0 | 1751.4596 | 3897 | 567.1224 | 0 | 1159.5876 | 0 | 0 | 0 | 0 | 1726.7101 | 3897 | 669.2068 | 591.3219 | 1253.6082 | 0 | 0 | 0 | 0 | 2514.137 | 3897 | 885.628 | 591.3219 | 1253.6082 | 0 | 0 | 0 | 0 | 2730.5582 | 3897 | 0 | 591.3219 | 1253.6082 | 0 | 0 | 0 | 0 | 1844.9301 | 3897 | 0 | 1182.6438 | 1567.0103 | 0 | 0 | 0 | 0 | 0 | 0 | 2749.6541 | 3897 | 0 | 1182.6438 | 1567.0103 | 17 | 0 | 0 | 0 | 0 | 0 | 2766.6541 | 3897 | 0 | 1182.6438 | 1567.0103 | 0 | 0 | 0 | 0 | 0 | 0 | 2749.6541
3900 | 0.01 | 0.01 | 0.01 | 0.01 | 0.01 | 0.01 | 0 | 0 | 0 | 3900 | 1245.245 | 1245.245 | 1245.245 | 1460.7681 | 1460.7681 | 996.5368 | 1652.3443 | 1652.3443 | 1652.3443 | 3898 | 157.8471 | 0 | 1083.299 | 0 | 0 | 0 | 0 | 1241.1461 |  | 3898 | 1316.8317 | 0 | 1083.299 | 0 | 0 | 0 | 0 | 2400.1307 | 3898 | 657.8471 | 0 | 1083.299 | 0 | 0 | 0 | 0 | 1741.1461 | 3898 | 1291.6636 | 599.3946 | 1171.134 | 0 | 0 | 0 | 0 | 3062.1921 | 3898 | 291.6636 | 599.3946 | 1171.134 | 0 | 0 | 0 | 0 | 2062.1921 | 3898 | 60.5322 | 599.3946 | 1171.134 | 0 | 0 | 0 | 0 | 1831.0608 | 3898 | 0 | 1198.7891 | 1463.9175 | 0 | 0 | 0 | 0 | 0 | 0 | 2662.7066 | 3898 | 0 | 1198.7891 | 1463.9175 | 17 | 0 | 0 | 0 | 0 | 0 | 2679.7066 | 3898 | 0 | 1198.7891 | 1463.9175 | 0 | 0 | 0 | 0 | 0 | 0 | 2662.7066
3901 | 10.3096 | 11.1093 | 11.1093 | 0.01 | 0.01 | 0.01 | 0 | 0 | 0 | 3901 | 1205.7366 | 1205.7366 | 1205.7366 | 1477.7028 | 1013.4714 | 1013.4714 | 1671.4998 | 1671.4998 | 1671.4998 | 3899 | 771.2764 | 0 | 966.323 | 0 | 0 | 0 | 0 | 1737.5994 |  | 3899 | 1373.2673 | 0 | 966.323 | 0 | 0 | 0 | 0 | 2339.5904 | 3899 | 907.6462 | 0 | 966.323 | 0 | 0 | 0 | 0 | 1873.9692 | 3899 | 0 | 619.5762 | 1044.6735 | 0 | 0 | 0 | 0 | 1664.2497 | 3899 | 435.7313 | 619.5762 | 1044.6735 | 0 | 0 | 0 | 0 | 2099.981 | 3899 | 581.88 | 619.5762 | 1044.6735 | 0 | 0 | 0 | 0 | 2246.1297 | 3899 | 0 | 1239.1524 | 1305.8419 | 0 | 0 | 0 | 0 | 0 | 0 | 2544.9943 | 3899 | 0 | 1239.1524 | 1305.8419 | 17 | 0 | 0 | 0 | 0 | 0 | 2561.9943 | 3899 | 0 | 1239.1524 | 1305.8419 | 0 | 0 | 0 | 0 | 0 | 0 | 2544.9943
3902 | 10.3096 | 11.1093 | 11.1093 | 0.01 | 0.01 | 0.01 | 0.01 | 0.01 | 0.01 | 3902 | 1096.1442 | 1096.1442 | 1096.1442 | 1460.7681 | 1246.5075 | 1186.1163 | 1127.2301 | 1652.3443 | 1127.2301 | 3900 | 1269.802 | 0 | 823.9175 | 0 | 0 | 0 | 0 | 2093.7195 |  | 3900 | 1269.802 | 0 | 823.9175 | 0 | 0 | 0 | 0 | 2093.7195 | 3900 | 938.3275 | 0 | 823.9175 | 0 | 0 | 0 | 0 | 1762.245 | 3900 | 63.6142 | 645.8123 | 890.7216 | 0 | 0 | 0 | 0 | 1600.1482 | 3900 | 563.6142 | 645.8123 | 890.7216 | 0 | 0 | 0 | 0 | 2100.1482 | 3900 | 99.3829 | 645.8123 | 890.7216 | 0 | 0 | 0 | 0 | 1635.9168 | 3900 | 0 | 1291.6246 | 1113.4021 | 0 | 0 | 0 | 0 | 0 | 0 | 2405.0267 | 3900 | 0 | 1291.6246 | 1113.4021 | 17 | 0 | 0 | 0 | 0 | 0 | 2422.0267 | 3900 | 0 | 1291.6246 | 1113.4021 | 0 | 0 | 0 | 0 | 0 | 0 | 2405.0267
3903 | 10.3096 | 11.1093 | 11.1093 | 8.0251 | 8.0251 | 8.0251 | 0.01 | 0.01 | 0.01 | 3903 | 905.9431 | 905.9431 | 905.9431 | 1013.4714 | 1013.4714 | 1013.4714 | 1671.4998 | 1146.3857 | 1671.4998 | 3901 | 536.1386 | 0 | 686.5979 | 0 | 0 | 0 | 0 | 1222.7366 |  | 3901 | 536.1386 | 0 | 686.5979 | 0 | 0 | 0 | 0 | 1222.7366 | 3901 | 536.1386 | 0 | 686.5979 | 0 | 0 | 0 | 0 | 1222.7366 | 3901 | 167.5019 | 643.7941 | 742.268 | 0 | 0 | 0 | 0 | 1553.564 | 3901 | 286.7122 | 643.7941 | 742.268 | 0 | 0 | 0 | 0 | 1672.7744 | 3901 | 286.7122 | 643.7941 | 742.268 | 0 | 0 | 0 | 0 | 1672.7744 | 3901 | 0 | 1287.5883 | 927.8351 | 0 | 0 | 0 | 0 | 0 | 0 | 2215.4233 | 3901 | 0 | 1287.5883 | 927.8351 | 17 | 0 | 0 | 0 | 0 | 0 | 2232.4233 | 3901 | 0 | 1287.5883 | 927.8351 | 0 | 0 | 0 | 0 | 0 | 0 | 2215.4233
3904 | 20.8657 | 20.8104 | 20.8104 | 17.7619 | 17.7619 | 17.7619 | 0.01 | 0.01 | 0.01 | 3904 | 877.2684 | 877.2684 | 877.2684 | 1029.1034 | 1029.1034 | 1029.1034 | 1164.0677 | 1164.0677 | 1164.0677 | 3902 | 507.9208 | 0 | 605.2234 | 0 | 0 | 0 | 0 | 1113.1442 |  | 3902 | 507.9208 | 0 | 605.2234 | 0 | 0 | 0 | 0 | 1113.1442 | 3902 | 507.9208 | 0 | 605.2234 | 0 | 0 | 0 | 0 | 1113.1442 | 3902 | 209.0117 | 573.1584 | 654.2955 | 0 | 0 | 0 | 0 | 1436.4657 | 3902 | 494.7511 | 573.1584 | 654.2955 | 0 | 0 | 0 | 0 | 1722.205 | 3902 | 527.6182 | 573.1584 | 654.2955 | 0 | 0 | 0 | 0 | 1755.0722 | 3902 | 22.5797 | 1146.3169 | 817.8694 | 0 | 0 | 0 | 0 | 0 | 0 | 1986.766 | 3902 | 543.5644 | 1146.3169 | 817.8694 | 17 | 0 | 0 | 0 | 0 | 0 | 2524.7506 | 3902 | 22.5797 | 1146.3169 | 817.8694 | 0 | 0 | 0 | 0 | 0 | 0 | 1986.766
3905 | 20.8657 | 20.8104 | 20.8104 | 19.6994 | 19.659 | 19.6864 | 1.4071 | 1.4071 | 1.4071 | 3905 | 883.9312 | 883.9312 | 883.9312 | 1036.9193 | 1036.9193 | 1036.9193 | 1172.9087 | 1172.9087 | 1172.9087 | 3903 | 470.297 | 0 | 452.646 | 0 | 0 | 0 | 0 | 922.9431 |  | 3903 | 470.297 | 0 | 452.646 | 0 | 0 | 0 | 0 | 922.9431 | 3903 | 470.297 | 0 | 452.646 | 0 | 0 | 0 | 0 | 922.9431 | 3903 | 495.0495 | 475.2775 | 489.3471 | 0 | 0 | 0 | 0 | 1459.6741 | 3903 | 495.0495 | 475.2775 | 489.3471 | 0 | 0 | 0 | 0 | 1459.6741 | 3903 | 495.0495 | 475.2775 | 489.3471 | 0 | 0 | 0 | 0 | 1459.6741 | 3903 | 503.3003 | 950.555 | 611.6838 | 0 | 0 | 0 | 0 | 0 | 0 | 2065.5392 | 3903 | 123.8773 | 950.555 | 611.6838 | 17 | 0 | 0 | 0 | 0 | 0 | 1703.1162 | 3903 | 503.3003 | 950.555 | 611.6838 | 0 | 0 | 0 | 0 | 0 | 0 | 2065.5392
3906 | 20.8657 | 20.8104 | 20.8104 | 19.8014 | 19.659 | 19.6864 | 3.3664 | 3.3664 | 3.3664 | 3906 | 880.5998 | 880.5998 | 880.5998 | 1033.0113 | 1033.0113 | 1033.0113 | 1168.4882 | 1168.4882 | 1168.4882 | 3904 | 338.6139 | 0 | 269.5533 | 0 | 0 | 0 | 0 | 608.1671 |  | 3904 | 338.6139 | 0 | 269.5533 | 0 | 0 | 0 | 0 | 608.1671 | 3904 | 338.6139 | 0 | 269.5533 | 0 | 0 | 0 | 0 | 608.1671 | 3904 | 356.4356 | 425.8325 | 291.4089 | 0 | 0 | 0 | 0 | 1073.6771 | 3904 | 356.4356 | 425.8325 | 291.4089 | 0 | 0 | 0 | 0 | 1073.6771 | 3904 | 356.4356 | 425.8325 | 291.4089 | 0 | 0 | 0 | 0 | 1073.6771 | 3904 | 362.3762 | 851.665 | 364.2612 | 0 | 0 | 0 | 0 | 0 | 0 | 1578.3024 | 3904 | 241.7229 | 851.665 | 364.2612 | 17 | 0 | 0 | 0 | 0 | 0 | 1474.649 | 3904 | 241.7229 | 851.665 | 364.2612 | 0 | 0 | 0 | 0 | 0 | 0 | 1457.649
3907 | 29.8027 | 22.3347 | 29.611 | 27.2586 | 26.4026 | 26.4026 | 19.1269 | 14.9898 | 14.9898 | 3907 | 852.8382 | 852.8382 | 852.8382 | 1000.4448 | 1000.4448 | 1000.4448 | 1131.6507 | 1131.6507 | 1131.6507 | 3905 | 329.2079 | 0 | 137.3196 | 0 | 0 | 0 | 0 | 466.5275 |  | 3905 | 329.2079 | 0 | 137.3196 | 0 | 0 | 0 | 0 | 466.5275 | 3905 | 329.2079 | 0 | 137.3196 | 0 | 0 | 0 | 0 | 466.5275 | 3905 | 346.5347 | 434.9142 | 148.4536 | 0 | 0 | 0 | 0 | 929.9025 | 3905 | 346.5347 | 434.9142 | 148.4536 | 0 | 0 | 0 | 0 | 929.9025 | 3905 | 346.5347 | 434.9142 | 148.4536 | 0 | 0 | 0 | 0 | 929.9025 | 3905 | 352.3102 | 869.8285 | 185.567 | 0 | 0 | 0 | 0 | 0 | 0 | 1407.7057 | 3905 | 352.3102 | 869.8285 | 185.567 | 17 | 0 | 0 | 0 | 0 | 0 | 1424.7057 | 3905 | 352.3102 | 869.8285 | 185.567 | 0 | 0 | 0 | 0 | 0 | 0 | 1407.7057
3908 | 29.8027 | 22.3347 | 29.611 | 28.4825 | 27.5683 | 29.0657 | 19.1269 | 15.2771 | 15.2771 | 3908 | 831.7393 | 831.7393 | 831.7393 | 975.6942 | 975.6942 | 975.6942 | 1103.6541 | 1103.6541 | 1103.6541 | 3906 | 244.5545 | 0 | 61.0309 | 0 | 0 | 0 | 0 | 305.5854 |  | 3906 | 244.5545 | 0 | 61.0309 | 0 | 0 | 0 | 0 | 305.5854 | 3906 | 244.5545 | 0 | 61.0309 | 0 | 0 | 0 | 0 | 305.5854 | 3906 | 257.4257 | 370.333 | 65.9794 | 0 | 0 | 0 | 0 | 693.7381 | 3906 | 257.4257 | 370.333 | 65.9794 | 0 | 0 | 0 | 0 | 693.7381 | 3906 | 257.4257 | 370.333 | 65.9794 | 0 | 0 | 0 | 0 | 693.7381 | 3906 | 261.7162 | 740.666 | 82.4742 | 0 | 0 | 0 | 0 | 0 | 0 | 1084.8564 | 3906 | 261.7162 | 740.666 | 82.4742 | 17 | 0 | 0 | 0 | 0 | 0 | 1101.8564 | 3906 | 261.7162 | 740.666 | 82.4742 | 0 | 0 | 0 | 0 | 0 | 0 | 1084.8564
3909 | 29.8027 | 22.3347 | 29.611 | 28.4825 | 27.5683 | 29.0657 | 19.1269 | 15.6703 | 15.6703 | 3909 | 797.3149 | 797.3149 | 797.3149 | 935.3117 | 935.3117 | 935.3117 | 1057.9755 | 1057.9755 | 1057.9755 | 3907 | 206.9307 | 0 | 20.3436 | 0 | 0 | 0 | 0 | 227.2743 |  | 3907 | 206.9307 | 0 | 20.3436 | 0 | 0 | 0 | 0 | 227.2743 | 3907 | 206.9307 | 0 | 20.3436 | 0 | 0 | 0 | 0 | 227.2743 | 3907 | 217.8218 | 254.2886 | 21.9931 | 0 | 0 | 0 | 0 | 494.1035 | 3907 | 217.8218 | 254.2886 | 21.9931 | 0 | 0 | 0 | 0 | 494.1035 | 3907 | 217.8218 | 254.2886 | 21.9931 | 0 | 0 | 0 | 0 | 494.1035 | 3907 | 221.4521 | 508.5772 | 27.4914 | 0 | 0 | 0 | 0 | 0 | 0 | 757.5207 | 3907 | 221.4521 | 508.5772 | 27.4914 | 17 | 0 | 0 | 0 | 0 | 0 | 774.5207 | 3907 | 221.4521 | 508.5772 | 27.4914 | 0 | 0 | 0 | 0 | 0 | 0 | 757.5207
3910 | 29.8027 | 22.3347 | 29.611 | 28.4825 | 27.5683 | 28.0713 | 19.1269 | 14.9133 | 14.9133 | 3910 | 756.2276 | 756.2276 | 756.2276 | 887.1131 | 887.1131 | 887.1131 | 1003.4559 | 1003.4559 | 1003.4559 | 3908 | 216.3366 | 0 | 0 | 0 | 0 | 0 | 0 | 216.3366 |  | 3908 | 216.3366 | 0 | 0 | 0 | 0 | 0 | 0 | 216.3366 | 3908 | 216.3366 | 0 | 0 | 0 | 0 | 0 | 0 | 216.3366 | 3908 | 227.7228 | 178.6075 | 0 | 0 | 0 | 0 | 0 | 406.3302 | 3908 | 227.7228 | 178.6075 | 0 | 0 | 0 | 0 | 0 | 406.3302 | 3908 | 227.7228 | 178.6075 | 0 | 0 | 0 | 0 | 0 | 406.3302 | 3908 | 231.5182 | 357.2149 | 0 | 0 | 0 | 0 | 0 | 0 | 0 | 588.7331 | 3908 | 231.5182 | 357.2149 | 0 | 17 | 0 | 0 | 0 | 0 | 0 | 605.7331 | 3908 | 231.5182 | 357.2149 | 0 | 0 | 0 | 0 | 0 | 0 | 0 | 588.7331
3911 | 20.9838 | 20.9838 | 20.9838 | 25.5804 | 22.3877 | 22.3877 | 14.9133 | 14.4573 | 14.4573 | 3911 | 709.588 | 709.588 | 709.588 | 832.4013 | 832.4013 | 832.4013 | 941.5687 | 941.5687 | 941.5687 | 3909 | 169.3069 | 0 | 0 | 0 | 0 | 0 | 0 | 169.3069 |  | 3909 | 169.3069 | 0 | 0 | 0 | 0 | 0 | 0 | 169.3069 | 3909 | 169.3069 | 0 | 0 | 0 | 0 | 0 | 0 | 169.3069 | 3909 | 178.2178 | 139.2533 | 0 | 0 | 0 | 0 | 0 | 317.4711 | 3909 | 178.2178 | 139.2533 | 0 | 0 | 0 | 0 | 0 | 317.4711 | 3909 | 178.2178 | 139.2533 | 0 | 0 | 0 | 0 | 0 | 317.4711 | 3909 | 181.1881 | 278.5066 | 0 | 0 | 0 | 0 | 0 | 0 | 0 | 459.6947 | 3909 | 181.1881 | 278.5066 | 0 | 17 | 0 | 0 | 0 | 0 | 0 | 476.6947 | 3909 | 181.1881 | 278.5066 | 0 | 0 | 0 | 0 | 0 | 0 | 0 | 459.6947
3912 | 20.8657 | 20.8104 | 20.8104 | 22.3877 | 19.659 | 19.6864 | 3.0198 | 3.0198 | 3.0198 | 3912 | 679.6054 | 679.6054 | 679.6054 | 797.2294 | 797.2294 | 797.2294 | 901.7841 | 901.7841 | 901.7841 | 3910 | 122.2772 | 0 | 0 | 0 | 0 | 0 | 0 | 122.2772 |  | 3910 | 122.2772 | 0 | 0 | 0 | 0 | 0 | 0 | 122.2772 | 3910 | 122.2772 | 0 | 0 | 0 | 0 | 0 | 0 | 122.2772 | 3910 | 128.7129 | 131.1806 | 0 | 0 | 0 | 0 | 0 | 259.8935 | 3910 | 128.7129 | 131.1806 | 0 | 0 | 0 | 0 | 0 | 259.8935 | 3910 | 128.7129 | 131.1806 | 0 | 0 | 0 | 0 | 0 | 259.8935 | 3910 | 130.8581 | 262.3613 | 0 | 0 | 0 | 0 | 0 | 0 | 0 | 393.2193 | 3910 | 130.8581 | 262.3613 | 0 | 17 | 0 | 0 | 0 | 0 | 0 | 410.2193 | 3910 | 130.8581 | 262.3613 | 0 | 0 | 0 | 0 | 0 | 0 | 0 | 393.2193
3913 | 20.8657 | 20.8104 | 20.8104 | 19.6994 | 19.659 | 19.6864 | 0.01 | 0.01 | 0.01 | 3913 | 660.7275 | 660.7275 | 660.7275 | 775.0842 | 775.0842 | 775.0842 | 876.7346 | 1401.8487 | 876.7346 | 3911 | 112.8713 | 0 | 0 | 0 | 0 | 0 | 0 | 112.8713 |  | 3911 | 112.8713 | 0 | 0 | 0 | 0 | 0 | 0 | 112.8713 | 3911 | 112.8713 | 0 | 0 | 0 | 0 | 0 | 0 | 112.8713 | 3911 | 118.8119 | 153.3804 | 0 | 0 | 0 | 0 | 0 | 272.1923 | 3911 | 118.8119 | 153.3804 | 0 | 0 | 0 | 0 | 0 | 272.1923 | 3911 | 118.8119 | 153.3804 | 0 | 0 | 0 | 0 | 0 | 272.1923 | 3911 | 120.7921 | 306.7608 | 0 | 0 | 0 | 0 | 0 | 0 | 0 | 427.5529 | 3911 | 120.7921 | 306.7608 | 0 | 17 | 0 | 0 | 0 | 0 | 0 | 444.5529 | 3911 | 120.7921 | 306.7608 | 0 | 0 | 0 | 0 | 0 | 0 | 0 | 427.5529
3914 | 20.8657 | 20.8104 | 20.8104 | 17.012 | 17.012 | 17.012 | 0.01 | 0.01 | 0.01 | 3914 | 631.8554 | 631.8554 | 631.8554 | 741.2149 | 741.2149 | 741.2149 | 838.4235 | 838.4235 | 838.4235 | 3912 | 188.1188 | 0 | 0 | 0 | 0 | 0 | 0 | 188.1188 |  | 3912 | 188.1188 | 0 | 0 | 0 | 0 | 0 | 0 | 188.1188 | 3912 | 188.1188 | 0 | 0 | 0 | 0 | 0 | 0 | 188.1188 | 3912 | 198.0198 | 210.8981 | 0 | 0 | 0 | 0 | 0 | 408.9179 | 3912 | 198.0198 | 210.8981 | 0 | 0 | 0 | 0 | 0 | 408.9179 | 3912 | 198.0198 | 210.8981 | 0 | 0 | 0 | 0 | 0 | 408.9179 | 3912 | 201.3201 | 421.7962 | 0 | 0 | 0 | 0 | 0 | 0 | 0 | 623.1163 | 3912 | 201.3201 | 421.7962 | 0 | 17 | 0 | 0 | 0 | 0 | 0 | 640.1163 | 3912 | 201.3201 | 421.7962 | 0 | 0 | 0 | 0 | 0 | 0 | 0 | 623.1163
3915 | 18.6145 | 18.6145 | 18.6145 | 12.9218 | 12.9218 | 12.9218 | 0.01 | 0.01 | 0.01 | 3915 | 617.4193 | 617.4193 | 617.4193 | 724.2803 | 724.2803 | 724.2803 | 819.2679 | 819.2679 | 819.2679 | 3913 | 188.1188 | 0 | 0 | 0 | 0 | 0 | 0 | 188.1188 |  | 3913 | 188.1188 | 0 | 0 | 0 | 0 | 0 | 0 | 188.1188 | 3913 | 188.1188 | 0 | 0 | 0 | 0 | 0 | 0 | 188.1188 | 3913 | 198.0198 | 325.9334 | 0 | 0 | 0 | 0 | 0 | 523.9532 | 3913 | 198.0198 | 325.9334 | 0 | 0 | 0 | 0 | 0 | 523.9532 | 3913 | 198.0198 | 325.9334 | 0 | 0 | 0 | 0 | 0 | 523.9532 | 3913 | 201.3201 | 651.8668 | 0 | 0 | 0 | 0 | 0 | 0 | 0 | 853.1869 | 3913 | 201.3201 | 651.8668 | 0 | 17 | 0 | 0 | 0 | 0 | 0 | 870.1869 | 3913 | 201.3201 | 651.8668 | 0 | 0 | 0 | 0 | 0 | 0 | 0 | 853.1869
3916 | 10.3096 | 11.1093 | 11.1093 | 0.01 | 0.01 | 0.01 | 0.01 | 0.01 | 0.01 | 3916 | 682.3545 | 682.3545 | 682.3545 | 1040.7246 | 742.5176 | 742.5176 | 839.897 | 1365.0111 | 1365.0111 | 3914 | 169.3069 | 0 | 5.0859 | 0 | 0 | 0 | 0 | 174.3928 |  | 3914 | 169.3069 | 0 | 5.0859 | 0 | 0 | 0 | 0 | 174.3928 | 3914 | 169.3069 | 0 | 5.0859 | 0 | 0 | 0 | 0 | 174.3928 | 3914 | 178.2178 | 489.4046 | 5.4983 | 0 | 0 | 0 | 0 | 673.1207 | 3914 | 178.2178 | 489.4046 | 5.4983 | 0 | 0 | 0 | 0 | 673.1207 | 3914 | 178.2178 | 489.4046 | 5.4983 | 0 | 0 | 0 | 0 | 673.1207 | 3914 | 181.1881 | 978.8093 | 6.8729 | 0 | 0 | 0 | 0 | 0 | 0 | 1166.8703 | 3914 | 181.1881 | 978.8093 | 6.8729 | 17 | 0 | 0 | 0 | 0 | 0 | 1183.8703 | 3914 | 181.1881 | 978.8093 | 6.8729 | 0 | 0 | 0 | 0 | 0 | 0 | 1166.8703
3917 | 0.01 | 4.5053 | 4.5053 | 0.01 | 0.01 | 0.01 | 0.01 | 0.01 | 0.01 | 3917 | 1052.0238 | 1052.0238 | 1052.0238 | 1234.1049 | 769.8735 | 1234.1049 | 1395.9547 | 1395.9547 | 1395.9547 | 3915 | 395.0495 | 0 | 40.6873 | 0 | 0 | 0 | 0 | 435.7368 |  | 3915 | 395.0495 | 0 | 40.6873 | 0 | 0 | 0 | 0 | 435.7368 | 3915 | 395.0495 | 0 | 40.6873 | 0 | 0 | 0 | 0 | 435.7368 | 3915 | 415.8416 | 642.7851 | 43.9863 | 0 | 0 | 0 | 0 | 1102.6129 | 3915 | 415.8416 | 642.7851 | 43.9863 | 0 | 0 | 0 | 0 | 1102.6129 | 3915 | 415.8416 | 642.7851 | 43.9863 | 0 | 0 | 0 | 0 | 1102.6129 | 3915 | 153.3247 | 1285.5701 | 54.9828 | 0 | 0 | 0 | 0 | 0 | 0 | 1493.8776 | 3915 | 153.3247 | 1285.5701 | 54.9828 | 17 | 0 | 0 | 0 | 0 | 0 | 1510.8776 | 3915 | 153.3247 | 1285.5701 | 54.9828 | 0 | 0 | 0 | 0 | 0 | 0 | 1493.8776
3918 | 0.01 | 0.01 | 0.01 | 0.01 | 0.01 | 0.01 | 0.01 | 0.01 | 0.01 | 3918 | 1116.4309 | 1116.4309 | 1116.4309 | 1309.6593 | 1309.6593 | 1309.6593 | 1481.4179 | 1481.4179 | 1481.4179 | 3916 | 601.9802 | 0 | 106.8041 | 0 | 0 | 0 | 0 | 708.7843 |  | 3916 | 601.9802 | 0 | 106.8041 | 0 | 0 | 0 | 0 | 708.7843 | 3916 | 601.9802 | 0 | 106.8041 | 0 | 0 | 0 | 0 | 708.7843 | 3916 | 633.6634 | 724.5207 | 115.4639 | 0 | 0 | 0 | 0 | 1473.648 | 3916 | 502.123 | 724.5207 | 115.4639 | 0 | 0 | 0 | 0 | 1342.1076 | 3916 | 556.5014 | 724.5207 | 115.4639 | 0 | 0 | 0 | 0 | 1396.486 | 3916 | 644.2244 | 1449.0414 | 144.3299 | 0 | 0 | 0 | 0 | 0 | 0 | 2237.5957 | 3916 | 644.2244 | 1449.0414 | 144.3299 | 17 | 0 | 0 | 0 | 0 | 0 | 2254.5957 | 3916 | 644.2244 | 1449.0414 | 144.3299 | 0 | 0 | 0 | 0 | 0 | 0 | 2237.5957
3919 | 0.01 | 0.01 | 0.01 | 0.01 | 0.01 | 0.01 | 0 | 0 | 0 | 3919 | 1179.7275 | 1179.7275 | 1179.7275 | 1383.9111 | 1383.9111 | 1383.9111 | 1565.4076 | 1565.4076 | 1565.4076 | 3917 | 880.8451 | 0 | 188.1787 | 0 | 0 | 0 | 0 | 1069.0238 |  | 3917 | 1006.4356 | 0 | 188.1787 | 0 | 0 | 0 | 0 | 1194.6143 | 3917 | 1006.4356 | 0 | 188.1787 | 0 | 0 | 0 | 0 | 1194.6143 | 3917 | 613.7843 | 762.8658 | 203.4364 | 0 | 0 | 0 | 0 | 1580.0865 | 3917 | 836.0696 | 762.8658 | 203.4364 | 0 | 0 | 0 | 0 | 1802.3719 | 3917 | 1059.4059 | 762.8658 | 203.4364 | 0 | 0 | 0 | 0 | 2025.7082 | 3917 | 1077.0627 | 1525.7316 | 254.2955 | 0 | 0 | 0 | 0 | 0 | 0 | 2857.0898 | 3917 | 1077.0627 | 1525.7316 | 254.2955 | 17 | 0 | 0 | 0 | 0 | 0 | 2874.0898 | 3917 | 1077.0627 | 1525.7316 | 254.2955 | 0 | 0 | 0 | 0 | 0 | 0 | 2857.0898
3920 | 0.01 | 0.01 | 0.01 | 0.01 | 0.01 | 0.01 | 0 | 0 | 0 | 3920 | 1228.588 | 1228.588 | 1228.588 | 1441.2282 | 1441.2282 | 1441.2282 | 1630.2417 | 1630.2417 | 1630.2417 | 3918 | 1392.0792 | 0 | 284.811 | 0 | 0 | 0 | 0 | 1676.8902 |  | 3918 | 1348.6199 | 0 | 284.811 | 0 | 0 | 0 | 0 | 1633.4309 | 3918 | 1392.0792 | 0 | 284.811 | 0 | 0 | 0 | 0 | 1676.8902 | 3918 | 301.2058 | 822.4016 | 307.9038 | 0 | 0 | 0 | 0 | 1431.5112 | 3918 | 806.9745 | 822.4016 | 307.9038 | 0 | 0 | 0 | 0 | 1937.2799 | 3918 | 801.2058 | 822.4016 | 307.9038 | 0 | 0 | 0 | 0 | 1931.5112 | 3918 | 554.9978 | 1644.8032 | 384.8797 | 0 | 0 | 0 | 0 | 0 | 0 | 2584.6808 | 3918 | 0 | 1644.8032 | 384.8797 | 17 | 0 | 0 | 0 | 0 | 0 | 2046.683 | 3918 | 0 | 1644.8032 | 384.8797 | 0 | 0 | 0 | 0 | 0 | 0 | 2029.683
3921 | 0.01 | 0.01 | 0.01 | 0.01 | 0.01 | 0.01 | 0 | 0 | 0 | 3921 | 1271.8962 | 1271.8962 | 1271.8962 | 1492.032 | 1492.032 | 1492.032 | 1687.7084 | 1687.7084 | 1687.7084 | 3919 | 779.6828 | 0 | 417.0447 | 0 | 0 | 0 | 0 | 1196.7275 |  | 3919 | 1410.8911 | 0 | 417.0447 | 0 | 0 | 0 | 0 | 1827.9358 | 3919 | 1279.6828 | 0 | 417.0447 | 0 | 0 | 0 | 0 | 1696.7275 | 3919 | 250.3866 | 828.4561 | 450.8591 | 0 | 0 | 0 | 0 | 1529.7018 | 3919 | 750.3866 | 828.4561 | 450.8591 | 0 | 0 | 0 | 0 | 2029.7018 | 3919 | 750.3866 | 828.4561 | 450.8591 | 0 | 0 | 0 | 0 | 2029.7018 | 3919 | 0 | 1048.014 | 563.5739 | 0 | 0 | 0 | 0 | 0 | 0 | 1611.5878 | 3919 | 0 | 1548.014 | 563.5739 | 17 | 0 | 0 | 0 | 0 | 0 | 2128.5878 | 3919 | 0 | 1656.9122 | 563.5739 | 0 | 0 | 0 | 0 | 0 | 0 | 2220.4861
3922 | 0.01 | 0.01 | 0.01 | 0.01 | 0.01 | 0.01 | 0 | 0 | 0 | 3922 | 1247.4659 | 1247.4659 | 1247.4659 | 1463.3735 | 1463.3735 | 1463.3735 | 1655.2913 | 1655.2913 | 1655.2913 | 3920 | 767.5124 | 0 | 478.0756 | 0 | 0 | 0 | 0 | 1245.588 |  | 3920 | 1267.5124 | 0 | 478.0756 | 0 | 0 | 0 | 0 | 1745.588 | 3920 | 1267.5124 | 0 | 478.0756 | 0 | 0 | 0 | 0 | 1745.588 | 3920 | 170.9786 | 812.3108 | 516.8385 | 0 | 0 | 0 | 0 | 1500.1278 | 3920 | 670.9786 | 812.3108 | 516.8385 | 0 | 0 | 0 | 0 | 2000.1278 | 3920 | 817.1272 | 812.3108 | 516.8385 | 0 | 0 | 0 | 0 | 2146.2765 | 3920 | 0 | 1624.6216 | 646.0481 | 0 | 0 | 0 | 0 | 0 | 0 | 2270.6697 | 3920 | 0 | 1624.6216 | 646.0481 | 17 | 0 | 0 | 0 | 0 | 0 | 2287.6697 | 3920 | 0 | 1624.6216 | 646.0481 | 0 | 0 | 0 | 0 | 0 | 0 | 2270.6697
3923 | 0.01 | 0.01 | 0.01 | 0.01 | 0.01 | 0.01 | 0 | 0 | 0 | 3923 | 1225.2566 | 1225.2566 | 1225.2566 | 1437.3202 | 1437.3202 | 1437.3202 | 1625.8212 | 1625.8212 | 1625.8212 | 3921 | 693.8446 | 0 | 595.0515 | 0 | 0 | 0 | 0 | 1288.8962 |  | 3921 | 1193.8446 | 0 | 595.0515 | 0 | 0 | 0 | 0 | 1788.8962 | 3921 | 1279.2079 | 0 | 595.0515 | 0 | 0 | 0 | 0 | 1874.2595 | 3921 | 41.5436 | 804.2381 | 643.299 | 0 | 0 | 0 | 0 | 1489.0807 | 3921 | 541.5436 | 804.2381 | 643.299 | 0 | 0 | 0 | 0 | 1989.0807 | 3921 | 541.5436 | 804.2381 | 643.299 | 0 | 0 | 0 | 0 | 1989.0807 | 3921 | 0 | 1608.4763 | 804.1237 | 0 | 0 | 0 | 0 | 0 | 0 | 2412.6 | 3921 | 0 | 1608.4763 | 804.1237 | 17 | 0 | 0 | 0 | 0 | 0 | 2429.6 | 3921 | 0 | 1608.4763 | 804.1237 | 0 | 0 | 0 | 0 | 0 | 0 | 2412.6
3924 | 0.01 | 0.01 | 0.01 | 0.01 | 0.01 | 0.01 | 0 | 0 | 0 | 3924 | 1261.902 | 1261.902 | 1261.902 | 1480.3081 | 1480.3081 | 1480.3081 | 1674.4468 | 1674.4468 | 1674.4468 | 3922 | 542.2666 | 0 | 722.1993 | 0 | 0 | 0 | 0 | 1264.4659 |  | 3922 | 1042.2666 | 0 | 722.1993 | 0 | 0 | 0 | 0 | 1764.4659 | 3922 | 1059.5926 | 0 | 722.1993 | 0 | 0 | 0 | 0 | 1781.792 | 3922 | 0 | 838.5469 | 780.756 | 0 | 0 | 0 | 0 | 1619.3029 | 3922 | 345.668 | 838.5469 | 780.756 | 0 | 0 | 0 | 0 | 1964.9709 | 3922 | 345.668 | 838.5469 | 780.756 | 0 | 0 | 0 | 0 | 1964.9709 | 3922 | 0 | 1354.658 | 975.945 | 0 | 0 | 0 | 0 | 0 | 0 | 2330.603 | 3922 | 0 | 1634.658 | 975.945 | 17 | 0 | 0 | 0 | 0 | 0 | 2627.603 | 3922 | 0 | 1677.0938 | 975.945 | 0 | 0 | 0 | 0 | 0 | 0 | 2653.0389
3925 | 0.01 | 0.01 | 0.01 | 0.01 | 0.01 | 0.01 | 0 | 0 | 0 | 3925 | 1249.6868 | 1249.6868 | 1249.6868 | 1465.9788 | 1465.9788 | 1465.9788 | 1658.2383 | 1658.2383 | 1658.2383 | 3923 | 800.0897 | 0 | 839.1753 | 0 | 0 | 0 | 0 | 1639.2649 |  | 3923 | 1551.9802 | 0 | 839.1753 | 0 | 0 | 0 | 0 | 2391.1555 | 3923 | 903.0813 | 0 | 839.1753 | 0 | 0 | 0 | 0 | 1742.2566 | 3923 | 0 | 869.8285 | 907.2165 | 0 | 0 | 0 | 0 | 1777.045 | 3923 | 1257.7504 | 869.8285 | 907.2165 | 0 | 0 | 0 | 0 | 3034.7954 | 3923 | 309.9548 | 869.8285 | 907.2165 | 0 | 0 | 0 | 0 | 2086.9998 | 3923 | 0 | 1739.6569 | 1134.0206 | 0 | 0 | 0 | 0 | 0 | 0 | 2873.6775 | 3923 | 0 | 1739.6569 | 1134.0206 | 17 | 0 | 0 | 0 | 0 | 0 | 2890.6775 | 3923 | 0 | 1739.6569 | 1134.0206 | 0 | 0 | 0 | 0 | 0 | 0 | 2873.6775
3926 | 0.01 | 0.01 | 0.01 | 0.01 | 0.01 | 0.01 | 0 | 0 | 0 | 3926 | 1248.5764 | 1248.5764 | 1248.5764 | 1464.6761 | 1464.6761 | 1464.6761 | 1656.7648 | 1656.7648 | 1656.7648 | 3924 | 475.3281 | 0 | 803.5739 | 0 | 0 | 0 | 0 | 1278.902 |  | 3924 | 1796.5347 | 0 | 803.5739 | 0 | 0 | 0 | 0 | 2600.1085 | 3924 | 0 | 0 | 803.5739 | 0 | 0 | 0 | 0 | 803.5739 | 3924 | 0 | 893.0373 | 868.7285 | 0 | 0 | 0 | 0 | 1761.7659 | 3924 | 394.2826 | 893.0373 | 868.7285 | 0 | 0 | 0 | 0 | 2156.0485 | 3924 | 394.2826 | 893.0373 | 868.7285 | 0 | 0 | 0 | 0 | 2156.0485 | 3924 | 0 | 1786.0747 | 1085.9107 | 0 | 0 | 0 | 0 | 0 | 0 | 2871.9853 | 3924 | 0 | 1786.0747 | 1085.9107 | 17 | 0 | 0 | 0 | 0 | 0 | 2888.9853 | 3924 | 0 | 1786.0747 | 1085.9107 | 0 | 0 | 0 | 0 | 0 | 0 | 2871.9853
3927 | 0.01 | 0.01 | 0.01 | 0.01 | 0.01 | 0.01 | 0 | 0 | 0 | 3927 | 1241.9136 | 1241.9136 | 1241.9136 | 1456.8602 | 1456.8602 | 1456.8602 | 1647.9238 | 1647.9238 | 1647.9238 | 3925 | 458.027 | 0 | 808.6598 | 0 | 0 | 0 | 0 | 1266.6868 |  | 3925 | 958.027 | 0 | 808.6598 | 0 | 0 | 0 | 0 | 1766.6868 | 3925 | 1191.127 | 0 | 808.6598 | 0 | 0 | 0 | 0 | 1999.7868 | 3925 | 1259.3601 | 899.0918 | 874.2268 | 0 | 0 | 0 | 0 | 3032.6787 | 3925 | 259.3601 | 899.0918 | 874.2268 | 0 | 0 | 0 | 0 | 2032.6787 | 3925 | 259.3601 | 899.0918 | 874.2268 | 0 | 0 | 0 | 0 | 2032.6787 | 3925 | 0 | 1798.1837 | 1092.7835 | 0 | 0 | 0 | 0 | 0 | 0 | 2890.9672 | 3925 | 0 | 1798.1837 | 1092.7835 | 17 | 0 | 0 | 0 | 0 | 0 | 2907.9672 | 3925 | 0 | 1798.1837 | 1092.7835 | 0 | 0 | 0 | 0 | 0 | 0 | 2890.9672
3928 | 0.01 | 0.01 | 0.01 | 0.01 | 0.01 | 0.01 | 0 | 0.01 | 0.01 | 3928 | 1249.6868 | 1249.6868 | 1249.6868 | 1465.9788 | 1465.9788 | 1465.9788 | 1658.2383 | 1658.2383 | 1658.2383 | 3926 | 2033.2052 | 0 | 732.3711 | 0 | 0 | 0 | 0 | 2765.5764 |  | 3926 | 1033.2052 | 0 | 732.3711 | 0 | 0 | 0 | 0 | 1765.5764 | 3926 | 1033.2052 | 0 | 732.3711 | 0 | 0 | 0 | 0 | 1765.5764 | 3926 | 0 | 893.0373 | 791.7526 | 0 | 0 | 0 | 0 | 1684.7899 | 3926 | 357.1556 | 893.0373 | 791.7526 | 0 | 0 | 0 | 0 | 2041.9455 | 3926 | 357.1556 | 893.0373 | 791.7526 | 0 | 0 | 0 | 0 | 2041.9455 | 3926 | 0 | 1786.0747 | 989.6907 | 0 | 0 | 0 | 0 | 0 | 0 | 2775.7654 | 3926 | 0 | 1786.0747 | 989.6907 | 17 | 0 | 0 | 0 | 0 | 0 | 2792.7654 | 3926 | 0 | 1786.0747 | 989.6907 | 0 | 0 | 0 | 0 | 0 | 0 | 2775.7654
3929 | 0.01 | 0.01 | 0.01 | 0.01 | 0.01 | 0.01 | 0.01 | 0.01 | 0.01 | 3929 | 1265.2334 | 1265.2334 | 1265.2334 | 1484.2161 | 1484.2161 | 1484.2161 | 1678.8674 | 1678.8674 | 1153.7532 | 3927 | 618.0888 | 0 | 640.8247 | 0 | 0 | 0 | 0 | 1258.9136 |  | 3927 | 1118.0888 | 0 | 640.8247 | 0 | 0 | 0 | 0 | 1758.9136 | 3927 | 1118.0888 | 0 | 640.8247 | 0 | 0 | 0 | 0 | 1758.9136 | 3927 | 893.0917 | 875.8829 | 692.7835 | 0 | 0 | 0 | 0 | 2461.7582 | 3927 | 476.2887 | 875.8829 | 692.7835 | 0 | 0 | 0 | 0 | 2044.9551 | 3927 | 476.2887 | 875.8829 | 692.7835 | 0 | 0 | 0 | 0 | 2044.9551 | 3927 | 0 | 1751.7659 | 865.9794 | 0 | 0 | 0 | 0 | 0 | 0 | 2617.7453 | 3927 | 0 | 1751.7659 | 865.9794 | 17 | 0 | 0 | 0 | 0 | 0 | 2634.7453 | 3927 | 0 | 1751.7659 | 865.9794 | 0 | 0 | 0 | 0 | 0 | 0 | 2617.7453
3930 | 20.8657 | 20.8104 | 20.8104 | 18.6145 | 17.8837 | 17.8837 | 1.4071 | 1.4071 | 1.4071 | 3930 | 866.1638 | 866.1638 | 866.1638 | 1016.0767 | 1016.0767 | 1016.0767 | 1149.3327 | 1149.3327 | 1149.3327 | 3928 | 793.6972 | 0 | 472.9897 | 0 | 0 | 0 | 0 | 1266.6868 |  | 3928 | 1450.5702 | 0 | 472.9897 | 0 | 0 | 0 | 0 | 1923.5598 | 3928 | 1293.6972 | 0 | 472.9897 | 0 | 0 | 0 | 0 | 1766.6868 | 3928 | 67.3523 | 852.6741 | 511.3402 | 0 | 0 | 0 | 0 | 1431.3666 | 3928 | 567.3523 | 852.6741 | 511.3402 | 0 | 0 | 0 | 0 | 1931.3666 | 3928 | 567.3523 | 852.6741 | 511.3402 | 0 | 0 | 0 | 0 | 1931.3666 | 3928 | 0 | 1684.997 | 639.1753 | 0 | 0 | 0 | 0 | 0 | 0 | 2324.1722 | 3928 | 0 | 1705.3481 | 639.1753 | 17 | 0 | 0 | 0 | 0 | 0 | 2361.5234 | 3928 | 0 | 1705.3481 | 639.1753 | 0 | 0 | 0 | 0 | 0 | 0 | 2344.5234
3931 | 20.8657 | 20.8104 | 20.8104 | 21.2236 | 21.1833 | 21.2106 | 15.0845 | 14.9898 | 14.9898 | 3931 | 823.966 | 823.966 | 823.966 | 966.5756 | 966.5756 | 966.5756 | 1093.3396 | 1093.3396 | 1093.3396 | 3929 | 1048.2815 | 0 | 233.9519 | 0 | 0 | 0 | 0 | 1282.2334 |  | 3929 | 1646.0396 | 0 | 233.9519 | 0 | 0 | 0 | 0 | 1879.9915 | 3929 | 1646.0396 | 0 | 233.9519 | 0 | 0 | 0 | 0 | 1879.9915 | 3929 | 386.6071 | 824.4198 | 252.921 | 0 | 0 | 0 | 0 | 1463.9478 | 3929 | 1732.6733 | 824.4198 | 252.921 | 0 | 0 | 0 | 0 | 2810.014 | 3929 | 1119.7071 | 824.4198 | 252.921 | 0 | 0 | 0 | 0 | 2197.0478 | 3929 | 1761.5512 | 1648.8396 | 316.1512 | 0 | 0 | 0 | 0 | 0 | 0 | 3726.5419 | 3929 | 1761.5512 | 1648.8396 | 316.1512 | 17 | 0 | 0 | 0 | 0 | 0 | 3743.5419 | 3929 | 1655.8075 | 1648.8396 | 316.1512 | 0 | 0 | 0 | 0 | 0 | 0 | 3620.7983
3932 | 20.8657 | 20.8104 | 20.9838 | 22.3899 | 21.1833 | 22.0436 | 17.6691 | 17.012 | 17.012 | 3932 | 776.216 | 776.216 | 776.216 | 910.5611 | 910.5611 | 910.5611 | 1029.9789 | 1029.9789 | 1029.9789 | 3930 | 1241.5842 | 0 | 86.4605 | 0 | 0 | 0 | 0 | 1328.0446 |  | 3930 | 1241.5842 | 0 | 86.4605 | 0 | 0 | 0 | 0 | 1328.0446 | 3930 | 1241.5842 | 0 | 86.4605 | 0 | 0 | 0 | 0 | 1328.0446 | 3930 | 1306.9307 | 766.9021 | 93.4708 | 0 | 0 | 0 | 0 | 2167.3036 | 3930 | 1306.9307 | 766.9021 | 93.4708 | 0 | 0 | 0 | 0 | 2167.3036 | 3930 | 1306.9307 | 766.9021 | 93.4708 | 0 | 0 | 0 | 0 | 2167.3036 | 3930 | 1328.7129 | 1533.8042 | 116.8385 | 0 | 0 | 0 | 0 | 0 | 0 | 2979.3556 | 3930 | 1328.7129 | 1533.8042 | 116.8385 | 17 | 0 | 0 | 0 | 0 | 0 | 2996.3556 | 3930 | 1328.7129 | 1533.8042 | 116.8385 | 0 | 0 | 0 | 0 | 0 | 0 | 2979.3556
3933 | 20.8657 | 20.8104 | 20.8104 | 30.4988 | 20.5516 | 20.5516 | 13.2408 | 13.2408 | 13.2408 | 3933 | 764.0009 | 764.0009 | 764.0009 | 896.2318 | 896.2318 | 896.2318 | 1013.7704 | 1013.7704 | 1013.7704 | 3931 | 1034.6535 | 0 | 30.5155 | 0 | 0 | 0 | 0 | 1065.1689 |  | 3931 | 1034.6535 | 0 | 30.5155 | 0 | 0 | 0 | 0 | 1065.1689 | 3931 | 1034.6535 | 0 | 30.5155 | 0 | 0 | 0 | 0 | 1065.1689 | 3931 | 1089.1089 | 680.1211 | 32.9897 | 0 | 0 | 0 | 0 | 1802.2197 | 3931 | 1089.1089 | 680.1211 | 32.9897 | 0 | 0 | 0 | 0 | 1802.2197 | 3931 | 1089.1089 | 680.1211 | 32.9897 | 0 | 0 | 0 | 0 | 1802.2197 | 3931 | 1107.2607 | 1360.2422 | 41.2371 | 0 | 0 | 0 | 0 | 0 | 0 | 2508.74 | 3931 | 1107.2607 | 1360.2422 | 41.2371 | 17 | 0 | 0 | 0 | 0 | 0 | 2525.74 | 3931 | 1107.2607 | 1360.2422 | 41.2371 | 0 | 0 | 0 | 0 | 0 | 0 | 2508.74
3934 | 20.8657 | 20.8104 | 20.8104 | 29.6302 | 18.6145 | 18.6145 | 1.1209 | 1.1209 | 1.1209 | 3934 | 725.1345 | 725.1345 | 725.1345 | 850.6386 | 850.6386 | 850.6386 | 962.1978 | 962.1978 | 962.1978 | 3932 | 818.3168 | 0 | 5.0859 | 0 | 0 | 0 | 0 | 823.4027 |  | 3932 | 818.3168 | 0 | 5.0859 | 0 | 0 | 0 | 0 | 823.4027 | 3932 | 818.3168 | 0 | 5.0859 | 0 | 0 | 0 | 0 | 823.4027 | 3932 | 861.3861 | 605.449 | 5.4983 | 0 | 0 | 0 | 0 | 1472.3335 | 3932 | 861.3861 | 605.449 | 5.4983 | 0 | 0 | 0 | 0 | 1472.3335 | 3932 | 861.3861 | 605.449 | 5.4983 | 0 | 0 | 0 | 0 | 1472.3335 | 3932 | 875.7426 | 1210.8981 | 6.8729 | 0 | 0 | 0 | 0 | 0 | 0 | 2093.5135 | 3932 | 875.7426 | 1210.8981 | 6.8729 | 17 | 0 | 0 | 0 | 0 | 0 | 2110.5135 | 3932 | 875.7426 | 1210.8981 | 6.8729 | 0 | 0 | 0 | 0 | 0 | 0 | 2093.5135
3935 | 20.8657 | 18.6145 | 18.6145 | 30.4988 | 15.4801 | 15.4801 | 0.01 | 0.01 | 0.01 | 3935 | 684.0473 | 684.0473 | 684.0473 | 802.4401 | 802.4401 | 802.4401 | 907.6781 | 907.6781 | 907.6781 | 3933 | 790.099 | 0 | 0 | 0 | 0 | 0 | 0 | 790.099 |  | 3933 | 790.099 | 0 | 0 | 0 | 0 | 0 | 0 | 790.099 | 3933 | 790.099 | 0 | 0 | 0 | 0 | 0 | 0 | 790.099 | 3933 | 831.6832 | 520.6862 | 0 | 0 | 0 | 0 | 0 | 1352.3693 | 3933 | 831.6832 | 520.6862 | 0 | 0 | 0 | 0 | 0 | 1352.3693 | 3933 | 831.6832 | 520.6862 | 0 | 0 | 0 | 0 | 0 | 1352.3693 | 3933 | 845.5446 | 1041.3724 | 0 | 0 | 0 | 0 | 0 | 0 | 0 | 1886.9169 | 3933 | 845.5446 | 1041.3724 | 0 | 17 | 0 | 0 | 0 | 0 | 0 | 1903.9169 | 3933 | 845.5446 | 1041.3724 | 0 | 0 | 0 | 0 | 0 | 0 | 0 | 1886.9169
3936 | 20.8657 | 18.6145 | 18.6145 | 30.4988 | 15.4801 | 15.4801 | 19.1269 | 14.4573 | 14.4573 | 3936 | 665.1694 | 665.1694 | 665.1694 | 780.2948 | 780.2948 | 780.2948 | 882.6286 | 882.6286 | 882.6286 | 3934 | 714.8515 | 0 | 0 | 0 | 0 | 0 | 0 | 714.8515 |  | 3934 | 714.8515 | 0 | 0 | 0 | 0 | 0 | 0 | 714.8515 | 3934 | 714.8515 | 0 | 0 | 0 | 0 | 0 | 0 | 714.8515 | 3934 | 752.4752 | 449.0414 | 0 | 0 | 0 | 0 | 0 | 1201.5166 | 3934 | 752.4752 | 449.0414 | 0 | 0 | 0 | 0 | 0 | 1201.5166 | 3934 | 752.4752 | 449.0414 | 0 | 0 | 0 | 0 | 0 | 1201.5166 | 3934 | 765.0165 | 898.0827 | 0 | 0 | 0 | 0 | 0 | 0 | 0 | 1663.0992 | 3934 | 765.0165 | 898.0827 | 0 | 17 | 0 | 0 | 0 | 0 | 0 | 1680.0992 | 3934 | 765.0165 | 898.0827 | 0 | 0 | 0 | 0 | 0 | 0 | 0 | 1663.0992
3937 | 20.8657 | 18.6145 | 18.6145 | 30.4988 | 15.4801 | 15.4801 | 19.1269 | 14.4573 | 14.4573 | 3937 | 645.181 | 645.181 | 645.181 | 756.8469 | 756.8469 | 756.8469 | 856.1055 | 856.1055 | 856.1055 | 3935 | 601.9802 | 0 | 0 | 0 | 0 | 0 | 0 | 601.9802 |  | 3935 | 601.9802 | 0 | 0 | 0 | 0 | 0 | 0 | 601.9802 | 3935 | 601.9802 | 0 | 0 | 0 | 0 | 0 | 0 | 601.9802 | 3935 | 633.6634 | 383.4511 | 0 | 0 | 0 | 0 | 0 | 1017.1144 | 3935 | 633.6634 | 383.4511 | 0 | 0 | 0 | 0 | 0 | 1017.1144 | 3935 | 633.6634 | 383.4511 | 0 | 0 | 0 | 0 | 0 | 1017.1144 | 3935 | 644.2244 | 766.9021 | 0 | 0 | 0 | 0 | 0 | 0 | 0 | 1411.1265 | 3935 | 640.8711 | 766.9021 | 0 | 17 | 0 | 0 | 0 | 0 | 0 | 1424.7732 | 3935 | 644.2244 | 766.9021 | 0 | 0 | 0 | 0 | 0 | 0 | 0 | 1411.1265
3938 | 20.8657 | 18.6145 | 18.6145 | 30.4988 | 15.4801 | 15.4801 | 19.1269 | 14.4573 | 14.4573 | 3938 | 624.0821 | 624.0821 | 624.0821 | 732.0963 | 732.0963 | 732.0963 | 828.1089 | 828.1089 | 828.1089 | 3936 | 658.4158 | 0 | 0 | 0 | 0 | 0 | 0 | 658.4158 |  | 3936 | 658.4158 | 0 | 0 | 0 | 0 | 0 | 0 | 658.4158 | 3936 | 658.4158 | 0 | 0 | 0 | 0 | 0 | 0 | 658.4158 | 3936 | 693.0693 | 324.9243 | 0 | 0 | 0 | 0 | 0 | 1017.9936 | 3936 | 693.0693 | 324.9243 | 0 | 0 | 0 | 0 | 0 | 1017.9936 | 3936 | 693.0693 | 324.9243 | 0 | 0 | 0 | 0 | 0 | 1017.9936 | 3936 | 704.6205 | 649.8486 | 0 | 0 | 0 | 0 | 0 | 0 | 0 | 1354.4691 | 3936 | 704.6205 | 649.8486 | 0 | 17 | 0 | 0 | 0 | 0 | 0 | 1371.4691 | 3936 | 704.6205 | 649.8486 | 0 | 0 | 0 | 0 | 0 | 0 | 0 | 1354.4691
3939 | 20.8657 | 18.6145 | 18.6145 | 30.4988 | 15.4801 | 15.4801 | 19.1269 | 14.4573 | 14.4573 | 3939 | 659.617 | 659.617 | 659.617 | 773.7815 | 773.7815 | 773.7815 | 875.2611 | 875.2611 | 875.2611 | 3937 | 649.0099 | 0 | 0 | 0 | 0 | 0 | 0 | 649.0099 |  | 3937 | 649.0099 | 0 | 0 | 0 | 0 | 0 | 0 | 649.0099 | 3937 | 649.0099 | 0 | 0 | 0 | 0 | 0 | 0 | 649.0099 | 3937 | 683.1683 | 274.4702 | 0 | 0 | 0 | 0 | 0 | 957.6385 | 3937 | 683.1683 | 274.4702 | 0 | 0 | 0 | 0 | 0 | 957.6385 | 3937 | 683.1683 | 274.4702 | 0 | 0 | 0 | 0 | 0 | 957.6385 | 3937 | 694.5545 | 548.9405 | 0 | 0 | 0 | 0 | 0 | 0 | 0 | 1243.4949 | 3937 | 694.5545 | 548.9405 | 0 | 17 | 0 | 0 | 0 | 0 | 0 | 1260.4949 | 3937 | 694.5545 | 548.9405 | 0 | 0 | 0 | 0 | 0 | 0 | 0 | 1243.4949
3940 | 20.8657 | 20.8104 | 20.8104 | 30.4988 | 21.1833 | 28.4488 | 19.1269 | 19.1269 | 19.1269 | 3940 | 781.7683 | 781.7683 | 781.7683 | 917.0744 | 917.0744 | 917.0744 | 1037.3464 | 1037.3464 | 1037.3464 | 3938 | 714.8515 | 0 | 10.1718 | 0 | 0 | 0 | 0 | 725.0233 |  | 3938 | 714.8515 | 0 | 10.1718 | 0 | 0 | 0 | 0 | 725.0233 | 3938 | 714.8515 | 0 | 10.1718 | 0 | 0 | 0 | 0 | 725.0233 | 3938 | 752.4752 | 236.1251 | 10.9966 | 0 | 0 | 0 | 0 | 999.5969 | 3938 | 752.4752 | 236.1251 | 10.9966 | 0 | 0 | 0 | 0 | 999.5969 | 3938 | 752.4752 | 236.1251 | 10.9966 | 0 | 0 | 0 | 0 | 999.5969 | 3938 | 765.0165 | 472.2503 | 13.7457 | 0 | 0 | 0 | 0 | 0 | 0 | 1251.0125 | 3938 | 765.0165 | 472.2503 | 13.7457 | 17 | 0 | 0 | 0 | 0 | 0 | 1268.0125 | 3938 | 765.0165 | 472.2503 | 13.7457 | 0 | 0 | 0 | 0 | 0 | 0 | 1251.0125
3941 | 20.8657 | 20.8104 | 20.8104 | 30.4988 | 21.1833 | 28.4488 | 19.1269 | 19.1269 | 19.1269 | 3941 | 909.472 | 909.472 | 909.472 | 1066.8806 | 1066.8806 | 1066.8806 | 1206.7993 | 1206.7993 | 1206.7993 | 3939 | 526.7327 | 0 | 45.7732 | 0 | 0 | 0 | 0 | 572.5059 |  | 3939 | 526.7327 | 0 | 45.7732 | 0 | 0 | 0 | 0 | 572.5059 | 3939 | 526.7327 | 0 | 45.7732 | 0 | 0 | 0 | 0 | 572.5059 | 3939 | 554.4554 | 208.8799 | 49.4845 | 0 | 0 | 0 | 0 | 812.8199 | 3939 | 554.4554 | 208.8799 | 49.4845 | 0 | 0 | 0 | 0 | 812.8199 | 3939 | 554.4554 | 208.8799 | 49.4845 | 0 | 0 | 0 | 0 | 812.8199 | 3939 | 563.6964 | 417.7598 | 61.8557 | 0 | 0 | 0 | 0 | 0 | 0 | 1043.3119 | 3939 | 563.6964 | 417.7598 | 61.8557 | 17 | 0 | 0 | 0 | 0 | 0 | 1060.3119 | 3939 | 563.6964 | 417.7598 | 61.8557 | 0 | 0 | 0 | 0 | 0 | 0 | 1043.3119
3942 | 18.6145 | 18.6145 | 18.6145 | 29.1461 | 15.4801 | 15.4801 | 0.01 | 0.01 | 0.01 | 3942 | 999.4197 | 999.4197 | 999.4197 | 1172.3962 | 1172.3962 | 1172.3962 | 1326.1531 | 1326.1531 | 1326.1531 | 3940 | 348.0198 | 0 | 116.9759 | 0 | 0 | 0 | 0 | 464.9957 |  | 3940 | 348.0198 | 0 | 116.9759 | 0 | 0 | 0 | 0 | 464.9957 | 3940 | 348.0198 | 0 | 116.9759 | 0 | 0 | 0 | 0 | 464.9957 | 3940 | 366.3366 | 187.6892 | 126.4605 | 0 | 0 | 0 | 0 | 680.4863 | 3940 | 366.3366 | 187.6892 | 126.4605 | 0 | 0 | 0 | 0 | 680.4863 | 3940 | 366.3366 | 187.6892 | 126.4605 | 0 | 0 | 0 | 0 | 680.4863 | 3940 | 372.4422 | 375.3784 | 158.0756 | 0 | 0 | 0 | 0 | 0 | 0 | 905.8963 | 3940 | 372.4422 | 375.3784 | 158.0756 | 17 | 0 | 0 | 0 | 0 | 0 | 922.8963 | 3940 | 372.4422 | 375.3784 | 158.0756 | 0 | 0 | 0 | 0 | 0 | 0 | 905.8963
3943 | 13.0305 | 13.0305 | 13.0305 | 0.01 | 0.01 | 0.01 | 0.01 | 0.01 | 0.01 | 3943 | 1031.6233 | 1031.6233 | 1031.6233 | 1255.1503 | 1210.1734 | 1210.1734 | 1368.8847 | 1368.8847 | 1368.8847 | 3941 | 319.802 | 0 | 330.5842 | 0 | 0 | 0 | 0 | 650.3862 |  | 3941 | 319.802 | 0 | 330.5842 | 0 | 0 | 0 | 0 | 650.3862 | 3941 | 319.802 | 0 | 330.5842 | 0 | 0 | 0 | 0 | 650.3862 | 3941 | 336.6337 | 182.6438 | 357.3883 | 0 | 0 | 0 | 0 | 876.6658 | 3941 | 336.6337 | 182.6438 | 357.3883 | 0 | 0 | 0 | 0 | 876.6658 | 3941 | 336.6337 | 182.6438 | 357.3883 | 0 | 0 | 0 | 0 | 876.6658 | 3941 | 342.2442 | 365.2876 | 446.7354 | 0 | 0 | 0 | 0 | 0 | 0 | 1154.2672 | 3941 | 342.2442 | 365.2876 | 446.7354 | 17 | 0 | 0 | 0 | 0 | 0 | 1171.2672 | 3941 | 342.2442 | 365.2876 | 446.7354 | 0 | 0 | 0 | 0 | 0 | 0 | 1154.2672
3944 | 10.3096 | 11.1093 | 11.1093 | 0.01 | 0.01 | 0.01 | 0.01 | 0.01 | 0.01 | 3944 | 1238.0084 | 1307.6549 | 1257.5185 | 1656.1675 | 1656.1675 | 1656.1675 | 1873.3698 | 1873.3698 | 1873.3698 | 3942 | 348.0198 | 0 | 681.512 | 0 | 0 | 0 | 0 | 1029.5318 |  | 3942 | 348.0198 | 0 | 681.512 | 0 | 0 | 0 | 0 | 1029.5318 | 3942 | 348.0198 | 0 | 681.512 | 0 | 0 | 0 | 0 | 1029.5318 | 3942 | 366.3366 | 224.0161 | 736.7698 | 0 | 0 | 0 | 0 | 1327.1225 | 3942 | 366.3366 | 224.0161 | 736.7698 | 0 | 0 | 0 | 0 | 1327.1225 | 3942 | 366.3366 | 224.0161 | 736.7698 | 0 | 0 | 0 | 0 | 1327.1225 | 3942 | 372.4422 | 448.0323 | 920.9622 | 0 | 0 | 0 | 0 | 0 | 0 | 1741.4367 | 3942 | 372.4422 | 448.0323 | 920.9622 | 17 | 0 | 0 | 0 | 0 | 0 | 1758.4367 | 3942 | 372.4422 | 448.0323 | 920.9622 | 0 | 0 | 0 | 0 | 0 | 0 | 1741.4367
3945 | 0.01 | 4.5053 | 4.5053 | 0.01 | 0.01 | 0.01 | 0 | 0.01 | 0.01 | 3945 | 1381.8323 | 1381.8323 | 1381.8323 | 1620.9956 | 1620.9956 | 1620.9956 | 1833.5852 | 1833.5852 | 1833.5852 | 3943 | 413.8614 | 0 | 986.6667 | 0 | 0 | 0 | 0 | 1400.5281 |  | 3943 | 413.8614 | 0 | 986.6667 | 0 | 0 | 0 | 0 | 1400.5281 | 3943 | 413.8614 | 0 | 986.6667 | 0 | 0 | 0 | 0 | 1400.5281 | 3943 | 435.6436 | 295.6609 | 1066.6667 | 0 | 0 | 0 | 0 | 1797.9712 | 3943 | 435.6436 | 295.6609 | 1066.6667 | 0 | 0 | 0 | 0 | 1797.9712 | 3943 | 175.575 | 295.6609 | 1066.6667 | 0 | 0 | 0 | 0 | 1537.9026 | 3943 | 442.9043 | 591.3219 | 1333.3333 | 0 | 0 | 0 | 0 | 0 | 0 | 2367.5595 | 3943 | 442.9043 | 591.3219 | 1333.3333 | 17 | 0 | 0 | 0 | 0 | 0 | 2384.5595 | 3943 | 442.9043 | 591.3219 | 1333.3333 | 0 | 0 | 0 | 0 | 0 | 0 | 2367.5595
3946 | 0.01 | 0.01 | 0.01 | 0.01 | 0.01 | 0.01 | 0 | 0 | 0 | 3946 | 1354.0707 | 1354.0707 | 1354.0707 | 1588.4291 | 1588.4291 | 1588.4291 | 1796.7476 | 1796.7476 | 1796.7476 | 3944 | 470.297 | 0 | 1240.9622 | 0 | 0 | 0 | 0 | 1711.2592 |  | 3944 | 470.297 | 0 | 1240.9622 | 0 | 0 | 0 | 0 | 1711.2592 | 3944 | 470.297 | 0 | 1240.9622 | 0 | 0 | 0 | 0 | 1711.2592 | 3944 | 495.0495 | 383.4511 | 1341.5808 | 0 | 0 | 0 | 0 | 2220.0813 | 3944 | 0 | 383.4511 | 1341.5808 | 0 | 0 | 0 | 0 | 1725.0318 | 3944 | 495.0495 | 383.4511 | 1341.5808 | 0 | 0 | 0 | 0 | 2220.0813 | 3944 | 273.8974 | 766.9021 | 1676.9759 | 0 | 0 | 0 | 0 | 0 | 0 | 2717.7755 | 3944 | 262.1641 | 766.9021 | 1676.9759 | 17 | 0 | 0 | 0 | 0 | 0 | 2723.0421 | 3944 | 262.1641 | 766.9021 | 1676.9759 | 0 | 0 | 0 | 0 | 0 | 0 | 2706.0421
3947 | 0.01 | 0.01 | 0.01 | 0.01 | 0.01 | 0.01 | 0 | 0 | 0 | 3947 | 1395.1579 | 1395.1579 | 1395.1579 | 1636.6276 | 1636.6276 | 1636.6276 | 1851.2673 | 1851.2673 | 1851.2673 | 3945 | 677.2277 | 0 | 1378.2818 | 0 | 0 | 0 | 0 | 2055.5095 |  | 3945 | 677.2277 | 0 | 1378.2818 | 0 | 0 | 0 | 0 | 2055.5095 | 3945 | 677.2277 | 0 | 1378.2818 | 0 | 0 | 0 | 0 | 2055.5095 | 3945 | 554.4423 | 470.2321 | 1490.0344 | 0 | 0 | 0 | 0 | 2514.7088 | 3945 | 534.809 | 470.2321 | 1490.0344 | 0 | 0 | 0 | 0 | 2495.0755 | 3945 | 712.8713 | 470.2321 | 1490.0344 | 0 | 0 | 0 | 0 | 2673.1377 | 3945 | 0 | 940.4642 | 1862.543 | 0 | 0 | 0 | 0 | 0 | 0 | 2803.0071 | 3945 | 0 | 940.4642 | 1862.543 | 17 | 0 | 0 | 0 | 0 | 0 | 2820.0071 | 3945 | 298.1081 | 940.4642 | 1862.543 | 0 | 0 | 0 | 0 | 0 | 0 | 3101.1152
3948 | 0.01 | 0.01 | 0.01 | 0.01 | 0.01 | 0.01 | 0 | 0 | 0 | 3948 | 1374.0591 | 1374.0591 | 1374.0591 | 1611.877 | 1611.877 | 1611.877 | 1823.2707 | 1823.2707 | 1823.2707 | 3946 | 846.5347 | 0 | 1418.9691 | 0 | 0 | 0 | 0 | 2265.5037 |  | 3946 | 846.5347 | 0 | 1418.9691 | 0 | 0 | 0 | 0 | 2265.5037 | 3946 | 787.1345 | 0 | 1418.9691 | 0 | 0 | 0 | 0 | 2206.1035 | 3946 | 324.8121 | 557.0131 | 1534.0206 | 0 | 0 | 0 | 0 | 2415.8458 | 3946 | 285.5454 | 557.0131 | 1534.0206 | 0 | 0 | 0 | 0 | 2376.5791 | 3946 | 324.8121 | 557.0131 | 1534.0206 | 0 | 0 | 0 | 0 | 2415.8458 | 3946 | 0 | 1114.0262 | 1917.5258 | 0 | 0 | 0 | 0 | 0 | 0 | 3031.552 | 3946 | 0 | 1114.0262 | 1917.5258 | 17 | 0 | 0 | 0 | 0 | 0 | 3048.552 | 3946 | 0 | 1114.0262 | 1917.5258 | 0 | 0 | 0 | 0 | 0 | 0 | 3031.552
3949 | 0.01 | 0.01 | 0.01 | 0.01 | 0.01 | 0.01 | 0 | 0 | 0 | 3949 | 1362.9544 | 1362.9544 | 1362.9544 | 1598.8504 | 1598.8504 | 1598.8504 | 1808.5357 | 1808.5357 | 1808.5357 | 3947 | 884.1584 | 0 | 1439.3127 | 0 | 0 | 0 | 0 | 2323.4711 |  | 3947 | 884.1584 | 0 | 1439.3127 | 0 | 0 | 0 | 0 | 2323.4711 | 3947 | 884.1584 | 0 | 1439.3127 | 0 | 0 | 0 | 0 | 2323.4711 | 3947 | 243.0827 | 630.6761 | 1556.0137 | 0 | 0 | 0 | 0 | 2429.7726 | 3947 | 709.0486 | 630.6761 | 1556.0137 | 0 | 0 | 0 | 0 | 2895.7384 | 3947 | 777.7652 | 630.6761 | 1556.0137 | 0 | 0 | 0 | 0 | 2964.4551 | 3947 | 0 | 1261.3522 | 1945.0172 | 0 | 0 | 0 | 0 | 0 | 0 | 3206.3694 | 3947 | 0 | 1258.1644 | 1945.0172 | 17 | 0 | 0 | 0 | 0 | 0 | 3220.1816 | 3947 | 0 | 1258.1644 | 1945.0172 | 0 | 0 | 0 | 0 | 0 | 0 | 3203.1816
3950 | 10.3096 | 10.3096 | 10.3096 | 0.01 | 0.01 | 0.01 | 0.01 | 0.01 | 0.01 | 3950 | 1208.4121 | 1361.8439 | 1361.8439 | 1597.5477 | 1597.5477 | 1597.5477 | 1807.0622 | 1807.0622 | 1807.0622 | 3948 | 987.6238 | 0 | 1403.7113 | 0 | 0 | 0 | 0 | 2391.3351 |  | 3948 | 987.6238 | 0 | 1403.7113 | 0 | 0 | 0 | 0 | 2391.3351 | 3948 | 760.718 | 0 | 1403.7113 | 0 | 0 | 0 | 0 | 2164.4294 | 3948 | 1039.604 | 667.003 | 1517.5258 | 0 | 0 | 0 | 0 | 3224.1328 | 3948 | 1010.945 | 667.003 | 1517.5258 | 0 | 0 | 0 | 0 | 3195.4738 | 3948 | 133.1705 | 667.003 | 1517.5258 | 0 | 0 | 0 | 0 | 2317.6993 | 3948 | 0 | 694.1656 | 1896.9072 | 0 | 0 | 0 | 0 | 0 | 0 | 2591.0729 | 3948 | 0 | 1334.0061 | 1896.9072 | 17 | 0 | 0 | 0 | 0 | 0 | 3247.9133 | 3948 | 0 | 1334.0061 | 1896.9072 | 0 | 0 | 0 | 0 | 0 | 0 | 3230.9133
3951 | 12.3675 | 12.3675 | 12.3675 | 0.01 | 0.01 | 0.01 | 0.01 | 0.01 | 0.01 | 3951 | 980.5418 | 980.5418 | 980.5418 | 1614.4823 | 1614.4823 | 1614.4823 | 1301.1036 | 1301.1036 | 1826.2177 | 3949 | 226.2556 | 0 | 1307.079 | 0 | 0 | 0 | 0 | 1533.3347 |  | 3949 | 726.2556 | 0 | 1307.079 | 0 | 0 | 0 | 0 | 2033.3347 | 3949 | 757.471 | 0 | 1307.079 | 0 | 0 | 0 | 0 | 2064.5501 | 3949 | 101.8621 | 669.0212 | 1413.0584 | 0 | 0 | 0 | 0 | 2183.9417 | 3949 | 1198.0198 | 669.0212 | 1413.0584 | 0 | 0 | 0 | 0 | 3280.0994 | 3949 | 101.8621 | 669.0212 | 1413.0584 | 0 | 0 | 0 | 0 | 2183.9417 | 3949 | 0 | 1336.0859 | 1766.323 | 0 | 0 | 0 | 0 | 0 | 0 | 3102.4089 | 3949 | 0 | 1338.0424 | 1766.323 | 17 | 0 | 0 | 0 | 0 | 0 | 3121.3654 | 3949 | 0 | 1319.347 | 1766.323 | 0 | 0 | 0 | 0 | 0 | 0 | 3085.67
3952 | 17.8837 | 17.8837 | 17.8837 | 7.3621 | 7.3621 | 7.3621 | 0.01 | 0.01 | 0.01 | 3952 | 981.6523 | 981.6523 | 981.6523 | 1151.5536 | 1151.5536 | 1151.5536 | 1302.5771 | 1302.5771 | 1302.5771 | 3950 | 1081.6832 | 0 | 1113.8144 | 0 | 0 | 0 | 0 | 2195.4976 |  | 3950 | 1081.6832 | 0 | 1113.8144 | 0 | 0 | 0 | 0 | 2195.4976 | 3950 | 1081.6832 | 0 | 1113.8144 | 0 | 0 | 0 | 0 | 2195.4976 | 3950 | 337.6455 | 672.0484 | 1204.1237 | 0 | 0 | 0 | 0 | 2213.8176 | 3950 | 735.6501 | 672.0484 | 1204.1237 | 0 | 0 | 0 | 0 | 2611.8222 | 3950 | 235.6501 | 672.0484 | 1204.1237 | 0 | 0 | 0 | 0 | 2111.8222 | 3950 | 0 | 1344.0969 | 1505.1546 | 0 | 0 | 0 | 0 | 0 | 0 | 2849.2515 | 3950 | 0 | 1344.0969 | 1505.1546 | 17 | 0 | 0 | 0 | 0 | 0 | 2866.2515 | 3950 | 0 | 1344.0969 | 1505.1546 | 0 | 0 | 0 | 0 | 0 | 0 | 2849.2515
3953 | 19.4916 | 18.6145 | 18.6145 | 14.9898 | 14.9898 | 14.9898 | 0.01 | 0.01 | 0.01 | 3953 | 988.3151 | 988.3151 | 988.3151 | 1159.3696 | 1159.3696 | 1159.3696 | 1311.4181 | 1311.4181 | 1311.4181 | 3951 | 1044.0594 | 0 | 864.6048 | 0 | 0 | 0 | 0 | 1908.6642 |  | 3951 | 1044.0594 | 0 | 864.6048 | 0 | 0 | 0 | 0 | 1908.6642 | 3951 | 1044.0594 | 0 | 864.6048 | 0 | 0 | 0 | 0 | 1908.6642 | 3951 | 1099.0099 | 696.2664 | 934.7079 | 0 | 0 | 0 | 0 | 2729.9842 | 3951 | 1099.0099 | 696.2664 | 934.7079 | 0 | 0 | 0 | 0 | 2729.9842 | 3951 | 1099.0099 | 696.2664 | 934.7079 | 0 | 0 | 0 | 0 | 2729.9842 | 3951 | 1117.3267 | 1392.5328 | 1168.3849 | 0 | 0 | 0 | 0 | 0 | 0 | 3678.2444 | 3951 | 1117.3267 | 1392.5328 | 1168.3849 | 17 | 0 | 0 | 0 | 0 | 0 | 3695.2444 | 3951 | 1117.3267 | 1392.5328 | 1168.3849 | 0 | 0 | 0 | 0 | 0 | 0 | 3678.2444
3954 | 19.4916 | 19.4916 | 19.4916 | 14.9898 | 14.9898 | 14.9898 | 0.01 | 0.01 | 0.01 | 3954 | 980.5418 | 980.5418 | 980.5418 | 1150.251 | 1150.251 | 1150.251 | 1301.1036 | 1301.1036 | 1301.1036 | 3952 | 1147.5248 | 0 | 534.0206 | 0 | 0 | 0 | 0 | 1681.5454 |  | 3952 | 1147.5248 | 0 | 534.0206 | 0 | 0 | 0 | 0 | 1681.5454 | 3952 | 1147.5248 | 0 | 534.0206 | 0 | 0 | 0 | 0 | 1681.5454 | 3952 | 1207.9208 | 734.6115 | 577.3196 | 0 | 0 | 0 | 0 | 2519.8519 | 3952 | 1207.9208 | 734.6115 | 577.3196 | 0 | 0 | 0 | 0 | 2519.8519 | 3952 | 1207.9208 | 734.6115 | 577.3196 | 0 | 0 | 0 | 0 | 2519.8519 | 3952 | 1228.0528 | 1469.223 | 721.6495 | 0 | 0 | 0 | 0 | 0 | 0 | 3418.9253 | 3952 | 1228.0528 | 1469.223 | 721.6495 | 17 | 0 | 0 | 0 | 0 | 0 | 3435.9253 | 3952 | 1228.0528 | 1469.223 | 721.6495 | 0 | 0 | 0 | 0 | 0 | 0 | 3418.9253
3955 | 19.015 | 18.6145 | 18.6145 | 14.0987 | 14.022 | 14.022 | 0.01 | 0.01 | 0.01 | 3955 | 942.7859 | 942.7859 | 942.7859 | 1105.9604 | 1105.9604 | 1105.9604 | 1251.0044 | 1251.0044 | 1251.0044 | 3953 | 1232.1782 | 0 | 223.7801 | 0 | 0 | 0 | 0 | 1455.9583 |  | 3953 | 1232.1782 | 0 | 223.7801 | 0 | 0 | 0 | 0 | 1455.9583 | 3953 | 1232.1782 | 0 | 223.7801 | 0 | 0 | 0 | 0 | 1455.9583 | 3953 | 1297.0297 | 756.8113 | 241.9244 | 0 | 0 | 0 | 0 | 2295.7654 | 3953 | 1297.0297 | 756.8113 | 241.9244 | 0 | 0 | 0 | 0 | 2295.7654 | 3953 | 1297.0297 | 756.8113 | 241.9244 | 0 | 0 | 0 | 0 | 2295.7654 | 3953 | 1318.6469 | 1513.6226 | 302.4055 | 0 | 0 | 0 | 0 | 0 | 0 | 3134.675 | 3953 | 1318.6469 | 1513.6226 | 302.4055 | 17 | 0 | 0 | 0 | 0 | 0 | 3151.675 | 3953 | 1318.6469 | 1513.6226 | 302.4055 | 0 | 0 | 0 | 0 | 0 | 0 | 3134.675
3956 | 18.6145 | 18.6145 | 18.6145 | 8.0251 | 8.0251 | 8.0251 | 0.01 | 0.01 | 0.01 | 3956 | 881.7103 | 881.7103 | 881.7103 | 1034.314 | 1034.314 | 1034.314 | 1695.0759 | 1695.0759 | 1695.0759 | 3954 | 1345.0495 | 0 | 81.3746 | 0 | 0 | 0 | 0 | 1426.4241 |  | 3954 | 1345.0495 | 0 | 81.3746 | 0 | 0 | 0 | 0 | 1426.4241 | 3954 | 1345.0495 | 0 | 81.3746 | 0 | 0 | 0 | 0 | 1426.4241 | 3954 | 1415.8416 | 775.9839 | 87.9725 | 0 | 0 | 0 | 0 | 2279.7979 | 3954 | 1415.8416 | 775.9839 | 87.9725 | 0 | 0 | 0 | 0 | 2279.7979 | 3954 | 1415.8416 | 775.9839 | 87.9725 | 0 | 0 | 0 | 0 | 2279.7979 | 3954 | 1439.4389 | 1551.9677 | 109.9656 | 0 | 0 | 0 | 0 | 0 | 0 | 3101.3723 | 3954 | 1439.4389 | 1551.9677 | 109.9656 | 17 | 0 | 0 | 0 | 0 | 0 | 3118.3723 | 3954 | 1439.4389 | 1551.9677 | 109.9656 | 0 | 0 | 0 | 0 | 0 | 0 | 3101.3723
3957 | 13.3772 | 13.3772 | 13.3772 | 1.9043 | 1.9043 | 1.9043 | 0.01 | 0.01 | 0.01 | 3957 | 810.6405 | 810.6405 | 810.6405 | 950.9436 | 950.9436 | 950.9436 | 1075.6575 | 1075.6575 | 1075.6575 | 3955 | 1457.9208 | 0 | 30.5155 | 0 | 0 | 0 | 0 | 1488.4363 |  | 3955 | 1457.9208 | 0 | 30.5155 | 0 | 0 | 0 | 0 | 1488.4363 | 3955 | 1457.9208 | 0 | 30.5155 | 0 | 0 | 0 | 0 | 1488.4363 | 3955 | 1534.6535 | 803.2291 | 32.9897 | 0 | 0 | 0 | 0 | 2370.8722 | 3955 | 1534.6535 | 803.2291 | 32.9897 | 0 | 0 | 0 | 0 | 2370.8722 | 3955 | 1534.6535 | 803.2291 | 32.9897 | 0 | 0 | 0 | 0 | 2370.8722 | 3955 | 1560.231 | 1606.4581 | 41.2371 | 0 | 0 | 0 | 0 | 0 | 0 | 3207.9263 | 3955 | 1560.231 | 1606.4581 | 41.2371 | 17 | 0 | 0 | 0 | 0 | 0 | 3224.9263 | 3955 | 1560.231 | 1606.4581 | 41.2371 | 0 | 0 | 0 | 0 | 0 | 0 | 3207.9263
3958 | 11.1093 | 11.1093 | 11.1093 | 0.01 | 0.01 | 0.01 | 0.01 | 0.01 | 0.01 | 3958 | 754.0067 | 754.0067 | 754.0067 | 1348.7392 | 884.5078 | 1348.7392 | 1525.623 | 1000.5088 | 1000.5088 | 3956 | 1476.7327 | 0 | 5.0859 | 0 | 0 | 0 | 0 | 1481.8186 |  | 3956 | 1476.7327 | 0 | 5.0859 | 0 | 0 | 0 | 0 | 1481.8186 | 3956 | 1476.7327 | 0 | 5.0859 | 0 | 0 | 0 | 0 | 1481.8186 | 3956 | 1554.4554 | 846.6196 | 5.4983 | 0 | 0 | 0 | 0 | 2406.5733 | 3956 | 1554.4554 | 846.6196 | 5.4983 | 0 | 0 | 0 | 0 | 2406.5733 | 3956 | 1554.4554 | 846.6196 | 5.4983 | 0 | 0 | 0 | 0 | 2406.5733 | 3956 | 477.5284 | 1693.2392 | 6.8729 | 0 | 0 | 0 | 0 | 0 | 0 | 2177.6404 | 3956 | 949.8757 | 1693.2392 | 6.8729 | 17 | 0 | 0 | 0 | 0 | 0 | 2666.9877 | 3956 | 651.7676 | 1693.2392 | 6.8729 | 0 | 0 | 0 | 0 | 0 | 0 | 2351.8796
3959 | 9.5348 | 9.5348 | 9.5348 | 0.01 | 0.01 | 0.01 | 0.01 | 0.01 | 0.01 | 3959 | 1080.896 | 1080.896 | 1080.896 | 1174.7609 | 1267.9741 | 1267.9741 | 1434.2658 | 909.1516 | 1434.2658 | 3957 | 1664.8515 | 0 | 0 | 0 | 0 | 0 | 0 | 1664.8515 |  | 3957 | 1664.8515 | 0 | 0 | 0 | 0 | 0 | 0 | 1664.8515 | 3957 | 1664.8515 | 0 | 0 | 0 | 0 | 0 | 0 | 1664.8515 | 3957 | 1752.4752 | 873.8648 | 0 | 0 | 0 | 0 | 0 | 2626.34 | 3957 | 1752.4752 | 873.8648 | 0 | 0 | 0 | 0 | 0 | 2626.34 | 3957 | 1752.4752 | 873.8648 | 0 | 0 | 0 | 0 | 0 | 2626.34 | 3957 | 1781.6832 | 1747.7296 | 0 | 0 | 0 | 0 | 0 | 0 | 0 | 3529.4127 | 3957 | 1781.6832 | 1747.7296 | 0 | 17 | 0 | 0 | 0 | 0 | 0 | 3546.4127 | 3957 | 1781.6832 | 1747.7296 | 0 | 0 | 0 | 0 | 0 | 0 | 0 | 3529.4127
3960 | 0.01 | 0.01 | 0.01 | 0.01 | 0.01 | 0.01 | 0.01 | 0.01 | 0.01 | 3960 | 1065.3494 | 1065.3494 | 1065.3494 | 1249.7368 | 1249.7368 | 1249.7368 | 1413.6367 | 888.5226 | 888.5226 | 3958 | 1975.2475 | 0 | 0 | 0 | 0 | 0 | 0 | 1975.2475 |  | 3958 | 1975.2475 | 0 | 0 | 0 | 0 | 0 | 0 | 1975.2475 | 3958 | 1975.2475 | 0 | 0 | 0 | 0 | 0 | 0 | 1975.2475 | 3958 | 2079.2079 | 889.001 | 0 | 0 | 0 | 0 | 0 | 2968.2089 | 3958 | 2079.2079 | 889.001 | 0 | 0 | 0 | 0 | 0 | 2968.2089 | 3958 | 1442.3026 | 889.001 | 0 | 0 | 0 | 0 | 0 | 2331.3037 | 3958 | 0 | 1778.002 | 0 | 0 | 0 | 0 | 0 | 0 | 0 | 1778.002 | 3958 | 0 | 1778.002 | 0 | 17 | 0 | 0 | 0 | 0 | 0 | 1795.002 | 3958 | 0 | 1778.002 | 0 | 0 | 0 | 0 | 0 | 0 | 0 | 1778.002
3961 | 0.01 | 0.01 | 0.01 | 0.01 | 0.01 | 0.01 | 0.01 | 0.01 | 0.01 | 3961 | 1042.0296 | 1042.0296 | 1042.0296 | 1222.3809 | 1222.3809 | 1222.3809 | 1382.6932 | 857.579 | 1382.6932 | 3959 | 2050.495 | 0 | 0 | 0 | 0 | 0 | 0 | 2050.495 |  | 3959 | 2050.495 | 0 | 0 | 0 | 0 | 0 | 0 | 2050.495 | 3959 | 2050.495 | 0 | 0 | 0 | 0 | 0 | 0 | 2050.495 | 3959 | 766.3063 | 891.0192 | 0 | 0 | 0 | 0 | 0 | 1657.3254 | 3959 | 1359.5194 | 891.0192 | 0 | 0 | 0 | 0 | 0 | 2250.5386 | 3959 | 1359.5194 | 891.0192 | 0 | 0 | 0 | 0 | 0 | 2250.5386 | 3959 | 0 | 1782.0383 | 0 | 0 | 0 | 0 | 0 | 0 | 0 | 1782.0383 | 3959 | 1855.1021 | 1782.0383 | 0 | 17 | 0 | 0 | 0 | 0 | 0 | 3654.1404 | 3959 | 0 | 1782.0383 | 0 | 0 | 0 | 0 | 0 | 0 | 0 | 1782.0383
3962 | 0.01 | 0.01 | 0.01 | 0.01 | 0.01 | 0.01 | 0.01 | 0.01 | 0.01 | 3962 | 1034.2564 | 1034.2564 | 1034.2564 | 1213.2623 | 749.0309 | 1213.2623 | 847.2645 | 1372.3786 | 847.2645 | 3960 | 2144.5545 | 0 | 0 | 0 | 0 | 0 | 0 | 2144.5545 |  | 3960 | 2082.7146 | 0 | 0 | 0 | 0 | 0 | 0 | 2082.7146 | 3960 | 2144.5545 | 0 | 0 | 0 | 0 | 0 | 0 | 2144.5545 | 3960 | 0 | 879.9193 | 0 | 0 | 0 | 0 | 0 | 879.9193 | 3960 | 430.7626 | 879.9193 | 0 | 0 | 0 | 0 | 0 | 1310.6819 | 3960 | 430.7626 | 879.9193 | 0 | 0 | 0 | 0 | 0 | 1310.6819 | 3960 | 1261.2143 | 1759.8385 | 0 | 0 | 0 | 0 | 0 | 0 | 0 | 3021.0528 | 3960 | 0 | 1759.8385 | 0 | 17 | 0 | 0 | 0 | 0 | 0 | 1776.8385 | 3960 | 0 | 1759.8385 | 0 | 0 | 0 | 0 | 0 | 0 | 0 | 1759.8385
3963 | 0.01 | 0.01 | 0.01 | 0.01 | 0.01 | 0.01 | 0.01 | 0.01 | 0.01 | 3963 | 1073.1227 | 1073.1227 | 1073.1227 | 1258.8555 | 1258.8555 | 1258.8555 | 1149.3138 | 1423.9513 | 898.8371 | 3961 | 1900 | 0 | 0 | 0 | 0 | 0 | 0 | 1900 |  | 3961 | 1900 | 0 | 0 | 0 | 0 | 0 | 0 | 1900 | 3961 | 1526.0296 | 0 | 0 | 0 | 0 | 0 | 0 | 1526.0296 | 3961 | 0 | 856.7104 | 0 | 0 | 0 | 0 | 0 | 856.7104 | 3961 | 0 | 856.7104 | 0 | 0 | 0 | 0 | 0 | 856.7104 | 3961 | 0 | 856.7104 | 0 | 0 | 0 | 0 | 0 | 856.7104 | 3961 | 0 | 1713.4208 | 0 | 0 | 0 | 0 | 0 | 0 | 0 | 1713.4208 | 3961 | 0 | 1713.4208 | 0 | 17 | 0 | 0 | 0 | 0 | 0 | 1730.4208 | 3961 | 0 | 1713.4208 | 0 | 0 | 0 | 0 | 0 | 0 | 0 | 1713.4208
3964 | 0.01 | 0.01 | 0.01 | 0.01 | 0.01 | 0.01 | 0.01 | 0.01 | 0.01 | 3964 | 1205.2682 | 1205.2682 | 1205.2682 | 1413.8723 | 1413.8723 | 1413.8723 | 1074.184 | 1074.184 | 1074.184 | 3962 | 1542.5743 | 0 | 10.1718 | 0 | 0 | 0 | 0 | 1552.7461 |  | 3962 | 1291.0686 | 0 | 10.1718 | 0 | 0 | 0 | 0 | 1301.2404 | 3962 | 1107.3221 | 0 | 10.1718 | 0 | 0 | 0 | 0 | 1117.4939 | 3962 | 0 | 819.3744 | 10.9966 | 0 | 0 | 0 | 0 | 830.3709 | 3962 | 0 | 819.3744 | 10.9966 | 0 | 0 | 0 | 0 | 830.3709 | 3962 | 0 | 819.3744 | 10.9966 | 0 | 0 | 0 | 0 | 830.3709 | 3962 | 0 | 1638.7487 | 13.7457 | 0 | 0 | 0 | 0 | 0 | 0 | 1652.4944 | 3962 | 0 | 1638.7487 | 13.7457 | 17 | 0 | 0 | 0 | 0 | 0 | 1669.4944 | 3962 | 0 | 1638.7487 | 13.7457 | 0 | 0 | 0 | 0 | 0 | 0 | 1652.4944
3965 | 0.01 | 0.01 | 0.01 | 0.01 | 0.01 | 0.01 | 0.01 | 0.01 | 0.01 | 3965 | 1332.9718 | 1332.9718 | 1332.9718 | 1563.6785 | 1563.6785 | 1563.6785 | 1768.7511 | 1768.7511 | 1768.7511 | 3963 | 1467.3267 | 0 | 45.7732 | 0 | 0 | 0 | 0 | 1513.0999 |  | 3963 | 1467.3267 | 0 | 45.7732 | 0 | 0 | 0 | 0 | 1513.0999 | 3963 | 1450.9797 | 0 | 45.7732 | 0 | 0 | 0 | 0 | 1496.7529 | 3963 | 0 | 805.2472 | 49.4845 | 0 | 0 | 0 | 0 | 854.7318 | 3963 | 0 | 805.2472 | 49.4845 | 0 | 0 | 0 | 0 | 854.7318 | 3963 | 0 | 805.2472 | 49.4845 | 0 | 0 | 0 | 0 | 854.7318 | 3963 | 0 | 1610.4944 | 61.8557 | 0 | 0 | 0 | 0 | 0 | 0 | 1672.3501 | 3963 | 0 | 1610.4944 | 61.8557 | 17 | 0 | 0 | 0 | 0 | 0 | 1689.3501 | 3963 | 0 | 1610.4944 | 61.8557 | 0 | 0 | 0 | 0 | 0 | 0 | 1672.3501
3966 | 0.01 | 0.01 | 0.01 | 0.01 | 0.01 | 0.01 | 0.01 | 0.01 | 0.01 | 3966 | 1447.3499 | 1447.3499 | 1447.3499 | 1697.8527 | 1697.8527 | 1697.8527 | 1920.5219 | 1395.4078 | 1395.4078 | 3964 | 1420.297 | 0 | 106.8041 | 0 | 0 | 0 | 0 | 1527.1012 |  | 3964 | 970.5738 | 0 | 106.8041 | 0 | 0 | 0 | 0 | 1077.3779 | 3964 | 1082.4641 | 0 | 106.8041 | 0 | 0 | 0 | 0 | 1189.2682 | 3964 | 0 | 813.3199 | 115.4639 | 0 | 0 | 0 | 0 | 928.7838 | 3964 | 0 | 813.3199 | 115.4639 | 0 | 0 | 0 | 0 | 928.7838 | 3964 | 0 | 813.3199 | 115.4639 | 0 | 0 | 0 | 0 | 928.7838 | 3964 | 0 | 1626.6398 | 144.3299 | 0 | 0 | 0 | 0 | 0 | 0 | 1770.9697 | 3964 | 0 | 1626.6398 | 144.3299 | 17 | 0 | 0 | 0 | 0 | 0 | 1787.9697 | 3964 | 0 | 1626.6398 | 144.3299 | 0 | 0 | 0 | 0 | 0 | 0 | 1770.9697
3967 | 0.01 | 0.01 | 0.01 | 0.01 | 0.01 | 0.01 | 0.01 | 0.01 | 0.01 | 3967 | 1487.3266 | 1487.3266 | 1487.3266 | 1744.7486 | 1744.7486 | 1744.7486 | 1448.4539 | 1973.5681 | 1448.4539 | 3965 | 1288.6139 | 0 | 488.2474 | 0 | 0 | 0 | 0 | 1776.8613 |  | 3965 | 1288.6139 | 0 | 488.2474 | 0 | 0 | 0 | 0 | 1776.8613 | 3965 | 1010.1418 | 0 | 488.2474 | 0 | 0 | 0 | 0 | 1498.3892 | 3965 | 0 | 776.9929 | 527.8351 | 0 | 0 | 0 | 0 | 1304.828 | 3965 | 0 | 776.9929 | 527.8351 | 0 | 0 | 0 | 0 | 1304.828 | 3965 | 0 | 776.9929 | 527.8351 | 0 | 0 | 0 | 0 | 1304.828 | 3965 | 52.9857 | 1553.9859 | 659.7938 | 0 | 0 | 0 | 0 | 0 | 0 | 2266.7654 | 3965 | 52.9857 | 1553.9859 | 659.7938 | 17 | 0 | 0 | 0 | 0 | 0 | 2283.7654 | 3965 | 52.9857 | 1553.9859 | 659.7938 | 0 | 0 | 0 | 0 | 0 | 0 | 2266.7654
3968 | 0.01 | 0.01 | 0.01 | 0.01 | 0.01 | 0.01 | 0.01 | 0.01 | 0.01 | 3968 | 1487.3266 | 1487.3266 | 1487.3266 | 1744.7486 | 1744.7486 | 1744.7486 | 1529.4113 | 1529.4113 | 1529.4113 | 3966 | 1250.9901 | 0 | 350.9278 | 0 | 0 | 0 | 0 | 1601.9179 |  | 3966 | 1250.9901 | 0 | 350.9278 | 0 | 0 | 0 | 0 | 1601.9179 | 3966 | 1250.9901 | 0 | 350.9278 | 0 | 0 | 0 | 0 | 1601.9179 | 3966 | 0 | 711.4026 | 379.3814 | 0 | 0 | 0 | 0 | 1090.7841 | 3966 | 0 | 711.4026 | 379.3814 | 0 | 0 | 0 | 0 | 1090.7841 | 3966 | 0 | 711.4026 | 379.3814 | 0 | 0 | 0 | 0 | 1090.7841 | 3966 | 804.698 | 1422.8052 | 474.2268 | 0 | 0 | 0 | 0 | 0 | 0 | 2701.73 | 3966 | 279.5838 | 1422.8052 | 474.2268 | 17 | 0 | 0 | 0 | 0 | 0 | 2193.6159 | 3966 | 279.5838 | 1422.8052 | 474.2268 | 0 | 0 | 0 | 0 | 0 | 0 | 2176.6159
3969 | 0.01 | 0.01 | 0.01 | 0.01 | 0.01 | 0.01 | 0.01 | 0.01 | 0.01 | 3969 | 1480.6638 | 1480.6638 | 1480.6638 | 1736.9326 | 1736.9326 | 1736.9326 | 1964.727 | 1565.6302 | 1964.727 | 3967 | 1109.901 | 0 | 635.7388 | 0 | 0 | 0 | 0 | 1745.6398 |  | 3967 | 1109.901 | 0 | 635.7388 | 0 | 0 | 0 | 0 | 1745.6398 | 3967 | 1109.901 | 0 | 635.7388 | 0 | 0 | 0 | 0 | 1745.6398 | 3967 | 0 | 605.449 | 687.2852 | 0 | 0 | 0 | 0 | 1292.7343 | 3967 | 0 | 605.449 | 687.2852 | 0 | 0 | 0 | 0 | 1292.7343 | 3967 | 0 | 605.449 | 687.2852 | 0 | 0 | 0 | 0 | 1292.7343 | 3967 | 120.765 | 1210.8981 | 859.1065 | 0 | 0 | 0 | 0 | 0 | 0 | 2190.7696 | 3967 | 645.8792 | 1210.8981 | 859.1065 | 17 | 0 | 0 | 0 | 0 | 0 | 2732.8838 | 3967 | 120.765 | 1210.8981 | 859.1065 | 0 | 0 | 0 | 0 | 0 | 0 | 2190.7696
3970 | 0.01 | 0.01 | 0.01 | 0.01 | 0.01 | 0.01 | 0 | 0 | 0 | 3970 | 1450.6813 | 1450.6813 | 1450.6813 | 1237.5294 | 1701.7607 | 1701.7607 | 1924.9424 | 1924.9424 | 1924.9424 | 3968 | 1081.6832 | 0 | 920.5498 | 0 | 0 | 0 | 0 | 2002.233 |  | 3968 | 1081.6832 | 0 | 920.5498 | 0 | 0 | 0 | 0 | 2002.233 | 3968 | 491.6086 | 0 | 920.5498 | 0 | 0 | 0 | 0 | 1412.1584 | 3968 | 1138.6139 | 491.4228 | 995.189 | 0 | 0 | 0 | 0 | 2625.2257 | 3968 | 0 | 491.4228 | 995.189 | 0 | 0 | 0 | 0 | 1486.6118 | 3968 | 1138.6139 | 491.4228 | 995.189 | 0 | 0 | 0 | 0 | 2625.2257 | 3968 | 0 | 982.8456 | 1243.9863 | 0 | 0 | 0 | 0 | 0 | 0 | 2226.8319 | 3968 | 0 | 982.8456 | 1243.9863 | 17 | 0 | 0 | 0 | 0 | 0 | 2243.8319 | 3968 | 0 | 982.8456 | 1243.9863 | 0 | 0 | 0 | 0 | 0 | 0 | 2226.8319
3971 | 0.01 | 0.01 | 0.01 | 0.01 | 0.01 | 0.01 | 0 | 0 | 0 | 3971 | 1454.0127 | 1454.0127 | 1454.0127 | 1705.6687 | 1705.6687 | 1705.6687 | 1929.3629 | 1929.3629 | 1929.3629 | 3969 | 1015.8416 | 0 | 1088.3849 | 0 | 0 | 0 | 0 | 2104.2265 |  | 3969 | 1015.8416 | 0 | 1088.3849 | 0 | 0 | 0 | 0 | 2104.2265 | 3969 | 0 | 0 | 1088.3849 | 0 | 0 | 0 | 0 | 1088.3849 | 3969 | 1069.3069 | 416.7508 | 1176.6323 | 0 | 0 | 0 | 0 | 2662.69 | 3969 | 1069.3069 | 416.7508 | 1176.6323 | 0 | 0 | 0 | 0 | 2662.69 | 3969 | 1069.3069 | 416.7508 | 1176.6323 | 0 | 0 | 0 | 0 | 2662.69 | 3969 | 346.2968 | 833.5015 | 1470.7904 | 0 | 0 | 0 | 0 | 0 | 0 | 2650.5887 | 3969 | 0 | 833.5015 | 1470.7904 | 17 | 0 | 0 | 0 | 0 | 0 | 2321.2919 | 3969 | 346.2968 | 833.5015 | 1470.7904 | 0 | 0 | 0 | 0 | 0 | 0 | 2650.5887
3972 | 0.01 | 0.01 | 0.01 | 0.01 | 0.01 | 0.01 | 0 | 0 | 0 | 3972 | 1444.0185 | 1444.0185 | 1444.0185 | 1693.9447 | 1693.9447 | 1693.9447 | 1916.1014 | 1916.1014 | 1916.1014 | 3970 | 600.4411 | 0 | 1144.3299 | 0 | 0 | 0 | 0 | 1744.771 |  | 3970 | 1044.0594 | 0 | 1144.3299 | 0 | 0 | 0 | 0 | 2188.3893 | 3970 | 1044.0594 | 0 | 1144.3299 | 0 | 0 | 0 | 0 | 2188.3893 | 3970 | 323.6812 | 394.551 | 1237.1134 | 0 | 0 | 0 | 0 | 1955.3455 | 3970 | 1099.0099 | 394.551 | 1237.1134 | 0 | 0 | 0 | 0 | 2730.6743 | 3970 | 843.5656 | 394.551 | 1237.1134 | 0 | 0 | 0 | 0 | 2475.23 | 3970 | 0 | 789.1019 | 1546.3918 | 0 | 0 | 0 | 0 | 0 | 0 | 2335.4937 | 3970 | 0 | 789.1019 | 1546.3918 | 17 | 0 | 0 | 0 | 0 | 0 | 2352.4937 | 3970 | 0 | 789.1019 | 1546.3918 | 0 | 0 | 0 | 0 | 0 | 0 | 2335.4937
3973 | 0.01 | 0.01 | 0.01 | 0.01 | 0.01 | 0.01 | 0 | 0.01 | 0.01 | 3973 | 1432.9138 | 1432.9138 | 1432.9138 | 1680.9181 | 1680.9181 | 1680.9181 | 1901.3664 | 1901.3664 | 1901.3664 | 3971 | 528.7769 | 0 | 1210.4467 | 0 | 0 | 0 | 0 | 1739.2236 |  | 3971 | 0 | 0 | 1210.4467 | 0 | 0 | 0 | 0 | 1210.4467 | 3971 | 968.8119 | 0 | 1210.4467 | 0 | 0 | 0 | 0 | 2179.2586 | 3971 | 690.1593 | 418.7689 | 1308.5911 | 0 | 0 | 0 | 0 | 2417.5193 | 3971 | 1019.802 | 418.7689 | 1308.5911 | 0 | 0 | 0 | 0 | 2747.162 | 3971 | 1019.802 | 418.7689 | 1308.5911 | 0 | 0 | 0 | 0 | 2747.162 | 3971 | 0 | 837.5378 | 1635.7388 | 0 | 0 | 0 | 0 | 0 | 0 | 2473.2767 | 3971 | 0 | 837.5378 | 1635.7388 | 17 | 0 | 0 | 0 | 0 | 0 | 2490.2767 | 3971 | 0 | 837.5378 | 1635.7388 | 0 | 0 | 0 | 0 | 0 | 0 | 2473.2767
3974 | 0.01 | 0.01 | 0.01 | 0.01 | 0.01 | 0.01 | 0.01 | 0.01 | 0.01 | 3974 | 1412.9254 | 1412.9254 | 1412.9254 | 1657.4702 | 1657.4702 | 1657.4702 | 1874.8433 | 1874.8433 | 1874.8433 | 3972 | 461.4034 | 0 | 1190.1031 | 0 | 0 | 0 | 0 | 1651.5065 |  | 3972 | 893.5644 | 0 | 1190.1031 | 0 | 0 | 0 | 0 | 2083.6674 | 3972 | 893.5644 | 0 | 1190.1031 | 0 | 0 | 0 | 0 | 2083.6674 | 3972 | 549.8716 | 461.1504 | 1286.5979 | 0 | 0 | 0 | 0 | 2297.6199 | 3972 | 940.5941 | 461.1504 | 1286.5979 | 0 | 0 | 0 | 0 | 2688.3424 | 3972 | 940.5941 | 461.1504 | 1286.5979 | 0 | 0 | 0 | 0 | 2688.3424 | 3972 | 0 | 922.3007 | 1608.2474 | 0 | 0 | 0 | 0 | 0 | 0 | 2530.5481 | 3972 | 0 | 922.3007 | 1608.2474 | 17 | 0 | 0 | 0 | 0 | 0 | 2547.5481 | 3972 | 0 | 922.3007 | 1608.2474 | 0 | 0 | 0 | 0 | 0 | 0 | 2530.5481
3975 | 0.01 | 0.01 | 0.01 | 0.01 | 0.01 | 0.01 | 0.01 | 0.01 | 0.01 | 3975 | 1404.0417 | 1404.0417 | 1404.0417 | 1647.0489 | 1647.0489 | 1647.0489 | 1337.9411 | 1337.9411 | 1337.9411 | 3973 | 473.8389 | 0 | 1179.9313 | 0 | 0 | 0 | 0 | 1653.7702 |  | 3973 | 921.7822 | 0 | 1179.9313 | 0 | 0 | 0 | 0 | 2101.7134 | 3973 | 921.7822 | 0 | 1179.9313 | 0 | 0 | 0 | 0 | 2101.7134 | 3973 | 531.7083 | 504.5409 | 1275.6014 | 0 | 0 | 0 | 0 | 2311.8506 | 3973 | 970.297 | 504.5409 | 1275.6014 | 0 | 0 | 0 | 0 | 2750.4393 | 3973 | 585.7 | 504.5409 | 1275.6014 | 0 | 0 | 0 | 0 | 2365.8422 | 3973 | 0 | 1009.0817 | 1594.5017 | 0 | 0 | 0 | 0 | 0 | 0 | 2603.5835 | 3973 | 0 | 1009.0817 | 1594.5017 | 17 | 0 | 0 | 0 | 0 | 0 | 2620.5835 | 3973 | 0 | 1009.0817 | 1594.5017 | 0 | 0 | 0 | 0 | 0 | 0 | 2603.5835
3976 | 11.0239 | 11.1093 | 11.1093 | 0.01 | 0.01 | 0.01 | 0.01 | 0.01 | 0.01 | 3976 | 1010.5244 | 1375.2149 | 1262.9172 | 1649.6542 | 1649.6542 | 1185.4229 | 1340.8881 | 1340.8881 | 1340.8881 | 3974 | 665.5245 | 0 | 1052.7835 | 0 | 0 | 0 | 0 | 1718.308 |  | 3974 | 1062.8713 | 0 | 1052.7835 | 0 | 0 | 0 | 0 | 2115.6548 | 3974 | 1062.8713 | 0 | 1052.7835 | 0 | 0 | 0 | 0 | 2115.6548 | 3974 | 1118.8119 | 535.8224 | 1138.1443 | 0 | 0 | 0 | 0 | 2792.7786 | 3974 | 1118.8119 | 535.8224 | 1138.1443 | 0 | 0 | 0 | 0 | 2792.7786 | 3974 | 1118.8119 | 535.8224 | 1138.1443 | 0 | 0 | 0 | 0 | 2792.7786 | 3974 | 0 | 1071.6448 | 1422.6804 | 0 | 0 | 0 | 0 | 0 | 0 | 2494.3252 | 3974 | 0 | 1071.6448 | 1422.6804 | 17 | 0 | 0 | 0 | 0 | 0 | 2511.3252 | 3974 | 0 | 1071.6448 | 1422.6804 | 0 | 0 | 0 | 0 | 0 | 0 | 2494.3252
3977 | 13.3772 | 13.3772 | 13.3772 | 5.1274 | 5.1274 | 5.1274 | 0.01 | 0.01 | 0.01 | 3977 | 1009.4139 | 1009.4139 | 1009.4139 | 1184.1202 | 1184.1202 | 1184.1202 | 1339.4146 | 1339.4146 | 1864.5288 | 3975 | 1203.9604 | 0 | 808.6598 | 0 | 0 | 0 | 0 | 2012.6202 |  | 3975 | 1079.3819 | 0 | 808.6598 | 0 | 0 | 0 | 0 | 1888.0417 | 3975 | 1079.3819 | 0 | 808.6598 | 0 | 0 | 0 | 0 | 1888.0417 | 3975 | 1267.3267 | 552.9768 | 874.2268 | 0 | 0 | 0 | 0 | 2694.5303 | 3975 | 1267.3267 | 552.9768 | 874.2268 | 0 | 0 | 0 | 0 | 2694.5303 | 3975 | 1267.3267 | 552.9768 | 874.2268 | 0 | 0 | 0 | 0 | 2694.5303 | 3975 | 652.7757 | 1105.9536 | 1092.7835 | 0 | 0 | 0 | 0 | 0 | 0 | 2851.5128 | 3975 | 652.7757 | 1105.9536 | 1092.7835 | 17 | 0 | 0 | 0 | 0 | 0 | 2868.5128 | 3975 | 1288.4488 | 1105.9536 | 1092.7835 | 0 | 0 | 0 | 0 | 0 | 0 | 3487.1859
3978 | 74.1528 | 31.5584 | 31.5584 | 31.7611 | 31.7193 | 31.7275 | 0.01 | 0.01 | 0.01 | 3978 | 993.8674 | 993.8674 | 993.8674 | 1165.8829 | 1165.8829 | 1165.8829 | 1318.7856 | 1318.7856 | 1318.7856 | 3976 | 1156.9307 | 0 | 523.8488 | 0 | 0 | 0 | 0 | 1680.7795 |  | 3976 | 1156.9307 | 0 | 523.8488 | 0 | 0 | 0 | 0 | 1680.7795 | 3976 | 1156.9307 | 0 | 523.8488 | 0 | 0 | 0 | 0 | 1680.7795 | 3976 | 1016.9552 | 548.9405 | 566.323 | 0 | 0 | 0 | 0 | 2132.2187 | 3976 | 1217.8218 | 548.9405 | 566.323 | 0 | 0 | 0 | 0 | 2333.0853 | 3976 | 1052.7238 | 548.9405 | 566.323 | 0 | 0 | 0 | 0 | 2167.9873 | 3976 | 1096.6901 | 1097.8809 | 707.9038 | 0 | 0 | 0 | 0 | 0 | 0 | 2902.4748 | 3976 | 1096.6901 | 1097.8809 | 707.9038 | 17 | 0 | 0 | 0 | 0 | 0 | 2919.4748 | 3976 | 1096.6901 | 1097.8809 | 707.9038 | 0 | 0 | 0 | 0 | 0 | 0 | 2902.4748
3979 | 74.1528 | 31.5584 | 31.5584 | 67.4259 | 35.66 | 36.9906 | 29.4762 | 18.1731 | 18.1731 | 3979 | 957.222 | 957.222 | 957.222 | 1122.8951 | 1122.8951 | 1122.8951 | 1270.16 | 1270.16 | 1270.16 | 3977 | 1034.6535 | 0 | 218.6942 | 0 | 0 | 0 | 0 | 1253.3476 |  | 3977 | 1034.6535 | 0 | 218.6942 | 0 | 0 | 0 | 0 | 1253.3476 | 3977 | 1034.6535 | 0 | 218.6942 | 0 | 0 | 0 | 0 | 1253.3476 | 3977 | 1089.1089 | 515.6408 | 236.4261 | 0 | 0 | 0 | 0 | 1841.1758 | 3977 | 1089.1089 | 515.6408 | 236.4261 | 0 | 0 | 0 | 0 | 1841.1758 | 3977 | 1089.1089 | 515.6408 | 236.4261 | 0 | 0 | 0 | 0 | 1841.1758 | 3977 | 1107.2607 | 1031.2815 | 295.5326 | 0 | 0 | 0 | 0 | 0 | 0 | 2434.0749 | 3977 | 1107.2607 | 1031.2815 | 295.5326 | 17 | 0 | 0 | 0 | 0 | 0 | 2451.0749 | 3977 | 472.5325 | 1031.2815 | 295.5326 | 0 | 0 | 0 | 0 | 0 | 0 | 1799.3467
3980 | 74.1528 | 31.5584 | 31.5584 | 67.4259 | 35.66 | 36.9906 | 29.4762 | 18.1731 | 18.1731 | 3980 | 892.815 | 892.815 | 892.815 | 1047.3406 | 1047.3406 | 1047.3406 | 1184.6968 | 1184.6968 | 1184.6968 | 3978 | 752.4752 | 0 | 76.2887 | 0 | 0 | 0 | 149.1035 | 977.8674 |  | 3978 | 752.4752 | 0 | 76.2887 | 0 | 0 | 0 | 0 | 828.7639 | 3978 | 752.4752 | 0 | 76.2887 | 0 | 0 | 0 | 0 | 828.7639 | 3978 | 792.0792 | 451.0595 | 82.4742 | 0 | 0 | 0 | 0 | 1325.613 | 3978 | 792.0792 | 451.0595 | 82.4742 | 0 | 0 | 0 | 0 | 1325.613 | 3978 | 792.0792 | 451.0595 | 82.4742 | 0 | 0 | 0 | 0 | 1325.613 | 3978 | 796.1382 | 902.1191 | 103.0928 | 0 | 0 | 0 | 0 | 0 | 0 | 1801.3501 | 3978 | 796.1382 | 902.1191 | 103.0928 | 17 | 0 | 0 | 0 | 0 | 0 | 1818.3501 | 3978 | 805.2805 | 902.1191 | 103.0928 | 0 | 0 | 0 | 0 | 0 | 0 | 1810.4924
3981 | 74.1528 | 31.5584 | 31.5584 | 67.4259 | 35.66 | 36.9906 | 8.7968 | 3.0198 | 3.0198 | 3981 | 832.8498 | 832.8498 | 832.8498 | 976.9969 | 976.9969 | 976.9969 | 1105.1276 | 1105.1276 | 1105.1276 | 3979 | 714.8515 | 0 | 30.5155 | 0 | 0 | 0 | 150 | 895.3669 |  | 3979 | 714.8515 | 0 | 30.5155 | 0 | 0 | 0 | 0 | 745.3669 | 3979 | 714.8515 | 0 | 30.5155 | 0 | 0 | 0 | 0 | 745.3669 | 3979 | 752.4752 | 407.669 | 32.9897 | 0 | 0 | 0 | 0 | 1193.134 | 3979 | 752.4752 | 407.669 | 32.9897 | 0 | 0 | 0 | 0 | 1193.134 | 3979 | 752.4752 | 407.669 | 32.9897 | 0 | 0 | 0 | 0 | 1193.134 | 3979 | 765.0165 | 815.338 | 41.2371 | 0 | 0 | 0 | 0 | 0 | 0 | 1621.5917 | 3979 | 765.0165 | 815.338 | 41.2371 | 17 | 0 | 0 | 0 | 0 | 0 | 1638.5917 | 3979 | 765.0165 | 815.338 | 41.2371 | 0 | 0 | 0 | 0 | 0 | 0 | 1621.5917
3982 | 74.1528 | 31.5584 | 31.5584 | 67.4259 | 35.66 | 36.9906 | 8.7968 | 3.0198 | 3.0198 | 3982 | 780.6579 | 780.6579 | 780.6579 | 915.7717 | 915.7717 | 915.7717 | 1035.8729 | 1035.8729 | 1035.8729 | 3980 | 611.3861 | 0 | 5.0859 | 0 | 0 | 0 | 81.828 | 698.3001 |  | 3980 | 611.3861 | 0 | 5.0859 | 0 | 0 | 0 | 0 | 616.472 | 3980 | 611.3861 | 0 | 5.0859 | 0 | 0 | 0 | 0 | 616.472 | 3980 | 643.5644 | 411.7053 | 5.4983 | 0 | 0 | 0 | 0 | 1060.768 | 3980 | 643.5644 | 411.7053 | 5.4983 | 0 | 0 | 0 | 0 | 1060.768 | 3980 | 643.5644 | 411.7053 | 5.4983 | 0 | 0 | 0 | 0 | 1060.768 | 3980 | 654.2904 | 823.4107 | 6.8729 | 0 | 0 | 0 | 0 | 0 | 0 | 1484.574 | 3980 | 654.2904 | 823.4107 | 6.8729 | 17 | 0 | 0 | 0 | 0 | 0 | 1501.574 | 3980 | 654.2904 | 823.4107 | 6.8729 | 0 | 0 | 0 | 0 | 0 | 0 | 1484.574
3983 | 74.1528 | 31.5584 | 31.5584 | 67.4259 | 35.66 | 36.9906 | 29.4762 | 18.1731 | 18.1731 | 3983 | 735.1287 | 735.1287 | 735.1287 | 862.3626 | 862.3626 | 862.3626 | 975.4593 | 975.4593 | 975.4593 | 3981 | 714.8515 | 0 | 0 | 0 | 0 | 0 | 0 | 714.8515 |  | 3981 | 714.8515 | 0 | 0 | 0 | 0 | 0 | 0 | 714.8515 | 3981 | 714.8515 | 0 | 0 | 0 | 0 | 0 | 0 | 714.8515 | 3981 | 752.4752 | 425.8325 | 0 | 0 | 0 | 0 | 0 | 1178.3077 | 3981 | 752.4752 | 425.8325 | 0 | 0 | 0 | 0 | 0 | 1178.3077 | 3981 | 752.4752 | 425.8325 | 0 | 0 | 0 | 0 | 0 | 1178.3077 | 3981 | 765.0165 | 851.665 | 0 | 0 | 0 | 0 | 0 | 0 | 0 | 1616.6815 | 3981 | 765.0165 | 851.665 | 0 | 17 | 0 | 0 | 0 | 0 | 0 | 1633.6815 | 3981 | 765.0165 | 851.665 | 0 | 0 | 0 | 0 | 0 | 0 | 0 | 1616.6815
3984 | 74.1528 | 31.5584 | 31.5584 | 67.4259 | 35.66 | 36.9906 | 29.4762 | 18.1731 | 18.1731 | 3984 | 711.8089 | 711.8089 | 711.8089 | 835.0066 | 835.0066 | 835.0066 | 944.5157 | 944.5157 | 944.5157 | 3982 | 667.8218 | 0 | 0 | 0 | 0 | 0 | 0 | 667.8218 |  | 3982 | 667.8218 | 0 | 0 | 0 | 0 | 0 | 0 | 667.8218 | 3982 | 667.8218 | 0 | 0 | 0 | 0 | 0 | 0 | 667.8218 | 3982 | 702.9703 | 407.669 | 0 | 0 | 0 | 0 | 0 | 1110.6393 | 3982 | 702.9703 | 407.669 | 0 | 0 | 0 | 0 | 0 | 1110.6393 | 3982 | 702.9703 | 407.669 | 0 | 0 | 0 | 0 | 0 | 1110.6393 | 3982 | 714.6865 | 815.338 | 0 | 0 | 0 | 0 | 0 | 0 | 0 | 1530.0245 | 3982 | 714.6865 | 815.338 | 0 | 17 | 0 | 0 | 0 | 0 | 0 | 1547.0245 | 3982 | 714.6865 | 815.338 | 0 | 0 | 0 | 0 | 0 | 0 | 0 | 1530.0245
3985 | 74.1528 | 31.5584 | 31.5584 | 67.4259 | 35.66 | 36.9906 | 29.4762 | 18.1731 | 18.1731 | 3985 | 688.4891 | 688.4891 | 688.4891 | 807.6507 | 807.6507 | 807.6507 | 913.5721 | 913.5721 | 913.5721 | 3983 | 573.7624 | 0 | 0 | 0 | 0 | 0 | 0 | 573.7624 |  | 3983 | 573.7624 | 0 | 0 | 0 | 0 | 0 | 0 | 573.7624 | 3983 | 573.7624 | 0 | 0 | 0 | 0 | 0 | 0 | 573.7624 | 3983 | 603.9604 | 371.3421 | 0 | 0 | 0 | 0 | 0 | 975.3025 | 3983 | 603.9604 | 371.3421 | 0 | 0 | 0 | 0 | 0 | 975.3025 | 3983 | 603.9604 | 371.3421 | 0 | 0 | 0 | 0 | 0 | 975.3025 | 3983 | 614.0264 | 742.6842 | 0 | 0 | 0 | 0 | 0 | 0 | 0 | 1356.7106 | 3983 | 614.0264 | 742.6842 | 0 | 17 | 0 | 0 | 0 | 0 | 0 | 1373.7106 | 3983 | 614.0264 | 742.6842 | 0 | 0 | 0 | 0 | 0 | 0 | 0 | 1356.7106
3986 | 74.1528 | 31.5584 | 31.5584 | 67.4259 | 35.66 | 36.9906 | 29.4762 | 18.1731 | 18.1731 | 3986 | 666.2798 | 666.2798 | 666.2798 | 781.5975 | 781.5975 | 781.5975 | 884.1021 | 884.1021 | 884.1021 | 3984 | 507.9208 | 0 | 0 | 0 | 0 | 0 | 0 | 507.9208 |  | 3984 | 507.9208 | 0 | 0 | 0 | 0 | 0 | 0 | 507.9208 | 3984 | 507.9208 | 0 | 0 | 0 | 0 | 0 | 0 | 507.9208 | 3984 | 534.6535 | 340.0605 | 0 | 0 | 0 | 0 | 0 | 874.714 | 3984 | 534.6535 | 340.0605 | 0 | 0 | 0 | 0 | 0 | 874.714 | 3984 | 534.6535 | 340.0605 | 0 | 0 | 0 | 0 | 0 | 874.714 | 3984 | 543.5644 | 680.1211 | 0 | 0 | 0 | 0 | 0 | 0 | 0 | 1223.6854 | 3984 | 543.5644 | 680.1211 | 0 | 17 | 0 | 0 | 0 | 0 | 0 | 1240.6854 | 3984 | 543.5644 | 680.1211 | 0 | 0 | 0 | 0 | 0 | 0 | 0 | 1223.6854
3987 | 74.1528 | 31.5584 | 31.5584 | 67.4259 | 35.66 | 36.9906 | 29.4762 | 18.1731 | 18.1731 | 3987 | 698.4833 | 698.4833 | 698.4833 | 819.3747 | 819.3747 | 819.3747 | 926.8337 | 926.8337 | 926.8337 | 3985 | 498.5149 | 0 | 0 | 0 | 0 | 0 | 0 | 498.5149 |  | 3985 | 498.5149 | 0 | 0 | 0 | 0 | 0 | 0 | 498.5149 | 3985 | 498.5149 | 0 | 0 | 0 | 0 | 0 | 0 | 498.5149 | 3985 | 524.7525 | 313.8244 | 0 | 0 | 0 | 0 | 0 | 838.5769 | 3985 | 524.7525 | 313.8244 | 0 | 0 | 0 | 0 | 0 | 838.5769 | 3985 | 524.7525 | 313.8244 | 0 | 0 | 0 | 0 | 0 | 838.5769 | 3985 | 533.4983 | 627.6488 | 0 | 0 | 0 | 0 | 0 | 0 | 0 | 1161.1472 | 3985 | 533.4983 | 627.6488 | 0 | 17 | 0 | 0 | 0 | 0 | 0 | 1178.1472 | 3985 | 533.4983 | 627.6488 | 0 | 0 | 0 | 0 | 0 | 0 | 0 | 1161.1472
3988 | 74.1528 | 31.5584 | 31.5584 | 67.4259 | 35.66 | 36.9906 | 29.4762 | 19.866 | 25.4934 | 3988 | 825.0765 | 825.0765 | 825.0765 | 967.8782 | 967.8782 | 967.8782 | 1094.8131 | 1094.8131 | 1094.8131 | 3986 | 451.4851 | 0 | 15.2577 | 0 | 0 | 0 | 0 | 466.7429 |  | 3986 | 451.4851 | 0 | 15.2577 | 0 | 0 | 0 | 0 | 466.7429 | 3986 | 451.4851 | 0 | 15.2577 | 0 | 0 | 0 | 0 | 466.7429 | 3986 | 475.2475 | 302.7245 | 16.4948 | 0 | 0 | 0 | 0 | 794.4669 | 3986 | 475.2475 | 302.7245 | 16.4948 | 0 | 0 | 0 | 0 | 794.4669 | 3986 | 475.2475 | 302.7245 | 16.4948 | 0 | 0 | 0 | 0 | 794.4669 | 3986 | 483.1683 | 605.449 | 20.6186 | 0 | 0 | 0 | 0 | 0 | 0 | 1109.2359 | 3986 | 483.1683 | 605.449 | 20.6186 | 17 | 0 | 0 | 0 | 0 | 0 | 1126.2359 | 3986 | 483.1683 | 605.449 | 20.6186 | 0 | 0 | 0 | 0 | 0 | 0 | 1109.2359
3989 | 74.1528 | 31.5584 | 31.5584 | 67.4259 | 35.66 | 36.9906 | 29.4762 | 20.9838 | 25.4934 | 3989 | 932.7918 | 932.7918 | 932.7918 | 1094.2365 | 1094.2365 | 1094.2365 | 1237.7429 | 1237.7429 | 1237.7429 | 3987 | 376.2376 | 0 | 55.945 | 0 | 0 | 0 | 0 | 432.1826 |  | 3987 | 376.2376 | 0 | 55.945 | 0 | 0 | 0 | 0 | 432.1826 | 3987 | 376.2376 | 0 | 55.945 | 0 | 0 | 0 | 0 | 432.1826 | 3987 | 396.0396 | 284.561 | 60.4811 | 0 | 0 | 0 | 0 | 741.0818 | 3987 | 396.0396 | 284.561 | 60.4811 | 0 | 0 | 0 | 0 | 741.0818 | 3987 | 396.0396 | 284.561 | 60.4811 | 0 | 0 | 0 | 0 | 741.0818 | 3987 | 402.6403 | 569.1221 | 75.6014 | 0 | 0 | 0 | 0 | 0 | 0 | 1047.3637 | 3987 | 402.6403 | 569.1221 | 75.6014 | 17 | 0 | 0 | 0 | 0 | 0 | 1064.3637 | 3987 | 402.6403 | 569.1221 | 75.6014 | 0 | 0 | 0 | 0 | 0 | 0 | 1047.3637
3990 | 61.2766 | 31.5584 | 31.5584 | 33.7753 | 33.7753 | 33.7753 | 25.4934 | 19.866 | 20.4888 | 3990 | 989.4255 | 989.4255 | 989.4255 | 1160.6723 | 1160.6723 | 1160.6723 | 1312.8916 | 1312.8916 | 1312.8916 | 3988 | 253.9604 | 0 | 116.9759 | 0 | 0 | 0 | 0 | 370.9363 |  | 3988 | 253.9604 | 0 | 116.9759 | 0 | 0 | 0 | 0 | 370.9363 | 3988 | 253.9604 | 0 | 116.9759 | 0 | 0 | 0 | 0 | 370.9363 | 3988 | 267.3267 | 236.1251 | 126.4605 | 0 | 0 | 0 | 0 | 629.9123 | 3988 | 267.3267 | 236.1251 | 126.4605 | 0 | 0 | 0 | 0 | 629.9123 | 3988 | 267.3267 | 236.1251 | 126.4605 | 0 | 0 | 0 | 0 | 629.9123 | 3988 | 271.7822 | 472.2503 | 158.0756 | 0 | 0 | 0 | 0 | 0 | 0 | 902.108 | 3988 | 271.7822 | 472.2503 | 158.0756 | 17 | 0 | 0 | 0 | 0 | 0 | 919.108 | 3988 | 271.7822 | 472.2503 | 158.0756 | 0 | 0 | 0 | 0 | 0 | 0 | 902.108
3991 | 20.8657 | 20.8104 | 20.8104 | 22.3899 | 22.3899 | 22.3899 | 16.9619 | 16.1126 | 16.1126 | 3991 | 1001.6407 | 1001.6407 | 1001.6407 | 1175.0016 | 1175.0016 | 1175.0016 | 1329.1001 | 1329.1001 | 1329.1001 | 3989 | 169.3069 | 0 | 325.4983 | 0 | 0 | 0 | 150 | 644.8052 |  | 3989 | 169.3069 | 0 | 325.4983 | 0 | 0 | 0 | 0 | 494.8052 | 3989 | 169.3069 | 0 | 325.4983 | 0 | 0 | 0 | 0 | 494.8052 | 3989 | 178.2178 | 188.6983 | 351.89 | 0 | 0 | 0 | 0 | 718.8061 | 3989 | 178.2178 | 188.6983 | 351.89 | 0 | 0 | 0 | 0 | 718.8061 | 3989 | 178.2178 | 188.6983 | 351.89 | 0 | 0 | 0 | 0 | 718.8061 | 3989 | 181.1881 | 377.3966 | 439.8625 | 0 | 0 | 0 | 0 | 0 | 0 | 998.4472 | 3989 | 181.1881 | 377.3966 | 439.8625 | 17 | 0 | 0 | 0 | 0 | 0 | 1015.4472 | 3989 | 181.1881 | 377.3966 | 439.8625 | 0 | 0 | 0 | 0 | 0 | 0 | 998.4472
3992 | 10.3096 | 14.9898 | 14.9898 | 18.6145 | 18.6145 | 18.6145 | 3.0198 | 3.0198 | 3.0198 | 3992 | 1082.8601 | 999.4197 | 999.4197 | 1172.3962 | 1172.3962 | 1172.3962 | 1326.1531 | 1326.1531 | 1326.1531 | 3990 | 244.5545 | 0 | 676.4261 | 0 | 0 | 0 | 0 | 920.9806 |  | 3990 | 244.5545 | 0 | 676.4261 | 0 | 0 | 0 | 0 | 920.9806 | 3990 | 244.5545 | 0 | 676.4261 | 0 | 0 | 0 | 0 | 920.9806 | 3990 | 257.4257 | 196.7709 | 731.2715 | 0 | 0 | 0 | 0 | 1185.4682 | 3990 | 257.4257 | 196.7709 | 731.2715 | 0 | 0 | 0 | 0 | 1185.4682 | 3990 | 257.4257 | 196.7709 | 731.2715 | 0 | 0 | 0 | 0 | 1185.4682 | 3990 | 261.7162 | 393.5419 | 914.0893 | 0 | 0 | 0 | 0 | 0 | 0 | 1569.3474 | 3990 | 261.7162 | 393.5419 | 914.0893 | 17 | 0 | 0 | 0 | 0 | 0 | 1586.3474 | 3990 | 261.7162 | 393.5419 | 914.0893 | 0 | 0 | 0 | 0 | 0 | 0 | 1569.3474
3993 | 10.3096 | 14.8348 | 14.8348 | 14.9898 | 16.2384 | 16.2384 | 0.01 | 0.01 | 0.01 | 3993 | 994.9779 | 994.9779 | 994.9779 | 1167.1856 | 1167.1856 | 1167.1856 | 1845.3733 | 1845.3733 | 1845.3733 | 3991 | 300.9901 | 0 | 1012.0962 | 0 | 0 | 0 | 0 | 1313.0863 |  | 3991 | 300.9901 | 0 | 1012.0962 | 0 | 0 | 0 | 0 | 1313.0863 | 3991 | 300.9901 | 0 | 1012.0962 | 0 | 0 | 0 | 0 | 1313.0863 | 3991 | 316.8317 | 221.998 | 1094.1581 | 0 | 0 | 0 | 0 | 1632.9877 | 3991 | 316.8317 | 221.998 | 1094.1581 | 0 | 0 | 0 | 0 | 1632.9877 | 3991 | 316.8317 | 221.998 | 1094.1581 | 0 | 0 | 0 | 0 | 1632.9877 | 3991 | 322.1122 | 443.996 | 1367.6976 | 0 | 0 | 0 | 0 | 0 | 0 | 2133.8058 | 3991 | 322.1122 | 443.996 | 1367.6976 | 17 | 0 | 0 | 0 | 0 | 0 | 2150.8058 | 3991 | 322.1122 | 443.996 | 1367.6976 | 0 | 0 | 0 | 0 | 0 | 0 | 2133.8058
3994 | 10.3096 | 11.1093 | 11.1093 | 13.5572 | 14.8348 | 14.8348 | 0.01 | 0.01 | 0.01 | 3994 | 1018.2977 | 1137.7687 | 1137.7687 | 1194.5415 | 1194.5415 | 1194.5415 | 1876.3168 | 1876.3168 | 1876.3168 | 3992 | 357.4257 | 0 | 1251.134 | 0 | 0 | 0 | 0 | 1608.5598 |  | 3992 | 357.4257 | 0 | 1251.134 | 0 | 0 | 0 | 0 | 1608.5598 | 3992 | 357.4257 | 0 | 1251.134 | 0 | 0 | 0 | 0 | 1608.5598 | 3992 | 376.2376 | 258.3249 | 1352.5773 | 0 | 0 | 0 | 0 | 1987.1399 | 3992 | 376.2376 | 258.3249 | 1352.5773 | 0 | 0 | 0 | 0 | 1987.1399 | 3992 | 376.2376 | 258.3249 | 1352.5773 | 0 | 0 | 0 | 0 | 1987.1399 | 3992 | 382.5083 | 516.6498 | 1690.7216 | 0 | 0 | 0 | 0 | 0 | 0 | 2589.8797 | 3992 | 382.5083 | 516.6498 | 1690.7216 | 17 | 0 | 0 | 0 | 0 | 0 | 2606.8797 | 3992 | 382.5083 | 516.6498 | 1690.7216 | 0 | 0 | 0 | 0 | 0 | 0 | 2589.8797
3995 | 10.3096 | 11.1093 | 11.1093 | 8.0251 | 9.1226 | 9.1226 | 0.01 | 0.01 | 0.01 | 3995 | 1441.7975 | 1342.1814 | 1342.1814 | 1227.1081 | 1227.1081 | 1227.1081 | 1913.1544 | 1913.1544 | 1913.1544 | 3993 | 413.8614 | 0 | 1296.9072 | 0 | 0 | 0 | 0 | 1710.7686 |  | 3993 | 413.8614 | 0 | 1296.9072 | 0 | 0 | 0 | 0 | 1710.7686 | 3993 | 413.8614 | 0 | 1296.9072 | 0 | 0 | 0 | 0 | 1710.7686 | 3993 | 435.6436 | 325.9334 | 1402.0619 | 0 | 0 | 0 | 0 | 2163.6388 | 3993 | 435.6436 | 325.9334 | 1402.0619 | 0 | 0 | 0 | 0 | 2163.6388 | 3993 | 435.6436 | 325.9334 | 1402.0619 | 0 | 0 | 0 | 0 | 2163.6388 | 3993 | 0 | 651.8668 | 1752.5773 | 0 | 0 | 0 | 0 | 0 | 0 | 2404.4441 | 3993 | 442.9043 | 651.8668 | 1752.5773 | 17 | 0 | 0 | 0 | 0 | 0 | 2864.3484 | 3993 | 442.9043 | 651.8668 | 1752.5773 | 0 | 0 | 0 | 0 | 0 | 0 | 2847.3484
3996 | 10.3096 | 11.1093 | 11.1093 | 5.5977 | 6.4125 | 5.3042 | 0.01 | 0.01 | 0.01 | 3996 | 1428.4719 | 1239.5286 | 1239.5286 | 1211.4761 | 1211.4761 | 1211.4761 | 1895.4724 | 1895.4724 | 1895.4724 | 3994 | 479.703 | 0 | 1205.3608 | 0 | 0 | 0 | 0 | 1685.0638 |  | 3994 | 479.703 | 0 | 1205.3608 | 0 | 0 | 0 | 0 | 1685.0638 | 3994 | 479.703 | 0 | 1205.3608 | 0 | 0 | 0 | 0 | 1685.0638 | 3994 | 504.9505 | 372.3512 | 1303.0928 | 0 | 0 | 0 | 0 | 2180.3944 | 3994 | 504.9505 | 372.3512 | 1303.0928 | 0 | 0 | 0 | 0 | 2180.3944 | 3994 | 504.9505 | 372.3512 | 1303.0928 | 0 | 0 | 0 | 0 | 2180.3944 | 3994 | 35.58 | 744.7023 | 1628.866 | 0 | 0 | 0 | 0 | 0 | 0 | 2409.1483 | 3994 | 513.3663 | 744.7023 | 1628.866 | 17 | 0 | 0 | 0 | 0 | 0 | 2903.9346 | 3994 | 437.4007 | 744.7023 | 1628.866 | 0 | 0 | 0 | 0 | 0 | 0 | 2810.969
3997 | 10.3096 | 10.2667 | 10.2667 | 5.5977 | 6.4125 | 0.01 | 0.01 | 0.01 | 0.01 | 3997 | 1345.9865 | 1414.0359 | 1414.0359 | 1194.5415 | 1194.5415 | 1658.7728 | 1876.3168 | 1876.3168 | 1876.3168 | 3995 | 714.8515 | 0 | 1144.3299 | 0 | 0 | 0 | 0 | 1859.1814 |  | 3995 | 714.8515 | 0 | 1144.3299 | 0 | 0 | 0 | 0 | 1859.1814 | 3995 | 714.8515 | 0 | 1144.3299 | 0 | 0 | 0 | 0 | 1859.1814 | 3995 | 752.4752 | 394.551 | 1237.1134 | 0 | 0 | 0 | 0 | 2384.1396 | 3995 | 752.4752 | 394.551 | 1237.1134 | 0 | 0 | 0 | 0 | 2384.1396 | 3995 | 752.4752 | 394.551 | 1237.1134 | 0 | 0 | 0 | 0 | 2384.1396 | 3995 | 0 | 789.1019 | 1546.3918 | 0 | 0 | 0 | 0 | 0 | 0 | 2335.4937 | 3995 | 765.0165 | 789.1019 | 1546.3918 | 17 | 0 | 0 | 0 | 0 | 0 | 3117.5102 | 3995 | 645.1971 | 789.1019 | 1546.3918 | 0 | 0 | 0 | 0 | 0 | 0 | 2980.6908
3998 | 12.3675 | 12.3675 | 12.3675 | 5.5977 | 17.5368 | 17.6948 | 0.01 | 0.01 | 0.01 | 3998 | 1022.7395 | 1022.7395 | 1022.7395 | 1199.7521 | 1199.7521 | 1199.7521 | 1357.0967 | 1357.0967 | 1882.2108 | 3996 | 780.6931 | 0 | 1083.299 | 0 | 0 | 0 | 0 | 1863.992 |  | 3996 | 780.6931 | 0 | 1083.299 | 0 | 0 | 0 | 0 | 1863.992 | 3996 | 780.6931 | 0 | 1083.299 | 0 | 0 | 0 | 0 | 1863.992 | 3996 | 821.7822 | 396.5691 | 1171.134 | 0 | 0 | 0 | 0 | 2389.4853 | 3996 | 821.7822 | 396.5691 | 1171.134 | 0 | 0 | 0 | 0 | 2389.4853 | 3996 | 821.7822 | 396.5691 | 1171.134 | 0 | 0 | 0 | 0 | 2389.4853 | 3996 | 76.2418 | 793.1382 | 1463.9175 | 0 | 0 | 0 | 0 | 0 | 0 | 2333.2976 | 3996 | 835.4785 | 793.1382 | 1463.9175 | 17 | 0 | 0 | 0 | 0 | 0 | 3109.5343 | 3996 | 576.2418 | 793.1382 | 1463.9175 | 0 | 0 | 0 | 0 | 0 | 0 | 2833.2976
3999 | 14.9898 | 14.9898 | 14.9898 | 7.3589 | 17.5368 | 18.6145 | 0.01 | 3.0198 | 3.0198 | 3999 | 1013.8558 | 1013.8558 | 1013.8558 | 1189.3308 | 1189.3308 | 1189.3308 | 1821.7425 | 1345.3087 | 1345.3087 | 3997 | 752.4752 | 0 | 1083.299 | 0 | 0 | 0 | 0 | 1835.7742 |  | 3997 | 752.4752 | 0 | 1083.299 | 0 | 0 | 0 | 0 | 1835.7742 | 3997 | 752.4752 | 0 | 1083.299 | 0 | 0 | 0 | 0 | 1835.7742 | 3997 | 792.0792 | 382.442 | 1171.134 | 0 | 0 | 0 | 0 | 2345.6552 | 3997 | 792.0792 | 382.442 | 1171.134 | 0 | 0 | 0 | 0 | 2345.6552 | 3997 | 792.0792 | 382.442 | 1171.134 | 0 | 0 | 0 | 0 | 2345.6552 | 3997 | 805.2805 | 764.884 | 1463.9175 | 0 | 0 | 0 | 0 | 0 | 0 | 3034.082 | 3997 | 805.2805 | 764.884 | 1463.9175 | 17 | 0 | 0 | 0 | 0 | 0 | 3051.082 | 3997 | 646.3304 | 764.884 | 1463.9175 | 0 | 0 | 0 | 0 | 0 | 0 | 2875.1319
4000 | 74.1528 | 74.1528 | 74.1528 | 67.4259 | 60.5186 | 61.0695 | 1.1209 | 3.0198 | 3.0198 | 4000 | 1018.2977 | 1018.2977 | 1018.2977 | 1194.5415 | 1194.5415 | 1194.5415 | 1351.2027 | 1351.2027 | 1351.2027 | 3998 | 507.9208 | 0 | 1027.354 | 0 | 0 | 0 | 0 | 1535.2747 |  | 3998 | 507.9208 | 0 | 1027.354 | 0 | 0 | 0 | 0 | 1535.2747 | 3998 | 507.9208 | 0 | 1027.354 | 0 | 0 | 0 | 0 | 1535.2747 | 3998 | 534.6535 | 369.3239 | 1110.6529 | 0 | 0 | 0 | 0 | 2014.6303 | 3998 | 534.6535 | 369.3239 | 1110.6529 | 0 | 0 | 0 | 0 | 2014.6303 | 3998 | 534.6535 | 369.3239 | 1110.6529 | 0 | 0 | 0 | 0 | 2014.6303 | 3998 | 543.5644 | 738.6478 | 1388.3162 | 0 | 0 | 0 | 0 | 0 | 0 | 2670.5283 | 3998 | 543.5644 | 738.6478 | 1388.3162 | 17 | 0 | 0 | 0 | 0 | 0 | 2687.5283 | 3998 | 543.5644 | 738.6478 | 1388.3162 | 0 | 0 | 0 | 0 | 0 | 0 | 2670.5283
4001 | 86.0862 | 74.1528 | 74.1528 | 90.2712 | 60.5186 | 61.0695 | 64.2916 | 30.6546 | 31.25 | 4001 | 1013.8558 | 1013.8558 | 1013.8558 | 1189.3308 | 1189.3308 | 1189.3308 | 1345.3087 | 1345.3087 | 1345.3087 | 3999 | 404.4554 | 0 | 844.2612 | 0 | 0 | 0 | 0 | 1248.7166 |  | 3999 | 404.4554 | 0 | 844.2612 | 0 | 0 | 0 | 0 | 1248.7166 | 3999 | 404.4554 | 0 | 844.2612 | 0 | 0 | 0 | 0 | 1248.7166 | 3999 | 425.7426 | 365.2876 | 912.7148 | 0 | 0 | 0 | 0 | 1703.7449 | 3999 | 425.7426 | 365.2876 | 912.7148 | 0 | 0 | 0 | 0 | 1703.7449 | 3999 | 425.7426 | 365.2876 | 912.7148 | 0 | 0 | 0 | 0 | 1703.7449 | 3999 | 432.8383 | 730.5752 | 1140.8935 | 0 | 0 | 0 | 0 | 0 | 0 | 2304.3069 | 3999 | 432.8383 | 730.5752 | 1140.8935 | 17 | 0 | 0 | 0 | 0 | 0 | 2321.3069 | 3999 | 432.8383 | 730.5752 | 1140.8935 | 0 | 0 | 0 | 0 | 0 | 0 | 2304.3069
4002 | 86.0862 | 74.1528 | 74.1528 | 90.7143 | 75.0065 | 76.1559 | 90.7143 | 30.6546 | 88.2633 | 4002 | 991.6465 | 991.6465 | 991.6465 | 1163.2776 | 1163.2776 | 1163.2776 | 1315.8386 | 1315.8386 | 1315.8386 | 4000 | 404.4554 | 0 | 518.7629 | 0 | 0 | 0 | 79.0793 | 1002.2977 |  | 4000 | 404.4554 | 0 | 518.7629 | 0 | 0 | 0 | 79.0793 | 1002.2977 | 4000 | 404.4554 | 0 | 518.7629 | 0 | 0 | 0 | 79.0793 | 1002.2977 | 4000 | 425.7426 | 353.1786 | 560.8247 | 0 | 0 | 0 | 0 | 1339.7459 | 4000 | 425.7426 | 353.1786 | 560.8247 | 0 | 0 | 0 | 0 | 1339.7459 | 4000 | 425.7426 | 353.1786 | 560.8247 | 0 | 0 | 0 | 0 | 1339.7459 | 4000 | 432.8383 | 706.3572 | 701.0309 | 0 | 0 | 0 | 0 | 0 | 0 | 1840.2264 | 4000 | 432.8383 | 706.3572 | 701.0309 | 17 | 0 | 0 | 0 | 0 | 0 | 1857.2264 | 4000 | 432.8383 | 706.3572 | 701.0309 | 0 | 0 | 0 | 0 | 0 | 0 | 1840.2264
4003 | 86.0862 | 74.1528 | 74.1528 | 90.7143 | 75.0065 | 90.3961 | 90.7143 | 30.6546 | 90.7143 | 4003 | 948.3383 | 948.3383 | 948.3383 | 1112.4738 | 1112.4738 | 1112.4738 | 1258.3719 | 1258.3719 | 1258.3719 | 4001 | 300.9901 | 0 | 218.6942 | 0 | 0 | 0 | 150 | 669.6843 |  | 4001 | 300.9901 | 0 | 218.6942 | 0 | 0 | 0 | 150 | 669.6843 | 4001 | 300.9901 | 0 | 218.6942 | 0 | 0 | 0 | 150 | 669.6843 | 4001 | 316.8317 | 319.8789 | 236.4261 | 0 | 0 | 0 | 0 | 873.1367 | 4001 | 316.8317 | 319.8789 | 236.4261 | 0 | 0 | 0 | 0 | 873.1367 | 4001 | 316.8317 | 319.8789 | 236.4261 | 0 | 0 | 0 | 0 | 873.1367 | 4001 | 322.1122 | 639.7578 | 295.5326 | 0 | 0 | 0 | 0 | 0 | 0 | 1257.4027 | 4001 | 322.1122 | 639.7578 | 295.5326 | 17 | 0 | 0 | 0 | 0 | 0 | 1274.4027 | 4001 | 322.1122 | 639.7578 | 295.5326 | 0 | 0 | 0 | 0 | 0 | 0 | 1257.4027
4004 | 86.0862 | 74.1528 | 74.1528 | 90.7143 | 75.0065 | 90.7143 | 90.7143 | 30.6546 | 90.7143 | 4004 | 885.0417 | 885.0417 | 885.0417 | 1038.222 | 1038.222 | 1038.222 | 1174.3823 | 1174.3823 | 1174.3823 | 4002 | 253.9604 | 0 | 76.2887 | 0 | 0 | 0 | 150 | 480.2491 |  | 4002 | 253.9604 | 0 | 76.2887 | 0 | 0 | 0 | 150 | 480.2491 | 4002 | 253.9604 | 0 | 76.2887 | 0 | 0 | 0 | 150 | 480.2491 | 4002 | 267.3267 | 268.4157 | 82.4742 | 0 | 0 | 0 | 0 | 618.2167 | 4002 | 267.3267 | 268.4157 | 82.4742 | 0 | 0 | 0 | 0 | 618.2167 | 4002 | 267.3267 | 268.4157 | 82.4742 | 0 | 0 | 0 | 0 | 618.2167 | 4002 | 271.7822 | 536.8315 | 103.0928 | 59.6889 | 0 | 0 | 0 | 0 | 0 | 971.3953 | 4002 | 271.7822 | 536.8315 | 103.0928 | 17 | 0 | 0 | 0 | 0 | 0 | 928.7064 | 4002 | 271.7822 | 536.8315 | 103.0928 | 0 | 0 | 0 | 0 | 0 | 0 | 911.7064
4005 | 86.0862 | 74.1528 | 74.1528 | 90.7143 | 75.0065 | 90.7143 | 90.7143 | 30.6546 | 90.7143 | 4005 | 837.2916 | 837.2916 | 837.2916 | 982.2075 | 982.2075 | 982.2075 | 1111.0216 | 1111.0216 | 1111.0216 | 4003 | 244.5545 | 0 | 30.5155 | 0 | 0 | 0 | 150 | 425.0699 |  | 4003 | 244.5545 | 0 | 30.5155 | 0 | 0 | 0 | 150 | 425.0699 | 4003 | 244.5545 | 0 | 30.5155 | 0 | 0 | 0 | 150 | 425.0699 | 4003 | 257.4257 | 251.2614 | 32.9897 | 60.7666 | 0 | 0 | 0 | 602.4433 | 4003 | 257.4257 | 251.2614 | 32.9897 | 0 | 0 | 0 | 0 | 541.6768 | 4003 | 257.4257 | 251.2614 | 32.9897 | 0 | 0 | 0 | 0 | 541.6768 | 4003 | 261.7162 | 502.5227 | 41.2371 | 108.2483 | 0 | 0 | 0 | 0 | 0 | 913.7243 | 4003 | 261.7162 | 502.5227 | 41.2371 | 17 | 0 | 0 | 0 | 0 | 0 | 822.476 | 4003 | 261.7162 | 502.5227 | 41.2371 | 3.796 | 0 | 0 | 0 | 0 | 0 | 809.2719
4006 | 86.0862 | 74.1528 | 74.1528 | 90.7143 | 75.0065 | 87.1074 | 90.7143 | 30.6546 | 90.7143 | 4006 | 773.9951 | 773.9951 | 773.9951 | 907.9557 | 907.9557 | 907.9557 | 1027.0319 | 1027.0319 | 1027.0319 | 4004 | 263.3663 | 0 | 5.0859 | 0 | 0 | 0 | 150 | 418.4522 |  | 4004 | 263.3663 | 0 | 5.0859 | 0 | 0 | 0 | 61.4632 | 329.9154 | 4004 | 263.3663 | 0 | 5.0859 | 0 | 0 | 0 | 150 | 418.4522 | 4004 | 277.2277 | 264.3794 | 5.4983 | 0 | 0 | 0 | 0 | 547.1054 | 4004 | 277.2277 | 264.3794 | 5.4983 | 0 | 0 | 0 | 0 | 547.1054 | 4004 | 277.2277 | 264.3794 | 5.4983 | 42.0166 | 0 | 0 | 0 | 589.122 | 4004 | 281.8482 | 528.7588 | 6.8729 | 0 | 0 | 0 | 0 | 0 | 0 | 817.4799 | 4004 | 281.8482 | 528.7588 | 6.8729 | 17 | 0 | 0 | 0 | 0 | 0 | 834.4799 | 4004 | 281.8482 | 528.7588 | 6.8729 | 131.9697 | 0 | 0 | 0 | 0 | 0 | 949.4495
4007 | 83.1891 | 74.1528 | 74.1528 | 86.5476 | 75.0065 | 84.3012 | 89.013 | 30.6546 | 31.25 | 4007 | 726.245 | 726.245 | 726.245 | 851.9413 | 851.9413 | 851.9413 | 963.6713 | 963.6713 | 963.6713 | 4005 | 244.5545 | 0 | 0 | 0 | 0 | 0 | 150 | 394.5545 |  | 4005 | 244.5545 | 0 | 0 | 0 | 0 | 0 | 0 | 244.5545 | 4005 | 244.5545 | 0 | 0 | 0 | 0 | 0 | 150 | 394.5545 | 4005 | 257.4257 | 276.4884 | 0 | 0 | 0 | 0 | 0 | 533.9141 | 4005 | 257.4257 | 276.4884 | 0 | 0 | 0 | 0 | 0 | 533.9141 | 4005 | 257.4257 | 276.4884 | 0 | 6.9024 | 0 | 0 | 0 | 540.8165 | 4005 | 261.7162 | 552.9768 | 0 | 150 | 0 | 0 | 0 | 0 | 0 | 964.693 | 4005 | 261.7162 | 552.9768 | 0 | 17 | 0 | 0 | 0 | 0 | 0 | 831.693 | 4005 | 261.7162 | 552.9768 | 0 | 0 | 0 | 0 | 0 | 0 | 0 | 814.693
4008 | 82.5741 | 74.1528 | 74.1528 | 67.4259 | 60.5186 | 61.0695 | 65.8635 | 30.6546 | 31.25 | 4008 | 701.8147 | 701.8147 | 701.8147 | 823.2827 | 823.2827 | 823.2827 | 931.2542 | 931.2542 | 931.2542 | 4006 | 216.3366 | 0 | 0 | 0 | 0 | 0 | 150 | 366.3366 |  | 4006 | 216.3366 | 0 | 0 | 0 | 0 | 0 | 41.6584 | 257.9951 | 4006 | 216.3366 | 0 | 0 | 0 | 0 | 0 | 150 | 366.3366 | 4006 | 227.7228 | 277.4975 | 0 | 0 | 0 | 0 | 0 | 505.2202 | 4006 | 227.7228 | 277.4975 | 0 | 0 | 0 | 0 | 0 | 505.2202 | 4006 | 227.7228 | 277.4975 | 0 | 0 | 0 | 0 | 0 | 505.2202 | 4006 | 231.5182 | 554.995 | 0 | 150 | 0 | 0 | 0 | 0 | 0 | 936.5131 | 4006 | 231.5182 | 554.995 | 0 | 17 | 0 | 0 | 0 | 0 | 0 | 803.5131 | 4006 | 231.5182 | 554.995 | 0 | 24.5188 | 0 | 0 | 0 | 0 | 0 | 811.0319
4009 | 81.2275 | 74.1528 | 74.1528 | 67.4259 | 60.5186 | 61.0695 | 64.2916 | 30.6546 | 31.25 | 4009 | 675.1636 | 675.1636 | 675.1636 | 792.0188 | 792.0188 | 792.0188 | 895.8901 | 895.8901 | 895.8901 | 4007 | 310.396 | 0 | 0 | 0 | 0 | 0 | 150 | 460.396 |  | 4007 | 310.396 | 0 | 0 | 0 | 0 | 0 | 0 | 310.396 | 4007 | 310.396 | 0 | 0 | 0 | 0 | 0 | 150 | 460.396 | 4007 | 326.7327 | 279.5156 | 0 | 0 | 0 | 0 | 0 | 606.2483 | 4007 | 326.7327 | 279.5156 | 0 | 0 | 0 | 0 | 0 | 606.2483 | 4007 | 326.7327 | 279.5156 | 0 | 0 | 0 | 0 | 0 | 606.2483 | 4007 | 332.1782 | 559.0313 | 0 | 0 | 0 | 0 | 0 | 0 | 0 | 891.2095 | 4007 | 332.1782 | 559.0313 | 0 | 17 | 0 | 0 | 0 | 0 | 0 | 908.2095 | 4007 | 332.1782 | 559.0313 | 0 | 0 | 0 | 0 | 0 | 0 | 0 | 891.2095
4010 | 80.1183 | 74.1528 | 74.1528 | 67.4259 | 60.5186 | 61.0695 | 65.8635 | 30.6546 | 31.25 | 4010 | 660.7275 | 660.7275 | 660.7275 | 775.0842 | 775.0842 | 775.0842 | 876.7346 | 876.7346 | 876.7346 | 4008 | 291.5842 | 0 | 0 | 0 | 0 | 0 | 150 | 441.5842 |  | 4008 | 291.5842 | 0 | 0 | 0 | 0 | 0 | 0 | 291.5842 | 4008 | 291.5842 | 0 | 0 | 0 | 0 | 0 | 150 | 441.5842 | 4008 | 306.9307 | 279.5156 | 0 | 0 | 0 | 0 | 0 | 586.4463 | 4008 | 306.9307 | 279.5156 | 0 | 0 | 0 | 0 | 0 | 586.4463 | 4008 | 306.9307 | 279.5156 | 0 | 0 | 0 | 0 | 0 | 586.4463 | 4008 | 312.0462 | 559.0313 | 0 | 0 | 0 | 0 | 0 | 0 | 0 | 871.0775 | 4008 | 312.0462 | 559.0313 | 0 | 17 | 0 | 0 | 0 | 0 | 0 | 888.0775 | 4008 | 312.0462 | 559.0313 | 0 | 0 | 0 | 0 | 0 | 0 | 0 | 871.0775
4011 | 79.9023 | 74.1528 | 74.1528 | 63.6585 | 60.5186 | 61.0695 | 82.0763 | 30.6546 | 31.25 | 4011 | 695.1519 | 695.1519 | 695.1519 | 815.4667 | 815.4667 | 815.4667 | 922.4132 | 922.4132 | 922.4132 | 4009 | 225.7426 | 0 | 0 | 0 | 0 | 0 | 150 | 375.7426 |  | 4009 | 225.7426 | 0 | 0 | 0 | 0 | 0 | 0 | 225.7426 | 4009 | 225.7426 | 0 | 0 | 0 | 0 | 0 | 150 | 375.7426 | 4009 | 237.6238 | 262.3613 | 0 | 0 | 0 | 0 | 0 | 499.985 | 4009 | 237.6238 | 262.3613 | 0 | 0 | 0 | 0 | 0 | 499.985 | 4009 | 237.6238 | 262.3613 | 0 | 0 | 0 | 0 | 0 | 499.985 | 4009 | 241.5842 | 524.7225 | 0 | 0 | 0 | 0 | 0 | 0 | 0 | 766.3067 | 4009 | 241.5842 | 524.7225 | 0 | 17 | 0 | 0 | 0 | 0 | 0 | 783.3067 | 4009 | 241.5842 | 524.7225 | 0 | 0 | 0 | 0 | 0 | 0 | 0 | 766.3067
4012 | 79.5999 | 74.1528 | 74.1528 | 63.6585 | 60.5186 | 61.0695 | 64.2916 | 30.6546 | 50.3715 | 4012 | 812.8614 | 812.8614 | 812.8614 | 953.5489 | 953.5489 | 953.5489 | 1078.6045 | 1078.6045 | 1078.6045 | 4010 | 282.1782 | 0 | 10.1718 | 0 | 0 | 0 | 150 | 442.35 |  | 4010 | 282.1782 | 0 | 10.1718 | 0 | 0 | 0 | 150 | 442.35 | 4010 | 282.1782 | 0 | 10.1718 | 0 | 0 | 0 | 150 | 442.35 | 4010 | 297.0297 | 235.116 | 10.9966 | 0 | 0 | 0 | 0 | 543.1423 | 4010 | 297.0297 | 235.116 | 10.9966 | 0 | 0 | 0 | 0 | 543.1423 | 4010 | 297.0297 | 235.116 | 10.9966 | 0 | 0 | 0 | 0 | 543.1423 | 4010 | 301.9802 | 470.2321 | 13.7457 | 0 | 0 | 0 | 0 | 0 | 0 | 785.958 | 4010 | 301.9802 | 470.2321 | 13.7457 | 17 | 0 | 0 | 0 | 0 | 0 | 802.958 | 4010 | 301.9802 | 470.2321 | 13.7457 | 0 | 0 | 0 | 0 | 0 | 0 | 785.958
4013 | 74.649 | 74.1528 | 74.1528 | 36.2554 | 36.2554 | 36.2554 | 30.1639 | 30.1639 | 30.1639 | 4013 | 916.1348 | 916.1348 | 916.1348 | 1074.6965 | 1074.6965 | 1074.6965 | 1215.6403 | 1215.6403 | 1215.6403 | 4011 | 319.802 | 0 | 45.7732 | 0 | 0 | 0 | 150 | 515.5752 |  | 4011 | 319.802 | 0 | 45.7732 | 0 | 0 | 0 | 0 | 365.5752 | 4011 | 319.802 | 0 | 45.7732 | 0 | 0 | 0 | 150 | 515.5752 | 4011 | 336.6337 | 211.9072 | 49.4845 | 0 | 0 | 0 | 0 | 598.0254 | 4011 | 336.6337 | 211.9072 | 49.4845 | 0 | 0 | 0 | 0 | 598.0254 | 4011 | 336.6337 | 211.9072 | 49.4845 | 0 | 0 | 0 | 0 | 598.0254 | 4011 | 342.2442 | 423.8143 | 61.8557 | 0 | 0 | 0 | 0 | 0 | 0 | 827.9142 | 4011 | 342.2442 | 423.8143 | 61.8557 | 17 | 0 | 0 | 0 | 0 | 0 | 844.9142 | 4011 | 342.2442 | 423.8143 | 61.8557 | 0 | 0 | 0 | 0 | 0 | 0 | 827.9142
4014 | 42.8297 | 43.2095 | 43.2095 | 33.6671 | 33.6671 | 33.6671 | 17.893 | 17.893 | 17.893 | 4014 | 999.4197 | 999.4197 | 999.4197 | 1172.3962 | 1172.3962 | 1172.3962 | 1326.1531 | 1326.1531 | 1326.1531 | 4012 | 216.3366 | 0 | 116.9759 | 0 | 0 | 0 | 150 | 483.3126 |  | 4012 | 216.3366 | 0 | 116.9759 | 0 | 0 | 0 | 0 | 333.3126 | 4012 | 216.3366 | 0 | 116.9759 | 0 | 0 | 0 | 113.6919 | 447.0045 | 4012 | 227.7228 | 180.6256 | 126.4605 | 0 | 0 | 0 | 0 | 534.8089 | 4012 | 227.7228 | 180.6256 | 126.4605 | 0 | 0 | 0 | 0 | 534.8089 | 4012 | 227.7228 | 180.6256 | 126.4605 | 0 | 0 | 0 | 0 | 534.8089 | 4012 | 231.5182 | 361.2513 | 158.0756 | 0 | 0 | 0 | 0 | 0 | 0 | 750.845 | 4012 | 231.5182 | 361.2513 | 158.0756 | 17 | 0 | 0 | 0 | 0 | 0 | 767.845 | 4012 | 231.5182 | 361.2513 | 158.0756 | 0 | 0 | 0 | 0 | 0 | 0 | 750.845
4015 | 20.8657 | 28.94 | 28.94 | 17.8837 | 23.2112 | 23.2112 | 0.01 | 0.01 | 0.01 | 4015 | 1017.1872 | 1017.1872 | 1017.1872 | 1193.2388 | 1193.2388 | 1193.2388 | 1349.7292 | 1349.7292 | 1349.7292 | 4013 | 150.495 | 0 | 320.4124 | 0 | 0 | 0 | 150 | 620.9074 |  | 4013 | 150.495 | 0 | 320.4124 | 0 | 0 | 0 | 150 | 620.9074 | 4013 | 150.495 | 0 | 320.4124 | 0 | 0 | 0 | 150 | 620.9074 | 4013 | 158.4158 | 156.4077 | 346.3918 | 0 | 0 | 0 | 0 | 661.2153 | 4013 | 158.4158 | 156.4077 | 346.3918 | 0 | 0 | 0 | 0 | 661.2153 | 4013 | 158.4158 | 156.4077 | 346.3918 | 0 | 0 | 0 | 0 | 661.2153 | 4013 | 161.0561 | 312.8153 | 432.9897 | 0 | 0 | 0 | 0 | 0 | 0 | 906.8611 | 4013 | 161.0561 | 312.8153 | 432.9897 | 17 | 0 | 0 | 0 | 0 | 0 | 923.8611 | 4013 | 161.0561 | 312.8153 | 432.9897 | 0 | 0 | 0 | 0 | 0 | 0 | 906.8611
4016 | 10.3096 | 13.3772 | 13.3772 | 6.4125 | 6.4125 | 6.4125 | 0.01 | 0.01 | 0.01 | 4016 | 1098.4777 | 1029.4023 | 1029.4023 | 1207.5681 | 1207.5681 | 1207.5681 | 1365.9377 | 1365.9377 | 1365.9377 | 4014 | 235.1485 | 0 | 630.6529 | 0 | 0 | 0 | 0 | 865.8014 |  | 4014 | 235.1485 | 0 | 630.6529 | 0 | 0 | 0 | 0 | 865.8014 | 4014 | 235.1485 | 0 | 630.6529 | 0 | 0 | 0 | 0 | 865.8014 | 4014 | 247.5248 | 163.4712 | 681.7869 | 0 | 0 | 0 | 0 | 1092.7829 | 4014 | 247.5248 | 163.4712 | 681.7869 | 0 | 0 | 0 | 0 | 1092.7829 | 4014 | 247.5248 | 163.4712 | 681.7869 | 0 | 0 | 0 | 0 | 1092.7829 | 4014 | 251.6502 | 326.9425 | 852.2337 | 0 | 0 | 0 | 0 | 0 | 0 | 1430.8263 | 4014 | 251.6502 | 326.9425 | 852.2337 | 17 | 0 | 0 | 0 | 0 | 0 | 1447.8263 | 4014 | 251.6502 | 326.9425 | 852.2337 | 0 | 0 | 0 | 0 | 0 | 0 | 1430.8263
4017 | 10.3096 | 12.3675 | 12.3675 | 0.01 | 0.01 | 0.01 | 0.01 | 0.01 | 0.01 | 4017 | 1267.8379 | 1018.2977 | 1018.2977 | 1194.5415 | 1658.7728 | 1658.7728 | 1351.2027 | 1876.3168 | 1876.3168 | 4015 | 310.396 | 0 | 915.4639 | 0 | 0 | 0 | 0 | 1225.86 |  | 4015 | 310.396 | 0 | 915.4639 | 0 | 0 | 0 | 0 | 1225.86 | 4015 | 310.396 | 0 | 915.4639 | 0 | 0 | 0 | 0 | 1225.86 | 4015 | 326.7327 | 186.6801 | 989.6907 | 0 | 0 | 0 | 0 | 1503.1035 | 4015 | 326.7327 | 186.6801 | 989.6907 | 0 | 0 | 0 | 0 | 1503.1035 | 4015 | 326.7327 | 186.6801 | 989.6907 | 0 | 0 | 0 | 0 | 1503.1035 | 4015 | 332.1782 | 373.3602 | 1237.1134 | 0 | 0 | 0 | 0 | 0 | 0 | 1942.6519 | 4015 | 332.1782 | 373.3602 | 1237.1134 | 17 | 0 | 0 | 0 | 0 | 0 | 1959.6519 | 4015 | 332.1782 | 373.3602 | 1237.1134 | 0 | 0 | 0 | 0 | 0 | 0 | 1942.6519
4018 | 10.3096 | 12.3675 | 12.3675 | 0.01 | 0.01 | 0.01 | 0.01 | 0.01 | 0.01 | 4018 | 1369.6172 | 973.879 | 973.879 | 1142.435 | 1606.6663 | 1606.6663 | 1817.3767 | 1817.3767 | 1817.3767 | 4016 | 385.6436 | 0 | 1164.6735 | 0 | 0 | 0 | 0 | 1550.3171 |  | 4016 | 385.6436 | 0 | 1164.6735 | 0 | 0 | 0 | 0 | 1550.3171 | 4016 | 385.6436 | 0 | 1164.6735 | 0 | 0 | 0 | 0 | 1550.3171 | 4016 | 405.9406 | 218.9707 | 1259.1065 | 0 | 0 | 0 | 0 | 1884.0179 | 4016 | 405.9406 | 218.9707 | 1259.1065 | 0 | 0 | 0 | 0 | 1884.0179 | 4016 | 405.9406 | 218.9707 | 1259.1065 | 0 | 0 | 0 | 0 | 1884.0179 | 4016 | 412.7063 | 437.9415 | 1573.8832 | 0 | 0 | 0 | 0 | 0 | 0 | 2424.5309 | 4016 | 412.7063 | 437.9415 | 1573.8832 | 17 | 0 | 0 | 0 | 0 | 0 | 2441.5309 | 4016 | 412.7063 | 437.9415 | 1573.8832 | 0 | 0 | 0 | 0 | 0 | 0 | 2424.5309
4019 | 10.3096 | 11.4179 | 11.4179 | 0.01 | 0.01 | 0.01 | 0.01 | 0.01 | 0.01 | 4019 | 980.5418 | 980.5418 | 980.5418 | 1150.251 | 1614.4823 | 1614.4823 | 1301.1036 | 1826.2177 | 1826.2177 | 4017 | 451.4851 | 0 | 1317.2509 | 0 | 0 | 0 | 0 | 1768.736 |  | 4017 | 451.4851 | 0 | 1317.2509 | 0 | 0 | 0 | 0 | 1768.736 | 4017 | 451.4851 | 0 | 1317.2509 | 0 | 0 | 0 | 0 | 1768.736 | 4017 | 475.2475 | 253.2795 | 1424.055 | 0 | 0 | 0 | 0 | 2152.582 | 4017 | 475.2475 | 253.2795 | 1424.055 | 0 | 0 | 0 | 0 | 2152.582 | 4017 | 475.2475 | 253.2795 | 1424.055 | 0 | 0 | 0 | 0 | 2152.582 | 4017 | 483.1683 | 506.559 | 1780.0687 | 0 | 0 | 0 | 0 | 0 | 0 | 2769.7961 | 4017 | 483.1683 | 506.559 | 1780.0687 | 17 | 0 | 0 | 0 | 0 | 0 | 2786.7961 | 4017 | 483.1683 | 506.559 | 1780.0687 | 0 | 0 | 0 | 0 | 0 | 0 | 2769.7961
4020 | 10.3096 | 11.1093 | 10.3096 | 0.01 | 0.01 | 0.01 | 0.01 | 0.01 | 0.01 | 4020 | 1002.7511 | 1398.4893 | 1398.4893 | 1640.5356 | 1640.5356 | 1640.5356 | 1330.5736 | 1330.5736 | 1330.5736 | 4018 | 460.8911 | 0 | 1418.9691 | 0 | 0 | 0 | 0 | 1879.8602 |  | 4018 | 460.8911 | 0 | 1418.9691 | 0 | 0 | 0 | 0 | 1879.8602 | 4018 | 460.8911 | 0 | 1418.9691 | 0 | 0 | 0 | 0 | 1879.8602 | 4018 | 292.1084 | 276.4884 | 1534.0206 | 0 | 0 | 0 | 0 | 2102.6174 | 4018 | 485.1485 | 276.4884 | 1534.0206 | 0 | 0 | 0 | 0 | 2295.6575 | 4018 | 485.1485 | 276.4884 | 1534.0206 | 0 | 0 | 0 | 0 | 2295.6575 | 4018 | 167.4679 | 552.9768 | 1917.5258 | 0 | 0 | 0 | 0 | 0 | 0 | 2637.9705 | 4018 | 493.2343 | 552.9768 | 1917.5258 | 17 | 0 | 0 | 0 | 0 | 0 | 2980.7369 | 4018 | 493.2343 | 552.9768 | 1917.5258 | 0 | 0 | 0 | 0 | 0 | 0 | 2963.7369
4021 | 10.3096 | 11.1093 | 10.1159 | 0.01 | 0.01 | 0.01 | 0.01 | 0.01 | 0.01 | 4021 | 1390.7161 | 1390.7161 | 1390.7161 | 1167.1856 | 1631.4169 | 1631.4169 | 1845.3733 | 1320.2591 | 1320.2591 | 4019 | 460.8911 | 0 | 1424.055 | 0 | 0 | 0 | 0 | 1884.9461 |  | 4019 | 460.8911 | 0 | 1424.055 | 0 | 0 | 0 | 0 | 1884.9461 | 4019 | 460.8911 | 0 | 1424.055 | 0 | 0 | 0 | 0 | 1884.9461 | 4019 | 304.2718 | 298.6882 | 1539.5189 | 0 | 0 | 0 | 0 | 2142.4789 | 4019 | 485.1485 | 298.6882 | 1539.5189 | 0 | 0 | 0 | 0 | 2323.3556 | 4019 | 485.1485 | 298.6882 | 1539.5189 | 0 | 0 | 0 | 0 | 2323.3556 | 4019 | 0 | 597.3764 | 1924.3986 | 0 | 0 | 0 | 0 | 0 | 0 | 2521.775 | 4019 | 493.2343 | 597.3764 | 1924.3986 | 17 | 0 | 0 | 0 | 0 | 0 | 3032.0093 | 4019 | 493.2343 | 597.3764 | 1924.3986 | 0 | 0 | 0 | 0 | 0 | 0 | 3015.0093
4022 | 10.3096 | 11.1093 | 10.3096 | 0.01 | 0.01 | 0.01 | 0.01 | 0.01 | 0.01 | 4022 | 1307.4035 | 989.4255 | 1385.1637 | 1624.9036 | 1624.9036 | 1624.9036 | 1312.8916 | 1838.0057 | 1514.688 | 4020 | 479.703 | 0 | 1393.5395 | 0 | 0 | 0 | 0 | 1873.2425 |  | 4020 | 479.703 | 0 | 1393.5395 | 0 | 0 | 0 | 0 | 1873.2425 | 4020 | 479.703 | 0 | 1393.5395 | 0 | 0 | 0 | 0 | 1873.2425 | 4020 | 504.9505 | 322.9062 | 1506.5292 | 0 | 0 | 0 | 0 | 2334.3859 | 4020 | 504.9505 | 322.9062 | 1506.5292 | 0 | 0 | 0 | 0 | 2334.3859 | 4020 | 504.9505 | 322.9062 | 1506.5292 | 0 | 0 | 0 | 0 | 2334.3859 | 4020 | 49.4443 | 645.8123 | 1883.1615 | 0 | 0 | 0 | 0 | 0 | 0 | 2578.4181 | 4020 | 513.3663 | 645.8123 | 1883.1615 | 17 | 0 | 0 | 0 | 0 | 0 | 3059.3402 | 4020 | 229.5434 | 645.8123 | 1883.1615 | 0 | 0 | 0 | 0 | 0 | 0 | 2758.5172
4023 | 12.3675 | 21.2557 | 21.2557 | 18.4414 | 19.0048 | 19.0048 | 0.01 | 10.8647 | 10.8647 | 4023 | 1021.6291 | 1021.6291 | 1021.6291 | 1198.4495 | 1198.4495 | 1198.4495 | 1355.6232 | 1355.6232 | 1355.6232 | 4021 | 479.703 | 0 | 1286.7354 | 0 | 0 | 0 | 0 | 1766.4384 |  | 4021 | 479.703 | 0 | 1286.7354 | 0 | 0 | 0 | 0 | 1766.4384 | 4021 | 479.703 | 0 | 1286.7354 | 0 | 0 | 0 | 0 | 1766.4384 | 4021 | 504.9505 | 330.9788 | 1391.0653 | 0 | 0 | 0 | 0 | 2226.9946 | 4021 | 504.9505 | 330.9788 | 1391.0653 | 0 | 0 | 0 | 0 | 2226.9946 | 4021 | 504.9505 | 330.9788 | 1391.0653 | 0 | 0 | 0 | 0 | 2226.9946 | 4021 | 513.3663 | 661.9576 | 1738.8316 | 0 | 0 | 0 | 0 | 0 | 0 | 2914.1556 | 4021 | 401.4041 | 661.9576 | 1738.8316 | 17 | 0 | 0 | 0 | 0 | 0 | 2819.1933 | 4021 | 513.3663 | 661.9576 | 1738.8316 | 0 | 0 | 0 | 0 | 0 | 0 | 2914.1556
4024 | 65.3076 | 65.3076 | 65.3076 | 26.4166 | 26.9993 | 26.9993 | 21.6761 | 21.6761 | 21.6761 | 4024 | 1037.1756 | 1037.1756 | 1037.1756 | 1216.6868 | 1216.6868 | 1216.6868 | 1376.2522 | 1376.2522 | 1376.2522 | 4022 | 460.8911 | 0 | 1118.9003 | 0 | 0 | 0 | 0 | 1579.7914 |  | 4022 | 460.8911 | 0 | 1118.9003 | 0 | 0 | 0 | 0 | 1579.7914 | 4022 | 460.8911 | 0 | 1118.9003 | 0 | 0 | 0 | 0 | 1579.7914 | 4022 | 485.1485 | 304.7427 | 1209.622 | 0 | 0 | 0 | 0 | 1999.5132 | 4022 | 485.1485 | 304.7427 | 1209.622 | 0 | 0 | 0 | 0 | 1999.5132 | 4022 | 485.1485 | 304.7427 | 1209.622 | 0 | 0 | 0 | 0 | 1999.5132 | 4022 | 200.5801 | 609.4854 | 1512.0275 | 0 | 0 | 0 | 0 | 0 | 0 | 2322.093 | 4022 | 493.2343 | 609.4854 | 1512.0275 | 17 | 0 | 0 | 0 | 0 | 0 | 2631.7472 | 4022 | 493.2343 | 609.4854 | 1512.0275 | 0 | 0 | 0 | 0 | 0 | 0 | 2614.7472
4025 | 82.7165 | 74.1528 | 82.4284 | 63.206 | 60.5186 | 61.0695 | 32.5868 | 31.25 | 32.3665 | 4025 | 1040.507 | 1040.507 | 1040.507 | 1220.5947 | 1220.5947 | 1220.5947 | 1380.6727 | 1380.6727 | 1380.6727 | 4023 | 385.6436 | 0 | 854.433 | 0 | 0 | 0 | 0 | 1240.0766 |  | 4023 | 385.6436 | 0 | 854.433 | 0 | 0 | 0 | 0 | 1240.0766 | 4023 | 385.6436 | 0 | 854.433 | 0 | 0 | 0 | 0 | 1240.0766 | 4023 | 405.9406 | 266.3976 | 923.7113 | 0 | 0 | 0 | 0 | 1596.0495 | 4023 | 405.9406 | 266.3976 | 923.7113 | 0 | 0 | 0 | 0 | 1596.0495 | 4023 | 405.9406 | 266.3976 | 923.7113 | 0 | 0 | 0 | 0 | 1596.0495 | 4023 | 412.7063 | 532.7952 | 1154.6392 | 0 | 0 | 0 | 0 | 0 | 0 | 2100.1406 | 4023 | 412.7063 | 532.7952 | 1154.6392 | 17 | 0 | 0 | 0 | 0 | 0 | 2117.1406 | 4023 | 412.7063 | 532.7952 | 1154.6392 | 0 | 0 | 0 | 0 | 0 | 0 | 2100.1406
4026 | 83.6259 | 74.1528 | 83.1354 | 63.206 | 60.5186 | 61.0695 | 32.5868 | 31.25 | 59.8282 | 4026 | 1013.8558 | 1013.8558 | 1013.8558 | 1189.3308 | 1189.3308 | 1189.3308 | 1345.3087 | 1345.3087 | 1345.3087 | 4024 | 235.1485 | 0 | 513.677 | 0 | 0 | 0 | 0 | 748.8255 |  | 4024 | 235.1485 | 0 | 513.677 | 0 | 0 | 0 | 0 | 748.8255 | 4024 | 235.1485 | 0 | 513.677 | 0 | 0 | 0 | 0 | 748.8255 | 4024 | 247.5248 | 236.1251 | 555.3265 | 0 | 0 | 0 | 0 | 1038.9763 | 4024 | 247.5248 | 236.1251 | 555.3265 | 0 | 0 | 0 | 0 | 1038.9763 | 4024 | 247.5248 | 236.1251 | 555.3265 | 0 | 0 | 0 | 0 | 1038.9763 | 4024 | 251.6502 | 472.2503 | 694.1581 | 0 | 0 | 0 | 0 | 0 | 0 | 1418.0585 | 4024 | 251.6502 | 472.2503 | 694.1581 | 17 | 0 | 0 | 0 | 0 | 0 | 1435.0585 | 4024 | 251.6502 | 472.2503 | 694.1581 | 0 | 0 | 0 | 0 | 0 | 0 | 1418.0585
4027 | 84.3118 | 74.1528 | 84.3118 | 63.206 | 60.5186 | 88.9623 | 32.5868 | 31.25 | 59.8282 | 4027 | 979.4313 | 979.4313 | 979.4313 | 1148.9483 | 1148.9483 | 1148.9483 | 1299.63 | 1299.63 | 1299.63 | 4025 | 131.6832 | 0 | 208.5223 | 0 | 0 | 0 | 150 | 490.2055 |  | 4025 | 131.6832 | 0 | 208.5223 | 0 | 0 | 0 | 0 | 340.2055 | 4025 | 131.6832 | 0 | 208.5223 | 0 | 0 | 0 | 150 | 490.2055 | 4025 | 138.6139 | 210.8981 | 225.4296 | 0 | 0 | 0 | 0 | 574.9415 | 4025 | 138.6139 | 210.8981 | 225.4296 | 0 | 0 | 0 | 0 | 574.9415 | 4025 | 138.6139 | 210.8981 | 225.4296 | 0 | 0 | 0 | 0 | 574.9415 | 4025 | 140.9241 | 421.7962 | 281.7869 | 0 | 0 | 0 | 0 | 0 | 0 | 844.5072 | 4025 | 140.9241 | 421.7962 | 281.7869 | 17 | 0 | 0 | 0 | 0 | 0 | 861.5072 | 4025 | 140.9241 | 421.7962 | 281.7869 | 0 | 0 | 0 | 0 | 0 | 0 | 844.5072
4028 | 84.3118 | 74.1528 | 84.3118 | 63.206 | 60.5186 | 61.0695 | 32.5868 | 30.8575 | 30.8575 | 4028 | 915.0243 | 915.0243 | 915.0243 | 1073.3939 | 1073.3939 | 1073.3939 | 1214.1668 | 1214.1668 | 1214.1668 | 4026 | 122.2772 | 0 | 86.4605 | 0 | 0 | 0 | 150 | 358.7377 |  | 4026 | 122.2772 | 0 | 86.4605 | 0 | 0 | 0 | 150 | 358.7377 | 4026 | 122.2772 | 0 | 86.4605 | 0 | 0 | 0 | 150 | 358.7377 | 4026 | 128.7129 | 178.6075 | 93.4708 | 0 | 0 | 0 | 0 | 400.7911 | 4026 | 128.7129 | 178.6075 | 93.4708 | 0 | 0 | 0 | 0 | 400.7911 | 4026 | 128.7129 | 178.6075 | 93.4708 | 0 | 0 | 0 | 0 | 400.7911 | 4026 | 130.8581 | 357.2149 | 116.8385 | 0 | 0 | 0 | 0 | 0 | 0 | 604.9115 | 4026 | 130.8581 | 357.2149 | 116.8385 | 17 | 0 | 0 | 0 | 0 | 0 | 621.9115 | 4026 | 130.8581 | 357.2149 | 116.8385 | 0 | 0 | 0 | 0 | 0 | 0 | 604.9115
4029 | 83.6259 | 74.1528 | 74.1528 | 38.0227 | 38.0227 | 38.0227 | 27.8659 | 27.8583 | 27.8583 | 4029 | 853.9486 | 853.9486 | 853.9486 | 1001.7474 | 1001.7474 | 1001.7474 | 1133.1242 | 1133.1242 | 1133.1242 | 4027 | 94.0594 | 0 | 30.5155 | 0 | 0 | 0 | 150 | 274.5749 |  | 4027 | 94.0594 | 0 | 30.5155 | 0 | 0 | 0 | 45.4417 | 170.0165 | 4027 | 94.0594 | 0 | 30.5155 | 0 | 0 | 0 | 150 | 274.5749 | 4027 | 99.0099 | 187.6892 | 32.9897 | 0 | 0 | 0 | 0 | 319.6888 | 4027 | 99.0099 | 187.6892 | 32.9897 | 0 | 0 | 0 | 0 | 319.6888 | 4027 | 99.0099 | 187.6892 | 32.9897 | 0 | 0 | 0 | 0 | 319.6888 | 4027 | 100.6601 | 375.3784 | 41.2371 | 0 | 0 | 0 | 0 | 0 | 0 | 517.2756 | 4027 | 100.6601 | 375.3784 | 41.2371 | 17 | 0 | 0 | 0 | 0 | 0 | 534.2756 | 4027 | 100.6601 | 375.3784 | 41.2371 | 0 | 0 | 0 | 0 | 0 | 0 | 517.2756
4030 | 81.8828 | 74.1528 | 74.1528 | 26.4166 | 26.9993 | 26.9993 | 0.01 | 0.01 | 0.01 | 4030 | 783.9893 | 783.9893 | 783.9893 | 919.6797 | 919.6797 | 919.6797 | 1040.2934 | 1040.2934 | 1040.2934 | 4028 | 169.3069 | 0 | 5.0859 | 0 | 0 | 0 | 150 | 324.3928 |  | 4028 | 169.3069 | 0 | 5.0859 | 0 | 0 | 0 | 150 | 324.3928 | 4028 | 169.3069 | 0 | 5.0859 | 0 | 0 | 0 | 150 | 324.3928 | 4028 | 178.2178 | 238.1433 | 5.4983 | 0 | 0 | 0 | 0 | 421.8594 | 4028 | 178.2178 | 238.1433 | 5.4983 | 0 | 0 | 0 | 0 | 421.8594 | 4028 | 178.2178 | 238.1433 | 5.4983 | 0 | 0 | 0 | 0 | 421.8594 | 4028 | 181.1881 | 476.2866 | 6.8729 | 0 | 0 | 0 | 0 | 0 | 0 | 664.3476 | 4028 | 181.1881 | 476.2866 | 6.8729 | 17 | 0 | 0 | 0 | 0 | 0 | 681.3476 | 4028 | 181.1881 | 476.2866 | 6.8729 | 0 | 0 | 0 | 0 | 0 | 0 | 664.3476
4031 | 81.5718 | 74.1528 | 74.1528 | 25.5095 | 25.4478 | 25.4758 | 0.01 | 0.01 | 0.01 | 4031 | 738.4601 | 738.4601 | 738.4601 | 866.2705 | 866.2705 | 866.2705 | 979.8798 | 979.8798 | 979.8798 | 4029 | 282.1782 | 0 | 0 | 0 | 0 | 0 | 150 | 432.1782 |  | 4029 | 282.1782 | 0 | 0 | 0 | 0 | 0 | 150 | 432.1782 | 4029 | 282.1782 | 0 | 0 | 0 | 0 | 0 | 143.2495 | 425.4277 | 4029 | 297.0297 | 299.6973 | 0 | 0 | 0 | 0 | 0 | 596.727 | 4029 | 297.0297 | 299.6973 | 0 | 0 | 0 | 0 | 0 | 596.727 | 4029 | 297.0297 | 299.6973 | 0 | 0 | 0 | 0 | 0 | 596.727 | 4029 | 301.9802 | 599.3946 | 0 | 0 | 0 | 0 | 0 | 0 | 0 | 901.3747 | 4029 | 301.9802 | 599.3946 | 0 | 17 | 0 | 0 | 0 | 0 | 0 | 918.3747 | 4029 | 301.9802 | 599.3946 | 0 | 0 | 0 | 0 | 0 | 0 | 0 | 901.3747
4032 | 55.1071 | 49.4913 | 55.1071 | 25.5095 | 25.4478 | 25.2139 | 0.01 | 0.01 | 0.01 | 4032 | 707.3671 | 707.3671 | 707.3671 | 829.796 | 829.796 | 829.796 | 938.6217 | 938.6217 | 938.6217 | 4030 | 395.0495 | 0 | 0 | 0 | 0 | 0 | 150 | 545.0495 |  | 4030 | 395.0495 | 0 | 0 | 0 | 0 | 0 | 150 | 545.0495 | 4030 | 395.0495 | 0 | 0 | 0 | 0 | 0 | 150 | 545.0495 | 4030 | 415.8416 | 345.106 | 0 | 0 | 0 | 0 | 0 | 760.9475 | 4030 | 415.8416 | 345.106 | 0 | 0 | 0 | 0 | 0 | 760.9475 | 4030 | 415.8416 | 345.106 | 0 | 0 | 0 | 0 | 0 | 760.9475 | 4030 | 287.0763 | 690.2119 | 0 | 0 | 0 | 0 | 0 | 0 | 0 | 977.2882 | 4030 | 422.7723 | 690.2119 | 0 | 17 | 0 | 0 | 0 | 0 | 0 | 1129.9842 | 4030 | 422.7723 | 690.2119 | 0 | 0 | 0 | 0 | 0 | 0 | 0 | 1112.9842
4033 | 22.8974 | 23.4961 | 25.5412 | 1.1461 | 1.1461 | 1.1461 | 0.01 | 0.01 | 0.01 | 4033 | 1073.1227 | 862.5347 | 862.5347 | 1258.8555 | 1258.8555 | 1258.8555 | 1423.9513 | 1423.9513 | 1423.9513 | 4031 | 507.9208 | 0 | 0 | 0 | 0 | 0 | 150 | 657.9208 |  | 4031 | 507.9208 | 0 | 0 | 0 | 0 | 0 | 116.6083 | 624.5291 | 4031 | 507.9208 | 0 | 0 | 0 | 0 | 0 | 150 | 657.9208 | 4031 | 534.6535 | 370.333 | 0 | 0 | 0 | 0 | 0 | 904.9865 | 4031 | 534.6535 | 370.333 | 0 | 0 | 0 | 0 | 0 | 904.9865 | 4031 | 534.6535 | 370.333 | 0 | 0 | 0 | 0 | 0 | 904.9865 | 4031 | 543.5644 | 740.666 | 0 | 0 | 0 | 0 | 0 | 0 | 0 | 1284.2304 | 4031 | 543.5644 | 740.666 | 0 | 17 | 0 | 0 | 0 | 0 | 0 | 1301.2304 | 4031 | 365.6578 | 740.666 | 0 | 0 | 0 | 0 | 0 | 0 | 0 | 1106.3238
4034 | 22.8974 | 23.4961 | 25.5412 | 1.1461 | 1.1461 | 1.1461 | 0.01 | 0.01 | 0.01 | 4034 | 835.0827 | 835.0827 | 835.0827 | 1241.9209 | 1241.9209 | 1241.9209 | 1404.7957 | 1404.7957 | 1404.7957 | 4032 | 724.2574 | 0 | 0 | 0 | 0 | 0 | 0 | 724.2574 |  | 4032 | 724.2574 | 0 | 0 | 0 | 0 | 0 | 0 | 724.2574 | 4032 | 724.2574 | 0 | 0 | 0 | 0 | 0 | 0 | 724.2574 | 4032 | 762.3762 | 398.5873 | 0 | 0 | 0 | 0 | 0 | 1160.9635 | 4032 | 762.3762 | 398.5873 | 0 | 0 | 0 | 0 | 0 | 1160.9635 | 4032 | 762.3762 | 398.5873 | 0 | 0 | 0 | 0 | 0 | 1160.9635 | 4032 | 775.0825 | 797.1746 | 0 | 0 | 0 | 0 | 0 | 0 | 0 | 1572.2571 | 4032 | 775.0825 | 797.1746 | 0 | 17 | 0 | 0 | 0 | 0 | 0 | 1589.2571 | 4032 | 775.0825 | 797.1746 | 0 | 0 | 0 | 0 | 0 | 0 | 0 | 1572.2571
4035 | 22.8974 | 23.4961 | 25.5412 | 5.1105 | 5.1105 | 5.1105 | 0.01 | 0.01 | 0.01 | 4035 | 865.3849 | 979.2451 | 795.4366 | 1277.0927 | 1277.0927 | 1277.0927 | 1444.5803 | 1444.5803 | 1444.5803 | 4033 | 846.5347 | 0 | 0 | 0 | 0 | 0 | 0 | 846.5347 |  | 4033 | 846.5347 | 0 | 0 | 0 | 0 | 0 | 0 | 846.5347 | 4033 | 846.5347 | 0 | 0 | 0 | 0 | 0 | 0 | 846.5347 | 4033 | 891.0891 | 448.0323 | 0 | 0 | 0 | 0 | 0 | 1339.1214 | 4033 | 891.0891 | 448.0323 | 0 | 0 | 0 | 0 | 0 | 1339.1214 | 4033 | 891.0891 | 448.0323 | 0 | 0 | 0 | 0 | 0 | 1339.1214 | 4033 | 0 | 896.0646 | 0 | 0 | 0 | 0 | 0 | 0 | 0 | 896.0646 | 4033 | 0 | 896.0646 | 0 | 17 | 0 | 0 | 0 | 0 | 0 | 913.0646 | 4033 | 0 | 896.0646 | 0 | 0 | 0 | 0 | 0 | 0 | 0 | 896.0646
4036 | 22.8974 | 23.4961 | 25.5412 | 17.8837 | 14.022 | 14.022 | 0.01 | 0.01 | 0.01 | 4036 | 1223.0357 | 1223.0357 | 876.5591 | 1379.53 | 1434.7149 | 1434.7149 | 1622.8742 | 1622.8742 | 1622.8742 | 4034 | 808.9109 | 0 | 10.1718 | 0 | 0 | 0 | 0 | 819.0827 |  | 4034 | 808.9109 | 0 | 10.1718 | 0 | 0 | 0 | 0 | 819.0827 | 4034 | 808.9109 | 0 | 10.1718 | 0 | 0 | 0 | 0 | 819.0827 | 4034 | 851.4851 | 512.6135 | 10.9966 | 0 | 0 | 0 | 0 | 1375.0952 | 4034 | 851.4851 | 512.6135 | 10.9966 | 0 | 0 | 0 | 0 | 1375.0952 | 4034 | 851.4851 | 512.6135 | 10.9966 | 0 | 0 | 0 | 0 | 1375.0952 | 4034 | 0 | 1025.227 | 13.7457 | 0 | 0 | 0 | 0 | 0 | 0 | 1038.9727 | 4034 | 0 | 1025.227 | 13.7457 | 17 | 0 | 0 | 0 | 0 | 0 | 1055.9727 | 4034 | 0 | 1025.227 | 13.7457 | 0 | 0 | 0 | 0 | 0 | 0 | 1038.9727
4037 | 22.8974 | 23.4961 | 25.5412 | 11.0239 | 11.0239 | 11.0239 | 0.01 | 0.01 | 0.01 | 4037 | 1342.966 | 1093.9609 | 1158.3521 | 1575.4024 | 1575.4024 | 1575.4024 | 1782.0126 | 1782.0126 | 1782.0126 | 4035 | 733.6634 | 0 | 45.7732 | 0 | 0 | 0 | 0 | 779.4366 |  | 4035 | 733.6634 | 0 | 45.7732 | 0 | 0 | 0 | 0 | 779.4366 | 4035 | 733.6634 | 0 | 45.7732 | 0 | 0 | 0 | 0 | 779.4366 | 4035 | 772.2772 | 532.7952 | 49.4845 | 0 | 0 | 0 | 0 | 1354.5569 | 4035 | 772.2772 | 532.7952 | 49.4845 | 0 | 0 | 0 | 0 | 1354.5569 | 4035 | 772.2772 | 532.7952 | 49.4845 | 0 | 0 | 0 | 0 | 1354.5569 | 4035 | 785.1485 | 1065.5903 | 61.8557 | 0 | 0 | 0 | 0 | 0 | 0 | 1912.5945 | 4035 | 785.1485 | 1065.5903 | 61.8557 | 17 | 0 | 0 | 0 | 0 | 0 | 1929.5945 | 4035 | 785.1485 | 1065.5903 | 61.8557 | 0 | 0 | 0 | 0 | 0 | 0 | 1912.5945
4038 | 17.8837 | 17.8837 | 17.8837 | 7.3621 | 7.3621 | 7.3621 | 0.01 | 0.01 | 0.01 | 4038 | 1417.3673 | 1417.3673 | 1417.3673 | 1662.6808 | 1662.6808 | 1662.6808 | 1880.7373 | 1880.7373 | 1880.7373 | 4036 | 592.5743 | 0 | 106.8041 | 0 | 0 | 0 | 0 | 699.3784 |  | 4036 | 592.5743 | 0 | 106.8041 | 0 | 0 | 0 | 0 | 699.3784 | 4036 | 592.5743 | 0 | 106.8041 | 0 | 0 | 0 | 0 | 699.3784 | 4036 | 623.7624 | 488.3956 | 115.4639 | 0 | 0 | 0 | 0 | 1227.6219 | 4036 | 623.7624 | 488.3956 | 115.4639 | 0 | 0 | 0 | 0 | 1227.6219 | 4036 | 623.7624 | 488.3956 | 115.4639 | 0 | 0 | 0 | 0 | 1227.6219 | 4036 | 634.1584 | 976.7911 | 144.3299 | 0 | 0 | 0 | 0 | 0 | 0 | 1755.2794 | 4036 | 634.1584 | 976.7911 | 144.3299 | 17 | 0 | 0 | 0 | 0 | 0 | 1772.2794 | 4036 | 634.1584 | 976.7911 | 144.3299 | 0 | 0 | 0 | 0 | 0 | 0 | 1755.2794
4039 | 13.3772 | 13.3772 | 13.3772 | 0.01 | 0.01 | 0.01 | 0.01 | 0.01 | 0.01 | 4039 | 1447.3499 | 1447.3499 | 1447.3499 | 1697.8527 | 1697.8527 | 1697.8527 | 1920.5219 | 1450.4944 | 1450.4944 | 4037 | 554.9505 | 0 | 310.2405 | 0 | 0 | 0 | 0 | 865.191 |  | 4037 | 554.9505 | 0 | 310.2405 | 0 | 0 | 0 | 0 | 865.191 | 4037 | 554.9505 | 0 | 310.2405 | 0 | 0 | 0 | 0 | 865.191 | 4037 | 584.1584 | 425.8325 | 335.3952 | 0 | 0 | 0 | 0 | 1345.3861 | 4037 | 584.1584 | 425.8325 | 335.3952 | 0 | 0 | 0 | 0 | 1345.3861 | 4037 | 584.1584 | 425.8325 | 335.3952 | 0 | 0 | 0 | 0 | 1345.3861 | 4037 | 593.8944 | 851.665 | 419.244 | 0 | 0 | 0 | 0 | 0 | 0 | 1864.8034 | 4037 | 593.8944 | 851.665 | 419.244 | 17 | 0 | 0 | 0 | 0 | 0 | 1881.8034 | 4037 | 593.8944 | 851.665 | 419.244 | 0 | 0 | 0 | 0 | 0 | 0 | 1864.8034
4040 | 10.1159 | 10.1159 | 10.1159 | 0.01 | 0.01 | 0.01 | 0 | 0.01 | 0.01 | 4040 | 1446.2394 | 1446.2394 | 1446.2394 | 1696.5501 | 1696.5501 | 1696.5501 | 1919.0484 | 1919.0484 | 1919.0484 | 4038 | 583.1683 | 0 | 656.0825 | 0 | 0 | 0 | 0 | 1239.2508 |  | 4038 | 583.1683 | 0 | 656.0825 | 0 | 0 | 0 | 0 | 1239.2508 | 4038 | 583.1683 | 0 | 656.0825 | 0 | 0 | 0 | 0 | 1239.2508 | 4038 | 613.8614 | 410.6963 | 709.2784 | 0 | 0 | 0 | 0 | 1733.836 | 4038 | 613.8614 | 410.6963 | 709.2784 | 0 | 0 | 0 | 0 | 1733.836 | 4038 | 613.8614 | 410.6963 | 709.2784 | 0 | 0 | 0 | 0 | 1733.836 | 4038 | 624.0924 | 821.3925 | 886.5979 | 0 | 0 | 0 | 0 | 0 | 0 | 2332.0829 | 4038 | 624.0924 | 821.3925 | 886.5979 | 17 | 0 | 0 | 0 | 0 | 0 | 2349.0829 | 4038 | 624.0924 | 821.3925 | 886.5979 | 0 | 0 | 0 | 0 | 0 | 0 | 2332.0829
4041 | 0.01 | 0.01 | 0.01 | 0.01 | 0.01 | 0.01 | 0 | 0 | 0 | 4041 | 1448.4603 | 1448.4603 | 1448.4603 | 1699.1554 | 1699.1554 | 1699.1554 | 1921.9954 | 1921.9954 | 1921.9954 | 4039 | 696.0396 | 0 | 996.8385 | 0 | 0 | 0 | 0 | 1692.8781 |  | 4039 | 696.0396 | 0 | 996.8385 | 0 | 0 | 0 | 0 | 1692.8781 | 4039 | 696.0396 | 0 | 996.8385 | 0 | 0 | 0 | 0 | 1692.8781 | 4039 | 732.6733 | 451.0595 | 1077.6632 | 0 | 0 | 0 | 0 | 2261.396 | 4039 | 709.7938 | 451.0595 | 1077.6632 | 0 | 0 | 0 | 0 | 2238.5166 | 4039 | 489.7938 | 451.0595 | 1077.6632 | 0 | 0 | 0 | 0 | 2018.5166 | 4039 | 744.8845 | 902.1191 | 1347.079 | 0 | 0 | 0 | 0 | 0 | 0 | 2994.0826 | 4039 | 744.8845 | 902.1191 | 1347.079 | 17 | 0 | 0 | 0 | 0 | 0 | 3011.0826 | 4039 | 744.8845 | 902.1191 | 1347.079 | 0 | 0 | 0 | 0 | 0 | 0 | 2994.0826
4042 | 0.01 | 0.01 | 0.01 | 0.01 | 0.01 | 0.01 | 0 | 0 | 0 | 4042 | 1430.6929 | 1430.6929 | 1430.6929 | 1678.3128 | 1678.3128 | 1678.3128 | 1898.4194 | 1898.4194 | 1898.4194 | 4040 | 855.9406 | 0 | 1251.134 | 0 | 0 | 0 | 0 | 2107.0746 |  | 4040 | 855.9406 | 0 | 1251.134 | 0 | 0 | 0 | 0 | 2107.0746 | 4040 | 855.9406 | 0 | 1251.134 | 0 | 0 | 0 | 0 | 2107.0746 | 4040 | 900.9901 | 560.0404 | 1352.5773 | 0 | 0 | 0 | 0 | 2813.6078 | 4040 | 900.9901 | 560.0404 | 1352.5773 | 0 | 0 | 0 | 0 | 2813.6078 | 4040 | 900.9901 | 560.0404 | 1352.5773 | 0 | 0 | 0 | 0 | 2813.6078 | 4040 | 0 | 1120.0807 | 1690.7216 | 0 | 0 | 0 | 0 | 0 | 0 | 2810.8024 | 4040 | 0 | 1120.0807 | 1690.7216 | 17 | 0 | 0 | 0 | 0 | 0 | 2827.8024 | 4040 | 0 | 1120.0807 | 1690.7216 | 0 | 0 | 0 | 0 | 0 | 0 | 2810.8024
4043 | 0.01 | 0.01 | 0.01 | 0.01 | 0.01 | 0.01 | 0 | 0 | 0 | 4043 | 1457.3441 | 1457.3441 | 1457.3441 | 1709.5767 | 1709.5767 | 1709.5767 | 1933.7835 | 1933.7835 | 1933.7835 | 4041 | 1044.0594 | 0 | 1383.3677 | 0 | 0 | 0 | 0 | 2427.4271 |  | 4041 | 582.0926 | 0 | 1383.3677 | 0 | 0 | 0 | 0 | 1965.4603 | 4041 | 815.1926 | 0 | 1383.3677 | 0 | 0 | 0 | 0 | 2198.5603 | 4041 | 1099.0099 | 655.9031 | 1495.5326 | 0 | 0 | 0 | 0 | 3250.4457 | 4041 | 1099.0099 | 655.9031 | 1495.5326 | 0 | 0 | 0 | 0 | 3250.4457 | 4041 | 413.8061 | 655.9031 | 1495.5326 | 0 | 0 | 0 | 0 | 2565.2419 | 4041 | 0 | 1311.8063 | 1869.4158 | 0 | 0 | 0 | 0 | 0 | 0 | 3181.2221 | 4041 | 0 | 1259.6581 | 1869.4158 | 17 | 0 | 0 | 0 | 0 | 0 | 3146.0739 | 4041 | 0 | 1259.6581 | 1869.4158 | 0 | 0 | 0 | 0 | 0 | 0 | 3129.0739
4044 | 0.01 | 0.01 | 0.01 | 0.01 | 0.01 | 0.01 | 0 | 0 | 0 | 4044 | 1435.1347 | 1435.1347 | 1435.1347 | 1683.5234 | 1683.5234 | 1683.5234 | 1904.3134 | 1904.3134 | 1904.3134 | 4042 | 860.0795 | 0 | 1434.2268 | 0 | 0 | 0 | 0 | 2294.3063 |  | 4042 | 1185.1485 | 0 | 1434.2268 | 0 | 0 | 0 | 0 | 2619.3753 | 4042 | 679.8869 | 0 | 1434.2268 | 0 | 0 | 0 | 0 | 2114.1137 | 4042 | 24.5762 | 702.3209 | 1550.5155 | 0 | 0 | 0 | 0 | 2277.4126 | 4042 | 489.5462 | 702.3209 | 1550.5155 | 0 | 0 | 0 | 0 | 2742.3825 | 4042 | 639.9039 | 702.3209 | 1550.5155 | 0 | 0 | 0 | 0 | 2892.7402 | 4042 | 0 | 1404.6418 | 1938.1443 | 0 | 0 | 0 | 0 | 0 | 0 | 3342.7861 | 4042 | 0 | 949.1637 | 1938.1443 | 17 | 0 | 0 | 0 | 0 | 0 | 2904.3081 | 4042 | 0 | 1404.6418 | 1938.1443 | 0 | 0 | 0 | 0 | 0 | 0 | 3342.7861
4045 | 0.01 | 0.01 | 0.01 | 0.01 | 0.01 | 0.01 | 0 | 0 | 0 | 4045 | 1421.8091 | 1421.8091 | 1421.8091 | 1667.8915 | 1667.8915 | 1667.8915 | 1886.6313 | 1886.6313 | 1886.6313 | 4043 | 347.9167 | 0 | 1424.055 | 0 | 0 | 0 | 0 | 1771.9717 |  | 4043 | 847.9167 | 0 | 1424.055 | 0 | 0 | 0 | 0 | 2271.9717 | 4043 | 847.9167 | 0 | 1424.055 | 0 | 0 | 0 | 0 | 2271.9717 | 4043 | 91.785 | 727.5479 | 1539.5189 | 0 | 0 | 0 | 0 | 2358.8518 | 4043 | 640.8683 | 727.5479 | 1539.5189 | 0 | 0 | 0 | 0 | 2907.9352 | 4043 | 591.785 | 727.5479 | 1539.5189 | 0 | 0 | 0 | 0 | 2858.8518 | 4043 | 0 | 1455.0959 | 1924.3986 | 0 | 0 | 0 | 0 | 0 | 0 | 3379.4945 | 4043 | 0 | 1455.0959 | 1924.3986 | 17 | 0 | 0 | 0 | 0 | 0 | 3396.4945 | 4043 | 0 | 1455.0959 | 1924.3986 | 0 | 0 | 0 | 0 | 0 | 0 | 3379.4945
4046 | 0.01 | 0.01 | 0.01 | 0.01 | 0.01 | 0.01 | 0 | 0 | 0 | 4046 | 1408.4835 | 1408.4835 | 1408.4835 | 1652.2595 | 1652.2595 | 1652.2595 | 1868.9493 | 1868.9493 | 1868.9493 | 4044 | 361.4246 | 0 | 1393.5395 | 0 | 0 | 0 | 0 | 1754.9642 |  | 4044 | 861.4246 | 0 | 1393.5395 | 0 | 0 | 0 | 0 | 2254.9642 | 4044 | 1007.5733 | 0 | 1393.5395 | 0 | 0 | 0 | 0 | 2401.1128 | 4044 | 89.436 | 743.6932 | 1506.5292 | 0 | 0 | 0 | 0 | 2339.6584 | 4044 | 544.8906 | 743.6932 | 1506.5292 | 0 | 0 | 0 | 0 | 2795.113 | 4044 | 589.436 | 743.6932 | 1506.5292 | 0 | 0 | 0 | 0 | 2839.6584 | 4044 | 0 | 1487.3865 | 1883.1615 | 0 | 0 | 0 | 0 | 0 | 0 | 3370.548 | 4044 | 0 | 1487.3865 | 1883.1615 | 17 | 0 | 0 | 0 | 0 | 0 | 3387.548 | 4044 | 0 | 1487.3865 | 1883.1615 | 0 | 0 | 0 | 0 | 0 | 0 | 3370.548
4047 | 10.1159 | 10.1159 | 10.1159 | 0.01 | 0.01 | 0.01 | 0.01 | 0.01 | 0.01 | 4047 | 1426.251 | 1426.251 | 1426.251 | 1673.1021 | 1673.1021 | 1673.1021 | 1367.4112 | 1892.5254 | 1395.9762 | 4045 | 1269.802 | 0 | 1327.4227 | 0 | 0 | 0 | 0 | 2597.2247 |  | 4045 | 1269.802 | 0 | 1327.4227 | 0 | 0 | 0 | 0 | 2597.2247 | 4045 | 971.4937 | 0 | 1327.4227 | 0 | 0 | 0 | 0 | 2298.9164 | 4045 | 213.4181 | 742.6842 | 1435.0515 | 0 | 0 | 0 | 0 | 2391.1539 | 4045 | 272.3181 | 742.6842 | 1435.0515 | 0 | 0 | 0 | 0 | 2450.0539 | 4045 | 713.4181 | 742.6842 | 1435.0515 | 0 | 0 | 0 | 0 | 2891.1539 | 4045 | 0 | 1202.3511 | 1793.8144 | 0 | 0 | 0 | 0 | 0 | 0 | 2996.1655 | 4045 | 0 | 1485.3683 | 1793.8144 | 17 | 0 | 0 | 0 | 0 | 0 | 3296.1827 | 4045 | 0 | 1485.3683 | 1793.8144 | 0 | 0 | 0 | 0 | 0 | 0 | 3279.1827
4048 | 22.8974 | 23.4961 | 25.5412 | 17.8837 | 17.8837 | 17.8837 | 0.01 | 0.01 | 0.01 | 4048 | 1438.4991 | 1438.4991 | 1438.4991 | 1600.9912 | 1600.9912 | 1600.9912 | 1924.9424 | 1924.9424 | 1924.9424 | 4046 | 650.8192 | 0 | 1154.5017 | 0 | 0 | 0 | 0 | 1805.3209 |  | 4046 | 1185.1485 | 0 | 1154.5017 | 0 | 0 | 0 | 0 | 2339.6502 | 4046 | 1150.8192 | 0 | 1154.5017 | 0 | 0 | 0 | 0 | 2305.3209 | 4046 | 445.3753 | 724.5207 | 1248.11 | 0 | 0 | 0 | 0 | 2418.006 | 4046 | 989.5503 | 724.5207 | 1248.11 | 0 | 0 | 0 | 0 | 2962.181 | 4046 | 846.8382 | 724.5207 | 1248.11 | 0 | 0 | 0 | 0 | 2819.4689 | 4046 | 0 | 1449.0414 | 1560.1375 | 0 | 0 | 0 | 0 | 0 | 0 | 3009.1788 | 4046 | 0 | 1449.0414 | 1560.1375 | 17 | 0 | 0 | 0 | 0 | 0 | 3026.1788 | 4046 | 0 | 1414.0164 | 1560.1375 | 0 | 0 | 0 | 0 | 0 | 0 | 2974.1539
4049 | 35.6384 | 35.6384 | 35.6384 | 31.8767 | 29.4202 | 29.4202 | 0.01 | 0.01 | 0.01 | 4049 | 1056.0535 | 1056.0535 | 1056.0535 | 1238.832 | 1238.832 | 1238.832 | 1459.327 | 1401.3018 | 1401.3018 | 4047 | 1034.6535 | 0 | 874.7766 | 0 | 0 | 0 | 0 | 1909.4301 |  | 4047 | 1034.6535 | 0 | 874.7766 | 0 | 0 | 0 | 0 | 1909.4301 | 4047 | 1034.6535 | 0 | 874.7766 | 0 | 0 | 0 | 0 | 1909.4301 | 4047 | 535.8955 | 674.0666 | 945.7045 | 0 | 0 | 0 | 0 | 2155.6666 | 4047 | 1089.1089 | 674.0666 | 945.7045 | 0 | 0 | 0 | 0 | 2708.88 | 4047 | 535.8955 | 674.0666 | 945.7045 | 0 | 0 | 0 | 0 | 2155.6666 | 4047 | 1078.6958 | 1348.1332 | 1182.1306 | 0 | 0 | 0 | 0 | 0 | 0 | 3608.9596 | 4047 | 1107.2607 | 1348.1332 | 1182.1306 | 17 | 0 | 0 | 0 | 0 | 0 | 3654.5245 | 4047 | 1107.2607 | 1348.1332 | 1182.1306 | 0 | 0 | 0 | 0 | 0 | 0 | 3637.5245
4050 | 35.6384 | 35.6384 | 35.6384 | 31.8767 | 31.5049 | 31.7252 | 19.1387 | 14.4573 | 14.4573 | 4050 | 1023.85 | 1023.85 | 1023.85 | 1201.0548 | 1201.0548 | 1201.0548 | 1358.5702 | 1358.5702 | 1358.5702 | 4048 | 893.5644 | 0 | 528.9347 | 0 | 0 | 0 | 0 | 1422.4991 |  | 4048 | 893.5644 | 0 | 528.9347 | 0 | 0 | 0 | 0 | 1422.4991 | 4048 | 893.5644 | 0 | 528.9347 | 0 | 0 | 0 | 0 | 1422.4991 | 4048 | 940.5941 | 571.1403 | 571.8213 | 0 | 0 | 0 | 0 | 2083.5556 | 4048 | 940.5941 | 571.1403 | 571.8213 | 0 | 0 | 0 | 0 | 2083.5556 | 4048 | 940.5941 | 571.1403 | 571.8213 | 0 | 0 | 0 | 0 | 2083.5556 | 4048 | 956.2706 | 1142.2805 | 714.7766 | 0 | 0 | 0 | 0 | 0 | 0 | 2813.3278 | 4048 | 203.7958 | 1142.2805 | 714.7766 | 17 | 0 | 0 | 0 | 0 | 0 | 2077.8529 | 4048 | 550.4498 | 1142.2805 | 714.7766 | 0 | 0 | 0 | 0 | 0 | 0 | 2407.5069
4051 | 35.6384 | 35.6384 | 35.6384 | 31.8767 | 31.5049 | 31.7252 | 19.1387 | 14.4573 | 14.4573 | 4051 | 967.2162 | 967.2162 | 967.2162 | 1134.619 | 1134.619 | 1134.619 | 1283.4215 | 1283.4215 | 1283.4215 | 4049 | 630.198 | 0 | 213.6082 | 0 | 0 | 0 | 0 | 843.8063 |  | 4049 | 630.198 | 0 | 213.6082 | 0 | 0 | 0 | 0 | 843.8063 | 4049 | 630.198 | 0 | 213.6082 | 0 | 0 | 0 | 0 | 843.8063 | 4049 | 663.3663 | 489.4046 | 230.9278 | 0 | 0 | 0 | 0 | 1383.6988 | 4049 | 663.3663 | 489.4046 | 230.9278 | 0 | 0 | 0 | 0 | 1383.6988 | 4049 | 663.3663 | 489.4046 | 230.9278 | 0 | 0 | 0 | 0 | 1383.6988 | 4049 | 674.4224 | 978.8093 | 288.6598 | 0 | 0 | 0 | 0 | 0 | 0 | 1941.8915 | 4049 | 616.3972 | 978.8093 | 288.6598 | 17 | 0 | 0 | 0 | 0 | 0 | 1900.8663 | 4049 | 616.3972 | 978.8093 | 288.6598 | 0 | 0 | 0 | 0 | 0 | 0 | 1883.8663
4052 | 35.6384 | 35.6384 | 35.6384 | 31.8767 | 29.4202 | 29.4202 | 19.1387 | 18.6145 | 18.6145 | 4052 | 903.9196 | 903.9196 | 903.9196 | 1060.3673 | 1060.3673 | 1060.3673 | 1199.4318 | 1199.4318 | 1199.4318 | 4050 | 470.297 | 0 | 76.2887 | 0 | 0 | 0 | 0 | 546.5857 |  | 4050 | 470.297 | 0 | 76.2887 | 0 | 0 | 0 | 0 | 546.5857 | 4050 | 470.297 | 0 | 76.2887 | 0 | 0 | 0 | 0 | 546.5857 | 4050 | 495.0495 | 480.3229 | 82.4742 | 0 | 0 | 0 | 0 | 1057.8466 | 4050 | 495.0495 | 480.3229 | 82.4742 | 0 | 0 | 0 | 0 | 1057.8466 | 4050 | 495.0495 | 480.3229 | 82.4742 | 0 | 0 | 0 | 0 | 1057.8466 | 4050 | 503.3003 | 960.6458 | 103.0928 | 0 | 0 | 0 | 0 | 0 | 0 | 1567.0389 | 4050 | 503.3003 | 960.6458 | 103.0928 | 17 | 0 | 0 | 0 | 0 | 0 | 1584.0389 | 4050 | 503.3003 | 960.6458 | 103.0928 | 0 | 0 | 0 | 0 | 0 | 0 | 1567.0389
4053 | 35.6384 | 35.6384 | 35.6384 | 31.8767 | 29.4202 | 29.4202 | 18.6145 | 18.6145 | 18.6145 | 4053 | 853.9486 | 853.9486 | 853.9486 | 1001.7474 | 1001.7474 | 1001.7474 | 1133.1242 | 1133.1242 | 1133.1242 | 4051 | 366.8317 | 0 | 30.5155 | 0 | 0 | 0 | 0 | 397.3471 |  | 4051 | 366.8317 | 0 | 30.5155 | 0 | 0 | 0 | 0 | 397.3471 | 4051 | 366.8317 | 0 | 30.5155 | 0 | 0 | 0 | 0 | 397.3471 | 4051 | 386.1386 | 520.6862 | 32.9897 | 0 | 0 | 0 | 0 | 939.8145 | 4051 | 386.1386 | 520.6862 | 32.9897 | 0 | 0 | 0 | 0 | 939.8145 | 4051 | 386.1386 | 520.6862 | 32.9897 | 0 | 0 | 0 | 0 | 939.8145 | 4051 | 392.5743 | 1041.3724 | 41.2371 | 0 | 0 | 0 | 0 | 0 | 0 | 1475.1837 | 4051 | 392.5743 | 1041.3724 | 41.2371 | 17 | 0 | 0 | 0 | 0 | 0 | 1492.1837 | 4051 | 392.5743 | 1041.3724 | 41.2371 | 0 | 0 | 0 | 0 | 0 | 0 | 1475.1837
4054 | 35.6384 | 35.6384 | 35.6384 | 31.7252 | 29.4202 | 29.4202 | 3.0198 | 3.0198 | 3.0198 | 4054 | 809.53 | 809.53 | 809.53 | 949.6409 | 949.6409 | 949.6409 | 1074.184 | 1074.184 | 1074.184 | 4052 | 479.703 | 0 | 5.0859 | 0 | 0 | 0 | 0 | 484.7889 |  | 4052 | 479.703 | 0 | 5.0859 | 0 | 0 | 0 | 0 | 484.7889 | 4052 | 479.703 | 0 | 5.0859 | 0 | 0 | 0 | 0 | 484.7889 | 4052 | 504.9505 | 554.995 | 5.4983 | 0 | 0 | 0 | 0 | 1065.4437 | 4052 | 504.9505 | 554.995 | 5.4983 | 0 | 0 | 0 | 0 | 1065.4437 | 4052 | 504.9505 | 554.995 | 5.4983 | 0 | 0 | 0 | 0 | 1065.4437 | 4052 | 513.3663 | 1109.9899 | 6.8729 | 0 | 0 | 0 | 0 | 0 | 0 | 1630.2291 | 4052 | 513.3663 | 1109.9899 | 6.8729 | 17 | 0 | 0 | 0 | 0 | 0 | 1647.2291 | 4052 | 513.3663 | 1109.9899 | 6.8729 | 0 | 0 | 0 | 0 | 0 | 0 | 1630.2291
4055 | 35.6384 | 35.6384 | 35.6384 | 30.6411 | 29.4202 | 29.4202 | 0.29885 | 0.29885 | 0.29885 | 4055 | 755.1171 | 755.1171 | 755.1171 | 885.8105 | 885.8105 | 885.8105 | 1001.9823 | 1001.9823 | 1001.9823 | 4053 | 649.0099 | 0 | 0 | 0 | 0 | 0 | 0 | 649.0099 |  | 4053 | 649.0099 | 0 | 0 | 0 | 0 | 0 | 0 | 649.0099 | 4053 | 649.0099 | 0 | 0 | 0 | 0 | 0 | 0 | 649.0099 | 4053 | 683.1683 | 564.0767 | 0 | 0 | 0 | 0 | 0 | 1247.245 | 4053 | 683.1683 | 564.0767 | 0 | 0 | 0 | 0 | 0 | 1247.245 | 4053 | 683.1683 | 564.0767 | 0 | 0 | 0 | 0 | 0 | 1247.245 | 4053 | 694.5545 | 1128.1534 | 0 | 0 | 0 | 0 | 0 | 0 | 0 | 1822.7078 | 4053 | 694.5545 | 1128.1534 | 0 | 17 | 0 | 0 | 0 | 0 | 0 | 1839.7078 | 4053 | 694.5545 | 1128.1534 | 0 | 0 | 0 | 0 | 0 | 0 | 0 | 1822.7078
4056 | 22.8974 | 23.4961 | 25.5412 | 13.6685 | 13.6685 | 13.6685 | 0.01 | 0.01 | 0.01 | 4056 | 749.6634 | 749.6634 | 749.6634 | 1309.6593 | 1309.6593 | 1309.6593 | 1360.7427 | 1481.4179 | 1481.4179 | 4054 | 658.4158 | 0 | 0 | 0 | 0 | 0 | 0 | 658.4158 |  | 4054 | 658.4158 | 0 | 0 | 0 | 0 | 0 | 0 | 658.4158 | 4054 | 658.4158 | 0 | 0 | 0 | 0 | 0 | 0 | 658.4158 | 4054 | 693.0693 | 561.0494 | 0 | 0 | 0 | 0 | 0 | 1254.1188 | 4054 | 693.0693 | 561.0494 | 0 | 0 | 0 | 0 | 0 | 1254.1188 | 4054 | 693.0693 | 561.0494 | 0 | 0 | 0 | 0 | 0 | 1254.1188 | 4054 | 704.6205 | 1122.0989 | 0 | 0 | 0 | 0 | 0 | 0 | 0 | 1826.7194 | 4054 | 704.6205 | 1122.0989 | 0 | 17 | 0 | 0 | 0 | 0 | 0 | 1843.7194 | 4054 | 704.6205 | 1122.0989 | 0 | 0 | 0 | 0 | 0 | 0 | 0 | 1826.7194
4057 | 22.8974 | 23.4961 | 25.5412 | 16.2384 | 16.2384 | 16.2384 | 0.29885 | 0.29885 | 0.29885 | 4057 | 712.0396 | 712.0396 | 712.0396 | 1269.2768 | 1269.2768 | 1269.2768 | 910.6251 | 910.6251 | 910.6251 | 4055 | 686.6337 | 0 | 0 | 0 | 0 | 0 | 0 | 686.6337 |  | 4055 | 686.6337 | 0 | 0 | 0 | 0 | 0 | 0 | 686.6337 | 4055 | 686.6337 | 0 | 0 | 0 | 0 | 0 | 0 | 686.6337 | 4055 | 722.7723 | 540.8678 | 0 | 0 | 0 | 0 | 0 | 1263.6401 | 4055 | 722.7723 | 540.8678 | 0 | 0 | 0 | 0 | 0 | 1263.6401 | 4055 | 722.7723 | 540.8678 | 0 | 0 | 0 | 0 | 0 | 1263.6401 | 4055 | 734.8185 | 1081.7356 | 0 | 0 | 0 | 0 | 0 | 0 | 0 | 1816.5541 | 4055 | 734.8185 | 1081.7356 | 0 | 17 | 0 | 0 | 0 | 0 | 0 | 1833.5541 | 4055 | 734.8185 | 1081.7356 | 0 | 0 | 0 | 0 | 0 | 0 | 0 | 1816.5541
4058 | 22.8974 | 23.4961 | 25.5412 | 18.6145 | 18.6145 | 18.6145 | 3.0198 | 3.0198 | 3.0198 | 4058 | 675.1817 | 675.1817 | 675.1817 | 772.4788 | 772.4788 | 772.4788 | 873.7875 | 873.7875 | 873.7875 | 4056 | 733.6634 | 0 | 0 | 0 | 0 | 0 | 0 | 733.6634 |  | 4056 | 733.6634 | 0 | 0 | 0 | 0 | 0 | 0 | 733.6634 | 4056 | 733.6634 | 0 | 0 | 0 | 0 | 0 | 0 | 733.6634 | 4056 | 772.2772 | 508.5772 | 0 | 0 | 0 | 0 | 0 | 1280.8544 | 4056 | 772.2772 | 508.5772 | 0 | 0 | 0 | 0 | 0 | 1280.8544 | 4056 | 772.2772 | 508.5772 | 0 | 0 | 0 | 0 | 0 | 1280.8544 | 4056 | 785.1485 | 1017.1544 | 0 | 0 | 0 | 0 | 0 | 0 | 0 | 1802.3029 | 4056 | 785.1485 | 1017.1544 | 0 | 17 | 0 | 0 | 0 | 0 | 0 | 1819.3029 | 4056 | 785.1485 | 1017.1544 | 0 | 0 | 0 | 0 | 0 | 0 | 0 | 1802.3029
4059 | 29.4202 | 29.4202 | 29.4202 | 22.8974 | 22.8974 | 22.8974 | 18.6145 | 16.9307 | 16.9307 | 4059 | 671.8322 | 671.8322 | 671.8322 | 788.1108 | 788.1108 | 788.1108 | 891.4696 | 891.4696 | 891.4696 | 4057 | 696.0396 | 0 | 0 | 0 | 0 | 0 | 0 | 696.0396 |  | 4057 | 696.0396 | 0 | 0 | 0 | 0 | 0 | 0 | 696.0396 | 4057 | 696.0396 | 0 | 0 | 0 | 0 | 0 | 0 | 696.0396 | 4057 | 732.6733 | 487.3865 | 0 | 0 | 0 | 0 | 0 | 1220.0597 | 4057 | 732.6733 | 487.3865 | 0 | 0 | 0 | 0 | 0 | 1220.0597 | 4057 | 732.6733 | 487.3865 | 0 | 0 | 0 | 0 | 0 | 1220.0597 | 4057 | 744.8845 | 974.773 | 0 | 0 | 0 | 0 | 0 | 0 | 0 | 1719.6574 | 4057 | 744.8845 | 974.773 | 0 | 17 | 0 | 0 | 0 | 0 | 0 | 1736.6574 | 4057 | 744.8845 | 974.773 | 0 | 0 | 0 | 0 | 0 | 0 | 0 | 1719.6574
4060 | 35.6384 | 35.6384 | 35.6384 | 31.8767 | 31.5049 | 31.7252 | 22.1162 | 22.1447 | 22.2137 | 4060 | 747.3439 | 747.3439 | 747.3439 | 876.6918 | 876.6918 | 876.6918 | 991.6678 | 991.6678 | 991.6678 | 4058 | 649.0099 | 0 | 10.1718 | 0 | 0 | 0 | 0 | 659.1817 |  | 4058 | 649.0099 | 0 | 10.1718 | 0 | 0 | 0 | 0 | 659.1817 | 4058 | 649.0099 | 0 | 10.1718 | 0 | 0 | 0 | 0 | 659.1817 | 4058 | 683.1683 | 474.2684 | 10.9966 | 0 | 0 | 0 | 0 | 1168.4333 | 4058 | 683.1683 | 474.2684 | 10.9966 | 0 | 0 | 0 | 0 | 1168.4333 | 4058 | 683.1683 | 474.2684 | 10.9966 | 0 | 0 | 0 | 0 | 1168.4333 | 4058 | 694.5545 | 948.5368 | 13.7457 | 0 | 0 | 0 | 0 | 0 | 0 | 1656.837 | 4058 | 694.5545 | 948.5368 | 13.7457 | 17 | 0 | 0 | 0 | 0 | 0 | 1673.837 | 4058 | 694.5545 | 948.5368 | 13.7457 | 0 | 0 | 0 | 0 | 0 | 0 | 1656.837
4061 | 35.6384 | 35.6384 | 35.6384 | 31.8767 | 31.5049 | 31.7252 | 22.1162 | 22.1447 | 22.2137 | 4061 | 805.0881 | 805.0881 | 805.0881 | 944.4303 | 944.4303 | 944.4303 | 1068.29 | 1068.29 | 1068.29 | 4059 | 620.7921 | 0 | 45.7732 | 0 | 0 | 0 | 0 | 666.5653 |  | 4059 | 620.7921 | 0 | 45.7732 | 0 | 0 | 0 | 0 | 666.5653 | 4059 | 620.7921 | 0 | 45.7732 | 0 | 0 | 0 | 0 | 666.5653 | 4059 | 653.4653 | 470.2321 | 49.4845 | 0 | 0 | 0 | 0 | 1173.182 | 4059 | 653.4653 | 470.2321 | 49.4845 | 0 | 0 | 0 | 0 | 1173.182 | 4059 | 653.4653 | 470.2321 | 49.4845 | 0 | 0 | 0 | 0 | 1173.182 | 4059 | 664.3564 | 940.4642 | 61.8557 | 0 | 0 | 0 | 0 | 0 | 0 | 1666.6763 | 4059 | 664.3564 | 940.4642 | 61.8557 | 17 | 0 | 0 | 0 | 0 | 0 | 1683.6763 | 4059 | 664.3564 | 940.4642 | 61.8557 | 0 | 0 | 0 | 0 | 0 | 0 | 1666.6763
4062 | 35.6384 | 35.6384 | 35.6384 | 29.4202 | 29.4202 | 29.4202 | 20.9838 | 20.9838 | 20.9838 | 4062 | 859.501 | 859.501 | 859.501 | 1008.2608 | 1008.2608 | 1008.2608 | 1140.4917 | 1140.4917 | 1140.4917 | 4060 | 601.9802 | 0 | 111.89 | 0 | 0 | 0 | 0 | 713.8702 |  | 4060 | 601.9802 | 0 | 111.89 | 0 | 0 | 0 | 0 | 713.8702 | 4060 | 601.9802 | 0 | 111.89 | 0 | 0 | 0 | 0 | 713.8702 | 4060 | 633.6634 | 412.7144 | 120.9622 | 0 | 0 | 0 | 0 | 1167.34 | 4060 | 633.6634 | 412.7144 | 120.9622 | 0 | 0 | 0 | 0 | 1167.34 | 4060 | 633.6634 | 412.7144 | 120.9622 | 0 | 0 | 0 | 0 | 1167.34 | 4060 | 644.2244 | 825.4289 | 151.2027 | 0 | 0 | 0 | 0 | 0 | 0 | 1620.856 | 4060 | 644.2244 | 825.4289 | 151.2027 | 17 | 0 | 0 | 0 | 0 | 0 | 1637.856 | 4060 | 644.2244 | 825.4289 | 151.2027 | 0 | 0 | 0 | 0 | 0 | 0 | 1620.856
4063 | 22.3899 | 22.3899 | 22.3899 | 18.6145 | 18.6145 | 18.6145 | 0.01 | 0.01 | 0.01 | 4063 | 1308.5416 | 1308.5416 | 1308.5416 | 1070.7886 | 1070.7886 | 1070.7886 | 1211.2198 | 1211.2198 | 1211.2198 | 4061 | 460.8911 | 0 | 315.3265 | 0 | 0 | 0 | 0 | 776.2175 |  | 4061 | 460.8911 | 0 | 315.3265 | 0 | 0 | 0 | 0 | 776.2175 | 4061 | 460.8911 | 0 | 315.3265 | 0 | 0 | 0 | 0 | 776.2175 | 4061 | 485.1485 | 312.8153 | 340.8935 | 0 | 0 | 0 | 0 | 1138.8573 | 4061 | 485.1485 | 312.8153 | 340.8935 | 0 | 0 | 0 | 0 | 1138.8573 | 4061 | 485.1485 | 312.8153 | 340.8935 | 0 | 0 | 0 | 0 | 1138.8573 | 4061 | 493.2343 | 625.6307 | 426.1168 | 0 | 0 | 0 | 0 | 0 | 0 | 1544.9818 | 4061 | 493.2343 | 625.6307 | 426.1168 | 17 | 0 | 0 | 0 | 0 | 0 | 1561.9818 | 4061 | 493.2343 | 625.6307 | 426.1168 | 0 | 0 | 0 | 0 | 0 | 0 | 1544.9818
4064 | 20.9838 | 20.9838 | 20.9838 | 15.4801 | 15.4801 | 15.4801 | 0.01 | 0.01 | 0.01 | 4064 | 1308.5416 | 1308.5416 | 1308.5416 | 1535.0199 | 1535.0199 | 1535.0199 | 1736.334 | 1736.334 | 1726.4112 | 4062 | 338.6139 | 0 | 650.9966 | 0 | 0 | 0 | 0 | 989.6104 |  | 4062 | 338.6139 | 0 | 650.9966 | 0 | 0 | 0 | 0 | 989.6104 | 4062 | 338.6139 | 0 | 650.9966 | 0 | 0 | 0 | 0 | 989.6104 | 4062 | 356.4356 | 254.2886 | 703.7801 | 0 | 0 | 0 | 0 | 1314.5043 | 4062 | 356.4356 | 254.2886 | 703.7801 | 0 | 0 | 0 | 0 | 1314.5043 | 4062 | 356.4356 | 254.2886 | 703.7801 | 0 | 0 | 0 | 0 | 1314.5043 | 4062 | 362.3762 | 508.5772 | 879.7251 | 0 | 0 | 0 | 0 | 0 | 0 | 1750.6785 | 4062 | 362.3762 | 508.5772 | 879.7251 | 17 | 0 | 0 | 0 | 0 | 0 | 1767.6785 | 4062 | 362.3762 | 508.5772 | 879.7251 | 0 | 0 | 0 | 0 | 0 | 0 | 1750.6785
4065 | 0.01 | 18.2946 | 18.2946 | 0.01 | 12.4825 | 12.4825 | 0 | 0.01 | 0.01 | 4065 | 1300.7683 | 1300.7683 | 1300.7683 | 1525.9013 | 1525.9013 | 1525.9013 | 1726.0195 | 1726.0195 | 1726.0195 | 4063 | 376.2376 | 0 | 986.6667 | 0 | 0 | 0 | 0 | 1362.9043 |  | 4063 | 376.2376 | 0 | 986.6667 | 0 | 0 | 0 | 0 | 1362.9043 | 4063 | 376.2376 | 0 | 986.6667 | 0 | 0 | 0 | 0 | 1362.9043 | 4063 | 396.0396 | 245.2069 | 1066.6667 | 0 | 0 | 0 | 0 | 1707.9131 | 4063 | 396.0396 | 245.2069 | 1066.6667 | 0 | 0 | 0 | 0 | 1707.9131 | 4063 | 396.0396 | 245.2069 | 1066.6667 | 0 | 0 | 0 | 0 | 1707.9131 | 4063 | 187.4195 | 490.4137 | 1333.3333 | 0 | 0 | 0 | 0 | 0 | 0 | 2011.1666 | 4063 | 187.4195 | 490.4137 | 1333.3333 | 17 | 0 | 0 | 0 | 0 | 0 | 2028.1666 | 4063 | 187.4195 | 490.4137 | 1333.3333 | 0 | 0 | 0 | 0 | 0 | 0 | 2011.1666
4066 | 0.01 | 13.7348 | 0.01 | 0.01 | 8.0251 | 0.01 | 0 | 0.01 | 0 | 4066 | 1292.995 | 1292.995 | 1292.995 | 1516.7826 | 1516.7826 | 1516.7826 | 1715.7049 | 1715.7049 | 1715.7049 | 4064 | 526.7327 | 0 | 1235.8763 | 0 | 0 | 0 | 0 | 1762.609 |  | 4064 | 526.7327 | 0 | 1235.8763 | 0 | 0 | 0 | 0 | 1762.609 | 4064 | 526.7327 | 0 | 1235.8763 | 0 | 0 | 0 | 0 | 1762.609 | 4064 | 554.4554 | 338.0424 | 1336.0825 | 0 | 0 | 0 | 0 | 2228.5803 | 4064 | 554.4554 | 338.0424 | 1336.0825 | 0 | 0 | 0 | 0 | 2228.5803 | 4064 | 554.4554 | 338.0424 | 1336.0825 | 0 | 0 | 0 | 0 | 2228.5803 | 4064 | 73.6191 | 676.0848 | 1670.1031 | 0 | 0 | 0 | 0 | 0 | 0 | 2419.807 | 4064 | 563.6964 | 676.0848 | 1670.1031 | 17 | 0 | 0 | 0 | 0 | 0 | 2926.8842 | 4064 | 563.6964 | 676.0848 | 1670.1031 | 0 | 0 | 0 | 0 | 0 | 0 | 2909.8842
4067 | 0.01 | 13.7348 | 0.01 | 0.01 | 8.0251 | 0.01 | 0 | 0.01 | 0 | 4067 | 1296.3264 | 1296.3264 | 1296.3264 | 1520.6906 | 1520.6906 | 1520.6906 | 1720.1255 | 1720.1255 | 1720.1255 | 4065 | 362.4457 | 0 | 1337.5945 | 0 | 0 | 0 | 0 | 1700.0402 |  | 4065 | 733.6634 | 0 | 1337.5945 | 0 | 0 | 0 | 0 | 2071.2579 | 4065 | 733.6634 | 0 | 1337.5945 | 0 | 0 | 0 | 0 | 2071.2579 | 4065 | 434.4685 | 407.669 | 1446.0481 | 0 | 0 | 0 | 0 | 2288.1856 | 4065 | 772.2772 | 407.669 | 1446.0481 | 0 | 0 | 0 | 0 | 2625.9944 | 4065 | 772.2772 | 407.669 | 1446.0481 | 0 | 0 | 0 | 0 | 2625.9944 | 4065 | 0 | 815.338 | 1807.5601 | 0 | 0 | 0 | 0 | 0 | 0 | 2622.8982 | 4065 | 136.3505 | 815.338 | 1807.5601 | 17 | 0 | 0 | 0 | 0 | 0 | 2776.2486 | 4065 | 136.3505 | 815.338 | 1807.5601 | 0 | 0 | 0 | 0 | 0 | 0 | 2759.2486
4068 | 0.01 | 13.7348 | 0.01 | 0.01 | 8.0251 | 0.01 | 0 | 0.01 | 0 | 4068 | 1265.2334 | 1265.2334 | 1265.2334 | 1484.2161 | 1484.2161 | 1484.2161 | 1678.8674 | 1678.8674 | 1678.8674 | 4066 | 295.8897 | 0 | 1378.2818 | 0 | 0 | 0 | 0 | 1674.1715 |  | 4066 | 818.3168 | 0 | 1378.2818 | 0 | 0 | 0 | 0 | 2196.5986 | 4066 | 750.7659 | 0 | 1378.2818 | 0 | 0 | 0 | 0 | 2129.0477 | 4066 | 265.7677 | 456.1049 | 1490.0344 | 0 | 0 | 0 | 0 | 2211.907 | 4066 | 861.3861 | 456.1049 | 1490.0344 | 0 | 0 | 0 | 0 | 2807.5254 | 4066 | 765.7677 | 456.1049 | 1490.0344 | 0 | 0 | 0 | 0 | 2711.907 | 4066 | 0 | 912.2099 | 1862.543 | 0 | 0 | 0 | 0 | 0 | 0 | 2774.7528 | 4066 | 0 | 912.2099 | 1862.543 | 17 | 0 | 0 | 0 | 0 | 0 | 2791.7528 | 4066 | 0 | 809.3071 | 1862.543 | 0 | 0 | 0 | 0 | 0 | 0 | 2671.85
4069 | 0.01 | 13.7348 | 0.01 | 0.01 | 8.0251 | 0.01 | 0 | 0.01 | 0 | 4069 | 1266.3438 | 1266.3438 | 1266.3438 | 1485.5187 | 1485.5187 | 1485.5187 | 1680.3409 | 1680.3409 | 1680.3409 | 4067 | 884.1584 | 0 | 1393.5395 | 0 | 0 | 0 | 0 | 2277.6979 |  | 4067 | 884.1584 | 0 | 1393.5395 | 0 | 0 | 0 | 0 | 2277.6979 | 4067 | 851.9571 | 0 | 1393.5395 | 0 | 0 | 0 | 0 | 2245.4967 | 4067 | 788.1373 | 492.4319 | 1506.5292 | 0 | 0 | 0 | 0 | 2787.0984 | 4067 | 930.6931 | 492.4319 | 1506.5292 | 0 | 0 | 0 | 0 | 2929.6542 | 4067 | 799.5685 | 492.4319 | 1506.5292 | 0 | 0 | 0 | 0 | 2798.5296 | 4067 | 0 | 984.8638 | 1883.1615 | 0 | 0 | 0 | 0 | 0 | 0 | 2868.0253 | 4067 | 0 | 984.8638 | 1883.1615 | 17 | 0 | 0 | 0 | 0 | 0 | 2885.0253 | 4067 | 0 | 838.8027 | 1883.1615 | 0 | 0 | 0 | 0 | 0 | 0 | 2721.9642
4070 | 0.01 | 18.2946 | 18.2946 | 0.01 | 12.4825 | 12.4825 | 0 | 0.01 | 0.01 | 4070 | 1296.3264 | 1296.3264 | 1296.3264 | 1520.6906 | 1520.6906 | 1520.6906 | 1720.1255 | 1720.1255 | 1720.1255 | 4068 | 987.6238 | 0 | 1347.7663 | 0 | 0 | 0 | 0 | 2335.3901 |  | 4068 | 987.6238 | 0 | 1347.7663 | 0 | 0 | 0 | 0 | 2335.3901 | 4068 | 771.6967 | 0 | 1347.7663 | 0 | 0 | 0 | 0 | 2119.463 | 4068 | 1039.604 | 509.5863 | 1457.0447 | 0 | 0 | 0 | 0 | 3006.2349 | 4068 | 1039.604 | 509.5863 | 1457.0447 | 0 | 0 | 0 | 0 | 3006.2349 | 4068 | 706.9055 | 509.5863 | 1457.0447 | 0 | 0 | 0 | 0 | 2673.5365 | 4068 | 0 | 1019.1726 | 1821.3058 | 0 | 0 | 0 | 0 | 0 | 0 | 2840.4784 | 4068 | 0 | 1019.1726 | 1821.3058 | 17 | 0 | 0 | 0 | 0 | 0 | 2857.4784 | 4068 | 0 | 939.473 | 1821.3058 | 0 | 0 | 0 | 0 | 0 | 0 | 2760.7788
4071 | 22.8974 | 23.4961 | 25.5412 | 17.8837 | 17.8837 | 17.8837 | 0.01 | 0.01 | 0.01 | 4071 | 1206.9491 | 1206.9491 | 1206.9491 | 1378.2734 | 1378.2734 | 1378.2734 | 1736.334 | 1736.334 | 1736.334 | 4069 | 1006.4356 | 0 | 1240.9622 | 0 | 0 | 0 | 0 | 2247.3978 |  | 4069 | 1006.4356 | 0 | 1240.9622 | 0 | 0 | 0 | 0 | 2247.3978 | 4069 | 738.4689 | 0 | 1240.9622 | 0 | 0 | 0 | 0 | 1979.4311 | 4069 | 1059.4059 | 518.668 | 1341.5808 | 0 | 0 | 0 | 0 | 2919.6547 | 4069 | 1059.4059 | 518.668 | 1341.5808 | 0 | 0 | 0 | 0 | 2919.6547 | 4069 | 686.9292 | 518.668 | 1341.5808 | 0 | 0 | 0 | 0 | 2547.178 | 4069 | 0 | 937.4977 | 1676.9759 | 0 | 0 | 0 | 0 | 0 | 0 | 2614.4736 | 4069 | 713.0755 | 1037.336 | 1676.9759 | 17 | 0 | 0 | 0 | 0 | 0 | 3444.3874 | 4069 | 0 | 872.4119 | 1676.9759 | 0 | 0 | 0 | 0 | 0 | 0 | 2549.3878
4072 | 35.6384 | 35.6384 | 35.6384 | 29.4202 | 29.4202 | 29.4202 | 17.7619 | 16.137 | 16.137 | 4072 | 943.8964 | 943.8964 | 943.8964 | 1107.2631 | 1107.2631 | 1107.2631 | 1252.4779 | 1252.4779 | 1252.4779 | 4070 | 438.4811 | 0 | 1083.299 | 0 | 0 | 0 | 0 | 1521.7801 |  | 4070 | 818.3168 | 0 | 1083.299 | 0 | 0 | 0 | 0 | 1901.6158 | 4070 | 818.3168 | 0 | 1083.299 | 0 | 0 | 0 | 0 | 1901.6158 | 4070 | 434.1273 | 508.5772 | 1171.134 | 0 | 0 | 0 | 0 | 2113.8385 | 4070 | 861.3861 | 508.5772 | 1171.134 | 0 | 0 | 0 | 0 | 2541.0974 | 4070 | 861.3861 | 508.5772 | 1171.134 | 0 | 0 | 0 | 0 | 2541.0974 | 4070 | 0 | 1017.1544 | 1463.9175 | 0 | 0 | 0 | 0 | 0 | 0 | 2481.0719 | 4070 | 117.6447 | 1017.1544 | 1463.9175 | 17 | 0 | 0 | 0 | 0 | 0 | 2615.7166 | 4070 | 117.6447 | 1017.1544 | 1463.9175 | 0 | 0 | 0 | 0 | 0 | 0 | 2598.7166
4073 | 54.5851 | 35.6384 | 35.6384 | 32.7031 | 31.8767 | 31.8767 | 24.3753 | 24.1407 | 24.1616 | 4073 | 967.2162 | 967.2162 | 967.2162 | 1134.619 | 1134.619 | 1134.619 | 1283.4215 | 1283.4215 | 1283.4215 | 4071 | 658.4158 | 0 | 823.9175 | 0 | 0 | 0 | 0 | 1482.3334 |  | 4071 | 658.4158 | 0 | 823.9175 | 0 | 0 | 0 | 0 | 1482.3334 | 4071 | 658.4158 | 0 | 823.9175 | 0 | 0 | 0 | 0 | 1482.3334 | 4071 | 693.0693 | 468.2139 | 890.7216 | 0 | 0 | 0 | 0 | 2052.0049 | 4071 | 693.0693 | 468.2139 | 890.7216 | 0 | 0 | 0 | 0 | 2052.0049 | 4071 | 693.0693 | 468.2139 | 890.7216 | 0 | 0 | 0 | 0 | 2052.0049 | 4071 | 176.3317 | 936.4279 | 1113.4021 | 0 | 0 | 0 | 0 | 0 | 0 | 2226.1616 | 4071 | 676.3317 | 936.4279 | 1113.4021 | 17 | 0 | 0 | 0 | 0 | 0 | 2743.1616 | 4071 | 176.3317 | 936.4279 | 1113.4021 | 0 | 0 | 0 | 0 | 0 | 0 | 2226.1616
4074 | 74.1528 | 37.5862 | 37.5862 | 36.3515 | 36.2872 | 36.3515 | 28.2056 | 28.2056 | 28.5703 | 4074 | 938.3441 | 938.3441 | 938.3441 | 1100.7498 | 1100.7498 | 1100.7498 | 1245.1104 | 1245.1104 | 1245.1104 | 4072 | 583.1683 | 0 | 503.5052 | 0 | 0 | 0 | 0 | 1086.6735 |  | 4072 | 583.1683 | 0 | 503.5052 | 0 | 0 | 0 | 0 | 1086.6735 | 4072 | 583.1683 | 0 | 503.5052 | 0 | 0 | 0 | 0 | 1086.6735 | 4072 | 613.8614 | 382.442 | 544.3299 | 0 | 0 | 0 | 0 | 1540.6333 | 4072 | 613.8614 | 382.442 | 544.3299 | 0 | 0 | 0 | 0 | 1540.6333 | 4072 | 613.8614 | 382.442 | 544.3299 | 0 | 0 | 0 | 0 | 1540.6333 | 4072 | 624.0924 | 764.884 | 680.4124 | 0 | 0 | 0 | 0 | 0 | 0 | 2069.3887 | 4072 | 624.0924 | 764.884 | 680.4124 | 17 | 0 | 0 | 0 | 0 | 0 | 2086.3887 | 4072 | 624.0924 | 764.884 | 680.4124 | 0 | 0 | 0 | 0 | 0 | 0 | 2069.3887
4075 | 74.1528 | 37.5862 | 35.6384 | 36.3515 | 33.2109 | 36.2554 | 25.4934 | 23.8057 | 23.8057 | 4075 | 895.0359 | 895.0359 | 895.0359 | 1049.946 | 1049.946 | 1049.946 | 1187.6438 | 1187.6438 | 1187.6438 | 4073 | 413.8614 | 0 | 218.6942 | 0 | 0 | 0 | 0 | 632.5555 |  | 4073 | 413.8614 | 0 | 218.6942 | 0 | 0 | 0 | 0 | 632.5555 | 4073 | 413.8614 | 0 | 218.6942 | 0 | 0 | 0 | 0 | 632.5555 | 4073 | 435.6436 | 322.9062 | 236.4261 | 0 | 0 | 0 | 0 | 994.9758 | 4073 | 435.6436 | 322.9062 | 236.4261 | 0 | 0 | 0 | 0 | 994.9758 | 4073 | 435.6436 | 322.9062 | 236.4261 | 0 | 0 | 0 | 0 | 994.9758 | 4073 | 442.9043 | 645.8123 | 295.5326 | 0 | 0 | 0 | 0 | 0 | 0 | 1384.2492 | 4073 | 442.9043 | 645.8123 | 295.5326 | 17 | 0 | 0 | 0 | 0 | 0 | 1401.2492 | 4073 | 442.9043 | 645.8123 | 295.5326 | 0 | 0 | 0 | 0 | 0 | 0 | 1384.2492
4076 | 74.1528 | 37.5862 | 35.6384 | 36.3515 | 33.2109 | 34.4815 | 25.4934 | 23.6689 | 23.738 | 4076 | 851.7277 | 851.7277 | 851.7277 | 999.1421 | 999.1421 | 999.1421 | 1130.1771 | 1130.1771 | 1130.1771 | 4074 | 310.396 | 0 | 81.3746 | 0 | 0 | 0 | 150 | 541.7706 |  | 4074 | 310.396 | 0 | 81.3746 | 0 | 0 | 0 | 0 | 391.7706 | 4074 | 310.396 | 0 | 81.3746 | 0 | 0 | 0 | 0 | 391.7706 | 4074 | 326.7327 | 350.1514 | 87.9725 | 0 | 0 | 0 | 0 | 764.8565 | 4074 | 326.7327 | 350.1514 | 87.9725 | 0 | 0 | 0 | 0 | 764.8565 | 4074 | 326.7327 | 350.1514 | 87.9725 | 0 | 0 | 0 | 0 | 764.8565 | 4074 | 332.1782 | 700.3027 | 109.9656 | 0 | 0 | 0 | 0 | 0 | 0 | 1142.4466 | 4074 | 332.1782 | 700.3027 | 109.9656 | 17 | 0 | 0 | 0 | 0 | 0 | 1159.4466 | 4074 | 332.1782 | 700.3027 | 109.9656 | 0 | 0 | 0 | 0 | 0 | 0 | 1142.4466
4077 | 74.1528 | 35.6384 | 35.6384 | 36.2247 | 30.4988 | 30.4988 | 25.4934 | 22.3899 | 22.3899 | 4077 | 823.966 | 823.966 | 823.966 | 966.5756 | 966.5756 | 966.5756 | 1093.3396 | 1093.3396 | 1093.3396 | 4075 | 291.5842 | 0 | 30.5155 | 0 | 0 | 0 | 0 | 322.0996 |  | 4075 | 291.5842 | 0 | 30.5155 | 0 | 0 | 0 | 0 | 322.0996 | 4075 | 291.5842 | 0 | 30.5155 | 0 | 0 | 0 | 0 | 322.0996 | 4075 | 306.9307 | 442.9869 | 32.9897 | 0 | 0 | 0 | 0 | 782.9073 | 4075 | 306.9307 | 442.9869 | 32.9897 | 0 | 0 | 0 | 0 | 782.9073 | 4075 | 306.9307 | 442.9869 | 32.9897 | 0 | 0 | 0 | 0 | 782.9073 | 4075 | 312.0462 | 885.9738 | 41.2371 | 0 | 0 | 0 | 0 | 0 | 0 | 1239.2571 | 4075 | 312.0462 | 885.9738 | 41.2371 | 17 | 0 | 0 | 0 | 0 | 0 | 1256.2571 | 4075 | 312.0462 | 885.9738 | 41.2371 | 0 | 0 | 0 | 0 | 0 | 0 | 1239.2571
4078 | 74.1528 | 35.6384 | 35.6384 | 31.7252 | 29.4202 | 29.4202 | 14.9898 | 14.4573 | 14.4573 | 4078 | 769.5532 | 769.5532 | 769.5532 | 902.7451 | 902.7451 | 902.7451 | 1021.1379 | 1021.1379 | 1021.1379 | 4076 | 319.802 | 0 | 5.0859 | 0 | 0 | 0 | 0 | 324.8879 |  | 4076 | 319.802 | 0 | 5.0859 | 0 | 0 | 0 | 0 | 324.8879 | 4076 | 319.802 | 0 | 5.0859 | 0 | 0 | 0 | 0 | 324.8879 | 4076 | 336.6337 | 536.8315 | 5.4983 | 0 | 0 | 0 | 0 | 878.9634 | 4076 | 336.6337 | 536.8315 | 5.4983 | 0 | 0 | 0 | 0 | 878.9634 | 4076 | 336.6337 | 536.8315 | 5.4983 | 0 | 0 | 0 | 0 | 878.9634 | 4076 | 342.2442 | 1073.663 | 6.8729 | 0 | 0 | 0 | 0 | 0 | 0 | 1422.78 | 4076 | 342.2442 | 1073.663 | 6.8729 | 17 | 0 | 0 | 0 | 0 | 0 | 1439.78 | 4076 | 342.2442 | 1073.663 | 6.8729 | 0 | 0 | 0 | 0 | 0 | 0 | 1422.78
4079 | 46.334 | 35.6384 | 35.6384 | 18.6145 | 18.6145 | 18.6145 | 2.3567 | 2.3567 | 2.3567 | 4079 | 727.3555 | 727.3555 | 727.3555 | 853.2439 | 853.2439 | 853.2439 | 965.1448 | 965.1448 | 965.1448 | 4077 | 348.0198 | 0 | 0 | 0 | 0 | 0 | 1.8714 | 349.8912 |  | 4077 | 348.0198 | 0 | 0 | 0 | 0 | 0 | 0 | 348.0198 | 4077 | 348.0198 | 0 | 0 | 0 | 0 | 0 | 0 | 348.0198 | 4077 | 366.3366 | 582.2402 | 0 | 0 | 0 | 0 | 0 | 948.5768 | 4077 | 366.3366 | 582.2402 | 0 | 0 | 0 | 0 | 0 | 948.5768 | 4077 | 366.3366 | 582.2402 | 0 | 0 | 0 | 0 | 0 | 948.5768 | 4077 | 372.4422 | 1164.4803 | 0 | 0 | 0 | 0 | 0 | 0 | 0 | 1536.9226 | 4077 | 372.4422 | 1164.4803 | 0 | 17 | 0 | 0 | 0 | 0 | 0 | 1553.9226 | 4077 | 372.4422 | 1164.4803 | 0 | 0 | 0 | 0 | 0 | 0 | 0 | 1536.9226
4080 | 43.7838 | 35.6384 | 35.6384 | 21.7964 | 21.7964 | 21.7964 | 14.9898 | 14.4573 | 14.4573 | 4080 | 695.1519 | 695.1519 | 695.1519 | 815.4667 | 815.4667 | 815.4667 | 922.4132 | 922.4132 | 922.4132 | 4078 | 536.1386 | 0 | 0 | 0 | 0 | 0 | 0 | 536.1386 |  | 4078 | 536.1386 | 0 | 0 | 0 | 0 | 0 | 0 | 536.1386 | 4078 | 536.1386 | 0 | 0 | 0 | 0 | 0 | 0 | 536.1386 | 4078 | 564.3564 | 603.4309 | 0 | 0 | 0 | 0 | 0 | 1167.7873 | 4078 | 564.3564 | 603.4309 | 0 | 0 | 0 | 0 | 0 | 1167.7873 | 4078 | 564.3564 | 603.4309 | 0 | 0 | 0 | 0 | 0 | 1167.7873 | 4078 | 573.7624 | 1206.8618 | 0 | 0 | 0 | 0 | 0 | 0 | 0 | 1780.6241 | 4078 | 573.7624 | 1206.8618 | 0 | 17 | 0 | 0 | 0 | 0 | 0 | 1797.6241 | 4078 | 573.7624 | 1206.8618 | 0 | 0 | 0 | 0 | 0 | 0 | 0 | 1780.6241
4081 | 38.968 | 35.6384 | 35.6384 | 29.4202 | 29.4202 | 29.4202 | 18.6145 | 18.6145 | 18.6145 | 4081 | 662.9484 | 662.9484 | 662.9484 | 777.6895 | 777.6895 | 777.6895 | 879.6816 | 879.6816 | 879.6816 | 4079 | 601.9802 | 0 | 0 | 0 | 0 | 0 | 0 | 601.9802 |  | 4079 | 601.9802 | 0 | 0 | 0 | 0 | 0 | 0 | 601.9802 | 4079 | 601.9802 | 0 | 0 | 0 | 0 | 0 | 0 | 601.9802 | 4079 | 633.6634 | 612.5126 | 0 | 0 | 0 | 0 | 0 | 1246.176 | 4079 | 633.6634 | 612.5126 | 0 | 0 | 0 | 0 | 0 | 1246.176 | 4079 | 633.6634 | 612.5126 | 0 | 0 | 0 | 0 | 0 | 1246.176 | 4079 | 644.2244 | 1225.0252 | 0 | 0 | 0 | 0 | 0 | 0 | 0 | 1869.2496 | 4079 | 644.2244 | 1225.0252 | 0 | 17 | 0 | 0 | 0 | 0 | 0 | 1886.2496 | 4079 | 644.2244 | 1225.0252 | 0 | 0 | 0 | 0 | 0 | 0 | 0 | 1869.2496
4082 | 37.7309 | 35.6384 | 35.6384 | 20.9838 | 20.9838 | 20.9838 | 14.9898 | 14.4573 | 14.4573 | 4082 | 635.1868 | 635.1868 | 635.1868 | 745.1229 | 745.1229 | 745.1229 | 842.844 | 842.844 | 842.844 | 4080 | 611.3861 | 0 | 0 | 0 | 0 | 0 | 0 | 611.3861 |  | 4080 | 611.3861 | 0 | 0 | 0 | 0 | 0 | 0 | 611.3861 | 4080 | 611.3861 | 0 | 0 | 0 | 0 | 0 | 0 | 611.3861 | 4080 | 643.5644 | 614.5308 | 0 | 0 | 0 | 0 | 0 | 1258.0951 | 4080 | 643.5644 | 614.5308 | 0 | 0 | 0 | 0 | 0 | 1258.0951 | 4080 | 643.5644 | 614.5308 | 0 | 0 | 0 | 0 | 0 | 1258.0951 | 4080 | 654.2904 | 1229.0616 | 0 | 0 | 0 | 0 | 0 | 0 | 0 | 1883.352 | 4080 | 654.2904 | 1229.0616 | 0 | 17 | 0 | 0 | 0 | 0 | 0 | 1900.352 | 4080 | 654.2904 | 1229.0616 | 0 | 0 | 0 | 0 | 0 | 0 | 0 | 1883.352
4083 | 22.8974 | 23.4961 | 25.5412 | 17.8837 | 17.8837 | 17.8837 | 1.4071 | 1.4071 | 1.4071 | 4083 | 734.6809 | 734.6809 | 734.6809 | 1161.5579 | 1106.373 | 1106.373 | 845.791 | 845.791 | 845.791 | 4081 | 536.1386 | 0 | 0 | 0 | 0 | 0 | 0 | 536.1386 |  | 4081 | 536.1386 | 0 | 0 | 0 | 0 | 0 | 0 | 536.1386 | 4081 | 536.1386 | 0 | 0 | 0 | 0 | 0 | 0 | 536.1386 | 4081 | 564.3564 | 619.5762 | 0 | 0 | 0 | 0 | 0 | 1183.9326 | 4081 | 564.3564 | 619.5762 | 0 | 0 | 0 | 0 | 0 | 1183.9326 | 4081 | 564.3564 | 619.5762 | 0 | 0 | 0 | 0 | 0 | 1183.9326 | 4081 | 573.7624 | 1239.1524 | 0 | 0 | 0 | 0 | 0 | 0 | 0 | 1812.9147 | 4081 | 573.7624 | 1239.1524 | 0 | 17 | 0 | 0 | 0 | 0 | 0 | 1829.9147 | 4081 | 573.7624 | 1239.1524 | 0 | 0 | 0 | 0 | 0 | 0 | 0 | 1812.9147
4084 | 22.8974 | 23.4961 | 25.5412 | 18.6145 | 18.6145 | 18.6145 | 2.3567 | 2.3567 | 2.3567 | 4084 | 721.2302 | 721.2302 | 721.2302 | 810.2561 | 810.2561 | 810.2561 | 916.5191 | 916.5191 | 916.5191 | 4082 | 564.3564 | 0 | 10.1718 | 0 | 0 | 0 | 0 | 574.5283 |  | 4082 | 564.3564 | 0 | 10.1718 | 0 | 0 | 0 | 0 | 574.5283 | 4082 | 564.3564 | 0 | 10.1718 | 0 | 0 | 0 | 0 | 574.5283 | 4082 | 594.0594 | 628.6579 | 10.9966 | 0 | 0 | 0 | 0 | 1233.7139 | 4082 | 594.0594 | 628.6579 | 10.9966 | 0 | 0 | 0 | 0 | 1233.7139 | 4082 | 594.0594 | 628.6579 | 10.9966 | 0 | 0 | 0 | 0 | 1233.7139 | 4082 | 603.9604 | 1257.3158 | 13.7457 | 0 | 0 | 0 | 0 | 0 | 0 | 1875.0219 | 4082 | 603.9604 | 1257.3158 | 13.7457 | 17 | 0 | 0 | 0 | 0 | 0 | 1892.0219 | 4082 | 603.9604 | 1257.3158 | 13.7457 | 0 | 0 | 0 | 0 | 0 | 0 | 1875.0219
4085 | 23.4961 | 23.4961 | 25.5412 | 20.9838 | 20.9838 | 20.9838 | 14.9898 | 14.9898 | 14.9898 | 4085 | 748.4543 | 748.4543 | 951.5467 | 877.9945 | 877.9945 | 877.9945 | 993.1413 | 993.1413 | 993.1413 | 4083 | 667.8218 | 0 | 50.8591 | 0 | 0 | 0 | 0 | 718.6809 |  | 4083 | 667.8218 | 0 | 50.8591 | 0 | 0 | 0 | 0 | 718.6809 | 4083 | 667.8218 | 0 | 50.8591 | 0 | 0 | 0 | 0 | 718.6809 | 4083 | 702.9703 | 612.5126 | 54.9828 | 0 | 0 | 0 | 0 | 1370.4657 | 4083 | 702.9703 | 612.5126 | 54.9828 | 0 | 0 | 0 | 0 | 1370.4657 | 4083 | 702.9703 | 612.5126 | 54.9828 | 0 | 0 | 0 | 0 | 1370.4657 | 4083 | 714.6865 | 1225.0252 | 68.7285 | 0 | 0 | 0 | 0 | 0 | 0 | 2008.4402 | 4083 | 714.6865 | 1225.0252 | 68.7285 | 17 | 0 | 0 | 0 | 0 | 0 | 2025.4402 | 4083 | 714.6865 | 1225.0252 | 68.7285 | 0 | 0 | 0 | 0 | 0 | 0 | 2008.4402
4086 | 22.8974 | 23.4961 | 25.5412 | 20.9838 | 20.9838 | 20.9838 | 0.01 | 0.01 | 0.01 | 4086 | 789.5416 | 1118.1305 | 1118.1305 | 926.193 | 926.193 | 926.193 | 1545.5201 | 1047.661 | 1047.661 | 4084 | 583.1683 | 0 | 122.0619 | 0 | 0 | 0 | 0 | 705.2302 |  | 4084 | 583.1683 | 0 | 122.0619 | 0 | 0 | 0 | 0 | 705.2302 | 4084 | 583.1683 | 0 | 122.0619 | 0 | 0 | 0 | 0 | 705.2302 | 4084 | 613.8614 | 542.886 | 131.9588 | 0 | 0 | 0 | 0 | 1288.7061 | 4084 | 613.8614 | 542.886 | 131.9588 | 0 | 0 | 0 | 0 | 1288.7061 | 4084 | 613.8614 | 542.886 | 131.9588 | 0 | 0 | 0 | 0 | 1288.7061 | 4084 | 624.0924 | 1085.7719 | 164.9485 | 0 | 0 | 0 | 0 | 0 | 0 | 1874.8128 | 4084 | 624.0924 | 1085.7719 | 164.9485 | 17 | 0 | 0 | 0 | 0 | 0 | 1891.8128 | 4084 | 624.0924 | 1085.7719 | 164.9485 | 0 | 0 | 0 | 0 | 0 | 0 | 1874.8128
4087 | 22.3899 | 22.3899 | 22.3899 | 17.8837 | 17.8837 | 17.8837 | 0.01 | 0.01 | 0.01 | 4087 | 1235.2508 | 1235.2508 | 1235.2508 | 1210.4976 | 1210.4976 | 1210.4976 | 1639.0828 | 1639.0828 | 1322.9936 | 4085 | 442.0792 | 0 | 310.2405 | 0 | 0 | 0 | 0 | 752.3198 |  | 4085 | 442.0792 | 0 | 310.2405 | 0 | 0 | 0 | 0 | 752.3198 | 4085 | 442.0792 | 0 | 310.2405 | 0 | 0 | 0 | 0 | 752.3198 | 4085 | 465.3465 | 470.2321 | 335.3952 | 0 | 0 | 0 | 0 | 1270.9738 | 4085 | 465.3465 | 470.2321 | 335.3952 | 0 | 0 | 0 | 0 | 1270.9738 | 4085 | 465.3465 | 470.2321 | 335.3952 | 0 | 0 | 0 | 0 | 1270.9738 | 4085 | 473.1023 | 940.4642 | 419.244 | 0 | 0 | 0 | 0 | 0 | 0 | 1832.8105 | 4085 | 473.1023 | 940.4642 | 419.244 | 17 | 0 | 0 | 0 | 0 | 0 | 1849.8105 | 4085 | 473.1023 | 940.4642 | 419.244 | 0 | 0 | 0 | 0 | 0 | 0 | 1832.8105
4088 | 0.01 | 18.2946 | 18.2946 | 0.01 | 12.4825 | 12.4825 | 0 | 0.01 | 0.01 | 4088 | 1260.7915 | 1260.7915 | 1260.7915 | 1479.0054 | 1479.0054 | 1479.0054 | 1672.9733 | 1672.9733 | 1672.9733 | 4086 | 404.4554 | 0 | 635.7388 | 0 | 0 | 0 | 0 | 1040.1943 |  | 4086 | 404.4554 | 0 | 635.7388 | 0 | 0 | 0 | 0 | 1040.1943 | 4086 | 404.4554 | 0 | 635.7388 | 0 | 0 | 0 | 0 | 1040.1943 | 4086 | 425.7426 | 436.9324 | 687.2852 | 0 | 0 | 0 | 0 | 1549.9602 | 4086 | 425.7426 | 436.9324 | 687.2852 | 0 | 0 | 0 | 0 | 1549.9602 | 4086 | 425.7426 | 436.9324 | 687.2852 | 0 | 0 | 0 | 0 | 1549.9602 | 4086 | 432.8383 | 873.8648 | 859.1065 | 0 | 0 | 0 | 0 | 0 | 0 | 2165.8096 | 4086 | 77.6954 | 873.8648 | 859.1065 | 17 | 0 | 0 | 0 | 0 | 0 | 1827.6667 | 4086 | 432.8383 | 873.8648 | 859.1065 | 0 | 0 | 0 | 0 | 0 | 0 | 2165.8096
4089 | 0.01 | 15.3904 | 0.01 | 0.01 | 8.0251 | 0.01 | 0 | 0.01 | 0 | 4089 | 1223.0357 | 1223.0357 | 1223.0357 | 1434.7149 | 1434.7149 | 1434.7149 | 1622.8742 | 1622.8742 | 1622.8742 | 4087 | 470.297 | 0 | 971.4089 | 0 | 0 | 0 | 0 | 1441.706 |  | 4087 | 470.297 | 0 | 971.4089 | 0 | 0 | 0 | 0 | 1441.706 | 4087 | 470.297 | 0 | 971.4089 | 0 | 0 | 0 | 0 | 1441.706 | 4087 | 495.0495 | 451.0595 | 1050.1718 | 0 | 0 | 0 | 0 | 1996.2809 | 4087 | 495.0495 | 451.0595 | 1050.1718 | 0 | 0 | 0 | 0 | 1996.2809 | 4087 | 495.0495 | 451.0595 | 1050.1718 | 0 | 0 | 0 | 0 | 1996.2809 | 4087 | 29.4711 | 902.1191 | 1312.7148 | 0 | 0 | 0 | 0 | 0 | 0 | 2244.305 | 4087 | 29.4711 | 902.1191 | 1312.7148 | 17 | 0 | 0 | 0 | 0 | 0 | 2261.305 | 4087 | 219.2486 | 902.1191 | 1312.7148 | 0 | 0 | 0 | 0 | 0 | 0 | 2434.0825
4090 | 0.01 | 15.3904 | 0.01 | 0.01 | 8.0251 | 0.01 | 0 | 0.01 | 0 | 4090 | 1216.3729 | 1216.3729 | 1216.3729 | 1426.8989 | 1426.8989 | 1426.8989 | 1614.0332 | 1614.0332 | 1614.0332 | 4088 | 412.8281 | 0 | 1225.7045 | 0 | 0 | 0 | 0 | 1638.5325 |  | 4088 | 601.9802 | 0 | 1225.7045 | 0 | 0 | 0 | 0 | 1827.6847 | 4088 | 601.9802 | 0 | 1225.7045 | 0 | 0 | 0 | 0 | 1827.6847 | 4088 | 442.7871 | 488.3956 | 1325.0859 | 0 | 0 | 0 | 0 | 2256.2686 | 4088 | 633.6634 | 488.3956 | 1325.0859 | 0 | 0 | 0 | 0 | 2447.1448 | 4088 | 633.6634 | 488.3956 | 1325.0859 | 0 | 0 | 0 | 0 | 2447.1448 | 4088 | 0 | 976.7911 | 1656.3574 | 0 | 0 | 0 | 0 | 0 | 0 | 2633.1485 | 4088 | 95.0925 | 976.7911 | 1656.3574 | 17 | 0 | 0 | 0 | 0 | 0 | 2745.241 | 4088 | 118.5591 | 976.7911 | 1656.3574 | 0 | 0 | 0 | 0 | 0 | 0 | 2751.7077
4091 | 0.01 | 15.3904 | 0.01 | 0.01 | 8.0251 | 0.01 | 0 | 0.01 | 0 | 4091 | 1244.1345 | 1244.1345 | 1244.1345 | 1459.4655 | 1459.4655 | 1459.4655 | 1650.8708 | 1650.8708 | 1650.8708 | 4089 | 210.8878 | 0 | 1373.1959 | 0 | 0 | 0 | 0 | 1584.0836 |  | 4089 | 743.0693 | 0 | 1373.1959 | 0 | 0 | 0 | 0 | 2116.2652 | 4089 | 743.0693 | 0 | 1373.1959 | 0 | 0 | 0 | 0 | 2116.2652 | 4089 | 240.1545 | 520.6862 | 1484.5361 | 0 | 0 | 0 | 0 | 2245.3768 | 4089 | 782.1782 | 520.6862 | 1484.5361 | 0 | 0 | 0 | 0 | 2787.4005 | 4089 | 672.0121 | 520.6862 | 1484.5361 | 0 | 0 | 0 | 0 | 2677.2344 | 4089 | 0 | 1041.3724 | 1855.6701 | 0 | 0 | 0 | 0 | 0 | 0 | 2897.0425 | 4089 | 0 | 1041.3724 | 1855.6701 | 17 | 0 | 0 | 0 | 0 | 0 | 2914.0425 | 4089 | 0 | 793.1441 | 1855.6701 | 0 | 0 | 0 | 0 | 0 | 0 | 2648.8142
4092 | 0.01 | 15.3904 | 0.01 | 0.01 | 8.0251 | 0.01 | 0 | 0.01 | 0 | 4092 | 1250.7973 | 1250.7973 | 1250.7973 | 1467.2815 | 1467.2815 | 1467.2815 | 1659.7118 | 1659.7118 | 1659.7118 | 4090 | 818.3168 | 0 | 1383.3677 | 0 | 0 | 0 | 0 | 2201.6845 |  | 4090 | 818.3168 | 0 | 1383.3677 | 0 | 0 | 0 | 0 | 2201.6845 | 4090 | 818.3168 | 0 | 1383.3677 | 0 | 0 | 0 | 0 | 2201.6845 | 4090 | 60.7644 | 530.777 | 1495.5326 | 0 | 0 | 0 | 0 | 2087.074 | 4090 | 861.3861 | 530.777 | 1495.5326 | 0 | 0 | 0 | 0 | 2887.6958 | 4090 | 793.8644 | 530.777 | 1495.5326 | 0 | 0 | 0 | 0 | 2820.174 | 4090 | 0 | 1061.554 | 1869.4158 | 0 | 0 | 0 | 0 | 0 | 0 | 2930.9698 | 4090 | 359.7419 | 1061.554 | 1869.4158 | 17 | 0 | 0 | 0 | 0 | 0 | 3307.7117 | 4090 | 0 | 713.8426 | 1869.4158 | 0 | 0 | 0 | 0 | 0 | 0 | 2583.2584
4093 | 0.01 | 15.3904 | 0.01 | 0.01 | 8.0251 | 0.01 | 0 | 0.01 | 0 | 4093 | 1276.338 | 1276.338 | 1276.338 | 1497.2427 | 1497.2427 | 1497.2427 | 1693.6024 | 1693.6024 | 1693.6024 | 4091 | 602.7152 | 0 | 1352.8522 | 0 | 0 | 0 | 0 | 1955.5674 |  | 4091 | 808.9109 | 0 | 1352.8522 | 0 | 0 | 0 | 0 | 2161.7631 | 4091 | 808.9109 | 0 | 1352.8522 | 0 | 0 | 0 | 0 | 2161.7631 | 4091 | 851.4851 | 540.8678 | 1462.543 | 0 | 0 | 0 | 0 | 2854.8959 | 4091 | 851.4851 | 540.8678 | 1462.543 | 0 | 0 | 0 | 0 | 2854.8959 | 4091 | 733.0374 | 540.8678 | 1462.543 | 0 | 0 | 0 | 0 | 2736.4481 | 4091 | 0 | 1081.7356 | 1828.1787 | 0 | 0 | 0 | 0 | 0 | 0 | 2909.9143 | 4091 | 0 | 1081.7356 | 1828.1787 | 17 | 0 | 0 | 0 | 0 | 0 | 2926.9143 | 4091 | 0 | 985.0699 | 1828.1787 | 0 | 0 | 0 | 0 | 0 | 0 | 2813.2486
4094 | 0.01 | 18.2946 | 18.2946 | 0.01 | 12.4825 | 12.4825 | 0 | 0.01 | 0.01 | 4094 | 1280.7799 | 1280.7799 | 1280.7799 | 1502.4533 | 1502.4533 | 1502.4533 | 1699.4964 | 1699.4964 | 1699.4964 | 4092 | 837.1287 | 0 | 1312.1649 | 0 | 0 | 0 | 0 | 2149.2937 |  | 4092 | 837.1287 | 0 | 1312.1649 | 0 | 0 | 0 | 0 | 2149.2937 | 4092 | 778.766 | 0 | 1312.1649 | 0 | 0 | 0 | 0 | 2090.9309 | 4092 | 881.1881 | 536.8315 | 1418.5567 | 0 | 0 | 0 | 0 | 2836.5763 | 4092 | 881.1881 | 536.8315 | 1418.5567 | 0 | 0 | 0 | 0 | 2836.5763 | 4092 | 644.2128 | 536.8315 | 1418.5567 | 0 | 0 | 0 | 0 | 2599.601 | 4092 | 0 | 894.9583 | 1773.1959 | 0 | 0 | 0 | 0 | 0 | 0 | 2668.1542 | 4092 | 0 | 1073.663 | 1773.1959 | 17 | 0 | 0 | 0 | 0 | 0 | 2863.8588 | 4092 | 0 | 961.259 | 1773.1959 | 0 | 0 | 0 | 0 | 0 | 0 | 2734.4549
4095 | 0.01 | 18.2946 | 18.2946 | 0.01 | 12.4825 | 12.4825 | 0.01 | 0.01 | 0.01 | 4095 | 1288.5532 | 1288.5532 | 1288.5532 | 1511.572 | 1511.572 | 1511.572 | 1709.8109 | 1709.8109 | 1709.8109 | 4093 | 855.9406 | 0 | 1225.7045 | 0 | 0 | 0 | 0 | 2081.6451 |  | 4093 | 855.9406 | 0 | 1225.7045 | 0 | 0 | 0 | 0 | 2081.6451 | 4093 | 850.1897 | 0 | 1225.7045 | 0 | 0 | 0 | 0 | 2075.8942 | 4093 | 900.9901 | 514.6317 | 1325.0859 | 0 | 0 | 0 | 0 | 2740.7077 | 4093 | 900.9901 | 514.6317 | 1325.0859 | 0 | 0 | 0 | 0 | 2740.7077 | 4093 | 838.2653 | 514.6317 | 1325.0859 | 0 | 0 | 0 | 0 | 2677.9829 | 4093 | 0 | 1029.2634 | 1656.3574 | 0 | 0 | 0 | 0 | 0 | 0 | 2685.6208 | 4093 | 0 | 1029.2634 | 1656.3574 | 17 | 0 | 0 | 0 | 0 | 0 | 2702.6208 | 4093 | 0 | 1029.2634 | 1656.3574 | 0 | 0 | 0 | 0 | 0 | 0 | 2685.6208
4096 | 35.6384 | 35.6384 | 35.6384 | 29.4202 | 29.4202 | 29.4202 | 0.01 | 0.01 | 0.01 | 4096 | 933.9022 | 933.9022 | 933.9022 | 1095.5391 | 1095.5391 | 1095.5391 | 1764.3306 | 1427.2493 | 1764.3306 | 4094 | 827.7228 | 0 | 1057.8694 | 0 | 0 | 0 | 0 | 1885.5922 |  | 4094 | 827.7228 | 0 | 1057.8694 | 0 | 0 | 0 | 0 | 1885.5922 | 4094 | 827.7228 | 0 | 1057.8694 | 0 | 0 | 0 | 0 | 1885.5922 | 4094 | 871.2871 | 510.5954 | 1143.6426 | 0 | 0 | 0 | 0 | 2525.5251 | 4094 | 871.2871 | 510.5954 | 1143.6426 | 0 | 0 | 0 | 0 | 2525.5251 | 4094 | 871.2871 | 510.5954 | 1143.6426 | 0 | 0 | 0 | 0 | 2525.5251 | 4094 | 0 | 1021.1907 | 1429.5533 | 0 | 0 | 0 | 0 | 0 | 0 | 2450.744 | 4094 | 215.758 | 1021.1907 | 1429.5533 | 17 | 0 | 0 | 0 | 0 | 0 | 2683.502 | 4094 | 215.758 | 1021.1907 | 1429.5533 | 0 | 0 | 0 | 0 | 0 | 0 | 2666.502
4097 | 35.6384 | 35.6384 | 35.6384 | 32.6431 | 32.6431 | 32.6431 | 25.5804 | 25.4671 | 25.4671 | 4097 | 962.7743 | 962.7743 | 962.7743 | 1129.4084 | 1129.4084 | 1129.4084 | 1277.5275 | 1277.5275 | 1277.5275 | 4095 | 680.1588 | 0 | 803.5739 | 0 | 0 | 0 | 0 | 1483.7327 |  | 4095 | 733.6634 | 0 | 803.5739 | 0 | 0 | 0 | 0 | 1537.2372 | 4095 | 733.6634 | 0 | 803.5739 | 0 | 0 | 0 | 0 | 1537.2372 | 4095 | 756.0682 | 496.4682 | 868.7285 | 0 | 0 | 0 | 0 | 2121.265 | 4095 | 772.2772 | 496.4682 | 868.7285 | 0 | 0 | 0 | 0 | 2137.474 | 4095 | 772.2772 | 496.4682 | 868.7285 | 0 | 0 | 0 | 0 | 2137.474 | 4095 | 4.2027 | 992.9364 | 1085.9107 | 0 | 0 | 0 | 0 | 0 | 0 | 2083.0497 | 4095 | 504.2027 | 992.9364 | 1085.9107 | 17 | 0 | 0 | 0 | 0 | 0 | 2600.0497 | 4095 | 504.2027 | 992.9364 | 1085.9107 | 0 | 0 | 0 | 0 | 0 | 0 | 2583.0497
4098 | 38.9927 | 38.7729 | 38.9813 | 36.576 | 36.5063 | 36.5063 | 29.6074 | 29.464 | 29.4762 | 4098 | 948.3383 | 948.3383 | 948.3383 | 1112.4738 | 1112.4738 | 1112.4738 | 1258.3719 | 1258.3719 | 1258.3719 | 4096 | 601.9802 | 0 | 483.1615 | 0 | 0 | 0 | 0 | 1085.1417 |  | 4096 | 601.9802 | 0 | 483.1615 | 0 | 0 | 0 | 0 | 1085.1417 | 4096 | 601.9802 | 0 | 483.1615 | 0 | 0 | 0 | 0 | 1085.1417 | 4096 | 633.6634 | 446.0141 | 522.3368 | 0 | 0 | 0 | 0 | 1602.0143 | 4096 | 633.6634 | 446.0141 | 522.3368 | 0 | 0 | 0 | 0 | 1602.0143 | 4096 | 633.6634 | 446.0141 | 522.3368 | 0 | 0 | 0 | 0 | 1602.0143 | 4096 | 644.2244 | 892.0283 | 652.921 | 0 | 0 | 0 | 0 | 0 | 0 | 2189.1736 | 4096 | 644.2244 | 892.0283 | 652.921 | 17 | 0 | 0 | 0 | 0 | 0 | 2206.1736 | 4096 | 644.2244 | 892.0283 | 652.921 | 0 | 0 | 0 | 0 | 0 | 0 | 2189.1736
4099 | 38.9927 | 38.7729 | 38.9813 | 36.7644 | 36.6028 | 36.8959 | 29.9292 | 29.7201 | 29.9318 | 4099 | 906.1406 | 906.1406 | 906.1406 | 1062.9726 | 1062.9726 | 1062.9726 | 1202.3788 | 1202.3788 | 1202.3788 | 4097 | 395.0495 | 0 | 203.4364 | 0 | 0 | 0 | 0 | 598.4859 |  | 4097 | 395.0495 | 0 | 203.4364 | 0 | 0 | 0 | 0 | 598.4859 | 4097 | 395.0495 | 0 | 203.4364 | 0 | 0 | 0 | 0 | 598.4859 | 4097 | 415.8416 | 391.5237 | 219.9313 | 0 | 0 | 0 | 0 | 1027.2966 | 4097 | 415.8416 | 391.5237 | 219.9313 | 0 | 0 | 0 | 0 | 1027.2966 | 4097 | 415.8416 | 391.5237 | 219.9313 | 0 | 0 | 0 | 0 | 1027.2966 | 4097 | 422.7723 | 783.0474 | 274.9141 | 0 | 0 | 0 | 0 | 0 | 0 | 1480.7338 | 4097 | 422.7723 | 783.0474 | 274.9141 | 17 | 0 | 0 | 0 | 0 | 0 | 1497.7338 | 4097 | 422.7723 | 783.0474 | 274.9141 | 0 | 0 | 0 | 0 | 0 | 0 | 1480.7338
4100 | 38.9927 | 38.7729 | 38.9813 | 36.7644 | 36.6028 | 37.1401 | 29.9292 | 29.7201 | 30.3751 | 4100 | 848.3963 | 848.3963 | 848.3963 | 995.2341 | 995.2341 | 995.2341 | 1125.7566 | 1125.7566 | 1125.7566 | 4098 | 357.4257 | 0 | 81.3746 | 0 | 0 | 0 | 0 | 438.8003 |  | 4098 | 357.4257 | 0 | 81.3746 | 0 | 0 | 0 | 0 | 438.8003 | 4098 | 357.4257 | 0 | 81.3746 | 0 | 0 | 0 | 0 | 438.8003 | 4098 | 376.2376 | 389.5055 | 87.9725 | 0 | 0 | 0 | 0 | 853.7157 | 4098 | 376.2376 | 389.5055 | 87.9725 | 0 | 0 | 0 | 0 | 853.7157 | 4098 | 376.2376 | 389.5055 | 87.9725 | 0 | 0 | 0 | 0 | 853.7157 | 4098 | 382.5083 | 779.0111 | 109.9656 | 0 | 0 | 0 | 0 | 0 | 0 | 1271.485 | 4098 | 382.5083 | 779.0111 | 109.9656 | 17 | 0 | 0 | 0 | 0 | 0 | 1288.485 | 4098 | 382.5083 | 779.0111 | 109.9656 | 0 | 0 | 0 | 0 | 0 | 0 | 1271.485
4101 | 38.9927 | 37.3305 | 37.3305 | 36.2247 | 35.9879 | 35.9879 | 28.8088 | 28.5703 | 28.5703 | 4101 | 809.53 | 809.53 | 809.53 | 949.6409 | 949.6409 | 949.6409 | 1074.184 | 1074.184 | 1074.184 | 4099 | 310.396 | 0 | 30.5155 | 0 | 0 | 0 | 0 | 340.9115 |  | 4099 | 310.396 | 0 | 30.5155 | 0 | 0 | 0 | 0 | 340.9115 | 4099 | 310.396 | 0 | 30.5155 | 0 | 0 | 0 | 0 | 340.9115 | 4099 | 326.7327 | 425.8325 | 32.9897 | 0 | 0 | 0 | 0 | 785.5549 | 4099 | 326.7327 | 425.8325 | 32.9897 | 0 | 0 | 0 | 0 | 785.5549 | 4099 | 326.7327 | 425.8325 | 32.9897 | 0 | 0 | 0 | 0 | 785.5549 | 4099 | 332.1782 | 851.665 | 41.2371 | 0 | 0 | 0 | 0 | 0 | 0 | 1225.0803 | 4099 | 332.1782 | 851.665 | 41.2371 | 17 | 0 | 0 | 0 | 0 | 0 | 1242.0803 | 4099 | 332.1782 | 851.665 | 41.2371 | 0 | 0 | 0 | 0 | 0 | 0 | 1225.0803
4102 | 38.9927 | 36.025 | 36.025 | 32.7657 | 32.6431 | 32.6431 | 23.6404 | 23.6689 | 23.738 | 4102 | 766.2218 | 766.2218 | 766.2218 | 898.8371 | 898.8371 | 898.8371 | 1016.7174 | 1016.7174 | 1016.7174 | 4100 | 338.6139 | 0 | 5.0859 | 0 | 0 | 0 | 0 | 343.6998 |  | 4100 | 338.6139 | 0 | 5.0859 | 0 | 0 | 0 | 0 | 343.6998 | 4100 | 338.6139 | 0 | 5.0859 | 0 | 0 | 0 | 0 | 343.6998 | 4100 | 356.4356 | 466.1958 | 5.4983 | 0 | 0 | 0 | 0 | 828.1297 | 4100 | 356.4356 | 466.1958 | 5.4983 | 0 | 0 | 0 | 0 | 828.1297 | 4100 | 356.4356 | 466.1958 | 5.4983 | 0 | 0 | 0 | 0 | 828.1297 | 4100 | 362.3762 | 932.3915 | 6.8729 | 0 | 0 | 0 | 0 | 0 | 0 | 1301.6406 | 4100 | 362.3762 | 932.3915 | 6.8729 | 17 | 0 | 0 | 0 | 0 | 0 | 1318.6406 | 4100 | 362.3762 | 932.3915 | 6.8729 | 0 | 0 | 0 | 0 | 0 | 0 | 1301.6406
4103 | 35.6384 | 35.6384 | 35.6384 | 28.5703 | 28.5703 | 28.5703 | 18.6145 | 18.6145 | 18.6145 | 4103 | 725.1345 | 725.1345 | 725.1345 | 850.6386 | 850.6386 | 850.6386 | 962.1978 | 962.1978 | 962.1978 | 4101 | 545.5446 | 0 | 0 | 0 | 0 | 0 | 0 | 545.5446 |  | 4101 | 545.5446 | 0 | 0 | 0 | 0 | 0 | 0 | 545.5446 | 4101 | 545.5446 | 0 | 0 | 0 | 0 | 0 | 0 | 545.5446 | 4101 | 574.2574 | 488.3956 | 0 | 0 | 0 | 0 | 0 | 1062.653 | 4101 | 574.2574 | 488.3956 | 0 | 0 | 0 | 0 | 0 | 1062.653 | 4101 | 574.2574 | 488.3956 | 0 | 0 | 0 | 0 | 0 | 1062.653 | 4101 | 583.8284 | 976.7911 | 0 | 0 | 0 | 0 | 0 | 0 | 0 | 1560.6195 | 4101 | 583.8284 | 976.7911 | 0 | 17 | 0 | 0 | 0 | 0 | 0 | 1577.6195 | 4101 | 583.8284 | 976.7911 | 0 | 0 | 0 | 0 | 0 | 0 | 0 | 1560.6195
4104 | 29.4202 | 29.4202 | 29.4202 | 20.9838 | 20.9838 | 20.9838 | 13.6426 | 13.6426 | 13.6426 | 4104 | 694.0415 | 694.0415 | 694.0415 | 814.164 | 814.164 | 814.164 | 920.9397 | 920.9397 | 920.9397 | 4102 | 639.604 | 0 | 0 | 0 | 0 | 0 | 0 | 639.604 |  | 4102 | 639.604 | 0 | 0 | 0 | 0 | 0 | 0 | 639.604 | 4102 | 639.604 | 0 | 0 | 0 | 0 | 0 | 0 | 639.604 | 4102 | 673.2673 | 527.7497 | 0 | 0 | 0 | 0 | 0 | 1201.0171 | 4102 | 673.2673 | 527.7497 | 0 | 0 | 0 | 0 | 0 | 1201.0171 | 4102 | 673.2673 | 527.7497 | 0 | 0 | 0 | 0 | 0 | 1201.0171 | 4102 | 684.4884 | 1055.4995 | 0 | 0 | 0 | 0 | 0 | 0 | 0 | 1739.9879 | 4102 | 684.4884 | 1055.4995 | 0 | 17 | 0 | 0 | 0 | 0 | 0 | 1756.9879 | 4102 | 684.4884 | 1055.4995 | 0 | 0 | 0 | 0 | 0 | 0 | 0 | 1739.9879
4105 | 22.8974 | 23.4961 | 25.5412 | 18.6145 | 18.6145 | 18.6145 | 0.01 | 0.01 | 0.01 | 4105 | 668.5008 | 920.2604 | 957.3229 | 784.2028 | 784.2028 | 784.2028 | 971.4871 | 887.0491 | 887.0491 | 4103 | 714.8515 | 0 | 0 | 0 | 0 | 0 | 0 | 714.8515 |  | 4103 | 714.8515 | 0 | 0 | 0 | 0 | 0 | 0 | 714.8515 | 4103 | 714.8515 | 0 | 0 | 0 | 0 | 0 | 0 | 714.8515 | 4103 | 752.4752 | 588.2947 | 0 | 0 | 0 | 0 | 0 | 1340.7699 | 4103 | 752.4752 | 588.2947 | 0 | 0 | 0 | 0 | 0 | 1340.7699 | 4103 | 752.4752 | 588.2947 | 0 | 0 | 0 | 0 | 0 | 1340.7699 | 4103 | 765.0165 | 1176.5893 | 0 | 0 | 0 | 0 | 0 | 0 | 0 | 1941.6058 | 4103 | 765.0165 | 1176.5893 | 0 | 17 | 0 | 0 | 0 | 0 | 0 | 1958.6058 | 4103 | 765.0165 | 1176.5893 | 0 | 0 | 0 | 0 | 0 | 0 | 0 | 1941.6058
4106 | 23.4961 | 23.4961 | 25.5412 | 18.6145 | 18.6145 | 18.6145 | 0.01 | 0.01 | 0.01 | 4106 | 644.0705 | 644.0705 | 869.8095 | 755.5442 | 755.5442 | 755.5442 | 913.024 | 854.632 | 854.632 | 4104 | 865.3465 | 0 | 0 | 0 | 0 | 0 | 0 | 865.3465 |  | 4104 | 865.3465 | 0 | 0 | 0 | 0 | 0 | 0 | 865.3465 | 4104 | 865.3465 | 0 | 0 | 0 | 0 | 0 | 0 | 865.3465 | 4104 | 910.8911 | 632.6942 | 0 | 0 | 0 | 0 | 0 | 1543.5853 | 4104 | 910.8911 | 632.6942 | 0 | 0 | 0 | 0 | 0 | 1543.5853 | 4104 | 910.8911 | 632.6942 | 0 | 0 | 0 | 0 | 0 | 1543.5853 | 4104 | 926.0726 | 1265.3885 | 0 | 0 | 0 | 0 | 0 | 0 | 0 | 2191.4611 | 4104 | 926.0726 | 1265.3885 | 0 | 17 | 0 | 0 | 0 | 0 | 0 | 2208.4611 | 4104 | 926.0726 | 1265.3885 | 0 | 0 | 0 | 0 | 0 | 0 | 0 | 2191.4611
4107 | 22.3899 | 22.3899 | 22.3899 | 17.8837 | 17.8837 | 17.8837 | 1.4071 | 1.4071 | 1.4071 | 4107 | 1065.3494 | 1065.3494 | 1065.3494 | 836.767 | 836.767 | 836.767 | 888.5226 | 888.5226 | 888.5226 | 4105 | 997.0297 | 0 | 0 | 0 | 0 | 0 | 0 | 997.0297 |  | 4105 | 997.0297 | 0 | 0 | 0 | 0 | 0 | 0 | 997.0297 | 4105 | 997.0297 | 0 | 0 | 0 | 0 | 0 | 0 | 997.0297 | 4105 | 1049.505 | 660.9485 | 0 | 0 | 0 | 0 | 0 | 1710.4535 | 4105 | 1049.505 | 660.9485 | 0 | 0 | 0 | 0 | 0 | 1710.4535 | 4105 | 1049.505 | 660.9485 | 0 | 0 | 0 | 0 | 0 | 1710.4535 | 4105 | 1066.9967 | 1321.8971 | 0 | 0 | 0 | 0 | 0 | 0 | 0 | 2388.8938 | 4105 | 1066.9967 | 1321.8971 | 0 | 17 | 0 | 0 | 0 | 0 | 0 | 2405.8938 | 4105 | 982.5587 | 1321.8971 | 0 | 0 | 0 | 0 | 0 | 0 | 0 | 2304.4558
4108 | 22.8974 | 23.4961 | 25.5412 | 8.0251 | 8.0251 | 8.0251 | 0.01 | 0.01 | 0.01 | 4108 | 965.257 | 965.257 | 965.257 | 1409.9643 | 1409.9643 | 1409.9643 | 1132.0355 | 1594.8777 | 1594.8777 | 4106 | 1034.6535 | 0 | 10.1718 | 0 | 0 | 0 | 0 | 1044.8253 |  | 4106 | 1034.6535 | 0 | 10.1718 | 0 | 0 | 0 | 0 | 1044.8253 | 4106 | 1034.6535 | 0 | 10.1718 | 0 | 0 | 0 | 0 | 1044.8253 | 4106 | 1089.1089 | 684.1574 | 10.9966 | 0 | 0 | 0 | 0 | 1784.2629 | 4106 | 1089.1089 | 684.1574 | 10.9966 | 0 | 0 | 0 | 0 | 1784.2629 | 4106 | 1089.1089 | 684.1574 | 10.9966 | 0 | 0 | 0 | 0 | 1784.2629 | 4106 | 1107.2607 | 1368.3148 | 13.7457 | 0 | 0 | 0 | 0 | 0 | 0 | 2489.3213 | 4106 | 1107.2607 | 1368.3148 | 13.7457 | 17 | 0 | 0 | 0 | 0 | 0 | 2506.3213 | 4106 | 1107.2607 | 1368.3148 | 13.7457 | 0 | 0 | 0 | 0 | 0 | 0 | 2489.3213
4109 | 22.8974 | 23.4961 | 25.5412 | 7.3621 | 8.0251 | 8.0251 | 0.01 | 0.01 | 0.01 | 4109 | 1272.9571 | 1272.9571 | 1272.9571 | 1572.7971 | 1572.7971 | 1572.7971 | 1253.9514 | 1779.0656 | 1779.0656 | 4107 | 1015.8416 | 0 | 45.7732 | 0 | 0 | 0 | 0 | 1061.6148 |  | 4107 | 1015.8416 | 0 | 45.7732 | 0 | 0 | 0 | 0 | 1061.6148 | 4107 | 1015.8416 | 0 | 45.7732 | 0 | 0 | 0 | 0 | 1061.6148 | 4107 | 1069.3069 | 657.9213 | 49.4845 | 0 | 0 | 0 | 0 | 1776.7128 | 4107 | 1069.3069 | 657.9213 | 49.4845 | 0 | 0 | 0 | 0 | 1776.7128 | 4107 | 1069.3069 | 657.9213 | 49.4845 | 0 | 0 | 0 | 0 | 1776.7128 | 4107 | 1087.1287 | 1315.8426 | 61.8557 | 0 | 0 | 0 | 0 | 0 | 0 | 2464.827 | 4107 | 1087.1287 | 1315.8426 | 61.8557 | 17 | 0 | 0 | 0 | 0 | 0 | 2481.827 | 4107 | 1087.1287 | 1315.8426 | 61.8557 | 0 | 0 | 0 | 0 | 0 | 0 | 2464.827
4110 | 16.2384 | 18.2946 | 18.2946 | 6.4125 | 7.3589 | 7.3589 | 0.01 | 0.01 | 0.01 | 4110 | 1448.4603 | 1448.4603 | 1448.4603 | 1699.1554 | 1699.1554 | 1699.1554 | 1396.8813 | 1921.9954 | 1921.9954 | 4108 | 752.4752 | 0 | 111.89 | 0 | 0 | 0 | 0 | 864.3653 |  | 4108 | 752.4752 | 0 | 111.89 | 0 | 0 | 0 | 0 | 864.3653 | 4108 | 752.4752 | 0 | 111.89 | 0 | 0 | 0 | 0 | 864.3653 | 4108 | 792.0792 | 548.9405 | 120.9622 | 0 | 0 | 0 | 0 | 1461.9819 | 4108 | 792.0792 | 548.9405 | 120.9622 | 0 | 0 | 0 | 0 | 1461.9819 | 4108 | 792.0792 | 548.9405 | 120.9622 | 0 | 0 | 0 | 0 | 1461.9819 | 4108 | 805.2805 | 1097.8809 | 151.2027 | 0 | 0 | 0 | 0 | 0 | 0 | 2054.3642 | 4108 | 805.2805 | 1097.8809 | 151.2027 | 17 | 0 | 0 | 0 | 0 | 0 | 2071.3642 | 4108 | 805.2805 | 1097.8809 | 151.2027 | 0 | 0 | 0 | 0 | 0 | 0 | 2054.3642
4111 | 13.3772 | 13.6426 | 13.6426 | 0.01 | 0.01 | 0.01 | 0.01 | 0.01 | 0.01 | 4111 | 1492.879 | 1492.879 | 1492.879 | 1751.2619 | 1751.2619 | 1751.2619 | 1980.9356 | 1980.9356 | 1980.9356 | 4109 | 583.1683 | 0 | 284.811 | 0 | 0 | 0 | 0 | 867.9793 |  | 4109 | 583.1683 | 0 | 284.811 | 0 | 0 | 0 | 0 | 867.9793 | 4109 | 583.1683 | 0 | 284.811 | 0 | 0 | 0 | 0 | 867.9793 | 4109 | 613.8614 | 505.5499 | 307.9038 | 0 | 0 | 0 | 0 | 1427.3151 | 4109 | 613.8614 | 505.5499 | 307.9038 | 0 | 0 | 0 | 0 | 1427.3151 | 4109 | 613.8614 | 505.5499 | 307.9038 | 0 | 0 | 0 | 0 | 1427.3151 | 4109 | 624.0924 | 1011.0999 | 384.8797 | 0 | 0 | 0 | 0 | 0 | 0 | 2020.072 | 4109 | 624.0924 | 1011.0999 | 384.8797 | 17 | 0 | 0 | 0 | 0 | 0 | 2037.072 | 4109 | 624.0924 | 1011.0999 | 384.8797 | 0 | 0 | 0 | 0 | 0 | 0 | 2020.072
4112 | 11.1093 | 11.4179 | 11.4179 | 0.01 | 0.01 | 0.01 | 0 | 0.01 | 0.01 | 4112 | 1507.315 | 1507.315 | 1507.315 | 1768.1965 | 1768.1965 | 1768.1965 | 2000.0911 | 2000.0911 | 2000.0911 | 4110 | 517.3267 | 0 | 574.7079 | 0 | 0 | 0 | 0 | 1092.0346 |  | 4110 | 517.3267 | 0 | 574.7079 | 0 | 0 | 0 | 0 | 1092.0346 | 4110 | 517.3267 | 0 | 574.7079 | 0 | 0 | 0 | 0 | 1092.0346 | 4110 | 544.5545 | 551.9677 | 621.3058 | 0 | 0 | 0 | 0 | 1717.828 | 4110 | 544.5545 | 551.9677 | 621.3058 | 0 | 0 | 0 | 0 | 1717.828 | 4110 | 544.5545 | 551.9677 | 621.3058 | 0 | 0 | 0 | 0 | 1717.828 | 4110 | 553.6304 | 1103.9354 | 776.6323 | 0 | 0 | 0 | 0 | 0 | 0 | 2434.1981 | 4110 | 553.6304 | 1103.9354 | 776.6323 | 17 | 0 | 0 | 0 | 0 | 0 | 2451.1981 | 4110 | 553.6304 | 1103.9354 | 776.6323 | 0 | 0 | 0 | 0 | 0 | 0 | 2434.1981
4113 | 0.01 | 0.01 | 0.01 | 0.01 | 0.01 | 0.01 | 0 | 0.01 | 0.01 | 4113 | 1500.6522 | 1500.6522 | 1500.6522 | 1760.3805 | 1760.3805 | 1760.3805 | 1991.2501 | 1991.2501 | 1991.2501 | 4111 | 554.9505 | 0 | 869.6907 | 0 | 0 | 0 | 0 | 1424.6412 |  | 4111 | 554.9505 | 0 | 869.6907 | 0 | 0 | 0 | 0 | 1424.6412 | 4111 | 554.9505 | 0 | 869.6907 | 0 | 0 | 0 | 0 | 1424.6412 | 4111 | 584.1584 | 623.6125 | 940.2062 | 0 | 0 | 0 | 0 | 2147.9771 | 4111 | 584.1584 | 623.6125 | 940.2062 | 0 | 0 | 0 | 0 | 2147.9771 | 4111 | 473.5588 | 623.6125 | 940.2062 | 0 | 0 | 0 | 0 | 2037.3775 | 4111 | 294.9613 | 1247.225 | 1175.2577 | 0 | 0 | 0 | 0 | 0 | 0 | 2717.444 | 4111 | 593.8944 | 1247.225 | 1175.2577 | 17 | 0 | 0 | 0 | 0 | 0 | 3033.3771 | 4111 | 593.8944 | 1247.225 | 1175.2577 | 0 | 0 | 0 | 0 | 0 | 0 | 3016.3771
4114 | 0.01 | 0.01 | 0.01 | 0.01 | 0.01 | 0.01 | 0 | 0.01 | 0 | 4114 | 1481.7743 | 1481.7743 | 1481.7743 | 1738.2353 | 1738.2353 | 1738.2353 | 1966.2005 | 1966.2005 | 1966.2005 | 4112 | 658.4158 | 0 | 1078.2131 | 0 | 0 | 0 | 0 | 1736.6289 |  | 4112 | 658.4158 | 0 | 1078.2131 | 0 | 0 | 0 | 0 | 1736.6289 | 4112 | 658.4158 | 0 | 1078.2131 | 0 | 0 | 0 | 0 | 1736.6289 | 4112 | 693.0693 | 656.9122 | 1165.6357 | 0 | 0 | 0 | 0 | 2515.6173 | 4112 | 693.0693 | 656.9122 | 1165.6357 | 0 | 0 | 0 | 0 | 2515.6173 | 4112 | 693.0693 | 656.9122 | 1165.6357 | 0 | 0 | 0 | 0 | 2515.6173 | 4112 | 0 | 1313.8244 | 1457.0447 | 0 | 0 | 0 | 0 | 0 | 0 | 2770.8691 | 4112 | 265.4947 | 1313.8244 | 1457.0447 | 17 | 0 | 0 | 0 | 0 | 0 | 3053.3638 | 4112 | 265.4947 | 1313.8244 | 1457.0447 | 0 | 0 | 0 | 0 | 0 | 0 | 3036.3638
4115 | 0.01 | 0.01 | 0.01 | 0.01 | 0.01 | 0.01 | 0 | 0.01 | 0 | 4115 | 1490.658 | 1490.658 | 1490.658 | 1748.6566 | 1748.6566 | 1748.6566 | 1977.9886 | 1977.9886 | 1977.9886 | 4113 | 837.1287 | 0 | 1256.2199 | 0 | 0 | 0 | 0 | 2093.3486 |  | 4113 | 837.1287 | 0 | 1256.2199 | 0 | 0 | 0 | 0 | 2093.3486 | 4113 | 837.1287 | 0 | 1256.2199 | 0 | 0 | 0 | 0 | 2093.3486 | 4113 | 512.9538 | 663.9758 | 1358.0756 | 0 | 0 | 0 | 0 | 2535.0052 | 4113 | 881.1881 | 663.9758 | 1358.0756 | 0 | 0 | 0 | 0 | 2903.2395 | 4113 | 881.1881 | 663.9758 | 1358.0756 | 0 | 0 | 0 | 0 | 2903.2395 | 4113 | 0 | 1327.9516 | 1697.5945 | 0 | 0 | 0 | 0 | 0 | 0 | 3025.5461 | 4113 | 0 | 1327.9516 | 1697.5945 | 17 | 0 | 0 | 0 | 0 | 0 | 3042.5461 | 4113 | 0 | 1327.9516 | 1697.5945 | 0 | 0 | 0 | 0 | 0 | 0 | 3025.5461
4116 | 0.01 | 0.01 | 0.01 | 0.01 | 0.01 | 0.01 | 0 | 0.01 | 0 | 4116 | 1452.9022 | 1452.9022 | 1452.9022 | 1704.366 | 1704.366 | 1704.366 | 1927.8894 | 1927.8894 | 1927.8894 | 4114 | 1109.901 | 0 | 1337.5945 | 0 | 0 | 0 | 0 | 2447.4955 |  | 4114 | 1109.901 | 0 | 1337.5945 | 0 | 0 | 0 | 0 | 2447.4955 | 4114 | 1016.6761 | 0 | 1337.5945 | 0 | 0 | 0 | 0 | 2354.2706 | 4114 | 225.6874 | 655.9031 | 1446.0481 | 0 | 0 | 0 | 0 | 2327.6386 | 4114 | 1168.3168 | 655.9031 | 1446.0481 | 0 | 0 | 0 | 0 | 3270.2681 | 4114 | 958.7874 | 655.9031 | 1446.0481 | 0 | 0 | 0 | 0 | 3060.7386 | 4114 | 0 | 1311.8063 | 1807.5601 | 0 | 0 | 0 | 0 | 0 | 0 | 3119.3664 | 4114 | 0 | 1311.8063 | 1807.5601 | 17 | 0 | 0 | 0 | 0 | 0 | 3136.3664 | 4114 | 0 | 1311.8063 | 1807.5601 | 0 | 0 | 0 | 0 | 0 | 0 | 3119.3664
4117 | 0.01 | 0.01 | 0.01 | 0.01 | 0.01 | 0.01 | 0 | 0.01 | 0 | 4117 | 1446.2394 | 1446.2394 | 1446.2394 | 1696.5501 | 1696.5501 | 1696.5501 | 1919.0484 | 1919.0484 | 1919.0484 | 4115 | 381.4228 | 0 | 1347.7663 | 0 | 0 | 0 | 0 | 1729.1891 |  | 4115 | 1288.6139 | 0 | 1347.7663 | 0 | 0 | 0 | 0 | 2636.3802 | 4115 | 1114.5228 | 0 | 1347.7663 | 0 | 0 | 0 | 0 | 2462.2891 | 4115 | 1173.8331 | 655.9031 | 1457.0447 | 0 | 0 | 0 | 0 | 3286.7809 | 4115 | 787.3572 | 655.9031 | 1457.0447 | 0 | 0 | 0 | 0 | 2900.305 | 4115 | 879.5142 | 655.9031 | 1457.0447 | 0 | 0 | 0 | 0 | 2992.462 | 4115 | 0 | 1311.8063 | 1821.3058 | 0 | 0 | 0 | 0 | 0 | 0 | 3133.1121 | 4115 | 0 | 1311.8063 | 1821.3058 | 17 | 0 | 0 | 0 | 0 | 0 | 3150.1121 | 4115 | 0 | 1311.8063 | 1821.3058 | 0 | 0 | 0 | 0 | 0 | 0 | 3133.1121
4118 | 0.01 | 0.01 | 0.01 | 0.01 | 0.01 | 0.01 | 0.01 | 0.01 | 0.01 | 4118 | 1447.3499 | 1447.3499 | 1447.3499 | 1697.8527 | 1697.8527 | 1697.8527 | 1920.5219 | 1435.042 | 1920.5219 | 4116 | 948.765 | 0 | 1327.4227 | 0 | 0 | 0 | 0 | 2276.1877 |  | 4116 | 864.8021 | 0 | 1327.4227 | 0 | 0 | 0 | 0 | 2192.2248 | 4116 | 864.8021 | 0 | 1327.4227 | 0 | 0 | 0 | 0 | 2192.2248 | 4116 | 1326.7327 | 652.8759 | 1435.0515 | 0 | 0 | 0 | 0 | 3414.6601 | 4116 | 778.3308 | 652.8759 | 1435.0515 | 0 | 0 | 0 | 0 | 2866.2582 | 4116 | 709.6141 | 652.8759 | 1435.0515 | 0 | 0 | 0 | 0 | 2797.5415 | 4116 | 0 | 1266.1523 | 1793.8144 | 0 | 0 | 0 | 0 | 0 | 0 | 3059.9667 | 4116 | 0 | 1305.7518 | 1793.8144 | 17 | 0 | 0 | 0 | 0 | 0 | 3116.5662 | 4116 | 0 | 1259.41 | 1793.8144 | 0 | 0 | 0 | 0 | 0 | 0 | 3053.2244
4119 | 14.9898 | 14.9898 | 14.9898 | 5.1105 | 5.3042 | 5.3042 | 0.01 | 0.01 | 0.01 | 4119 | 1459.565 | 1459.565 | 1459.565 | 1712.182 | 1712.182 | 1712.182 | 1936.7305 | 1936.7305 | 1936.7305 | 4117 | 432.5967 | 0 | 1240.9622 | 0 | 0 | 0 | 0 | 1673.5589 |  | 4117 | 932.5967 | 0 | 1240.9622 | 0 | 0 | 0 | 0 | 2173.5589 | 4117 | 897.0467 | 0 | 1240.9622 | 0 | 0 | 0 | 0 | 2138.0089 | 4117 | 313.4823 | 636.7306 | 1341.5808 | 0 | 0 | 0 | 0 | 2291.7937 | 4117 | 813.4823 | 636.7306 | 1341.5808 | 0 | 0 | 0 | 0 | 2791.7937 | 4117 | 769.3073 | 636.7306 | 1341.5808 | 0 | 0 | 0 | 0 | 2747.6187 | 4117 | 0 | 1273.4612 | 1676.9759 | 0 | 0 | 0 | 0 | 0 | 0 | 2950.4371 | 4117 | 0 | 1273.4612 | 1676.9759 | 17 | 0 | 0 | 0 | 0 | 0 | 2967.4371 | 4117 | 0 | 1273.4612 | 1676.9759 | 0 | 0 | 0 | 0 | 0 | 0 | 2950.4371
4120 | 22.8974 | 23.4961 | 25.5412 | 8.0251 | 12.4825 | 12.4825 | 0.01 | 0.01 | 0.01 | 4120 | 1129.3595 | 1129.3595 | 1129.3595 | 1730.4193 | 1730.4193 | 1730.4193 | 1957.3595 | 1957.3595 | 1957.3595 | 4118 | 1072.2772 | 0 | 1057.8694 | 0 | 0 | 0 | 0 | 2130.1466 |  | 4118 | 1072.2772 | 0 | 1057.8694 | 0 | 0 | 0 | 0 | 2130.1466 | 4118 | 1072.2772 | 0 | 1057.8694 | 0 | 0 | 0 | 0 | 2130.1466 | 4118 | 0 | 605.449 | 1143.6426 | 0 | 0 | 0 | 0 | 1749.0917 | 4118 | 1128.7129 | 605.449 | 1143.6426 | 0 | 0 | 0 | 0 | 2877.8045 | 4118 | 1128.7129 | 605.449 | 1143.6426 | 0 | 0 | 0 | 0 | 2877.8045 | 4118 | 861.7449 | 1210.8981 | 1429.5533 | 0 | 0 | 0 | 0 | 0 | 0 | 3502.1962 | 4118 | 0 | 1210.8981 | 1429.5533 | 17 | 0 | 0 | 0 | 0 | 0 | 2657.4513 | 4118 | 121.2894 | 1210.8981 | 1429.5533 | 0 | 0 | 0 | 0 | 0 | 0 | 2761.7407
4121 | 66.1116 | 44.1667 | 49.3737 | 31.3356 | 31.3356 | 31.3356 | 2.3567 | 2.3567 | 2.3567 | 4121 | 1080.4838 | 1080.4838 | 1080.4838 | 1267.4906 | 1267.4906 | 1267.4906 | 1433.7189 | 1433.7189 | 1433.7189 | 4119 | 893.5644 | 0 | 798.488 | 0 | 0 | 0 | 0 | 1692.0523 |  | 4119 | 893.5644 | 0 | 798.488 | 0 | 0 | 0 | 0 | 1692.0523 | 4119 | 893.5644 | 0 | 798.488 | 0 | 0 | 0 | 0 | 1692.0523 | 4119 | 940.5941 | 559.0313 | 863.2302 | 0 | 0 | 0 | 0 | 2362.8556 | 4119 | 940.5941 | 559.0313 | 863.2302 | 0 | 0 | 0 | 0 | 2362.8556 | 4119 | 940.5941 | 559.0313 | 863.2302 | 0 | 0 | 0 | 0 | 2362.8556 | 4119 | 809.9707 | 1118.0626 | 1079.0378 | 0 | 0 | 0 | 0 | 0 | 0 | 3007.071 | 4119 | 956.2706 | 1118.0626 | 1079.0378 | 17 | 0 | 0 | 0 | 0 | 0 | 3170.371 | 4119 | 956.2706 | 1118.0626 | 1079.0378 | 0 | 0 | 0 | 0 | 0 | 0 | 3153.371
4122 | 66.1116 | 44.1667 | 57.621 | 33.6914 | 33.7057 | 33.7057 | 17.8837 | 17.8837 | 17.8837 | 4122 | 1056.0535 | 1056.0535 | 1056.0535 | 1238.832 | 1238.832 | 1238.832 | 1401.3018 | 1401.3018 | 1401.3018 | 4120 | 630.198 | 0 | 483.1615 | 0 | 0 | 0 | 0 | 1113.3595 |  | 4120 | 630.198 | 0 | 483.1615 | 0 | 0 | 0 | 0 | 1113.3595 | 4120 | 630.198 | 0 | 483.1615 | 0 | 0 | 0 | 0 | 1113.3595 | 4120 | 663.3663 | 510.5954 | 522.3368 | 0 | 0 | 0 | 0 | 1696.2985 | 4120 | 663.3663 | 510.5954 | 522.3368 | 0 | 0 | 0 | 0 | 1696.2985 | 4120 | 663.3663 | 510.5954 | 522.3368 | 0 | 0 | 0 | 0 | 1696.2985 | 4120 | 674.4224 | 1021.1907 | 652.921 | 0 | 0 | 0 | 0 | 0 | 0 | 2348.5341 | 4120 | 674.4224 | 1021.1907 | 652.921 | 17 | 0 | 0 | 0 | 0 | 0 | 2365.5341 | 4120 | 674.4224 | 1021.1907 | 652.921 | 0 | 0 | 0 | 0 | 0 | 0 | 2348.5341
4123 | 66.1116 | 44.1667 | 57.621 | 33.9626 | 33.9626 | 33.9626 | 21.7964 | 21.7964 | 21.7964 | 4123 | 1011.6349 | 1011.6349 | 1011.6349 | 1186.7255 | 1186.7255 | 1186.7255 | 1342.3616 | 1342.3616 | 1342.3616 | 4121 | 385.6436 | 0 | 208.5223 | 0 | 0 | 0 | 0 | 594.1659 |  | 4121 | 385.6436 | 0 | 208.5223 | 0 | 0 | 0 | 0 | 594.1659 | 4121 | 385.6436 | 0 | 208.5223 | 0 | 0 | 0 | 0 | 594.1659 | 4121 | 405.9406 | 441.9778 | 225.4296 | 0 | 0 | 0 | 0 | 1073.3479 | 4121 | 405.9406 | 441.9778 | 225.4296 | 0 | 0 | 0 | 0 | 1073.3479 | 4121 | 405.9406 | 441.9778 | 225.4296 | 0 | 0 | 0 | 0 | 1073.3479 | 4121 | 412.7063 | 883.9556 | 281.7869 | 0 | 0 | 0 | 0 | 0 | 0 | 1578.4488 | 4121 | 412.7063 | 883.9556 | 281.7869 | 17 | 0 | 0 | 0 | 0 | 0 | 1595.4488 | 4121 | 412.7063 | 883.9556 | 281.7869 | 0 | 0 | 0 | 0 | 0 | 0 | 1578.4488
4124 | 66.1116 | 44.1667 | 49.3737 | 33.2109 | 33.2109 | 33.2109 | 22.3899 | 22.3899 | 22.3899 | 4124 | 961.6639 | 961.6639 | 961.6639 | 1128.1057 | 1128.1057 | 1128.1057 | 1276.054 | 1276.054 | 1276.054 | 4122 | 272.7723 | 0 | 81.3746 | 0 | 0 | 0 | 0 | 354.1468 |  | 4122 | 272.7723 | 0 | 81.3746 | 0 | 0 | 0 | 0 | 354.1468 | 4122 | 272.7723 | 0 | 81.3746 | 0 | 0 | 0 | 0 | 354.1468 | 4122 | 287.1287 | 391.5237 | 87.9725 | 0 | 0 | 0 | 0 | 766.6249 | 4122 | 287.1287 | 391.5237 | 87.9725 | 0 | 0 | 0 | 0 | 766.6249 | 4122 | 287.1287 | 391.5237 | 87.9725 | 0 | 0 | 0 | 0 | 766.6249 | 4122 | 291.9142 | 783.0474 | 109.9656 | 0 | 0 | 0 | 0 | 0 | 0 | 1184.9273 | 4122 | 291.9142 | 783.0474 | 109.9656 | 17 | 0 | 0 | 0 | 0 | 0 | 1201.9273 | 4122 | 291.9142 | 783.0474 | 109.9656 | 0 | 0 | 0 | 0 | 0 | 0 | 1184.9273
4125 | 66.1116 | 44.1667 | 49.3737 | 33.2109 | 33.2109 | 33.2109 | 22.3899 | 22.3899 | 22.3899 | 4125 | 908.3615 | 908.3615 | 908.3615 | 1065.5779 | 1065.5779 | 1065.5779 | 1205.3258 | 1205.3258 | 1205.3258 | 4123 | 300.9901 | 0 | 30.5155 | 0 | 0 | 0 | 0 | 331.5056 |  | 4123 | 300.9901 | 0 | 30.5155 | 0 | 0 | 0 | 0 | 331.5056 | 4123 | 300.9901 | 0 | 30.5155 | 0 | 0 | 0 | 0 | 331.5056 | 4123 | 316.8317 | 433.9051 | 32.9897 | 0 | 0 | 0 | 0 | 783.7265 | 4123 | 316.8317 | 433.9051 | 32.9897 | 0 | 0 | 0 | 0 | 783.7265 | 4123 | 316.8317 | 433.9051 | 32.9897 | 0 | 0 | 0 | 0 | 783.7265 | 4123 | 322.1122 | 867.8103 | 41.2371 | 0 | 0 | 0 | 0 | 0 | 0 | 1231.1596 | 4123 | 322.1122 | 867.8103 | 41.2371 | 17 | 0 | 0 | 0 | 0 | 0 | 1248.1596 | 4123 | 322.1122 | 867.8103 | 41.2371 | 0 | 0 | 0 | 0 | 0 | 0 | 1231.1596
4126 | 66.1116 | 44.1667 | 49.3737 | 35.5472 | 35.2777 | 35.2777 | 25.0885 | 25.0885 | 25.0885 | 4126 | 845.0649 | 845.0649 | 845.0649 | 991.3261 | 991.3261 | 991.3261 | 1121.3361 | 1121.3361 | 1121.3361 | 4124 | 460.8911 | 0 | 5.0859 | 0 | 0 | 0 | 0 | 465.977 |  | 4124 | 460.8911 | 0 | 5.0859 | 0 | 0 | 0 | 0 | 465.977 | 4124 | 460.8911 | 0 | 5.0859 | 0 | 0 | 0 | 0 | 465.977 | 4124 | 485.1485 | 507.5681 | 5.4983 | 0 | 0 | 0 | 0 | 998.2149 | 4124 | 485.1485 | 507.5681 | 5.4983 | 0 | 0 | 0 | 0 | 998.2149 | 4124 | 485.1485 | 507.5681 | 5.4983 | 0 | 0 | 0 | 0 | 998.2149 | 4124 | 493.2343 | 1015.1362 | 6.8729 | 0 | 0 | 0 | 0 | 0 | 0 | 1515.2434 | 4124 | 493.2343 | 1015.1362 | 6.8729 | 17 | 0 | 0 | 0 | 0 | 0 | 1532.2434 | 4124 | 493.2343 | 1015.1362 | 6.8729 | 0 | 0 | 0 | 0 | 0 | 0 | 1515.2434
4127 | 37.3972 | 37.3799 | 37.3857 | 35.5472 | 35.5472 | 35.5472 | 26.8713 | 26.6264 | 27.0382 | 4127 | 780.6579 | 780.6579 | 780.6579 | 915.7717 | 915.7717 | 915.7717 | 1035.8729 | 1035.8729 | 1035.8729 | 4125 | 536.1386 | 0 | 0 | 0 | 0 | 0 | 0 | 536.1386 |  | 4125 | 536.1386 | 0 | 0 | 0 | 0 | 0 | 0 | 536.1386 | 4125 | 536.1386 | 0 | 0 | 0 | 0 | 0 | 0 | 536.1386 | 4125 | 564.3564 | 547.9314 | 0 | 0 | 0 | 0 | 0 | 1112.2878 | 4125 | 564.3564 | 547.9314 | 0 | 0 | 0 | 0 | 0 | 1112.2878 | 4125 | 564.3564 | 547.9314 | 0 | 0 | 0 | 0 | 0 | 1112.2878 | 4125 | 573.7624 | 1095.8628 | 0 | 0 | 0 | 0 | 0 | 0 | 0 | 1669.6251 | 4125 | 573.7624 | 1095.8628 | 0 | 17 | 0 | 0 | 0 | 0 | 0 | 1686.6251 | 4125 | 573.7624 | 1095.8628 | 0 | 0 | 0 | 0 | 0 | 0 | 0 | 1669.6251
4128 | 37.0576 | 37.0576 | 37.0576 | 35.3056 | 35.2777 | 35.2777 | 26.8713 | 26.6264 | 26.7419 | 4128 | 737.3497 | 737.3497 | 737.3497 | 864.9679 | 864.9679 | 864.9679 | 978.4063 | 978.4063 | 978.4063 | 4126 | 677.2277 | 0 | 0 | 0 | 0 | 0 | 0 | 677.2277 |  | 4126 | 677.2277 | 0 | 0 | 0 | 0 | 0 | 0 | 677.2277 | 4126 | 677.2277 | 0 | 0 | 0 | 0 | 0 | 0 | 677.2277 | 4126 | 712.8713 | 561.0494 | 0 | 0 | 0 | 0 | 0 | 1273.9207 | 4126 | 712.8713 | 561.0494 | 0 | 0 | 0 | 0 | 0 | 1273.9207 | 4126 | 712.8713 | 561.0494 | 0 | 0 | 0 | 0 | 0 | 1273.9207 | 4126 | 724.7525 | 1122.0989 | 0 | 0 | 0 | 0 | 0 | 0 | 0 | 1846.8514 | 4126 | 724.7525 | 1122.0989 | 0 | 17 | 0 | 0 | 0 | 0 | 0 | 1863.8514 | 4126 | 724.7525 | 1122.0989 | 0 | 0 | 0 | 0 | 0 | 0 | 0 | 1846.8514
4129 | 36.1445 | 35.6384 | 35.6384 | 35.0624 | 35.0225 | 35.0225 | 26.474 | 26.474 | 26.474 | 4129 | 692.931 | 692.931 | 692.931 | 812.8614 | 812.8614 | 812.8614 | 919.4662 | 919.4662 | 919.4662 | 4127 | 780.6931 | 0 | 0 | 0 | 0 | 0 | 0 | 780.6931 |  | 4127 | 780.6931 | 0 | 0 | 0 | 0 | 0 | 0 | 780.6931 | 4127 | 780.6931 | 0 | 0 | 0 | 0 | 0 | 0 | 780.6931 | 4127 | 821.7822 | 561.0494 | 0 | 0 | 0 | 0 | 0 | 1382.8316 | 4127 | 821.7822 | 561.0494 | 0 | 0 | 0 | 0 | 0 | 1382.8316 | 4127 | 821.7822 | 561.0494 | 0 | 0 | 0 | 0 | 0 | 1382.8316 | 4127 | 835.4785 | 1122.0989 | 0 | 0 | 0 | 0 | 0 | 0 | 0 | 1957.5774 | 4127 | 835.4785 | 1122.0989 | 0 | 17 | 0 | 0 | 0 | 0 | 0 | 1974.5774 | 4127 | 835.4785 | 1122.0989 | 0 | 0 | 0 | 0 | 0 | 0 | 0 | 1957.5774
4130 | 36.3151 | 36.2507 | 36.3036 | 34.7251 | 34.6852 | 34.6852 | 26.8713 | 26.6264 | 26.7419 | 4130 | 666.2798 | 666.2798 | 666.2798 | 781.5975 | 781.5975 | 781.5975 | 884.1021 | 884.1021 | 884.1021 | 4128 | 968.8119 | 0 | 0 | 0 | 0 | 0 | 0 | 968.8119 |  | 4128 | 968.8119 | 0 | 0 | 0 | 0 | 0 | 0 | 968.8119 | 4128 | 968.8119 | 0 | 0 | 0 | 0 | 0 | 0 | 968.8119 | 4128 | 1019.802 | 545.9132 | 0 | 0 | 0 | 0 | 0 | 1565.7152 | 4128 | 1019.802 | 545.9132 | 0 | 0 | 0 | 0 | 0 | 1565.7152 | 4128 | 1019.802 | 545.9132 | 0 | 0 | 0 | 0 | 0 | 1565.7152 | 4128 | 1036.7987 | 1091.8264 | 0 | 0 | 0 | 0 | 0 | 0 | 0 | 2128.6251 | 4128 | 1036.7987 | 1091.8264 | 0 | 17 | 0 | 0 | 0 | 0 | 0 | 2145.6251 | 4128 | 1036.7987 | 1091.8264 | 0 | 0 | 0 | 0 | 0 | 0 | 0 | 2128.6251
4131 | 36.1445 | 36.1445 | 36.1445 | 34.5579 | 34.5579 | 34.5579 | 26.7419 | 26.6264 | 26.7419 | 4131 | 695.1519 | 695.1519 | 695.1519 | 815.4667 | 815.4667 | 815.4667 | 922.4132 | 922.4132 | 922.4132 | 4129 | 1166.3366 | 0 | 0 | 0 | 0 | 0 | 0 | 1166.3366 |  | 4129 | 1166.3366 | 0 | 0 | 0 | 0 | 0 | 0 | 1166.3366 | 4129 | 1166.3366 | 0 | 0 | 0 | 0 | 0 | 0 | 1166.3366 | 4129 | 1227.7228 | 529.7679 | 0 | 0 | 0 | 0 | 0 | 1757.4907 | 4129 | 1227.7228 | 529.7679 | 0 | 0 | 0 | 0 | 0 | 1757.4907 | 4129 | 1227.7228 | 529.7679 | 0 | 0 | 0 | 0 | 0 | 1757.4907 | 4129 | 1248.1848 | 1059.5358 | 0 | 0 | 0 | 0 | 0 | 0 | 0 | 2307.7206 | 4129 | 1248.1848 | 1059.5358 | 0 | 17 | 0 | 0 | 0 | 0 | 0 | 2324.7206 | 4129 | 1248.1848 | 1059.5358 | 0 | 0 | 0 | 0 | 0 | 0 | 0 | 2307.7206
4132 | 62.0028 | 44.1667 | 49.3737 | 34.7251 | 34.7534 | 34.7534 | 26.8713 | 26.6264 | 26.7419 | 4132 | 827.2974 | 827.2974 | 827.2974 | 970.4835 | 970.4835 | 970.4835 | 1097.7601 | 1097.7601 | 1097.7601 | 4130 | 997.0297 | 0 | 10.1718 | 0 | 0 | 0 | 0 | 1007.2015 |  | 4130 | 997.0297 | 0 | 10.1718 | 0 | 0 | 0 | 0 | 1007.2015 | 4130 | 997.0297 | 0 | 10.1718 | 0 | 0 | 0 | 0 | 1007.2015 | 4130 | 1049.505 | 520.6862 | 10.9966 | 0 | 0 | 0 | 0 | 1581.1877 | 4130 | 1049.505 | 520.6862 | 10.9966 | 0 | 0 | 0 | 0 | 1581.1877 | 4130 | 1049.505 | 520.6862 | 10.9966 | 0 | 0 | 0 | 0 | 1581.1877 | 4130 | 1066.9967 | 1041.3724 | 13.7457 | 0 | 0 | 0 | 0 | 0 | 0 | 2122.1148 | 4130 | 1066.9967 | 1041.3724 | 13.7457 | 17 | 0 | 0 | 0 | 0 | 0 | 2139.1148 | 4130 | 1066.9967 | 1041.3724 | 13.7457 | 0 | 0 | 0 | 0 | 0 | 0 | 2122.1148
4133 | 62.0028 | 44.1667 | 49.3737 | 34.9074 | 34.9074 | 34.9074 | 26.8713 | 26.6264 | 27.0382 | 4133 | 932.7918 | 932.7918 | 932.7918 | 1094.2365 | 1094.2365 | 1094.2365 | 1237.7429 | 1237.7429 | 1237.7429 | 4131 | 855.9406 | 0 | 50.8591 | 0 | 0 | 0 | 0 | 906.7997 |  | 4131 | 855.9406 | 0 | 50.8591 | 0 | 0 | 0 | 0 | 906.7997 | 4131 | 855.9406 | 0 | 50.8591 | 0 | 0 | 0 | 0 | 906.7997 | 4131 | 900.9901 | 481.332 | 54.9828 | 0 | 0 | 0 | 0 | 1437.3049 | 4131 | 900.9901 | 481.332 | 54.9828 | 0 | 0 | 0 | 0 | 1437.3049 | 4131 | 900.9901 | 481.332 | 54.9828 | 0 | 0 | 0 | 0 | 1437.3049 | 4131 | 916.0066 | 962.664 | 68.7285 | 0 | 0 | 0 | 0 | 0 | 0 | 1947.3991 | 4131 | 916.0066 | 962.664 | 68.7285 | 17 | 0 | 0 | 0 | 0 | 0 | 1964.3991 | 4131 | 916.0066 | 962.664 | 68.7285 | 0 | 0 | 0 | 0 | 0 | 0 | 1947.3991
4134 | 60.7777 | 44.1667 | 49.3737 | 34.6238 | 34.6238 | 34.6238 | 26.8713 | 26.6264 | 26.7419 | 4134 | 1011.6349 | 1011.6349 | 1011.6349 | 1186.7255 | 1186.7255 | 1186.7255 | 1342.3616 | 1342.3616 | 1342.3616 | 4132 | 564.3564 | 0 | 116.9759 | 0 | 0 | 0 | 0 | 681.3324 |  | 4132 | 564.3564 | 0 | 116.9759 | 0 | 0 | 0 | 0 | 681.3324 | 4132 | 564.3564 | 0 | 116.9759 | 0 | 0 | 0 | 0 | 681.3324 | 4132 | 594.0594 | 404.6418 | 126.4605 | 0 | 0 | 0 | 0 | 1125.1617 | 4132 | 594.0594 | 404.6418 | 126.4605 | 0 | 0 | 0 | 0 | 1125.1617 | 4132 | 594.0594 | 404.6418 | 126.4605 | 0 | 0 | 0 | 0 | 1125.1617 | 4132 | 603.9604 | 809.2836 | 158.0756 | 0 | 0 | 0 | 0 | 0 | 0 | 1571.3195 | 4132 | 603.9604 | 809.2836 | 158.0756 | 17 | 0 | 0 | 0 | 0 | 0 | 1588.3195 | 4132 | 603.9604 | 809.2836 | 158.0756 | 0 | 0 | 0 | 0 | 0 | 0 | 1571.3195
4135 | 35.6384 | 35.6384 | 35.6384 | 31.8767 | 31.8767 | 31.8767 | 23.6404 | 23.6689 | 23.738 | 4135 | 1040.507 | 1040.507 | 1040.507 | 1220.5947 | 1220.5947 | 1220.5947 | 1380.6727 | 1380.6727 | 1380.6727 | 4133 | 395.0495 | 0 | 300.0687 | 0 | 0 | 0 | 0 | 695.1182 |  | 4133 | 395.0495 | 0 | 300.0687 | 0 | 0 | 0 | 0 | 695.1182 | 4133 | 395.0495 | 0 | 300.0687 | 0 | 0 | 0 | 0 | 695.1182 | 4133 | 415.8416 | 337.0333 | 324.3986 | 0 | 0 | 0 | 0 | 1077.2735 | 4133 | 415.8416 | 337.0333 | 324.3986 | 0 | 0 | 0 | 0 | 1077.2735 | 4133 | 415.8416 | 337.0333 | 324.3986 | 0 | 0 | 0 | 0 | 1077.2735 | 4133 | 422.7723 | 674.0666 | 405.4983 | 0 | 0 | 0 | 0 | 0 | 0 | 1502.3372 | 4133 | 422.7723 | 674.0666 | 405.4983 | 17 | 0 | 0 | 0 | 0 | 0 | 1519.3372 | 4133 | 422.7723 | 674.0666 | 405.4983 | 0 | 0 | 0 | 0 | 0 | 0 | 1502.3372
4136 | 29.4202 | 29.4202 | 29.4202 | 31.0073 | 31.0073 | 31.0073 | 0.01 | 9.8669 | 9.9605 | 4136 | 1061.6059 | 1061.6059 | 1061.6059 | 1245.3453 | 1245.3453 | 1245.3453 | 1576.2261 | 1408.6693 | 1408.6693 | 4134 | 385.6436 | 0 | 595.0515 | 0 | 0 | 0 | 0 | 980.6951 |  | 4134 | 385.6436 | 0 | 595.0515 | 0 | 0 | 0 | 0 | 980.6951 | 4134 | 385.6436 | 0 | 595.0515 | 0 | 0 | 0 | 0 | 980.6951 | 4134 | 405.9406 | 315.8426 | 643.299 | 0 | 0 | 0 | 0 | 1365.0821 | 4134 | 405.9406 | 315.8426 | 643.299 | 0 | 0 | 0 | 0 | 1365.0821 | 4134 | 405.9406 | 315.8426 | 643.299 | 0 | 0 | 0 | 0 | 1365.0821 | 4134 | 412.7063 | 631.6852 | 804.1237 | 0 | 0 | 0 | 0 | 0 | 0 | 1848.5151 | 4134 | 412.7063 | 631.6852 | 804.1237 | 17 | 0 | 0 | 0 | 0 | 0 | 1865.5151 | 4134 | 412.7063 | 631.6852 | 804.1237 | 0 | 0 | 0 | 0 | 0 | 0 | 1848.5151
4137 | 29.4202 | 29.4202 | 29.4202 | 22.3899 | 22.3899 | 22.3899 | 0.01 | 0.01 | 0.01 | 4137 | 1041.6175 | 1041.6175 | 1041.6175 | 1221.8974 | 1221.8974 | 1221.8974 | 1907.2604 | 1907.2604 | 1907.2604 | 4135 | 451.4851 | 0 | 869.6907 | 0 | 0 | 0 | 0 | 1321.1759 |  | 4135 | 451.4851 | 0 | 869.6907 | 0 | 0 | 0 | 0 | 1321.1759 | 4135 | 451.4851 | 0 | 869.6907 | 0 | 0 | 0 | 0 | 1321.1759 | 4135 | 475.2475 | 369.3239 | 940.2062 | 0 | 0 | 0 | 0 | 1784.7776 | 4135 | 475.2475 | 369.3239 | 940.2062 | 0 | 0 | 0 | 0 | 1784.7776 | 4135 | 475.2475 | 369.3239 | 940.2062 | 0 | 0 | 0 | 0 | 1784.7776 | 4135 | 483.1683 | 738.6478 | 1175.2577 | 0 | 0 | 0 | 0 | 0 | 0 | 2397.0739 | 4135 | 483.1683 | 738.6478 | 1175.2577 | 17 | 0 | 0 | 0 | 0 | 0 | 2414.0739 | 4135 | 483.1683 | 738.6478 | 1175.2577 | 0 | 0 | 0 | 0 | 0 | 0 | 2397.0739
4138 | 21.7964 | 22.3899 | 22.3899 | 17.8837 | 17.8837 | 17.8837 | 0.01 | 0.01 | 0.01 | 4138 | 1401.8207 | 1401.8207 | 1401.8207 | 1516.3393 | 1516.3393 | 1516.3393 | 1860.1083 | 1860.1083 | 1860.1083 | 4136 | 564.3564 | 0 | 1093.4708 | 0 | 0 | 0 | 0 | 1657.8272 |  | 4136 | 564.3564 | 0 | 1093.4708 | 0 | 0 | 0 | 0 | 1657.8272 | 4136 | 564.3564 | 0 | 1093.4708 | 0 | 0 | 0 | 0 | 1657.8272 | 4136 | 594.0594 | 401.6145 | 1182.1306 | 0 | 0 | 0 | 0 | 2177.8045 | 4136 | 594.0594 | 401.6145 | 1182.1306 | 0 | 0 | 0 | 0 | 2177.8045 | 4136 | 594.0594 | 401.6145 | 1182.1306 | 0 | 0 | 0 | 0 | 2177.8045 | 4136 | 603.9604 | 803.2291 | 1477.6632 | 0 | 0 | 0 | 0 | 0 | 0 | 2884.8527 | 4136 | 603.9604 | 803.2291 | 1477.6632 | 17 | 0 | 0 | 0 | 0 | 0 | 2901.8527 | 4136 | 603.9604 | 803.2291 | 1477.6632 | 0 | 0 | 0 | 0 | 0 | 0 | 2884.8527
4139 | 20.9838 | 20.9838 | 20.9838 | 13.8072 | 15.8591 | 15.8591 | 0.01 | 0.01 | 0.01 | 4139 | 1385.1637 | 1385.1637 | 1385.1637 | 1624.9036 | 1624.9036 | 1624.9036 | 1838.0057 | 1838.0057 | 1838.0057 | 4137 | 752.4752 | 0 | 1240.9622 | 0 | 0 | 0 | 0 | 1993.4374 |  | 4137 | 752.4752 | 0 | 1240.9622 | 0 | 0 | 0 | 0 | 1993.4374 | 4137 | 752.4752 | 0 | 1240.9622 | 0 | 0 | 0 | 0 | 1993.4374 | 4137 | 792.0792 | 451.0595 | 1341.5808 | 0 | 0 | 0 | 0 | 2584.7195 | 4137 | 792.0792 | 451.0595 | 1341.5808 | 0 | 0 | 0 | 0 | 2584.7195 | 4137 | 792.0792 | 451.0595 | 1341.5808 | 0 | 0 | 0 | 0 | 2584.7195 | 4137 | 805.2805 | 902.1191 | 1676.9759 | 0 | 0 | 0 | 0 | 0 | 0 | 3384.3755 | 4137 | 805.2805 | 902.1191 | 1676.9759 | 17 | 0 | 0 | 0 | 0 | 0 | 3401.3755 | 4137 | 416.9452 | 902.1191 | 1676.9759 | 0 | 0 | 0 | 0 | 0 | 0 | 2996.0402
4140 | 20.9838 | 20.9838 | 20.9838 | 14.9898 | 14.9898 | 14.9898 | 0.01 | 0.01 | 0.01 | 4140 | 1369.6172 | 1369.6172 | 1369.6172 | 1606.6663 | 1606.6663 | 1606.6663 | 1817.3767 | 1817.3767 | 1817.3767 | 4138 | 940.5941 | 0 | 1317.2509 | 0 | 0 | 0 | 0 | 2257.8449 |  | 4138 | 940.5941 | 0 | 1317.2509 | 0 | 0 | 0 | 0 | 2257.8449 | 4138 | 940.5941 | 0 | 1317.2509 | 0 | 0 | 0 | 0 | 2257.8449 | 4138 | 990.099 | 483.3502 | 1424.055 | 0 | 0 | 0 | 0 | 2897.5041 | 4138 | 990.099 | 483.3502 | 1424.055 | 0 | 0 | 0 | 0 | 2897.5041 | 4138 | 990.099 | 483.3502 | 1424.055 | 0 | 0 | 0 | 0 | 2897.5041 | 4138 | 0 | 966.7003 | 1780.0687 | 0 | 0 | 0 | 0 | 0 | 0 | 2746.769 | 4138 | 87.7307 | 966.7003 | 1780.0687 | 17 | 0 | 0 | 0 | 0 | 0 | 2851.4997 | 4138 | 87.7307 | 966.7003 | 1780.0687 | 0 | 0 | 0 | 0 | 0 | 0 | 2834.4997
4141 | 20.9838 | 22.3899 | 22.3899 | 17.8837 | 17.8837 | 17.8837 | 0.01 | 0.01 | 0.01 | 4141 | 1385.1637 | 1385.1637 | 1385.1637 | 1160.6723 | 1160.6723 | 1160.6723 | 1838.0057 | 1838.0057 | 1838.0057 | 4139 | 1100.495 | 0 | 1327.4227 | 0 | 0 | 0 | 0 | 2427.9177 |  | 4139 | 1100.495 | 0 | 1327.4227 | 0 | 0 | 0 | 0 | 2427.9177 | 4139 | 1100.495 | 0 | 1327.4227 | 0 | 0 | 0 | 0 | 2427.9177 | 4139 | 1158.4158 | 489.4046 | 1435.0515 | 0 | 0 | 0 | 0 | 3082.872 | 4139 | 1158.4158 | 489.4046 | 1435.0515 | 0 | 0 | 0 | 0 | 3082.872 | 4139 | 1158.4158 | 489.4046 | 1435.0515 | 0 | 0 | 0 | 0 | 3082.872 | 4139 | 365.4905 | 978.8093 | 1793.8144 | 0 | 0 | 0 | 0 | 0 | 0 | 3138.1142 | 4139 | 116.2111 | 978.8093 | 1793.8144 | 17 | 0 | 0 | 0 | 0 | 0 | 2905.8348 | 4139 | 104.8013 | 978.8093 | 1793.8144 | 0 | 0 | 0 | 0 | 0 | 0 | 2877.425
4142 | 20.9838 | 23.4961 | 25.5412 | 18.6145 | 18.6145 | 18.6145 | 1.4071 | 2.3567 | 2.3567 | 4142 | 1414.0359 | 1216.9676 | 1216.9676 | 1194.5415 | 1194.5415 | 1194.5415 | 1351.2027 | 1351.2027 | 1351.2027 | 4140 | 978.2178 | 0 | 1286.7354 | 0 | 0 | 0 | 0 | 2264.9532 |  | 4140 | 978.2178 | 0 | 1286.7354 | 0 | 0 | 0 | 0 | 2264.9532 | 4140 | 978.2178 | 0 | 1286.7354 | 0 | 0 | 0 | 0 | 2264.9532 | 4140 | 1029.703 | 470.2321 | 1391.0653 | 0 | 0 | 0 | 0 | 2891.0004 | 4140 | 1029.703 | 470.2321 | 1391.0653 | 0 | 0 | 0 | 0 | 2891.0004 | 4140 | 1029.703 | 470.2321 | 1391.0653 | 0 | 0 | 0 | 0 | 2891.0004 | 4140 | 0 | 940.4642 | 1738.8316 | 0 | 0 | 0 | 0 | 0 | 0 | 2679.2958 | 4140 | 1013.0569 | 940.4642 | 1738.8316 | 17 | 0 | 0 | 0 | 0 | 0 | 3709.3527 | 4140 | 159.2056 | 940.4642 | 1738.8316 | 0 | 0 | 0 | 0 | 0 | 0 | 2838.5014
4143 | 22.8974 | 25.2026 | 29.4202 | 30.4988 | 30.4988 | 30.4988 | 14.9898 | 14.9898 | 14.9898 | 4143 | 1071.3916 | 1033.8442 | 1033.8442 | 1212.7788 | 1212.7788 | 1212.7788 | 1371.8317 | 1371.8317 | 1371.8317 | 4141 | 921.7822 | 0 | 1129.0722 | 0 | 0 | 0 | 0 | 2050.8543 |  | 4141 | 921.7822 | 0 | 1129.0722 | 0 | 0 | 0 | 0 | 2050.8543 | 4141 | 921.7822 | 0 | 1129.0722 | 0 | 0 | 0 | 0 | 2050.8543 | 4141 | 970.297 | 416.7508 | 1220.6186 | 0 | 0 | 0 | 0 | 2607.6663 | 4141 | 970.297 | 416.7508 | 1220.6186 | 0 | 0 | 0 | 0 | 2607.6663 | 4141 | 970.297 | 416.7508 | 1220.6186 | 0 | 0 | 0 | 0 | 2607.6663 | 4141 | 199.4103 | 833.5015 | 1525.7732 | 0 | 0 | 0 | 0 | 0 | 0 | 2558.6851 | 4141 | 740.477 | 833.5015 | 1525.7732 | 17 | 0 | 0 | 0 | 0 | 0 | 3116.7517 | 4141 | 699.4103 | 833.5015 | 1525.7732 | 0 | 0 | 0 | 0 | 0 | 0 | 3058.6851
4144 | 74.1528 | 74.1528 | 74.1528 | 38.0227 | 38.0227 | 38.0227 | 28.8088 | 28.8088 | 28.8088 | 4144 | 1027.1814 | 1027.1814 | 1027.1814 | 1204.9628 | 1204.9628 | 1204.9628 | 1362.9907 | 1362.9907 | 1362.9907 | 4142 | 846.5347 | 0 | 854.433 | 0 | 0 | 0 | 0 | 1700.9676 |  | 4142 | 846.5347 | 0 | 854.433 | 0 | 0 | 0 | 0 | 1700.9676 | 4142 | 846.5347 | 0 | 854.433 | 0 | 0 | 0 | 0 | 1700.9676 | 4142 | 891.0891 | 357.2149 | 923.7113 | 0 | 0 | 0 | 0 | 2172.0154 | 4142 | 891.0891 | 357.2149 | 923.7113 | 0 | 0 | 0 | 0 | 2172.0154 | 4142 | 891.0891 | 357.2149 | 923.7113 | 0 | 0 | 0 | 0 | 2172.0154 | 4142 | 905.9406 | 714.4299 | 1154.6392 | 0 | 0 | 0 | 0 | 0 | 0 | 2775.0096 | 4142 | 905.9406 | 714.4299 | 1154.6392 | 17 | 0 | 0 | 0 | 0 | 0 | 2792.0096 | 4142 | 905.9406 | 714.4299 | 1154.6392 | 0 | 0 | 0 | 0 | 0 | 0 | 2775.0096
4145 | 85.9248 | 74.1528 | 83.6259 | 87.1074 | 87.1074 | 87.1074 | 90.6147 | 72.2753 | 72.2753 | 4145 | 998.3093 | 998.3093 | 998.3093 | 1171.0936 | 1171.0936 | 1171.0936 | 1324.6796 | 1324.6796 | 1324.6796 | 4143 | 724.2574 | 0 | 559.4502 | 0 | 0 | 0 | 0 | 1283.7076 |  | 4143 | 724.2574 | 0 | 559.4502 | 0 | 0 | 0 | 0 | 1283.7076 | 4143 | 724.2574 | 0 | 559.4502 | 0 | 0 | 0 | 0 | 1283.7076 | 4143 | 762.3762 | 307.7699 | 604.811 | 0 | 0 | 0 | 0 | 1674.9572 | 4143 | 762.3762 | 307.7699 | 604.811 | 0 | 0 | 0 | 0 | 1674.9572 | 4143 | 762.3762 | 307.7699 | 604.811 | 0 | 0 | 0 | 0 | 1674.9572 | 4143 | 775.0825 | 615.5399 | 756.0137 | 0 | 0 | 0 | 0 | 0 | 0 | 2146.6361 | 4143 | 775.0825 | 615.5399 | 756.0137 | 17 | 0 | 0 | 0 | 0 | 0 | 2163.6361 | 4143 | 775.0825 | 615.5399 | 756.0137 | 0 | 0 | 0 | 0 | 0 | 0 | 2146.6361
4146 | 85.9248 | 74.1528 | 83.6259 | 90.7143 | 87.1074 | 87.1074 | 91.8882 | 72.2753 | 72.2753 | 4146 | 949.4487 | 949.4487 | 949.4487 | 1113.7764 | 1113.7764 | 1113.7764 | 1259.8455 | 1259.8455 | 1259.8455 | 4144 | 592.5743 | 0 | 345.8419 | 0 | 0 | 0 | 72.7652 | 1011.1814 |  | 4144 | 592.5743 | 0 | 345.8419 | 0 | 0 | 0 | 72.7652 | 1011.1814 | 4144 | 592.5743 | 0 | 345.8419 | 0 | 0 | 0 | 72.7652 | 1011.1814 | 4144 | 623.7624 | 264.3794 | 373.8832 | 0 | 0 | 0 | 0 | 1262.025 | 4144 | 623.7624 | 264.3794 | 373.8832 | 0 | 0 | 0 | 0 | 1262.025 | 4144 | 623.7624 | 264.3794 | 373.8832 | 0 | 0 | 0 | 0 | 1262.025 | 4144 | 634.1584 | 528.7588 | 467.354 | 0 | 0 | 0 | 0 | 0 | 0 | 1630.2712 | 4144 | 634.1584 | 528.7588 | 467.354 | 17 | 0 | 0 | 0 | 0 | 0 | 1647.2712 | 4144 | 634.1584 | 528.7588 | 467.354 | 0 | 0 | 0 | 0 | 0 | 0 | 1630.2712
4147 | 85.9248 | 74.1528 | 83.6259 | 90.7143 | 87.1074 | 90.7143 | 91.8882 | 90.7143 | 92.3854 | 4147 | 913.9138 | 913.9138 | 913.9138 | 1072.0912 | 1072.0912 | 1072.0912 | 1212.6933 | 1212.6933 | 1212.6933 | 4145 | 385.6436 | 0 | 193.2646 | 0 | 0 | 0 | 150 | 728.9082 |  | 4145 | 385.6436 | 0 | 193.2646 | 0 | 0 | 0 | 150 | 728.9082 | 4145 | 385.6436 | 0 | 193.2646 | 0 | 0 | 0 | 150 | 728.9082 | 4145 | 405.9406 | 215.9435 | 208.9347 | 0 | 0 | 0 | 0 | 830.8188 | 4145 | 405.9406 | 215.9435 | 208.9347 | 0 | 0 | 0 | 0 | 830.8188 | 4145 | 405.9406 | 215.9435 | 208.9347 | 0 | 0 | 0 | 0 | 830.8188 | 4145 | 412.7063 | 431.887 | 261.1684 | 0 | 0 | 0 | 0 | 0 | 0 | 1105.7616 | 4145 | 412.7063 | 431.887 | 261.1684 | 42 | 0 | 0 | 0 | 0 | 0 | 1147.7616 | 4145 | 412.7063 | 431.887 | 261.1684 | 0 | 0 | 0 | 0 | 0 | 0 | 1105.7616
4148 | 85.9248 | 74.1528 | 83.6259 | 90.7143 | 87.1074 | 90.7143 | 91.8882 | 90.7143 | 92.9501 | 4148 | 863.9428 | 863.9428 | 863.9428 | 1013.4714 | 1013.4714 | 1013.4714 | 1146.3857 | 1146.3857 | 1146.3857 | 4146 | 366.8317 | 0 | 91.5464 | 0 | 0 | 0 | 150 | 608.3781 |  | 4146 | 366.8317 | 0 | 91.5464 | 0 | 0 | 0 | 0 | 458.3781 | 4146 | 366.8317 | 0 | 91.5464 | 0 | 0 | 0 | 150 | 608.3781 | 4146 | 386.1386 | 172.553 | 98.9691 | 0 | 0 | 0 | 0 | 657.6607 | 4146 | 386.1386 | 172.553 | 98.9691 | 0 | 0 | 0 | 0 | 657.6607 | 4146 | 386.1386 | 172.553 | 98.9691 | 0 | 0 | 0 | 0 | 657.6607 | 4146 | 392.5743 | 345.106 | 123.7113 | 150 | 0 | 0 | 0 | 0 | 0 | 1011.3916 | 4146 | 392.5743 | 345.106 | 123.7113 | 42 | 0 | 0 | 0 | 0 | 0 | 903.3916 | 4146 | 392.5743 | 345.106 | 123.7113 | 0 | 0 | 0 | 0 | 0 | 0 | 861.3916
4149 | 85.9248 | 74.1528 | 83.6259 | 90.7143 | 87.1074 | 90.7143 | 91.8882 | 90.7143 | 92.3854 | 4149 | 843.9544 | 843.9544 | 843.9544 | 990.0235 | 990.0235 | 990.0235 | 1119.8626 | 1119.8626 | 1119.8626 | 4147 | 244.5545 | 0 | 40.6873 | 0 | 0 | 0 | 150 | 435.2417 |  | 4147 | 244.5545 | 0 | 40.6873 | 0 | 0 | 0 | 150 | 435.2417 | 4147 | 244.5545 | 0 | 40.6873 | 0 | 0 | 0 | 150 | 435.2417 | 4147 | 257.4257 | 147.3259 | 43.9863 | 0 | 0 | 0 | 0 | 448.7379 | 4147 | 257.4257 | 147.3259 | 43.9863 | 0 | 0 | 0 | 0 | 448.7379 | 4147 | 257.4257 | 147.3259 | 43.9863 | 73.1791 | 0 | 0 | 0 | 521.9171 | 4147 | 261.7162 | 294.6519 | 54.9828 | 150 | 0 | 0 | 0 | 0 | 0 | 761.3509 | 4147 | 261.7162 | 294.6519 | 54.9828 | 66 | 0 | 0 | 0 | 0 | 0 | 677.3509 | 4147 | 261.7162 | 294.6519 | 54.9828 | 150 | 0 | 0 | 0 | 0 | 0 | 761.3509
4150 | 85.9248 | 74.1528 | 83.6259 | 87.2387 | 87.1074 | 87.1074 | 91.7846 | 90.7143 | 91.615 | 4150 | 792.873 | 792.873 | 792.873 | 930.101 | 930.101 | 930.101 | 1052.0815 | 1052.0815 | 1052.0815 | 4148 | 282.1782 | 0 | 5.0859 | 0 | 0 | 0 | 150 | 437.2641 |  | 4148 | 282.1782 | 0 | 5.0859 | 0 | 0 | 0 | 60.6787 | 347.9428 | 4148 | 282.1782 | 0 | 5.0859 | 0 | 0 | 0 | 150 | 437.2641 | 4148 | 297.0297 | 118.0626 | 5.4983 | 150 | 0 | 0 | 0 | 570.5905 | 4148 | 297.0297 | 118.0626 | 5.4983 | 0 | 0 | 0 | 0 | 420.5905 | 4148 | 297.0297 | 118.0626 | 5.4983 | 44.8251 | 0 | 0 | 0 | 465.4157 | 4148 | 301.9802 | 236.1251 | 6.8729 | 150 | 0 | 0 | 0 | 0 | 0 | 694.9782 | 4148 | 301.9802 | 236.1251 | 6.8729 | 66 | 0 | 0 | 0 | 0 | 0 | 610.9782 | 4148 | 301.9802 | 236.1251 | 6.8729 | 150 | 0 | 0 | 0 | 0 | 0 | 694.9782
4151 | 84.5534 | 74.1528 | 83.6259 | 87.1074 | 87.1074 | 87.1074 | 90.6147 | 72.2753 | 72.2753 | 4151 | 748.4543 | 748.4543 | 748.4543 | 877.9945 | 877.9945 | 877.9945 | 993.1413 | 993.1413 | 993.1413 | 4149 | 263.3663 | 0 | 5.0859 | 0 | 0 | 0 | 150 | 418.4522 |  | 4149 | 263.3663 | 0 | 5.0859 | 0 | 0 | 0 | 59.5022 | 327.9544 | 4149 | 263.3663 | 0 | 5.0859 | 0 | 0 | 0 | 150 | 418.4522 | 4149 | 277.2277 | 68.6176 | 5.4983 | 17.9572 | 0 | 0 | 0 | 369.3008 | 4149 | 277.2277 | 68.6176 | 5.4983 | 0 | 0 | 0 | 0 | 351.3436 | 4149 | 277.2277 | 68.6176 | 5.4983 | 0 | 0 | 0 | 0 | 351.3436 | 4149 | 281.8482 | 137.2351 | 6.8729 | 150 | 0 | 0 | 0 | 0 | 0 | 575.9562 | 4149 | 281.8482 | 137.2351 | 6.8729 | 66 | 0 | 0 | 0 | 0 | 0 | 491.9562 | 4149 | 281.8482 | 137.2351 | 6.8729 | 150 | 0 | 0 | 0 | 0 | 0 | 575.9562
4152 | 84.1725 | 74.1528 | 83.6259 | 87.1074 | 87.1074 | 87.1074 | 90.6147 | 72.2753 | 72.2753 | 4152 | 719.5822 | 719.5822 | 719.5822 | 844.1253 | 844.1253 | 844.1253 | 954.8302 | 954.8302 | 954.8302 | 4150 | 300.9901 | 0 | 0 | 0 | 0 | 0 | 150 | 450.9901 |  | 4150 | 300.9901 | 0 | 0 | 0 | 0 | 0 | 0 | 300.9901 | 4150 | 300.9901 | 0 | 0 | 0 | 0 | 0 | 150 | 450.9901 | 4150 | 316.8317 | 21.1907 | 0 | 0 | 0 | 0 | 0 | 338.0224 | 4150 | 316.8317 | 21.1907 | 0 | 0 | 0 | 0 | 0 | 338.0224 | 4150 | 316.8317 | 21.1907 | 0 | 0 | 0 | 0 | 0 | 338.0224 | 4150 | 322.1122 | 42.3814 | 0 | 150 | 0 | 0 | 0 | 0 | 0 | 514.4936 | 4150 | 322.1122 | 42.3814 | 0 | 66 | 0 | 0 | 0 | 0 | 0 | 430.4936 | 4150 | 322.1122 | 42.3814 | 0 | 150 | 0 | 0 | 0 | 0 | 0 | 514.4936
4153 | 84.5534 | 74.1528 | 83.6259 | 87.1074 | 87.1074 | 87.1074 | 90.6147 | 72.2753 | 72.2753 | 4153 | 676.274 | 676.274 | 676.274 | 793.3214 | 793.3214 | 793.3214 | 897.3636 | 897.3636 | 897.3636 | 4151 | 329.2079 | 0 | 0 | 0 | 0 | 0 | 150 | 479.2079 |  | 4151 | 329.2079 | 0 | 0 | 0 | 0 | 0 | 0 | 329.2079 | 4151 | 329.2079 | 0 | 0 | 0 | 0 | 0 | 150 | 479.2079 | 4151 | 346.5347 | 4.0363 | 0 | 0 | 0 | 0 | 0 | 350.571 | 4151 | 346.5347 | 4.0363 | 0 | 0 | 0 | 0 | 0 | 350.571 | 4151 | 346.5347 | 4.0363 | 0 | 0 | 0 | 0 | 0 | 350.571 | 4151 | 352.3102 | 8.0727 | 0 | 0 | 0 | 0 | 0 | 0 | 0 | 360.3829 | 4151 | 352.3102 | 8.0727 | 0 | 42 | 0 | 0 | 0 | 0 | 0 | 402.3829 | 4151 | 352.3102 | 8.0727 | 0 | 0 | 0 | 0 | 0 | 0 | 0 | 360.3829
4154 | 84.9697 | 74.1528 | 83.6259 | 87.1074 | 87.1074 | 87.1074 | 90.6147 | 72.2753 | 72.2753 | 4154 | 642.96 | 642.96 | 642.96 | 754.2416 | 754.2416 | 754.2416 | 853.1585 | 853.1585 | 853.1585 | 4152 | 235.1485 | 0 | 0 | 0 | 0 | 0 | 150 | 385.1485 |  | 4152 | 235.1485 | 0 | 0 | 0 | 0 | 0 | 0 | 235.1485 | 4152 | 235.1485 | 0 | 0 | 0 | 0 | 0 | 150 | 385.1485 | 4152 | 247.5248 | 8.0727 | 0 | 0 | 0 | 0 | 0 | 255.5974 | 4152 | 247.5248 | 8.0727 | 0 | 0 | 0 | 0 | 0 | 255.5974 | 4152 | 247.5248 | 8.0727 | 0 | 0 | 0 | 0 | 0 | 255.5974 | 4152 | 251.6502 | 16.1453 | 0 | 0 | 0 | 0 | 0 | 0 | 0 | 267.7955 | 4152 | 251.6502 | 16.1453 | 0 | 42 | 0 | 0 | 0 | 0 | 0 | 309.7955 | 4152 | 251.6502 | 16.1453 | 0 | 0 | 0 | 0 | 0 | 0 | 0 | 267.7955
4155 | 85.6286 | 74.1528 | 83.6259 | 87.2387 | 87.1074 | 87.1074 | 90.6147 | 72.2753 | 72.2753 | 4155 | 642.96 | 642.96 | 642.96 | 754.2416 | 754.2416 | 754.2416 | 853.1585 | 853.1585 | 853.1585 | 4153 | 272.7723 | 0 | 0 | 0 | 0 | 0 | 150 | 422.7723 |  | 4153 | 272.7723 | 0 | 0 | 0 | 0 | 0 | 0 | 272.7723 | 4153 | 272.7723 | 0 | 0 | 0 | 0 | 0 | 150 | 422.7723 | 4153 | 287.1287 | 22.1998 | 0 | 0 | 0 | 0 | 0 | 309.3285 | 4153 | 287.1287 | 22.1998 | 0 | 0 | 0 | 0 | 0 | 309.3285 | 4153 | 287.1287 | 22.1998 | 0 | 0 | 0 | 0 | 0 | 309.3285 | 4153 | 291.9142 | 44.3996 | 0 | 0 | 0 | 0 | 0 | 0 | 0 | 336.3138 | 4153 | 291.9142 | 44.3996 | 0 | 42 | 0 | 0 | 0 | 0 | 0 | 378.3138 | 4153 | 291.9142 | 44.3996 | 0 | 0 | 0 | 0 | 0 | 0 | 0 | 336.3138
4156 | 85.9248 | 74.1528 | 83.6259 | 87.1074 | 87.1074 | 87.1074 | 90.6147 | 72.2753 | 72.2753 | 4156 | 698.4833 | 698.4833 | 698.4833 | 819.3747 | 819.3747 | 819.3747 | 926.8337 | 926.8337 | 926.8337 | 4154 | 253.9604 | 0 | 10.1718 | 0 | 0 | 0 | 150 | 414.1322 |  | 4154 | 253.9604 | 0 | 10.1718 | 0 | 0 | 0 | 150 | 414.1322 | 4154 | 253.9604 | 0 | 10.1718 | 0 | 0 | 0 | 150 | 414.1322 | 4154 | 267.3267 | 41.3724 | 10.9966 | 0 | 0 | 0 | 0 | 319.6956 | 4154 | 267.3267 | 41.3724 | 10.9966 | 0 | 0 | 0 | 0 | 319.6956 | 4154 | 267.3267 | 41.3724 | 10.9966 | 0 | 0 | 0 | 0 | 319.6956 | 4154 | 271.7822 | 82.7447 | 13.7457 | 0 | 0 | 0 | 0 | 0 | 0 | 368.2726 | 4154 | 271.7822 | 82.7447 | 13.7457 | 42 | 0 | 0 | 0 | 0 | 0 | 410.2726 | 4154 | 271.7822 | 82.7447 | 13.7457 | 0 | 0 | 0 | 0 | 0 | 0 | 368.2726
4157 | 84.3118 | 74.1528 | 83.6259 | 45.048 | 59.2092 | 59.2092 | 47.0367 | 46.8426 | 46.8426 | 4157 | 740.6811 | 740.6811 | 740.6811 | 868.8759 | 868.8759 | 868.8759 | 982.8268 | 982.8268 | 982.8268 | 4155 | 150.495 | 0 | 50.8591 | 0 | 0 | 0 | 150 | 351.3542 |  | 4155 | 150.495 | 0 | 50.8591 | 0 | 0 | 0 | 150 | 351.3542 | 4155 | 150.495 | 0 | 50.8591 | 0 | 0 | 0 | 150 | 351.3542 | 4155 | 158.4158 | 58.5267 | 54.9828 | 0 | 0 | 0 | 0 | 271.9254 | 4155 | 158.4158 | 58.5267 | 54.9828 | 0 | 0 | 0 | 0 | 271.9254 | 4155 | 158.4158 | 58.5267 | 54.9828 | 0 | 0 | 0 | 0 | 271.9254 | 4155 | 161.0561 | 117.0535 | 68.7285 | 0 | 0 | 0 | 0 | 0 | 0 | 346.8381 | 4155 | 161.0561 | 117.0535 | 68.7285 | 42 | 0 | 0 | 0 | 0 | 0 | 388.8381 | 4155 | 161.0561 | 117.0535 | 68.7285 | 0 | 0 | 0 | 0 | 0 | 0 | 346.8381
4158 | 35.6384 | 49.4913 | 57.1645 | 39.0742 | 44.8696 | 44.8696 | 34.3469 | 33.8546 | 33.8546 | 4158 | 782.8788 | 782.8788 | 782.8788 | 918.377 | 918.377 | 918.377 | 1038.8199 | 1038.8199 | 1038.8199 | 4156 | 159.901 | 0 | 122.0619 | 0 | 0 | 0 | 150 | 431.9628 |  | 4156 | 159.901 | 0 | 122.0619 | 0 | 0 | 0 | 53.4954 | 335.4582 | 4156 | 159.901 | 0 | 122.0619 | 0 | 0 | 0 | 150 | 431.9628 | 4156 | 168.3168 | 43.3905 | 131.9588 | 0 | 0 | 0 | 0 | 343.6661 | 4156 | 168.3168 | 43.3905 | 131.9588 | 0 | 0 | 0 | 0 | 343.6661 | 4156 | 168.3168 | 43.3905 | 131.9588 | 0 | 0 | 0 | 0 | 343.6661 | 4156 | 171.1221 | 86.781 | 164.9485 | 0 | 0 | 0 | 0 | 0 | 0 | 422.8516 | 4156 | 171.1221 | 86.781 | 164.9485 | 42 | 0 | 0 | 0 | 0 | 0 | 464.8516 | 4156 | 171.1221 | 86.781 | 164.9485 | 0 | 0 | 0 | 0 | 0 | 0 | 422.8516
4159 | 29.4202 | 45.6241 | 45.6241 | 34.4823 | 37.7701 | 37.7701 | 22.1162 | 30.8575 | 30.8575 | 4159 | 829.5184 | 829.5184 | 829.5184 | 973.0889 | 973.0889 | 973.0889 | 1100.7071 | 1100.7071 | 1100.7071 | 4157 | 131.6832 | 0 | 294.9828 | 0 | 0 | 0 | 150 | 576.666 |  | 4157 | 131.6832 | 0 | 294.9828 | 0 | 0 | 0 | 150 | 576.666 | 4157 | 131.6832 | 0 | 294.9828 | 0 | 0 | 0 | 150 | 576.666 | 4157 | 138.6139 | 20.1816 | 318.9003 | 0 | 0 | 0 | 0 | 477.6958 | 4157 | 138.6139 | 20.1816 | 318.9003 | 0 | 0 | 0 | 0 | 477.6958 | 4157 | 138.6139 | 20.1816 | 318.9003 | 0 | 0 | 0 | 0 | 477.6958 | 4157 | 140.9241 | 40.3633 | 398.6254 | 0 | 0 | 0 | 0 | 0 | 0 | 579.9128 | 4157 | 140.9241 | 40.3633 | 398.6254 | 17 | 0 | 0 | 0 | 0 | 0 | 596.9128 | 4157 | 140.9241 | 40.3633 | 398.6254 | 0 | 0 | 0 | 0 | 0 | 0 | 579.9128
4160 | 29.4202 | 29.4202 | 29.4202 | 29.4202 | 30.85 | 29.4202 | 20.9838 | 20.9838 | 20.9838 | 4160 | 855.0591 | 855.0591 | 855.0591 | 1003.0501 | 1003.0501 | 1003.0501 | 1134.5977 | 1134.5977 | 1134.5977 | 4158 | 188.1188 | 0 | 584.8797 | 0 | 0 | 0 | 0 | 772.9985 |  | 4158 | 188.1188 | 0 | 584.8797 | 0 | 0 | 0 | 0 | 772.9985 | 4158 | 188.1188 | 0 | 584.8797 | 0 | 0 | 0 | 0 | 772.9985 | 4158 | 198.0198 | 10.0908 | 632.3024 | 0 | 0 | 0 | 0 | 840.413 | 4158 | 198.0198 | 10.0908 | 632.3024 | 0 | 0 | 0 | 0 | 840.413 | 4158 | 198.0198 | 10.0908 | 632.3024 | 0 | 0 | 0 | 0 | 840.413 | 4158 | 201.3201 | 20.1816 | 790.378 | 0 | 0 | 0 | 0 | 0 | 0 | 1011.8798 | 4158 | 201.3201 | 20.1816 | 790.378 | 17 | 0 | 0 | 0 | 0 | 0 | 1028.8798 | 4158 | 201.3201 | 20.1816 | 790.378 | 0 | 0 | 0 | 0 | 0 | 0 | 1011.8798
4161 | 29.4202 | 29.4202 | 29.4202 | 29.4202 | 30.85 | 28.5703 | 20.9838 | 20.9838 | 18.6145 | 4161 | 822.8556 | 822.8556 | 822.8556 | 965.2729 | 965.2729 | 965.2729 | 1091.8661 | 1091.8661 | 1091.8661 | 4159 | 282.1782 | 0 | 859.5189 | 0 | 0 | 0 | 0 | 1141.6971 |  | 4159 | 282.1782 | 0 | 859.5189 | 0 | 0 | 0 | 0 | 1141.6971 | 4159 | 282.1782 | 0 | 859.5189 | 0 | 0 | 0 | 0 | 1141.6971 | 4159 | 297.0297 | 11.0999 | 929.2096 | 0 | 0 | 0 | 0 | 1237.3392 | 4159 | 297.0297 | 11.0999 | 929.2096 | 0 | 0 | 0 | 0 | 1237.3392 | 4159 | 297.0297 | 11.0999 | 929.2096 | 0 | 0 | 0 | 0 | 1237.3392 | 4159 | 301.9802 | 22.1998 | 1161.512 | 0 | 0 | 0 | 0 | 0 | 0 | 1485.692 | 4159 | 301.9802 | 22.1998 | 1161.512 | 17 | 0 | 0 | 0 | 0 | 0 | 1502.692 | 4159 | 301.9802 | 22.1998 | 1161.512 | 0 | 0 | 0 | 0 | 0 | 0 | 1485.692
4162 | 29.4202 | 29.4202 | 29.4202 | 29.4202 | 30.85 | 29.4202 | 20.9838 | 20.9838 | 20.9838 | 4162 | 809.53 | 809.53 | 809.53 | 949.6409 | 949.6409 | 949.6409 | 1074.184 | 1074.184 | 1074.184 | 4160 | 404.4554 | 0 | 1073.1271 | 0 | 0 | 0 | 0 | 1477.5826 |  | 4160 | 404.4554 | 0 | 1073.1271 | 0 | 0 | 0 | 0 | 1477.5826 | 4160 | 404.4554 | 0 | 1073.1271 | 0 | 0 | 0 | 0 | 1477.5826 | 4160 | 425.7426 | 17.1544 | 1160.1375 | 0 | 0 | 0 | 0 | 1603.0344 | 4160 | 425.7426 | 17.1544 | 1160.1375 | 0 | 0 | 0 | 0 | 1603.0344 | 4160 | 425.7426 | 17.1544 | 1160.1375 | 0 | 0 | 0 | 0 | 1603.0344 | 4160 | 432.8383 | 34.3088 | 1450.1718 | 0 | 0 | 0 | 0 | 0 | 0 | 1917.3189 | 4160 | 432.8383 | 34.3088 | 1450.1718 | 17 | 0 | 0 | 0 | 0 | 0 | 1934.3189 | 4160 | 432.8383 | 34.3088 | 1450.1718 | 0 | 0 | 0 | 0 | 0 | 0 | 1917.3189
4163 | 29.4202 | 35.6384 | 35.6384 | 31.0073 | 31.0073 | 31.0073 | 21.2809 | 21.6761 | 21.6761 | 4163 | 789.5416 | 789.5416 | 789.5416 | 926.193 | 926.193 | 926.193 | 1047.661 | 1047.661 | 1047.661 | 4161 | 837.1287 | 0 | 1134.1581 | 0 | 0 | 0 | 0 | 1971.2868 |  | 4161 | 837.1287 | 0 | 1134.1581 | 0 | 0 | 0 | 0 | 1971.2868 | 4161 | 837.1287 | 0 | 1134.1581 | 0 | 0 | 0 | 0 | 1971.2868 | 4161 | 881.1881 | 30.2725 | 1226.1168 | 0 | 0 | 0 | 0 | 2137.5774 | 4161 | 881.1881 | 30.2725 | 1226.1168 | 0 | 0 | 0 | 0 | 2137.5774 | 4161 | 881.1881 | 30.2725 | 1226.1168 | 0 | 0 | 0 | 0 | 2137.5774 | 4161 | 895.8746 | 60.5449 | 1532.646 | 0 | 0 | 0 | 0 | 0 | 0 | 2489.0655 | 4161 | 895.8746 | 60.5449 | 1532.646 | 17 | 0 | 0 | 0 | 0 | 0 | 2506.0655 | 4161 | 895.8746 | 60.5449 | 1532.646 | 0 | 0 | 0 | 0 | 0 | 0 | 2489.0655
4164 | 35.6384 | 35.6384 | 35.6384 | 31.8767 | 31.8767 | 31.8767 | 22.1162 | 22.1447 | 22.2137 | 4164 | 759.559 | 759.559 | 759.559 | 891.0211 | 891.0211 | 891.0211 | 1007.8764 | 1007.8764 | 1007.8764 | 4162 | 931.1881 | 0 | 1052.7835 | 0 | 0 | 0 | 0 | 1983.9716 |  | 4162 | 931.1881 | 0 | 1052.7835 | 0 | 0 | 0 | 0 | 1983.9716 | 4162 | 931.1881 | 0 | 1052.7835 | 0 | 0 | 0 | 0 | 1983.9716 | 4162 | 980.198 | 54.4904 | 1138.1443 | 0 | 0 | 0 | 0 | 2172.8328 | 4162 | 980.198 | 54.4904 | 1138.1443 | 0 | 0 | 0 | 0 | 2172.8328 | 4162 | 980.198 | 54.4904 | 1138.1443 | 0 | 0 | 0 | 0 | 2172.8328 | 4162 | 996.5347 | 108.9808 | 1422.6804 | 0 | 0 | 0 | 0 | 0 | 0 | 2528.1959 | 4162 | 996.5347 | 108.9808 | 1422.6804 | 17 | 0 | 0 | 0 | 0 | 0 | 2545.1959 | 4162 | 996.5347 | 108.9808 | 1422.6804 | 0 | 0 | 0 | 0 | 0 | 0 | 2528.1959
4165 | 35.6384 | 35.6384 | 35.6384 | 31.8767 | 31.8767 | 31.8767 | 22.1162 | 22.1447 | 22.2137 | 4165 | 732.9078 | 732.9078 | 732.9078 | 859.7572 | 859.7572 | 859.7572 | 972.5123 | 972.5123 | 972.5123 | 4163 | 677.2277 | 0 | 996.8385 | 0 | 0 | 0 | 0 | 1674.0662 |  | 4163 | 677.2277 | 0 | 996.8385 | 0 | 0 | 0 | 0 | 1674.0662 | 4163 | 677.2277 | 0 | 996.8385 | 0 | 0 | 0 | 0 | 1674.0662 | 4163 | 712.8713 | 93.8446 | 1077.6632 | 0 | 0 | 0 | 0 | 1884.3791 | 4163 | 712.8713 | 93.8446 | 1077.6632 | 0 | 0 | 0 | 0 | 1884.3791 | 4163 | 712.8713 | 93.8446 | 1077.6632 | 0 | 0 | 0 | 0 | 1884.3791 | 4163 | 724.7525 | 187.6892 | 1347.079 | 0 | 0 | 0 | 0 | 0 | 0 | 2259.5207 | 4163 | 724.7525 | 187.6892 | 1347.079 | 17 | 0 | 0 | 0 | 0 | 0 | 2276.5207 | 4163 | 724.7525 | 187.6892 | 1347.079 | 0 | 0 | 0 | 0 | 0 | 0 | 2259.5207
4166 | 35.6384 | 35.6384 | 35.6384 | 31.8767 | 33.7057 | 33.7057 | 22.3899 | 22.8974 | 22.8974 | 4166 | 762.8904 | 762.8904 | 762.8904 | 894.9291 | 894.9291 | 894.9291 | 1012.2969 | 1012.2969 | 1012.2969 | 4164 | 451.4851 | 0 | 915.4639 | 0 | 0 | 0 | 0 | 1366.9491 |  | 4164 | 451.4851 | 0 | 915.4639 | 0 | 0 | 0 | 0 | 1366.9491 | 4164 | 451.4851 | 0 | 915.4639 | 0 | 0 | 0 | 0 | 1366.9491 | 4164 | 475.2475 | 145.3078 | 989.6907 | 0 | 0 | 0 | 0 | 1610.246 | 4164 | 475.2475 | 145.3078 | 989.6907 | 0 | 0 | 0 | 0 | 1610.246 | 4164 | 475.2475 | 145.3078 | 989.6907 | 0 | 0 | 0 | 0 | 1610.246 | 4164 | 483.1683 | 290.6155 | 1237.1134 | 0 | 0 | 0 | 0 | 0 | 0 | 2010.8973 | 4164 | 483.1683 | 290.6155 | 1237.1134 | 17 | 0 | 0 | 0 | 0 | 0 | 2027.8973 | 4164 | 483.1683 | 290.6155 | 1237.1134 | 0 | 0 | 0 | 0 | 0 | 0 | 2010.8973
4167 | 35.6384 | 49.4913 | 57.1645 | 31.8767 | 44.8696 | 44.8696 | 23.5356 | 27.2513 | 27.2513 | 4167 | 770.6637 | 770.6637 | 770.6637 | 904.0478 | 904.0478 | 904.0478 | 1022.6114 | 1022.6114 | 1022.6114 | 4165 | 564.3564 | 0 | 778.1443 | 0 | 0 | 0 | 0 | 1342.5008 |  | 4165 | 564.3564 | 0 | 778.1443 | 0 | 0 | 0 | 0 | 1342.5008 | 4165 | 564.3564 | 0 | 778.1443 | 0 | 0 | 0 | 0 | 1342.5008 | 4165 | 594.0594 | 201.8163 | 841.2371 | 0 | 0 | 0 | 0 | 1637.1129 | 4165 | 594.0594 | 201.8163 | 841.2371 | 0 | 0 | 0 | 0 | 1637.1129 | 4165 | 594.0594 | 201.8163 | 841.2371 | 0 | 0 | 0 | 0 | 1637.1129 | 4165 | 603.9604 | 403.6327 | 1051.5464 | 0 | 0 | 0 | 0 | 0 | 0 | 2059.1395 | 4165 | 603.9604 | 403.6327 | 1051.5464 | 17 | 0 | 0 | 0 | 0 | 0 | 2076.1395 | 4165 | 603.9604 | 403.6327 | 1051.5464 | 0 | 0 | 0 | 0 | 0 | 0 | 2059.1395
4168 | 35.6384 | 49.4913 | 57.1645 | 44.8936 | 46.5665 | 46.5665 | 25.0171 | 32.1817 | 32.1817 | 4168 | 766.2218 | 766.2218 | 766.2218 | 898.8371 | 898.8371 | 898.8371 | 1016.7174 | 1016.7174 | 1016.7174 | 4166 | 592.5743 | 0 | 681.512 | 0 | 0 | 0 | 0 | 1274.0863 |  | 4166 | 592.5743 | 0 | 681.512 | 0 | 0 | 0 | 0 | 1274.0863 | 4166 | 592.5743 | 0 | 681.512 | 0 | 0 | 0 | 0 | 1274.0863 | 4166 | 623.7624 | 254.2886 | 736.7698 | 0 | 0 | 0 | 0 | 1614.8207 | 4166 | 623.7624 | 254.2886 | 736.7698 | 0 | 0 | 0 | 0 | 1614.8207 | 4166 | 623.7624 | 254.2886 | 736.7698 | 0 | 0 | 0 | 0 | 1614.8207 | 4166 | 634.1584 | 508.5772 | 920.9622 | 0 | 0 | 0 | 0 | 0 | 0 | 2063.6978 | 4166 | 634.1584 | 508.5772 | 920.9622 | 17 | 0 | 0 | 0 | 0 | 0 | 2080.6978 | 4166 | 634.1584 | 508.5772 | 920.9622 | 0 | 0 | 0 | 0 | 0 | 0 | 2063.6978
4169 | 90.7143 | 74.1528 | 90.7143 | 54.9724 | 59.2092 | 59.2092 | 56.5365 | 56.5365 | 56.5365 | 4169 | 754.0067 | 754.0067 | 754.0067 | 884.5078 | 884.5078 | 884.5078 | 1000.5088 | 1000.5088 | 1000.5088 | 4167 | 498.5149 | 0 | 559.4502 | 0 | 0 | 0 | 0 | 1057.965 |  | 4167 | 498.5149 | 0 | 559.4502 | 0 | 0 | 0 | 0 | 1057.965 | 4167 | 498.5149 | 0 | 559.4502 | 0 | 0 | 0 | 0 | 1057.965 | 4167 | 524.7525 | 286.5792 | 604.811 | 0 | 0 | 0 | 0 | 1416.1427 | 4167 | 524.7525 | 286.5792 | 604.811 | 0 | 0 | 0 | 0 | 1416.1427 | 4167 | 524.7525 | 286.5792 | 604.811 | 0 | 0 | 0 | 0 | 1416.1427 | 4167 | 533.4983 | 573.1584 | 756.0137 | 0 | 0 | 0 | 0 | 0 | 0 | 1862.6705 | 4167 | 533.4983 | 573.1584 | 756.0137 | 17 | 0 | 0 | 0 | 0 | 0 | 1879.6705 | 4167 | 533.4983 | 573.1584 | 756.0137 | 0 | 0 | 0 | 0 | 0 | 0 | 1862.6705
4170 | 90.7143 | 74.1528 | 90.7143 | 92.5051 | 92.5051 | 92.5051 | 96.6253 | 96.6253 | 96.6253 | 4170 | 762.8904 | 762.8904 | 762.8904 | 894.9291 | 894.9291 | 894.9291 | 1012.2969 | 1012.2969 | 1012.2969 | 4168 | 357.4257 | 0 | 437.3883 | 0 | 0 | 0 | 0 | 794.8141 |  | 4168 | 357.4257 | 0 | 437.3883 | 0 | 0 | 0 | 0 | 794.8141 | 4168 | 357.4257 | 0 | 437.3883 | 0 | 0 | 0 | 0 | 794.8141 | 4168 | 376.2376 | 272.4521 | 472.8522 | 0 | 0 | 0 | 0 | 1121.5419 | 4168 | 376.2376 | 272.4521 | 472.8522 | 0 | 0 | 0 | 0 | 1121.5419 | 4168 | 376.2376 | 272.4521 | 472.8522 | 0 | 0 | 0 | 0 | 1121.5419 | 4168 | 382.5083 | 544.9041 | 591.0653 | 0 | 0 | 0 | 0 | 0 | 0 | 1518.4777 | 4168 | 382.5083 | 544.9041 | 591.0653 | 17 | 0 | 0 | 0 | 0 | 0 | 1535.4777 | 4168 | 382.5083 | 544.9041 | 591.0653 | 0 | 0 | 0 | 0 | 0 | 0 | 1518.4777
4171 | 90.7143 | 74.1528 | 90.7143 | 93.4452 | 92.5701 | 92.5701 | 98.5402 | 97.5948 | 97.6593 | 4171 | 726.245 | 726.245 | 726.245 | 851.9413 | 851.9413 | 851.9413 | 963.6713 | 963.6713 | 963.6713 | 4169 | 263.3663 | 0 | 218.6942 | 105.9462 | 0 | 0 | 150 | 738.0067 |  | 4169 | 263.3663 | 0 | 218.6942 | 0 | 0 | 0 | 150 | 632.0605 | 4169 | 263.3663 | 0 | 218.6942 | 0 | 0 | 0 | 150 | 632.0605 | 4169 | 277.2277 | 219.9798 | 236.4261 | 0 | 0 | 0 | 0 | 733.6337 | 4169 | 277.2277 | 219.9798 | 236.4261 | 0 | 0 | 0 | 0 | 733.6337 | 4169 | 277.2277 | 219.9798 | 236.4261 | 0 | 0 | 0 | 0 | 733.6337 | 4169 | 281.8482 | 439.9596 | 295.5326 | 0 | 0 | 0 | 0 | 0 | 0 | 1017.3405 | 4169 | 281.8482 | 439.9596 | 295.5326 | 17 | 0 | 0 | 0 | 0 | 0 | 1034.3405 | 4169 | 281.8482 | 439.9596 | 295.5326 | 0 | 0 | 0 | 0 | 0 | 0 | 1017.3405
4172 | 90.7143 | 74.1528 | 90.7143 | 93.4452 | 92.5701 | 92.5701 | 98.5402 | 97.5948 | 97.6593 | 4172 | 709.588 | 709.588 | 709.588 | 832.4013 | 832.4013 | 832.4013 | 941.5687 | 941.5687 | 941.5687 | 4170 | 169.3069 | 0 | 86.4605 | 150 | 0 | 0 | 150 | 555.7674 |  | 4170 | 169.3069 | 0 | 86.4605 | 0 | 0 | 0 | 150 | 405.7674 | 4170 | 169.3069 | 0 | 86.4605 | 150 | 0 | 0 | 150 | 555.7674 | 4170 | 178.2178 | 165.4894 | 93.4708 | 150 | 0 | 0 | 0 | 587.178 | 4170 | 178.2178 | 165.4894 | 93.4708 | 150 | 0 | 0 | 0 | 587.178 | 4170 | 178.2178 | 165.4894 | 93.4708 | 150 | 0 | 0 | 0 | 587.178 | 4170 | 181.1881 | 330.9788 | 116.8385 | 150 | 0 | 0 | 0 | 0 | 0 | 779.0054 | 4170 | 181.1881 | 330.9788 | 116.8385 | 66 | 0 | 0 | 0 | 0 | 0 | 695.0054 | 4170 | 181.1881 | 330.9788 | 116.8385 | 150 | 0 | 0 | 0 | 0 | 0 | 779.0054
4173 | 90.7143 | 74.1528 | 90.7143 | 93.4452 | 92.5701 | 93.3718 | 98.5402 | 97.5948 | 98.0904 | 4173 | 718.4717 | 718.4717 | 718.4717 | 842.8226 | 842.8226 | 842.8226 | 953.3567 | 953.3567 | 953.3567 | 4171 | 188.1188 | 0 | 35.6014 | 150 | 0 | 0 | 150 | 523.7202 |  | 4171 | 188.1188 | 0 | 35.6014 | 0 | 0 | 0 | 150 | 373.7202 | 4171 | 188.1188 | 0 | 35.6014 | 0 | 0 | 0 | 150 | 373.7202 | 4171 | 198.0198 | 128.1534 | 38.488 | 150 | 0 | 0 | 0 | 514.6612 | 4171 | 198.0198 | 128.1534 | 38.488 | 150 | 0 | 0 | 0 | 514.6612 | 4171 | 198.0198 | 128.1534 | 38.488 | 150 | 0 | 0 | 0 | 514.6612 | 4171 | 201.3201 | 256.3068 | 48.11 | 150 | 0 | 0 | 0 | 0 | 0 | 655.7369 | 4171 | 201.3201 | 256.3068 | 48.11 | 66 | 0 | 0 | 0 | 0 | 0 | 571.7369 | 4171 | 201.3201 | 256.3068 | 48.11 | 150 | 0 | 0 | 0 | 0 | 0 | 655.7369
4174 | 90.7143 | 74.1528 | 90.7143 | 93.4452 | 92.5701 | 93.3718 | 98.5402 | 97.5948 | 98.0904 | 4174 | 721.8031 | 721.8031 | 721.8031 | 846.7306 | 846.7306 | 846.7306 | 957.7772 | 957.7772 | 957.7772 | 4172 | 197.5248 | 0 | 5.0859 | 150 | 0 | 0 | 150 | 502.6107 |  | 4172 | 197.5248 | 0 | 5.0859 | 0 | 0 | 0 | 150 | 352.6107 | 4172 | 197.5248 | 0 | 5.0859 | 0 | 0 | 0 | 150 | 352.6107 | 4172 | 207.9208 | 108.9808 | 5.4983 | 150 | 0 | 0 | 0 | 472.3999 | 4172 | 207.9208 | 108.9808 | 5.4983 | 150 | 0 | 0 | 0 | 472.3999 | 4172 | 207.9208 | 108.9808 | 5.4983 | 150 | 0 | 0 | 0 | 472.3999 | 4172 | 211.3861 | 217.9617 | 6.8729 | 150 | 0 | 0 | 0 | 0 | 0 | 586.2206 | 4172 | 211.3861 | 217.9617 | 6.8729 | 66 | 0 | 0 | 0 | 0 | 0 | 502.2206 | 4172 | 211.3861 | 217.9617 | 6.8729 | 150 | 0 | 0 | 0 | 0 | 0 | 586.2206
4175 | 90.7143 | 74.1528 | 90.7143 | 93.4452 | 92.5701 | 93.3718 | 98.5402 | 97.5948 | 99.12 | 4175 | 690.7101 | 690.7101 | 690.7101 | 810.2561 | 810.2561 | 810.2561 | 916.5191 | 916.5191 | 916.5191 | 4173 | 225.7426 | 0 | 0 | 150 | 0 | 0 | 150 | 525.7426 |  | 4173 | 225.7426 | 0 | 0 | 0 | 0 | 0 | 150 | 375.7426 | 4173 | 225.7426 | 0 | 0 | 59.2635 | 0 | 0 | 150 | 435.0061 | 4173 | 237.6238 | 93.8446 | 0 | 150 | 0 | 0 | 0 | 481.4684 | 4173 | 237.6238 | 93.8446 | 0 | 150 | 0 | 0 | 0 | 481.4684 | 4173 | 237.6238 | 93.8446 | 0 | 150 | 0 | 0 | 0 | 481.4684 | 4173 | 241.5842 | 187.6892 | 0 | 150 | 0 | 0 | 0 | 0 | 0 | 579.2734 | 4173 | 241.5842 | 187.6892 | 0 | 66 | 0 | 0 | 0 | 0 | 0 | 495.2734 | 4173 | 241.5842 | 187.6892 | 0 | 150 | 0 | 0 | 0 | 0 | 0 | 579.2734
4176 | 90.7143 | 74.1528 | 90.7143 | 93.4452 | 92.5701 | 92.5701 | 98.5402 | 97.5948 | 98.0904 | 4176 | 666.2798 | 666.2798 | 666.2798 | 781.5975 | 781.5975 | 781.5975 | 884.1021 | 884.1021 | 884.1021 | 4174 | 197.5248 | 0 | 0 | 150 | 0 | 0 | 150 | 497.5248 |  | 4174 | 197.5248 | 0 | 0 | 0 | 0 | 0 | 150 | 347.5248 | 4174 | 197.5248 | 0 | 0 | 150 | 0 | 0 | 150 | 497.5248 | 4174 | 207.9208 | 81.7356 | 0 | 150 | 0 | 0 | 0 | 439.6564 | 4174 | 207.9208 | 81.7356 | 0 | 150 | 0 | 0 | 0 | 439.6564 | 4174 | 207.9208 | 81.7356 | 0 | 150 | 0 | 0 | 0 | 439.6564 | 4174 | 211.3861 | 163.4712 | 0 | 150 | 0 | 0 | 0 | 0 | 0 | 524.8574 | 4174 | 211.3861 | 163.4712 | 0 | 66 | 0 | 0 | 0 | 0 | 0 | 440.8574 | 4174 | 211.3861 | 163.4712 | 0 | 150 | 0 | 0 | 0 | 0 | 0 | 524.8574
4177 | 90.7143 | 74.1528 | 90.7143 | 93.4452 | 92.5701 | 92.5701 | 98.0944 | 97.5948 | 97.6593 | 4177 | 632.9658 | 632.9658 | 632.9658 | 742.5176 | 742.5176 | 742.5176 | 839.897 | 839.897 | 839.897 | 4175 | 159.901 | 0 | 0 | 20.3798 | 0 | 0 | 150 | 330.2808 |  | 4175 | 159.901 | 0 | 0 | 0 | 0 | 0 | 150 | 309.901 | 4175 | 159.901 | 0 | 0 | 0 | 0 | 0 | 150 | 309.901 | 4175 | 168.3168 | 71.6448 | 0 | 150 | 0 | 0 | 0 | 389.9616 | 4175 | 168.3168 | 71.6448 | 0 | 150 | 0 | 0 | 0 | 389.9616 | 4175 | 168.3168 | 71.6448 | 0 | 150 | 0 | 0 | 0 | 389.9616 | 4175 | 171.1221 | 143.2896 | 0 | 150 | 0 | 0 | 0 | 0 | 0 | 464.4117 | 4175 | 171.1221 | 143.2896 | 0 | 66 | 0 | 0 | 0 | 0 | 0 | 380.4117 | 4175 | 171.1221 | 143.2896 | 0 | 150 | 0 | 0 | 0 | 0 | 0 | 464.4117
4178 | 90.7143 | 74.1528 | 90.7143 | 93.4452 | 92.5701 | 92.5701 | 97.7932 | 97.5948 | 97.6593 | 4178 | 604.0937 | 604.0937 | 604.0937 | 708.6484 | 708.6484 | 708.6484 | 801.5859 | 801.5859 | 801.5859 | 4176 | 103.4653 | 0 | 0 | 150 | 0 | 0 | 150 | 403.4653 |  | 4176 | 103.4653 | 0 | 0 | 0 | 0 | 0 | 150 | 253.4653 | 4176 | 103.4653 | 0 | 0 | 0 | 0 | 0 | 150 | 253.4653 | 4176 | 108.9109 | 60.5449 | 0 | 150 | 0 | 0 | 0 | 319.4558 | 4176 | 108.9109 | 60.5449 | 0 | 150 | 0 | 0 | 0 | 319.4558 | 4176 | 108.9109 | 60.5449 | 0 | 150 | 0 | 0 | 0 | 319.4558 | 4176 | 110.7261 | 121.0898 | 0 | 150 | 0 | 0 | 0 | 0 | 0 | 381.8159 | 4176 | 110.7261 | 121.0898 | 0 | 66 | 0 | 0 | 0 | 0 | 0 | 297.8159 | 4176 | 110.7261 | 121.0898 | 0 | 150 | 0 | 0 | 0 | 0 | 0 | 381.8159
4179 | 90.7143 | 74.1528 | 90.7143 | 92.7315 | 92.5701 | 92.5701 | 98.5402 | 97.5948 | 97.9514 | 4179 | 606.3146 | 606.3146 | 606.3146 | 711.2537 | 711.2537 | 711.2537 | 804.5329 | 804.5329 | 804.5329 | 4177 | 65.8416 | 0 | 0 | 150 | 0 | 0 | 150 | 365.8416 |  | 4177 | 65.8416 | 0 | 0 | 0 | 0 | 0 | 150 | 215.8416 | 4177 | 65.8416 | 0 | 0 | 0 | 0 | 0 | 150 | 215.8416 | 4177 | 69.3069 | 52.4723 | 0 | 150 | 0 | 0 | 0 | 271.7792 | 4177 | 69.3069 | 52.4723 | 0 | 150 | 0 | 0 | 0 | 271.7792 | 4177 | 69.3069 | 52.4723 | 0 | 150 | 0 | 0 | 0 | 271.7792 | 4177 | 70.462 | 104.9445 | 0 | 150 | 0 | 0 | 0 | 0 | 0 | 325.4065 | 4177 | 70.462 | 104.9445 | 0 | 66 | 0 | 0 | 0 | 0 | 0 | 241.4065 | 4177 | 70.462 | 104.9445 | 0 | 150 | 0 | 0 | 0 | 0 | 0 | 325.4065
4180 | 90.7143 | 74.1528 | 90.7143 | 92.6749 | 92.5701 | 92.5701 | 98.5402 | 97.5948 | 97.6593 | 4180 | 639.6286 | 639.6286 | 639.6286 | 750.3336 | 750.3336 | 750.3336 | 848.738 | 848.738 | 848.738 | 4178 | 103.4653 | 0 | 10.1718 | 150 | 0 | 0 | 150 | 413.6372 |  | 4178 | 103.4653 | 0 | 10.1718 | 0 | 0 | 0 | 150 | 263.6372 | 4178 | 103.4653 | 0 | 10.1718 | 0 | 0 | 0 | 150 | 263.6372 | 4178 | 108.9109 | 47.4268 | 10.9966 | 150 | 0 | 0 | 0 | 317.3343 | 4178 | 108.9109 | 47.4268 | 10.9966 | 150 | 0 | 0 | 0 | 317.3343 | 4178 | 108.9109 | 47.4268 | 10.9966 | 150 | 0 | 0 | 0 | 317.3343 | 4178 | 110.7261 | 94.8537 | 13.7457 | 150 | 0 | 0 | 0 | 0 | 0 | 369.3255 | 4178 | 110.7261 | 94.8537 | 13.7457 | 66 | 0 | 0 | 0 | 0 | 0 | 285.3255 | 4178 | 110.7261 | 94.8537 | 13.7457 | 150 | 0 | 0 | 0 | 0 | 0 | 369.3255
4181 | 90.7143 | 74.1528 | 90.7143 | 92.6749 | 92.5701 | 92.5701 | 98.5402 | 97.5948 | 97.6593 | 4181 | 676.274 | 676.274 | 676.274 | 793.3214 | 793.3214 | 793.3214 | 897.3636 | 897.3636 | 897.3636 | 4179 | 216.3366 | 0 | 40.6873 | 150 | 0 | 0 | 150 | 557.0239 |  | 4179 | 216.3366 | 0 | 40.6873 | 0 | 0 | 0 | 150 | 407.0239 | 4179 | 216.3366 | 0 | 40.6873 | 0 | 0 | 0 | 150 | 407.0239 | 4179 | 227.7228 | 40.3633 | 43.9863 | 150 | 0 | 0 | 0 | 462.0723 | 4179 | 227.7228 | 40.3633 | 43.9863 | 150 | 0 | 0 | 0 | 462.0723 | 4179 | 227.7228 | 40.3633 | 43.9863 | 150 | 0 | 0 | 0 | 462.0723 | 4179 | 231.5182 | 80.7265 | 54.9828 | 150 | 0 | 0 | 0 | 0 | 0 | 517.2275 | 4179 | 231.5182 | 80.7265 | 54.9828 | 66 | 0 | 0 | 0 | 0 | 0 | 433.2275 | 4179 | 231.5182 | 80.7265 | 54.9828 | 150 | 0 | 0 | 0 | 0 | 0 | 517.2275
4182 | 86.2391 | 74.1528 | 86.2391 | 89.6732 | 89.6732 | 89.6732 | 55.1292 | 67.3513 | 67.4036 | 4182 | 742.902 | 742.902 | 742.902 | 871.4812 | 871.4812 | 871.4812 | 985.7738 | 985.7738 | 985.7738 | 4180 | 141.0891 | 0 | 111.89 | 150 | 0 | 0 | 150 | 552.9791 |  | 4180 | 141.0891 | 0 | 111.89 | 0 | 0 | 0 | 150 | 402.9791 | 4180 | 141.0891 | 0 | 111.89 | 0 | 0 | 0 | 150 | 402.9791 | 4180 | 148.5149 | 32.2906 | 120.9622 | 150 | 0 | 0 | 0 | 451.7677 | 4180 | 148.5149 | 32.2906 | 120.9622 | 150 | 0 | 0 | 0 | 451.7677 | 4180 | 148.5149 | 32.2906 | 120.9622 | 150 | 0 | 0 | 0 | 451.7677 | 4180 | 150.9901 | 64.5812 | 151.2027 | 150 | 0 | 0 | 0 | 0 | 0 | 516.7741 | 4180 | 150.9901 | 64.5812 | 151.2027 | 66 | 0 | 0 | 0 | 0 | 0 | 432.7741 | 4180 | 150.9901 | 64.5812 | 151.2027 | 150 | 0 | 0 | 0 | 0 | 0 | 516.7741
4183 | 79.1584 | 74.1528 | 79.1584 | 50.0032 | 50.9913 | 50.9913 | 34.9218 | 52.8449 | 52.8972 | 4183 | 805.0881 | 805.0881 | 805.0881 | 944.4303 | 944.4303 | 944.4303 | 1068.29 | 1068.29 | 1068.29 | 4181 | 122.2772 | 0 | 183.0928 | 99.9137 | 0 | 0 | 150 | 555.2837 |  | 4181 | 122.2772 | 0 | 183.0928 | 0 | 0 | 0 | 150 | 455.37 | 4181 | 122.2772 | 0 | 183.0928 | 99.9137 | 0 | 0 | 150 | 555.2837 | 4181 | 128.7129 | 30.2725 | 197.9381 | 150 | 0 | 0 | 0 | 506.9235 | 4181 | 128.7129 | 30.2725 | 197.9381 | 150 | 0 | 0 | 0 | 506.9235 | 4181 | 128.7129 | 30.2725 | 197.9381 | 150 | 0 | 0 | 0 | 506.9235 | 4181 | 130.8581 | 60.5449 | 247.4227 | 150 | 0 | 0 | 0 | 0 | 0 | 588.8257 | 4181 | 130.8581 | 60.5449 | 247.4227 | 66 | 0 | 0 | 0 | 0 | 0 | 504.8257 | 4181 | 130.8581 | 60.5449 | 247.4227 | 150 | 0 | 0 | 0 | 0 | 0 | 588.8257
4184 | 42.7114 | 43.7607 | 43.7607 | 33.841 | 33.841 | 33.841 | 27.7202 | 27.7202 | 27.7202 | 4184 | 826.187 | 826.187 | 826.187 | 969.1809 | 969.1809 | 969.1809 | 1096.2866 | 1096.2866 | 1096.2866 | 4182 | 141.0891 | 0 | 228.866 | 0 | 0 | 0 | 150 | 519.9551 |  | 4182 | 141.0891 | 0 | 228.866 | 0 | 0 | 0 | 150 | 519.9551 | 4182 | 141.0891 | 0 | 228.866 | 0 | 0 | 0 | 150 | 519.9551 | 4182 | 148.5149 | 42.3814 | 247.4227 | 0 | 0 | 0 | 0 | 438.319 | 4182 | 148.5149 | 42.3814 | 247.4227 | 0 | 0 | 0 | 0 | 438.319 | 4182 | 148.5149 | 42.3814 | 247.4227 | 0 | 0 | 0 | 0 | 438.319 | 4182 | 150.9901 | 84.7629 | 309.2784 | 0 | 0 | 0 | 0 | 0 | 0 | 545.0313 | 4182 | 150.9901 | 84.7629 | 309.2784 | 17 | 0 | 0 | 0 | 0 | 0 | 562.0313 | 4182 | 150.9901 | 84.7629 | 309.2784 | 0 | 0 | 0 | 0 | 0 | 0 | 545.0313
4185 | 29.4202 | 32.7309 | 32.7309 | 31.0073 | 33.6671 | 31.0073 | 21.2809 | 21.6761 | 21.6761 | 4185 | 828.4079 | 828.4079 | 828.4079 | 971.7862 | 971.7862 | 971.7862 | 1099.2336 | 1099.2336 | 1099.2336 | 4183 | 150.495 | 0 | 289.8969 | 0 | 0 | 0 | 150 | 590.392 |  | 4183 | 150.495 | 0 | 289.8969 | 0 | 0 | 0 | 59.2403 | 499.6322 | 4183 | 150.495 | 0 | 289.8969 | 0 | 0 | 0 | 150 | 590.392 | 4183 | 158.4158 | 63.5721 | 313.4021 | 0 | 0 | 0 | 0 | 535.3901 | 4183 | 158.4158 | 63.5721 | 313.4021 | 0 | 0 | 0 | 0 | 535.3901 | 4183 | 158.4158 | 63.5721 | 313.4021 | 0 | 0 | 0 | 0 | 535.3901 | 4183 | 161.0561 | 127.1443 | 391.7526 | 0 | 0 | 0 | 0 | 0 | 0 | 679.953 | 4183 | 161.0561 | 127.1443 | 391.7526 | 17 | 0 | 0 | 0 | 0 | 0 | 696.953 | 4183 | 161.0561 | 127.1443 | 391.7526 | 0 | 0 | 0 | 0 | 0 | 0 | 679.953
4186 | 29.4202 | 32.7309 | 29.4202 | 31.0073 | 33.6671 | 31.0073 | 21.2809 | 21.6761 | 21.6761 | 4186 | 803.9777 | 803.9777 | 803.9777 | 943.1276 | 943.1276 | 943.1276 | 1066.8165 | 1066.8165 | 1066.8165 | 4184 | 253.9604 | 0 | 442.4742 | 0 | 0 | 0 | 0 | 696.4346 |  | 4184 | 253.9604 | 0 | 442.4742 | 0 | 0 | 0 | 0 | 696.4346 | 4184 | 253.9604 | 0 | 442.4742 | 0 | 0 | 0 | 0 | 696.4346 | 4184 | 267.3267 | 84.7629 | 478.3505 | 0 | 0 | 0 | 0 | 830.4401 | 4184 | 267.3267 | 84.7629 | 478.3505 | 0 | 0 | 0 | 0 | 830.4401 | 4184 | 267.3267 | 84.7629 | 478.3505 | 0 | 0 | 0 | 0 | 830.4401 | 4184 | 271.7822 | 169.5257 | 597.9381 | 0 | 0 | 0 | 0 | 0 | 0 | 1039.2461 | 4184 | 271.7822 | 169.5257 | 597.9381 | 17 | 0 | 0 | 0 | 0 | 0 | 1056.2461 | 4184 | 271.7822 | 169.5257 | 597.9381 | 0 | 0 | 0 | 0 | 0 | 0 | 1039.2461
4187 | 29.4202 | 32.7309 | 29.4202 | 31.0073 | 33.6671 | 31.0073 | 21.2809 | 21.6761 | 21.6761 | 4187 | 783.9893 | 783.9893 | 783.9893 | 919.6797 | 919.6797 | 919.6797 | 1040.2934 | 1040.2934 | 1040.2934 | 4185 | 291.5842 | 0 | 691.6838 | 0 | 0 | 0 | 0 | 983.268 |  | 4185 | 291.5842 | 0 | 691.6838 | 0 | 0 | 0 | 0 | 983.268 | 4185 | 291.5842 | 0 | 691.6838 | 0 | 0 | 0 | 0 | 983.268 | 4185 | 306.9307 | 120.0807 | 747.7663 | 0 | 0 | 0 | 0 | 1174.7777 | 4185 | 306.9307 | 120.0807 | 747.7663 | 0 | 0 | 0 | 0 | 1174.7777 | 4185 | 306.9307 | 120.0807 | 747.7663 | 0 | 0 | 0 | 0 | 1174.7777 | 4185 | 312.0462 | 240.1615 | 934.7079 | 0 | 0 | 0 | 0 | 0 | 0 | 1486.9156 | 4185 | 312.0462 | 240.1615 | 934.7079 | 17 | 0 | 0 | 0 | 0 | 0 | 1503.9156 | 4185 | 312.0462 | 240.1615 | 934.7079 | 0 | 0 | 0 | 0 | 0 | 0 | 1486.9156
4188 | 29.4202 | 32.7309 | 29.4202 | 31.0073 | 33.6671 | 33.6671 | 21.2809 | 21.6761 | 21.6761 | 4188 | 817.3032 | 817.3032 | 817.3032 | 958.7596 | 958.7596 | 958.7596 | 1084.4985 | 1084.4985 | 1084.4985 | 4186 | 291.5842 | 0 | 869.6907 | 0 | 0 | 0 | 0 | 1161.2749 |  | 4186 | 291.5842 | 0 | 869.6907 | 0 | 0 | 0 | 0 | 1161.2749 | 4186 | 291.5842 | 0 | 869.6907 | 0 | 0 | 0 | 0 | 1161.2749 | 4186 | 306.9307 | 145.3078 | 940.2062 | 0 | 0 | 0 | 0 | 1392.4446 | 4186 | 306.9307 | 145.3078 | 940.2062 | 0 | 0 | 0 | 0 | 1392.4446 | 4186 | 306.9307 | 145.3078 | 940.2062 | 0 | 0 | 0 | 0 | 1392.4446 | 4186 | 312.0462 | 290.6155 | 1175.2577 | 0 | 0 | 0 | 0 | 0 | 0 | 1777.9195 | 4186 | 312.0462 | 290.6155 | 1175.2577 | 17 | 0 | 0 | 0 | 0 | 0 | 1794.9195 | 4186 | 312.0462 | 290.6155 | 1175.2577 | 0 | 0 | 0 | 0 | 0 | 0 | 1777.9195
4189 | 29.4202 | 32.7309 | 29.4202 | 31.0073 | 33.7057 | 33.7057 | 21.2809 | 21.6761 | 21.6761 | 4189 | 802.8672 | 802.8672 | 802.8672 | 941.825 | 941.825 | 941.825 | 1065.343 | 1065.343 | 1065.343 | 4187 | 300.9901 | 0 | 996.8385 | 0 | 0 | 0 | 0 | 1297.8286 |  | 4187 | 300.9901 | 0 | 996.8385 | 0 | 0 | 0 | 0 | 1297.8286 | 4187 | 300.9901 | 0 | 996.8385 | 0 | 0 | 0 | 0 | 1297.8286 | 4187 | 316.8317 | 156.4077 | 1077.6632 | 0 | 0 | 0 | 0 | 1550.9026 | 4187 | 316.8317 | 156.4077 | 1077.6632 | 0 | 0 | 0 | 0 | 1550.9026 | 4187 | 316.8317 | 156.4077 | 1077.6632 | 0 | 0 | 0 | 0 | 1550.9026 | 4187 | 322.1122 | 312.8153 | 1347.079 | 0 | 0 | 0 | 0 | 0 | 0 | 1982.0066 | 4187 | 322.1122 | 312.8153 | 1347.079 | 17 | 0 | 0 | 0 | 0 | 0 | 1999.0066 | 4187 | 322.1122 | 312.8153 | 1347.079 | 0 | 0 | 0 | 0 | 0 | 0 | 1982.0066
4190 | 29.4202 | 32.7309 | 29.4202 | 31.0073 | 35.8629 | 35.8629 | 21.7964 | 23.2151 | 23.2151 | 4190 | 819.5242 | 819.5242 | 819.5242 | 961.3649 | 961.3649 | 961.3649 | 1087.4455 | 1087.4455 | 1087.4455 | 4188 | 329.2079 | 0 | 1027.354 | 0 | 0 | 0 | 0 | 1356.5619 |  | 4188 | 329.2079 | 0 | 1027.354 | 0 | 0 | 0 | 0 | 1356.5619 | 4188 | 329.2079 | 0 | 1027.354 | 0 | 0 | 0 | 0 | 1356.5619 | 4188 | 346.5347 | 153.3804 | 1110.6529 | 0 | 0 | 0 | 0 | 1610.568 | 4188 | 346.5347 | 153.3804 | 1110.6529 | 0 | 0 | 0 | 0 | 1610.568 | 4188 | 346.5347 | 153.3804 | 1110.6529 | 0 | 0 | 0 | 0 | 1610.568 | 4188 | 352.3102 | 306.7608 | 1388.3162 | 0 | 0 | 0 | 0 | 0 | 0 | 2047.3872 | 4188 | 352.3102 | 306.7608 | 1388.3162 | 17 | 0 | 0 | 0 | 0 | 0 | 2064.3872 | 4188 | 352.3102 | 306.7608 | 1388.3162 | 0 | 0 | 0 | 0 | 0 | 0 | 2047.3872
4191 | 35.6384 | 49.4913 | 62.9061 | 50.0032 | 49.4728 | 49.4728 | 22.135 | 52.6665 | 52.7187 | 4191 | 843.9544 | 843.9544 | 843.9544 | 990.0235 | 990.0235 | 990.0235 | 1119.8626 | 1119.8626 | 1119.8626 | 4189 | 348.0198 | 0 | 1057.8694 | 0 | 0 | 0 | 0 | 1405.8892 |  | 4189 | 348.0198 | 0 | 1057.8694 | 0 | 0 | 0 | 0 | 1405.8892 | 4189 | 348.0198 | 0 | 1057.8694 | 0 | 0 | 0 | 0 | 1405.8892 | 4189 | 366.3366 | 139.2533 | 1143.6426 | 0 | 0 | 0 | 0 | 1649.2325 | 4189 | 366.3366 | 139.2533 | 1143.6426 | 0 | 0 | 0 | 0 | 1649.2325 | 4189 | 366.3366 | 139.2533 | 1143.6426 | 0 | 0 | 0 | 0 | 1649.2325 | 4189 | 372.4422 | 278.5066 | 1429.5533 | 0 | 0 | 0 | 0 | 0 | 0 | 2080.5021 | 4189 | 372.4422 | 278.5066 | 1429.5533 | 17 | 0 | 0 | 0 | 0 | 0 | 2097.5021 | 4189 | 372.4422 | 278.5066 | 1429.5533 | 0 | 0 | 0 | 0 | 0 | 0 | 2080.5021
4192 | 74.1528 | 74.1528 | 74.1528 | 90.5619 | 90.5619 | 90.5619 | 89.013 | 89.013 | 89.013 | 4192 | 858.3905 | 858.3905 | 858.3905 | 1006.9581 | 1006.9581 | 1006.9581 | 1139.0182 | 1139.0182 | 1139.0182 | 4190 | 329.2079 | 0 | 991.7526 | 0 | 0 | 0 | 0 | 1320.9605 |  | 4190 | 329.2079 | 0 | 991.7526 | 0 | 0 | 0 | 0 | 1320.9605 | 4190 | 329.2079 | 0 | 991.7526 | 0 | 0 | 0 | 0 | 1320.9605 | 4190 | 346.5347 | 134.2079 | 1072.1649 | 0 | 0 | 0 | 0 | 1552.9075 | 4190 | 346.5347 | 134.2079 | 1072.1649 | 0 | 0 | 0 | 0 | 1552.9075 | 4190 | 346.5347 | 134.2079 | 1072.1649 | 0 | 0 | 0 | 0 | 1552.9075 | 4190 | 352.3102 | 268.4157 | 1340.2062 | 0 | 0 | 0 | 0 | 0 | 0 | 1960.9322 | 4190 | 352.3102 | 268.4157 | 1340.2062 | 17 | 0 | 0 | 0 | 0 | 0 | 1977.9322 | 4190 | 352.3102 | 268.4157 | 1340.2062 | 0 | 0 | 0 | 0 | 0 | 0 | 1960.9322
4193 | 96.3165 | 90.3369 | 90.7143 | 93.5098 | 92.5701 | 92.5701 | 94.4396 | 94.4396 | 94.4396 | 4193 | 866.1638 | 866.1638 | 866.1638 | 1016.0767 | 1016.0767 | 1016.0767 | 1149.3327 | 1149.3327 | 1149.3327 | 4191 | 282.1782 | 0 | 773.0584 | 0 | 0 | 0 | 0 | 1055.2366 |  | 4191 | 282.1782 | 0 | 773.0584 | 0 | 0 | 0 | 0 | 1055.2366 | 4191 | 282.1782 | 0 | 773.0584 | 0 | 0 | 0 | 0 | 1055.2366 | 4191 | 297.0297 | 128.1534 | 835.7388 | 0 | 0 | 0 | 0 | 1260.9219 | 4191 | 297.0297 | 128.1534 | 835.7388 | 0 | 0 | 0 | 0 | 1260.9219 | 4191 | 297.0297 | 128.1534 | 835.7388 | 0 | 0 | 0 | 0 | 1260.9219 | 4191 | 301.9802 | 256.3068 | 1044.6735 | 0 | 0 | 0 | 0 | 0 | 0 | 1602.9605 | 4191 | 301.9802 | 256.3068 | 1044.6735 | 17 | 0 | 0 | 0 | 0 | 0 | 1619.9605 | 4191 | 301.9802 | 256.3068 | 1044.6735 | 0 | 0 | 0 | 0 | 0 | 0 | 1602.9605
4194 | 97.1386 | 90.3369 | 90.7143 | 93.8408 | 92.5701 | 92.5701 | 98.8111 | 97.5948 | 97.6593 | 4194 | 858.3905 | 858.3905 | 858.3905 | 1006.9581 | 1006.9581 | 1006.9581 | 1139.0182 | 1139.0182 | 1139.0182 | 4192 | 206.9307 | 0 | 493.3333 | 0 | 0 | 0 | 142.1265 | 842.3905 |  | 4192 | 206.9307 | 0 | 493.3333 | 0 | 0 | 0 | 142.1265 | 842.3905 | 4192 | 206.9307 | 0 | 493.3333 | 0 | 0 | 0 | 142.1265 | 842.3905 | 4192 | 217.8218 | 108.9808 | 533.3333 | 0 | 0 | 0 | 0 | 860.1359 | 4192 | 217.8218 | 108.9808 | 533.3333 | 0 | 0 | 0 | 0 | 860.1359 | 4192 | 217.8218 | 108.9808 | 533.3333 | 0 | 0 | 0 | 0 | 860.1359 | 4192 | 221.4521 | 217.9617 | 666.6667 | 0 | 0 | 0 | 0 | 0 | 0 | 1106.0805 | 4192 | 221.4521 | 217.9617 | 666.6667 | 66 | 0 | 0 | 0 | 0 | 0 | 1172.0805 | 4192 | 221.4521 | 217.9617 | 666.6667 | 0 | 0 | 0 | 0 | 0 | 0 | 1106.0805
4195 | 97.1386 | 90.3369 | 90.7143 | 93.8408 | 93.3909 | 93.3909 | 101.3359 | 101.2094 | 101.2311 | 4195 | 826.187 | 826.187 | 826.187 | 969.1809 | 969.1809 | 969.1809 | 1096.2866 | 1096.2866 | 1096.2866 | 4193 | 131.6832 | 0 | 228.866 | 150 | 0 | 0 | 300 | 810.5491 |  | 4193 | 131.6832 | 0 | 228.866 | 0 | 0 | 0 | 150 | 510.5491 | 4193 | 131.6832 | 0 | 228.866 | 70.8283 | 0 | 0 | 150 | 581.3775 | 4193 | 138.6139 | 83.7538 | 247.4227 | 150 | 0 | 0 | 0 | 619.7903 | 4193 | 138.6139 | 83.7538 | 247.4227 | 150 | 0 | 0 | 0 | 619.7903 | 4193 | 138.6139 | 83.7538 | 247.4227 | 150 | 0 | 0 | 0 | 619.7903 | 4193 | 140.9241 | 167.5076 | 309.2784 | 150 | 0 | 0 | 0 | 0 | 0 | 767.71 | 4193 | 140.9241 | 167.5076 | 309.2784 | 66 | 0 | 0 | 0 | 0 | 0 | 683.71 | 4193 | 140.9241 | 167.5076 | 309.2784 | 150 | 0 | 0 | 0 | 0 | 0 | 767.71
4196 | 97.1386 | 90.3369 | 90.7143 | 93.8408 | 93.3909 | 93.8365 | 101.7462 | 101.2094 | 101.7462 | 4196 | 789.5416 | 789.5416 | 789.5416 | 926.193 | 926.193 | 926.193 | 1047.661 | 1047.661 | 1047.661 | 4194 | 84.6535 | 0 | 91.5464 | 150 | 0 | 0 | 300 | 626.1999 |  | 4194 | 84.6535 | 0 | 91.5464 | 0 | 0 | 0 | 150 | 326.1999 | 4194 | 84.6535 | 0 | 91.5464 | 16.1906 | 0 | 0 | 150 | 342.3905 | 4194 | 89.1089 | 62.5631 | 98.9691 | 150 | 0 | 0 | 0 | 400.6411 | 4194 | 89.1089 | 62.5631 | 98.9691 | 150 | 0 | 0 | 0 | 400.6411 | 4194 | 89.1089 | 62.5631 | 98.9691 | 150 | 0 | 0 | 0 | 400.6411 | 4194 | 90.5941 | 125.1261 | 123.7113 | 150 | 0 | 0 | 0 | 0 | 0 | 489.4315 | 4194 | 90.5941 | 125.1261 | 123.7113 | 66 | 0 | 0 | 0 | 0 | 0 | 405.4315 | 4194 | 90.5941 | 125.1261 | 123.7113 | 150 | 0 | 0 | 0 | 0 | 0 | 489.4315
4197 | 97.1386 | 90.3369 | 90.7143 | 93.8408 | 93.3909 | 93.8365 | 101.7462 | 97.5948 | 97.6593 | 4197 | 770.6637 | 770.6637 | 770.6637 | 904.0478 | 904.0478 | 904.0478 | 1022.6114 | 1022.6114 | 1022.6114 | 4195 | 65.8416 | 0 | 35.6014 | 150 | 0 | 0 | 300 | 551.443 |  | 4195 | 65.8416 | 0 | 35.6014 | 0 | 0 | 0 | 150 | 251.443 | 4195 | 65.8416 | 0 | 35.6014 | 58.744 | 0 | 0 | 150 | 310.187 | 4195 | 69.3069 | 55.4995 | 38.488 | 150 | 0 | 0 | 0 | 313.2944 | 4195 | 69.3069 | 55.4995 | 38.488 | 150 | 0 | 0 | 0 | 313.2944 | 4195 | 69.3069 | 55.4995 | 38.488 | 150 | 0 | 0 | 0 | 313.2944 | 4195 | 70.462 | 110.999 | 48.11 | 150 | 0 | 0 | 0 | 0 | 0 | 379.571 | 4195 | 70.462 | 110.999 | 48.11 | 66 | 0 | 0 | 0 | 0 | 0 | 295.571 | 4195 | 70.462 | 110.999 | 48.11 | 150 | 0 | 0 | 0 | 0 | 0 | 379.571
4198 | 97.1386 | 90.3369 | 90.7143 | 93.5098 | 92.5701 | 92.5701 | 98.5402 | 97.5948 | 97.6593 | 4198 | 727.3555 | 727.3555 | 727.3555 | 853.2439 | 853.2439 | 853.2439 | 965.1448 | 965.1448 | 965.1448 | 4196 | 84.6535 | 0 | 5.0859 | 150 | 0 | 0 | 300 | 539.7394 |  | 4196 | 84.6535 | 0 | 5.0859 | 0 | 0 | 0 | 150 | 239.7394 | 4196 | 84.6535 | 0 | 5.0859 | 33.8022 | 0 | 0 | 150 | 273.5416 | 4196 | 89.1089 | 58.5267 | 5.4983 | 150 | 0 | 0 | 0 | 303.1339 | 4196 | 89.1089 | 58.5267 | 5.4983 | 150 | 0 | 0 | 0 | 303.1339 | 4196 | 89.1089 | 58.5267 | 5.4983 | 150 | 0 | 0 | 0 | 303.1339 | 4196 | 90.5941 | 117.0535 | 6.8729 | 150 | 0 | 0 | 0 | 0 | 0 | 364.5204 | 4196 | 90.5941 | 117.0535 | 6.8729 | 66 | 0 | 0 | 0 | 0 | 0 | 280.5204 | 4196 | 90.5941 | 117.0535 | 6.8729 | 150 | 0 | 0 | 0 | 0 | 0 | 364.5204
4199 | 93.4805 | 90.3369 | 90.7143 | 93.5098 | 92.5701 | 92.5701 | 96.4808 | 96.4808 | 96.4808 | 4199 | 685.1578 | 685.1578 | 685.1578 | 803.7427 | 803.7427 | 803.7427 | 909.1516 | 909.1516 | 909.1516 | 4197 | 84.6535 | 0 | 0 | 150 | 0 | 0 | 300 | 534.6535 |  | 4197 | 84.6535 | 0 | 0 | 0 | 0 | 0 | 150 | 234.6535 | 4197 | 84.6535 | 0 | 0 | 20.0102 | 0 | 0 | 150 | 254.6637 | 4197 | 89.1089 | 63.5721 | 0 | 150 | 0 | 0 | 0 | 302.6811 | 4197 | 89.1089 | 63.5721 | 0 | 150 | 0 | 0 | 0 | 302.6811 | 4197 | 89.1089 | 63.5721 | 0 | 150 | 0 | 0 | 0 | 302.6811 | 4197 | 90.5941 | 127.1443 | 0 | 150 | 0 | 0 | 0 | 0 | 0 | 367.7384 | 4197 | 90.5941 | 127.1443 | 0 | 66 | 0 | 0 | 0 | 0 | 0 | 283.7384 | 4197 | 90.5941 | 127.1443 | 0 | 150 | 0 | 0 | 0 | 0 | 0 | 367.7384
4200 | 90.3369 | 90.3369 | 90.3369 | 92.6749 | 92.5701 | 92.5701 | 94.3504 | 94.3504 | 94.3504 | 4200 | 661.838 | 661.838 | 661.838 | 776.3868 | 776.3868 | 776.3868 | 878.2081 | 878.2081 | 878.2081 | 4198 | 103.4653 | 0 | 0 | 150 | 0 | 0 | 300 | 553.4653 |  | 4198 | 103.4653 | 0 | 0 | 0 | 0 | 0 | 150 | 253.4653 | 4198 | 103.4653 | 0 | 0 | 150 | 0 | 0 | 150 | 403.4653 | 4198 | 108.9109 | 66.5994 | 0 | 150 | 0 | 0 | 0 | 325.5103 | 4198 | 108.9109 | 66.5994 | 0 | 150 | 0 | 0 | 0 | 325.5103 | 4198 | 108.9109 | 66.5994 | 0 | 150 | 0 | 0 | 0 | 325.5103 | 4198 | 110.7261 | 133.1988 | 0 | 150 | 0 | 0 | 0 | 0 | 0 | 393.9249 | 4198 | 110.7261 | 133.1988 | 0 | 66 | 0 | 0 | 0 | 0 | 0 | 309.9249 | 4198 | 110.7261 | 133.1988 | 0 | 150 | 0 | 0 | 0 | 0 | 0 | 393.9249
4201 | 87.1946 | 84.704 | 86.0295 | 88.1485 | 88.0719 | 88.1485 | 92.534 | 64.2219 | 90.7143 | 4201 | 636.2972 | 636.2972 | 636.2972 | 746.4256 | 746.4256 | 746.4256 | 844.3175 | 844.3175 | 844.3175 | 4199 | 84.6535 | 0 | 0 | 150 | 0 | 0 | 150 | 384.6535 |  | 4199 | 84.6535 | 0 | 0 | 0 | 0 | 0 | 150 | 234.6535 | 4199 | 84.6535 | 0 | 0 | 150 | 0 | 0 | 150 | 384.6535 | 4199 | 89.1089 | 45.4087 | 0 | 150 | 0 | 0 | 0 | 284.5176 | 4199 | 89.1089 | 45.4087 | 0 | 150 | 0 | 0 | 0 | 284.5176 | 4199 | 89.1089 | 45.4087 | 0 | 150 | 0 | 0 | 0 | 284.5176 | 4199 | 90.5941 | 90.8174 | 0 | 150 | 0 | 0 | 0 | 0 | 0 | 331.4114 | 4199 | 90.5941 | 90.8174 | 0 | 66 | 0 | 0 | 0 | 0 | 0 | 247.4114 | 4199 | 90.5941 | 90.8174 | 0 | 150 | 0 | 0 | 0 | 0 | 0 | 331.4114
4202 | 87.1946 | 84.704 | 86.0295 | 88.1485 | 88.0719 | 88.1485 | 92.534 | 64.2219 | 90.7143 | 4202 | 620.7507 | 620.7507 | 620.7507 | 728.1883 | 728.1883 | 728.1883 | 823.6884 | 823.6884 | 823.6884 | 4200 | 94.0594 | 0 | 0 | 0 | 0 | 0 | 150 | 244.0594 |  | 4200 | 94.0594 | 0 | 0 | 0 | 0 | 0 | 150 | 244.0594 | 4200 | 94.0594 | 0 | 0 | 0 | 0 | 0 | 150 | 244.0594 | 4200 | 99.0099 | 41.3724 | 0 | 150 | 0 | 0 | 0 | 290.3823 | 4200 | 99.0099 | 41.3724 | 0 | 150 | 0 | 0 | 0 | 290.3823 | 4200 | 99.0099 | 41.3724 | 0 | 150 | 0 | 0 | 0 | 290.3823 | 4200 | 100.6601 | 82.7447 | 0 | 150 | 0 | 0 | 0 | 0 | 0 | 333.4048 | 4200 | 100.6601 | 82.7447 | 0 | 66 | 0 | 0 | 0 | 0 | 0 | 249.4048 | 4200 | 100.6601 | 82.7447 | 0 | 150 | 0 | 0 | 0 | 0 | 0 | 333.4048
4203 | 87.1946 | 84.704 | 86.0295 | 88.1485 | 88.0719 | 88.1485 | 92.534 | 64.2219 | 72.3414 | 4203 | 638.5182 | 638.5182 | 638.5182 | 749.0309 | 749.0309 | 749.0309 | 847.2645 | 847.2645 | 847.2645 | 4201 | 65.8416 | 0 | 0 | 0 | 0 | 0 | 150 | 215.8416 |  | 4201 | 65.8416 | 0 | 0 | 0 | 0 | 0 | 150 | 215.8416 | 4201 | 65.8416 | 0 | 0 | 0 | 0 | 0 | 150 | 215.8416 | 4201 | 69.3069 | 40.3633 | 0 | 0 | 0 | 0 | 0 | 109.6702 | 4201 | 69.3069 | 40.3633 | 0 | 0 | 0 | 0 | 0 | 109.6702 | 4201 | 69.3069 | 40.3633 | 0 | 0 | 0 | 0 | 0 | 109.6702 | 4201 | 70.462 | 80.7265 | 0 | 150 | 0 | 0 | 0 | 0 | 0 | 301.1886 | 4201 | 70.462 | 80.7265 | 0 | 17 | 0 | 0 | 0 | 0 | 0 | 168.1886 | 4201 | 70.462 | 80.7265 | 0 | 106.5798 | 0 | 0 | 0 | 0 | 0 | 257.7683
4204 | 87.1946 | 84.704 | 86.0295 | 88.1485 | 86.2453 | 86.2453 | 92.534 | 64.2219 | 66.3248 | 4204 | 714.0299 | 714.0299 | 714.0299 | 837.612 | 837.612 | 837.612 | 947.4627 | 947.4627 | 947.4627 | 4202 | 94.0594 | 0 | 5.0859 | 0 | 0 | 0 | 150 | 249.1453 |  | 4202 | 94.0594 | 0 | 5.0859 | 0 | 0 | 0 | 150 | 249.1453 | 4202 | 94.0594 | 0 | 5.0859 | 0 | 0 | 0 | 150 | 249.1453 | 4202 | 99.0099 | 50.4541 | 5.4983 | 0 | 0 | 0 | 0 | 154.9623 | 4202 | 99.0099 | 50.4541 | 5.4983 | 0 | 0 | 0 | 0 | 154.9623 | 4202 | 99.0099 | 50.4541 | 5.4983 | 0 | 0 | 0 | 0 | 154.9623 | 4202 | 100.6601 | 100.9082 | 6.8729 | 150 | 0 | 0 | 0 | 0 | 0 | 358.4411 | 4202 | 100.6601 | 100.9082 | 6.8729 | 17 | 0 | 0 | 0 | 0 | 0 | 225.4411 | 4202 | 100.6601 | 100.9082 | 6.8729 | 66.8436 | 0 | 0 | 0 | 0 | 0 | 275.2847
4205 | 87.0029 | 84.704 | 86.0295 | 88.1485 | 86.2453 | 86.2453 | 70.8043 | 52.8952 | 52.8952 | 4205 | 801.7567 | 801.7567 | 801.7567 | 940.5223 | 940.5223 | 940.5223 | 1063.8695 | 1063.8695 | 1063.8695 | 4203 | 103.4653 | 0 | 35.6014 | 0 | 0 | 0 | 150 | 289.0667 |  | 4203 | 103.4653 | 0 | 35.6014 | 0 | 0 | 0 | 150 | 289.0667 | 4203 | 103.4653 | 0 | 35.6014 | 0 | 0 | 0 | 150 | 289.0667 | 4203 | 108.9109 | 73.663 | 38.488 | 0 | 0 | 0 | 0 | 221.0618 | 4203 | 108.9109 | 73.663 | 38.488 | 0 | 0 | 0 | 0 | 221.0618 | 4203 | 108.9109 | 73.663 | 38.488 | 0 | 0 | 0 | 0 | 221.0618 | 4203 | 110.7261 | 147.3259 | 48.11 | 150 | 0 | 0 | 0 | 0 | 0 | 456.162 | 4203 | 110.7261 | 147.3259 | 48.11 | 17 | 0 | 0 | 0 | 0 | 0 | 323.162 | 4203 | 110.7261 | 147.3259 | 48.11 | 0 | 0 | 0 | 0 | 0 | 0 | 306.162
4206 | 83.1891 | 83.1891 | 83.1891 | 47.4098 | 58.5108 | 58.5108 | 33.3326 | 33.3326 | 33.3326 | 4206 | 868.3847 | 868.3847 | 868.3847 | 1018.6821 | 1018.6821 | 1018.6821 | 1152.2797 | 1152.2797 | 1152.2797 | 4204 | 75.2475 | 0 | 91.5464 | 0 | 0 | 0 | 150 | 316.7939 |  | 4204 | 75.2475 | 0 | 91.5464 | 0 | 0 | 0 | 150 | 316.7939 | 4204 | 75.2475 | 0 | 91.5464 | 0 | 0 | 0 | 150 | 316.7939 | 4204 | 79.2079 | 77.6993 | 98.9691 | 0 | 0 | 0 | 0 | 255.8763 | 4204 | 79.2079 | 77.6993 | 98.9691 | 0 | 0 | 0 | 0 | 255.8763 | 4204 | 79.2079 | 77.6993 | 98.9691 | 0 | 0 | 0 | 0 | 255.8763 | 4204 | 80.5281 | 155.3986 | 123.7113 | 150 | 0 | 0 | 0 | 0 | 0 | 509.638 | 4204 | 80.5281 | 155.3986 | 123.7113 | 17 | 0 | 0 | 0 | 0 | 0 | 376.638 | 4204 | 80.5281 | 155.3986 | 123.7113 | 0 | 0 | 0 | 0 | 0 | 0 | 359.638
4207 | 61.8718 | 61.8718 | 61.8718 | 37.7701 | 38.8595 | 38.8595 | 31.1446 | 31.1446 | 31.1446 | 4207 | 932.7918 | 932.7918 | 932.7918 | 1094.2365 | 1094.2365 | 1094.2365 | 1237.7429 | 1237.7429 | 1237.7429 | 4205 | 103.4653 | 0 | 198.3505 | 0 | 0 | 0 | 150 | 451.8159 |  | 4205 | 103.4653 | 0 | 198.3505 | 0 | 0 | 0 | 150 | 451.8159 | 4205 | 103.4653 | 0 | 198.3505 | 0 | 0 | 0 | 150 | 451.8159 | 4205 | 108.9109 | 51.4632 | 214.433 | 0 | 0 | 0 | 0 | 374.807 | 4205 | 108.9109 | 51.4632 | 214.433 | 0 | 0 | 0 | 0 | 374.807 | 4205 | 108.9109 | 51.4632 | 214.433 | 0 | 0 | 0 | 0 | 374.807 | 4205 | 110.7261 | 102.9263 | 268.0412 | 0 | 0 | 0 | 0 | 0 | 0 | 481.6936 | 4205 | 110.7261 | 102.9263 | 268.0412 | 17 | 0 | 0 | 0 | 0 | 0 | 498.6936 | 4205 | 110.7261 | 102.9263 | 268.0412 | 0 | 0 | 0 | 0 | 0 | 0 | 481.6936
4208 | 40.8115 | 48.1712 | 48.1712 | 36.2688 | 36.2869 | 36.2871 | 27.5162 | 27.5162 | 27.5162 | 4208 | 952.7801 | 952.7801 | 952.7801 | 1117.6844 | 1117.6844 | 1117.6844 | 1264.266 | 1264.266 | 1264.266 | 4206 | 141.0891 | 0 | 391.6151 | 0 | 0 | 0 | 150 | 682.7042 |  | 4206 | 141.0891 | 0 | 391.6151 | 0 | 0 | 0 | 150 | 682.7042 | 4206 | 141.0891 | 0 | 391.6151 | 0 | 0 | 0 | 150 | 682.7042 | 4206 | 148.5149 | 33.2997 | 423.3677 | 0 | 0 | 0 | 0 | 605.1822 | 4206 | 148.5149 | 33.2997 | 423.3677 | 0 | 0 | 0 | 0 | 605.1822 | 4206 | 148.5149 | 33.2997 | 423.3677 | 0 | 0 | 0 | 0 | 605.1822 | 4206 | 150.9901 | 66.5994 | 529.2096 | 0 | 0 | 0 | 0 | 0 | 0 | 746.7991 | 4206 | 150.9901 | 66.5994 | 529.2096 | 17 | 0 | 0 | 0 | 0 | 0 | 763.7991 | 4206 | 150.9901 | 66.5994 | 529.2096 | 0 | 0 | 0 | 0 | 0 | 0 | 746.7991
4209 | 40.8115 | 46.4743 | 46.4743 | 33.7753 | 33.8141 | 33.7753 | 25.5864 | 25.6585 | 25.8446 | 4209 | 969.4371 | 969.4371 | 1247.6536 | 1286.268 | 1601.4557 | 1601.4557 | 1286.3685 | 1286.3685 | 1286.3685 | 4207 | 188.1188 | 0 | 681.512 | 0 | 0 | 0 | 0 | 869.6308 |  | 4207 | 188.1188 | 0 | 681.512 | 0 | 0 | 0 | 0 | 869.6308 | 4207 | 188.1188 | 0 | 681.512 | 0 | 0 | 0 | 0 | 869.6308 | 4207 | 198.0198 | 17.1544 | 736.7698 | 0 | 0 | 0 | 0 | 951.944 | 4207 | 198.0198 | 17.1544 | 736.7698 | 0 | 0 | 0 | 0 | 951.944 | 4207 | 198.0198 | 17.1544 | 736.7698 | 0 | 0 | 0 | 0 | 951.944 | 4207 | 201.3201 | 34.3088 | 920.9622 | 0 | 0 | 0 | 0 | 0 | 0 | 1156.5911 | 4207 | 201.3201 | 34.3088 | 920.9622 | 17 | 0 | 0 | 0 | 0 | 0 | 1173.5911 | 4207 | 201.3201 | 34.3088 | 920.9622 | 0 | 0 | 0 | 0 | 0 | 0 | 1156.5911
4210 | 40.8115 | 46.4743 | 46.4743 | 33.7753 | 33.8141 | 33.7753 | 25.4103 | 25.4103 | 25.4103 | 4210 | 993.8674 | 993.8674 | 1389.6056 | 1630.1143 | 1630.1143 | 1630.1143 | 1318.7856 | 1318.7856 | 1318.7856 | 4208 | 235.1485 | 0 | 935.8076 | 0 | 0 | 0 | 0 | 1170.9561 |  | 4208 | 235.1485 | 0 | 935.8076 | 0 | 0 | 0 | 0 | 1170.9561 | 4208 | 235.1485 | 0 | 935.8076 | 0 | 0 | 0 | 0 | 1170.9561 | 4208 | 247.5248 | 12.109 | 1011.6838 | 0 | 0 | 0 | 0 | 1271.3176 | 4208 | 247.5248 | 12.109 | 1011.6838 | 0 | 0 | 0 | 0 | 1271.3176 | 4208 | 247.5248 | 12.109 | 1011.6838 | 0 | 0 | 0 | 0 | 1271.3176 | 4208 | 251.6502 | 24.218 | 1264.6048 | 0 | 0 | 0 | 0 | 0 | 0 | 1540.4729 | 4208 | 251.6502 | 24.218 | 1264.6048 | 17 | 0 | 0 | 0 | 0 | 0 | 1557.4729 | 4208 | 251.6502 | 24.218 | 1264.6048 | 0 | 0 | 0 | 0 | 0 | 0 | 1540.4729
4211 | 40.8115 | 46.4743 | 46.4743 | 33.7753 | 33.8141 | 33.7753 | 25.4103 | 25.4103 | 22.3899 | 4211 | 979.4313 | 979.4313 | 1164.914 | 1613.1797 | 1613.1797 | 1613.1797 | 1299.63 | 1299.63 | 1299.63 | 4209 | 272.7723 | 0 | 1068.0412 | 0 | 0 | 0 | 0 | 1340.8135 |  | 4209 | 272.7723 | 0 | 1068.0412 | 0 | 0 | 0 | 0 | 1340.8135 | 4209 | 272.7723 | 0 | 1068.0412 | 0 | 0 | 0 | 0 | 1340.8135 | 4209 | 287.1287 | 7.0636 | 1154.6392 | 0 | 0 | 0 | 0 | 1448.8315 | 4209 | 287.1287 | 7.0636 | 1154.6392 | 0 | 0 | 0 | 0 | 1448.8315 | 4209 | 287.1287 | 7.0636 | 1154.6392 | 0 | 0 | 0 | 0 | 1448.8315 | 4209 | 291.9142 | 14.1271 | 1443.299 | 0 | 0 | 0 | 0 | 0 | 0 | 1749.3403 | 4209 | 291.9142 | 14.1271 | 1443.299 | 17 | 0 | 0 | 0 | 0 | 0 | 1766.3403 | 4209 | 291.9142 | 14.1271 | 1443.299 | 0 | 0 | 0 | 0 | 0 | 0 | 1749.3403
4212 | 40.8115 | 46.4974 | 46.4974 | 33.7753 | 33.8141 | 33.7753 | 25.4103 | 25.4103 | 23.4961 | 4212 | 1004.9721 | 1004.9721 | 1004.9721 | 1178.9095 | 1178.9095 | 1178.9095 | 1333.5206 | 1333.5206 | 1333.5206 | 4210 | 282.1782 | 0 | 1012.0962 | 0 | 0 | 0 | 0 | 1294.2744 |  | 4210 | 282.1782 | 0 | 1012.0962 | 0 | 0 | 0 | 0 | 1294.2744 | 4210 | 282.1782 | 0 | 1012.0962 | 0 | 0 | 0 | 0 | 1294.2744 | 4210 | 297.0297 | 9.0817 | 1094.1581 | 0 | 0 | 0 | 0 | 1400.2695 | 4210 | 297.0297 | 9.0817 | 1094.1581 | 0 | 0 | 0 | 0 | 1400.2695 | 4210 | 297.0297 | 9.0817 | 1094.1581 | 0 | 0 | 0 | 0 | 1400.2695 | 4210 | 301.9802 | 18.1635 | 1367.6976 | 0 | 0 | 0 | 0 | 0 | 0 | 1687.8413 | 4210 | 301.9802 | 18.1635 | 1367.6976 | 17 | 0 | 0 | 0 | 0 | 0 | 1704.8413 | 4210 | 301.9802 | 18.1635 | 1367.6976 | 0 | 0 | 0 | 0 | 0 | 0 | 1687.8413
4213 | 46.4743 | 46.6527 | 46.6527 | 33.7753 | 33.8141 | 33.7753 | 25.4103 | 25.5958 | 25.5958 | 4213 | 1012.7453 | 1012.7453 | 1012.7453 | 1188.0282 | 1652.2595 | 1532.194 | 1343.8352 | 1343.8352 | 1343.8352 | 4211 | 282.1782 | 0 | 874.7766 | 0 | 0 | 0 | 0 | 1156.9549 |  | 4211 | 282.1782 | 0 | 874.7766 | 0 | 0 | 0 | 0 | 1156.9549 | 4211 | 282.1782 | 0 | 874.7766 | 0 | 0 | 0 | 0 | 1156.9549 | 4211 | 297.0297 | 13.1181 | 945.7045 | 0 | 0 | 0 | 0 | 1255.8522 | 4211 | 297.0297 | 13.1181 | 945.7045 | 0 | 0 | 0 | 0 | 1255.8522 | 4211 | 297.0297 | 13.1181 | 945.7045 | 0 | 0 | 0 | 0 | 1255.8522 | 4211 | 301.9802 | 26.2361 | 1182.1306 | 0 | 0 | 0 | 0 | 0 | 0 | 1510.3469 | 4211 | 301.9802 | 26.2361 | 1182.1306 | 17 | 0 | 0 | 0 | 0 | 0 | 1527.3469 | 4211 | 301.9802 | 26.2361 | 1182.1306 | 0 | 0 | 0 | 0 | 0 | 0 | 1510.3469
4214 | 48.0159 | 58.0378 | 59.1114 | 33.7753 | 35.66 | 35.66 | 27.5162 | 27.3314 | 27.5162 | 4214 | 1002.7511 | 1002.7511 | 1002.7511 | 1176.3042 | 1176.3042 | 1176.3042 | 1330.5736 | 1330.5736 | 1330.5736 | 4212 | 206.9307 | 0 | 661.1684 | 0 | 0 | 0 | 0 | 868.0991 |  | 4212 | 206.9307 | 0 | 661.1684 | 0 | 0 | 0 | 0 | 868.0991 | 4212 | 206.9307 | 0 | 661.1684 | 0 | 0 | 0 | 0 | 868.0991 | 4212 | 217.8218 | 17.1544 | 714.7766 | 0 | 0 | 0 | 0 | 949.7528 | 4212 | 217.8218 | 17.1544 | 714.7766 | 0 | 0 | 0 | 0 | 949.7528 | 4212 | 217.8218 | 17.1544 | 714.7766 | 0 | 0 | 0 | 0 | 949.7528 | 4212 | 221.4521 | 34.3088 | 893.4708 | 0 | 0 | 0 | 0 | 0 | 0 | 1149.2317 | 4212 | 221.4521 | 34.3088 | 893.4708 | 17 | 0 | 0 | 0 | 0 | 0 | 1166.2317 | 4212 | 221.4521 | 34.3088 | 893.4708 | 0 | 0 | 0 | 0 | 0 | 0 | 1149.2317
4215 | 84.2244 | 84.2244 | 84.2244 | 36.2688 | 44.1953 | 44.1953 | 27.5162 | 27.5162 | 27.5162 | 4215 | 998.3093 | 998.3093 | 998.3093 | 1171.0936 | 1171.0936 | 1171.0936 | 1324.6796 | 1324.6796 | 1324.6796 | 4213 | 169.3069 | 0 | 528.9347 | 0 | 0 | 0 | 0 | 698.2416 |  | 4213 | 169.3069 | 0 | 528.9347 | 0 | 0 | 0 | 0 | 698.2416 | 4213 | 169.3069 | 0 | 528.9347 | 0 | 0 | 0 | 0 | 698.2416 | 4213 | 178.2178 | 20.1816 | 571.8213 | 0 | 0 | 0 | 0 | 770.2208 | 4213 | 178.2178 | 20.1816 | 571.8213 | 0 | 0 | 0 | 0 | 770.2208 | 4213 | 178.2178 | 20.1816 | 571.8213 | 0 | 0 | 0 | 0 | 770.2208 | 4213 | 181.1881 | 40.3633 | 714.7766 | 0 | 0 | 0 | 0 | 0 | 0 | 936.328 | 4213 | 181.1881 | 40.3633 | 714.7766 | 17 | 0 | 0 | 0 | 0 | 0 | 953.328 | 4213 | 181.1881 | 40.3633 | 714.7766 | 0 | 0 | 0 | 0 | 0 | 0 | 936.328
4216 | 85.6286 | 84.704 | 85.6286 | 45.7129 | 44.3497 | 44.3497 | 30.9662 | 27.5162 | 29.0347 | 4216 | 958.3325 | 958.3325 | 958.3325 | 1124.1977 | 1124.1977 | 1124.1977 | 1271.6335 | 1271.6335 | 1271.6335 | 4214 | 141.0891 | 0 | 452.646 | 0 | 0 | 0 | 0 | 593.7352 |  | 4214 | 141.0891 | 0 | 452.646 | 0 | 0 | 0 | 0 | 593.7352 | 4214 | 141.0891 | 0 | 452.646 | 0 | 0 | 0 | 0 | 593.7352 | 4214 | 148.5149 | 29.2634 | 489.3471 | 0 | 0 | 0 | 0 | 667.1253 | 4214 | 148.5149 | 29.2634 | 489.3471 | 0 | 0 | 0 | 0 | 667.1253 | 4214 | 148.5149 | 29.2634 | 489.3471 | 0 | 0 | 0 | 0 | 667.1253 | 4214 | 150.9901 | 58.5267 | 611.6838 | 0 | 0 | 0 | 0 | 0 | 0 | 821.2007 | 4214 | 150.9901 | 58.5267 | 611.6838 | 17 | 0 | 0 | 0 | 0 | 0 | 838.2007 | 4214 | 150.9901 | 58.5267 | 611.6838 | 0 | 0 | 0 | 0 | 0 | 0 | 821.2007
4217 | 86.7998 | 84.704 | 86.0295 | 45.8913 | 58.5108 | 58.5108 | 31.1446 | 31.1446 | 31.1446 | 4217 | 953.8906 | 953.8906 | 953.8906 | 1118.9871 | 1118.9871 | 1118.9871 | 1265.7395 | 1265.7395 | 1265.7395 | 4215 | 169.3069 | 0 | 452.646 | 0 | 0 | 0 | 150 | 771.953 |  | 4215 | 169.3069 | 0 | 452.646 | 0 | 0 | 0 | 150 | 771.953 | 4215 | 169.3069 | 0 | 452.646 | 0 | 0 | 0 | 150 | 771.953 | 4215 | 178.2178 | 43.3905 | 489.3471 | 0 | 0 | 0 | 0 | 710.9554 | 4215 | 178.2178 | 43.3905 | 489.3471 | 0 | 0 | 0 | 0 | 710.9554 | 4215 | 178.2178 | 43.3905 | 489.3471 | 0 | 0 | 0 | 0 | 710.9554 | 4215 | 181.1881 | 86.781 | 611.6838 | 0 | 0 | 0 | 0 | 0 | 0 | 879.653 | 4215 | 181.1881 | 86.781 | 611.6838 | 17 | 0 | 0 | 0 | 0 | 0 | 896.653 | 4215 | 181.1881 | 86.781 | 611.6838 | 0 | 0 | 0 | 0 | 0 | 0 | 879.653
4218 | 87.242 | 84.704 | 87.1946 | 88.1485 | 86.2453 | 86.2453 | 89.9145 | 64.2219 | 66.3248 | 4218 | 931.6813 | 931.6813 | 931.6813 | 1092.9338 | 1092.9338 | 1092.9338 | 1236.2694 | 1236.2694 | 1236.2694 | 4216 | 216.3366 | 0 | 340.756 | 0 | 0 | 0 | 150 | 707.0926 |  | 4216 | 216.3366 | 0 | 340.756 | 0 | 0 | 0 | 150 | 707.0926 | 4216 | 216.3366 | 0 | 340.756 | 0 | 0 | 0 | 150 | 707.0926 | 4216 | 227.7228 | 64.5812 | 368.3849 | 0 | 0 | 0 | 0 | 660.6889 | 4216 | 227.7228 | 64.5812 | 368.3849 | 0 | 0 | 0 | 0 | 660.6889 | 4216 | 227.7228 | 64.5812 | 368.3849 | 0 | 0 | 0 | 0 | 660.6889 | 4216 | 231.5182 | 129.1625 | 460.4811 | 0 | 0 | 0 | 0 | 0 | 0 | 821.1617 | 4216 | 231.5182 | 129.1625 | 460.4811 | 17 | 0 | 0 | 0 | 0 | 0 | 838.1617 | 4216 | 231.5182 | 129.1625 | 460.4811 | 0 | 0 | 0 | 0 | 0 | 0 | 821.1617
4219 | 88.3376 | 84.704 | 87.1946 | 91.1166 | 86.2453 | 90.9637 | 90.7143 | 64.2219 | 66.3248 | 4219 | 900.5882 | 900.5882 | 900.5882 | 1056.4593 | 1056.4593 | 1056.4593 | 1195.0113 | 1195.0113 | 1195.0113 | 4217 | 112.8713 | 0 | 142.4055 | 0 | 0 | 0 | 150 | 405.2768 |  | 4217 | 112.8713 | 0 | 142.4055 | 0 | 0 | 0 | 150 | 405.2768 | 4217 | 112.8713 | 0 | 142.4055 | 0 | 0 | 0 | 150 | 405.2768 | 4217 | 118.8119 | 89.8083 | 153.9519 | 0 | 0 | 0 | 0 | 362.572 | 4217 | 118.8119 | 89.8083 | 153.9519 | 0 | 0 | 0 | 0 | 362.572 | 4217 | 118.8119 | 89.8083 | 153.9519 | 0 | 0 | 0 | 0 | 362.572 | 4217 | 120.7921 | 179.6165 | 192.4399 | 0 | 0 | 0 | 0 | 0 | 0 | 492.8485 | 4217 | 120.7921 | 179.6165 | 192.4399 | 17 | 0 | 0 | 0 | 0 | 0 | 509.8485 | 4217 | 120.7921 | 179.6165 | 192.4399 | 0 | 0 | 0 | 0 | 0 | 0 | 492.8485
4220 | 88.3376 | 84.704 | 87.1946 | 91.1166 | 86.2453 | 90.7143 | 72.3414 | 64.2219 | 66.3248 | 4220 | 852.8382 | 852.8382 | 852.8382 | 1000.4448 | 1000.4448 | 1000.4448 | 1131.6507 | 1131.6507 | 1131.6507 | 4218 | 56.4356 | 0 | 66.1168 | 0 | 0 | 0 | 150 | 272.5525 |  | 4218 | 56.4356 | 0 | 66.1168 | 0 | 0 | 0 | 150 | 272.5525 | 4218 | 56.4356 | 0 | 66.1168 | 0 | 0 | 0 | 150 | 272.5525 | 4218 | 59.4059 | 124.1171 | 71.4777 | 0 | 0 | 0 | 0 | 255.0007 | 4218 | 59.4059 | 124.1171 | 71.4777 | 0 | 0 | 0 | 0 | 255.0007 | 4218 | 59.4059 | 124.1171 | 71.4777 | 0 | 0 | 0 | 0 | 255.0007 | 4218 | 60.396 | 248.2341 | 89.3471 | 0 | 0 | 0 | 0 | 0 | 0 | 397.9772 | 4218 | 60.396 | 248.2341 | 89.3471 | 17 | 0 | 0 | 0 | 0 | 0 | 414.9772 | 4218 | 60.396 | 248.2341 | 89.3471 | 0 | 0 | 0 | 0 | 0 | 0 | 397.9772
4221 | 88.3376 | 84.704 | 87.1946 | 91.1166 | 86.2453 | 90.7143 | 90.7143 | 64.2219 | 66.3248 | 4221 | 818.4137 | 818.4137 | 818.4137 | 960.0622 | 960.0622 | 960.0622 | 1085.972 | 1085.972 | 1085.972 | 4219 | 56.4356 | 0 | 20.3436 | 0 | 0 | 0 | 150 | 226.7793 |  | 4219 | 56.4356 | 0 | 20.3436 | 0 | 0 | 0 | 150 | 226.7793 | 4219 | 56.4356 | 0 | 20.3436 | 0 | 0 | 0 | 150 | 226.7793 | 4219 | 59.4059 | 160.444 | 21.9931 | 150 | 0 | 0 | 0 | 391.8431 | 4219 | 59.4059 | 160.444 | 21.9931 | 0 | 0 | 0 | 0 | 241.8431 | 4219 | 59.4059 | 160.444 | 21.9931 | 150 | 0 | 0 | 0 | 391.8431 | 4219 | 60.396 | 320.888 | 27.4914 | 150 | 0 | 0 | 0 | 0 | 0 | 558.7754 | 4219 | 60.396 | 320.888 | 27.4914 | 17 | 0 | 0 | 0 | 0 | 0 | 425.7754 | 4219 | 60.396 | 320.888 | 27.4914 | 0 | 0 | 0 | 0 | 0 | 0 | 408.7754
4222 | 88.3376 | 84.704 | 87.1946 | 91.1166 | 86.2453 | 90.9637 | 90.7143 | 64.2219 | 90.7143 | 4222 | 775.1055 | 775.1055 | 775.1055 | 909.2584 | 909.2584 | 909.2584 | 1028.5054 | 1028.5054 | 1028.5054 | 4220 | 65.8416 | 0 | 5.0859 | 0 | 0 | 0 | 150 | 220.9275 |  | 4220 | 65.8416 | 0 | 5.0859 | 0 | 0 | 0 | 150 | 220.9275 | 4220 | 65.8416 | 0 | 5.0859 | 0 | 0 | 0 | 150 | 220.9275 | 4220 | 69.3069 | 186.6801 | 5.4983 | 150 | 0 | 0 | 0 | 411.4853 | 4220 | 69.3069 | 186.6801 | 5.4983 | 0 | 0 | 0 | 0 | 261.4853 | 4220 | 69.3069 | 186.6801 | 5.4983 | 13.6668 | 0 | 0 | 0 | 275.1521 | 4220 | 70.462 | 373.3602 | 6.8729 | 0 | 0 | 0 | 0 | 0 | 0 | 450.6951 | 4220 | 70.462 | 373.3602 | 6.8729 | 17 | 0 | 0 | 0 | 0 | 0 | 467.6951 | 4220 | 70.462 | 373.3602 | 6.8729 | 0 | 0 | 0 | 0 | 0 | 0 | 450.6951
4223 | 87.1946 | 84.704 | 86.0295 | 91.1166 | 86.2453 | 90.9637 | 90.7143 | 64.2219 | 90.7143 | 4223 | 729.5764 | 729.5764 | 729.5764 | 855.8492 | 855.8492 | 855.8492 | 968.0918 | 968.0918 | 968.0918 | 4221 | 122.2772 | 0 | 0 | 0 | 0 | 0 | 150 | 272.2772 |  | 4221 | 122.2772 | 0 | 0 | 0 | 0 | 0 | 150 | 272.2772 | 4221 | 122.2772 | 0 | 0 | 0 | 0 | 0 | 150 | 272.2772 | 4221 | 128.7129 | 197.78 | 0 | 150 | 0 | 0 | 0 | 476.4929 | 4221 | 128.7129 | 197.78 | 0 | 0 | 0 | 0 | 0 | 326.4929 | 4221 | 128.7129 | 197.78 | 0 | 96.4136 | 0 | 0 | 0 | 422.9064 | 4221 | 130.8581 | 395.56 | 0 | 0 | 0 | 0 | 0 | 0 | 0 | 526.4181 | 4221 | 130.8581 | 395.56 | 0 | 17 | 0 | 0 | 0 | 0 | 0 | 543.4181 | 4221 | 130.8581 | 395.56 | 0 | 0 | 0 | 0 | 0 | 0 | 0 | 526.4181
4224 | 86.7998 | 84.704 | 86.0295 | 90.4201 | 86.2453 | 90.3961 | 90.7143 | 64.2219 | 90.7143 | 4224 | 702.9252 | 702.9252 | 702.9252 | 824.5853 | 824.5853 | 824.5853 | 932.7277 | 932.7277 | 932.7277 | 4222 | 103.4653 | 0 | 0 | 0 | 0 | 0 | 150 | 253.4653 |  | 4222 | 103.4653 | 0 | 0 | 0 | 0 | 0 | 150 | 253.4653 | 4222 | 103.4653 | 0 | 0 | 0 | 0 | 0 | 150 | 253.4653 | 4222 | 108.9109 | 195.7619 | 0 | 150 | 0 | 0 | 0 | 454.6727 | 4222 | 108.9109 | 195.7619 | 0 | 0 | 0 | 0 | 0 | 304.6727 | 4222 | 108.9109 | 195.7619 | 0 | 150 | 0 | 0 | 0 | 454.6727 | 4222 | 110.7261 | 391.5237 | 0 | 150 | 0 | 0 | 0 | 0 | 0 | 652.2498 | 4222 | 110.7261 | 391.5237 | 0 | 17 | 0 | 0 | 0 | 0 | 0 | 519.2498 | 4222 | 110.7261 | 391.5237 | 0 | 8.6444 | 0 | 0 | 0 | 0 | 0 | 510.8942
4225 | 85.6853 | 84.704 | 85.6853 | 89.9421 | 86.2453 | 89.8923 | 90.7143 | 64.2219 | 66.3248 | 4225 | 677.3845 | 677.3845 | 677.3845 | 794.6241 | 794.6241 | 794.6241 | 898.8371 | 898.8371 | 898.8371 | 4223 | 94.0594 | 0 | 0 | 0 | 0 | 0 | 150 | 244.0594 |  | 4223 | 94.0594 | 0 | 0 | 0 | 0 | 0 | 150 | 244.0594 | 4223 | 94.0594 | 0 | 0 | 0 | 0 | 0 | 150 | 244.0594 | 4223 | 99.0099 | 161.4531 | 0 | 150 | 0 | 0 | 0 | 410.463 | 4223 | 99.0099 | 161.4531 | 0 | 0 | 0 | 0 | 0 | 260.463 | 4223 | 99.0099 | 161.4531 | 0 | 150 | 0 | 0 | 0 | 410.463 | 4223 | 100.6601 | 322.9062 | 0 | 0 | 0 | 0 | 0 | 0 | 0 | 423.5662 | 4223 | 100.6601 | 322.9062 | 0 | 17 | 0 | 0 | 0 | 0 | 0 | 440.5662 | 4223 | 100.6601 | 322.9062 | 0 | 73.1887 | 0 | 0 | 0 | 0 | 0 | 496.7549
4226 | 85.4884 | 84.704 | 85.4884 | 89.3929 | 86.2453 | 86.2453 | 70.8043 | 64.2219 | 66.3248 | 4226 | 645.181 | 645.181 | 645.181 | 756.8469 | 756.8469 | 756.8469 | 856.1055 | 856.1055 | 856.1055 | 4224 | 112.8713 | 0 | 0 | 0 | 0 | 0 | 150 | 262.8713 |  | 4224 | 112.8713 | 0 | 0 | 0 | 0 | 0 | 150 | 262.8713 | 4224 | 112.8713 | 0 | 0 | 0 | 0 | 0 | 150 | 262.8713 | 4224 | 118.8119 | 133.1988 | 0 | 0 | 0 | 0 | 0 | 252.0107 | 4224 | 118.8119 | 133.1988 | 0 | 0 | 0 | 0 | 0 | 252.0107 | 4224 | 118.8119 | 133.1988 | 0 | 0 | 0 | 0 | 0 | 252.0107 | 4224 | 120.7921 | 266.3976 | 0 | 150 | 0 | 0 | 0 | 0 | 0 | 537.1897 | 4224 | 120.7921 | 266.3976 | 0 | 17 | 0 | 0 | 0 | 0 | 0 | 404.1897 | 4224 | 120.7921 | 266.3976 | 0 | 27.0718 | 0 | 0 | 0 | 0 | 0 | 414.2615
4227 | 84.9327 | 84.704 | 84.9327 | 88.1485 | 86.2453 | 86.2453 | 68.9296 | 52.8952 | 52.8952 | 4227 | 650.7333 | 650.7333 | 650.7333 | 763.3602 | 763.3602 | 763.3602 | 863.473 | 863.473 | 863.473 | 4225 | 103.4653 | 0 | 0 | 0 | 0 | 0 | 150 | 253.4653 |  | 4225 | 103.4653 | 0 | 0 | 0 | 0 | 0 | 150 | 253.4653 | 4225 | 103.4653 | 0 | 0 | 0 | 0 | 0 | 150 | 253.4653 | 4225 | 108.9109 | 164.4803 | 0 | 0 | 0 | 0 | 0 | 273.3912 | 4225 | 108.9109 | 164.4803 | 0 | 0 | 0 | 0 | 0 | 273.3912 | 4225 | 108.9109 | 164.4803 | 0 | 0 | 0 | 0 | 0 | 273.3912 | 4225 | 110.7261 | 328.9606 | 0 | 28.7629 | 0 | 0 | 0 | 0 | 0 | 468.4496 | 4225 | 110.7261 | 328.9606 | 0 | 17 | 0 | 0 | 0 | 0 | 0 | 456.6867 | 4225 | 110.7261 | 328.9606 | 0 | 0 | 0 | 0 | 0 | 0 | 0 | 439.6867
4228 | 84.1204 | 84.1204 | 84.1204 | 88.1485 | 86.2453 | 86.2453 | 31.25 | 31.25 | 31.25 | 4228 | 695.1519 | 695.1519 | 695.1519 | 815.4667 | 815.4667 | 815.4667 | 922.4132 | 922.4132 | 922.4132 | 4226 | 141.0891 | 0 | 5.0859 | 0 | 0 | 0 | 150 | 296.175 |  | 4226 | 141.0891 | 0 | 5.0859 | 0 | 0 | 0 | 150 | 296.175 | 4226 | 141.0891 | 0 | 5.0859 | 0 | 0 | 0 | 150 | 296.175 | 4226 | 148.5149 | 206.8618 | 5.4983 | 0 | 0 | 0 | 0 | 360.8749 | 4226 | 148.5149 | 206.8618 | 5.4983 | 0 | 0 | 0 | 0 | 360.8749 | 4226 | 148.5149 | 206.8618 | 5.4983 | 0 | 0 | 0 | 0 | 360.8749 | 4226 | 150.9901 | 413.7235 | 6.8729 | 0 | 0 | 0 | 0 | 0 | 0 | 571.5865 | 4226 | 150.9901 | 413.7235 | 6.8729 | 17 | 0 | 0 | 0 | 0 | 0 | 588.5865 | 4226 | 150.9901 | 413.7235 | 6.8729 | 0 | 0 | 0 | 0 | 0 | 0 | 571.5865
4229 | 81.291 | 81.291 | 81.291 | 85.8147 | 85.8147 | 85.8147 | 30.8504 | 30.8504 | 30.8504 | 4229 | 746.2334 | 746.2334 | 746.2334 | 875.3892 | 875.3892 | 875.3892 | 990.1943 | 990.1943 | 990.1943 | 4227 | 141.0891 | 0 | 50.8591 | 0 | 0 | 0 | 150 | 341.9482 |  | 4227 | 141.0891 | 0 | 50.8591 | 0 | 0 | 0 | 150 | 341.9482 | 4227 | 141.0891 | 0 | 50.8591 | 0 | 0 | 0 | 150 | 341.9482 | 4227 | 148.5149 | 220.9889 | 54.9828 | 0 | 0 | 0 | 0 | 424.4866 | 4227 | 148.5149 | 220.9889 | 54.9828 | 0 | 0 | 0 | 0 | 424.4866 | 4227 | 148.5149 | 220.9889 | 54.9828 | 0 | 0 | 0 | 0 | 424.4866 | 4227 | 150.9901 | 441.9778 | 68.7285 | 0 | 0 | 0 | 0 | 0 | 0 | 661.6964 | 4227 | 150.9901 | 441.9778 | 68.7285 | 17 | 0 | 0 | 0 | 0 | 0 | 678.6964 | 4227 | 150.9901 | 441.9778 | 68.7285 | 0 | 0 | 0 | 0 | 0 | 0 | 661.6964
4230 | 63.5264 | 63.5264 | 63.5264 | 38.198 | 38.0342 | 38.198 | 30.3272 | 30.3272 | 30.3272 | 4230 | 788.4311 | 788.4311 | 788.4311 | 924.8904 | 924.8904 | 924.8904 | 1046.1875 | 1046.1875 | 1046.1875 | 4228 | 112.8713 | 0 | 116.9759 | 0 | 0 | 0 | 150 | 379.8472 |  | 4228 | 112.8713 | 0 | 116.9759 | 0 | 0 | 0 | 150 | 379.8472 | 4228 | 112.8713 | 0 | 116.9759 | 0 | 0 | 0 | 150 | 379.8472 | 4228 | 118.8119 | 206.8618 | 126.4605 | 0 | 0 | 0 | 0 | 452.1341 | 4228 | 118.8119 | 206.8618 | 126.4605 | 0 | 0 | 0 | 0 | 452.1341 | 4228 | 118.8119 | 206.8618 | 126.4605 | 0 | 0 | 0 | 0 | 452.1341 | 4228 | 120.7921 | 413.7235 | 158.0756 | 0 | 0 | 0 | 0 | 0 | 0 | 692.5912 | 4228 | 120.7921 | 413.7235 | 158.0756 | 17 | 0 | 0 | 0 | 0 | 0 | 709.5912 | 4228 | 120.7921 | 413.7235 | 158.0756 | 0 | 0 | 0 | 0 | 0 | 0 | 692.5912
4231 | 40.8115 | 49.4913 | 49.4913 | 33.7753 | 33.8141 | 33.7753 | 21.7964 | 22.3877 | 22.3877 | 4231 | 970.2843 | 830.6288 | 830.6288 | 974.3915 | 1096.287 | 974.3915 | 1488.0415 | 1164.9157 | 1627.2947 | 4229 | 122.2772 | 0 | 239.0378 | 0 | 0 | 0 | 150 | 511.315 |  | 4229 | 122.2772 | 0 | 239.0378 | 0 | 0 | 0 | 150 | 511.315 | 4229 | 122.2772 | 0 | 239.0378 | 0 | 0 | 0 | 150 | 511.315 | 4229 | 128.7129 | 203.8345 | 258.4192 | 0 | 0 | 0 | 0 | 590.9666 | 4229 | 128.7129 | 203.8345 | 258.4192 | 0 | 0 | 0 | 0 | 590.9666 | 4229 | 128.7129 | 203.8345 | 258.4192 | 0 | 0 | 0 | 0 | 590.9666 | 4229 | 130.8581 | 407.669 | 323.0241 | 0 | 0 | 0 | 0 | 0 | 0 | 861.5512 | 4229 | 130.8581 | 407.669 | 323.0241 | 17 | 0 | 0 | 0 | 0 | 0 | 878.5512 | 4229 | 130.8581 | 407.669 | 323.0241 | 0 | 0 | 0 | 0 | 0 | 0 | 861.5512
4232 | 40.8115 | 46.369 | 46.4743 | 33.7753 | 33.8141 | 33.7753 | 18.6145 | 19.8681 | 19.8681 | 4232 | 1199.6409 | 882.8208 | 1073.2554 | 1499.848 | 1499.848 | 1499.848 | 1696.5494 | 1696.5494 | 1696.5494 | 4230 | 188.1188 | 0 | 406.8729 | 0 | 0 | 0 | 0 | 594.9917 |  | 4230 | 188.1188 | 0 | 406.8729 | 0 | 0 | 0 | 0 | 594.9917 | 4230 | 188.1188 | 0 | 406.8729 | 0 | 0 | 0 | 0 | 594.9917 | 4230 | 198.0198 | 209.889 | 439.8625 | 0 | 0 | 0 | 0 | 847.7713 | 4230 | 198.0198 | 209.889 | 439.8625 | 0 | 0 | 0 | 0 | 847.7713 | 4230 | 198.0198 | 209.889 | 439.8625 | 0 | 0 | 0 | 0 | 847.7713 | 4230 | 201.3201 | 419.778 | 549.8282 | 0 | 0 | 0 | 0 | 0 | 0 | 1170.9263 | 4230 | 201.3201 | 419.778 | 549.8282 | 17 | 0 | 0 | 0 | 0 | 0 | 1187.9263 | 4230 | 201.3201 | 419.778 | 549.8282 | 0 | 0 | 0 | 0 | 0 | 0 | 1170.9263
4233 | 20.9838 | 22.3899 | 22.3899 | 22.3877 | 22.3877 | 22.3877 | 14.53 | 14.9898 | 14.9898 | 4233 | 1279.6694 | 1279.6694 | 1279.6694 | 1501.1507 | 1501.1507 | 1501.1507 | 1698.0229 | 1698.0229 | 1698.0229 | 4231 | 272.7723 | 0 | 681.512 | 0 | 0 | 0 | 0 | 954.2843 |  | 4231 | 272.7723 | 0 | 681.512 | 0 | 0 | 0 | 0 | 954.2843 | 4231 | 272.7723 | 0 | 681.512 | 0 | 0 | 0 | 0 | 954.2843 | 4231 | 287.1287 | 210.8981 | 736.7698 | 0 | 0 | 0 | 0 | 1234.7966 | 4231 | 287.1287 | 210.8981 | 736.7698 | 0 | 0 | 0 | 0 | 1234.7966 | 4231 | 287.1287 | 210.8981 | 736.7698 | 0 | 0 | 0 | 0 | 1234.7966 | 4231 | 291.9142 | 421.7962 | 920.9622 | 0 | 0 | 0 | 0 | 0 | 0 | 1634.6726 | 4231 | 291.9142 | 421.7962 | 920.9622 | 17 | 0 | 0 | 0 | 0 | 0 | 1651.6726 | 4231 | 291.9142 | 421.7962 | 920.9622 | 0 | 0 | 0 | 0 | 0 | 0 | 1634.6726
4234 | 20.9838 | 20.9838 | 20.9838 | 18.6145 | 18.6145 | 18.6145 | 1.4071 | 2.1668 | 1.4071 | 4234 | 1273.0066 | 1273.0066 | 1273.0066 | 1493.3347 | 1493.3347 | 1493.3347 | 1689.1819 | 1689.1819 | 1689.1819 | 4232 | 329.2079 | 0 | 854.433 | 0 | 0 | 0 | 0 | 1183.6409 |  | 4232 | 329.2079 | 0 | 854.433 | 0 | 0 | 0 | 0 | 1183.6409 | 4232 | 329.2079 | 0 | 854.433 | 0 | 0 | 0 | 0 | 1183.6409 | 4232 | 346.5347 | 210.8981 | 923.7113 | 0 | 0 | 0 | 0 | 1481.1441 | 4232 | 346.5347 | 210.8981 | 923.7113 | 0 | 0 | 0 | 0 | 1481.1441 | 4232 | 346.5347 | 210.8981 | 923.7113 | 0 | 0 | 0 | 0 | 1481.1441 | 4232 | 352.3102 | 421.7962 | 1154.6392 | 0 | 0 | 0 | 0 | 0 | 0 | 1928.7456 | 4232 | 352.3102 | 421.7962 | 1154.6392 | 17 | 0 | 0 | 0 | 0 | 0 | 1945.7456 | 4232 | 352.3102 | 421.7962 | 1154.6392 | 0 | 0 | 0 | 0 | 0 | 0 | 1928.7456
4235 | 20.9838 | 20.9838 | 18.6145 | 18.6145 | 18.6145 | 16.9307 | 1.4071 | 1.4071 | 0.10514 | 4235 | 1284.1113 | 1284.1113 | 1284.1113 | 1506.3613 | 1506.3613 | 1506.3613 | 1703.9169 | 1703.9169 | 1703.9169 | 4233 | 432.6733 | 0 | 925.6357 | 0 | 0 | 0 | 0 | 1358.309 |  | 4233 | 432.6733 | 0 | 925.6357 | 0 | 0 | 0 | 0 | 1358.309 | 4233 | 432.6733 | 0 | 925.6357 | 0 | 0 | 0 | 0 | 1358.309 | 4233 | 455.4455 | 213.9253 | 1000.6873 | 0 | 0 | 0 | 0 | 1670.0582 | 4233 | 455.4455 | 213.9253 | 1000.6873 | 0 | 0 | 0 | 0 | 1670.0582 | 4233 | 455.4455 | 213.9253 | 1000.6873 | 0 | 0 | 0 | 0 | 1670.0582 | 4233 | 463.0363 | 427.8507 | 1250.8591 | 0 | 0 | 0 | 0 | 0 | 0 | 2141.7461 | 4233 | 463.0363 | 427.8507 | 1250.8591 | 17 | 0 | 0 | 0 | 0 | 0 | 2158.7461 | 4233 | 463.0363 | 427.8507 | 1250.8591 | 0 | 0 | 0 | 0 | 0 | 0 | 2141.7461
4236 | 20.9838 | 20.9838 | 20.9838 | 18.6145 | 18.6145 | 17.8837 | 1.4071 | 2.1668 | 1.6113 | 4236 | 1256.3496 | 1256.3496 | 1256.3496 | 1473.7948 | 1473.7948 | 1473.7948 | 1667.0793 | 1667.0793 | 1667.0793 | 4234 | 470.297 | 0 | 976.4948 | 0 | 0 | 0 | 0 | 1446.7919 |  | 4234 | 470.297 | 0 | 976.4948 | 0 | 0 | 0 | 0 | 1446.7919 | 4234 | 470.297 | 0 | 976.4948 | 0 | 0 | 0 | 0 | 1446.7919 | 4234 | 495.0495 | 227.0434 | 1055.6701 | 0 | 0 | 0 | 0 | 1777.763 | 4234 | 495.0495 | 227.0434 | 1055.6701 | 0 | 0 | 0 | 0 | 1777.763 | 4234 | 495.0495 | 227.0434 | 1055.6701 | 0 | 0 | 0 | 0 | 1777.763 | 4234 | 503.3003 | 454.0868 | 1319.5876 | 0 | 0 | 0 | 0 | 0 | 0 | 2276.9747 | 4234 | 503.3003 | 454.0868 | 1319.5876 | 17 | 0 | 0 | 0 | 0 | 0 | 2293.9747 | 4234 | 503.3003 | 454.0868 | 1319.5876 | 0 | 0 | 0 | 0 | 0 | 0 | 2276.9747
4237 | 20.9838 | 22.3899 | 22.3899 | 18.6145 | 19.1482 | 19.1482 | 1.4071 | 11.1093 | 11.1093 | 4237 | 1246.3554 | 1246.3554 | 1246.3554 | 1462.0708 | 1462.0708 | 1462.0708 | 1653.8178 | 1653.8178 | 1653.8178 | 4235 | 545.5446 | 0 | 961.2371 | 0 | 0 | 0 | 0 | 1506.7817 |  | 4235 | 545.5446 | 0 | 961.2371 | 0 | 0 | 0 | 0 | 1506.7817 | 4235 | 545.5446 | 0 | 961.2371 | 0 | 0 | 0 | 0 | 1506.7817 | 4235 | 574.2574 | 238.1433 | 1039.1753 | 0 | 0 | 0 | 0 | 1851.576 | 4235 | 574.2574 | 238.1433 | 1039.1753 | 0 | 0 | 0 | 0 | 1851.576 | 4235 | 574.2574 | 238.1433 | 1039.1753 | 0 | 0 | 0 | 0 | 1851.576 | 4235 | 583.8284 | 476.2866 | 1298.9691 | 0 | 0 | 0 | 0 | 0 | 0 | 2359.084 | 4235 | 583.8284 | 476.2866 | 1298.9691 | 17 | 0 | 0 | 0 | 0 | 0 | 2376.084 | 4235 | 583.8284 | 476.2866 | 1298.9691 | 0 | 0 | 0 | 0 | 0 | 0 | 2359.084
4238 | 22.3899 | 23.4961 | 23.4961 | 22.3877 | 22.3899 | 22.3899 | 1.4071 | 17.8837 | 17.8837 | 4238 | 1260.7915 | 1260.7915 | 1260.7915 | 1479.0054 | 1479.0054 | 1479.0054 | 1672.9733 | 1672.9733 | 1672.9733 | 4236 | 630.198 | 0 | 1027.354 | 0 | 0 | 0 | 0 | 1657.552 |  | 4236 | 630.198 | 0 | 1027.354 | 0 | 0 | 0 | 0 | 1657.552 | 4236 | 630.198 | 0 | 1027.354 | 0 | 0 | 0 | 0 | 1657.552 | 4236 | 663.3663 | 259.334 | 1110.6529 | 0 | 0 | 0 | 0 | 2033.3533 | 4236 | 663.3663 | 259.334 | 1110.6529 | 0 | 0 | 0 | 0 | 2033.3533 | 4236 | 663.3663 | 259.334 | 1110.6529 | 0 | 0 | 0 | 0 | 2033.3533 | 4236 | 674.4224 | 518.668 | 1388.3162 | 0 | 0 | 0 | 0 | 0 | 0 | 2581.4066 | 4236 | 674.4224 | 518.668 | 1388.3162 | 17 | 0 | 0 | 0 | 0 | 0 | 2598.4066 | 4236 | 674.4224 | 518.668 | 1388.3162 | 0 | 0 | 0 | 0 | 0 | 0 | 2581.4066
4239 | 40.8115 | 40.8115 | 40.8115 | 30.3612 | 30.85 | 30.85 | 18.6145 | 20.9838 | 20.9838 | 4239 | 1168.6097 | 1266.3438 | 1266.3438 | 1485.5187 | 1485.5187 | 1485.5187 | 1680.3409 | 1680.3409 | 1680.3409 | 4237 | 724.2574 | 0 | 1073.1271 | 0 | 0 | 0 | 0 | 1797.3846 |  | 4237 | 724.2574 | 0 | 1073.1271 | 0 | 0 | 0 | 0 | 1797.3846 | 4237 | 724.2574 | 0 | 1073.1271 | 0 | 0 | 0 | 0 | 1797.3846 | 4237 | 762.3762 | 281.5338 | 1160.1375 | 0 | 0 | 0 | 0 | 2204.0475 | 4237 | 762.3762 | 281.5338 | 1160.1375 | 0 | 0 | 0 | 0 | 2204.0475 | 4237 | 762.3762 | 281.5338 | 1160.1375 | 0 | 0 | 0 | 0 | 2204.0475 | 4237 | 775.0825 | 563.0676 | 1450.1718 | 0 | 0 | 0 | 0 | 0 | 0 | 2788.3219 | 4237 | 775.0825 | 563.0676 | 1450.1718 | 17 | 0 | 0 | 0 | 0 | 0 | 2805.3219 | 4237 | 775.0825 | 563.0676 | 1450.1718 | 0 | 0 | 0 | 0 | 0 | 0 | 2788.3219
4240 | 40.8115 | 49.4913 | 49.4913 | 33.7753 | 36.2448 | 38.0195 | 25.4103 | 23.4961 | 25.4103 | 4240 | 1007.8482 | 888.3731 | 888.3731 | 1042.13 | 1042.13 | 1042.13 | 1178.8028 | 1178.8028 | 1178.8028 | 4238 | 705.4455 | 0 | 986.6667 | 0 | 0 | 0 | 0 | 1692.1122 |  | 4238 | 705.4455 | 0 | 986.6667 | 0 | 0 | 0 | 0 | 1692.1122 | 4238 | 705.4455 | 0 | 986.6667 | 0 | 0 | 0 | 0 | 1692.1122 | 4238 | 742.5743 | 304.7427 | 1066.6667 | 0 | 0 | 0 | 0 | 2113.9836 | 4238 | 742.5743 | 304.7427 | 1066.6667 | 0 | 0 | 0 | 0 | 2113.9836 | 4238 | 742.5743 | 304.7427 | 1066.6667 | 0 | 0 | 0 | 0 | 2113.9836 | 4238 | 754.9505 | 609.4854 | 1333.3333 | 0 | 0 | 0 | 0 | 0 | 0 | 2697.7692 | 4238 | 754.9505 | 609.4854 | 1333.3333 | 17 | 0 | 0 | 0 | 0 | 0 | 2714.7692 | 4238 | 754.9505 | 609.4854 | 1333.3333 | 0 | 0 | 0 | 0 | 0 | 0 | 2697.7692
4241 | 81.7757 | 74.1528 | 74.1528 | 43.1364 | 37.9417 | 44.4024 | 27.5162 | 27.5162 | 27.5162 | 4241 | 883.9312 | 883.9312 | 883.9312 | 1036.9193 | 1036.9193 | 1036.9193 | 1172.9087 | 1172.9087 | 1172.9087 | 4239 | 583.1683 | 0 | 783.2302 | 0 | 0 | 0 | 0 | 1366.3986 |  | 4239 | 583.1683 | 0 | 783.2302 | 0 | 0 | 0 | 0 | 1366.3986 | 4239 | 583.1683 | 0 | 783.2302 | 0 | 0 | 0 | 0 | 1366.3986 | 4239 | 613.8614 | 319.8789 | 846.7354 | 0 | 0 | 0 | 0 | 1780.4757 | 4239 | 613.8614 | 319.8789 | 846.7354 | 0 | 0 | 0 | 0 | 1780.4757 | 4239 | 613.8614 | 319.8789 | 846.7354 | 0 | 0 | 0 | 0 | 1780.4757 | 4239 | 624.0924 | 639.7578 | 1058.4192 | 0 | 0 | 0 | 0 | 0 | 0 | 2322.2695 | 4239 | 624.0924 | 639.7578 | 1058.4192 | 17 | 0 | 0 | 0 | 0 | 0 | 2339.2695 | 4239 | 624.0924 | 639.7578 | 1058.4192 | 0 | 0 | 0 | 0 | 0 | 0 | 2322.2695
4242 | 84.704 | 74.1528 | 74.1528 | 58.122 | 58.122 | 58.122 | 61.0518 | 42.0841 | 45.8157 | 4242 | 867.2742 | 867.2742 | 867.2742 | 1017.3794 | 1017.3794 | 1017.3794 | 1150.8062 | 1150.8062 | 1150.8062 | 4240 | 498.5149 | 0 | 493.3333 | 0 | 0 | 0 | 0 | 991.8482 |  | 4240 | 498.5149 | 0 | 493.3333 | 0 | 0 | 0 | 0 | 991.8482 | 4240 | 498.5149 | 0 | 493.3333 | 0 | 0 | 0 | 0 | 991.8482 | 4240 | 524.7525 | 313.8244 | 533.3333 | 0 | 0 | 0 | 0 | 1371.9102 | 4240 | 524.7525 | 313.8244 | 533.3333 | 0 | 0 | 0 | 0 | 1371.9102 | 4240 | 524.7525 | 313.8244 | 533.3333 | 0 | 0 | 0 | 0 | 1371.9102 | 4240 | 533.4983 | 627.6488 | 666.6667 | 0 | 0 | 0 | 0 | 0 | 0 | 1827.8139 | 4240 | 533.4983 | 627.6488 | 666.6667 | 17 | 0 | 0 | 0 | 0 | 0 | 1844.8139 | 4240 | 533.4983 | 627.6488 | 666.6667 | 0 | 0 | 0 | 0 | 0 | 0 | 1827.8139
4243 | 84.704 | 74.1528 | 74.1528 | 85.7479 | 60.8513 | 78.6506 | 66.3248 | 42.0841 | 45.8157 | 4243 | 826.187 | 826.187 | 826.187 | 969.1809 | 969.1809 | 969.1809 | 1096.2866 | 1096.2866 | 1096.2866 | 4241 | 376.2376 | 0 | 228.866 | 0 | 0 | 0 | 150 | 755.1036 |  | 4241 | 376.2376 | 0 | 228.866 | 0 | 0 | 0 | 150 | 755.1036 | 4241 | 376.2376 | 0 | 228.866 | 0 | 0 | 0 | 150 | 755.1036 | 4241 | 396.0396 | 291.6246 | 247.4227 | 0 | 0 | 0 | 0 | 935.0869 | 4241 | 396.0396 | 291.6246 | 247.4227 | 0 | 0 | 0 | 0 | 935.0869 | 4241 | 396.0396 | 291.6246 | 247.4227 | 0 | 0 | 0 | 0 | 935.0869 | 4241 | 402.6403 | 583.2492 | 309.2784 | 0 | 0 | 0 | 0 | 0 | 0 | 1295.1679 | 4241 | 402.6403 | 583.2492 | 309.2784 | 17 | 0 | 0 | 0 | 0 | 0 | 1312.1679 | 4241 | 402.6403 | 583.2492 | 309.2784 | 0 | 0 | 0 | 0 | 0 | 0 | 1295.1679
4244 | 84.704 | 74.1528 | 74.1528 | 85.7479 | 60.8513 | 78.6506 | 66.3248 | 42.0841 | 45.8157 | 4244 | 781.7683 | 781.7683 | 781.7683 | 917.0744 | 917.0744 | 917.0744 | 1037.3464 | 1037.3464 | 1037.3464 | 4242 | 235.1485 | 0 | 96.6323 | 0 | 0 | 0 | 150 | 481.7808 |  | 4242 | 235.1485 | 0 | 96.6323 | 0 | 0 | 0 | 0 | 331.7808 | 4242 | 235.1485 | 0 | 96.6323 | 0 | 0 | 0 | 19.4934 | 351.2742 | 4242 | 247.5248 | 280.5247 | 104.4674 | 0 | 0 | 0 | 0 | 632.5168 | 4242 | 247.5248 | 280.5247 | 104.4674 | 0 | 0 | 0 | 0 | 632.5168 | 4242 | 247.5248 | 280.5247 | 104.4674 | 0 | 0 | 0 | 0 | 632.5168 | 4242 | 251.6502 | 561.0494 | 130.5842 | 0 | 0 | 0 | 0 | 0 | 0 | 943.2838 | 4242 | 251.6502 | 561.0494 | 130.5842 | 17 | 0 | 0 | 0 | 0 | 0 | 960.2838 | 4242 | 251.6502 | 561.0494 | 130.5842 | 0 | 0 | 0 | 0 | 0 | 0 | 943.2838
4245 | 84.704 | 74.1528 | 74.1528 | 85.7479 | 60.8513 | 78.6506 | 66.3248 | 42.0841 | 45.8157 | 4245 | 762.8904 | 762.8904 | 762.8904 | 894.9291 | 894.9291 | 894.9291 | 1012.2969 | 1012.2969 | 1012.2969 | 4243 | 178.7129 | 0 | 40.6873 | 0 | 0 | 0 | 150 | 369.4002 |  | 4243 | 178.7129 | 0 | 40.6873 | 0 | 0 | 0 | 0 | 219.4002 | 4243 | 178.7129 | 0 | 40.6873 | 0 | 0 | 0 | 150 | 369.4002 | 4243 | 188.1188 | 282.5429 | 43.9863 | 0 | 0 | 0 | 0 | 514.648 | 4243 | 188.1188 | 282.5429 | 43.9863 | 0 | 0 | 0 | 0 | 514.648 | 4243 | 188.1188 | 282.5429 | 43.9863 | 0 | 0 | 0 | 0 | 514.648 | 4243 | 191.2541 | 565.0858 | 54.9828 | 0 | 0 | 0 | 0 | 0 | 0 | 811.3227 | 4243 | 191.2541 | 565.0858 | 54.9828 | 17 | 0 | 0 | 0 | 0 | 0 | 828.3227 | 4243 | 191.2541 | 565.0858 | 54.9828 | 0 | 0 | 0 | 0 | 0 | 0 | 811.3227
4246 | 84.704 | 74.1528 | 74.1528 | 85.7479 | 60.8513 | 78.6506 | 66.3248 | 42.0841 | 45.8157 | 4246 | 728.4659 | 728.4659 | 728.4659 | 854.5466 | 854.5466 | 854.5466 | 966.6183 | 966.6183 | 966.6183 | 4244 | 150.495 | 0 | 5.0859 | 0 | 0 | 0 | 150 | 305.581 |  | 4244 | 150.495 | 0 | 5.0859 | 0 | 0 | 0 | 0 | 155.581 | 4244 | 150.495 | 0 | 5.0859 | 0 | 0 | 0 | 150 | 305.581 | 4244 | 158.4158 | 307.7699 | 5.4983 | 0 | 0 | 0 | 0 | 471.6841 | 4244 | 158.4158 | 307.7699 | 5.4983 | 0 | 0 | 0 | 0 | 471.6841 | 4244 | 158.4158 | 307.7699 | 5.4983 | 0 | 0 | 0 | 0 | 471.6841 | 4244 | 161.0561 | 615.5399 | 6.8729 | 0 | 0 | 0 | 0 | 0 | 0 | 783.4688 | 4244 | 161.0561 | 615.5399 | 6.8729 | 17 | 0 | 0 | 0 | 0 | 0 | 800.4688 | 4244 | 161.0561 | 615.5399 | 6.8729 | 0 | 0 | 0 | 0 | 0 | 0 | 783.4688
4247 | 84.704 | 74.1528 | 74.1528 | 85.7479 | 60.8513 | 68.8274 | 66.3248 | 42.0841 | 45.8157 | 4247 | 677.3845 | 677.3845 | 677.3845 | 794.6241 | 794.6241 | 794.6241 | 898.8371 | 898.8371 | 898.8371 | 4245 | 206.9307 | 0 | 0 | 0 | 0 | 0 | 150 | 356.9307 |  | 4245 | 206.9307 | 0 | 0 | 0 | 0 | 0 | 0 | 206.9307 | 4245 | 206.9307 | 0 | 0 | 0 | 0 | 0 | 39.9597 | 246.8904 | 4245 | 217.8218 | 324.9243 | 0 | 0 | 0 | 0 | 0 | 542.7461 | 4245 | 217.8218 | 324.9243 | 0 | 0 | 0 | 0 | 0 | 542.7461 | 4245 | 217.8218 | 324.9243 | 0 | 0 | 0 | 0 | 0 | 542.7461 | 4245 | 221.4521 | 649.8486 | 0 | 0 | 0 | 0 | 0 | 0 | 0 | 871.3008 | 4245 | 221.4521 | 649.8486 | 0 | 17 | 0 | 0 | 0 | 0 | 0 | 888.3008 | 4245 | 221.4521 | 649.8486 | 0 | 0 | 0 | 0 | 0 | 0 | 0 | 871.3008
4248 | 84.704 | 74.1528 | 74.1528 | 85.7479 | 60.8513 | 68.8274 | 66.3248 | 42.0841 | 45.8157 | 4248 | 647.4019 | 647.4019 | 647.4019 | 759.4522 | 759.4522 | 759.4522 | 859.0525 | 859.0525 | 859.0525 | 4246 | 272.7723 | 0 | 0 | 0 | 0 | 0 | 150 | 422.7723 |  | 4246 | 272.7723 | 0 | 0 | 0 | 0 | 0 | 11.049 | 283.8212 | 4246 | 272.7723 | 0 | 0 | 0 | 0 | 0 | 150 | 422.7723 | 4246 | 287.1287 | 339.0515 | 0 | 0 | 0 | 0 | 0 | 626.1802 | 4246 | 287.1287 | 339.0515 | 0 | 0 | 0 | 0 | 0 | 626.1802 | 4246 | 287.1287 | 339.0515 | 0 | 0 | 0 | 0 | 0 | 626.1802 | 4246 | 291.9142 | 678.1029 | 0 | 0 | 0 | 0 | 0 | 0 | 0 | 970.0171 | 4246 | 291.9142 | 678.1029 | 0 | 17 | 0 | 0 | 0 | 0 | 0 | 987.0171 | 4246 | 291.9142 | 678.1029 | 0 | 0 | 0 | 0 | 0 | 0 | 0 | 970.0171
4249 | 84.1725 | 74.1528 | 74.1528 | 85.0683 | 60.8513 | 68.8274 | 66.3248 | 42.0841 | 45.8157 | 4249 | 615.1984 | 615.1984 | 615.1984 | 721.675 | 721.675 | 721.675 | 816.3209 | 816.3209 | 816.3209 | 4247 | 282.1782 | 0 | 0 | 0 | 0 | 0 | 150 | 432.1782 |  | 4247 | 282.1782 | 0 | 0 | 0 | 0 | 0 | 0 | 282.1782 | 4247 | 282.1782 | 0 | 0 | 0 | 0 | 0 | 150 | 432.1782 | 4247 | 297.0297 | 347.1241 | 0 | 0 | 0 | 0 | 0 | 644.1538 | 4247 | 297.0297 | 347.1241 | 0 | 0 | 0 | 0 | 0 | 644.1538 | 4247 | 297.0297 | 347.1241 | 0 | 0 | 0 | 0 | 0 | 644.1538 | 4247 | 301.9802 | 694.2482 | 0 | 0 | 0 | 0 | 0 | 0 | 0 | 996.2284 | 4247 | 301.9802 | 694.2482 | 0 | 17 | 0 | 0 | 0 | 0 | 0 | 1013.2284 | 4247 | 301.9802 | 694.2482 | 0 | 0 | 0 | 0 | 0 | 0 | 0 | 996.2284
4250 | 82.7165 | 74.1528 | 74.1528 | 84.7474 | 60.8513 | 68.8274 | 66.3248 | 42.0841 | 45.8157 | 4250 | 582.9948 | 582.9948 | 582.9948 | 683.8978 | 683.8978 | 683.8978 | 773.5893 | 773.5893 | 773.5893 | 4248 | 244.5545 | 0 | 0 | 0 | 0 | 0 | 150 | 394.5545 |  | 4248 | 244.5545 | 0 | 0 | 0 | 0 | 0 | 0 | 244.5545 | 4248 | 244.5545 | 0 | 0 | 0 | 0 | 0 | 150 | 394.5545 | 4248 | 257.4257 | 344.0969 | 0 | 0 | 0 | 0 | 0 | 601.5226 | 4248 | 257.4257 | 344.0969 | 0 | 0 | 0 | 0 | 0 | 601.5226 | 4248 | 257.4257 | 344.0969 | 0 | 0 | 0 | 0 | 0 | 601.5226 | 4248 | 261.7162 | 688.1937 | 0 | 0 | 0 | 0 | 0 | 0 | 0 | 949.9099 | 4248 | 261.7162 | 688.1937 | 0 | 17 | 0 | 0 | 0 | 0 | 0 | 966.9099 | 4248 | 261.7162 | 688.1937 | 0 | 0 | 0 | 0 | 0 | 0 | 0 | 949.9099
4251 | 81.5331 | 74.1528 | 74.1528 | 84.7474 | 60.8513 | 68.8274 | 66.3248 | 42.0841 | 45.8157 | 4251 | 586.3262 | 586.3262 | 586.3262 | 687.8058 | 687.8058 | 687.8058 | 778.0098 | 778.0098 | 778.0098 | 4249 | 188.1188 | 0 | 0 | 0 | 0 | 0 | 150 | 338.1188 |  | 4249 | 188.1188 | 0 | 0 | 0 | 0 | 0 | 0 | 188.1188 | 4249 | 188.1188 | 0 | 0 | 0 | 0 | 0 | 150 | 338.1188 | 4249 | 198.0198 | 330.9788 | 0 | 0 | 0 | 0 | 0 | 528.9986 | 4249 | 198.0198 | 330.9788 | 0 | 0 | 0 | 0 | 0 | 528.9986 | 4249 | 198.0198 | 330.9788 | 0 | 0 | 0 | 0 | 0 | 528.9986 | 4249 | 201.3201 | 661.9576 | 0 | 0 | 0 | 0 | 0 | 0 | 0 | 863.2778 | 4249 | 201.3201 | 661.9576 | 0 | 17 | 0 | 0 | 0 | 0 | 0 | 880.2778 | 4249 | 201.3201 | 661.9576 | 0 | 0 | 0 | 0 | 0 | 0 | 0 | 863.2778
4252 | 79.9023 | 74.1528 | 74.1528 | 80.6249 | 60.8513 | 68.8274 | 66.3248 | 42.0841 | 45.8157 | 4252 | 621.8612 | 621.8612 | 621.8612 | 729.491 | 729.491 | 729.491 | 825.1619 | 825.1619 | 825.1619 | 4250 | 206.9307 | 0 | 10.1718 | 0 | 0 | 0 | 150 | 367.1025 |  | 4250 | 206.9307 | 0 | 10.1718 | 0 | 0 | 0 | 0 | 217.1025 | 4250 | 206.9307 | 0 | 10.1718 | 0 | 0 | 0 | 150 | 367.1025 | 4250 | 217.8218 | 332.997 | 10.9966 | 0 | 0 | 0 | 0 | 561.8153 | 4250 | 217.8218 | 332.997 | 10.9966 | 0 | 0 | 0 | 0 | 561.8153 | 4250 | 217.8218 | 332.997 | 10.9966 | 0 | 0 | 0 | 0 | 561.8153 | 4250 | 221.4521 | 665.9939 | 13.7457 | 0 | 0 | 0 | 0 | 0 | 0 | 901.1918 | 4250 | 221.4521 | 665.9939 | 13.7457 | 17 | 0 | 0 | 0 | 0 | 0 | 918.1918 | 4250 | 221.4521 | 665.9939 | 13.7457 | 0 | 0 | 0 | 0 | 0 | 0 | 901.1918
4253 | 72.723 | 72.723 | 72.723 | 60.5489 | 60.5489 | 60.5489 | 33.0288 | 33.0288 | 33.0288 | 4253 | 676.274 | 676.274 | 676.274 | 793.3214 | 793.3214 | 793.3214 | 897.3636 | 897.3636 | 897.3636 | 4251 | 225.7426 | 0 | 50.8591 | 0 | 0 | 0 | 150 | 426.6017 |  | 4251 | 225.7426 | 0 | 50.8591 | 0 | 0 | 0 | 0 | 276.6017 | 4251 | 225.7426 | 0 | 50.8591 | 0 | 0 | 0 | 0 | 276.6017 | 4251 | 237.6238 | 338.0424 | 54.9828 | 0 | 0 | 0 | 0 | 630.649 | 4251 | 237.6238 | 338.0424 | 54.9828 | 0 | 0 | 0 | 0 | 630.649 | 4251 | 237.6238 | 338.0424 | 54.9828 | 0 | 0 | 0 | 0 | 630.649 | 4251 | 241.5842 | 676.0848 | 68.7285 | 0 | 0 | 0 | 0 | 0 | 0 | 986.3974 | 4251 | 241.5842 | 676.0848 | 68.7285 | 17 | 0 | 0 | 0 | 0 | 0 | 1003.3974 | 4251 | 241.5842 | 676.0848 | 68.7285 | 0 | 0 | 0 | 0 | 0 | 0 | 986.3974
4254 | 54.7624 | 54.7624 | 54.7624 | 36.2688 | 36.2869 | 38.0436 | 27.5162 | 27.5162 | 27.5162 | 4254 | 724.0241 | 724.0241 | 724.0241 | 849.3359 | 849.3359 | 849.3359 | 960.7243 | 960.7243 | 960.7243 | 4252 | 188.1188 | 0 | 127.1478 | 0 | 0 | 0 | 150 | 465.2666 |  | 4252 | 188.1188 | 0 | 127.1478 | 0 | 0 | 0 | 0 | 315.2666 | 4252 | 188.1188 | 0 | 127.1478 | 0 | 0 | 0 | 0 | 315.2666 | 4252 | 198.0198 | 304.7427 | 137.457 | 0 | 0 | 0 | 0 | 640.2195 | 4252 | 198.0198 | 304.7427 | 137.457 | 0 | 0 | 0 | 0 | 640.2195 | 4252 | 198.0198 | 304.7427 | 137.457 | 0 | 0 | 0 | 0 | 640.2195 | 4252 | 201.3201 | 609.4854 | 171.8213 | 0 | 0 | 0 | 0 | 0 | 0 | 982.6268 | 4252 | 201.3201 | 609.4854 | 171.8213 | 17 | 0 | 0 | 0 | 0 | 0 | 999.6268 | 4252 | 201.3201 | 609.4854 | 171.8213 | 0 | 0 | 0 | 0 | 0 | 0 | 982.6268
4255 | 40.8115 | 40.8115 | 40.8115 | 33.7753 | 33.8141 | 33.7753 | 25.4103 | 25.4103 | 25.4103 | 4255 | 1156.4077 | 1156.4077 | 1156.4077 | 1356.5551 | 892.3238 | 968.1427 | 1009.3499 | 1009.3499 | 1009.3499 | 4253 | 122.2772 | 0 | 269.5533 | 0 | 0 | 0 | 0 | 391.8305 |  | 4253 | 122.2772 | 0 | 269.5533 | 0 | 0 | 0 | 0 | 391.8305 | 4253 | 122.2772 | 0 | 269.5533 | 0 | 0 | 0 | 0 | 391.8305 | 4253 | 128.7129 | 280.5247 | 291.4089 | 0 | 0 | 0 | 0 | 700.6465 | 4253 | 128.7129 | 280.5247 | 291.4089 | 0 | 0 | 0 | 0 | 700.6465 | 4253 | 128.7129 | 280.5247 | 291.4089 | 0 | 0 | 0 | 0 | 700.6465 | 4253 | 130.8581 | 561.0494 | 364.2612 | 0 | 0 | 0 | 0 | 0 | 0 | 1056.1687 | 4253 | 130.8581 | 561.0494 | 364.2612 | 17 | 0 | 0 | 0 | 0 | 0 | 1073.1687 | 4253 | 130.8581 | 561.0494 | 364.2612 | 0 | 0 | 0 | 0 | 0 | 0 | 1056.1687
4256 | 29.4202 | 29.4202 | 29.4202 | 31.3356 | 31.3356 | 31.3356 | 21.7964 | 22.3877 | 22.3899 | 4256 | 1204.1577 | 1204.1577 | 1204.1577 | 1412.5696 | 1412.5696 | 1412.5696 | 1274.6989 | 1597.8247 | 1396.7637 | 4254 | 178.7129 | 0 | 462.8179 | 0 | 0 | 0 | 0 | 641.5307 |  | 4254 | 178.7129 | 0 | 462.8179 | 0 | 0 | 0 | 0 | 641.5307 | 4254 | 178.7129 | 0 | 462.8179 | 0 | 0 | 0 | 0 | 641.5307 | 4254 | 188.1188 | 269.4248 | 500.3436 | 0 | 0 | 0 | 0 | 957.8873 | 4254 | 188.1188 | 269.4248 | 500.3436 | 0 | 0 | 0 | 0 | 957.8873 | 4254 | 188.1188 | 269.4248 | 500.3436 | 0 | 0 | 0 | 0 | 957.8873 | 4254 | 191.2541 | 538.8496 | 625.4296 | 0 | 0 | 0 | 0 | 0 | 0 | 1355.5333 | 4254 | 191.2541 | 538.8496 | 625.4296 | 17 | 0 | 0 | 0 | 0 | 0 | 1372.5333 | 4254 | 191.2541 | 538.8496 | 625.4296 | 0 | 0 | 0 | 0 | 0 | 0 | 1355.5333
4257 | 20.9838 | 20.9838 | 20.9838 | 20.9838 | 31.0073 | 31.0073 | 14.9898 | 16.2384 | 16.2384 | 4257 | 1241.9136 | 1241.9136 | 1241.9136 | 1456.8602 | 1456.8602 | 1456.8602 | 1647.9238 | 1647.9238 | 1647.9238 | 4255 | 244.5545 | 0 | 732.3711 | 0 | 0 | 0 | 0 | 976.9256 |  | 4255 | 244.5545 | 0 | 732.3711 | 0 | 0 | 0 | 0 | 976.9256 | 4255 | 244.5545 | 0 | 732.3711 | 0 | 0 | 0 | 0 | 976.9256 | 4255 | 257.4257 | 266.3976 | 791.7526 | 0 | 0 | 0 | 0 | 1315.5759 | 4255 | 257.4257 | 266.3976 | 791.7526 | 0 | 0 | 0 | 0 | 1315.5759 | 4255 | 257.4257 | 266.3976 | 791.7526 | 0 | 0 | 0 | 0 | 1315.5759 | 4255 | 261.7162 | 532.7952 | 989.6907 | 0 | 0 | 0 | 0 | 0 | 0 | 1784.202 | 4255 | 261.7162 | 532.7952 | 989.6907 | 17 | 0 | 0 | 0 | 0 | 0 | 1801.202 | 4255 | 261.7162 | 532.7952 | 989.6907 | 0 | 0 | 0 | 0 | 0 | 0 | 1784.202
4258 | 18.6145 | 18.6145 | 18.6145 | 17.012 | 30.864 | 30.864 | 2.1668 | 2.3567 | 2.3567 | 4258 | 1237.4717 | 1237.4717 | 1237.4717 | 1451.6495 | 1451.6495 | 1451.6495 | 1642.0298 | 1642.0298 | 1642.0298 | 4256 | 263.3663 | 0 | 940.8935 | 0 | 0 | 0 | 0 | 1204.2598 |  | 4256 | 263.3663 | 0 | 940.8935 | 0 | 0 | 0 | 0 | 1204.2598 | 4256 | 263.3663 | 0 | 940.8935 | 0 | 0 | 0 | 0 | 1204.2598 | 4256 | 277.2277 | 261.3522 | 1017.1821 | 0 | 0 | 0 | 0 | 1555.762 | 4256 | 277.2277 | 261.3522 | 1017.1821 | 0 | 0 | 0 | 0 | 1555.762 | 4256 | 277.2277 | 261.3522 | 1017.1821 | 0 | 0 | 0 | 0 | 1555.762 | 4256 | 281.8482 | 522.7043 | 1271.4777 | 0 | 0 | 0 | 0 | 0 | 0 | 2076.0302 | 4256 | 281.8482 | 522.7043 | 1271.4777 | 17 | 0 | 0 | 0 | 0 | 0 | 2093.0302 | 4256 | 281.8482 | 522.7043 | 1271.4777 | 0 | 0 | 0 | 0 | 0 | 0 | 2076.0302
4259 | 17.8837 | 17.8837 | 15.4801 | 14.9898 | 18.6145 | 14.0926 | 0.01 | 0.01 | 0.01 | 4259 | 1238.5822 | 1238.5822 | 1238.5822 | 1452.9522 | 1452.9522 | 1452.9522 | 1643.5033 | 1643.5033 | 1643.5033 | 4257 | 291.5842 | 0 | 986.6667 | 0 | 0 | 0 | 0 | 1278.2508 |  | 4257 | 291.5842 | 0 | 986.6667 | 0 | 0 | 0 | 0 | 1278.2508 | 4257 | 291.5842 | 0 | 986.6667 | 0 | 0 | 0 | 0 | 1278.2508 | 4257 | 306.9307 | 261.3522 | 1066.6667 | 0 | 0 | 0 | 0 | 1634.9495 | 4257 | 306.9307 | 261.3522 | 1066.6667 | 0 | 0 | 0 | 0 | 1634.9495 | 4257 | 306.9307 | 261.3522 | 1066.6667 | 0 | 0 | 0 | 0 | 1634.9495 | 4257 | 312.0462 | 522.7043 | 1333.3333 | 0 | 0 | 0 | 0 | 0 | 0 | 2168.0839 | 4257 | 312.0462 | 522.7043 | 1333.3333 | 17 | 0 | 0 | 0 | 0 | 0 | 2185.0839 | 4257 | 312.0462 | 522.7043 | 1333.3333 | 0 | 0 | 0 | 0 | 0 | 0 | 2168.0839
4260 | 17.8837 | 17.8837 | 15.4801 | 14.9898 | 18.6145 | 14.0926 | 0.01 | 0.01 | 0.01 | 4260 | 1216.3729 | 1216.3729 | 1216.3729 | 1426.8989 | 1426.8989 | 1426.8989 | 1614.0332 | 1614.0332 | 1614.0332 | 4258 | 272.7723 | 0 | 1012.0962 | 0 | 0 | 0 | 0 | 1284.8685 |  | 4258 | 272.7723 | 0 | 1012.0962 | 0 | 0 | 0 | 0 | 1284.8685 | 4258 | 272.7723 | 0 | 1012.0962 | 0 | 0 | 0 | 0 | 1284.8685 | 4258 | 287.1287 | 257.3158 | 1094.1581 | 0 | 0 | 0 | 0 | 1638.6026 | 4258 | 287.1287 | 257.3158 | 1094.1581 | 0 | 0 | 0 | 0 | 1638.6026 | 4258 | 287.1287 | 257.3158 | 1094.1581 | 0 | 0 | 0 | 0 | 1638.6026 | 4258 | 291.9142 | 514.6317 | 1367.6976 | 0 | 0 | 0 | 0 | 0 | 0 | 2174.2435 | 4258 | 291.9142 | 514.6317 | 1367.6976 | 17 | 0 | 0 | 0 | 0 | 0 | 2191.2435 | 4258 | 291.9142 | 514.6317 | 1367.6976 | 0 | 0 | 0 | 0 | 0 | 0 | 2174.2435
4261 | 17.8837 | 18.6145 | 18.6145 | 14.9898 | 18.6145 | 14.0926 | 0.01 | 0.01 | 0.01 | 4261 | 1227.4775 | 1227.4775 | 1227.4775 | 1439.9255 | 1439.9255 | 1439.9255 | 1628.7682 | 1628.7682 | 1628.7682 | 4259 | 338.6139 | 0 | 1068.0412 | 0 | 0 | 0 | 0 | 1406.6551 |  | 4259 | 338.6139 | 0 | 1068.0412 | 0 | 0 | 0 | 0 | 1406.6551 | 4259 | 338.6139 | 0 | 1068.0412 | 0 | 0 | 0 | 0 | 1406.6551 | 4259 | 356.4356 | 252.2704 | 1154.6392 | 0 | 0 | 0 | 0 | 1763.3453 | 4259 | 356.4356 | 252.2704 | 1154.6392 | 0 | 0 | 0 | 0 | 1763.3453 | 4259 | 356.4356 | 252.2704 | 1154.6392 | 0 | 0 | 0 | 0 | 1763.3453 | 4259 | 362.3762 | 504.5409 | 1443.299 | 0 | 0 | 0 | 0 | 0 | 0 | 2310.2161 | 4259 | 362.3762 | 504.5409 | 1443.299 | 17 | 0 | 0 | 0 | 0 | 0 | 2327.2161 | 4259 | 362.3762 | 504.5409 | 1443.299 | 0 | 0 | 0 | 0 | 0 | 0 | 2310.2161
4262 | 20.9838 | 20.9838 | 20.9838 | 18.6145 | 18.6145 | 18.6145 | 2.3567 | 3.0198 | 3.0198 | 4262 | 1239.6926 | 1239.6926 | 1239.6926 | 1454.2548 | 1454.2548 | 1454.2548 | 1644.9768 | 1644.9768 | 1644.9768 | 4260 | 366.8317 | 0 | 1001.9244 | 0 | 0 | 0 | 0 | 1368.7561 |  | 4260 | 366.8317 | 0 | 1001.9244 | 0 | 0 | 0 | 0 | 1368.7561 | 4260 | 366.8317 | 0 | 1001.9244 | 0 | 0 | 0 | 0 | 1368.7561 | 4260 | 386.1386 | 251.2614 | 1083.1615 | 0 | 0 | 0 | 0 | 1720.5615 | 4260 | 386.1386 | 251.2614 | 1083.1615 | 0 | 0 | 0 | 0 | 1720.5615 | 4260 | 386.1386 | 251.2614 | 1083.1615 | 0 | 0 | 0 | 0 | 1720.5615 | 4260 | 392.5743 | 502.5227 | 1353.9519 | 0 | 0 | 0 | 0 | 0 | 0 | 2249.0489 | 4260 | 392.5743 | 502.5227 | 1353.9519 | 17 | 0 | 0 | 0 | 0 | 0 | 2266.0489 | 4260 | 392.5743 | 502.5227 | 1353.9519 | 0 | 0 | 0 | 0 | 0 | 0 | 2249.0489
4263 | 22.3899 | 22.8974 | 22.8974 | 22.3899 | 22.3899 | 22.3899 | 14.9898 | 17.012 | 17.012 | 4263 | 1260.7915 | 1260.7915 | 1260.7915 | 1479.0054 | 1479.0054 | 1479.0054 | 1672.9733 | 1672.9733 | 1672.9733 | 4261 | 395.0495 | 0 | 930.7216 | 0 | 0 | 0 | 0 | 1325.7712 |  | 4261 | 395.0495 | 0 | 930.7216 | 0 | 0 | 0 | 0 | 1325.7712 | 4261 | 395.0495 | 0 | 930.7216 | 0 | 0 | 0 | 0 | 1325.7712 | 4261 | 415.8416 | 257.3158 | 1006.1856 | 0 | 0 | 0 | 0 | 1679.343 | 4261 | 415.8416 | 257.3158 | 1006.1856 | 0 | 0 | 0 | 0 | 1679.343 | 4261 | 415.8416 | 257.3158 | 1006.1856 | 0 | 0 | 0 | 0 | 1679.343 | 4261 | 88.8893 | 514.6317 | 1257.732 | 0 | 0 | 0 | 0 | 0 | 0 | 1861.253 | 4261 | 422.7723 | 514.6317 | 1257.732 | 17 | 0 | 0 | 0 | 0 | 0 | 2212.1359 | 4261 | 422.7723 | 514.6317 | 1257.732 | 0 | 0 | 0 | 0 | 0 | 0 | 2195.1359
4264 | 40.8115 | 44.6953 | 44.7909 | 31.3356 | 31.3356 | 31.3356 | 21.7964 | 22.3877 | 22.3899 | 4264 | 1279.6694 | 1279.6694 | 1279.6694 | 1501.1507 | 1501.1507 | 1501.1507 | 1698.0229 | 1698.0229 | 1698.0229 | 4262 | 442.0792 | 0 | 849.3471 | 0 | 0 | 0 | 0 | 1291.4263 |  | 4262 | 442.0792 | 0 | 849.3471 | 0 | 0 | 0 | 0 | 1291.4263 | 4262 | 442.0792 | 0 | 849.3471 | 0 | 0 | 0 | 0 | 1291.4263 | 4262 | 465.3465 | 266.3976 | 918.2131 | 0 | 0 | 0 | 0 | 1649.9572 | 4262 | 465.3465 | 266.3976 | 918.2131 | 0 | 0 | 0 | 0 | 1649.9572 | 4262 | 465.3465 | 266.3976 | 918.2131 | 0 | 0 | 0 | 0 | 1649.9572 | 4262 | 473.1023 | 532.7952 | 1147.7663 | 0 | 0 | 0 | 0 | 0 | 0 | 2153.6638 | 4262 | 473.1023 | 532.7952 | 1147.7663 | 17 | 0 | 0 | 0 | 0 | 0 | 2170.6638 | 4262 | 473.1023 | 532.7952 | 1147.7663 | 0 | 0 | 0 | 0 | 0 | 0 | 2153.6638
4265 | 79.9023 | 70.2536 | 74.1528 | 43.1364 | 37.9417 | 44.4024 | 25.4103 | 25.4103 | 25.4103 | 4265 | 892.815 | 892.815 | 892.815 | 1047.3406 | 1047.3406 | 1047.3406 | 1184.6968 | 1184.6968 | 1184.6968 | 4263 | 404.4554 | 0 | 676.4261 | 0 | 0 | 0 | 0 | 1080.8816 |  | 4263 | 404.4554 | 0 | 676.4261 | 0 | 0 | 0 | 0 | 1080.8816 | 4263 | 404.4554 | 0 | 676.4261 | 0 | 0 | 0 | 0 | 1080.8816 | 4263 | 425.7426 | 275.4793 | 731.2715 | 0 | 0 | 0 | 0 | 1432.4934 | 4263 | 425.7426 | 275.4793 | 731.2715 | 0 | 0 | 0 | 0 | 1432.4934 | 4263 | 425.7426 | 275.4793 | 731.2715 | 0 | 0 | 0 | 0 | 1432.4934 | 4263 | 432.8383 | 550.9586 | 914.0893 | 0 | 0 | 0 | 0 | 0 | 0 | 1897.8863 | 4263 | 432.8383 | 550.9586 | 914.0893 | 17 | 0 | 0 | 0 | 0 | 0 | 1914.8863 | 4263 | 432.8383 | 550.9586 | 914.0893 | 0 | 0 | 0 | 0 | 0 | 0 | 1897.8863
4266 | 84.7706 | 70.2536 | 74.1528 | 85.2213 | 66.8332 | 78.6506 | 57.0168 | 42.0841 | 48.4156 | 4266 | 878.3789 | 878.3789 | 878.3789 | 1030.406 | 1030.406 | 1030.406 | 1165.5412 | 1165.5412 | 1165.5412 | 4264 | 385.6436 | 0 | 437.3883 | 0 | 0 | 0 | 0 | 823.0319 |  | 4264 | 385.6436 | 0 | 437.3883 | 0 | 0 | 0 | 0 | 823.0319 | 4264 | 385.6436 | 0 | 437.3883 | 0 | 0 | 0 | 0 | 823.0319 | 4264 | 405.9406 | 289.6065 | 472.8522 | 0 | 0 | 0 | 0 | 1168.3993 | 4264 | 405.9406 | 289.6065 | 472.8522 | 0 | 0 | 0 | 0 | 1168.3993 | 4264 | 405.9406 | 289.6065 | 472.8522 | 0 | 0 | 0 | 0 | 1168.3993 | 4264 | 412.7063 | 579.2129 | 591.0653 | 0 | 0 | 0 | 0 | 0 | 0 | 1582.9845 | 4264 | 412.7063 | 579.2129 | 591.0653 | 17 | 0 | 0 | 0 | 0 | 0 | 1599.9845 | 4264 | 412.7063 | 579.2129 | 591.0653 | 0 | 0 | 0 | 0 | 0 | 0 | 1582.9845
4267 | 84.7706 | 70.2536 | 74.1528 | 85.2213 | 66.8332 | 78.6506 | 63.9155 | 42.0841 | 48.4156 | 4267 | 846.1754 | 846.1754 | 846.1754 | 992.6288 | 992.6288 | 992.6288 | 1122.8096 | 1122.8096 | 1122.8096 | 4265 | 319.802 | 0 | 239.0378 | 0 | 0 | 0 | 150 | 708.8398 |  | 4265 | 319.802 | 0 | 239.0378 | 0 | 0 | 0 | 0 | 558.8398 | 4265 | 319.802 | 0 | 239.0378 | 0 | 0 | 0 | 0 | 558.8398 | 4265 | 336.6337 | 302.7245 | 258.4192 | 0 | 0 | 0 | 0 | 897.7774 | 4265 | 336.6337 | 302.7245 | 258.4192 | 0 | 0 | 0 | 0 | 897.7774 | 4265 | 336.6337 | 302.7245 | 258.4192 | 0 | 0 | 0 | 0 | 897.7774 | 4265 | 342.2442 | 605.449 | 323.0241 | 0 | 0 | 0 | 0 | 0 | 0 | 1270.7173 | 4265 | 342.2442 | 605.449 | 323.0241 | 17 | 0 | 0 | 0 | 0 | 0 | 1287.7173 | 4265 | 342.2442 | 605.449 | 323.0241 | 0 | 0 | 0 | 0 | 0 | 0 | 1270.7173
4268 | 84.7706 | 70.2536 | 74.1528 | 85.2213 | 66.8332 | 78.6506 | 63.9155 | 42.0841 | 48.4156 | 4268 | 801.7567 | 801.7567 | 801.7567 | 940.5223 | 940.5223 | 940.5223 | 1063.8695 | 1063.8695 | 1063.8695 | 4266 | 225.7426 | 0 | 96.6323 | 0 | 0 | 0 | 150 | 472.3749 |  | 4266 | 225.7426 | 0 | 96.6323 | 0 | 0 | 0 | 0 | 322.3749 | 4266 | 225.7426 | 0 | 96.6323 | 0 | 0 | 0 | 40.004 | 362.3789 | 4266 | 237.6238 | 302.7245 | 104.4674 | 0 | 0 | 0 | 0 | 644.8156 | 4266 | 237.6238 | 302.7245 | 104.4674 | 0 | 0 | 0 | 0 | 644.8156 | 4266 | 237.6238 | 302.7245 | 104.4674 | 0 | 0 | 0 | 0 | 644.8156 | 4266 | 241.5842 | 605.449 | 130.5842 | 0 | 0 | 0 | 0 | 0 | 0 | 977.6174 | 4266 | 241.5842 | 605.449 | 130.5842 | 17 | 0 | 0 | 0 | 0 | 0 | 994.6174 | 4266 | 241.5842 | 605.449 | 130.5842 | 0 | 0 | 0 | 0 | 0 | 0 | 977.6174
4269 | 84.7706 | 70.2536 | 74.1528 | 85.2213 | 66.8332 | 78.6506 | 63.9155 | 42.0841 | 48.4156 | 4269 | 771.7741 | 771.7741 | 771.7741 | 905.3504 | 905.3504 | 905.3504 | 1024.0849 | 1024.0849 | 1024.0849 | 4267 | 244.5545 | 0 | 35.6014 | 0 | 0 | 0 | 150 | 430.1558 |  | 4267 | 244.5545 | 0 | 35.6014 | 0 | 0 | 0 | 0 | 280.1558 | 4267 | 244.5545 | 0 | 35.6014 | 0 | 0 | 0 | 50.0195 | 330.1754 | 4267 | 257.4257 | 307.7699 | 38.488 | 0 | 0 | 0 | 0 | 603.6836 | 4267 | 257.4257 | 307.7699 | 38.488 | 0 | 0 | 0 | 0 | 603.6836 | 4267 | 257.4257 | 307.7699 | 38.488 | 0 | 0 | 0 | 0 | 603.6836 | 4267 | 261.7162 | 615.5399 | 48.11 | 0 | 0 | 0 | 0 | 0 | 0 | 925.366 | 4267 | 261.7162 | 615.5399 | 48.11 | 17 | 0 | 0 | 0 | 0 | 0 | 942.366 | 4267 | 261.7162 | 615.5399 | 48.11 | 0 | 0 | 0 | 0 | 0 | 0 | 925.366
4270 | 84.7706 | 70.2536 | 74.1528 | 85.2213 | 66.8332 | 78.6506 | 63.9155 | 42.0841 | 48.4156 | 4270 | 726.245 | 726.245 | 726.245 | 851.9413 | 851.9413 | 851.9413 | 963.6713 | 963.6713 | 963.6713 | 4268 | 366.8317 | 0 | 5.0859 | 0 | 0 | 0 | 150 | 521.9176 |  | 4268 | 366.8317 | 0 | 5.0859 | 0 | 0 | 0 | 0 | 371.9176 | 4268 | 366.8317 | 0 | 5.0859 | 0 | 0 | 0 | 83.775 | 455.6926 | 4268 | 386.1386 | 325.9334 | 5.4983 | 0 | 0 | 0 | 0 | 717.5703 | 4268 | 386.1386 | 325.9334 | 5.4983 | 0 | 0 | 0 | 0 | 717.5703 | 4268 | 386.1386 | 325.9334 | 5.4983 | 0 | 0 | 0 | 0 | 717.5703 | 4268 | 392.5743 | 651.8668 | 6.8729 | 0 | 0 | 0 | 0 | 0 | 0 | 1051.3139 | 4268 | 392.5743 | 651.8668 | 6.8729 | 17 | 0 | 0 | 0 | 0 | 0 | 1068.3139 | 4268 | 392.5743 | 651.8668 | 6.8729 | 0 | 0 | 0 | 0 | 0 | 0 | 1051.3139
4271 | 84.7706 | 70.2536 | 74.1528 | 85.2213 | 66.8332 | 78.6506 | 63.9155 | 42.0841 | 48.4156 | 4271 | 681.8264 | 681.8264 | 681.8264 | 799.8348 | 799.8348 | 799.8348 | 904.7311 | 904.7311 | 904.7311 | 4269 | 432.6733 | 0 | 0 | 0 | 0 | 0 | 150 | 582.6733 |  | 4269 | 432.6733 | 0 | 0 | 0 | 0 | 0 | 0 | 432.6733 | 4269 | 432.6733 | 0 | 0 | 0 | 0 | 0 | 150 | 582.6733 | 4269 | 455.4455 | 325.9334 | 0 | 0 | 0 | 0 | 0 | 781.3789 | 4269 | 455.4455 | 325.9334 | 0 | 0 | 0 | 0 | 0 | 781.3789 | 4269 | 455.4455 | 325.9334 | 0 | 0 | 0 | 0 | 0 | 781.3789 | 4269 | 463.0363 | 651.8668 | 0 | 0 | 0 | 0 | 0 | 0 | 0 | 1114.9031 | 4269 | 463.0363 | 651.8668 | 0 | 17 | 0 | 0 | 0 | 0 | 0 | 1131.9031 | 4269 | 463.0363 | 651.8668 | 0 | 0 | 0 | 0 | 0 | 0 | 0 | 1114.9031
4272 | 84.7706 | 70.2536 | 74.1528 | 85.2213 | 66.8332 | 78.6506 | 63.9155 | 42.0841 | 48.4156 | 4272 | 658.5066 | 658.5066 | 658.5066 | 772.4788 | 772.4788 | 772.4788 | 873.7875 | 873.7875 | 873.7875 | 4270 | 517.3267 | 0 | 0 | 0 | 0 | 0 | 150 | 667.3267 |  | 4270 | 517.3267 | 0 | 0 | 0 | 0 | 0 | 0 | 517.3267 | 4270 | 517.3267 | 0 | 0 | 0 | 0 | 0 | 0 | 517.3267 | 4270 | 544.5545 | 291.6246 | 0 | 0 | 0 | 0 | 0 | 836.1791 | 4270 | 544.5545 | 291.6246 | 0 | 0 | 0 | 0 | 0 | 836.1791 | 4270 | 544.5545 | 291.6246 | 0 | 0 | 0 | 0 | 0 | 836.1791 | 4270 | 553.6304 | 583.2492 | 0 | 0 | 0 | 0 | 0 | 0 | 0 | 1136.8796 | 4270 | 553.6304 | 583.2492 | 0 | 17 | 0 | 0 | 0 | 0 | 0 | 1153.8796 | 4270 | 553.6304 | 583.2492 | 0 | 0 | 0 | 0 | 0 | 0 | 0 | 1136.8796
4273 | 84.7706 | 70.2536 | 74.1528 | 85.2213 | 66.8332 | 78.6506 | 63.9155 | 42.0841 | 48.4156 | 4273 | 627.4135 | 627.4135 | 627.4135 | 736.0043 | 736.0043 | 736.0043 | 832.5295 | 832.5295 | 832.5295 | 4271 | 498.5149 | 0 | 0 | 0 | 0 | 0 | 150 | 648.5149 |  | 4271 | 498.5149 | 0 | 0 | 0 | 0 | 0 | 0 | 498.5149 | 4271 | 498.5149 | 0 | 0 | 0 | 0 | 0 | 0 | 498.5149 | 4271 | 524.7525 | 245.2069 | 0 | 0 | 0 | 0 | 0 | 769.9593 | 4271 | 524.7525 | 245.2069 | 0 | 0 | 0 | 0 | 0 | 769.9593 | 4271 | 524.7525 | 245.2069 | 0 | 0 | 0 | 0 | 0 | 769.9593 | 4271 | 533.4983 | 490.4137 | 0 | 0 | 0 | 0 | 0 | 0 | 0 | 1023.9121 | 4271 | 533.4983 | 490.4137 | 0 | 17 | 0 | 0 | 0 | 0 | 0 | 1040.9121 | 4271 | 533.4983 | 490.4137 | 0 | 0 | 0 | 0 | 0 | 0 | 0 | 1023.9121
4274 | 84.7706 | 70.2536 | 74.1528 | 85.2213 | 66.8332 | 78.6506 | 63.9155 | 42.0841 | 48.4156 | 4274 | 607.4251 | 607.4251 | 607.4251 | 712.5564 | 712.5564 | 712.5564 | 806.0064 | 806.0064 | 806.0064 | 4272 | 460.8911 | 0 | 0 | 0 | 0 | 0 | 150 | 610.8911 |  | 4272 | 460.8911 | 0 | 0 | 0 | 0 | 0 | 0 | 460.8911 | 4272 | 460.8911 | 0 | 0 | 0 | 0 | 0 | 150 | 610.8911 | 4272 | 485.1485 | 211.9072 | 0 | 0 | 0 | 0 | 0 | 697.0557 | 4272 | 485.1485 | 211.9072 | 0 | 0 | 0 | 0 | 0 | 697.0557 | 4272 | 485.1485 | 211.9072 | 0 | 0 | 0 | 0 | 0 | 697.0557 | 4272 | 493.2343 | 423.8143 | 0 | 0 | 0 | 0 | 0 | 0 | 0 | 917.0487 | 4272 | 493.2343 | 423.8143 | 0 | 17 | 0 | 0 | 0 | 0 | 0 | 934.0487 | 4272 | 493.2343 | 423.8143 | 0 | 0 | 0 | 0 | 0 | 0 | 0 | 917.0487
4275 | 84.7706 | 70.2536 | 74.1528 | 85.2213 | 66.8332 | 78.6506 | 63.9155 | 42.0841 | 48.4156 | 4275 | 639.6286 | 639.6286 | 639.6286 | 750.3336 | 750.3336 | 750.3336 | 848.738 | 848.738 | 848.738 | 4273 | 376.2376 | 0 | 0 | 0 | 0 | 0 | 150 | 526.2376 |  | 4273 | 376.2376 | 0 | 0 | 0 | 0 | 0 | 0 | 376.2376 | 4273 | 376.2376 | 0 | 0 | 0 | 0 | 0 | 0 | 376.2376 | 4273 | 396.0396 | 188.6983 | 0 | 0 | 0 | 0 | 0 | 584.7379 | 4273 | 396.0396 | 188.6983 | 0 | 0 | 0 | 0 | 0 | 584.7379 | 4273 | 396.0396 | 188.6983 | 0 | 0 | 0 | 0 | 0 | 584.7379 | 4273 | 402.6403 | 377.3966 | 0 | 0 | 0 | 0 | 0 | 0 | 0 | 780.0368 | 4273 | 402.6403 | 377.3966 | 0 | 17 | 0 | 0 | 0 | 0 | 0 | 797.0368 | 4273 | 402.6403 | 377.3966 | 0 | 0 | 0 | 0 | 0 | 0 | 0 | 780.0368
4276 | 84.7706 | 70.2536 | 74.1528 | 85.2213 | 66.8332 | 78.6506 | 63.9155 | 42.0841 | 60.2163 | 4276 | 756.2276 | 756.2276 | 756.2276 | 887.1131 | 887.1131 | 887.1131 | 1003.4559 | 1003.4559 | 1003.4559 | 4274 | 272.7723 | 0 | 10.1718 | 0 | 0 | 0 | 150 | 432.9441 |  | 4274 | 272.7723 | 0 | 10.1718 | 0 | 0 | 0 | 0 | 282.9441 | 4274 | 272.7723 | 0 | 10.1718 | 0 | 0 | 0 | 0 | 282.9441 | 4274 | 287.1287 | 163.4712 | 10.9966 | 0 | 0 | 0 | 0 | 461.5965 | 4274 | 287.1287 | 163.4712 | 10.9966 | 0 | 0 | 0 | 0 | 461.5965 | 4274 | 287.1287 | 163.4712 | 10.9966 | 0 | 0 | 0 | 0 | 461.5965 | 4274 | 291.9142 | 326.9425 | 13.7457 | 0 | 0 | 0 | 0 | 0 | 0 | 632.6024 | 4274 | 291.9142 | 326.9425 | 13.7457 | 17 | 0 | 0 | 0 | 0 | 0 | 649.6024 | 4274 | 291.9142 | 326.9425 | 13.7457 | 0 | 0 | 0 | 0 | 0 | 0 | 632.6024
4277 | 84.7706 | 70.2536 | 74.1528 | 85.2213 | 66.8332 | 78.6506 | 63.9155 | 42.0841 | 48.4156 | 4277 | 877.2684 | 877.2684 | 877.2684 | 1029.1034 | 1029.1034 | 1029.1034 | 1164.0677 | 1164.0677 | 1164.0677 | 4275 | 197.5248 | 0 | 50.8591 | 0 | 0 | 0 | 150 | 398.3839 |  | 4275 | 197.5248 | 0 | 50.8591 | 0 | 0 | 0 | 0 | 248.3839 | 4275 | 197.5248 | 0 | 50.8591 | 0 | 0 | 0 | 150 | 398.3839 | 4275 | 207.9208 | 135.217 | 54.9828 | 0 | 0 | 0 | 0 | 398.1206 | 4275 | 207.9208 | 135.217 | 54.9828 | 0 | 0 | 0 | 0 | 398.1206 | 4275 | 207.9208 | 135.217 | 54.9828 | 0 | 0 | 0 | 0 | 398.1206 | 4275 | 211.3861 | 270.4339 | 68.7285 | 0 | 0 | 0 | 0 | 0 | 0 | 550.5486 | 4275 | 211.3861 | 270.4339 | 68.7285 | 17 | 0 | 0 | 0 | 0 | 0 | 567.5486 | 4275 | 211.3861 | 270.4339 | 68.7285 | 0 | 0 | 0 | 0 | 0 | 0 | 550.5486
4278 | 80.702 | 70.2536 | 74.1528 | 43.5203 | 42.7871 | 52.3591 | 37.831 | 37.831 | 37.831 | 4278 | 964.9953 | 964.9953 | 964.9953 | 1132.0137 | 1132.0137 | 1132.0137 | 1280.4745 | 1280.4745 | 1280.4745 | 4276 | 141.0891 | 0 | 111.89 | 0 | 0 | 0 | 150 | 402.9791 |  | 4276 | 141.0891 | 0 | 111.89 | 0 | 0 | 0 | 0 | 252.9791 | 4276 | 141.0891 | 0 | 111.89 | 0 | 0 | 0 | 0 | 252.9791 | 4276 | 148.5149 | 104.9445 | 120.9622 | 0 | 0 | 0 | 0 | 374.4216 | 4276 | 148.5149 | 104.9445 | 120.9622 | 0 | 0 | 0 | 0 | 374.4216 | 4276 | 148.5149 | 104.9445 | 120.9622 | 0 | 0 | 0 | 0 | 374.4216 | 4276 | 150.9901 | 209.889 | 151.2027 | 0 | 0 | 0 | 0 | 0 | 0 | 512.0818 | 4276 | 150.9901 | 209.889 | 151.2027 | 17 | 0 | 0 | 0 | 0 | 0 | 529.0818 | 4276 | 150.9901 | 209.889 | 151.2027 | 0 | 0 | 0 | 0 | 0 | 0 | 512.0818
4279 | 40.8115 | 44.8505 | 44.9462 | 37.0026 | 36.9825 | 37.107 | 25.5647 | 25.4103 | 27.5162 | 4279 | 996.0883 | 1391.8265 | 1391.8265 | 1168.4882 | 1168.4882 | 1168.4882 | 1321.7326 | 1321.7326 | 1321.7326 | 4277 | 141.0891 | 0 | 279.7251 | 0 | 0 | 0 | 150 | 570.8142 |  | 4277 | 141.0891 | 0 | 279.7251 | 0 | 0 | 0 | 0 | 420.8142 | 4277 | 141.0891 | 0 | 279.7251 | 0 | 0 | 0 | 150 | 570.8142 | 4277 | 148.5149 | 86.781 | 302.4055 | 0 | 0 | 0 | 0 | 537.7014 | 4277 | 148.5149 | 86.781 | 302.4055 | 0 | 0 | 0 | 0 | 537.7014 | 4277 | 148.5149 | 86.781 | 302.4055 | 0 | 0 | 0 | 0 | 537.7014 | 4277 | 150.9901 | 173.5621 | 378.0069 | 0 | 0 | 0 | 0 | 0 | 0 | 702.559 | 4277 | 150.9901 | 173.5621 | 378.0069 | 17 | 0 | 0 | 0 | 0 | 0 | 719.559 | 4277 | 150.9901 | 173.5621 | 378.0069 | 0 | 0 | 0 | 0 | 0 | 0 | 702.559
4280 | 34.6322 | 44.6721 | 44.7678 | 31.3356 | 33.8141 | 33.7753 | 19.6067 | 19.8681 | 19.8681 | 4280 | 1427.3615 | 1427.3615 | 1427.3615 | 1674.4048 | 1549.2813 | 1674.4048 | 1893.9989 | 1893.9989 | 1893.9989 | 4278 | 244.5545 | 0 | 554.3643 | 0 | 0 | 0 | 150 | 948.9187 |  | 4278 | 244.5545 | 0 | 554.3643 | 0 | 0 | 0 | 0 | 798.9187 | 4278 | 244.5545 | 0 | 554.3643 | 0 | 0 | 0 | 150 | 948.9187 | 4278 | 257.4257 | 89.8083 | 599.3127 | 0 | 0 | 0 | 0 | 946.5467 | 4278 | 257.4257 | 89.8083 | 599.3127 | 0 | 0 | 0 | 0 | 946.5467 | 4278 | 257.4257 | 89.8083 | 599.3127 | 0 | 0 | 0 | 0 | 946.5467 | 4278 | 261.7162 | 179.6165 | 749.1409 | 0 | 0 | 0 | 0 | 0 | 0 | 1190.4736 | 4278 | 261.7162 | 179.6165 | 749.1409 | 17 | 0 | 0 | 0 | 0 | 0 | 1207.4736 | 4278 | 261.7162 | 179.6165 | 749.1409 | 0 | 0 | 0 | 0 | 0 | 0 | 1190.4736
4281 | 21.7964 | 32.986 | 32.986 | 22.3877 | 30.864 | 30.864 | 16.1221 | 16.1221 | 16.1221 | 4281 | 1456.2336 | 1456.2336 | 1456.2336 | 1708.274 | 1708.274 | 1708.274 | 1932.31 | 1932.31 | 1932.31 | 4279 | 366.8317 | 0 | 834.0893 | 0 | 0 | 0 | 0 | 1200.921 |  | 4279 | 366.8317 | 0 | 834.0893 | 0 | 0 | 0 | 0 | 1200.921 | 4279 | 366.8317 | 0 | 834.0893 | 0 | 0 | 0 | 0 | 1200.921 | 4279 | 386.1386 | 113.0172 | 901.7182 | 0 | 0 | 0 | 0 | 1400.874 | 4279 | 386.1386 | 113.0172 | 901.7182 | 0 | 0 | 0 | 0 | 1400.874 | 4279 | 386.1386 | 113.0172 | 901.7182 | 0 | 0 | 0 | 0 | 1400.874 | 4279 | 392.5743 | 226.0343 | 1127.1478 | 0 | 0 | 0 | 0 | 0 | 0 | 1745.7563 | 4279 | 392.5743 | 226.0343 | 1127.1478 | 17 | 0 | 0 | 0 | 0 | 0 | 1762.7563 | 4279 | 392.5743 | 226.0343 | 1127.1478 | 0 | 0 | 0 | 0 | 0 | 0 | 1745.7563
4282 | 18.6145 | 18.6145 | 18.6145 | 17.6948 | 22.3877 | 22.3877 | 0.10514 | 0.29885 | 0.10514 | 4282 | 1444.0185 | 1444.0185 | 1444.0185 | 1693.9447 | 1693.9447 | 1693.9447 | 1916.1014 | 1916.1014 | 1916.1014 | 4280 | 442.0792 | 0 | 956.1512 | 0 | 0 | 0 | 0 | 1398.2304 |  | 4280 | 442.0792 | 0 | 956.1512 | 0 | 0 | 0 | 0 | 1398.2304 | 4280 | 442.0792 | 0 | 956.1512 | 0 | 0 | 0 | 0 | 1398.2304 | 4280 | 465.3465 | 137.2351 | 1033.677 | 0 | 0 | 0 | 0 | 1636.2586 | 4280 | 465.3465 | 137.2351 | 1033.677 | 0 | 0 | 0 | 0 | 1636.2586 | 4280 | 465.3465 | 137.2351 | 1033.677 | 0 | 0 | 0 | 0 | 1636.2586 | 4280 | 473.1023 | 274.4702 | 1292.0962 | 0 | 0 | 0 | 0 | 0 | 0 | 2039.6688 | 4280 | 473.1023 | 274.4702 | 1292.0962 | 17 | 0 | 0 | 0 | 0 | 0 | 2056.6688 | 4280 | 473.1023 | 274.4702 | 1292.0962 | 0 | 0 | 0 | 0 | 0 | 0 | 2039.6688
4283 | 18.6145 | 18.6145 | 18.6145 | 14.9898 | 14.9898 | 13.6917 | 0.10514 | 0.10514 | 0.01 | 4283 | 1455.1231 | 1455.1231 | 1455.1231 | 1706.9714 | 1706.9714 | 1706.9714 | 1930.8365 | 1930.8365 | 1930.8365 | 4281 | 517.3267 | 0 | 1017.1821 | 0 | 0 | 0 | 0 | 1534.5089 |  | 4281 | 517.3267 | 0 | 1017.1821 | 0 | 0 | 0 | 0 | 1534.5089 | 4281 | 517.3267 | 0 | 1017.1821 | 0 | 0 | 0 | 0 | 1534.5089 | 4281 | 544.5545 | 158.4258 | 1099.6564 | 0 | 0 | 0 | 0 | 1802.6366 | 4281 | 544.5545 | 158.4258 | 1099.6564 | 0 | 0 | 0 | 0 | 1802.6366 | 4281 | 544.5545 | 158.4258 | 1099.6564 | 0 | 0 | 0 | 0 | 1802.6366 | 4281 | 553.6304 | 316.8517 | 1374.5704 | 0 | 0 | 0 | 0 | 0 | 0 | 2245.0525 | 4281 | 553.6304 | 316.8517 | 1374.5704 | 17 | 0 | 0 | 0 | 0 | 0 | 2262.0525 | 4281 | 553.6304 | 316.8517 | 1374.5704 | 0 | 0 | 0 | 0 | 0 | 0 | 2245.0525
4284 | 18.6145 | 18.6145 | 18.6145 | 15.5509 | 15.641 | 15.2943 | 0.10514 | 0.29885 | 0.10514 | 4284 | 1464.0069 | 1464.0069 | 1464.0069 | 1717.3927 | 1717.3927 | 1717.3927 | 1942.6245 | 1942.6245 | 1942.6245 | 4282 | 620.7921 | 0 | 1052.7835 | 0 | 0 | 0 | 0 | 1673.5756 |  | 4282 | 620.7921 | 0 | 1052.7835 | 0 | 0 | 0 | 0 | 1673.5756 | 4282 | 620.7921 | 0 | 1052.7835 | 0 | 0 | 0 | 0 | 1673.5756 | 4282 | 653.4653 | 193.7437 | 1138.1443 | 0 | 0 | 0 | 0 | 1985.3534 | 4282 | 653.4653 | 193.7437 | 1138.1443 | 0 | 0 | 0 | 0 | 1985.3534 | 4282 | 653.4653 | 193.7437 | 1138.1443 | 0 | 0 | 0 | 0 | 1985.3534 | 4282 | 664.3564 | 387.4874 | 1422.6804 | 0 | 0 | 0 | 0 | 0 | 0 | 2474.5242 | 4282 | 664.3564 | 387.4874 | 1422.6804 | 17 | 0 | 0 | 0 | 0 | 0 | 2491.5242 | 4282 | 664.3564 | 387.4874 | 1422.6804 | 0 | 0 | 0 | 0 | 0 | 0 | 2474.5242
4285 | 20.9838 | 20.9838 | 20.9838 | 17.7543 | 18.6145 | 18.6145 | 2.3567 | 3.0198 | 3.0198 | 4285 | 1466.2278 | 1466.2278 | 1466.2278 | 1719.998 | 1719.998 | 1719.998 | 1945.5715 | 1945.5715 | 1945.5715 | 4283 | 649.0099 | 0 | 1047.6976 | 0 | 0 | 0 | 0 | 1696.7075 |  | 4283 | 649.0099 | 0 | 1047.6976 | 0 | 0 | 0 | 0 | 1696.7075 | 4283 | 649.0099 | 0 | 1047.6976 | 0 | 0 | 0 | 0 | 1696.7075 | 4283 | 683.1683 | 244.1978 | 1132.646 | 0 | 0 | 0 | 0 | 2060.0121 | 4283 | 683.1683 | 244.1978 | 1132.646 | 0 | 0 | 0 | 0 | 2060.0121 | 4283 | 683.1683 | 244.1978 | 1132.646 | 0 | 0 | 0 | 0 | 2060.0121 | 4283 | 694.5545 | 488.3956 | 1415.8076 | 0 | 0 | 0 | 0 | 0 | 0 | 2598.7576 | 4283 | 694.5545 | 488.3956 | 1415.8076 | 17 | 0 | 0 | 0 | 0 | 0 | 2615.7576 | 4283 | 694.5545 | 488.3956 | 1415.8076 | 0 | 0 | 0 | 0 | 0 | 0 | 2598.7576
4286 | 22.617 | 23.4961 | 23.4961 | 22.3899 | 29.5549 | 29.5549 | 15.2943 | 16.1221 | 16.1221 | 4286 | 1457.3441 | 1457.3441 | 1457.3441 | 1709.5767 | 1709.5767 | 1709.5767 | 1933.7835 | 1933.7835 | 1933.7835 | 4284 | 611.3861 | 0 | 961.2371 | 0 | 0 | 0 | 0 | 1572.6233 |  | 4284 | 611.3861 | 0 | 961.2371 | 0 | 0 | 0 | 0 | 1572.6233 | 4284 | 611.3861 | 0 | 961.2371 | 0 | 0 | 0 | 0 | 1572.6233 | 4284 | 643.5644 | 289.6065 | 1039.1753 | 0 | 0 | 0 | 0 | 1972.3461 | 4284 | 643.5644 | 289.6065 | 1039.1753 | 0 | 0 | 0 | 0 | 1972.3461 | 4284 | 643.5644 | 289.6065 | 1039.1753 | 0 | 0 | 0 | 0 | 1972.3461 | 4284 | 654.2904 | 579.2129 | 1298.9691 | 0 | 0 | 0 | 0 | 0 | 0 | 2532.4724 | 4284 | 654.2904 | 579.2129 | 1298.9691 | 17 | 0 | 0 | 0 | 0 | 0 | 2549.4724 | 4284 | 654.2904 | 579.2129 | 1298.9691 | 0 | 0 | 0 | 0 | 0 | 0 | 2532.4724
4287 | 40.8115 | 46.3329 | 46.4743 | 33.7753 | 33.8141 | 33.7753 | 18.6145 | 18.6145 | 18.6145 | 4287 | 1120.9516 | 1046.0593 | 1066.3031 | 1691.3394 | 1606.9147 | 1233.9029 | 1913.1544 | 1913.1544 | 1913.1544 | 4285 | 611.3861 | 0 | 844.2612 | 0 | 0 | 0 | 0 | 1455.6473 |  | 4285 | 611.3861 | 0 | 844.2612 | 0 | 0 | 0 | 0 | 1455.6473 | 4285 | 611.3861 | 0 | 844.2612 | 0 | 0 | 0 | 0 | 1455.6473 | 4285 | 643.5644 | 313.8244 | 912.7148 | 0 | 0 | 0 | 0 | 1870.1036 | 4285 | 643.5644 | 313.8244 | 912.7148 | 0 | 0 | 0 | 0 | 1870.1036 | 4285 | 643.5644 | 313.8244 | 912.7148 | 0 | 0 | 0 | 0 | 1870.1036 | 4285 | 654.2904 | 627.6488 | 1140.8935 | 0 | 0 | 0 | 0 | 0 | 0 | 2422.8327 | 4285 | 654.2904 | 627.6488 | 1140.8935 | 17 | 0 | 0 | 0 | 0 | 0 | 2439.8327 | 4285 | 654.2904 | 627.6488 | 1140.8935 | 0 | 0 | 0 | 0 | 0 | 0 | 2422.8327
4288 | 74.1528 | 70.2536 | 74.1528 | 33.7753 | 36.2448 | 36.2554 | 25.4103 | 25.4103 | 25.4103 | 4288 | 1018.2977 | 1018.2977 | 1018.2977 | 1439.6314 | 1194.5415 | 1194.5415 | 1351.2027 | 1351.2027 | 1351.2027 | 4286 | 601.9802 | 0 | 691.6838 | 0 | 0 | 0 | 0 | 1293.664 |  | 4286 | 601.9802 | 0 | 691.6838 | 0 | 0 | 0 | 0 | 1293.664 | 4286 | 601.9802 | 0 | 691.6838 | 0 | 0 | 0 | 0 | 1293.664 | 4286 | 633.6634 | 313.8244 | 747.7663 | 0 | 0 | 0 | 0 | 1695.2541 | 4286 | 633.6634 | 313.8244 | 747.7663 | 0 | 0 | 0 | 0 | 1695.2541 | 4286 | 633.6634 | 313.8244 | 747.7663 | 0 | 0 | 0 | 0 | 1695.2541 | 4286 | 644.2244 | 627.6488 | 934.7079 | 0 | 0 | 0 | 0 | 0 | 0 | 2206.5812 | 4286 | 644.2244 | 627.6488 | 934.7079 | 17 | 0 | 0 | 0 | 0 | 0 | 2223.5812 | 4286 | 644.2244 | 627.6488 | 934.7079 | 0 | 0 | 0 | 0 | 0 | 0 | 2206.5812
4289 | 86.7998 | 70.2536 | 74.1528 | 45.0388 | 42.7871 | 52.3591 | 33.6914 | 33.6914 | 33.6914 | 4289 | 999.4197 | 999.4197 | 999.4197 | 1172.3962 | 1172.3962 | 1172.3962 | 1326.1531 | 1326.1531 | 1326.1531 | 4287 | 639.604 | 0 | 534.0206 | 0 | 0 | 0 | 0 | 1173.6246 |  | 4287 | 639.604 | 0 | 534.0206 | 0 | 0 | 0 | 0 | 1173.6246 | 4287 | 639.604 | 0 | 534.0206 | 0 | 0 | 0 | 0 | 1173.6246 | 4287 | 673.2673 | 302.7245 | 577.3196 | 0 | 0 | 0 | 0 | 1553.3114 | 4287 | 673.2673 | 302.7245 | 577.3196 | 0 | 0 | 0 | 0 | 1553.3114 | 4287 | 673.2673 | 302.7245 | 577.3196 | 0 | 0 | 0 | 0 | 1553.3114 | 4287 | 684.4884 | 605.449 | 721.6495 | 0 | 0 | 0 | 0 | 0 | 0 | 2011.587 | 4287 | 684.4884 | 605.449 | 721.6495 | 17 | 0 | 0 | 0 | 0 | 0 | 2028.587 | 4287 | 684.4884 | 605.449 | 721.6495 | 0 | 0 | 0 | 0 | 0 | 0 | 2011.587
4290 | 87.1912 | 70.2536 | 74.1528 | 87.6795 | 76.4595 | 87.5628 | 74.3414 | 42.0841 | 48.4156 | 4290 | 972.7685 | 972.7685 | 972.7685 | 1141.1323 | 1141.1323 | 1141.1323 | 1290.789 | 1290.789 | 1290.789 | 4288 | 601.9802 | 0 | 381.4433 | 0 | 0 | 0 | 18.8742 | 1002.2977 |  | 4288 | 601.9802 | 0 | 381.4433 | 0 | 0 | 0 | 0 | 983.4235 | 4288 | 601.9802 | 0 | 381.4433 | 0 | 0 | 0 | 18.8742 | 1002.2977 | 4288 | 633.6634 | 291.6246 | 412.3711 | 0 | 0 | 0 | 0 | 1337.6591 | 4288 | 633.6634 | 291.6246 | 412.3711 | 0 | 0 | 0 | 0 | 1337.6591 | 4288 | 633.6634 | 291.6246 | 412.3711 | 0 | 0 | 0 | 0 | 1337.6591 | 4288 | 644.2244 | 583.2492 | 515.4639 | 0 | 0 | 0 | 0 | 0 | 0 | 1742.9376 | 4288 | 644.2244 | 583.2492 | 515.4639 | 17 | 0 | 0 | 0 | 0 | 0 | 1759.9376 | 4288 | 644.2244 | 583.2492 | 515.4639 | 0 | 0 | 0 | 0 | 0 | 0 | 1742.9376
4291 | 87.1912 | 70.2536 | 74.1528 | 87.6795 | 76.4595 | 90.7143 | 74.3414 | 42.0841 | 48.4156 | 4291 | 929.4604 | 929.4604 | 929.4604 | 1090.3285 | 1090.3285 | 1090.3285 | 1233.3224 | 1233.3224 | 1233.3224 | 4289 | 498.5149 | 0 | 208.5223 | 0 | 0 | 0 | 150 | 857.0372 |  | 4289 | 498.5149 | 0 | 208.5223 | 0 | 0 | 0 | 0 | 707.0372 | 4289 | 498.5149 | 0 | 208.5223 | 0 | 0 | 0 | 0 | 707.0372 | 4289 | 524.7525 | 278.5066 | 225.4296 | 0 | 0 | 0 | 0 | 1028.6886 | 4289 | 524.7525 | 278.5066 | 225.4296 | 0 | 0 | 0 | 0 | 1028.6886 | 4289 | 524.7525 | 278.5066 | 225.4296 | 0 | 0 | 0 | 0 | 1028.6886 | 4289 | 533.4983 | 557.0131 | 281.7869 | 0 | 0 | 0 | 0 | 0 | 0 | 1372.2984 | 4289 | 533.4983 | 557.0131 | 281.7869 | 17 | 0 | 0 | 0 | 0 | 0 | 1389.2984 | 4289 | 533.4983 | 557.0131 | 281.7869 | 0 | 0 | 0 | 0 | 0 | 0 | 1372.2984
4292 | 87.1912 | 70.2536 | 74.1528 | 87.6795 | 76.4595 | 90.7143 | 74.3414 | 42.0841 | 48.4156 | 4292 | 867.2742 | 867.2742 | 867.2742 | 1017.3794 | 1017.3794 | 1017.3794 | 1150.8062 | 1150.8062 | 1150.8062 | 4290 | 376.2376 | 0 | 96.6323 | 0 | 0 | 0 | 150 | 622.8699 |  | 4290 | 376.2376 | 0 | 96.6323 | 0 | 0 | 0 | 0 | 472.8699 | 4290 | 376.2376 | 0 | 96.6323 | 0 | 0 | 0 | 150 | 622.8699 | 4290 | 396.0396 | 258.3249 | 104.4674 | 0 | 0 | 0 | 0 | 758.8319 | 4290 | 396.0396 | 258.3249 | 104.4674 | 0 | 0 | 0 | 0 | 758.8319 | 4290 | 396.0396 | 258.3249 | 104.4674 | 0 | 0 | 0 | 0 | 758.8319 | 4290 | 402.6403 | 516.6498 | 130.5842 | 0 | 0 | 0 | 0 | 0 | 0 | 1049.8743 | 4290 | 402.6403 | 516.6498 | 130.5842 | 17 | 0 | 0 | 0 | 0 | 0 | 1066.8743 | 4290 | 402.6403 | 516.6498 | 130.5842 | 0 | 0 | 0 | 0 | 0 | 0 | 1049.8743
4293 | 87.1912 | 70.2536 | 74.1528 | 87.6795 | 76.4595 | 89.8324 | 74.3414 | 42.0841 | 48.4156 | 4293 | 818.4137 | 818.4137 | 818.4137 | 960.0622 | 960.0622 | 960.0622 | 1085.972 | 1085.972 | 1085.972 | 4291 | 366.8317 | 0 | 35.6014 | 0 | 0 | 0 | 150 | 552.4331 |  | 4291 | 366.8317 | 0 | 35.6014 | 0 | 0 | 0 | 0 | 402.4331 | 4291 | 366.8317 | 0 | 35.6014 | 0 | 0 | 0 | 150 | 552.4331 | 4291 | 386.1386 | 253.2795 | 38.488 | 0 | 0 | 0 | 0 | 677.9061 | 4291 | 386.1386 | 253.2795 | 38.488 | 0 | 0 | 0 | 0 | 677.9061 | 4291 | 386.1386 | 253.2795 | 38.488 | 56.8201 | 0 | 0 | 0 | 734.7262 | 4291 | 392.5743 | 506.559 | 48.11 | 0 | 0 | 0 | 0 | 0 | 0 | 947.2433 | 4291 | 392.5743 | 506.559 | 48.11 | 17 | 0 | 0 | 0 | 0 | 0 | 964.2433 | 4291 | 392.5743 | 506.559 | 48.11 | 0 | 0 | 0 | 0 | 0 | 0 | 947.2433
4294 | 87.1912 | 70.2536 | 74.1528 | 87.6795 | 76.4595 | 87.5628 | 74.3414 | 42.0841 | 48.4156 | 4294 | 770.6637 | 770.6637 | 770.6637 | 904.0478 | 904.0478 | 904.0478 | 1022.6114 | 1022.6114 | 1022.6114 | 4292 | 319.802 | 0 | 5.0859 | 0 | 0 | 0 | 150 | 474.8879 |  | 4292 | 319.802 | 0 | 5.0859 | 0 | 0 | 0 | 0 | 324.8879 | 4292 | 319.802 | 0 | 5.0859 | 0 | 0 | 0 | 150 | 474.8879 | 4292 | 336.6337 | 276.4884 | 5.4983 | 0 | 0 | 0 | 0 | 618.6203 | 4292 | 336.6337 | 276.4884 | 5.4983 | 0 | 0 | 0 | 0 | 618.6203 | 4292 | 336.6337 | 276.4884 | 5.4983 | 0 | 0 | 0 | 0 | 618.6203 | 4292 | 342.2442 | 552.9768 | 6.8729 | 0 | 0 | 0 | 0 | 0 | 0 | 902.0939 | 4292 | 342.2442 | 552.9768 | 6.8729 | 17 | 0 | 0 | 0 | 0 | 0 | 919.0939 | 4292 | 342.2442 | 552.9768 | 6.8729 | 0 | 0 | 0 | 0 | 0 | 0 | 902.0939
4295 | 87.1912 | 70.2536 | 74.1528 | 86.5476 | 76.4595 | 78.6506 | 74.3414 | 42.0841 | 48.4156 | 4295 | 719.5822 | 719.5822 | 719.5822 | 844.1253 | 844.1253 | 844.1253 | 954.8302 | 954.8302 | 954.8302 | 4293 | 300.9901 | 0 | 0 | 0 | 0 | 0 | 150 | 450.9901 |  | 4293 | 300.9901 | 0 | 0 | 0 | 0 | 0 | 0 | 300.9901 | 4293 | 300.9901 | 0 | 0 | 0 | 0 | 0 | 150 | 450.9901 | 4293 | 316.8317 | 298.6882 | 0 | 0 | 0 | 0 | 0 | 615.5199 | 4293 | 316.8317 | 298.6882 | 0 | 0 | 0 | 0 | 0 | 615.5199 | 4293 | 316.8317 | 298.6882 | 0 | 0 | 0 | 0 | 0 | 615.5199 | 4293 | 322.1122 | 597.3764 | 0 | 0 | 0 | 0 | 0 | 0 | 0 | 919.4886 | 4293 | 322.1122 | 597.3764 | 0 | 17 | 0 | 0 | 0 | 0 | 0 | 936.4886 | 4293 | 322.1122 | 597.3764 | 0 | 0 | 0 | 0 | 0 | 0 | 0 | 919.4886
4296 | 87.1912 | 70.2536 | 74.1528 | 85.7638 | 76.4595 | 78.6506 | 74.3414 | 42.0841 | 48.4156 | 4296 | 694.0415 | 694.0415 | 694.0415 | 814.164 | 814.164 | 814.164 | 920.9397 | 920.9397 | 920.9397 | 4294 | 319.802 | 0 | 0 | 0 | 0 | 0 | 150 | 469.802 |  | 4294 | 319.802 | 0 | 0 | 0 | 0 | 0 | 0 | 319.802 | 4294 | 319.802 | 0 | 0 | 0 | 0 | 0 | 150 | 469.802 | 4294 | 336.6337 | 316.8517 | 0 | 0 | 0 | 0 | 0 | 653.4853 | 4294 | 336.6337 | 316.8517 | 0 | 0 | 0 | 0 | 0 | 653.4853 | 4294 | 336.6337 | 316.8517 | 0 | 0 | 0 | 0 | 0 | 653.4853 | 4294 | 342.2442 | 633.7033 | 0 | 0 | 0 | 0 | 0 | 0 | 0 | 975.9476 | 4294 | 342.2442 | 633.7033 | 0 | 17 | 0 | 0 | 0 | 0 | 0 | 992.9476 | 4294 | 342.2442 | 633.7033 | 0 | 0 | 0 | 0 | 0 | 0 | 0 | 975.9476
4297 | 87.1912 | 70.2536 | 74.1528 | 85.2213 | 76.4595 | 78.6506 | 74.3414 | 42.0841 | 48.4156 | 4297 | 664.0589 | 664.0589 | 664.0589 | 778.9922 | 778.9922 | 778.9922 | 881.1551 | 881.1551 | 881.1551 | 4295 | 366.8317 | 0 | 0 | 0 | 0 | 0 | 150 | 516.8317 |  | 4295 | 366.8317 | 0 | 0 | 0 | 0 | 0 | 0 | 366.8317 | 4295 | 366.8317 | 0 | 0 | 0 | 0 | 0 | 150 | 516.8317 | 4295 | 386.1386 | 330.9788 | 0 | 0 | 0 | 0 | 0 | 717.1174 | 4295 | 386.1386 | 330.9788 | 0 | 0 | 0 | 0 | 0 | 717.1174 | 4295 | 386.1386 | 330.9788 | 0 | 0 | 0 | 0 | 0 | 717.1174 | 4295 | 392.5743 | 661.9576 | 0 | 0 | 0 | 0 | 0 | 0 | 0 | 1054.5319 | 4295 | 392.5743 | 661.9576 | 0 | 17 | 0 | 0 | 0 | 0 | 0 | 1071.5319 | 4295 | 392.5743 | 661.9576 | 0 | 0 | 0 | 0 | 0 | 0 | 0 | 1054.5319
4298 | 87.1912 | 70.2536 | 74.1528 | 79.8111 | 76.4595 | 78.6506 | 74.3414 | 42.0841 | 48.4156 | 4298 | 634.0763 | 634.0763 | 634.0763 | 743.8203 | 743.8203 | 743.8203 | 841.3705 | 841.3705 | 841.3705 | 4296 | 413.8614 | 0 | 0 | 0 | 0 | 0 | 150 | 563.8614 |  | 4296 | 413.8614 | 0 | 0 | 0 | 0 | 0 | 0 | 413.8614 | 4296 | 413.8614 | 0 | 0 | 0 | 0 | 0 | 31.0801 | 444.9415 | 4296 | 435.6436 | 335.0151 | 0 | 0 | 0 | 0 | 0 | 770.6587 | 4296 | 435.6436 | 335.0151 | 0 | 0 | 0 | 0 | 0 | 770.6587 | 4296 | 435.6436 | 335.0151 | 0 | 0 | 0 | 0 | 0 | 770.6587 | 4296 | 442.9043 | 670.0303 | 0 | 0 | 0 | 0 | 0 | 0 | 0 | 1112.9346 | 4296 | 442.9043 | 670.0303 | 0 | 17 | 0 | 0 | 0 | 0 | 0 | 1129.9346 | 4296 | 442.9043 | 670.0303 | 0 | 0 | 0 | 0 | 0 | 0 | 0 | 1112.9346
4299 | 86.7998 | 70.2536 | 74.1528 | 85.0683 | 76.4595 | 78.6506 | 74.3414 | 42.0841 | 48.4156 | 4299 | 659.617 | 659.617 | 659.617 | 773.7815 | 773.7815 | 773.7815 | 875.2611 | 875.2611 | 875.2611 | 4297 | 423.2673 | 0 | 0 | 0 | 0 | 0 | 150 | 573.2673 |  | 4297 | 423.2673 | 0 | 0 | 0 | 0 | 0 | 0 | 423.2673 | 4297 | 423.2673 | 0 | 0 | 0 | 0 | 0 | 0 | 423.2673 | 4297 | 445.5446 | 317.8607 | 0 | 0 | 0 | 0 | 0 | 763.4053 | 4297 | 445.5446 | 317.8607 | 0 | 0 | 0 | 0 | 0 | 763.4053 | 4297 | 445.5446 | 317.8607 | 0 | 0 | 0 | 0 | 0 | 763.4053 | 4297 | 452.9703 | 635.7215 | 0 | 0 | 0 | 0 | 0 | 0 | 0 | 1088.6918 | 4297 | 452.9703 | 635.7215 | 0 | 17 | 0 | 0 | 0 | 0 | 0 | 1105.6918 | 4297 | 452.9703 | 635.7215 | 0 | 0 | 0 | 0 | 0 | 0 | 0 | 1088.6918
4300 | 86.0295 | 70.2536 | 74.1528 | 85.0683 | 76.4595 | 78.6506 | 74.3414 | 42.0841 | 48.4156 | 4300 | 773.9951 | 773.9951 | 773.9951 | 907.9557 | 907.9557 | 907.9557 | 1027.0319 | 1027.0319 | 1027.0319 | 4298 | 319.802 | 0 | 5.0859 | 0 | 0 | 0 | 150 | 474.8879 |  | 4298 | 319.802 | 0 | 5.0859 | 0 | 0 | 0 | 0 | 324.8879 | 4298 | 319.802 | 0 | 5.0859 | 0 | 0 | 0 | 0 | 324.8879 | 4298 | 336.6337 | 286.5792 | 5.4983 | 0 | 0 | 0 | 0 | 628.7112 | 4298 | 336.6337 | 286.5792 | 5.4983 | 0 | 0 | 0 | 0 | 628.7112 | 4298 | 336.6337 | 286.5792 | 5.4983 | 0 | 0 | 0 | 0 | 628.7112 | 4298 | 342.2442 | 573.1584 | 6.8729 | 0 | 0 | 0 | 0 | 0 | 0 | 922.2755 | 4298 | 342.2442 | 573.1584 | 6.8729 | 17 | 0 | 0 | 0 | 0 | 0 | 939.2755 | 4298 | 342.2442 | 573.1584 | 6.8729 | 0 | 0 | 0 | 0 | 0 | 0 | 922.2755
4301 | 84.704 | 70.2536 | 74.1528 | 79.8111 | 76.4595 | 78.6506 | 36.1817 | 36.1817 | 36.1817 | 4301 | 889.4836 | 889.4836 | 889.4836 | 1043.4326 | 1043.4326 | 1043.4326 | 1180.2763 | 1180.2763 | 1180.2763 | 4299 | 235.1485 | 0 | 40.6873 | 0 | 0 | 0 | 150 | 425.8358 |  | 4299 | 235.1485 | 0 | 40.6873 | 0 | 0 | 0 | 0 | 275.8358 | 4299 | 235.1485 | 0 | 40.6873 | 0 | 0 | 0 | 150 | 425.8358 | 4299 | 247.5248 | 237.1342 | 43.9863 | 0 | 0 | 0 | 0 | 528.6452 | 4299 | 247.5248 | 237.1342 | 43.9863 | 0 | 0 | 0 | 0 | 528.6452 | 4299 | 247.5248 | 237.1342 | 43.9863 | 0 | 0 | 0 | 0 | 528.6452 | 4299 | 251.6502 | 474.2684 | 54.9828 | 0 | 0 | 0 | 0 | 0 | 0 | 780.9014 | 4299 | 251.6502 | 474.2684 | 54.9828 | 17 | 0 | 0 | 0 | 0 | 0 | 797.9014 | 4299 | 251.6502 | 474.2684 | 54.9828 | 0 | 0 | 0 | 0 | 0 | 0 | 780.9014
4302 | 80.8129 | 70.2536 | 74.1528 | 42.5265 | 41.5045 | 41.4986 | 34.0097 | 30.6546 | 30.6546 | 4302 | 988.3151 | 988.3151 | 988.3151 | 1159.3696 | 1159.3696 | 1159.3696 | 1311.4181 | 1311.4181 | 1311.4181 | 4300 | 225.7426 | 0 | 111.89 | 0 | 0 | 0 | 150 | 487.6326 |  | 4300 | 225.7426 | 0 | 111.89 | 0 | 0 | 0 | 0 | 337.6326 | 4300 | 225.7426 | 0 | 111.89 | 0 | 0 | 0 | 0 | 337.6326 | 4300 | 237.6238 | 164.4803 | 120.9622 | 0 | 0 | 0 | 0 | 523.0663 | 4300 | 237.6238 | 164.4803 | 120.9622 | 0 | 0 | 0 | 0 | 523.0663 | 4300 | 237.6238 | 164.4803 | 120.9622 | 0 | 0 | 0 | 0 | 523.0663 | 4300 | 241.5842 | 328.9606 | 151.2027 | 0 | 0 | 0 | 0 | 0 | 0 | 721.7476 | 4300 | 241.5842 | 328.9606 | 151.2027 | 17 | 0 | 0 | 0 | 0 | 0 | 738.7476 | 4300 | 241.5842 | 328.9606 | 151.2027 | 0 | 0 | 0 | 0 | 0 | 0 | 721.7476
4303 | 46.3329 | 46.3329 | 49.4913 | 38.0342 | 37.9417 | 38.0342 | 29.4762 | 26.1454 | 26.3239 | 4303 | 1034.9547 | 1034.9547 | 1034.9547 | 1214.0814 | 1214.0814 | 1214.0814 | 1373.3052 | 1373.3052 | 1373.3052 | 4301 | 216.3366 | 0 | 239.0378 | 0 | 0 | 0 | 150 | 605.3744 |  | 4301 | 216.3366 | 0 | 239.0378 | 0 | 0 | 0 | 0 | 455.3744 | 4301 | 216.3366 | 0 | 239.0378 | 0 | 0 | 0 | 150 | 605.3744 | 4301 | 227.7228 | 106.9627 | 258.4192 | 0 | 0 | 0 | 0 | 593.1047 | 4301 | 227.7228 | 106.9627 | 258.4192 | 0 | 0 | 0 | 0 | 593.1047 | 4301 | 227.7228 | 106.9627 | 258.4192 | 0 | 0 | 0 | 0 | 593.1047 | 4301 | 231.5182 | 213.9253 | 323.0241 | 0 | 0 | 0 | 0 | 0 | 0 | 768.4675 | 4301 | 231.5182 | 213.9253 | 323.0241 | 17 | 0 | 0 | 0 | 0 | 0 | 785.4675 | 4301 | 231.5182 | 213.9253 | 323.0241 | 0 | 0 | 0 | 0 | 0 | 0 | 768.4675
4304 | 36.6082 | 37.6485 | 37.6485 | 31.5316 | 31.8496 | 31.8463 | 20.9838 | 22.3877 | 22.3877 | 4304 | 1434.0243 | 1434.0243 | 1434.0243 | 1682.2208 | 1682.2208 | 1682.2208 | 1902.8399 | 1902.8399 | 1902.8399 | 4302 | 282.1782 | 0 | 422.1306 | 0 | 0 | 0 | 150 | 854.3088 |  | 4302 | 282.1782 | 0 | 422.1306 | 0 | 0 | 0 | 0 | 704.3088 | 4302 | 282.1782 | 0 | 422.1306 | 0 | 0 | 0 | 150 | 854.3088 | 4302 | 297.0297 | 70.6357 | 456.3574 | 0 | 0 | 0 | 0 | 824.0228 | 4302 | 297.0297 | 70.6357 | 456.3574 | 0 | 0 | 0 | 0 | 824.0228 | 4302 | 297.0297 | 70.6357 | 456.3574 | 0 | 0 | 0 | 0 | 824.0228 | 4302 | 301.9802 | 141.2714 | 570.4467 | 0 | 0 | 0 | 0 | 0 | 0 | 1013.6984 | 4302 | 301.9802 | 141.2714 | 570.4467 | 17 | 0 | 0 | 0 | 0 | 0 | 1030.6984 | 4302 | 301.9802 | 141.2714 | 570.4467 | 0 | 0 | 0 | 0 | 0 | 0 | 1013.6984
4305 | 22.3899 | 34.6322 | 34.6322 | 30.1371 | 30.864 | 30.864 | 13.6426 | 14.8984 | 14.8984 | 4305 | 1430.6929 | 1430.6929 | 1430.6929 | 1678.3128 | 1678.3128 | 1678.3128 | 1898.4194 | 1898.4194 | 1898.4194 | 4303 | 310.396 | 0 | 635.7388 | 0 | 0 | 0 | 0 | 946.1349 |  | 4303 | 310.396 | 0 | 635.7388 | 0 | 0 | 0 | 0 | 946.1349 | 4303 | 310.396 | 0 | 635.7388 | 0 | 0 | 0 | 0 | 946.1349 | 4303 | 326.7327 | 43.3905 | 687.2852 | 0 | 0 | 0 | 0 | 1057.4084 | 4303 | 326.7327 | 43.3905 | 687.2852 | 0 | 0 | 0 | 0 | 1057.4084 | 4303 | 326.7327 | 43.3905 | 687.2852 | 0 | 0 | 0 | 0 | 1057.4084 | 4303 | 332.1782 | 86.781 | 859.1065 | 0 | 0 | 0 | 0 | 0 | 0 | 1278.0658 | 4303 | 332.1782 | 86.781 | 859.1065 | 17 | 0 | 0 | 0 | 0 | 0 | 1295.0658 | 4303 | 332.1782 | 86.781 | 859.1065 | 0 | 0 | 0 | 0 | 0 | 0 | 1278.0658
4306 | 19.0048 | 20.9838 | 19.0048 | 30.1371 | 30.1371 | 22.3877 | 1.4071 | 1.4071 | 1.4071 | 4306 | 1418.4777 | 1418.4777 | 1418.4777 | 1663.9835 | 1663.9835 | 1663.9835 | 1882.2108 | 1882.2108 | 1882.2108 | 4304 | 329.2079 | 0 | 803.5739 | 0 | 0 | 0 | 0 | 1132.7818 |  | 4304 | 329.2079 | 0 | 803.5739 | 0 | 0 | 0 | 0 | 1132.7818 | 4304 | 329.2079 | 0 | 803.5739 | 0 | 0 | 0 | 0 | 1132.7818 | 4304 | 346.5347 | 34.3088 | 868.7285 | 0 | 0 | 0 | 0 | 1249.572 | 4304 | 346.5347 | 34.3088 | 868.7285 | 0 | 0 | 0 | 0 | 1249.572 | 4304 | 346.5347 | 34.3088 | 868.7285 | 0 | 0 | 0 | 0 | 1249.572 | 4304 | 352.3102 | 68.6176 | 1085.9107 | 0 | 0 | 0 | 0 | 0 | 0 | 1506.8384 | 4304 | 352.3102 | 68.6176 | 1085.9107 | 17 | 0 | 0 | 0 | 0 | 0 | 1523.8384 | 4304 | 352.3102 | 68.6176 | 1085.9107 | 0 | 0 | 0 | 0 | 0 | 0 | 1506.8384
4307 | 19.0048 | 20.9838 | 18.6145 | 30.1371 | 30.1371 | 22.3877 | 1.4071 | 1.4071 | 1.1209 | 4307 | 1420.6987 | 1420.6987 | 1420.6987 | 1666.5888 | 1666.5888 | 1666.5888 | 1885.1578 | 1885.1578 | 1885.1578 | 4305 | 432.6733 | 0 | 945.9794 | 0 | 0 | 0 | 0 | 1378.6526 |  | 4305 | 432.6733 | 0 | 945.9794 | 0 | 0 | 0 | 0 | 1378.6526 | 4305 | 432.6733 | 0 | 945.9794 | 0 | 0 | 0 | 0 | 1378.6526 | 4305 | 455.4455 | 42.3814 | 1022.6804 | 0 | 0 | 0 | 0 | 1520.5074 | 4305 | 455.4455 | 42.3814 | 1022.6804 | 0 | 0 | 0 | 0 | 1520.5074 | 4305 | 455.4455 | 42.3814 | 1022.6804 | 0 | 0 | 0 | 0 | 1520.5074 | 4305 | 463.0363 | 84.7629 | 1278.3505 | 0 | 0 | 0 | 0 | 0 | 0 | 1826.1497 | 4305 | 463.0363 | 84.7629 | 1278.3505 | 17 | 0 | 0 | 0 | 0 | 0 | 1843.1497 | 4305 | 463.0363 | 84.7629 | 1278.3505 | 0 | 0 | 0 | 0 | 0 | 0 | 1826.1497
4308 | 19.0048 | 20.9838 | 18.6145 | 30.1371 | 30.3612 | 30.3612 | 1.4071 | 1.4071 | 1.1209 | 4308 | 1412.9254 | 1412.9254 | 1412.9254 | 1657.4702 | 1657.4702 | 1657.4702 | 1874.8433 | 1874.8433 | 1874.8433 | 4306 | 498.5149 | 0 | 1078.2131 | 0 | 0 | 0 | 0 | 1576.7279 |  | 4306 | 498.5149 | 0 | 1078.2131 | 0 | 0 | 0 | 0 | 1576.7279 | 4306 | 498.5149 | 0 | 1078.2131 | 0 | 0 | 0 | 0 | 1576.7279 | 4306 | 524.7525 | 62.5631 | 1165.6357 | 0 | 0 | 0 | 0 | 1752.9513 | 4306 | 524.7525 | 62.5631 | 1165.6357 | 0 | 0 | 0 | 0 | 1752.9513 | 4306 | 524.7525 | 62.5631 | 1165.6357 | 0 | 0 | 0 | 0 | 1752.9513 | 4306 | 533.4983 | 125.1261 | 1457.0447 | 0 | 0 | 0 | 0 | 0 | 0 | 2115.6692 | 4306 | 533.4983 | 125.1261 | 1457.0447 | 17 | 0 | 0 | 0 | 0 | 0 | 2132.6692 | 4306 | 533.4983 | 125.1261 | 1457.0447 | 0 | 0 | 0 | 0 | 0 | 0 | 2115.6692
4309 | 20.9838 | 20.9838 | 20.9838 | 30.1371 | 31.0073 | 31.0073 | 1.6113 | 2.3567 | 2.3567 | 4309 | 1405.1521 | 1405.1521 | 1405.1521 | 1648.3515 | 1648.3515 | 1648.3515 | 1864.5288 | 1864.5288 | 1864.5288 | 4307 | 564.3564 | 0 | 1169.7595 | 0 | 0 | 0 | 0 | 1734.1159 |  | 4307 | 564.3564 | 0 | 1169.7595 | 0 | 0 | 0 | 0 | 1734.1159 | 4307 | 564.3564 | 0 | 1169.7595 | 0 | 0 | 0 | 0 | 1734.1159 | 4307 | 594.0594 | 90.8174 | 1264.6048 | 0 | 0 | 0 | 0 | 1949.4816 | 4307 | 594.0594 | 90.8174 | 1264.6048 | 0 | 0 | 0 | 0 | 1949.4816 | 4307 | 594.0594 | 90.8174 | 1264.6048 | 0 | 0 | 0 | 0 | 1949.4816 | 4307 | 603.9604 | 181.6347 | 1580.756 | 0 | 0 | 0 | 0 | 0 | 0 | 2366.3511 | 4307 | 603.9604 | 181.6347 | 1580.756 | 17 | 0 | 0 | 0 | 0 | 0 | 2383.3511 | 4307 | 603.9604 | 181.6347 | 1580.756 | 0 | 0 | 0 | 0 | 0 | 0 | 2366.3511
4310 | 21.7964 | 46.3329 | 46.3329 | 33.7753 | 33.8141 | 33.7753 | 13.5572 | 19.0536 | 19.0536 | 4310 | 1396.2684 | 1395.9555 | 1396.2684 | 1546.0419 | 1637.9302 | 1637.9302 | 1852.7408 | 1852.7408 | 1852.7408 | 4308 | 639.604 | 0 | 1215.5326 | 0 | 0 | 0 | 0 | 1855.1366 |  | 4308 | 639.604 | 0 | 1215.5326 | 0 | 0 | 0 | 0 | 1855.1366 | 4308 | 639.604 | 0 | 1215.5326 | 0 | 0 | 0 | 0 | 1855.1366 | 4308 | 673.2673 | 119.0716 | 1314.0893 | 0 | 0 | 0 | 0 | 2106.4283 | 4308 | 673.2673 | 119.0716 | 1314.0893 | 0 | 0 | 0 | 0 | 2106.4283 | 4308 | 673.2673 | 119.0716 | 1314.0893 | 0 | 0 | 0 | 0 | 2106.4283 | 4308 | 684.4884 | 238.1433 | 1642.6117 | 0 | 0 | 0 | 0 | 0 | 0 | 2565.2434 | 4308 | 684.4884 | 238.1433 | 1642.6117 | 17 | 0 | 0 | 0 | 0 | 0 | 2582.2434 | 4308 | 684.4884 | 238.1433 | 1642.6117 | 0 | 0 | 0 | 0 | 0 | 0 | 2565.2434
4311 | 29.4202 | 46.3329 | 49.4913 | 33.7753 | 36.2688 | 38.0436 | 21.7964 | 22.3877 | 27.5162 | 4311 | 1395.1579 | 999.4197 | 999.4197 | 1246.7297 | 1172.3962 | 1172.3962 | 1587.4711 | 1587.4711 | 1326.1531 | 4309 | 686.6337 | 0 | 1200.2749 | 0 | 0 | 0 | 0 | 1886.9086 |  | 4309 | 686.6337 | 0 | 1200.2749 | 0 | 0 | 0 | 0 | 1886.9086 | 4309 | 686.6337 | 0 | 1200.2749 | 0 | 0 | 0 | 0 | 1886.9086 | 4309 | 722.7723 | 135.217 | 1297.5945 | 0 | 0 | 0 | 0 | 2155.5837 | 4309 | 722.7723 | 135.217 | 1297.5945 | 0 | 0 | 0 | 0 | 2155.5837 | 4309 | 722.7723 | 135.217 | 1297.5945 | 0 | 0 | 0 | 0 | 2155.5837 | 4309 | 734.8185 | 270.4339 | 1621.9931 | 0 | 0 | 0 | 0 | 0 | 0 | 2627.2455 | 4309 | 734.8185 | 270.4339 | 1621.9931 | 17 | 0 | 0 | 0 | 0 | 0 | 2644.2455 | 4309 | 734.8185 | 270.4339 | 1621.9931 | 0 | 0 | 0 | 0 | 0 | 0 | 2627.2455
4312 | 40.8115 | 46.3329 | 49.4913 | 85.2213 | 76.4595 | 78.6506 | 74.3414 | 64.8528 | 64.8528 | 4312 | 1000.5302 | 1053.0695 | 1000.5302 | 1173.6989 | 1173.6989 | 1173.6989 | 1327.6266 | 1327.6266 | 1327.6266 | 4310 | 667.8218 | 0 | 1057.8694 | 0 | 0 | 0 | 0 | 1725.6912 |  | 4310 | 667.8218 | 0 | 1057.8694 | 0 | 0 | 0 | 0 | 1725.6912 | 4310 | 667.8218 | 0 | 1057.8694 | 0 | 0 | 0 | 0 | 1725.6912 | 4310 | 702.9703 | 142.2805 | 1143.6426 | 0 | 0 | 0 | 0 | 1988.8934 | 4310 | 702.9703 | 142.2805 | 1143.6426 | 0 | 0 | 0 | 0 | 1988.8934 | 4310 | 702.9703 | 142.2805 | 1143.6426 | 0 | 0 | 0 | 0 | 1988.8934 | 4310 | 714.6865 | 284.561 | 1429.5533 | 0 | 0 | 0 | 0 | 0 | 0 | 2428.8008 | 4310 | 714.6865 | 284.561 | 1429.5533 | 17 | 0 | 0 | 0 | 0 | 0 | 2445.8008 | 4310 | 714.6865 | 284.561 | 1429.5533 | 0 | 0 | 0 | 0 | 0 | 0 | 2428.8008
4313 | 84.7706 | 70.2536 | 74.1528 | 90.7143 | 76.4595 | 78.6506 | 74.3414 | 64.8528 | 64.8528 | 4313 | 998.3093 | 998.3093 | 998.3093 | 1171.0936 | 1171.0936 | 1171.0936 | 1324.6796 | 1324.6796 | 1324.6796 | 4311 | 611.3861 | 0 | 834.0893 | 0 | 0 | 0 | 0 | 1445.4755 |  | 4311 | 611.3861 | 0 | 834.0893 | 0 | 0 | 0 | 0 | 1445.4755 | 4311 | 611.3861 | 0 | 834.0893 | 0 | 0 | 0 | 0 | 1445.4755 | 4311 | 643.5644 | 144.2987 | 901.7182 | 0 | 0 | 0 | 0 | 1689.5813 | 4311 | 643.5644 | 144.2987 | 901.7182 | 0 | 0 | 0 | 0 | 1689.5813 | 4311 | 643.5644 | 144.2987 | 901.7182 | 0 | 0 | 0 | 0 | 1689.5813 | 4311 | 654.2904 | 288.5974 | 1127.1478 | 0 | 0 | 0 | 0 | 0 | 0 | 2070.0356 | 4311 | 654.2904 | 288.5974 | 1127.1478 | 17 | 0 | 0 | 0 | 0 | 0 | 2087.0356 | 4311 | 654.2904 | 288.5974 | 1127.1478 | 0 | 0 | 0 | 0 | 0 | 0 | 2070.0356
4314 | 84.7706 | 70.2536 | 74.1528 | 90.7143 | 76.4595 | 85.2396 | 90.7143 | 64.8528 | 89.147 | 4314 | 979.4313 | 979.4313 | 979.4313 | 1148.9483 | 1148.9483 | 1148.9483 | 1299.63 | 1299.63 | 1299.63 | 4312 | 526.7327 | 0 | 528.9347 | 0 | 0 | 0 | 0 | 1055.6674 |  | 4312 | 526.7327 | 0 | 528.9347 | 0 | 0 | 0 | 0 | 1055.6674 | 4312 | 526.7327 | 0 | 528.9347 | 0 | 0 | 0 | 0 | 1055.6674 | 4312 | 554.4554 | 141.2714 | 571.8213 | 0 | 0 | 0 | 0 | 1267.5482 | 4312 | 554.4554 | 141.2714 | 571.8213 | 0 | 0 | 0 | 0 | 1267.5482 | 4312 | 554.4554 | 141.2714 | 571.8213 | 0 | 0 | 0 | 0 | 1267.5482 | 4312 | 563.6964 | 282.5429 | 714.7766 | 0 | 0 | 0 | 0 | 0 | 0 | 1561.0159 | 4312 | 563.6964 | 282.5429 | 714.7766 | 17 | 0 | 0 | 0 | 0 | 0 | 1578.0159 | 4312 | 563.6964 | 282.5429 | 714.7766 | 0 | 0 | 0 | 0 | 0 | 0 | 1561.0159
4315 | 84.7706 | 70.2536 | 74.1528 | 90.7143 | 76.4595 | 85.2396 | 90.7143 | 64.8528 | 89.147 | 4315 | 926.129 | 926.129 | 926.129 | 1086.4205 | 1086.4205 | 1086.4205 | 1228.9019 | 1228.9019 | 1228.9019 | 4313 | 470.297 | 0 | 228.866 | 0 | 0 | 0 | 150 | 849.163 |  | 4313 | 470.297 | 0 | 228.866 | 0 | 0 | 0 | 0 | 699.163 | 4313 | 470.297 | 0 | 228.866 | 0 | 0 | 0 | 0 | 699.163 | 4313 | 495.0495 | 134.2079 | 247.4227 | 0 | 0 | 0 | 0 | 876.6801 | 4313 | 495.0495 | 134.2079 | 247.4227 | 0 | 0 | 0 | 0 | 876.6801 | 4313 | 495.0495 | 134.2079 | 247.4227 | 0 | 0 | 0 | 0 | 876.6801 | 4313 | 503.3003 | 268.4157 | 309.2784 | 0 | 0 | 0 | 0 | 0 | 0 | 1080.9944 | 4313 | 503.3003 | 268.4157 | 309.2784 | 17 | 0 | 0 | 0 | 0 | 0 | 1097.9944 | 4313 | 503.3003 | 268.4157 | 309.2784 | 0 | 0 | 0 | 0 | 0 | 0 | 1080.9944
4316 | 84.7706 | 70.2536 | 74.1528 | 90.7143 | 76.4595 | 85.8038 | 90.7143 | 64.8528 | 89.147 | 4316 | 867.2742 | 867.2742 | 867.2742 | 1017.3794 | 1017.3794 | 1017.3794 | 1150.8062 | 1150.8062 | 1150.8062 | 4314 | 395.0495 | 0 | 81.3746 | 0 | 0 | 0 | 150 | 626.4241 |  | 4314 | 395.0495 | 0 | 81.3746 | 0 | 0 | 0 | 0 | 476.4241 | 4314 | 395.0495 | 0 | 81.3746 | 0 | 0 | 0 | 0 | 476.4241 | 4314 | 415.8416 | 120.0807 | 87.9725 | 150 | 0 | 0 | 0 | 773.8948 | 4314 | 415.8416 | 120.0807 | 87.9725 | 0 | 0 | 0 | 0 | 623.8948 | 4314 | 415.8416 | 120.0807 | 87.9725 | 0 | 0 | 0 | 0 | 623.8948 | 4314 | 422.7723 | 240.1615 | 109.9656 | 150 | 0 | 0 | 0 | 0 | 0 | 922.8994 | 4314 | 422.7723 | 240.1615 | 109.9656 | 17 | 0 | 0 | 0 | 0 | 0 | 789.8994 | 4314 | 422.7723 | 240.1615 | 109.9656 | 0 | 0 | 0 | 0 | 0 | 0 | 772.8994
4317 | 84.7706 | 70.2536 | 74.1528 | 90.7143 | 76.4595 | 85.2396 | 90.7143 | 64.8528 | 89.147 | 4317 | 826.187 | 826.187 | 826.187 | 969.1809 | 969.1809 | 969.1809 | 1096.2866 | 1096.2866 | 1096.2866 | 4315 | 282.1782 | 0 | 30.5155 | 0 | 0 | 0 | 150 | 462.6937 |  | 4315 | 282.1782 | 0 | 30.5155 | 0 | 0 | 0 | 0 | 312.6937 | 4315 | 282.1782 | 0 | 30.5155 | 0 | 0 | 0 | 97.4353 | 410.129 | 4315 | 297.0297 | 124.1171 | 32.9897 | 43.3658 | 0 | 0 | 0 | 497.5022 | 4315 | 297.0297 | 124.1171 | 32.9897 | 0 | 0 | 0 | 0 | 454.1364 | 4315 | 297.0297 | 124.1171 | 32.9897 | 0 | 0 | 0 | 0 | 454.1364 | 4315 | 301.9802 | 248.2341 | 41.2371 | 150 | 0 | 0 | 0 | 0 | 0 | 741.4514 | 4315 | 301.9802 | 248.2341 | 41.2371 | 17 | 0 | 0 | 0 | 0 | 0 | 608.4514 | 4315 | 301.9802 | 248.2341 | 41.2371 | 0 | 0 | 0 | 0 | 0 | 0 | 591.4514
4318 | 84.7706 | 70.2536 | 74.1528 | 90.7143 | 76.4595 | 78.6506 | 90.7143 | 64.8528 | 81.5352 | 4318 | 773.9951 | 773.9951 | 773.9951 | 907.9557 | 907.9557 | 907.9557 | 1027.0319 | 1027.0319 | 1027.0319 | 4316 | 338.6139 | 0 | 5.0859 | 0 | 0 | 0 | 150 | 493.6998 |  | 4316 | 338.6139 | 0 | 5.0859 | 0 | 0 | 0 | 0 | 343.6998 | 4316 | 338.6139 | 0 | 5.0859 | 0 | 0 | 0 | 7.5745 | 351.2742 | 4316 | 356.4356 | 143.2896 | 5.4983 | 150 | 0 | 0 | 0 | 655.2235 | 4316 | 356.4356 | 143.2896 | 5.4983 | 0 | 0 | 0 | 0 | 505.2235 | 4316 | 356.4356 | 143.2896 | 5.4983 | 0 | 0 | 0 | 0 | 505.2235 | 4316 | 362.3762 | 286.5792 | 6.8729 | 0 | 0 | 0 | 0 | 0 | 0 | 655.8283 | 4316 | 362.3762 | 286.5792 | 6.8729 | 17 | 0 | 0 | 0 | 0 | 0 | 672.8283 | 4316 | 362.3762 | 286.5792 | 6.8729 | 0 | 0 | 0 | 0 | 0 | 0 | 655.8283
4319 | 84.7706 | 70.2536 | 74.1528 | 85.2213 | 76.4595 | 78.6506 | 74.3414 | 64.8528 | 64.8528 | 4319 | 724.0241 | 724.0241 | 724.0241 | 849.3359 | 849.3359 | 849.3359 | 960.7243 | 960.7243 | 960.7243 | 4317 | 404.4554 | 0 | 0 | 0 | 0 | 0 | 150 | 554.4554 |  | 4317 | 404.4554 | 0 | 0 | 0 | 0 | 0 | 0 | 404.4554 | 4317 | 404.4554 | 0 | 0 | 0 | 0 | 0 | 0 | 404.4554 | 4317 | 425.7426 | 164.4803 | 0 | 0 | 0 | 0 | 0 | 590.2229 | 4317 | 425.7426 | 164.4803 | 0 | 0 | 0 | 0 | 0 | 590.2229 | 4317 | 425.7426 | 164.4803 | 0 | 0 | 0 | 0 | 0 | 590.2229 | 4317 | 432.8383 | 328.9606 | 0 | 140.1779 | 0 | 0 | 0 | 0 | 0 | 901.9769 | 4317 | 432.8383 | 328.9606 | 0 | 17 | 0 | 0 | 0 | 0 | 0 | 778.7989 | 4317 | 432.8383 | 328.9606 | 0 | 0 | 0 | 0 | 0 | 0 | 0 | 761.7989
4320 | 84.7706 | 70.2536 | 74.1528 | 85.2213 | 76.4595 | 78.6506 | 74.3414 | 64.8528 | 64.8528 | 4320 | 698.4833 | 698.4833 | 698.4833 | 819.3747 | 819.3747 | 819.3747 | 926.8337 | 926.8337 | 926.8337 | 4318 | 404.4554 | 0 | 0 | 0 | 0 | 0 | 150 | 554.4554 |  | 4318 | 404.4554 | 0 | 0 | 0 | 0 | 0 | 0 | 404.4554 | 4318 | 404.4554 | 0 | 0 | 0 | 0 | 0 | 0 | 404.4554 | 4318 | 425.7426 | 182.6438 | 0 | 0 | 0 | 0 | 0 | 608.3864 | 4318 | 425.7426 | 182.6438 | 0 | 0 | 0 | 0 | 0 | 608.3864 | 4318 | 425.7426 | 182.6438 | 0 | 0 | 0 | 0 | 0 | 608.3864 | 4318 | 432.8383 | 365.2876 | 0 | 0 | 0 | 0 | 0 | 0 | 0 | 798.1259 | 4318 | 432.8383 | 365.2876 | 0 | 17 | 0 | 0 | 0 | 0 | 0 | 815.1259 | 4318 | 432.8383 | 365.2876 | 0 | 0 | 0 | 0 | 0 | 0 | 0 | 798.1259
4321 | 84.5534 | 70.2536 | 74.1528 | 85.2213 | 76.4595 | 78.6506 | 74.3414 | 64.8528 | 64.8528 | 4321 | 672.9426 | 672.9426 | 672.9426 | 789.4135 | 789.4135 | 789.4135 | 892.9431 | 892.9431 | 892.9431 | 4319 | 479.703 | 0 | 0 | 0 | 0 | 0 | 150 | 629.703 |  | 4319 | 479.703 | 0 | 0 | 0 | 0 | 0 | 0 | 479.703 | 4319 | 479.703 | 0 | 0 | 0 | 0 | 0 | 0 | 479.703 | 4319 | 504.9505 | 197.78 | 0 | 0 | 0 | 0 | 0 | 702.7305 | 4319 | 504.9505 | 197.78 | 0 | 0 | 0 | 0 | 0 | 702.7305 | 4319 | 504.9505 | 197.78 | 0 | 0 | 0 | 0 | 0 | 702.7305 | 4319 | 513.3663 | 395.56 | 0 | 0 | 0 | 0 | 0 | 0 | 0 | 908.9264 | 4319 | 513.3663 | 395.56 | 0 | 17 | 0 | 0 | 0 | 0 | 0 | 925.9264 | 4319 | 513.3663 | 395.56 | 0 | 0 | 0 | 0 | 0 | 0 | 0 | 908.9264
4322 | 84.704 | 70.2536 | 74.1528 | 85.2213 | 76.4595 | 78.6506 | 74.3414 | 64.8528 | 64.8528 | 4322 | 649.6228 | 649.6228 | 649.6228 | 762.0575 | 762.0575 | 762.0575 | 861.9995 | 861.9995 | 861.9995 | 4320 | 442.0792 | 0 | 0 | 0 | 0 | 0 | 150 | 592.0792 |  | 4320 | 442.0792 | 0 | 0 | 0 | 0 | 0 | 0 | 442.0792 | 4320 | 442.0792 | 0 | 0 | 0 | 0 | 0 | 0 | 442.0792 | 4320 | 465.3465 | 203.8345 | 0 | 0 | 0 | 0 | 0 | 669.181 | 4320 | 465.3465 | 203.8345 | 0 | 0 | 0 | 0 | 0 | 669.181 | 4320 | 465.3465 | 203.8345 | 0 | 0 | 0 | 0 | 0 | 669.181 | 4320 | 473.1023 | 407.669 | 0 | 0 | 0 | 0 | 0 | 0 | 0 | 880.7713 | 4320 | 473.1023 | 407.669 | 0 | 17 | 0 | 0 | 0 | 0 | 0 | 897.7713 | 4320 | 473.1023 | 407.669 | 0 | 0 | 0 | 0 | 0 | 0 | 0 | 880.7713
4323 | 84.5534 | 70.2536 | 74.1528 | 85.2213 | 76.4595 | 78.6506 | 74.3414 | 64.8528 | 64.8528 | 4323 | 678.495 | 678.495 | 678.495 | 795.9268 | 795.9268 | 795.9268 | 900.3106 | 900.3106 | 900.3106 | 4321 | 451.4851 | 0 | 0 | 0 | 0 | 0 | 150 | 601.4851 |  | 4321 | 451.4851 | 0 | 0 | 0 | 0 | 0 | 0 | 451.4851 | 4321 | 451.4851 | 0 | 0 | 0 | 0 | 0 | 0 | 451.4851 | 4321 | 475.2475 | 188.6983 | 0 | 0 | 0 | 0 | 0 | 663.9458 | 4321 | 475.2475 | 188.6983 | 0 | 0 | 0 | 0 | 0 | 663.9458 | 4321 | 475.2475 | 188.6983 | 0 | 0 | 0 | 0 | 0 | 663.9458 | 4321 | 483.1683 | 377.3966 | 0 | 0 | 0 | 0 | 0 | 0 | 0 | 860.5649 | 4321 | 483.1683 | 377.3966 | 0 | 17 | 0 | 0 | 0 | 0 | 0 | 877.5649 | 4321 | 483.1683 | 377.3966 | 0 | 0 | 0 | 0 | 0 | 0 | 0 | 860.5649
4324 | 84.704 | 70.2536 | 74.1528 | 85.2213 | 76.4595 | 78.6506 | 74.3414 | 64.8528 | 64.8528 | 4324 | 796.2044 | 796.2044 | 796.2044 | 934.009 | 934.009 | 934.009 | 1056.502 | 1056.502 | 1056.502 | 4322 | 376.2376 | 0 | 10.1718 | 0 | 0 | 0 | 150 | 536.4094 |  | 4322 | 376.2376 | 0 | 10.1718 | 0 | 0 | 0 | 0 | 386.4094 | 4322 | 376.2376 | 0 | 10.1718 | 0 | 0 | 0 | 150 | 536.4094 | 4322 | 396.0396 | 163.4712 | 10.9966 | 0 | 0 | 0 | 0 | 570.5074 | 4322 | 396.0396 | 163.4712 | 10.9966 | 0 | 0 | 0 | 0 | 570.5074 | 4322 | 396.0396 | 163.4712 | 10.9966 | 0 | 0 | 0 | 0 | 570.5074 | 4322 | 402.6403 | 326.9425 | 13.7457 | 0 | 0 | 0 | 0 | 0 | 0 | 743.3285 | 4322 | 402.6403 | 326.9425 | 13.7457 | 17 | 0 | 0 | 0 | 0 | 0 | 760.3285 | 4322 | 402.6403 | 326.9425 | 13.7457 | 0 | 0 | 0 | 0 | 0 | 0 | 743.3285
4325 | 84.7706 | 70.2536 | 74.1528 | 63.1977 | 63.1977 | 63.1977 | 64.9039 | 64.8528 | 64.8528 | 4325 | 902.8092 | 902.8092 | 902.8092 | 1059.0646 | 1059.0646 | 1059.0646 | 1197.9583 | 1197.9583 | 1197.9583 | 4323 | 300.9901 | 0 | 45.7732 | 0 | 0 | 0 | 150 | 496.7633 |  | 4323 | 300.9901 | 0 | 45.7732 | 0 | 0 | 0 | 0 | 346.7633 | 4323 | 300.9901 | 0 | 45.7732 | 0 | 0 | 0 | 0 | 346.7633 | 4323 | 316.8317 | 142.2805 | 49.4845 | 0 | 0 | 0 | 0 | 508.5967 | 4323 | 316.8317 | 142.2805 | 49.4845 | 0 | 0 | 0 | 0 | 508.5967 | 4323 | 316.8317 | 142.2805 | 49.4845 | 0 | 0 | 0 | 0 | 508.5967 | 4323 | 322.1122 | 284.561 | 61.8557 | 0 | 0 | 0 | 0 | 0 | 0 | 668.5289 | 4323 | 322.1122 | 284.561 | 61.8557 | 17 | 0 | 0 | 0 | 0 | 0 | 685.5289 | 4323 | 322.1122 | 284.561 | 61.8557 | 0 | 0 | 0 | 0 | 0 | 0 | 668.5289
4326 | 74.1528 | 70.2536 | 74.1528 | 38.1425 | 38.1425 | 38.1425 | 32.5965 | 32.5965 | 32.5965 | 4326 | 994.9779 | 994.9779 | 994.9779 | 1167.1856 | 1167.1856 | 1167.1856 | 1320.2591 | 1320.2591 | 1320.2591 | 4324 | 188.1188 | 0 | 111.89 | 0 | 0 | 0 | 150 | 450.0088 |  | 4324 | 188.1188 | 0 | 111.89 | 0 | 0 | 0 | 0 | 300.0088 | 4324 | 188.1188 | 0 | 111.89 | 0 | 0 | 0 | 150 | 450.0088 | 4324 | 198.0198 | 101.9173 | 120.9622 | 0 | 0 | 0 | 0 | 420.8993 | 4324 | 198.0198 | 101.9173 | 120.9622 | 0 | 0 | 0 | 0 | 420.8993 | 4324 | 198.0198 | 101.9173 | 120.9622 | 0 | 0 | 0 | 0 | 420.8993 | 4324 | 201.3201 | 203.8345 | 151.2027 | 0 | 0 | 0 | 0 | 0 | 0 | 556.3574 | 4324 | 201.3201 | 203.8345 | 151.2027 | 17 | 0 | 0 | 0 | 0 | 0 | 573.3574 | 4324 | 201.3201 | 203.8345 | 151.2027 | 0 | 0 | 0 | 0 | 0 | 0 | 556.3574
4327 | 40.8115 | 46.3329 | 46.4743 | 37.4824 | 33.8382 | 36.8208 | 20.1576 | 17.7619 | 17.9164 | 4327 | 1289.1649 | 1406.7758 | 1014.9663 | 1190.6335 | 1190.6335 | 1190.6335 | 1871.8963 | 1871.8963 | 1871.8963 | 4325 | 131.6832 | 0 | 300.0687 | 0 | 0 | 0 | 150 | 581.7519 |  | 4325 | 131.6832 | 0 | 300.0687 | 0 | 0 | 0 | 0 | 431.7519 | 4325 | 131.6832 | 0 | 300.0687 | 0 | 0 | 0 | 0 | 431.7519 | 4325 | 138.6139 | 67.6085 | 324.3986 | 0 | 0 | 0 | 0 | 530.621 | 4325 | 138.6139 | 67.6085 | 324.3986 | 0 | 0 | 0 | 0 | 530.621 | 4325 | 138.6139 | 67.6085 | 324.3986 | 0 | 0 | 0 | 0 | 530.621 | 4325 | 140.9241 | 135.217 | 405.4983 | 0 | 0 | 0 | 0 | 0 | 0 | 681.6393 | 4325 | 140.9241 | 135.217 | 405.4983 | 17 | 0 | 0 | 0 | 0 | 0 | 698.6393 | 4325 | 140.9241 | 135.217 | 405.4983 | 0 | 0 | 0 | 0 | 0 | 0 | 681.6393
4328 | 20.9838 | 38.9427 | 38.9427 | 32.7815 | 32.7815 | 32.7815 | 0.29885 | 16.1158 | 16.1158 | 4328 | 1429.5824 | 1429.5824 | 1429.5824 | 1677.0101 | 1677.0101 | 1677.0101 | 1896.9459 | 1896.9459 | 1896.9459 | 4326 | 216.3366 | 0 | 640.8247 | 0 | 0 | 0 | 121.8165 | 978.9779 |  | 4326 | 216.3366 | 0 | 640.8247 | 0 | 0 | 0 | 0 | 857.1614 | 4326 | 216.3366 | 0 | 640.8247 | 0 | 0 | 0 | 32.5551 | 889.7165 | 4326 | 227.7228 | 46.4178 | 692.7835 | 0 | 0 | 0 | 0 | 966.924 | 4326 | 227.7228 | 46.4178 | 692.7835 | 0 | 0 | 0 | 0 | 966.924 | 4326 | 227.7228 | 46.4178 | 692.7835 | 0 | 0 | 0 | 0 | 966.924 | 4326 | 231.5182 | 92.8355 | 865.9794 | 0 | 0 | 0 | 0 | 0 | 0 | 1190.3331 | 4326 | 231.5182 | 92.8355 | 865.9794 | 17 | 0 | 0 | 0 | 0 | 0 | 1207.3331 | 4326 | 231.5182 | 92.8355 | 865.9794 | 0 | 0 | 0 | 0 | 0 | 0 | 1190.3331
4329 | 20.9838 | 34.6322 | 34.6322 | 22.3877 | 31.3356 | 31.3356 | 0.01 | 16.1158 | 16.1158 | 4329 | 1439.5766 | 1439.5766 | 1439.5766 | 1688.7341 | 1688.7341 | 1688.7341 | 1910.2074 | 1910.2074 | 1910.2074 | 4327 | 291.5842 | 0 | 981.5808 | 0 | 0 | 0 | 0 | 1273.1649 |  | 4327 | 291.5842 | 0 | 981.5808 | 0 | 0 | 0 | 0 | 1273.1649 | 4327 | 291.5842 | 0 | 981.5808 | 0 | 0 | 0 | 0 | 1273.1649 | 4327 | 306.9307 | 32.2906 | 1061.1684 | 0 | 0 | 0 | 0 | 1400.3897 | 4327 | 306.9307 | 32.2906 | 1061.1684 | 0 | 0 | 0 | 0 | 1400.3897 | 4327 | 306.9307 | 32.2906 | 1061.1684 | 0 | 0 | 0 | 0 | 1400.3897 | 4327 | 312.0462 | 64.5812 | 1326.4605 | 0 | 0 | 0 | 0 | 0 | 0 | 1703.0879 | 4327 | 312.0462 | 64.5812 | 1326.4605 | 17 | 0 | 0 | 0 | 0 | 0 | 1720.0879 | 4327 | 312.0462 | 64.5812 | 1326.4605 | 0 | 0 | 0 | 0 | 0 | 0 | 1703.0879
4330 | 20.9838 | 23.417 | 23.417 | 22.3877 | 22.3877 | 22.3877 | 0.01 | 16.1158 | 16.1158 | 4330 | 1459.565 | 1459.565 | 1459.565 | 1712.182 | 1712.182 | 1712.182 | 1936.7305 | 1936.7305 | 1936.7305 | 4328 | 357.4257 | 0 | 1230.7904 | 0 | 0 | 0 | 0 | 1588.2161 |  | 4328 | 357.4257 | 0 | 1230.7904 | 0 | 0 | 0 | 0 | 1588.2161 | 4328 | 357.4257 | 0 | 1230.7904 | 0 | 0 | 0 | 0 | 1588.2161 | 4328 | 376.2376 | 22.1998 | 1330.5842 | 0 | 0 | 0 | 0 | 1729.0216 | 4328 | 376.2376 | 22.1998 | 1330.5842 | 0 | 0 | 0 | 0 | 1729.0216 | 4328 | 376.2376 | 22.1998 | 1330.5842 | 0 | 0 | 0 | 0 | 1729.0216 | 4328 | 382.5083 | 44.3996 | 1663.2302 | 0 | 0 | 0 | 0 | 0 | 0 | 2090.1381 | 4328 | 382.5083 | 44.3996 | 1663.2302 | 17 | 0 | 0 | 0 | 0 | 0 | 2107.1381 | 4328 | 382.5083 | 44.3996 | 1663.2302 | 0 | 0 | 0 | 0 | 0 | 0 | 2090.1381
4331 | 20.9838 | 21.2557 | 21.217 | 22.3877 | 22.3877 | 22.3877 | 0.01 | 0.01 | 0.01 | 4331 | 1476.222 | 1476.222 | 1476.222 | 1731.7219 | 1731.7219 | 1731.7219 | 1958.833 | 1958.833 | 1958.833 | 4329 | 413.8614 | 0 | 1312.1649 | 0 | 0 | 0 | 0 | 1726.0263 |  | 4329 | 413.8614 | 0 | 1312.1649 | 0 | 0 | 0 | 0 | 1726.0263 | 4329 | 413.8614 | 0 | 1312.1649 | 0 | 0 | 0 | 0 | 1726.0263 | 4329 | 435.6436 | 19.1726 | 1418.5567 | 0 | 0 | 0 | 0 | 1873.3728 | 4329 | 435.6436 | 19.1726 | 1418.5567 | 0 | 0 | 0 | 0 | 1873.3728 | 4329 | 435.6436 | 19.1726 | 1418.5567 | 0 | 0 | 0 | 0 | 1873.3728 | 4329 | 64.3999 | 38.3451 | 1773.1959 | 0 | 0 | 0 | 0 | 0 | 0 | 1875.9408 | 4329 | 442.9043 | 38.3451 | 1773.1959 | 17 | 0 | 0 | 0 | 0 | 0 | 2271.4453 | 4329 | 442.9043 | 38.3451 | 1773.1959 | 0 | 0 | 0 | 0 | 0 | 0 | 2254.4453
4332 | 20.9838 | 21.2557 | 19.1901 | 22.3877 | 22.3877 | 22.3877 | 0.01 | 0.01 | 0.01 | 4332 | 1475.1115 | 1475.1115 | 1475.1115 | 1730.4193 | 1730.4193 | 1730.4193 | 1957.3595 | 1957.3595 | 1957.3595 | 4330 | 413.8614 | 0 | 1251.134 | 0 | 0 | 0 | 0 | 1664.9954 |  | 4330 | 413.8614 | 0 | 1251.134 | 0 | 0 | 0 | 0 | 1664.9954 | 4330 | 413.8614 | 0 | 1251.134 | 0 | 0 | 0 | 0 | 1664.9954 | 4330 | 435.6436 | 24.218 | 1352.5773 | 0 | 0 | 0 | 0 | 1812.4388 | 4330 | 435.6436 | 24.218 | 1352.5773 | 0 | 0 | 0 | 0 | 1812.4388 | 4330 | 435.6436 | 24.218 | 1352.5773 | 0 | 0 | 0 | 0 | 1812.4388 | 4330 | 442.9043 | 48.4359 | 1690.7216 | 0 | 0 | 0 | 0 | 0 | 0 | 2182.0619 | 4330 | 442.9043 | 48.4359 | 1690.7216 | 17 | 0 | 0 | 0 | 0 | 0 | 2199.0619 | 4330 | 442.9043 | 48.4359 | 1690.7216 | 0 | 0 | 0 | 0 | 0 | 0 | 2182.0619
4333 | 20.9838 | 21.2557 | 20.9908 | 22.3877 | 30.1371 | 30.1371 | 0.01 | 0.01 | 0.01 | 4333 | 1477.3324 | 1477.3324 | 1477.3324 | 1733.0246 | 1733.0246 | 1733.0246 | 1960.3065 | 1960.3065 | 1960.3065 | 4331 | 432.6733 | 0 | 1251.134 | 0 | 0 | 0 | 0 | 1683.8073 |  | 4331 | 432.6733 | 0 | 1251.134 | 0 | 0 | 0 | 0 | 1683.8073 | 4331 | 432.6733 | 0 | 1251.134 | 0 | 0 | 0 | 0 | 1683.8073 | 4331 | 455.4455 | 33.2997 | 1352.5773 | 0 | 0 | 0 | 0 | 1841.3226 | 4331 | 455.4455 | 33.2997 | 1352.5773 | 0 | 0 | 0 | 0 | 1841.3226 | 4331 | 455.4455 | 33.2997 | 1352.5773 | 0 | 0 | 0 | 0 | 1841.3226 | 4331 | 463.0363 | 66.5994 | 1690.7216 | 0 | 0 | 0 | 0 | 0 | 0 | 2220.3573 | 4331 | 463.0363 | 66.5994 | 1690.7216 | 17 | 0 | 0 | 0 | 0 | 0 | 2237.3573 | 4331 | 439.782 | 66.5994 | 1690.7216 | 0 | 0 | 0 | 0 | 0 | 0 | 2197.103
4334 | 34.6322 | 34.6322 | 34.6322 | 30.864 | 30.864 | 30.864 | 16.1221 | 16.1221 | 16.1221 | 4334 | 1469.5592 | 1469.5592 | 1469.5592 | 1723.906 | 1723.906 | 1723.906 | 1949.992 | 1949.992 | 1949.992 | 4332 | 423.2673 | 0 | 1195.189 | 0 | 0 | 0 | 0 | 1618.4563 |  | 4332 | 423.2673 | 0 | 1195.189 | 0 | 0 | 0 | 0 | 1618.4563 | 4332 | 423.2673 | 0 | 1195.189 | 0 | 0 | 0 | 0 | 1618.4563 | 4332 | 445.5446 | 37.336 | 1292.0962 | 0 | 0 | 0 | 0 | 1774.9768 | 4332 | 445.5446 | 37.336 | 1292.0962 | 0 | 0 | 0 | 0 | 1774.9768 | 4332 | 445.5446 | 37.336 | 1292.0962 | 0 | 0 | 0 | 0 | 1774.9768 | 4332 | 452.9703 | 74.672 | 1615.1203 | 0 | 0 | 0 | 0 | 0 | 0 | 2142.7626 | 4332 | 452.9703 | 74.672 | 1615.1203 | 17 | 0 | 0 | 0 | 0 | 0 | 2159.7626 | 4332 | 452.9703 | 74.672 | 1615.1203 | 0 | 0 | 0 | 0 | 0 | 0 | 2142.7626
4335 | 40.8867 | 46.3329 | 46.4743 | 33.7753 | 33.8141 | 33.7753 | 17.7619 | 17.7619 | 17.7619 | 4335 | 1044.9489 | 1440.6871 | 1440.6871 | 1225.8054 | 1225.8054 | 1639.8358 | 1911.6809 | 1911.6809 | 1911.6809 | 4333 | 376.2376 | 0 | 1108.7285 | 0 | 0 | 0 | 0 | 1484.9661 |  | 4333 | 376.2376 | 0 | 1108.7285 | 0 | 0 | 0 | 0 | 1484.9661 | 4333 | 376.2376 | 0 | 1108.7285 | 0 | 0 | 0 | 0 | 1484.9661 | 4333 | 396.0396 | 38.3451 | 1198.6254 | 0 | 0 | 0 | 0 | 1633.0101 | 4333 | 396.0396 | 38.3451 | 1198.6254 | 0 | 0 | 0 | 0 | 1633.0101 | 4333 | 396.0396 | 38.3451 | 1198.6254 | 0 | 0 | 0 | 0 | 1633.0101 | 4333 | 402.6403 | 76.6902 | 1498.2818 | 0 | 0 | 0 | 0 | 0 | 0 | 1977.6123 | 4333 | 402.6403 | 76.6902 | 1498.2818 | 17 | 0 | 0 | 0 | 0 | 0 | 1994.6123 | 4333 | 402.6403 | 76.6902 | 1498.2818 | 0 | 0 | 0 | 0 | 0 | 0 | 1977.6123
4336 | 62.7468 | 62.7468 | 62.7468 | 53.7926 | 53.7926 | 53.7926 | 24.5171 | 24.5171 | 24.5171 | 4336 | 1052.7221 | 1052.7221 | 1052.7221 | 1234.924 | 1234.924 | 1234.924 | 1396.8813 | 1396.8813 | 1396.8813 | 4334 | 319.802 | 0 | 961.2371 | 0 | 0 | 0 | 0 | 1281.0391 |  | 4334 | 319.802 | 0 | 961.2371 | 0 | 0 | 0 | 0 | 1281.0391 | 4334 | 319.802 | 0 | 961.2371 | 0 | 0 | 0 | 0 | 1281.0391 | 4334 | 336.6337 | 44.3996 | 1039.1753 | 0 | 0 | 0 | 0 | 1420.2085 | 4334 | 336.6337 | 44.3996 | 1039.1753 | 0 | 0 | 0 | 0 | 1420.2085 | 4334 | 336.6337 | 44.3996 | 1039.1753 | 0 | 0 | 0 | 0 | 1420.2085 | 4334 | 342.2442 | 88.7992 | 1298.9691 | 0 | 0 | 0 | 0 | 0 | 0 | 1730.0125 | 4334 | 342.2442 | 88.7992 | 1298.9691 | 17 | 0 | 0 | 0 | 0 | 0 | 1747.0125 | 4334 | 342.2442 | 88.7992 | 1298.9691 | 0 | 0 | 0 | 0 | 0 | 0 | 1730.0125
4337 | 80.702 | 70.2536 | 74.1528 | 77.9874 | 73.4587 | 77.1707 | 57.2401 | 54.2825 | 54.4731 | 4337 | 1031.6233 | 1031.6233 | 1031.6233 | 1210.1734 | 1210.1734 | 1210.1734 | 1368.8847 | 1368.8847 | 1368.8847 | 4335 | 263.3663 | 0 | 762.8866 | 0 | 0 | 0 | 0 | 1026.2529 |  | 4335 | 263.3663 | 0 | 762.8866 | 0 | 0 | 0 | 0 | 1026.2529 | 4335 | 263.3663 | 0 | 762.8866 | 0 | 0 | 0 | 0 | 1026.2529 | 4335 | 277.2277 | 51.4632 | 824.7423 | 0 | 0 | 0 | 0 | 1153.4332 | 4335 | 277.2277 | 51.4632 | 824.7423 | 0 | 0 | 0 | 0 | 1153.4332 | 4335 | 277.2277 | 51.4632 | 824.7423 | 0 | 0 | 0 | 0 | 1153.4332 | 4335 | 281.8482 | 102.9263 | 1030.9278 | 0 | 0 | 0 | 0 | 0 | 0 | 1415.7024 | 4335 | 281.8482 | 102.9263 | 1030.9278 | 17 | 0 | 0 | 0 | 0 | 0 | 1432.7024 | 4335 | 281.8482 | 102.9263 | 1030.9278 | 0 | 0 | 0 | 0 | 0 | 0 | 1415.7024
4338 | 81.7757 | 70.2536 | 74.1528 | 77.9874 | 73.4587 | 77.1707 | 57.2401 | 54.2825 | 59.8282 | 4338 | 1007.193 | 1007.193 | 1007.193 | 1181.5149 | 1181.5149 | 1181.5149 | 1336.4676 | 1336.4676 | 1336.4676 | 4336 | 169.3069 | 0 | 467.9038 | 0 | 0 | 0 | 0 | 637.2107 |  | 4336 | 169.3069 | 0 | 467.9038 | 0 | 0 | 0 | 0 | 637.2107 | 4336 | 169.3069 | 0 | 467.9038 | 0 | 0 | 0 | 0 | 637.2107 | 4336 | 178.2178 | 59.5358 | 505.8419 | 0 | 0 | 0 | 0 | 743.5956 | 4336 | 178.2178 | 59.5358 | 505.8419 | 0 | 0 | 0 | 0 | 743.5956 | 4336 | 178.2178 | 59.5358 | 505.8419 | 0 | 0 | 0 | 0 | 743.5956 | 4336 | 181.1881 | 119.0716 | 632.3024 | 0 | 0 | 0 | 0 | 0 | 0 | 932.5622 | 4336 | 181.1881 | 119.0716 | 632.3024 | 17 | 0 | 0 | 0 | 0 | 0 | 949.5622 | 4336 | 181.1881 | 119.0716 | 632.3024 | 0 | 0 | 0 | 0 | 0 | 0 | 932.5622
4339 | 81.7757 | 70.2536 | 74.1528 | 77.9874 | 73.4587 | 77.1707 | 57.2401 | 54.2825 | 54.4731 | 4339 | 953.8906 | 953.8906 | 953.8906 | 1118.9871 | 1118.9871 | 1118.9871 | 1265.7395 | 1265.7395 | 1265.7395 | 4337 | 94.0594 | 0 | 208.5223 | 0 | 0 | 0 | 150 | 452.5817 |  | 4337 | 94.0594 | 0 | 208.5223 | 0 | 0 | 0 | 0 | 302.5817 | 4337 | 94.0594 | 0 | 208.5223 | 0 | 0 | 0 | 130.7814 | 433.3632 | 4337 | 99.0099 | 73.663 | 225.4296 | 0 | 0 | 0 | 0 | 398.1024 | 4337 | 99.0099 | 73.663 | 225.4296 | 0 | 0 | 0 | 0 | 398.1024 | 4337 | 99.0099 | 73.663 | 225.4296 | 0 | 0 | 0 | 0 | 398.1024 | 4337 | 100.6601 | 147.3259 | 281.7869 | 0 | 0 | 0 | 0 | 0 | 0 | 529.7729 | 4337 | 100.6601 | 147.3259 | 281.7869 | 17 | 0 | 0 | 0 | 0 | 0 | 546.7729 | 4337 | 100.6601 | 147.3259 | 281.7869 | 0 | 0 | 0 | 0 | 0 | 0 | 529.7729
4340 | 81.7757 | 70.2536 | 74.1528 | 77.9874 | 73.4587 | 77.1707 | 57.2401 | 34.341 | 34.341 | 4340 | 895.0359 | 895.0359 | 895.0359 | 1049.946 | 1049.946 | 1049.946 | 1187.6438 | 1187.6438 | 1187.6438 | 4338 | 103.4653 | 0 | 81.3746 | 0 | 0 | 0 | 150 | 334.8399 |  | 4338 | 103.4653 | 0 | 81.3746 | 0 | 0 | 0 | 0 | 184.8399 | 4338 | 103.4653 | 0 | 81.3746 | 0 | 0 | 0 | 150 | 334.8399 | 4338 | 108.9109 | 101.9173 | 87.9725 | 0 | 0 | 0 | 0 | 298.8007 | 4338 | 108.9109 | 101.9173 | 87.9725 | 0 | 0 | 0 | 0 | 298.8007 | 4338 | 108.9109 | 101.9173 | 87.9725 | 0 | 0 | 0 | 0 | 298.8007 | 4338 | 110.7261 | 203.8345 | 109.9656 | 0 | 0 | 0 | 0 | 0 | 0 | 424.5262 | 4338 | 110.7261 | 203.8345 | 109.9656 | 17 | 0 | 0 | 0 | 0 | 0 | 441.5262 | 4338 | 110.7261 | 203.8345 | 109.9656 | 0 | 0 | 0 | 0 | 0 | 0 | 424.5262
4341 | 81.7757 | 70.2536 | 70.4281 | 67.9604 | 54.4806 | 55.7076 | 33.2534 | 33.2534 | 33.2534 | 4341 | 837.2916 | 837.2916 | 837.2916 | 982.2075 | 982.2075 | 982.2075 | 1111.0216 | 1111.0216 | 1111.0216 | 4339 | 178.7129 | 0 | 25.4296 | 0 | 0 | 0 | 150 | 354.1424 |  | 4339 | 178.7129 | 0 | 25.4296 | 0 | 0 | 0 | 0 | 204.1424 | 4339 | 178.7129 | 0 | 25.4296 | 0 | 0 | 0 | 150 | 354.1424 | 4339 | 188.1188 | 162.4622 | 27.4914 | 0 | 0 | 0 | 0 | 378.0724 | 4339 | 188.1188 | 162.4622 | 27.4914 | 0 | 0 | 0 | 0 | 378.0724 | 4339 | 188.1188 | 162.4622 | 27.4914 | 0 | 0 | 0 | 0 | 378.0724 | 4339 | 191.2541 | 324.9243 | 34.3643 | 0 | 0 | 0 | 0 | 0 | 0 | 550.5427 | 4339 | 191.2541 | 324.9243 | 34.3643 | 17 | 0 | 0 | 0 | 0 | 0 | 567.5427 | 4339 | 191.2541 | 324.9243 | 34.3643 | 0 | 0 | 0 | 0 | 0 | 0 | 550.5427
4342 | 81.7757 | 70.2536 | 70.4281 | 38.1037 | 38.1037 | 38.1037 | 29.4769 | 29.4769 | 29.4769 | 4342 | 781.7683 | 781.7683 | 781.7683 | 917.0744 | 917.0744 | 917.0744 | 1037.3464 | 1037.3464 | 1037.3464 | 4340 | 263.3663 | 0 | 5.0859 | 0 | 0 | 0 | 150 | 418.4522 |  | 4340 | 263.3663 | 0 | 5.0859 | 0 | 0 | 0 | 0 | 268.4522 | 4340 | 263.3663 | 0 | 5.0859 | 0 | 0 | 0 | 110.5836 | 379.0359 | 4340 | 277.2277 | 239.1524 | 5.4983 | 0 | 0 | 0 | 0 | 521.8784 | 4340 | 277.2277 | 239.1524 | 5.4983 | 0 | 0 | 0 | 0 | 521.8784 | 4340 | 277.2277 | 239.1524 | 5.4983 | 0 | 0 | 0 | 0 | 521.8784 | 4340 | 281.8482 | 478.3047 | 6.8729 | 0 | 0 | 0 | 0 | 0 | 0 | 767.0258 | 4340 | 281.8482 | 478.3047 | 6.8729 | 17 | 0 | 0 | 0 | 0 | 0 | 784.0258 | 4340 | 281.8482 | 478.3047 | 6.8729 | 0 | 0 | 0 | 0 | 0 | 0 | 767.0258
4343 | 81.7757 | 70.2536 | 70.4281 | 39.015 | 39.015 | 39.015 | 29.6189 | 29.6189 | 29.6189 | 4343 | 726.245 | 726.245 | 726.245 | 851.9413 | 851.9413 | 851.9413 | 963.6713 | 963.6713 | 963.6713 | 4341 | 432.6733 | 0 | 0 | 0 | 0 | 0 | 150 | 582.6733 |  | 4341 | 432.6733 | 0 | 0 | 0 | 0 | 0 | 0 | 432.6733 | 4341 | 432.6733 | 0 | 0 | 0 | 0 | 0 | 0 | 432.6733 | 4341 | 455.4455 | 293.6428 | 0 | 0 | 0 | 0 | 0 | 749.0883 | 4341 | 455.4455 | 293.6428 | 0 | 0 | 0 | 0 | 0 | 749.0883 | 4341 | 455.4455 | 293.6428 | 0 | 0 | 0 | 0 | 0 | 749.0883 | 4341 | 463.0363 | 587.2856 | 0 | 0 | 0 | 0 | 0 | 0 | 0 | 1050.3219 | 4341 | 463.0363 | 587.2856 | 0 | 17 | 0 | 0 | 0 | 0 | 0 | 1067.3219 | 4341 | 463.0363 | 587.2856 | 0 | 0 | 0 | 0 | 0 | 0 | 0 | 1050.3219
4344 | 74.1528 | 70.2536 | 70.4281 | 37.9121 | 37.6019 | 37.9088 | 28.7551 | 28.7551 | 28.7551 | 4344 | 690.7101 | 690.7101 | 690.7101 | 810.2561 | 810.2561 | 810.2561 | 916.5191 | 916.5191 | 916.5191 | 4342 | 451.4851 | 0 | 0 | 0 | 0 | 0 | 150 | 601.4851 |  | 4342 | 451.4851 | 0 | 0 | 0 | 0 | 0 | 0 | 451.4851 | 4342 | 451.4851 | 0 | 0 | 0 | 0 | 0 | 0 | 451.4851 | 4342 | 475.2475 | 313.8244 | 0 | 0 | 0 | 0 | 0 | 789.0719 | 4342 | 475.2475 | 313.8244 | 0 | 0 | 0 | 0 | 0 | 789.0719 | 4342 | 475.2475 | 313.8244 | 0 | 0 | 0 | 0 | 0 | 789.0719 | 4342 | 483.1683 | 627.6488 | 0 | 0 | 0 | 0 | 0 | 0 | 0 | 1110.8172 | 4342 | 483.1683 | 627.6488 | 0 | 17 | 0 | 0 | 0 | 0 | 0 | 1127.8172 | 4342 | 483.1683 | 627.6488 | 0 | 0 | 0 | 0 | 0 | 0 | 0 | 1110.8172
4345 | 74.1528 | 70.2536 | 70.4281 | 37.9121 | 36.2554 | 37.9088 | 27.5162 | 27.5162 | 27.5162 | 4345 | 672.9426 | 672.9426 | 672.9426 | 789.4135 | 789.4135 | 789.4135 | 892.9431 | 892.9431 | 892.9431 | 4343 | 432.6733 | 0 | 0 | 0 | 0 | 0 | 150 | 582.6733 |  | 4343 | 432.6733 | 0 | 0 | 0 | 0 | 0 | 0 | 432.6733 | 4343 | 432.6733 | 0 | 0 | 0 | 0 | 0 | 0 | 432.6733 | 4343 | 455.4455 | 310.7972 | 0 | 0 | 0 | 0 | 0 | 766.2427 | 4343 | 455.4455 | 310.7972 | 0 | 0 | 0 | 0 | 0 | 766.2427 | 4343 | 455.4455 | 310.7972 | 0 | 0 | 0 | 0 | 0 | 766.2427 | 4343 | 463.0363 | 621.5943 | 0 | 0 | 0 | 0 | 0 | 0 | 0 | 1084.6307 | 4343 | 463.0363 | 621.5943 | 0 | 17 | 0 | 0 | 0 | 0 | 0 | 1101.6307 | 4343 | 463.0363 | 621.5943 | 0 | 0 | 0 | 0 | 0 | 0 | 0 | 1084.6307
4346 | 74.1528 | 70.2536 | 70.4281 | 49.3468 | 49.3468 | 49.3468 | 27.5162 | 27.5162 | 27.5162 | 4346 | 648.5124 | 648.5124 | 648.5124 | 760.7549 | 760.7549 | 760.7549 | 860.526 | 860.526 | 860.526 | 4344 | 592.5743 | 0 | 0 | 0 | 0 | 0 | 82.1358 | 674.7101 |  | 4344 | 592.5743 | 0 | 0 | 0 | 0 | 0 | 0 | 592.5743 | 4344 | 592.5743 | 0 | 0 | 0 | 0 | 0 | 0 | 592.5743 | 4344 | 623.7624 | 304.7427 | 0 | 0 | 0 | 0 | 0 | 928.5051 | 4344 | 623.7624 | 304.7427 | 0 | 0 | 0 | 0 | 0 | 928.5051 | 4344 | 623.7624 | 304.7427 | 0 | 0 | 0 | 0 | 0 | 928.5051 | 4344 | 634.1584 | 609.4854 | 0 | 0 | 0 | 0 | 0 | 0 | 0 | 1243.6438 | 4344 | 634.1584 | 609.4854 | 0 | 17 | 0 | 0 | 0 | 0 | 0 | 1260.6438 | 4344 | 634.1584 | 609.4854 | 0 | 0 | 0 | 0 | 0 | 0 | 0 | 1243.6438
4347 | 74.1528 | 70.2536 | 70.4281 | 45.5656 | 45.5656 | 45.5656 | 27.5162 | 27.5162 | 27.5162 | 4347 | 668.5008 | 668.5008 | 668.5008 | 784.2028 | 784.2028 | 784.2028 | 887.0491 | 887.0491 | 887.0491 | 4345 | 592.5743 | 0 | 0 | 0 | 0 | 0 | 64.3684 | 656.9426 |  | 4345 | 592.5743 | 0 | 0 | 0 | 0 | 0 | 0 | 592.5743 | 4345 | 592.5743 | 0 | 0 | 0 | 0 | 0 | 0 | 592.5743 | 4345 | 623.7624 | 303.7336 | 0 | 0 | 0 | 0 | 0 | 927.496 | 4345 | 623.7624 | 303.7336 | 0 | 0 | 0 | 0 | 0 | 927.496 | 4345 | 623.7624 | 303.7336 | 0 | 0 | 0 | 0 | 0 | 927.496 | 4345 | 634.1584 | 607.4672 | 0 | 0 | 0 | 0 | 0 | 0 | 0 | 1241.6256 | 4345 | 634.1584 | 607.4672 | 0 | 17 | 0 | 0 | 0 | 0 | 0 | 1258.6256 | 4345 | 634.1584 | 607.4672 | 0 | 0 | 0 | 0 | 0 | 0 | 0 | 1241.6256
4348 | 79.1694 | 70.2536 | 70.4281 | 45.7044 | 45.7044 | 45.7044 | 28.7551 | 28.7551 | 28.7551 | 4348 | 796.2044 | 796.2044 | 796.2044 | 934.009 | 934.009 | 934.009 | 1056.502 | 1056.502 | 1056.502 | 4346 | 545.5446 | 0 | 10.1718 | 0 | 0 | 0 | 76.796 | 632.5124 |  | 4346 | 545.5446 | 0 | 10.1718 | 0 | 0 | 0 | 0 | 555.7164 | 4346 | 545.5446 | 0 | 10.1718 | 0 | 0 | 0 | 0 | 555.7164 | 4346 | 574.2574 | 301.7154 | 10.9966 | 0 | 0 | 0 | 0 | 886.9694 | 4346 | 574.2574 | 301.7154 | 10.9966 | 0 | 0 | 0 | 0 | 886.9694 | 4346 | 574.2574 | 301.7154 | 10.9966 | 0 | 0 | 0 | 0 | 886.9694 | 4346 | 583.8284 | 603.4309 | 13.7457 | 0 | 0 | 0 | 0 | 0 | 0 | 1201.005 | 4346 | 583.8284 | 603.4309 | 13.7457 | 17 | 0 | 0 | 0 | 0 | 0 | 1218.005 | 4346 | 583.8284 | 603.4309 | 13.7457 | 0 | 0 | 0 | 0 | 0 | 0 | 1201.005
4349 | 74.1528 | 70.2536 | 70.4281 | 37.9121 | 36.9825 | 37.9088 | 29.4762 | 29.4762 | 29.4762 | 4349 | 917.2452 | 917.2452 | 917.2452 | 1075.9992 | 1075.9992 | 1075.9992 | 1217.1139 | 1217.1139 | 1217.1139 | 4347 | 554.9505 | 0 | 45.7732 | 0 | 0 | 0 | 51.7771 | 652.5008 |  | 4347 | 554.9505 | 0 | 45.7732 | 0 | 0 | 0 | 0 | 600.7237 | 4347 | 554.9505 | 0 | 45.7732 | 0 | 0 | 0 | 0 | 600.7237 | 4347 | 584.1584 | 284.561 | 49.4845 | 0 | 0 | 0 | 0 | 918.204 | 4347 | 584.1584 | 284.561 | 49.4845 | 0 | 0 | 0 | 0 | 918.204 | 4347 | 584.1584 | 284.561 | 49.4845 | 0 | 0 | 0 | 0 | 918.204 | 4347 | 593.8944 | 569.1221 | 61.8557 | 0 | 0 | 0 | 0 | 0 | 0 | 1224.8722 | 4347 | 593.8944 | 569.1221 | 61.8557 | 17 | 0 | 0 | 0 | 0 | 0 | 1241.8722 | 4347 | 593.8944 | 569.1221 | 61.8557 | 0 | 0 | 0 | 0 | 0 | 0 | 1224.8722
4350 | 40.8115 | 46.3329 | 46.4743 | 37.9121 | 37.892 | 37.9088 | 29.4762 | 29.4762 | 29.4762 | 4350 | 1001.6407 | 1031.5306 | 1031.5306 | 1175.0016 | 1175.0016 | 1175.0016 | 1329.1001 | 1329.1001 | 1329.1001 | 4348 | 498.5149 | 0 | 111.89 | 0 | 0 | 0 | 150 | 760.4049 |  | 4348 | 498.5149 | 0 | 111.89 | 0 | 0 | 0 | 0 | 610.4049 | 4348 | 498.5149 | 0 | 111.89 | 0 | 0 | 0 | 0 | 610.4049 | 4348 | 524.7525 | 238.1433 | 120.9622 | 0 | 0 | 0 | 0 | 883.858 | 4348 | 524.7525 | 238.1433 | 120.9622 | 0 | 0 | 0 | 0 | 883.858 | 4348 | 524.7525 | 238.1433 | 120.9622 | 0 | 0 | 0 | 0 | 883.858 | 4348 | 533.4983 | 476.2866 | 151.2027 | 0 | 0 | 0 | 0 | 0 | 0 | 1160.9877 | 4348 | 533.4983 | 476.2866 | 151.2027 | 17 | 0 | 0 | 0 | 0 | 0 | 1177.9877 | 4348 | 533.4983 | 476.2866 | 151.2027 | 0 | 0 | 0 | 0 | 0 | 0 | 1160.9877
4351 | 29.4202 | 46.3329 | 46.4743 | 33.7753 | 33.8141 | 33.7753 | 21.7964 | 22.3877 | 22.3899 | 4351 | 1436.2452 | 1436.2452 | 1148.1221 | 1316.5017 | 1316.5017 | 1316.5017 | 1864.4875 | 1864.4875 | 1864.4875 | 4349 | 404.4554 | 0 | 294.9828 | 0 | 0 | 0 | 0.24673 | 699.685 |  | 4349 | 404.4554 | 0 | 294.9828 | 0 | 0 | 0 | 0 | 699.4383 | 4349 | 404.4554 | 0 | 294.9828 | 0 | 0 | 0 | 0 | 699.4383 | 4349 | 425.7426 | 202.8254 | 318.9003 | 0 | 0 | 0 | 0 | 947.4683 | 4349 | 425.7426 | 202.8254 | 318.9003 | 0 | 0 | 0 | 0 | 947.4683 | 4349 | 425.7426 | 202.8254 | 318.9003 | 0 | 0 | 0 | 0 | 947.4683 | 4349 | 432.8383 | 405.6509 | 398.6254 | 0 | 0 | 0 | 0 | 0 | 0 | 1237.1146 | 4349 | 432.8383 | 405.6509 | 398.6254 | 17 | 0 | 0 | 0 | 0 | 0 | 1254.1146 | 4349 | 432.8383 | 405.6509 | 398.6254 | 0 | 0 | 0 | 0 | 0 | 0 | 1237.1146
4352 | 20.9838 | 38.968 | 38.968 | 32.7309 | 32.7309 | 32.7309 | 3.0198 | 16.1158 | 16.1158 | 4352 | 1446.2394 | 1446.2394 | 1446.2394 | 1696.5501 | 1696.5501 | 1696.5501 | 1919.0484 | 1919.0484 | 1919.0484 | 4350 | 395.0495 | 0 | 620.4811 | 0 | 0 | 0 | 0 | 1015.5306 |  | 4350 | 395.0495 | 0 | 620.4811 | 0 | 0 | 0 | 0 | 1015.5306 | 4350 | 395.0495 | 0 | 620.4811 | 0 | 0 | 0 | 0 | 1015.5306 | 4350 | 415.8416 | 216.9526 | 670.7904 | 0 | 0 | 0 | 0 | 1303.5845 | 4350 | 415.8416 | 216.9526 | 670.7904 | 0 | 0 | 0 | 0 | 1303.5845 | 4350 | 415.8416 | 216.9526 | 670.7904 | 0 | 0 | 0 | 0 | 1303.5845 | 4350 | 422.7723 | 433.9051 | 838.488 | 0 | 0 | 0 | 0 | 0 | 0 | 1695.1654 | 4350 | 422.7723 | 433.9051 | 838.488 | 17 | 0 | 0 | 0 | 0 | 0 | 1712.1654 | 4350 | 422.7723 | 433.9051 | 838.488 | 0 | 0 | 0 | 0 | 0 | 0 | 1695.1654
4353 | 20.9838 | 27.2815 | 27.2815 | 17.7619 | 25.7094 | 25.7094 | 0.10514 | 1.1209 | 1.1209 | 4353 | 1462.8964 | 1462.8964 | 1462.8964 | 1716.09 | 1716.09 | 1716.09 | 1941.151 | 1941.151 | 1941.151 | 4351 | 470.297 | 0 | 951.0653 | 0 | 0 | 0 | 0 | 1421.3623 |  | 4351 | 470.297 | 0 | 951.0653 | 0 | 0 | 0 | 0 | 1421.3623 | 4351 | 470.297 | 0 | 951.0653 | 0 | 0 | 0 | 0 | 1421.3623 | 4351 | 495.0495 | 236.1251 | 1028.1787 | 0 | 0 | 0 | 0 | 1759.3533 | 4351 | 495.0495 | 236.1251 | 1028.1787 | 0 | 0 | 0 | 0 | 1759.3533 | 4351 | 495.0495 | 236.1251 | 1028.1787 | 0 | 0 | 0 | 0 | 1759.3533 | 4351 | 503.3003 | 472.2503 | 1285.2234 | 0 | 0 | 0 | 0 | 0 | 0 | 2260.774 | 4351 | 503.3003 | 472.2503 | 1285.2234 | 17 | 0 | 0 | 0 | 0 | 0 | 2277.774 | 4351 | 503.3003 | 472.2503 | 1285.2234 | 0 | 0 | 0 | 0 | 0 | 0 | 2260.774
4354 | 19.1901 | 23.3115 | 23.3115 | 17.7619 | 19.1901 | 19.1901 | 0.01 | 0.01 | 0.01 | 4354 | 1460.6755 | 1460.6755 | 1460.6755 | 1713.4847 | 1713.4847 | 1713.4847 | 1938.204 | 1938.204 | 1938.204 | 4352 | 545.5446 | 0 | 1205.3608 | 0 | 0 | 0 | 0 | 1750.9054 |  | 4352 | 545.5446 | 0 | 1205.3608 | 0 | 0 | 0 | 0 | 1750.9054 | 4352 | 545.5446 | 0 | 1205.3608 | 0 | 0 | 0 | 0 | 1750.9054 | 4352 | 574.2574 | 252.2704 | 1303.0928 | 0 | 0 | 0 | 0 | 2129.6206 | 4352 | 574.2574 | 252.2704 | 1303.0928 | 0 | 0 | 0 | 0 | 2129.6206 | 4352 | 574.2574 | 252.2704 | 1303.0928 | 0 | 0 | 0 | 0 | 2129.6206 | 4352 | 583.8284 | 504.5409 | 1628.866 | 0 | 0 | 0 | 0 | 0 | 0 | 2717.2352 | 4352 | 583.8284 | 504.5409 | 1628.866 | 17 | 0 | 0 | 0 | 0 | 0 | 2734.2352 | 4352 | 583.8284 | 504.5409 | 1628.866 | 0 | 0 | 0 | 0 | 0 | 0 | 2717.2352
4355 | 19.1901 | 19.4874 | 19.1901 | 17.7619 | 17.7619 | 17.7619 | 0.01 | 0.01 | 0.01 | 4355 | 1479.5534 | 1479.5534 | 1479.5534 | 1735.6299 | 1735.6299 | 1735.6299 | 1963.2535 | 1963.2535 | 1963.2535 | 4353 | 536.1386 | 0 | 1307.079 | 0 | 0 | 0 | 0 | 1843.2177 |  | 4353 | 536.1386 | 0 | 1307.079 | 0 | 0 | 0 | 0 | 1843.2177 | 4353 | 536.1386 | 0 | 1307.079 | 0 | 0 | 0 | 0 | 1843.2177 | 4353 | 564.3564 | 268.4157 | 1413.0584 | 0 | 0 | 0 | 0 | 2245.8306 | 4353 | 564.3564 | 268.4157 | 1413.0584 | 0 | 0 | 0 | 0 | 2245.8306 | 4353 | 564.3564 | 268.4157 | 1413.0584 | 0 | 0 | 0 | 0 | 2245.8306 | 4353 | 573.7624 | 536.8315 | 1766.323 | 0 | 0 | 0 | 0 | 0 | 0 | 2876.9169 | 4353 | 573.7624 | 536.8315 | 1766.323 | 17 | 0 | 0 | 0 | 0 | 0 | 2893.9169 | 4353 | 573.7624 | 536.8315 | 1766.323 | 0 | 0 | 0 | 0 | 0 | 0 | 2876.9169
4356 | 18.6145 | 18.6145 | 18.6145 | 17.7619 | 17.7619 | 17.7619 | 0.01 | 0.01 | 0.01 | 4356 | 1455.1231 | 1455.1231 | 1455.1231 | 1706.9714 | 1706.9714 | 1706.9714 | 1930.8365 | 1930.8365 | 1930.8365 | 4354 | 639.604 | 0 | 1266.3918 | 0 | 0 | 0 | 0 | 1905.9957 |  | 4354 | 639.604 | 0 | 1266.3918 | 0 | 0 | 0 | 0 | 1905.9957 | 4354 | 639.604 | 0 | 1266.3918 | 0 | 0 | 0 | 0 | 1905.9957 | 4354 | 673.2673 | 266.3976 | 1369.0722 | 0 | 0 | 0 | 0 | 2308.7371 | 4354 | 673.2673 | 266.3976 | 1369.0722 | 0 | 0 | 0 | 0 | 2308.7371 | 4354 | 673.2673 | 266.3976 | 1369.0722 | 0 | 0 | 0 | 0 | 2308.7371 | 4354 | 684.4884 | 532.7952 | 1711.3402 | 0 | 0 | 0 | 0 | 0 | 0 | 2928.6238 | 4354 | 684.4884 | 532.7952 | 1711.3402 | 17 | 0 | 0 | 0 | 0 | 0 | 2945.6238 | 4354 | 684.4884 | 532.7952 | 1711.3402 | 0 | 0 | 0 | 0 | 0 | 0 | 2928.6238
4357 | 20.9838 | 20.9838 | 20.9838 | 17.7619 | 30.3612 | 30.3612 | 2.3567 | 2.3567 | 2.3567 | 4357 | 1444.0185 | 1444.0185 | 1444.0185 | 1693.9447 | 1693.9447 | 1693.9447 | 1916.1014 | 1916.1014 | 1916.1014 | 4355 | 630.198 | 0 | 1230.7904 | 0 | 0 | 0 | 0 | 1860.9884 |  | 4355 | 630.198 | 0 | 1230.7904 | 0 | 0 | 0 | 0 | 1860.9884 | 4355 | 630.198 | 0 | 1230.7904 | 0 | 0 | 0 | 0 | 1860.9884 | 4355 | 663.3663 | 252.2704 | 1330.5842 | 0 | 0 | 0 | 0 | 2246.221 | 4355 | 663.3663 | 252.2704 | 1330.5842 | 0 | 0 | 0 | 0 | 2246.221 | 4355 | 663.3663 | 252.2704 | 1330.5842 | 0 | 0 | 0 | 0 | 2246.221 | 4355 | 674.4224 | 504.5409 | 1663.2302 | 0 | 0 | 0 | 0 | 0 | 0 | 2842.1936 | 4355 | 674.4224 | 504.5409 | 1663.2302 | 17 | 0 | 0 | 0 | 0 | 0 | 2859.1936 | 4355 | 674.4224 | 504.5409 | 1663.2302 | 0 | 0 | 0 | 0 | 0 | 0 | 2842.1936
4358 | 22.3899 | 46.3329 | 46.4743 | 20.9838 | 32.7815 | 33.7753 | 13.2408 | 16.1158 | 16.1158 | 4358 | 1434.0243 | 1434.0243 | 1367.7978 | 1682.2208 | 1682.2208 | 1682.2208 | 1902.8399 | 1902.8399 | 1902.8399 | 4356 | 724.2574 | 0 | 1261.3058 | 0 | 0 | 0 | 0 | 1985.5633 |  | 4356 | 724.2574 | 0 | 1261.3058 | 0 | 0 | 0 | 0 | 1985.5633 | 4356 | 724.2574 | 0 | 1261.3058 | 0 | 0 | 0 | 0 | 1985.5633 | 4356 | 762.3762 | 245.2069 | 1363.5739 | 0 | 0 | 0 | 0 | 2371.157 | 4356 | 762.3762 | 245.2069 | 1363.5739 | 0 | 0 | 0 | 0 | 2371.157 | 4356 | 762.3762 | 245.2069 | 1363.5739 | 0 | 0 | 0 | 0 | 2371.157 | 4356 | 775.0825 | 490.4137 | 1704.4674 | 0 | 0 | 0 | 0 | 0 | 0 | 2969.9636 | 4356 | 775.0825 | 490.4137 | 1704.4674 | 17 | 0 | 0 | 0 | 0 | 0 | 2986.9636 | 4356 | 775.0825 | 490.4137 | 1704.4674 | 0 | 0 | 0 | 0 | 0 | 0 | 2969.9636
4359 | 29.4202 | 46.3329 | 46.4743 | 33.7753 | 33.8141 | 33.7753 | 18.6145 | 18.6145 | 18.6145 | 4359 | 1434.0243 | 1434.0243 | 1038.2861 | 1459.7059 | 1459.7059 | 1459.7059 | 1902.8399 | 1902.8399 | 1902.8399 | 4357 | 818.3168 | 0 | 1230.7904 | 0 | 0 | 0 | 0 | 2049.1072 |  | 4357 | 818.3168 | 0 | 1230.7904 | 0 | 0 | 0 | 0 | 2049.1072 | 4357 | 818.3168 | 0 | 1230.7904 | 0 | 0 | 0 | 0 | 2049.1072 | 4357 | 861.3861 | 245.2069 | 1330.5842 | 0 | 0 | 0 | 0 | 2437.1772 | 4357 | 861.3861 | 245.2069 | 1330.5842 | 0 | 0 | 0 | 0 | 2437.1772 | 4357 | 861.3861 | 245.2069 | 1330.5842 | 0 | 0 | 0 | 0 | 2437.1772 | 4357 | 875.7426 | 490.4137 | 1663.2302 | 0 | 0 | 0 | 0 | 0 | 0 | 3029.3865 | 4357 | 875.7426 | 490.4137 | 1663.2302 | 17 | 0 | 0 | 0 | 0 | 0 | 3046.3865 | 4357 | 875.7426 | 490.4137 | 1663.2302 | 0 | 0 | 0 | 0 | 0 | 0 | 3029.3865
4360 | 40.8115 | 46.3329 | 46.4743 | 33.8141 | 33.8141 | 33.8141 | 25.4103 | 25.4103 | 25.4103 | 4360 | 1215.5448 | 1118.6767 | 1215.5448 | 1217.9894 | 1217.9894 | 1217.9894 | 1377.7257 | 1377.7257 | 1377.7257 | 4358 | 743.0693 | 0 | 1108.7285 | 0 | 0 | 0 | 0 | 1851.7978 |  | 4358 | 743.0693 | 0 | 1108.7285 | 0 | 0 | 0 | 0 | 1851.7978 | 4358 | 743.0693 | 0 | 1108.7285 | 0 | 0 | 0 | 0 | 1851.7978 | 4358 | 782.1782 | 265.3885 | 1198.6254 | 0 | 0 | 0 | 0 | 2246.1921 | 4358 | 782.1782 | 265.3885 | 1198.6254 | 0 | 0 | 0 | 0 | 2246.1921 | 4358 | 782.1782 | 265.3885 | 1198.6254 | 0 | 0 | 0 | 0 | 2246.1921 | 4358 | 795.2145 | 530.777 | 1498.2818 | 0 | 0 | 0 | 0 | 0 | 0 | 2824.2733 | 4358 | 795.2145 | 530.777 | 1498.2818 | 17 | 0 | 0 | 0 | 0 | 0 | 2841.2733 | 4358 | 795.2145 | 530.777 | 1498.2818 | 0 | 0 | 0 | 0 | 0 | 0 | 2824.2733
4361 | 74.1528 | 70.2536 | 70.4281 | 40.1998 | 54.4806 | 55.7076 | 27.1694 | 27.1694 | 27.1694 | 4361 | 1018.2977 | 1018.2977 | 1018.2977 | 1194.5415 | 1194.5415 | 1194.5415 | 1351.2027 | 1351.2027 | 1351.2027 | 4359 | 658.4158 | 0 | 834.0893 | 0 | 0 | 0 | 0 | 1492.5052 |  | 4359 | 658.4158 | 0 | 834.0893 | 0 | 0 | 0 | 0 | 1492.5052 | 4359 | 658.4158 | 0 | 834.0893 | 0 | 0 | 0 | 0 | 1492.5052 | 4359 | 693.0693 | 307.7699 | 901.7182 | 0 | 0 | 0 | 0 | 1902.5574 | 4359 | 693.0693 | 307.7699 | 901.7182 | 0 | 0 | 0 | 0 | 1902.5574 | 4359 | 693.0693 | 307.7699 | 901.7182 | 0 | 0 | 0 | 0 | 1902.5574 | 4359 | 704.6205 | 615.5399 | 1127.1478 | 0 | 0 | 0 | 0 | 0 | 0 | 2447.3081 | 4359 | 704.6205 | 615.5399 | 1127.1478 | 17 | 0 | 0 | 0 | 0 | 0 | 2464.3081 | 4359 | 704.6205 | 615.5399 | 1127.1478 | 0 | 0 | 0 | 0 | 0 | 0 | 2447.3081
4362 | 74.1528 | 70.2536 | 70.4281 | 40.1998 | 54.4806 | 55.7076 | 30.2131 | 30.5937 | 30.9825 | 4362 | 989.4255 | 989.4255 | 989.4255 | 1160.6723 | 1160.6723 | 1160.6723 | 1312.8916 | 1312.8916 | 1312.8916 | 4360 | 696.0396 | 0 | 503.5052 | 0 | 0 | 0 | 0 | 1199.5448 |  | 4360 | 696.0396 | 0 | 503.5052 | 0 | 0 | 0 | 0 | 1199.5448 | 4360 | 696.0396 | 0 | 503.5052 | 0 | 0 | 0 | 0 | 1199.5448 | 4360 | 732.6733 | 365.2876 | 544.3299 | 0 | 0 | 0 | 0 | 1642.2908 | 4360 | 732.6733 | 365.2876 | 544.3299 | 0 | 0 | 0 | 0 | 1642.2908 | 4360 | 732.6733 | 365.2876 | 544.3299 | 0 | 0 | 0 | 0 | 1642.2908 | 4360 | 744.8845 | 730.5752 | 680.4124 | 0 | 0 | 0 | 0 | 0 | 0 | 2155.872 | 4360 | 744.8845 | 730.5752 | 680.4124 | 17 | 0 | 0 | 0 | 0 | 0 | 2172.872 | 4360 | 744.8845 | 730.5752 | 680.4124 | 0 | 0 | 0 | 0 | 0 | 0 | 2155.872
4363 | 74.1528 | 70.2536 | 70.4281 | 40.1998 | 54.4806 | 55.7076 | 30.2131 | 30.5937 | 30.9825 | 4363 | 941.6755 | 941.6755 | 941.6755 | 1104.6578 | 1104.6578 | 1104.6578 | 1249.5309 | 1249.5309 | 1249.5309 | 4361 | 705.4455 | 0 | 213.6082 | 0 | 0 | 0 | 0 | 919.0538 |  | 4361 | 705.4455 | 0 | 213.6082 | 0 | 0 | 0 | 0 | 919.0538 | 4361 | 705.4455 | 0 | 213.6082 | 0 | 0 | 0 | 0 | 919.0538 | 4361 | 742.5743 | 406.6599 | 230.9278 | 0 | 0 | 0 | 0 | 1380.162 | 4361 | 742.5743 | 406.6599 | 230.9278 | 0 | 0 | 0 | 0 | 1380.162 | 4361 | 742.5743 | 406.6599 | 230.9278 | 0 | 0 | 0 | 0 | 1380.162 | 4361 | 754.9505 | 813.3199 | 288.6598 | 0 | 0 | 0 | 0 | 0 | 0 | 1856.9302 | 4361 | 754.9505 | 813.3199 | 288.6598 | 17 | 0 | 0 | 0 | 0 | 0 | 1873.9302 | 4361 | 754.9505 | 813.3199 | 288.6598 | 0 | 0 | 0 | 0 | 0 | 0 | 1856.9302
4364 | 74.1528 | 70.2536 | 70.4281 | 40.1998 | 54.4806 | 55.7076 | 30.2131 | 30.5937 | 30.9825 | 4364 | 868.3847 | 868.3847 | 868.3847 | 1018.6821 | 1018.6821 | 1018.6821 | 1152.2797 | 1152.2797 | 1152.2797 | 4362 | 601.9802 | 0 | 86.4605 | 0 | 0 | 0 | 0 | 688.4407 |  | 4362 | 601.9802 | 0 | 86.4605 | 0 | 0 | 0 | 0 | 688.4407 | 4362 | 601.9802 | 0 | 86.4605 | 0 | 0 | 0 | 0 | 688.4407 | 4362 | 633.6634 | 425.8325 | 93.4708 | 0 | 0 | 0 | 0 | 1152.9666 | 4362 | 633.6634 | 425.8325 | 93.4708 | 0 | 0 | 0 | 0 | 1152.9666 | 4362 | 633.6634 | 425.8325 | 93.4708 | 0 | 0 | 0 | 0 | 1152.9666 | 4362 | 644.2244 | 851.665 | 116.8385 | 0 | 0 | 0 | 0 | 0 | 0 | 1612.7279 | 4362 | 644.2244 | 851.665 | 116.8385 | 17 | 0 | 0 | 0 | 0 | 0 | 1629.7279 | 4362 | 644.2244 | 851.665 | 116.8385 | 0 | 0 | 0 | 0 | 0 | 0 | 1612.7279
4365 | 74.1528 | 70.2536 | 70.4281 | 37.514 | 37.5322 | 37.5323 | 29.2832 | 29.2832 | 29.2832 | 4365 | 821.7451 | 821.7451 | 821.7451 | 963.9702 | 963.9702 | 963.9702 | 1090.3926 | 1090.3926 | 1090.3926 | 4363 | 507.9208 | 0 | 30.5155 | 0 | 0 | 0 | 0 | 538.4363 |  | 4363 | 507.9208 | 0 | 30.5155 | 0 | 0 | 0 | 0 | 538.4363 | 4363 | 507.9208 | 0 | 30.5155 | 0 | 0 | 0 | 0 | 538.4363 | 4363 | 534.6535 | 453.0777 | 32.9897 | 0 | 0 | 0 | 0 | 1020.7209 | 4363 | 534.6535 | 453.0777 | 32.9897 | 0 | 0 | 0 | 0 | 1020.7209 | 4363 | 534.6535 | 453.0777 | 32.9897 | 0 | 0 | 0 | 0 | 1020.7209 | 4363 | 543.5644 | 906.1554 | 41.2371 | 0 | 0 | 0 | 0 | 0 | 0 | 1490.9569 | 4363 | 543.5644 | 906.1554 | 41.2371 | 17 | 0 | 0 | 0 | 0 | 0 | 1507.9569 | 4363 | 543.5644 | 906.1554 | 41.2371 | 0 | 0 | 0 | 0 | 0 | 0 | 1490.9569
4366 | 46.472 | 46.3329 | 46.4743 | 36.8959 | 36.8959 | 36.8959 | 27.7603 | 27.7603 | 27.7603 | 4366 | 769.5532 | 769.5532 | 796.6931 | 902.7451 | 902.7451 | 902.7451 | 1021.1379 | 1021.1379 | 1021.1379 | 4364 | 536.1386 | 0 | 5.0859 | 0 | 0 | 0 | 13.6532 | 554.8778 |  | 4364 | 536.1386 | 0 | 5.0859 | 0 | 0 | 0 | 0 | 541.2245 | 4364 | 536.1386 | 0 | 5.0859 | 0 | 0 | 0 | 0 | 541.2245 | 4364 | 564.3564 | 488.3956 | 5.4983 | 0 | 0 | 0 | 0 | 1058.2503 | 4364 | 564.3564 | 488.3956 | 5.4983 | 0 | 0 | 0 | 0 | 1058.2503 | 4364 | 564.3564 | 488.3956 | 5.4983 | 0 | 0 | 0 | 0 | 1058.2503 | 4364 | 573.7624 | 976.7911 | 6.8729 | 0 | 0 | 0 | 0 | 0 | 0 | 1557.4263 | 4364 | 573.7624 | 976.7911 | 6.8729 | 17 | 0 | 0 | 0 | 0 | 0 | 1574.4263 | 4364 | 573.7624 | 976.7911 | 6.8729 | 0 | 0 | 0 | 0 | 0 | 0 | 1557.4263
4367 | 74.1528 | 70.2536 | 70.4281 | 36.5063 | 36.5063 | 36.5063 | 26.7419 | 26.7419 | 26.7419 | 4367 | 721.8031 | 721.8031 | 721.8031 | 846.7306 | 846.7306 | 846.7306 | 957.7772 | 957.7772 | 957.7772 | 4365 | 752.4752 | 0 | 0 | 0 | 0 | 0 | 0 | 752.4752 |  | 4365 | 752.4752 | 0 | 0 | 0 | 0 | 0 | 0 | 752.4752 | 4365 | 752.4752 | 0 | 0 | 0 | 0 | 0 | 0 | 752.4752 | 4365 | 792.0792 | 488.3956 | 0 | 0 | 0 | 0 | 0 | 1280.4748 | 4365 | 792.0792 | 488.3956 | 0 | 0 | 0 | 0 | 0 | 1280.4748 | 4365 | 792.0792 | 488.3956 | 0 | 0 | 0 | 0 | 0 | 1280.4748 | 4365 | 805.2805 | 976.7911 | 0 | 0 | 0 | 0 | 0 | 0 | 0 | 1782.0716 | 4365 | 805.2805 | 976.7911 | 0 | 17 | 0 | 0 | 0 | 0 | 0 | 1799.0716 | 4365 | 805.2805 | 976.7911 | 0 | 0 | 0 | 0 | 0 | 0 | 0 | 1782.0716
4368 | 46.472 | 46.3329 | 46.4743 | 36.8959 | 36.8959 | 36.8959 | 28.5703 | 28.5703 | 28.5703 | 4368 | 695.1519 | 749.6634 | 749.6634 | 815.4667 | 815.4667 | 815.4667 | 922.4132 | 922.4132 | 922.4132 | 4366 | 780.6931 | 0 | 0 | 0 | 0 | 0 | 0 | 780.6931 |  | 4366 | 780.6931 | 0 | 0 | 0 | 0 | 0 | 0 | 780.6931 | 4366 | 780.6931 | 0 | 0 | 0 | 0 | 0 | 0 | 780.6931 | 4366 | 821.7822 | 468.2139 | 0 | 0 | 0 | 0 | 0 | 1289.9961 | 4366 | 821.7822 | 468.2139 | 0 | 0 | 0 | 0 | 0 | 1289.9961 | 4366 | 821.7822 | 468.2139 | 0 | 0 | 0 | 0 | 0 | 1289.9961 | 4366 | 835.4785 | 936.4279 | 0 | 0 | 0 | 0 | 0 | 0 | 0 | 1771.9064 | 4366 | 835.4785 | 936.4279 | 0 | 17 | 0 | 0 | 0 | 0 | 0 | 1788.9064 | 4366 | 835.4785 | 936.4279 | 0 | 0 | 0 | 0 | 0 | 0 | 0 | 1771.9064
4369 | 34.1514 | 34.6322 | 34.6322 | 34.932 | 34.9281 | 34.9281 | 29.3538 | 29.3538 | 29.3538 | 4369 | 749.6634 | 749.6634 | 749.6634 | 780.2948 | 780.2948 | 780.2948 | 882.6286 | 882.6286 | 882.6286 | 4367 | 705.4455 | 0 | 0 | 0 | 0 | 0 | 0 | 705.4455 |  | 4367 | 705.4455 | 0 | 0 | 0 | 0 | 0 | 0 | 705.4455 | 4367 | 705.4455 | 0 | 0 | 0 | 0 | 0 | 0 | 705.4455 | 4367 | 742.5743 | 447.0232 | 0 | 0 | 0 | 0 | 0 | 1189.5975 | 4367 | 742.5743 | 447.0232 | 0 | 0 | 0 | 0 | 0 | 1189.5975 | 4367 | 742.5743 | 447.0232 | 0 | 0 | 0 | 0 | 0 | 1189.5975 | 4367 | 754.9505 | 894.0464 | 0 | 0 | 0 | 0 | 0 | 0 | 0 | 1648.9969 | 4367 | 754.9505 | 894.0464 | 0 | 17 | 0 | 0 | 0 | 0 | 0 | 1665.9969 | 4367 | 754.9505 | 894.0464 | 0 | 0 | 0 | 0 | 0 | 0 | 0 | 1648.9969
4370 | 34.1514 | 34.6322 | 34.6322 | 36.2554 | 36.2554 | 36.2554 | 29.2918 | 29.2918 | 29.2918 | 4370 | 659.3294 | 693.9936 | 693.9936 | 756.8469 | 756.8469 | 756.8469 | 856.1055 | 856.1055 | 856.1055 | 4368 | 733.6634 | 0 | 0 | 0 | 0 | 0 | 0 | 733.6634 |  | 4368 | 733.6634 | 0 | 0 | 0 | 0 | 0 | 0 | 733.6634 | 4368 | 733.6634 | 0 | 0 | 0 | 0 | 0 | 0 | 733.6634 | 4368 | 772.2772 | 422.8052 | 0 | 0 | 0 | 0 | 0 | 1195.0825 | 4368 | 772.2772 | 422.8052 | 0 | 0 | 0 | 0 | 0 | 1195.0825 | 4368 | 772.2772 | 422.8052 | 0 | 0 | 0 | 0 | 0 | 1195.0825 | 4368 | 785.1485 | 845.6105 | 0 | 0 | 0 | 0 | 0 | 0 | 0 | 1630.759 | 4368 | 785.1485 | 845.6105 | 0 | 17 | 0 | 0 | 0 | 0 | 0 | 1647.759 | 4368 | 785.1485 | 845.6105 | 0 | 0 | 0 | 0 | 0 | 0 | 0 | 1630.759
4371 | 47.1223 | 49.3737 | 55.8083 | 56.1688 | 51.6625 | 52.6955 | 29.4762 | 29.4762 | 29.4762 | 4371 | 669.6112 | 669.6112 | 669.6112 | 785.5055 | 785.5055 | 785.5055 | 888.5226 | 888.5226 | 888.5226 | 4369 | 733.6634 | 0 | 0 | 0 | 0 | 0 | 0 | 733.6634 |  | 4369 | 733.6634 | 0 | 0 | 0 | 0 | 0 | 0 | 733.6634 | 4369 | 733.6634 | 0 | 0 | 0 | 0 | 0 | 0 | 733.6634 | 4369 | 772.2772 | 389.5055 | 0 | 0 | 0 | 0 | 0 | 1161.7828 | 4369 | 772.2772 | 389.5055 | 0 | 0 | 0 | 0 | 0 | 1161.7828 | 4369 | 772.2772 | 389.5055 | 0 | 0 | 0 | 0 | 0 | 1161.7828 | 4369 | 785.1485 | 779.0111 | 0 | 0 | 0 | 0 | 0 | 0 | 0 | 1564.1596 | 4369 | 785.1485 | 779.0111 | 0 | 17 | 0 | 0 | 0 | 0 | 0 | 1581.1596 | 4369 | 785.1485 | 779.0111 | 0 | 0 | 0 | 0 | 0 | 0 | 0 | 1564.1596
4372 | 47.1223 | 49.3737 | 55.8083 | 56.1688 | 51.6625 | 52.6955 | 35.7936 | 32.4164 | 32.9509 | 4372 | 789.5416 | 789.5416 | 789.5416 | 926.193 | 926.193 | 926.193 | 1047.661 | 1047.661 | 1047.661 | 4370 | 667.8218 | 0 | 10.1718 | 0 | 0 | 0 | 0 | 677.9936 |  | 4370 | 667.8218 | 0 | 10.1718 | 0 | 0 | 0 | 0 | 677.9936 | 4370 | 667.8218 | 0 | 10.1718 | 0 | 0 | 0 | 0 | 677.9936 | 4370 | 702.9703 | 358.224 | 10.9966 | 0 | 0 | 0 | 0 | 1072.1909 | 4370 | 702.9703 | 358.224 | 10.9966 | 0 | 0 | 0 | 0 | 1072.1909 | 4370 | 702.9703 | 358.224 | 10.9966 | 0 | 0 | 0 | 0 | 1072.1909 | 4370 | 714.6865 | 716.448 | 13.7457 | 0 | 0 | 0 | 0 | 0 | 0 | 1444.8802 | 4370 | 714.6865 | 716.448 | 13.7457 | 17 | 0 | 0 | 0 | 0 | 0 | 1461.8802 | 4370 | 714.6865 | 716.448 | 13.7457 | 0 | 0 | 0 | 0 | 0 | 0 | 1444.8802
4373 | 47.1223 | 49.3737 | 55.8083 | 56.1688 | 51.6625 | 52.6955 | 31.2634 | 31.2634 | 31.2634 | 4373 | 910.5824 | 910.5824 | 910.5824 | 1068.1832 | 1068.1832 | 1068.1832 | 1208.2728 | 1208.2728 | 1208.2728 | 4371 | 498.5149 | 0 | 45.7732 | 0 | 0 | 0 | 0 | 544.288 |  | 4371 | 498.5149 | 0 | 45.7732 | 0 | 0 | 0 | 0 | 544.288 | 4371 | 498.5149 | 0 | 45.7732 | 0 | 0 | 0 | 0 | 544.288 | 4371 | 524.7525 | 330.9788 | 49.4845 | 0 | 0 | 0 | 0 | 905.2158 | 4371 | 524.7525 | 330.9788 | 49.4845 | 0 | 0 | 0 | 0 | 905.2158 | 4371 | 524.7525 | 330.9788 | 49.4845 | 0 | 0 | 0 | 0 | 905.2158 | 4371 | 533.4983 | 661.9576 | 61.8557 | 0 | 0 | 0 | 0 | 0 | 0 | 1257.3116 | 4371 | 533.4983 | 661.9576 | 61.8557 | 17 | 0 | 0 | 0 | 0 | 0 | 1274.3116 | 4371 | 533.4983 | 661.9576 | 61.8557 | 0 | 0 | 0 | 0 | 0 | 0 | 1257.3116
4374 | 47.1223 | 49.3737 | 55.8083 | 36.9979 | 36.994 | 36.994 | 31.2634 | 31.2634 | 31.2634 | 4374 | 1008.3035 | 1008.3035 | 1008.3035 | 1182.8175 | 1182.8175 | 1182.8175 | 1337.9411 | 1337.9411 | 1337.9411 | 4372 | 385.6436 | 0 | 116.9759 | 0 | 0 | 0 | 0 | 502.6195 |  | 4372 | 385.6436 | 0 | 116.9759 | 0 | 0 | 0 | 0 | 502.6195 | 4372 | 385.6436 | 0 | 116.9759 | 0 | 0 | 0 | 0 | 502.6195 | 4372 | 405.9406 | 280.5247 | 126.4605 | 0 | 0 | 0 | 0 | 812.9258 | 4372 | 405.9406 | 280.5247 | 126.4605 | 0 | 0 | 0 | 0 | 812.9258 | 4372 | 405.9406 | 280.5247 | 126.4605 | 0 | 0 | 0 | 0 | 812.9258 | 4372 | 412.7063 | 561.0494 | 158.0756 | 0 | 0 | 0 | 0 | 0 | 0 | 1131.8313 | 4372 | 412.7063 | 561.0494 | 158.0756 | 17 | 0 | 0 | 0 | 0 | 0 | 1148.8313 | 4372 | 412.7063 | 561.0494 | 158.0756 | 0 | 0 | 0 | 0 | 0 | 0 | 1131.8313
4375 | 34.1514 | 34.6322 | 34.6322 | 37.2605 | 37.2567 | 37.2567 | 25.0885 | 25.0885 | 25.0885 | 4375 | 1217.6869 | 1217.6869 | 1217.6869 | 1234.924 | 1234.924 | 1234.924 | 1396.8813 | 1396.8813 | 1396.8813 | 4373 | 216.3366 | 0 | 300.0687 | 0 | 0 | 0 | 0 | 516.4054 |  | 4373 | 216.3366 | 0 | 300.0687 | 0 | 0 | 0 | 0 | 516.4054 | 4373 | 216.3366 | 0 | 300.0687 | 0 | 0 | 0 | 0 | 516.4054 | 4373 | 227.7228 | 248.2341 | 324.3986 | 0 | 0 | 0 | 0 | 800.3555 | 4373 | 227.7228 | 248.2341 | 324.3986 | 0 | 0 | 0 | 0 | 800.3555 | 4373 | 227.7228 | 248.2341 | 324.3986 | 0 | 0 | 0 | 0 | 800.3555 | 4373 | 231.5182 | 496.4682 | 405.4983 | 0 | 0 | 0 | 0 | 0 | 0 | 1133.4846 | 4373 | 231.5182 | 496.4682 | 405.4983 | 17 | 0 | 0 | 0 | 0 | 0 | 1150.4846 | 4373 | 231.5182 | 496.4682 | 405.4983 | 0 | 0 | 0 | 0 | 0 | 0 | 1133.4846
4376 | 29.4202 | 29.4202 | 34.6322 | 31.3356 | 31.3356 | 31.3356 | 20.9838 | 20.9838 | 20.9838 | 4376 | 1475.1115 | 1475.1115 | 1475.1115 | 1446.8722 | 1446.8722 | 1266.1879 | 1501.8578 | 1663.9595 | 1663.9595 | 4374 | 253.9604 | 0 | 569.622 | 0 | 0 | 0 | 0 | 823.5824 |  | 4374 | 253.9604 | 0 | 569.622 | 0 | 0 | 0 | 0 | 823.5824 | 4374 | 253.9604 | 0 | 569.622 | 0 | 0 | 0 | 0 | 823.5824 | 4374 | 267.3267 | 225.0252 | 615.8076 | 0 | 0 | 0 | 0 | 1108.1595 | 4374 | 267.3267 | 225.0252 | 615.8076 | 0 | 0 | 0 | 0 | 1108.1595 | 4374 | 267.3267 | 225.0252 | 615.8076 | 0 | 0 | 0 | 0 | 1108.1595 | 4374 | 271.7822 | 450.0505 | 769.7595 | 0 | 0 | 0 | 0 | 0 | 0 | 1491.5921 | 4374 | 271.7822 | 450.0505 | 769.7595 | 17 | 0 | 0 | 0 | 0 | 0 | 1508.5921 | 4374 | 271.7822 | 450.0505 | 769.7595 | 0 | 0 | 0 | 0 | 0 | 0 | 1491.5921
4377 | 23.4961 | 29.4202 | 34.6322 | 31.3356 | 31.3356 | 31.3356 | 18.6145 | 18.6145 | 18.6145 | 4377 | 1507.315 | 1507.315 | 1507.315 | 1768.1965 | 1571.0826 | 1768.1965 | 2000.0911 | 2000.0911 | 2000.0911 | 4375 | 357.4257 | 0 | 844.2612 | 0 | 0 | 0 | 0 | 1201.6869 |  | 4375 | 357.4257 | 0 | 844.2612 | 0 | 0 | 0 | 0 | 1201.6869 | 4375 | 357.4257 | 0 | 844.2612 | 0 | 0 | 0 | 0 | 1201.6869 | 4375 | 376.2376 | 197.78 | 912.7148 | 0 | 0 | 0 | 0 | 1486.7324 | 4375 | 376.2376 | 197.78 | 912.7148 | 0 | 0 | 0 | 0 | 1486.7324 | 4375 | 376.2376 | 197.78 | 912.7148 | 0 | 0 | 0 | 0 | 1486.7324 | 4375 | 382.5083 | 395.56 | 1140.8935 | 0 | 0 | 0 | 0 | 0 | 0 | 1918.9618 | 4375 | 382.5083 | 395.56 | 1140.8935 | 17 | 0 | 0 | 0 | 0 | 0 | 1935.9618 | 4375 | 382.5083 | 395.56 | 1140.8935 | 0 | 0 | 0 | 0 | 0 | 0 | 1918.9618
4378 | 23.4961 | 29.4202 | 34.6322 | 31.3356 | 31.3356 | 31.3356 | 14.9898 | 14.9898 | 14.9898 | 4378 | 1501.7627 | 1501.7627 | 1501.7627 | 1761.6832 | 1688.1562 | 1761.6832 | 1992.7236 | 1992.7236 | 1992.7236 | 4376 | 564.3564 | 0 | 1042.6117 | 0 | 0 | 0 | 0 | 1606.9681 |  | 4376 | 564.3564 | 0 | 1042.6117 | 0 | 0 | 0 | 0 | 1606.9681 | 4376 | 564.3564 | 0 | 1042.6117 | 0 | 0 | 0 | 0 | 1606.9681 | 4376 | 594.0594 | 168.5166 | 1127.1478 | 0 | 0 | 0 | 0 | 1889.7238 | 4376 | 594.0594 | 168.5166 | 1127.1478 | 0 | 0 | 0 | 0 | 1889.7238 | 4376 | 594.0594 | 168.5166 | 1127.1478 | 0 | 0 | 0 | 0 | 1889.7238 | 4376 | 603.9604 | 337.0333 | 1408.9347 | 0 | 0 | 0 | 0 | 0 | 0 | 2349.9284 | 4376 | 603.9604 | 337.0333 | 1408.9347 | 17 | 0 | 0 | 0 | 0 | 0 | 2366.9284 | 4376 | 603.9604 | 337.0333 | 1408.9347 | 0 | 0 | 0 | 0 | 0 | 0 | 2349.9284
4379 | 23.4961 | 29.4202 | 34.6322 | 31.3356 | 30.4988 | 31.3356 | 14.9898 | 14.9898 | 14.9898 | 4379 | 1493.9894 | 1493.9894 | 1493.9894 | 1752.5645 | 1752.5645 | 1752.5645 | 1982.4091 | 1982.4091 | 1982.4091 | 4377 | 714.8515 | 0 | 1032.4399 | 0 | 0 | 0 | 0 | 1747.2913 |  | 4377 | 714.8515 | 0 | 1032.4399 | 0 | 0 | 0 | 0 | 1747.2913 | 4377 | 714.8515 | 0 | 1032.4399 | 0 | 0 | 0 | 0 | 1747.2913 | 4377 | 752.4752 | 145.3078 | 1116.1512 | 0 | 0 | 0 | 0 | 2013.9342 | 4377 | 752.4752 | 145.3078 | 1116.1512 | 0 | 0 | 0 | 0 | 2013.9342 | 4377 | 752.4752 | 145.3078 | 1116.1512 | 0 | 0 | 0 | 0 | 2013.9342 | 4377 | 765.0165 | 290.6155 | 1395.189 | 0 | 0 | 0 | 0 | 0 | 0 | 2450.821 | 4377 | 765.0165 | 290.6155 | 1395.189 | 17 | 0 | 0 | 0 | 0 | 0 | 2467.821 | 4377 | 765.0165 | 290.6155 | 1395.189 | 0 | 0 | 0 | 0 | 0 | 0 | 2450.821
4380 | 23.4961 | 25.4097 | 28.5703 | 31.3356 | 30.4988 | 31.3356 | 14.1666 | 13.294 | 14.1383 | 4380 | 1457.3441 | 1457.3441 | 1457.3441 | 1709.5767 | 1709.5767 | 1622.3448 | 1933.7835 | 1933.7835 | 1933.7835 | 4378 | 846.5347 | 0 | 1017.1821 | 0 | 0 | 0 | 0 | 1863.7168 |  | 4378 | 846.5347 | 0 | 1017.1821 | 0 | 0 | 0 | 0 | 1863.7168 | 4378 | 846.5347 | 0 | 1017.1821 | 0 | 0 | 0 | 0 | 1863.7168 | 4378 | 891.0891 | 140.2624 | 1099.6564 | 0 | 0 | 0 | 0 | 2131.0078 | 4378 | 891.0891 | 140.2624 | 1099.6564 | 0 | 0 | 0 | 0 | 2131.0078 | 4378 | 891.0891 | 140.2624 | 1099.6564 | 0 | 0 | 0 | 0 | 2131.0078 | 4378 | 905.9406 | 280.5247 | 1374.5704 | 0 | 0 | 0 | 0 | 0 | 0 | 2561.0358 | 4378 | 905.9406 | 280.5247 | 1374.5704 | 17 | 0 | 0 | 0 | 0 | 0 | 2578.0358 | 4378 | 905.9406 | 280.5247 | 1374.5704 | 0 | 0 | 0 | 0 | 0 | 0 | 2561.0358
4381 | 23.4961 | 25.4097 | 28.5703 | 31.3356 | 30.4988 | 31.3356 | 14.1666 | 14.108 | 14.1383 | 4381 | 1449.5708 | 1449.5708 | 1449.5708 | 1236.2267 | 1700.458 | 1700.458 | 1923.4689 | 1923.4689 | 1923.4689 | 4379 | 865.3465 | 0 | 1083.299 | 0 | 0 | 0 | 0 | 1948.6455 |  | 4379 | 865.3465 | 0 | 1083.299 | 0 | 0 | 0 | 0 | 1948.6455 | 4379 | 865.3465 | 0 | 1083.299 | 0 | 0 | 0 | 0 | 1948.6455 | 4379 | 910.8911 | 158.4258 | 1171.134 | 0 | 0 | 0 | 0 | 2240.4509 | 4379 | 910.8911 | 158.4258 | 1171.134 | 0 | 0 | 0 | 0 | 2240.4509 | 4379 | 910.8911 | 158.4258 | 1171.134 | 0 | 0 | 0 | 0 | 2240.4509 | 4379 | 926.0726 | 316.8517 | 1463.9175 | 0 | 0 | 0 | 0 | 0 | 0 | 2706.8418 | 4379 | 926.0726 | 316.8517 | 1463.9175 | 17 | 0 | 0 | 0 | 0 | 0 | 2723.8418 | 4379 | 926.0726 | 316.8517 | 1463.9175 | 0 | 0 | 0 | 0 | 0 | 0 | 2706.8418
4382 | 23.4961 | 28.5703 | 28.5703 | 31.3356 | 30.4988 | 31.3356 | 18.6145 | 18.6145 | 18.6145 | 4382 | 1419.5882 | 1419.5882 | 1419.5882 | 1665.2862 | 1665.2862 | 1665.2862 | 1883.6843 | 1883.6843 | 1883.6843 | 4380 | 1025.2475 | 0 | 1134.1581 | 0 | 0 | 0 | 0 | 2159.4056 |  | 4380 | 1025.2475 | 0 | 1134.1581 | 0 | 0 | 0 | 0 | 2159.4056 | 4380 | 1025.2475 | 0 | 1134.1581 | 0 | 0 | 0 | 0 | 2159.4056 | 4380 | 1079.2079 | 201.8163 | 1226.1168 | 0 | 0 | 0 | 0 | 2507.1411 | 4380 | 1079.2079 | 201.8163 | 1226.1168 | 0 | 0 | 0 | 0 | 2507.1411 | 4380 | 1079.2079 | 201.8163 | 1226.1168 | 0 | 0 | 0 | 0 | 2507.1411 | 4380 | 1097.1947 | 403.6327 | 1532.646 | 0 | 0 | 0 | 0 | 0 | 0 | 3033.4735 | 4380 | 1097.1947 | 403.6327 | 1532.646 | 17 | 0 | 0 | 0 | 0 | 0 | 3050.4735 | 4380 | 1097.1947 | 403.6327 | 1532.646 | 0 | 0 | 0 | 0 | 0 | 0 | 3033.4735
4383 | 29.4572 | 29.4572 | 34.6322 | 31.3356 | 30.6639 | 31.3356 | 22.3049 | 22.3049 | 22.3049 | 4383 | 1406.2626 | 1406.2626 | 1406.2626 | 1185.4229 | 1649.6542 | 1649.6542 | 1340.8881 | 1340.8881 | 1340.8881 | 4381 | 968.8119 | 0 | 1123.9863 | 0 | 0 | 0 | 0 | 2092.7981 |  | 4381 | 968.8119 | 0 | 1123.9863 | 0 | 0 | 0 | 0 | 2092.7981 | 4381 | 968.8119 | 0 | 1123.9863 | 0 | 0 | 0 | 0 | 2092.7981 | 4381 | 1019.802 | 262.3613 | 1215.1203 | 0 | 0 | 0 | 0 | 2497.2835 | 4381 | 1019.802 | 262.3613 | 1215.1203 | 0 | 0 | 0 | 0 | 2497.2835 | 4381 | 1019.802 | 262.3613 | 1215.1203 | 0 | 0 | 0 | 0 | 2497.2835 | 4381 | 1036.7987 | 524.7225 | 1518.9003 | 0 | 0 | 0 | 0 | 0 | 0 | 3080.4215 | 4381 | 1036.7987 | 524.7225 | 1518.9003 | 17 | 0 | 0 | 0 | 0 | 0 | 3097.4215 | 4381 | 1036.7987 | 524.7225 | 1518.9003 | 0 | 0 | 0 | 0 | 0 | 0 | 3080.4215
4384 | 34.1514 | 34.6322 | 34.6322 | 31.5938 | 31.5938 | 31.6069 | 25.8446 | 25.8446 | 25.8446 | 4384 | 1376.2116 | 1376.2116 | 1376.2116 | 1190.6335 | 1190.6335 | 1190.6335 | 1346.7822 | 1346.7822 | 1346.7822 | 4382 | 921.7822 | 0 | 1047.6976 | 0 | 0 | 0 | 0 | 1969.4798 |  | 4382 | 921.7822 | 0 | 1047.6976 | 0 | 0 | 0 | 0 | 1969.4798 | 4382 | 921.7822 | 0 | 1047.6976 | 0 | 0 | 0 | 0 | 1969.4798 | 4382 | 970.297 | 325.9334 | 1132.646 | 0 | 0 | 0 | 0 | 2428.8765 | 4382 | 970.297 | 325.9334 | 1132.646 | 0 | 0 | 0 | 0 | 2428.8765 | 4382 | 970.297 | 325.9334 | 1132.646 | 0 | 0 | 0 | 0 | 2428.8765 | 4382 | 986.4686 | 651.8668 | 1415.8076 | 0 | 0 | 0 | 0 | 0 | 0 | 3054.143 | 4382 | 986.4686 | 651.8668 | 1415.8076 | 17 | 0 | 0 | 0 | 0 | 0 | 3071.143 | 4382 | 986.4686 | 651.8668 | 1415.8076 | 0 | 0 | 0 | 0 | 0 | 0 | 3054.143
4385 | 74.1528 | 49.3737 | 55.8083 | 70.3987 | 51.6625 | 52.6955 | 29.4762 | 29.4762 | 29.4762 | 4385 | 1003.8616 | 1003.8616 | 1003.8616 | 1177.6069 | 1177.6069 | 1177.6069 | 1332.0471 | 1332.0471 | 1332.0471 | 4383 | 884.1584 | 0 | 834.0893 | 0 | 0 | 0 | 0 | 1718.2478 |  | 4383 | 884.1584 | 0 | 834.0893 | 0 | 0 | 0 | 0 | 1718.2478 | 4383 | 884.1584 | 0 | 834.0893 | 0 | 0 | 0 | 0 | 1718.2478 | 4383 | 930.6931 | 361.2513 | 901.7182 | 0 | 0 | 0 | 0 | 2193.6625 | 4383 | 930.6931 | 361.2513 | 901.7182 | 0 | 0 | 0 | 0 | 2193.6625 | 4383 | 930.6931 | 361.2513 | 901.7182 | 0 | 0 | 0 | 0 | 2193.6625 | 4383 | 946.2046 | 722.5025 | 1127.1478 | 0 | 0 | 0 | 0 | 0 | 0 | 2795.8549 | 4383 | 946.2046 | 722.5025 | 1127.1478 | 17 | 0 | 0 | 0 | 0 | 0 | 2812.8549 | 4383 | 946.2046 | 722.5025 | 1127.1478 | 0 | 0 | 0 | 0 | 0 | 0 | 2795.8549
4386 | 74.1528 | 49.3737 | 55.8083 | 79.8111 | 51.6625 | 56.1688 | 35.7936 | 33.2729 | 33.2729 | 4386 | 986.0941 | 986.0941 | 986.0941 | 1156.7643 | 1156.7643 | 1156.7643 | 1308.4711 | 1308.4711 | 1308.4711 | 4384 | 846.5347 | 0 | 513.677 | 0 | 0 | 0 | 0 | 1360.2116 |  | 4384 | 846.5347 | 0 | 513.677 | 0 | 0 | 0 | 0 | 1360.2116 | 4384 | 846.5347 | 0 | 513.677 | 0 | 0 | 0 | 0 | 1360.2116 | 4384 | 891.0891 | 373.3602 | 555.3265 | 0 | 0 | 0 | 0 | 1819.7758 | 4384 | 891.0891 | 373.3602 | 555.3265 | 0 | 0 | 0 | 0 | 1819.7758 | 4384 | 891.0891 | 373.3602 | 555.3265 | 0 | 0 | 0 | 0 | 1819.7758 | 4384 | 905.9406 | 746.7205 | 694.1581 | 0 | 0 | 0 | 0 | 0 | 0 | 2346.8192 | 4384 | 905.9406 | 746.7205 | 694.1581 | 17 | 0 | 0 | 0 | 0 | 0 | 2363.8192 | 4384 | 905.9406 | 746.7205 | 694.1581 | 0 | 0 | 0 | 0 | 0 | 0 | 2346.8192
4387 | 74.1528 | 49.3737 | 55.8083 | 79.8111 | 51.6625 | 56.1688 | 35.7936 | 34.7669 | 35.7602 | 4387 | 936.1232 | 936.1232 | 936.1232 | 1098.1445 | 1098.1445 | 1098.1445 | 1242.1634 | 1242.1634 | 1242.1634 | 4385 | 620.7921 | 0 | 218.6942 | 0 | 0 | 0 | 0 | 839.4862 |  | 4385 | 620.7921 | 0 | 218.6942 | 0 | 0 | 0 | 0 | 839.4862 | 4385 | 620.7921 | 0 | 218.6942 | 0 | 0 | 0 | 0 | 839.4862 | 4385 | 653.4653 | 374.3693 | 236.4261 | 0 | 0 | 0 | 0 | 1264.2608 | 4385 | 653.4653 | 374.3693 | 236.4261 | 0 | 0 | 0 | 0 | 1264.2608 | 4385 | 653.4653 | 374.3693 | 236.4261 | 0 | 0 | 0 | 0 | 1264.2608 | 4385 | 664.3564 | 748.7386 | 295.5326 | 0 | 0 | 0 | 0 | 0 | 0 | 1708.6277 | 4385 | 664.3564 | 748.7386 | 295.5326 | 17 | 0 | 0 | 0 | 0 | 0 | 1725.6277 | 4385 | 664.3564 | 748.7386 | 295.5326 | 0 | 0 | 0 | 0 | 0 | 0 | 1708.6277
4388 | 74.1528 | 49.3737 | 55.8083 | 79.8111 | 51.6625 | 56.1688 | 35.7936 | 34.7669 | 35.7602 | 4388 | 858.3905 | 858.3905 | 858.3905 | 1006.9581 | 1006.9581 | 1006.9581 | 1139.0182 | 1139.0182 | 1139.0182 | 4386 | 432.6733 | 0 | 81.3746 | 0 | 0 | 0 | 150 | 664.0478 |  | 4386 | 432.6733 | 0 | 81.3746 | 0 | 0 | 0 | 0 | 514.0478 | 4386 | 432.6733 | 0 | 81.3746 | 0 | 0 | 0 | 0 | 514.0478 | 4386 | 455.4455 | 367.3058 | 87.9725 | 0 | 0 | 0 | 0 | 910.7238 | 4386 | 455.4455 | 367.3058 | 87.9725 | 0 | 0 | 0 | 0 | 910.7238 | 4386 | 455.4455 | 367.3058 | 87.9725 | 0 | 0 | 0 | 0 | 910.7238 | 4386 | 463.0363 | 734.6115 | 109.9656 | 0 | 0 | 0 | 0 | 0 | 0 | 1307.6134 | 4386 | 463.0363 | 734.6115 | 109.9656 | 17 | 0 | 0 | 0 | 0 | 0 | 1324.6134 | 4386 | 463.0363 | 734.6115 | 109.9656 | 0 | 0 | 0 | 0 | 0 | 0 | 1307.6134
4389 | 74.1528 | 49.3737 | 55.8083 | 79.8111 | 51.6625 | 52.6955 | 35.7936 | 33.2095 | 33.2095 | 4389 | 801.7567 | 801.7567 | 801.7567 | 940.5223 | 940.5223 | 940.5223 | 1063.8695 | 1063.8695 | 1063.8695 | 4387 | 348.0198 | 0 | 30.5155 | 0 | 0 | 0 | 150 | 528.5353 |  | 4387 | 348.0198 | 0 | 30.5155 | 0 | 0 | 0 | 0 | 378.5353 | 4387 | 348.0198 | 0 | 30.5155 | 0 | 0 | 0 | 0 | 378.5353 | 4387 | 366.3366 | 363.2694 | 32.9897 | 0 | 0 | 0 | 0 | 762.5957 | 4387 | 366.3366 | 363.2694 | 32.9897 | 0 | 0 | 0 | 0 | 762.5957 | 4387 | 366.3366 | 363.2694 | 32.9897 | 0 | 0 | 0 | 0 | 762.5957 | 4387 | 372.4422 | 726.5388 | 41.2371 | 0 | 0 | 0 | 0 | 0 | 0 | 1140.2182 | 4387 | 372.4422 | 726.5388 | 41.2371 | 17 | 0 | 0 | 0 | 0 | 0 | 1157.2182 | 4387 | 372.4422 | 726.5388 | 41.2371 | 0 | 0 | 0 | 0 | 0 | 0 | 1140.2182
4390 | 74.1528 | 49.3737 | 55.8083 | 79.8111 | 51.6625 | 52.6955 | 35.7936 | 32.4164 | 32.9509 | 4390 | 759.559 | 759.559 | 759.559 | 891.0211 | 891.0211 | 891.0211 | 1007.8764 | 1007.8764 | 1007.8764 | 4388 | 385.6436 | 0 | 5.0859 | 0 | 0 | 0 | 150 | 540.7295 |  | 4388 | 385.6436 | 0 | 5.0859 | 0 | 0 | 0 | 0 | 390.7295 | 4388 | 385.6436 | 0 | 5.0859 | 0 | 0 | 0 | 0 | 390.7295 | 4388 | 405.9406 | 364.2785 | 5.4983 | 0 | 0 | 0 | 0 | 775.7174 | 4388 | 405.9406 | 364.2785 | 5.4983 | 0 | 0 | 0 | 0 | 775.7174 | 4388 | 405.9406 | 364.2785 | 5.4983 | 0 | 0 | 0 | 0 | 775.7174 | 4388 | 412.7063 | 728.557 | 6.8729 | 0 | 0 | 0 | 0 | 0 | 0 | 1148.1361 | 4388 | 412.7063 | 728.557 | 6.8729 | 17 | 0 | 0 | 0 | 0 | 0 | 1165.1361 | 4388 | 412.7063 | 728.557 | 6.8729 | 0 | 0 | 0 | 0 | 0 | 0 | 1148.1361
4391 | 74.1528 | 49.3737 | 55.8083 | 79.8111 | 51.6625 | 52.6955 | 35.7936 | 32.4164 | 32.9509 | 4391 | 716.2508 | 716.2508 | 716.2508 | 840.2173 | 840.2173 | 840.2173 | 950.4097 | 950.4097 | 950.4097 | 4389 | 517.3267 | 0 | 0 | 0 | 0 | 0 | 0 | 517.3267 |  | 4389 | 517.3267 | 0 | 0 | 0 | 0 | 0 | 0 | 517.3267 | 4389 | 517.3267 | 0 | 0 | 0 | 0 | 0 | 0 | 517.3267 | 4389 | 544.5545 | 344.0969 | 0 | 0 | 0 | 0 | 0 | 888.6513 | 4389 | 544.5545 | 344.0969 | 0 | 0 | 0 | 0 | 0 | 888.6513 | 4389 | 544.5545 | 344.0969 | 0 | 0 | 0 | 0 | 0 | 888.6513 | 4389 | 553.6304 | 688.1937 | 0 | 0 | 0 | 0 | 0 | 0 | 0 | 1241.8241 | 4389 | 553.6304 | 688.1937 | 0 | 17 | 0 | 0 | 0 | 0 | 0 | 1258.8241 | 4389 | 553.6304 | 688.1937 | 0 | 0 | 0 | 0 | 0 | 0 | 0 | 1241.8241
4392 | 74.1528 | 49.3737 | 55.8083 | 70.3987 | 51.6625 | 52.6955 | 35.7936 | 32.4164 | 32.9509 | 4392 | 685.1578 | 685.1578 | 685.1578 | 803.7427 | 803.7427 | 803.7427 | 909.1516 | 909.1516 | 909.1516 | 4390 | 489.1089 | 0 | 0 | 0 | 0 | 0 | 150 | 639.1089 |  | 4390 | 489.1089 | 0 | 0 | 0 | 0 | 0 | 0 | 489.1089 | 4390 | 489.1089 | 0 | 0 | 0 | 0 | 0 | 0 | 489.1089 | 4390 | 514.8515 | 323.9152 | 0 | 0 | 0 | 0 | 0 | 838.7667 | 4390 | 514.8515 | 323.9152 | 0 | 0 | 0 | 0 | 0 | 838.7667 | 4390 | 514.8515 | 323.9152 | 0 | 0 | 0 | 0 | 0 | 838.7667 | 4390 | 523.4323 | 647.8305 | 0 | 0 | 0 | 0 | 0 | 0 | 0 | 1171.2628 | 4390 | 523.4323 | 647.8305 | 0 | 17 | 0 | 0 | 0 | 0 | 0 | 1188.2628 | 4390 | 523.4323 | 647.8305 | 0 | 0 | 0 | 0 | 0 | 0 | 0 | 1171.2628
4393 | 74.1528 | 49.3737 | 55.8083 | 70.3987 | 51.6625 | 52.6955 | 31.3461 | 31.3461 | 31.3461 | 4393 | 649.6228 | 649.6228 | 649.6228 | 762.0575 | 762.0575 | 762.0575 | 861.9995 | 861.9995 | 861.9995 | 4391 | 413.8614 | 0 | 0 | 0 | 0 | 0 | 45.2375 | 459.0989 |  | 4391 | 413.8614 | 0 | 0 | 0 | 0 | 0 | 0 | 413.8614 | 4391 | 413.8614 | 0 | 0 | 0 | 0 | 0 | 0 | 413.8614 | 4391 | 435.6436 | 310.7972 | 0 | 0 | 0 | 0 | 0 | 746.4407 | 4391 | 435.6436 | 310.7972 | 0 | 0 | 0 | 0 | 0 | 746.4407 | 4391 | 435.6436 | 310.7972 | 0 | 0 | 0 | 0 | 0 | 746.4407 | 4391 | 442.9043 | 621.5943 | 0 | 0 | 0 | 0 | 0 | 0 | 0 | 1064.4986 | 4391 | 442.9043 | 621.5943 | 0 | 17 | 0 | 0 | 0 | 0 | 0 | 1081.4986 | 4391 | 442.9043 | 621.5943 | 0 | 0 | 0 | 0 | 0 | 0 | 0 | 1064.4986
4394 | 74.1528 | 49.3737 | 55.8083 | 37.6148 | 37.6109 | 37.6109 | 31.8905 | 31.8905 | 31.8905 | 4394 | 618.5298 | 618.5298 | 618.5298 | 725.583 | 725.583 | 725.583 | 820.7414 | 820.7414 | 820.7414 | 4392 | 460.8911 | 0 | 0 | 0 | 0 | 0 | 150 | 610.8911 |  | 4392 | 460.8911 | 0 | 0 | 0 | 0 | 0 | 0 | 460.8911 | 4392 | 460.8911 | 0 | 0 | 0 | 0 | 0 | 0 | 460.8911 | 4392 | 485.1485 | 311.8063 | 0 | 0 | 0 | 0 | 0 | 796.9548 | 4392 | 485.1485 | 311.8063 | 0 | 0 | 0 | 0 | 0 | 796.9548 | 4392 | 485.1485 | 311.8063 | 0 | 0 | 0 | 0 | 0 | 796.9548 | 4392 | 493.2343 | 623.6125 | 0 | 0 | 0 | 0 | 0 | 0 | 0 | 1116.8468 | 4392 | 493.2343 | 623.6125 | 0 | 17 | 0 | 0 | 0 | 0 | 0 | 1133.8468 | 4392 | 493.2343 | 623.6125 | 0 | 0 | 0 | 0 | 0 | 0 | 0 | 1116.8468
4395 | 74.1528 | 49.3737 | 55.8083 | 37.8947 | 37.8909 | 37.8909 | 33.1371 | 32.4164 | 32.9509 | 4395 | 631.8554 | 631.8554 | 631.8554 | 741.2149 | 741.2149 | 741.2149 | 838.4235 | 838.4235 | 838.4235 | 4393 | 507.9208 | 0 | 0 | 0 | 0 | 0 | 125.702 | 633.6228 |  | 4393 | 507.9208 | 0 | 0 | 0 | 0 | 0 | 0 | 507.9208 | 4393 | 507.9208 | 0 | 0 | 0 | 0 | 0 | 0 | 507.9208 | 4393 | 534.6535 | 309.7881 | 0 | 0 | 0 | 0 | 0 | 844.4416 | 4393 | 534.6535 | 309.7881 | 0 | 0 | 0 | 0 | 0 | 844.4416 | 4393 | 534.6535 | 309.7881 | 0 | 0 | 0 | 0 | 0 | 844.4416 | 4393 | 543.5644 | 619.5762 | 0 | 0 | 0 | 0 | 0 | 0 | 0 | 1163.1405 | 4393 | 543.5644 | 619.5762 | 0 | 17 | 0 | 0 | 0 | 0 | 0 | 1180.1405 | 4393 | 543.5644 | 619.5762 | 0 | 0 | 0 | 0 | 0 | 0 | 0 | 1163.1405
4396 | 74.1528 | 49.3737 | 55.8083 | 38.1425 | 38.1425 | 38.1425 | 33.2534 | 33.1371 | 33.1371 | 4396 | 690.7101 | 690.7101 | 690.7101 | 810.2561 | 810.2561 | 810.2561 | 916.5191 | 916.5191 | 916.5191 | 4394 | 526.7327 | 0 | 10.1718 | 0 | 0 | 0 | 65.6253 | 602.5298 |  | 4394 | 526.7327 | 0 | 10.1718 | 0 | 0 | 0 | 0 | 536.9045 | 4394 | 526.7327 | 0 | 10.1718 | 0 | 0 | 0 | 0 | 536.9045 | 4394 | 554.4554 | 298.6882 | 10.9966 | 0 | 0 | 0 | 0 | 864.1402 | 4394 | 554.4554 | 298.6882 | 10.9966 | 0 | 0 | 0 | 0 | 864.1402 | 4394 | 554.4554 | 298.6882 | 10.9966 | 0 | 0 | 0 | 0 | 864.1402 | 4394 | 563.6964 | 597.3764 | 13.7457 | 0 | 0 | 0 | 0 | 0 | 0 | 1174.8185 | 4394 | 563.6964 | 597.3764 | 13.7457 | 17 | 0 | 0 | 0 | 0 | 0 | 1191.8185 | 4394 | 563.6964 | 597.3764 | 13.7457 | 0 | 0 | 0 | 0 | 0 | 0 | 1174.8185
4397 | 74.1528 | 49.3737 | 55.8083 | 37.3595 | 37.3595 | 37.3595 | 33.0983 | 32.4164 | 32.9509 | 4397 | 759.559 | 759.559 | 759.559 | 891.0211 | 891.0211 | 891.0211 | 1007.8764 | 1007.8764 | 1007.8764 | 4395 | 395.0495 | 0 | 50.8591 | 0 | 0 | 0 | 150 | 595.9086 |  | 4395 | 395.0495 | 0 | 50.8591 | 0 | 0 | 0 | 0 | 445.9086 | 4395 | 395.0495 | 0 | 50.8591 | 0 | 0 | 0 | 0 | 445.9086 | 4395 | 415.8416 | 263.3703 | 54.9828 | 0 | 0 | 0 | 0 | 734.1947 | 4395 | 415.8416 | 263.3703 | 54.9828 | 0 | 0 | 0 | 0 | 734.1947 | 4395 | 415.8416 | 263.3703 | 54.9828 | 0 | 0 | 0 | 0 | 734.1947 | 4395 | 422.7723 | 526.7407 | 68.7285 | 0 | 0 | 0 | 0 | 0 | 0 | 1018.2415 | 4395 | 422.7723 | 526.7407 | 68.7285 | 17 | 0 | 0 | 0 | 0 | 0 | 1035.2415 | 4395 | 422.7723 | 526.7407 | 68.7285 | 0 | 0 | 0 | 0 | 0 | 0 | 1018.2415
4398 | 34.1514 | 34.6322 | 34.6322 | 35.9879 | 35.9879 | 35.9879 | 29.4202 | 29.4202 | 29.4202 | 4398 | 848.4977 | 848.4977 | 848.4977 | 940.5223 | 940.5223 | 940.5223 | 1063.8695 | 1063.8695 | 1063.8695 | 4396 | 282.1782 | 0 | 127.1478 | 0 | 0 | 0 | 150 | 559.326 |  | 4396 | 282.1782 | 0 | 127.1478 | 0 | 0 | 0 | 0 | 409.326 | 4396 | 282.1782 | 0 | 127.1478 | 0 | 0 | 0 | 0 | 409.326 | 4396 | 297.0297 | 184.662 | 137.457 | 0 | 0 | 0 | 0 | 619.1487 | 4396 | 297.0297 | 184.662 | 137.457 | 0 | 0 | 0 | 0 | 619.1487 | 4396 | 297.0297 | 184.662 | 137.457 | 0 | 0 | 0 | 0 | 619.1487 | 4396 | 301.9802 | 369.3239 | 171.8213 | 0 | 0 | 0 | 0 | 0 | 0 | 843.1254 | 4396 | 301.9802 | 369.3239 | 171.8213 | 17 | 0 | 0 | 0 | 0 | 0 | 860.1254 | 4396 | 301.9802 | 369.3239 | 171.8213 | 0 | 0 | 0 | 0 | 0 | 0 | 843.1254
4399 | 29.4572 | 29.4572 | 34.6322 | 30.7657 | 30.7657 | 30.864 | 22.3877 | 22.3877 | 22.3877 | 4399 | 1236.3612 | 1236.3612 | 1155.2934 | 1450.3468 | 1450.3468 | 1450.3468 | 1115.4421 | 1115.4421 | 1115.4421 | 4397 | 169.3069 | 0 | 305.1546 | 0 | 0 | 0 | 150 | 624.4616 |  | 4397 | 169.3069 | 0 | 305.1546 | 0 | 0 | 0 | 0 | 474.4616 | 4397 | 169.3069 | 0 | 305.1546 | 0 | 0 | 0 | 0 | 474.4616 | 4397 | 178.2178 | 156.4077 | 329.8969 | 0 | 0 | 0 | 0 | 664.5224 | 4397 | 178.2178 | 156.4077 | 329.8969 | 0 | 0 | 0 | 0 | 664.5224 | 4397 | 178.2178 | 156.4077 | 329.8969 | 0 | 0 | 0 | 0 | 664.5224 | 4397 | 181.1881 | 312.8153 | 412.3711 | 0 | 0 | 0 | 0 | 0 | 0 | 906.3746 | 4397 | 181.1881 | 312.8153 | 412.3711 | 17 | 0 | 0 | 0 | 0 | 0 | 923.3746 | 4397 | 181.1881 | 312.8153 | 412.3711 | 0 | 0 | 0 | 0 | 0 | 0 | 906.3746
4400 | 29.4202 | 29.4202 | 29.4202 | 28.5703 | 28.8259 | 29.3845 | 18.6145 | 18.6145 | 18.6145 | 4400 | 1249.6868 | 1249.6868 | 1249.6868 | 1465.9788 | 1465.9788 | 1465.9788 | 1658.2383 | 1658.2383 | 1658.2383 | 4398 | 206.9307 | 0 | 625.567 | 0 | 0 | 0 | 0 | 832.4977 |  | 4398 | 206.9307 | 0 | 625.567 | 0 | 0 | 0 | 0 | 832.4977 | 4398 | 206.9307 | 0 | 625.567 | 0 | 0 | 0 | 0 | 832.4977 | 4398 | 217.8218 | 171.5439 | 676.2887 | 0 | 0 | 0 | 0 | 1065.6543 | 4398 | 217.8218 | 171.5439 | 676.2887 | 0 | 0 | 0 | 0 | 1065.6543 | 4398 | 217.8218 | 171.5439 | 676.2887 | 0 | 0 | 0 | 0 | 1065.6543 | 4398 | 221.4521 | 343.0878 | 845.3608 | 0 | 0 | 0 | 0 | 0 | 0 | 1409.9008 | 4398 | 221.4521 | 343.0878 | 845.3608 | 17 | 0 | 0 | 0 | 0 | 0 | 1426.9008 | 4398 | 221.4521 | 343.0878 | 845.3608 | 0 | 0 | 0 | 0 | 0 | 0 | 1409.9008
4401 | 22.3764 | 22.3899 | 22.3899 | 20.9838 | 20.9838 | 20.9838 | 12.0426 | 12.9218 | 13.6685 | 4401 | 1250.7973 | 1250.7973 | 1250.7973 | 1467.2815 | 1467.2815 | 1467.2815 | 1659.7118 | 1659.7118 | 1659.7118 | 4399 | 319.802 | 0 | 940.8935 | 0 | 0 | 0 | 0 | 1260.6955 |  | 4399 | 319.802 | 0 | 940.8935 | 0 | 0 | 0 | 0 | 1260.6955 | 4399 | 319.802 | 0 | 940.8935 | 0 | 0 | 0 | 0 | 1260.6955 | 4399 | 336.6337 | 193.7437 | 1017.1821 | 0 | 0 | 0 | 0 | 1547.5595 | 4399 | 336.6337 | 193.7437 | 1017.1821 | 0 | 0 | 0 | 0 | 1547.5595 | 4399 | 336.6337 | 193.7437 | 1017.1821 | 0 | 0 | 0 | 0 | 1547.5595 | 4399 | 342.2442 | 387.4874 | 1271.4777 | 0 | 0 | 0 | 0 | 0 | 0 | 2001.2093 | 4399 | 342.2442 | 387.4874 | 1271.4777 | 17 | 0 | 0 | 0 | 0 | 0 | 2018.2093 | 4399 | 342.2442 | 387.4874 | 1271.4777 | 0 | 0 | 0 | 0 | 0 | 0 | 2001.2093
4402 | 21.7964 | 22.3899 | 20.9838 | 20.9838 | 20.9838 | 20.9838 | 11.1093 | 11.1093 | 11.0553 | 4402 | 1237.4717 | 1237.4717 | 1237.4717 | 1451.6495 | 1451.6495 | 1451.6495 | 1642.0298 | 1642.0298 | 1642.0298 | 4400 | 442.0792 | 0 | 1215.5326 | 0 | 0 | 0 | 0 | 1657.6119 |  | 4400 | 442.0792 | 0 | 1215.5326 | 0 | 0 | 0 | 0 | 1657.6119 | 4400 | 442.0792 | 0 | 1215.5326 | 0 | 0 | 0 | 0 | 1657.6119 | 4400 | 465.3465 | 211.9072 | 1314.0893 | 0 | 0 | 0 | 0 | 1991.343 | 4400 | 465.3465 | 211.9072 | 1314.0893 | 0 | 0 | 0 | 0 | 1991.343 | 4400 | 465.3465 | 211.9072 | 1314.0893 | 0 | 0 | 0 | 0 | 1991.343 | 4400 | 473.1023 | 423.8143 | 1642.6117 | 0 | 0 | 0 | 0 | 0 | 0 | 2539.5283 | 4400 | 473.1023 | 423.8143 | 1642.6117 | 17 | 0 | 0 | 0 | 0 | 0 | 2556.5283 | 4400 | 473.1023 | 423.8143 | 1642.6117 | 0 | 0 | 0 | 0 | 0 | 0 | 2539.5283
4403 | 21.7964 | 22.3899 | 20.9838 | 20.9838 | 20.9838 | 20.9838 | 11.1093 | 11.1093 | 11.0553 | 4403 | 1223.0357 | 1223.0357 | 1223.0357 | 1434.7149 | 1434.7149 | 1434.7149 | 1622.8742 | 1622.8742 | 1622.8742 | 4401 | 536.1386 | 0 | 1373.1959 | 0 | 0 | 0 | 0 | 1909.3345 |  | 4401 | 536.1386 | 0 | 1373.1959 | 0 | 0 | 0 | 0 | 1909.3345 | 4401 | 536.1386 | 0 | 1373.1959 | 0 | 0 | 0 | 0 | 1909.3345 | 4401 | 564.3564 | 221.998 | 1484.5361 | 0 | 0 | 0 | 0 | 2270.8905 | 4401 | 564.3564 | 221.998 | 1484.5361 | 0 | 0 | 0 | 0 | 2270.8905 | 4401 | 564.3564 | 221.998 | 1484.5361 | 0 | 0 | 0 | 0 | 2270.8905 | 4401 | 573.7624 | 443.996 | 1855.6701 | 0 | 0 | 0 | 0 | 0 | 0 | 2873.4284 | 4401 | 573.7624 | 443.996 | 1855.6701 | 17 | 0 | 0 | 0 | 0 | 0 | 2890.4284 | 4401 | 573.7624 | 443.996 | 1855.6701 | 0 | 0 | 0 | 0 | 0 | 0 | 2873.4284
4404 | 21.7964 | 22.3899 | 20.9838 | 20.9838 | 20.9838 | 20.9838 | 11.1093 | 11.1093 | 11.1093 | 4404 | 1215.2624 | 1215.2624 | 1215.2624 | 1425.5963 | 1425.5963 | 1425.5963 | 1612.5597 | 1612.5597 | 1612.5597 | 4402 | 564.3564 | 0 | 1424.055 | 0 | 0 | 0 | 0 | 1988.4114 |  | 4402 | 564.3564 | 0 | 1424.055 | 0 | 0 | 0 | 0 | 1988.4114 | 4402 | 564.3564 | 0 | 1424.055 | 0 | 0 | 0 | 0 | 1988.4114 | 4402 | 594.0594 | 221.998 | 1539.5189 | 0 | 0 | 0 | 0 | 2355.5763 | 4402 | 594.0594 | 221.998 | 1539.5189 | 0 | 0 | 0 | 0 | 2355.5763 | 4402 | 594.0594 | 221.998 | 1539.5189 | 0 | 0 | 0 | 0 | 2355.5763 | 4402 | 603.9604 | 443.996 | 1924.3986 | 0 | 0 | 0 | 0 | 0 | 0 | 2972.355 | 4402 | 603.9604 | 443.996 | 1924.3986 | 17 | 0 | 0 | 0 | 0 | 0 | 2989.355 | 4402 | 603.9604 | 443.996 | 1924.3986 | 0 | 0 | 0 | 0 | 0 | 0 | 2972.355
4405 | 21.7964 | 22.3899 | 22.3899 | 20.9838 | 20.9838 | 20.9838 | 13.5611 | 14.3789 | 14.9898 | 4405 | 1216.3729 | 1216.3729 | 1216.3729 | 1426.8989 | 1426.8989 | 1426.8989 | 1614.0332 | 1614.0332 | 1614.0332 | 4403 | 714.8515 | 0 | 1444.3986 | 0 | 0 | 0 | 0 | 2159.2501 |  | 4403 | 714.8515 | 0 | 1444.3986 | 0 | 0 | 0 | 0 | 2159.2501 | 4403 | 714.8515 | 0 | 1444.3986 | 0 | 0 | 0 | 0 | 2159.2501 | 4403 | 752.4752 | 225.0252 | 1561.512 | 0 | 0 | 0 | 0 | 2539.0125 | 4403 | 752.4752 | 225.0252 | 1561.512 | 0 | 0 | 0 | 0 | 2539.0125 | 4403 | 752.4752 | 225.0252 | 1561.512 | 0 | 0 | 0 | 0 | 2539.0125 | 4403 | 765.0165 | 450.0505 | 1951.89 | 0 | 0 | 0 | 0 | 0 | 0 | 3166.957 | 4403 | 765.0165 | 450.0505 | 1951.89 | 17 | 0 | 0 | 0 | 0 | 0 | 3183.957 | 4403 | 765.0165 | 450.0505 | 1951.89 | 0 | 0 | 0 | 0 | 0 | 0 | 3166.957
4406 | 22.3899 | 22.3899 | 22.3899 | 22.3899 | 22.3899 | 22.3899 | 14.9898 | 14.9898 | 14.9898 | 4406 | 1225.2566 | 1225.2566 | 1225.2566 | 1437.3202 | 1437.3202 | 1437.3202 | 1625.8212 | 1625.8212 | 1625.8212 | 4404 | 790.099 | 0 | 1413.8832 | 0 | 0 | 0 | 0 | 2203.9822 |  | 4404 | 790.099 | 0 | 1413.8832 | 0 | 0 | 0 | 0 | 2203.9822 | 4404 | 790.099 | 0 | 1413.8832 | 0 | 0 | 0 | 0 | 2203.9822 | 4404 | 831.6832 | 237.1342 | 1528.5223 | 0 | 0 | 0 | 0 | 2597.3397 | 4404 | 831.6832 | 237.1342 | 1528.5223 | 0 | 0 | 0 | 0 | 2597.3397 | 4404 | 831.6832 | 237.1342 | 1528.5223 | 0 | 0 | 0 | 0 | 2597.3397 | 4404 | 845.5446 | 474.2684 | 1910.6529 | 0 | 0 | 0 | 0 | 0 | 0 | 3230.4659 | 4404 | 845.5446 | 474.2684 | 1910.6529 | 17 | 0 | 0 | 0 | 0 | 0 | 3247.4659 | 4404 | 845.5446 | 474.2684 | 1910.6529 | 0 | 0 | 0 | 0 | 0 | 0 | 3230.4659
4407 | 29.4572 | 29.4572 | 34.6322 | 30.6639 | 30.6639 | 31.3356 | 20.9838 | 20.9838 | 20.9838 | 4407 | 1249.6868 | 1249.6868 | 1249.6868 | 1465.9788 | 1465.9788 | 1316.7556 | 1295.2259 | 1133.1242 | 1133.1242 | 4405 | 912.3762 | 0 | 1337.5945 | 0 | 0 | 0 | 0 | 2249.9707 |  | 4405 | 912.3762 | 0 | 1337.5945 | 0 | 0 | 0 | 0 | 2249.9707 | 4405 | 912.3762 | 0 | 1337.5945 | 0 | 0 | 0 | 0 | 2249.9707 | 4405 | 960.396 | 256.3068 | 1446.0481 | 0 | 0 | 0 | 0 | 2662.7509 | 4405 | 960.396 | 256.3068 | 1446.0481 | 0 | 0 | 0 | 0 | 2662.7509 | 4405 | 960.396 | 256.3068 | 1446.0481 | 0 | 0 | 0 | 0 | 2662.7509 | 4405 | 976.4026 | 512.6135 | 1807.5601 | 0 | 0 | 0 | 0 | 0 | 0 | 3296.5763 | 4405 | 976.4026 | 512.6135 | 1807.5601 | 17 | 0 | 0 | 0 | 0 | 0 | 3313.5763 | 4405 | 976.4026 | 512.6135 | 1807.5601 | 0 | 0 | 0 | 0 | 0 | 0 | 3296.5763
4408 | 34.1514 | 34.6322 | 34.6322 | 33.7605 | 33.7605 | 33.7605 | 22.3877 | 22.3877 | 22.3877 | 4408 | 1097.0969 | 1097.0969 | 1097.0969 | 1040.8273 | 1040.8273 | 1040.8273 | 1177.3293 | 1177.3293 | 1177.3293 | 4406 | 950 | 0 | 1195.189 | 0 | 0 | 0 | 0 | 2145.189 |  | 4406 | 950 | 0 | 1195.189 | 0 | 0 | 0 | 0 | 2145.189 | 4406 | 950 | 0 | 1195.189 | 0 | 0 | 0 | 0 | 2145.189 | 4406 | 1000 | 279.5156 | 1292.0962 | 0 | 0 | 0 | 0 | 2571.6119 | 4406 | 1000 | 279.5156 | 1292.0962 | 0 | 0 | 0 | 0 | 2571.6119 | 4406 | 1000 | 279.5156 | 1292.0962 | 0 | 0 | 0 | 0 | 2571.6119 | 4406 | 1016.6667 | 559.0313 | 1615.1203 | 0 | 0 | 0 | 0 | 0 | 0 | 3190.8182 | 4406 | 1016.6667 | 559.0313 | 1615.1203 | 17 | 0 | 0 | 0 | 0 | 0 | 3207.8182 | 4406 | 1016.6667 | 559.0313 | 1615.1203 | 0 | 0 | 0 | 0 | 0 | 0 | 3190.8182
4409 | 74.1528 | 49.3737 | 55.8083 | 67.6002 | 51.6625 | 52.6955 | 30.6546 | 30.6546 | 30.6546 | 4409 | 912.8034 | 912.8034 | 912.8034 | 1070.7886 | 1070.7886 | 1070.7886 | 1211.2198 | 1211.2198 | 1211.2198 | 4407 | 790.099 | 0 | 900.2062 | 0 | 0 | 0 | 0 | 1690.3052 |  | 4407 | 790.099 | 0 | 900.2062 | 0 | 0 | 0 | 0 | 1690.3052 | 4407 | 790.099 | 0 | 900.2062 | 0 | 0 | 0 | 0 | 1690.3052 | 4407 | 831.6832 | 294.6519 | 973.1959 | 0 | 0 | 0 | 0 | 2099.5309 | 4407 | 831.6832 | 294.6519 | 973.1959 | 0 | 0 | 0 | 0 | 2099.5309 | 4407 | 831.6832 | 294.6519 | 973.1959 | 0 | 0 | 0 | 0 | 2099.5309 | 4407 | 845.5446 | 589.3037 | 1216.4948 | 0 | 0 | 0 | 0 | 0 | 0 | 2651.3431 | 4407 | 845.5446 | 589.3037 | 1216.4948 | 17 | 0 | 0 | 0 | 0 | 0 | 2668.3431 | 4407 | 845.5446 | 589.3037 | 1216.4948 | 0 | 0 | 0 | 0 | 0 | 0 | 2651.3431
4410 | 74.1528 | 49.3737 | 55.8083 | 67.6002 | 51.6625 | 61.386 | 33.2744 | 32.1968 | 32.9509 | 4410 | 897.2568 | 897.2568 | 897.2568 | 1052.5513 | 1052.5513 | 1052.5513 | 1190.5908 | 1190.5908 | 1190.5908 | 4408 | 526.7327 | 0 | 554.3643 | 0 | 0 | 0 | 0 | 1081.0969 |  | 4408 | 526.7327 | 0 | 554.3643 | 0 | 0 | 0 | 0 | 1081.0969 | 4408 | 526.7327 | 0 | 554.3643 | 0 | 0 | 0 | 0 | 1081.0969 | 4408 | 554.4554 | 311.8063 | 599.3127 | 0 | 0 | 0 | 0 | 1465.5744 | 4408 | 554.4554 | 311.8063 | 599.3127 | 0 | 0 | 0 | 0 | 1465.5744 | 4408 | 554.4554 | 311.8063 | 599.3127 | 0 | 0 | 0 | 0 | 1465.5744 | 4408 | 563.6964 | 623.6125 | 749.1409 | 0 | 0 | 0 | 0 | 0 | 0 | 1936.4498 | 4408 | 563.6964 | 623.6125 | 749.1409 | 17 | 0 | 0 | 0 | 0 | 0 | 1953.4498 | 4408 | 563.6964 | 623.6125 | 749.1409 | 0 | 0 | 0 | 0 | 0 | 0 | 1936.4498
4411 | 74.1528 | 49.3737 | 55.8083 | 67.6002 | 51.6625 | 61.386 | 33.2744 | 32.1968 | 32.9509 | 4411 | 848.3963 | 848.3963 | 848.3963 | 995.2341 | 995.2341 | 995.2341 | 1125.7566 | 1125.7566 | 1125.7566 | 4409 | 432.6733 | 0 | 228.866 | 0 | 0 | 0 | 150 | 811.5392 |  | 4409 | 432.6733 | 0 | 228.866 | 0 | 0 | 0 | 0 | 661.5392 | 4409 | 432.6733 | 0 | 228.866 | 0 | 0 | 0 | 0 | 661.5392 | 4409 | 455.4455 | 324.9243 | 247.4227 | 0 | 0 | 0 | 0 | 1027.7925 | 4409 | 455.4455 | 324.9243 | 247.4227 | 0 | 0 | 0 | 0 | 1027.7925 | 4409 | 455.4455 | 324.9243 | 247.4227 | 0 | 0 | 0 | 0 | 1027.7925 | 4409 | 463.0363 | 649.8486 | 309.2784 | 0 | 0 | 0 | 0 | 0 | 0 | 1422.1633 | 4409 | 463.0363 | 649.8486 | 309.2784 | 17 | 0 | 0 | 0 | 0 | 0 | 1439.1633 | 4409 | 463.0363 | 649.8486 | 309.2784 | 0 | 0 | 0 | 0 | 0 | 0 | 1422.1633
4412 | 74.1528 | 49.3737 | 55.8083 | 67.6002 | 51.6625 | 52.6955 | 33.2744 | 32.1968 | 32.9509 | 4412 | 796.2044 | 796.2044 | 796.2044 | 934.009 | 934.009 | 934.009 | 1056.502 | 1056.502 | 1056.502 | 4410 | 300.9901 | 0 | 81.3746 | 0 | 0 | 0 | 150 | 532.3647 |  | 4410 | 300.9901 | 0 | 81.3746 | 0 | 0 | 0 | 0 | 382.3647 | 4410 | 300.9901 | 0 | 81.3746 | 0 | 0 | 0 | 0 | 382.3647 | 4410 | 316.8317 | 293.6428 | 87.9725 | 0 | 0 | 0 | 0 | 698.447 | 4410 | 316.8317 | 293.6428 | 87.9725 | 0 | 0 | 0 | 0 | 698.447 | 4410 | 316.8317 | 293.6428 | 87.9725 | 0 | 0 | 0 | 0 | 698.447 | 4410 | 322.1122 | 587.2856 | 109.9656 | 0 | 0 | 0 | 0 | 0 | 0 | 1019.3634 | 4410 | 322.1122 | 587.2856 | 109.9656 | 17 | 0 | 0 | 0 | 0 | 0 | 1036.3634 | 4410 | 322.1122 | 587.2856 | 109.9656 | 0 | 0 | 0 | 0 | 0 | 0 | 1019.3634
4413 | 74.1528 | 49.3737 | 55.8083 | 67.6002 | 51.6625 | 61.386 | 33.2744 | 32.1968 | 32.9509 | 4413 | 783.9893 | 783.9893 | 783.9893 | 919.6797 | 919.6797 | 919.6797 | 1040.2934 | 1040.2934 | 1040.2934 | 4411 | 300.9901 | 0 | 30.5155 | 0 | 0 | 0 | 150 | 481.5056 |  | 4411 | 300.9901 | 0 | 30.5155 | 0 | 0 | 0 | 0 | 331.5056 | 4411 | 300.9901 | 0 | 30.5155 | 0 | 0 | 0 | 0 | 331.5056 | 4411 | 316.8317 | 285.5701 | 32.9897 | 0 | 0 | 0 | 0 | 635.3915 | 4411 | 316.8317 | 285.5701 | 32.9897 | 0 | 0 | 0 | 0 | 635.3915 | 4411 | 316.8317 | 285.5701 | 32.9897 | 0 | 0 | 0 | 0 | 635.3915 | 4411 | 322.1122 | 571.1403 | 41.2371 | 0 | 0 | 0 | 0 | 0 | 0 | 934.4896 | 4411 | 322.1122 | 571.1403 | 41.2371 | 17 | 0 | 0 | 0 | 0 | 0 | 951.4896 | 4411 | 322.1122 | 571.1403 | 41.2371 | 0 | 0 | 0 | 0 | 0 | 0 | 934.4896
4414 | 74.1528 | 49.3737 | 55.8083 | 67.6002 | 51.6625 | 52.6955 | 33.1371 | 32.1968 | 32.9509 | 4414 | 748.4543 | 748.4543 | 748.4543 | 877.9945 | 877.9945 | 877.9945 | 993.1413 | 993.1413 | 993.1413 | 4412 | 413.8614 | 0 | 5.0859 | 0 | 0 | 0 | 0 | 418.9473 |  | 4412 | 413.8614 | 0 | 5.0859 | 0 | 0 | 0 | 0 | 418.9473 | 4412 | 413.8614 | 0 | 5.0859 | 0 | 0 | 0 | 0 | 418.9473 | 4412 | 435.6436 | 282.5429 | 5.4983 | 0 | 0 | 0 | 0 | 723.6847 | 4412 | 435.6436 | 282.5429 | 5.4983 | 0 | 0 | 0 | 0 | 723.6847 | 4412 | 435.6436 | 282.5429 | 5.4983 | 0 | 0 | 0 | 0 | 723.6847 | 4412 | 442.9043 | 565.0858 | 6.8729 | 0 | 0 | 0 | 0 | 0 | 0 | 1014.8629 | 4412 | 442.9043 | 565.0858 | 6.8729 | 17 | 0 | 0 | 0 | 0 | 0 | 1031.8629 | 4412 | 442.9043 | 565.0858 | 6.8729 | 0 | 0 | 0 | 0 | 0 | 0 | 1014.8629
4415 | 74.1528 | 49.3737 | 55.8083 | 38.0227 | 36.2554 | 36.2554 | 31.6965 | 31.6965 | 31.6965 | 4415 | 701.8147 | 701.8147 | 701.8147 | 823.2827 | 823.2827 | 823.2827 | 931.2542 | 931.2542 | 931.2542 | 4413 | 413.8614 | 0 | 0 | 0 | 0 | 0 | 0 | 413.8614 |  | 4413 | 413.8614 | 0 | 0 | 0 | 0 | 0 | 0 | 413.8614 | 4413 | 413.8614 | 0 | 0 | 0 | 0 | 0 | 0 | 413.8614 | 4413 | 435.6436 | 253.2795 | 0 | 0 | 0 | 0 | 0 | 688.9231 | 4413 | 435.6436 | 253.2795 | 0 | 0 | 0 | 0 | 0 | 688.9231 | 4413 | 435.6436 | 253.2795 | 0 | 0 | 0 | 0 | 0 | 688.9231 | 4413 | 442.9043 | 506.559 | 0 | 0 | 0 | 0 | 0 | 0 | 0 | 949.4633 | 4413 | 442.9043 | 506.559 | 0 | 17 | 0 | 0 | 0 | 0 | 0 | 966.4633 | 4413 | 442.9043 | 506.559 | 0 | 0 | 0 | 0 | 0 | 0 | 0 | 949.4633
4416 | 46.472 | 34.6322 | 34.6322 | 38.0227 | 35.7702 | 35.7702 | 31.2292 | 31.2138 | 31.2133 | 4416 | 671.8322 | 674.4158 | 674.4158 | 788.1108 | 788.1108 | 788.1108 | 891.4696 | 891.4696 | 891.4696 | 4414 | 423.2673 | 0 | 0 | 0 | 0 | 0 | 49.4317 | 472.6991 |  | 4414 | 423.2673 | 0 | 0 | 0 | 0 | 0 | 0 | 423.2673 | 4414 | 423.2673 | 0 | 0 | 0 | 0 | 0 | 0 | 423.2673 | 4414 | 445.5446 | 215.9435 | 0 | 0 | 0 | 0 | 0 | 661.488 | 4414 | 445.5446 | 215.9435 | 0 | 0 | 0 | 0 | 0 | 661.488 | 4414 | 445.5446 | 215.9435 | 0 | 0 | 0 | 0 | 0 | 661.488 | 4414 | 452.9703 | 431.887 | 0 | 0 | 0 | 0 | 0 | 0 | 0 | 884.8573 | 4414 | 452.9703 | 431.887 | 0 | 17 | 0 | 0 | 0 | 0 | 0 | 901.8573 | 4414 | 452.9703 | 431.887 | 0 | 0 | 0 | 0 | 0 | 0 | 0 | 884.8573
4417 | 74.1528 | 49.3737 | 55.8083 | 38.0227 | 38.0227 | 38.0227 | 31.6106 | 31.5773 | 31.5773 | 4417 | 639.6286 | 639.6286 | 639.6286 | 750.3336 | 750.3336 | 750.3336 | 848.738 | 848.738 | 848.738 | 4415 | 667.8218 | 0 | 0 | 0 | 0 | 0 | 17.993 | 685.8147 |  | 4415 | 667.8218 | 0 | 0 | 0 | 0 | 0 | 0 | 667.8218 | 4415 | 667.8218 | 0 | 0 | 0 | 0 | 0 | 0 | 667.8218 | 4415 | 702.9703 | 186.6801 | 0 | 0 | 0 | 0 | 0 | 889.6504 | 4415 | 702.9703 | 186.6801 | 0 | 0 | 0 | 0 | 0 | 889.6504 | 4415 | 702.9703 | 186.6801 | 0 | 0 | 0 | 0 | 0 | 889.6504 | 4415 | 714.6865 | 373.3602 | 0 | 0 | 0 | 0 | 0 | 0 | 0 | 1088.0467 | 4415 | 714.6865 | 373.3602 | 0 | 17 | 0 | 0 | 0 | 0 | 0 | 1105.0467 | 4415 | 714.6865 | 373.3602 | 0 | 0 | 0 | 0 | 0 | 0 | 0 | 1088.0467
4418 | 74.1528 | 49.3737 | 55.8083 | 64.0359 | 51.6625 | 52.6955 | 31.7527 | 31.7194 | 31.7194 | 4418 | 609.646 | 609.646 | 609.646 | 715.1617 | 715.1617 | 715.1617 | 808.9534 | 808.9534 | 808.9534 | 4416 | 658.4158 | 0 | 0 | 0 | 0 | 0 | 0 | 658.4158 |  | 4416 | 658.4158 | 0 | 0 | 0 | 0 | 0 | 0 | 658.4158 | 4416 | 658.4158 | 0 | 0 | 0 | 0 | 0 | 0 | 658.4158 | 4416 | 693.0693 | 166.4985 | 0 | 0 | 0 | 0 | 0 | 859.5678 | 4416 | 693.0693 | 166.4985 | 0 | 0 | 0 | 0 | 0 | 859.5678 | 4416 | 693.0693 | 166.4985 | 0 | 0 | 0 | 0 | 0 | 859.5678 | 4416 | 704.6205 | 332.997 | 0 | 0 | 0 | 0 | 0 | 0 | 0 | 1037.6174 | 4416 | 704.6205 | 332.997 | 0 | 17 | 0 | 0 | 0 | 0 | 0 | 1054.6174 | 4416 | 704.6205 | 332.997 | 0 | 0 | 0 | 0 | 0 | 0 | 0 | 1037.6174
4419 | 74.1528 | 49.3737 | 55.8083 | 64.0359 | 51.6625 | 52.6955 | 31.6965 | 31.6965 | 31.6965 | 4419 | 612.9774 | 612.9774 | 612.9774 | 719.0697 | 719.0697 | 719.0697 | 813.3739 | 813.3739 | 813.3739 | 4417 | 545.5446 | 0 | 0 | 0 | 0 | 0 | 78.0841 | 623.6286 |  | 4417 | 545.5446 | 0 | 0 | 0 | 0 | 0 | 0 | 545.5446 | 4417 | 545.5446 | 0 | 0 | 0 | 0 | 0 | 0 | 545.5446 | 4417 | 574.2574 | 153.3804 | 0 | 0 | 0 | 0 | 0 | 727.6378 | 4417 | 574.2574 | 153.3804 | 0 | 0 | 0 | 0 | 0 | 727.6378 | 4417 | 574.2574 | 153.3804 | 0 | 0 | 0 | 0 | 0 | 727.6378 | 4417 | 583.8284 | 306.7608 | 0 | 0 | 0 | 0 | 0 | 0 | 0 | 890.5892 | 4417 | 583.8284 | 306.7608 | 0 | 17 | 0 | 0 | 0 | 0 | 0 | 907.5892 | 4417 | 583.8284 | 306.7608 | 0 | 0 | 0 | 0 | 0 | 0 | 0 | 890.5892
4420 | 74.1528 | 49.3737 | 55.8083 | 64.0359 | 51.6625 | 52.6955 | 33.2744 | 32.1968 | 32.9509 | 4420 | 668.5008 | 668.5008 | 668.5008 | 784.2028 | 784.2028 | 784.2028 | 887.0491 | 887.0491 | 887.0491 | 4418 | 470.297 | 0 | 10.1718 | 0 | 0 | 0 | 113.1772 | 593.646 |  | 4418 | 470.297 | 0 | 10.1718 | 0 | 0 | 0 | 0 | 480.4689 | 4418 | 470.297 | 0 | 10.1718 | 0 | 0 | 0 | 0 | 480.4689 | 4418 | 495.0495 | 145.3078 | 10.9966 | 0 | 0 | 0 | 0 | 651.3538 | 4418 | 495.0495 | 145.3078 | 10.9966 | 0 | 0 | 0 | 0 | 651.3538 | 4418 | 495.0495 | 145.3078 | 10.9966 | 0 | 0 | 0 | 0 | 651.3538 | 4418 | 503.3003 | 290.6155 | 13.7457 | 0 | 0 | 0 | 0 | 0 | 0 | 807.6616 | 4418 | 503.3003 | 290.6155 | 13.7457 | 17 | 0 | 0 | 0 | 0 | 0 | 824.6616 | 4418 | 503.3003 | 290.6155 | 13.7457 | 0 | 0 | 0 | 0 | 0 | 0 | 807.6616
4421 | 74.1528 | 49.3737 | 55.8083 | 62.0576 | 51.6625 | 61.386 | 33.2744 | 32.1968 | 32.9509 | 4421 | 718.4717 | 718.4717 | 718.4717 | 842.8226 | 842.8226 | 842.8226 | 953.3567 | 953.3567 | 953.3567 | 4419 | 385.6436 | 0 | 40.6873 | 0 | 0 | 0 | 150 | 576.3308 |  | 4419 | 385.6436 | 0 | 40.6873 | 0 | 0 | 0 | 0 | 426.3308 | 4419 | 385.6436 | 0 | 40.6873 | 0 | 0 | 0 | 0 | 426.3308 | 4419 | 405.9406 | 138.2442 | 43.9863 | 0 | 0 | 0 | 0 | 588.171 | 4419 | 405.9406 | 138.2442 | 43.9863 | 0 | 0 | 0 | 0 | 588.171 | 4419 | 405.9406 | 138.2442 | 43.9863 | 0 | 0 | 0 | 0 | 588.171 | 4419 | 412.7063 | 276.4884 | 54.9828 | 0 | 0 | 0 | 0 | 0 | 0 | 744.1775 | 4419 | 412.7063 | 276.4884 | 54.9828 | 17 | 0 | 0 | 0 | 0 | 0 | 761.1775 | 4419 | 412.7063 | 276.4884 | 54.9828 | 0 | 0 | 0 | 0 | 0 | 0 | 744.1775
4422 | 34.1514 | 34.6322 | 34.6322 | 36.4141 | 36.4141 | 36.4141 | 32.7309 | 32.1968 | 32.7309 | 4422 | 841.3894 | 841.3894 | 754.0067 | 884.5078 | 884.5078 | 884.5078 | 1000.5088 | 1000.5088 | 1000.5088 | 4420 | 235.1485 | 0 | 101.7182 | 0 | 0 | 0 | 150 | 486.8667 |  | 4420 | 235.1485 | 0 | 101.7182 | 0 | 0 | 0 | 0 | 336.8667 | 4420 | 235.1485 | 0 | 101.7182 | 0 | 0 | 0 | 0 | 336.8667 | 4420 | 247.5248 | 114.0262 | 109.9656 | 0 | 0 | 0 | 0 | 471.5166 | 4420 | 247.5248 | 114.0262 | 109.9656 | 0 | 0 | 0 | 0 | 471.5166 | 4420 | 247.5248 | 114.0262 | 109.9656 | 0 | 0 | 0 | 0 | 471.5166 | 4420 | 251.6502 | 228.0525 | 137.457 | 0 | 0 | 0 | 0 | 0 | 0 | 617.1597 | 4420 | 251.6502 | 228.0525 | 137.457 | 17 | 0 | 0 | 0 | 0 | 0 | 634.1597 | 4420 | 251.6502 | 228.0525 | 137.457 | 0 | 0 | 0 | 0 | 0 | 0 | 617.1597
4423 | 29.4572 | 29.4572 | 34.6322 | 31.8496 | 31.8496 | 31.8496 | 24.1017 | 24.1017 | 24.1017 | 4423 | 1184.1693 | 1184.1693 | 1184.1693 | 924.8904 | 924.8904 | 924.8904 | 1046.1875 | 1046.1875 | 1046.1875 | 4421 | 122.2772 | 0 | 300.0687 | 0 | 0 | 0 | 150 | 572.346 |  | 4421 | 122.2772 | 0 | 300.0687 | 0 | 0 | 0 | 0 | 422.346 | 4421 | 122.2772 | 0 | 300.0687 | 0 | 0 | 0 | 0 | 422.346 | 4421 | 128.7129 | 85.7719 | 324.3986 | 0 | 0 | 0 | 0 | 538.8834 | 4421 | 128.7129 | 85.7719 | 324.3986 | 0 | 0 | 0 | 0 | 538.8834 | 4421 | 128.7129 | 85.7719 | 324.3986 | 0 | 0 | 0 | 0 | 538.8834 | 4421 | 130.8581 | 171.5439 | 405.4983 | 0 | 0 | 0 | 0 | 0 | 0 | 707.9003 | 4421 | 130.8581 | 171.5439 | 405.4983 | 17 | 0 | 0 | 0 | 0 | 0 | 724.9003 | 4421 | 130.8581 | 171.5439 | 405.4983 | 0 | 0 | 0 | 0 | 0 | 0 | 707.9003
4424 | 22.8974 | 29.4202 | 34.6322 | 31.3356 | 31.3356 | 31.3356 | 18.6145 | 18.6145 | 18.6145 | 4424 | 1206.3787 | 1206.3787 | 1206.3787 | 1415.175 | 1415.175 | 1410.0072 | 1600.7717 | 1600.7717 | 1600.7717 | 4422 | 169.3069 | 0 | 656.0825 | 0 | 0 | 0 | 0 | 825.3894 |  | 4422 | 169.3069 | 0 | 656.0825 | 0 | 0 | 0 | 0 | 825.3894 | 4422 | 169.3069 | 0 | 656.0825 | 0 | 0 | 0 | 0 | 825.3894 | 4422 | 178.2178 | 91.8264 | 709.2784 | 0 | 0 | 0 | 0 | 979.3226 | 4422 | 178.2178 | 91.8264 | 709.2784 | 0 | 0 | 0 | 0 | 979.3226 | 4422 | 178.2178 | 91.8264 | 709.2784 | 0 | 0 | 0 | 0 | 979.3226 | 4422 | 181.1881 | 183.6529 | 886.5979 | 0 | 0 | 0 | 0 | 0 | 0 | 1251.4389 | 4422 | 181.1881 | 183.6529 | 886.5979 | 17 | 0 | 0 | 0 | 0 | 0 | 1268.4389 | 4422 | 181.1881 | 183.6529 | 886.5979 | 0 | 0 | 0 | 0 | 0 | 0 | 1251.4389
4425 | 18.6145 | 20.9838 | 20.9838 | 18.6145 | 22.3877 | 22.3877 | 2.3567 | 3.0198 | 3.0198 | 4425 | 1224.1461 | 1224.1461 | 1224.1461 | 1436.0176 | 1436.0176 | 1436.0176 | 1624.3477 | 1624.3477 | 1624.3477 | 4423 | 244.5545 | 0 | 1001.9244 | 0 | 0 | 0 | 0 | 1246.4789 |  | 4423 | 244.5545 | 0 | 1001.9244 | 0 | 0 | 0 | 0 | 1246.4789 | 4423 | 244.5545 | 0 | 1001.9244 | 0 | 0 | 0 | 0 | 1246.4789 | 4423 | 257.4257 | 122.0989 | 1083.1615 | 0 | 0 | 0 | 0 | 1462.6861 | 4423 | 257.4257 | 122.0989 | 1083.1615 | 0 | 0 | 0 | 0 | 1462.6861 | 4423 | 257.4257 | 122.0989 | 1083.1615 | 0 | 0 | 0 | 0 | 1462.6861 | 4423 | 261.7162 | 244.1978 | 1353.9519 | 0 | 0 | 0 | 0 | 0 | 0 | 1859.8658 | 4423 | 261.7162 | 244.1978 | 1353.9519 | 17 | 0 | 0 | 0 | 0 | 0 | 1876.8658 | 4423 | 261.7162 | 244.1978 | 1353.9519 | 0 | 0 | 0 | 0 | 0 | 0 | 1859.8658
4426 | 18.6145 | 18.6145 | 18.6145 | 14.9898 | 16.2384 | 14.9898 | 0.01 | 0.01 | 0.01 | 4426 | 1216.3729 | 1216.3729 | 1216.3729 | 1426.8989 | 1426.8989 | 1426.8989 | 1614.0332 | 1614.0332 | 1614.0332 | 4424 | 338.6139 | 0 | 1246.0481 | 0 | 0 | 0 | 0 | 1584.662 |  | 4424 | 338.6139 | 0 | 1246.0481 | 0 | 0 | 0 | 0 | 1584.662 | 4424 | 338.6139 | 0 | 1246.0481 | 0 | 0 | 0 | 0 | 1584.662 | 4424 | 356.4356 | 149.3441 | 1347.079 | 0 | 0 | 0 | 0 | 1852.8588 | 4424 | 356.4356 | 149.3441 | 1347.079 | 0 | 0 | 0 | 0 | 1852.8588 | 4424 | 356.4356 | 149.3441 | 1347.079 | 0 | 0 | 0 | 0 | 1852.8588 | 4424 | 362.3762 | 298.6882 | 1683.8488 | 0 | 0 | 0 | 0 | 0 | 0 | 2344.9132 | 4424 | 362.3762 | 298.6882 | 1683.8488 | 17 | 0 | 0 | 0 | 0 | 0 | 2361.9132 | 4424 | 362.3762 | 298.6882 | 1683.8488 | 0 | 0 | 0 | 0 | 0 | 0 | 2344.9132
4427 | 18.6145 | 18.6145 | 18.6145 | 14.9898 | 16.2384 | 14.9898 | 0.01 | 0.01 | 0.01 | 4427 | 1213.0415 | 1213.0415 | 1213.0415 | 1422.9909 | 1422.9909 | 1422.9909 | 1609.6127 | 1609.6127 | 1609.6127 | 4425 | 423.2673 | 0 | 1342.6804 | 0 | 0 | 0 | 0 | 1765.9477 |  | 4425 | 423.2673 | 0 | 1342.6804 | 0 | 0 | 0 | 0 | 1765.9477 | 4425 | 423.2673 | 0 | 1342.6804 | 0 | 0 | 0 | 0 | 1765.9477 | 4425 | 445.5446 | 170.5348 | 1451.5464 | 0 | 0 | 0 | 0 | 2067.6258 | 4425 | 445.5446 | 170.5348 | 1451.5464 | 0 | 0 | 0 | 0 | 2067.6258 | 4425 | 445.5446 | 170.5348 | 1451.5464 | 0 | 0 | 0 | 0 | 2067.6258 | 4425 | 452.9703 | 341.0696 | 1814.433 | 0 | 0 | 0 | 0 | 0 | 0 | 2608.4729 | 4425 | 452.9703 | 341.0696 | 1814.433 | 17 | 0 | 0 | 0 | 0 | 0 | 2625.4729 | 4425 | 452.9703 | 341.0696 | 1814.433 | 0 | 0 | 0 | 0 | 0 | 0 | 2608.4729
4428 | 18.6145 | 18.6145 | 18.6145 | 14.9898 | 16.2384 | 14.9898 | 0.01 | 0.01 | 0.01 | 4428 | 1208.5996 | 1208.5996 | 1208.5996 | 1417.7803 | 1417.7803 | 1417.7803 | 1603.7187 | 1603.7187 | 1603.7187 | 4426 | 545.5446 | 0 | 1352.8522 | 0 | 0 | 0 | 0 | 1898.3968 |  | 4426 | 545.5446 | 0 | 1352.8522 | 0 | 0 | 0 | 0 | 1898.3968 | 4426 | 545.5446 | 0 | 1352.8522 | 0 | 0 | 0 | 0 | 1898.3968 | 4426 | 574.2574 | 173.5621 | 1462.543 | 0 | 0 | 0 | 0 | 2210.3624 | 4426 | 574.2574 | 173.5621 | 1462.543 | 0 | 0 | 0 | 0 | 2210.3624 | 4426 | 574.2574 | 173.5621 | 1462.543 | 0 | 0 | 0 | 0 | 2210.3624 | 4426 | 499.004 | 347.1241 | 1828.1787 | 0 | 0 | 0 | 0 | 0 | 0 | 2674.3068 | 4426 | 583.8284 | 347.1241 | 1828.1787 | 17 | 0 | 0 | 0 | 0 | 0 | 2776.1312 | 4426 | 583.8284 | 347.1241 | 1828.1787 | 0 | 0 | 0 | 0 | 0 | 0 | 2759.1312
4429 | 18.6145 | 18.6145 | 18.6145 | 18.6145 | 18.6145 | 18.6145 | 0.01 | 1.7812 | 1.7812 | 4429 | 1220.8147 | 1220.8147 | 1220.8147 | 1432.1096 | 1432.1096 | 1432.1096 | 1619.9272 | 1619.9272 | 1619.9272 | 4427 | 818.3168 | 0 | 1357.9381 | 0 | 0 | 0 | 0 | 2176.255 |  | 4427 | 818.3168 | 0 | 1357.9381 | 0 | 0 | 0 | 0 | 2176.255 | 4427 | 818.3168 | 0 | 1357.9381 | 0 | 0 | 0 | 0 | 2176.255 | 4427 | 861.3861 | 163.4712 | 1468.0412 | 0 | 0 | 0 | 0 | 2492.8986 | 4427 | 861.3861 | 163.4712 | 1468.0412 | 0 | 0 | 0 | 0 | 2492.8986 | 4427 | 861.3861 | 163.4712 | 1468.0412 | 0 | 0 | 0 | 0 | 2492.8986 | 4427 | 65.0231 | 326.9425 | 1835.0515 | 0 | 0 | 0 | 0 | 0 | 0 | 2227.0172 | 4427 | 875.7426 | 326.9425 | 1835.0515 | 17 | 0 | 0 | 0 | 0 | 0 | 3054.7366 | 4427 | 798.1231 | 326.9425 | 1835.0515 | 0 | 0 | 0 | 0 | 0 | 0 | 2960.1172
4430 | 18.6145 | 22.3899 | 22.3899 | 22.3899 | 28.8259 | 29.3845 | 11.8881 | 12.7823 | 13.5572 | 4430 | 1245.245 | 1245.245 | 1245.245 | 1460.7681 | 1460.7681 | 1460.7681 | 1652.3443 | 1652.3443 | 1652.3443 | 4428 | 931.1881 | 0 | 1357.9381 | 0 | 0 | 0 | 0 | 2289.1263 |  | 4428 | 931.1881 | 0 | 1357.9381 | 0 | 0 | 0 | 0 | 2289.1263 | 4428 | 931.1881 | 0 | 1357.9381 | 0 | 0 | 0 | 0 | 2289.1263 | 4428 | 980.198 | 146.3169 | 1468.0412 | 0 | 0 | 0 | 0 | 2594.5561 | 4428 | 980.198 | 146.3169 | 1468.0412 | 0 | 0 | 0 | 0 | 2594.5561 | 4428 | 980.198 | 146.3169 | 1468.0412 | 0 | 0 | 0 | 0 | 2594.5561 | 4428 | 996.5347 | 292.6337 | 1835.0515 | 0 | 0 | 0 | 0 | 0 | 0 | 3124.2199 | 4428 | 996.5347 | 292.6337 | 1835.0515 | 17 | 0 | 0 | 0 | 0 | 0 | 3141.2199 | 4428 | 972.617 | 292.6337 | 1835.0515 | 0 | 0 | 0 | 0 | 0 | 0 | 3100.3022
4431 | 29.4202 | 29.4202 | 29.4202 | 30.6639 | 30.6411 | 30.864 | 20.9838 | 20.9838 | 20.9838 | 4431 | 1273.0066 | 1273.0066 | 1273.0066 | 1493.3347 | 1493.3347 | 1493.3347 | 1482.0906 | 1482.0906 | 1482.0906 | 4429 | 931.1881 | 0 | 1276.5636 | 0 | 0 | 0 | 0 | 2207.7517 |  | 4429 | 931.1881 | 0 | 1276.5636 | 0 | 0 | 0 | 0 | 2207.7517 | 4429 | 931.1881 | 0 | 1276.5636 | 0 | 0 | 0 | 0 | 2207.7517 | 4429 | 980.198 | 131.1806 | 1380.0687 | 0 | 0 | 0 | 0 | 2491.4474 | 4429 | 980.198 | 131.1806 | 1380.0687 | 0 | 0 | 0 | 0 | 2491.4474 | 4429 | 980.198 | 131.1806 | 1380.0687 | 0 | 0 | 0 | 0 | 2491.4474 | 4429 | 996.5347 | 262.3613 | 1725.0859 | 0 | 0 | 0 | 0 | 0 | 0 | 2983.9818 | 4429 | 996.5347 | 262.3613 | 1725.0859 | 17 | 0 | 0 | 0 | 0 | 0 | 3000.9818 | 4429 | 996.5347 | 262.3613 | 1725.0859 | 0 | 0 | 0 | 0 | 0 | 0 | 2983.9818
4432 | 34.1514 | 34.6322 | 34.6322 | 31.3356 | 31.3356 | 31.3356 | 21.9313 | 21.9159 | 21.9153 | 4432 | 1290.7923 | 1290.7923 | 1290.7923 | 1099.0776 | 1408.5682 | 1096.0033 | 1200.9053 | 1200.9053 | 1200.9053 | 4430 | 874.7525 | 0 | 1103.6426 | 0 | 0 | 0 | 0 | 1978.3951 |  | 4430 | 874.7525 | 0 | 1103.6426 | 0 | 0 | 0 | 0 | 1978.3951 | 4430 | 874.7525 | 0 | 1103.6426 | 0 | 0 | 0 | 0 | 1978.3951 | 4430 | 920.7921 | 128.1534 | 1193.1271 | 0 | 0 | 0 | 0 | 2242.0726 | 4430 | 920.7921 | 128.1534 | 1193.1271 | 0 | 0 | 0 | 0 | 2242.0726 | 4430 | 920.7921 | 128.1534 | 1193.1271 | 0 | 0 | 0 | 0 | 2242.0726 | 4430 | 936.1386 | 256.3068 | 1491.4089 | 0 | 0 | 0 | 0 | 0 | 0 | 2683.8543 | 4430 | 936.1386 | 256.3068 | 1491.4089 | 17 | 0 | 0 | 0 | 0 | 0 | 2700.8543 | 4430 | 936.1386 | 256.3068 | 1491.4089 | 0 | 0 | 0 | 0 | 0 | 0 | 2683.8543
4433 | 74.1528 | 55.8083 | 55.8083 | 43.9903 | 51.6625 | 52.2902 | 29.1131 | 29.1131 | 29.1131 | 4433 | 925.0185 | 925.0185 | 925.0185 | 1085.1178 | 1085.1178 | 1085.1178 | 1227.4284 | 1227.4284 | 1227.4284 | 4431 | 818.3168 | 0 | 818.8316 | 0 | 0 | 0 | 0 | 1637.1484 |  | 4431 | 818.3168 | 0 | 818.8316 | 0 | 0 | 0 | 0 | 1637.1484 | 4431 | 818.3168 | 0 | 818.8316 | 0 | 0 | 0 | 0 | 1637.1484 | 4431 | 861.3861 | 147.3259 | 885.2234 | 0 | 0 | 0 | 0 | 1893.9354 | 4431 | 861.3861 | 147.3259 | 885.2234 | 0 | 0 | 0 | 0 | 1893.9354 | 4431 | 861.3861 | 147.3259 | 885.2234 | 0 | 0 | 0 | 0 | 1893.9354 | 4431 | 875.7426 | 294.6519 | 1106.5292 | 0 | 0 | 0 | 0 | 0 | 0 | 2276.9237 | 4431 | 875.7426 | 294.6519 | 1106.5292 | 17 | 0 | 0 | 0 | 0 | 0 | 2293.9237 | 4431 | 875.7426 | 294.6519 | 1106.5292 | 0 | 0 | 0 | 0 | 0 | 0 | 2276.9237
4434 | 74.1528 | 55.8083 | 55.8083 | 43.9903 | 51.6625 | 52.2902 | 31.3461 | 31.8905 | 33.2534 | 4434 | 917.2452 | 917.2452 | 917.2452 | 1075.9992 | 1075.9992 | 1075.9992 | 1217.1139 | 1217.1139 | 1217.1139 | 4432 | 771.2871 | 0 | 503.5052 | 0 | 0 | 0 | 0 | 1274.7923 |  | 4432 | 771.2871 | 0 | 503.5052 | 0 | 0 | 0 | 0 | 1274.7923 | 4432 | 771.2871 | 0 | 503.5052 | 0 | 0 | 0 | 0 | 1274.7923 | 4432 | 811.8812 | 182.6438 | 544.3299 | 0 | 0 | 0 | 0 | 1538.8549 | 4432 | 811.8812 | 182.6438 | 544.3299 | 0 | 0 | 0 | 0 | 1538.8549 | 4432 | 811.8812 | 182.6438 | 544.3299 | 0 | 0 | 0 | 0 | 1538.8549 | 4432 | 825.4125 | 365.2876 | 680.4124 | 0 | 0 | 0 | 0 | 0 | 0 | 1871.1125 | 4432 | 825.4125 | 365.2876 | 680.4124 | 17 | 0 | 0 | 0 | 0 | 0 | 1888.1125 | 4432 | 825.4125 | 365.2876 | 680.4124 | 0 | 0 | 0 | 0 | 0 | 0 | 1871.1125
4435 | 74.1528 | 55.8083 | 55.8083 | 43.9903 | 51.6625 | 52.2902 | 31.3461 | 31.8905 | 32.9509 | 4435 | 875.0475 | 875.0475 | 875.0475 | 1026.498 | 1026.498 | 1026.498 | 1161.1207 | 1161.1207 | 1161.1207 | 4433 | 620.7921 | 0 | 218.6942 | 0 | 0 | 0 | 0 | 839.4862 |  | 4433 | 620.7921 | 0 | 218.6942 | 0 | 0 | 0 | 0 | 839.4862 | 4433 | 620.7921 | 0 | 218.6942 | 0 | 0 | 0 | 0 | 839.4862 | 4433 | 653.4653 | 215.9435 | 236.4261 | 0 | 0 | 0 | 0 | 1105.835 | 4433 | 653.4653 | 215.9435 | 236.4261 | 0 | 0 | 0 | 0 | 1105.835 | 4433 | 653.4653 | 215.9435 | 236.4261 | 0 | 0 | 0 | 0 | 1105.835 | 4433 | 664.3564 | 431.887 | 295.5326 | 0 | 0 | 0 | 0 | 0 | 0 | 1391.7761 | 4433 | 664.3564 | 431.887 | 295.5326 | 17 | 0 | 0 | 0 | 0 | 0 | 1408.7761 | 4433 | 664.3564 | 431.887 | 295.5326 | 0 | 0 | 0 | 0 | 0 | 0 | 1391.7761
4436 | 74.1528 | 55.8083 | 55.8083 | 43.9903 | 51.6625 | 52.2902 | 31.3461 | 31.8905 | 32.9509 | 4436 | 829.5184 | 829.5184 | 829.5184 | 973.0889 | 973.0889 | 973.0889 | 1100.7071 | 1100.7071 | 1100.7071 | 4434 | 451.4851 | 0 | 76.2887 | 0 | 0 | 0 | 0 | 527.7738 |  | 4434 | 451.4851 | 0 | 76.2887 | 0 | 0 | 0 | 0 | 527.7738 | 4434 | 451.4851 | 0 | 76.2887 | 0 | 0 | 0 | 0 | 527.7738 | 4434 | 475.2475 | 243.1887 | 82.4742 | 0 | 0 | 0 | 0 | 800.9104 | 4434 | 475.2475 | 243.1887 | 82.4742 | 0 | 0 | 0 | 0 | 800.9104 | 4434 | 475.2475 | 243.1887 | 82.4742 | 0 | 0 | 0 | 0 | 800.9104 | 4434 | 483.1683 | 486.3774 | 103.0928 | 0 | 0 | 0 | 0 | 0 | 0 | 1072.6385 | 4434 | 483.1683 | 486.3774 | 103.0928 | 17 | 0 | 0 | 0 | 0 | 0 | 1089.6385 | 4434 | 483.1683 | 486.3774 | 103.0928 | 0 | 0 | 0 | 0 | 0 | 0 | 1072.6385
4437 | 74.1528 | 55.8083 | 55.8083 | 43.9903 | 51.6625 | 52.2902 | 31.25 | 31.25 | 31.25 | 4437 | 798.4253 | 798.4253 | 798.4253 | 936.6143 | 936.6143 | 936.6143 | 1059.449 | 1059.449 | 1059.449 | 4435 | 489.1089 | 0 | 30.5155 | 0 | 0 | 0 | 0 | 519.6244 |  | 4435 | 489.1089 | 0 | 30.5155 | 0 | 0 | 0 | 0 | 519.6244 | 4435 | 489.1089 | 0 | 30.5155 | 0 | 0 | 0 | 0 | 519.6244 | 4435 | 514.8515 | 293.6428 | 32.9897 | 0 | 0 | 0 | 0 | 841.484 | 4435 | 514.8515 | 293.6428 | 32.9897 | 0 | 0 | 0 | 0 | 841.484 | 4435 | 514.8515 | 293.6428 | 32.9897 | 0 | 0 | 0 | 0 | 841.484 | 4435 | 523.4323 | 587.2856 | 41.2371 | 0 | 0 | 0 | 0 | 0 | 0 | 1151.955 | 4435 | 523.4323 | 587.2856 | 41.2371 | 17 | 0 | 0 | 0 | 0 | 0 | 1168.955 | 4435 | 523.4323 | 587.2856 | 41.2371 | 0 | 0 | 0 | 0 | 0 | 0 | 1151.955
4438 | 46.472 | 34.6322 | 34.6322 | 43.9903 | 51.6625 | 52.2902 | 21.9313 | 21.9159 | 21.9153 | 4438 | 745.1229 | 768.4752 | 768.4752 | 874.0865 | 874.0865 | 874.0865 | 988.7208 | 988.7208 | 988.7208 | 4436 | 620.7921 | 0 | 5.0859 | 0 | 0 | 0 | 0 | 625.878 |  | 4436 | 620.7921 | 0 | 5.0859 | 0 | 0 | 0 | 0 | 625.878 | 4436 | 620.7921 | 0 | 5.0859 | 0 | 0 | 0 | 0 | 625.878 | 4436 | 653.4653 | 354.1877 | 5.4983 | 0 | 0 | 0 | 0 | 1013.1513 | 4436 | 653.4653 | 354.1877 | 5.4983 | 0 | 0 | 0 | 0 | 1013.1513 | 4436 | 653.4653 | 354.1877 | 5.4983 | 0 | 0 | 0 | 0 | 1013.1513 | 4436 | 664.3564 | 708.3754 | 6.8729 | 0 | 0 | 0 | 0 | 0 | 0 | 1379.6047 | 4436 | 664.3564 | 708.3754 | 6.8729 | 17 | 0 | 0 | 0 | 0 | 0 | 1396.6047 | 4436 | 664.3564 | 708.3754 | 6.8729 | 0 | 0 | 0 | 0 | 0 | 0 | 1379.6047
4439 | 46.472 | 34.6322 | 34.6322 | 39.015 | 39.015 | 39.015 | 25.4934 | 25.4934 | 25.4934 | 4439 | 702.9252 | 702.9252 | 721.4455 | 824.5853 | 824.5853 | 824.5853 | 932.7277 | 932.7277 | 932.7277 | 4437 | 583.1683 | 0 | 0 | 0 | 0 | 0 | 0 | 583.1683 |  | 4437 | 583.1683 | 0 | 0 | 0 | 0 | 0 | 0 | 583.1683 | 4437 | 583.1683 | 0 | 0 | 0 | 0 | 0 | 0 | 583.1683 | 4437 | 613.8614 | 375.3784 | 0 | 0 | 0 | 0 | 0 | 989.2398 | 4437 | 613.8614 | 375.3784 | 0 | 0 | 0 | 0 | 0 | 989.2398 | 4437 | 613.8614 | 375.3784 | 0 | 0 | 0 | 0 | 0 | 989.2398 | 4437 | 624.0924 | 750.7568 | 0 | 0 | 0 | 0 | 0 | 0 | 0 | 1374.8492 | 4437 | 624.0924 | 750.7568 | 0 | 17 | 0 | 0 | 0 | 0 | 0 | 1391.8492 | 4437 | 624.0924 | 750.7568 | 0 | 0 | 0 | 0 | 0 | 0 | 0 | 1374.8492
4440 | 46.472 | 34.6322 | 34.6322 | 35.7125 | 35.7087 | 35.7087 | 29.3885 | 29.3731 | 29.3726 | 4440 | 675.1636 | 693.2277 | 693.2277 | 792.0188 | 792.0188 | 792.0188 | 895.8901 | 895.8901 | 895.8901 | 4438 | 752.4752 | 0 | 0 | 0 | 0 | 0 | 0 | 752.4752 |  | 4438 | 752.4752 | 0 | 0 | 0 | 0 | 0 | 0 | 752.4752 | 4438 | 752.4752 | 0 | 0 | 0 | 0 | 0 | 0 | 752.4752 | 4438 | 792.0792 | 355.1968 | 0 | 0 | 0 | 0 | 0 | 1147.276 | 4438 | 792.0792 | 355.1968 | 0 | 0 | 0 | 0 | 0 | 1147.276 | 4438 | 792.0792 | 355.1968 | 0 | 0 | 0 | 0 | 0 | 1147.276 | 4438 | 805.2805 | 710.3935 | 0 | 0 | 0 | 0 | 0 | 0 | 0 | 1515.6741 | 4438 | 805.2805 | 710.3935 | 0 | 17 | 0 | 0 | 0 | 0 | 0 | 1532.6741 | 4438 | 805.2805 | 710.3935 | 0 | 0 | 0 | 0 | 0 | 0 | 0 | 1515.6741
4441 | 46.472 | 34.6322 | 34.6322 | 35.774 | 35.7702 | 35.7702 | 29.3498 | 29.3165 | 29.3165 | 4441 | 656.2856 | 712.0396 | 712.0396 | 769.8735 | 769.8735 | 769.8735 | 870.8405 | 870.8405 | 870.8405 | 4439 | 705.4455 | 0 | 0 | 0 | 0 | 0 | 0 | 705.4455 |  | 4439 | 705.4455 | 0 | 0 | 0 | 0 | 0 | 0 | 705.4455 | 4439 | 705.4455 | 0 | 0 | 0 | 0 | 0 | 0 | 705.4455 | 4439 | 742.5743 | 313.8244 | 0 | 0 | 0 | 0 | 0 | 1056.3987 | 4439 | 742.5743 | 313.8244 | 0 | 0 | 0 | 0 | 0 | 1056.3987 | 4439 | 742.5743 | 313.8244 | 0 | 0 | 0 | 0 | 0 | 1056.3987 | 4439 | 754.9505 | 627.6488 | 0 | 0 | 0 | 0 | 0 | 0 | 0 | 1382.5993 | 4439 | 754.9505 | 627.6488 | 0 | 17 | 0 | 0 | 0 | 0 | 0 | 1399.5993 | 4439 | 754.9505 | 627.6488 | 0 | 0 | 0 | 0 | 0 | 0 | 0 | 1382.5993
4442 | 74.1528 | 55.8083 | 55.8083 | 35.774 | 35.7702 | 35.7702 | 29.3885 | 29.3731 | 29.3726 | 4442 | 631.8554 | 631.8554 | 631.8554 | 741.2149 | 741.2149 | 741.2149 | 838.4235 | 838.4235 | 838.4235 | 4440 | 677.2277 | 0 | 0 | 0 | 0 | 0 | 0 | 677.2277 |  | 4440 | 677.2277 | 0 | 0 | 0 | 0 | 0 | 0 | 677.2277 | 4440 | 677.2277 | 0 | 0 | 0 | 0 | 0 | 0 | 677.2277 | 4440 | 712.8713 | 268.4157 | 0 | 0 | 0 | 0 | 0 | 981.287 | 4440 | 712.8713 | 268.4157 | 0 | 0 | 0 | 0 | 0 | 981.287 | 4440 | 712.8713 | 268.4157 | 0 | 0 | 0 | 0 | 0 | 981.287 | 4440 | 724.7525 | 536.8315 | 0 | 0 | 0 | 0 | 0 | 0 | 0 | 1261.584 | 4440 | 724.7525 | 536.8315 | 0 | 17 | 0 | 0 | 0 | 0 | 0 | 1278.584 | 4440 | 724.7525 | 536.8315 | 0 | 0 | 0 | 0 | 0 | 0 | 0 | 1261.584
4443 | 74.1528 | 55.8083 | 55.8083 | 35.7125 | 35.7087 | 35.7087 | 28.6617 | 28.6617 | 28.6617 | 4443 | 651.8438 | 651.8438 | 651.8438 | 764.6629 | 764.6629 | 764.6629 | 864.9465 | 864.9465 | 864.9465 | 4441 | 696.0396 | 0 | 0 | 0 | 0 | 0 | 0 | 696.0396 |  | 4441 | 696.0396 | 0 | 0 | 0 | 0 | 0 | 0 | 696.0396 | 4441 | 696.0396 | 0 | 0 | 0 | 0 | 0 | 0 | 696.0396 | 4441 | 732.6733 | 243.1887 | 0 | 0 | 0 | 0 | 0 | 975.862 | 4441 | 732.6733 | 243.1887 | 0 | 0 | 0 | 0 | 0 | 975.862 | 4441 | 732.6733 | 243.1887 | 0 | 0 | 0 | 0 | 0 | 975.862 | 4441 | 744.8845 | 486.3774 | 0 | 0 | 0 | 0 | 0 | 0 | 0 | 1231.2619 | 4441 | 744.8845 | 486.3774 | 0 | 17 | 0 | 0 | 0 | 0 | 0 | 1248.2619 | 4441 | 744.8845 | 486.3774 | 0 | 0 | 0 | 0 | 0 | 0 | 0 | 1231.2619
4444 | 74.1528 | 55.8083 | 55.8083 | 35.774 | 35.7702 | 35.7702 | 29.4769 | 29.4769 | 29.4769 | 4444 | 775.1055 | 775.1055 | 775.1055 | 909.2584 | 909.2584 | 909.2584 | 1028.5054 | 1028.5054 | 1028.5054 | 4442 | 545.5446 | 0 | 10.1718 | 0 | 0 | 0 | 0 | 555.7164 |  | 4442 | 545.5446 | 0 | 10.1718 | 0 | 0 | 0 | 0 | 555.7164 | 4442 | 545.5446 | 0 | 10.1718 | 0 | 0 | 0 | 0 | 555.7164 | 4442 | 574.2574 | 240.1615 | 10.9966 | 0 | 0 | 0 | 0 | 825.4154 | 4442 | 574.2574 | 240.1615 | 10.9966 | 0 | 0 | 0 | 0 | 825.4154 | 4442 | 574.2574 | 240.1615 | 10.9966 | 0 | 0 | 0 | 0 | 825.4154 | 4442 | 583.8284 | 480.3229 | 13.7457 | 0 | 0 | 0 | 0 | 0 | 0 | 1077.897 | 4442 | 583.8284 | 480.3229 | 13.7457 | 17 | 0 | 0 | 0 | 0 | 0 | 1094.897 | 4442 | 583.8284 | 480.3229 | 13.7457 | 0 | 0 | 0 | 0 | 0 | 0 | 1077.897
4445 | 74.1528 | 55.8083 | 55.8083 | 36.9979 | 36.994 | 36.994 | 25.6357 | 25.6357 | 25.6357 | 4445 | 906.1406 | 906.1406 | 906.1406 | 1062.9726 | 1062.9726 | 1062.9726 | 1202.3788 | 1202.3788 | 1202.3788 | 4443 | 489.1089 | 0 | 40.6873 | 0 | 0 | 0 | 0 | 529.7962 |  | 4443 | 489.1089 | 0 | 40.6873 | 0 | 0 | 0 | 0 | 529.7962 | 4443 | 489.1089 | 0 | 40.6873 | 0 | 0 | 0 | 0 | 529.7962 | 4443 | 514.8515 | 245.2069 | 43.9863 | 0 | 0 | 0 | 0 | 804.0446 | 4443 | 514.8515 | 245.2069 | 43.9863 | 0 | 0 | 0 | 0 | 804.0446 | 4443 | 514.8515 | 245.2069 | 43.9863 | 0 | 0 | 0 | 0 | 804.0446 | 4443 | 523.4323 | 490.4137 | 54.9828 | 0 | 0 | 0 | 0 | 0 | 0 | 1068.8289 | 4443 | 523.4323 | 490.4137 | 54.9828 | 17 | 0 | 0 | 0 | 0 | 0 | 1085.8289 | 4443 | 523.4323 | 490.4137 | 54.9828 | 0 | 0 | 0 | 0 | 0 | 0 | 1068.8289
4446 | 74.1528 | 55.8083 | 55.8083 | 32.8489 | 32.8489 | 32.8489 | 24.6769 | 24.6769 | 24.6769 | 4446 | 1007.193 | 1007.193 | 1007.193 | 1181.5149 | 1181.5149 | 1181.5149 | 1336.4676 | 1336.4676 | 1336.4676 | 4444 | 395.0495 | 0 | 101.7182 | 0 | 0 | 0 | 0 | 496.7677 |  | 4444 | 395.0495 | 0 | 101.7182 | 0 | 0 | 0 | 0 | 496.7677 | 4444 | 395.0495 | 0 | 101.7182 | 0 | 0 | 0 | 0 | 496.7677 | 4444 | 415.8416 | 202.8254 | 109.9656 | 0 | 0 | 0 | 0 | 728.6326 | 4444 | 415.8416 | 202.8254 | 109.9656 | 0 | 0 | 0 | 0 | 728.6326 | 4444 | 415.8416 | 202.8254 | 109.9656 | 0 | 0 | 0 | 0 | 728.6326 | 4444 | 422.7723 | 405.6509 | 137.457 | 0 | 0 | 0 | 0 | 0 | 0 | 965.8802 | 4444 | 422.7723 | 405.6509 | 137.457 | 17 | 0 | 0 | 0 | 0 | 0 | 982.8802 | 4444 | 422.7723 | 405.6509 | 137.457 | 0 | 0 | 0 | 0 | 0 | 0 | 965.8802
4447 | 44.7678 | 44.7678 | 44.7678 | 29.4202 | 30.4988 | 30.85 | 20.9838 | 20.9838 | 20.9838 | 4447 | 1050.5012 | 1050.5012 | 1050.5012 | 1696.5501 | 1696.5501 | 1696.5501 | 1393.9343 | 1393.9343 | 1393.9343 | 4445 | 235.1485 | 0 | 218.6942 | 0 | 0 | 0 | 0 | 453.8427 |  | 4445 | 235.1485 | 0 | 218.6942 | 0 | 0 | 0 | 0 | 453.8427 | 4445 | 235.1485 | 0 | 218.6942 | 0 | 0 | 0 | 0 | 453.8427 | 4445 | 247.5248 | 186.6801 | 236.4261 | 0 | 0 | 0 | 0 | 670.631 | 4445 | 247.5248 | 186.6801 | 236.4261 | 0 | 0 | 0 | 0 | 670.631 | 4445 | 247.5248 | 186.6801 | 236.4261 | 0 | 0 | 0 | 0 | 670.631 | 4445 | 251.6502 | 373.3602 | 295.5326 | 0 | 0 | 0 | 0 | 0 | 0 | 920.5431 | 4445 | 251.6502 | 373.3602 | 295.5326 | 17 | 0 | 0 | 0 | 0 | 0 | 937.5431 | 4445 | 251.6502 | 373.3602 | 295.5326 | 0 | 0 | 0 | 0 | 0 | 0 | 920.5431
4448 | 34.1514 | 34.6322 | 34.6322 | 20.9838 | 27.5052 | 28.0388 | 3.3664 | 11.0853 | 11.1093 | 4448 | 1431.8033 | 1431.8033 | 1207.8811 | 1679.6154 | 1679.6154 | 1679.6154 | 1899.8929 | 1899.8929 | 1899.8929 | 4446 | 244.5545 | 0 | 427.2165 | 0 | 0 | 0 | 139.7005 | 811.4714 |  | 4446 | 244.5545 | 0 | 427.2165 | 0 | 0 | 0 | 0 | 671.771 | 4446 | 244.5545 | 0 | 427.2165 | 0 | 0 | 0 | 0 | 671.771 | 4446 | 257.4257 | 226.0343 | 461.8557 | 0 | 0 | 0 | 0 | 945.3157 | 4446 | 257.4257 | 226.0343 | 461.8557 | 0 | 0 | 0 | 0 | 945.3157 | 4446 | 257.4257 | 226.0343 | 461.8557 | 0 | 0 | 0 | 0 | 945.3157 | 4446 | 261.7162 | 452.0686 | 577.3196 | 0 | 0 | 0 | 0 | 0 | 0 | 1291.1044 | 4446 | 261.7162 | 452.0686 | 577.3196 | 17 | 0 | 0 | 0 | 0 | 0 | 1308.1044 | 4446 | 261.7162 | 452.0686 | 577.3196 | 0 | 0 | 0 | 0 | 0 | 0 | 1291.1044
4449 | 34.1514 | 34.6322 | 34.6322 | 20.9838 | 28.8019 | 29.3605 | 1.4071 | 1.4071 | 1.4071 | 4449 | 1407.3731 | 1407.3731 | 1407.3731 | 1650.9569 | 1650.9569 | 1650.9569 | 1867.4758 | 1867.4758 | 1867.4758 | 4447 | 319.802 | 0 | 696.7698 | 0 | 0 | 0 | 0 | 1016.5717 |  | 4447 | 319.802 | 0 | 696.7698 | 0 | 0 | 0 | 0 | 1016.5717 | 4447 | 319.802 | 0 | 696.7698 | 0 | 0 | 0 | 0 | 1016.5717 | 4447 | 336.6337 | 293.6428 | 753.2646 | 0 | 0 | 0 | 0 | 1383.5411 | 4447 | 336.6337 | 293.6428 | 753.2646 | 0 | 0 | 0 | 0 | 1383.5411 | 4447 | 336.6337 | 293.6428 | 753.2646 | 0 | 0 | 0 | 0 | 1383.5411 | 4447 | 342.2442 | 587.2856 | 941.5808 | 0 | 0 | 0 | 0 | 0 | 0 | 1871.1106 | 4447 | 342.2442 | 587.2856 | 941.5808 | 17 | 0 | 0 | 0 | 0 | 0 | 1888.1106 | 4447 | 342.2442 | 587.2856 | 941.5808 | 0 | 0 | 0 | 0 | 0 | 0 | 1871.1106
4450 | 34.1514 | 34.6322 | 34.6322 | 20.9838 | 27.5052 | 28.0388 | 0.10514 | 0.10514 | 0.01 | 4450 | 1417.3673 | 1417.3673 | 1417.3673 | 1662.6808 | 1662.6808 | 1662.6808 | 1880.7373 | 1880.7373 | 1880.7373 | 4448 | 460.8911 | 0 | 981.5808 | 0 | 0 | 0 | 0 | 1442.4718 |  | 4448 | 460.8911 | 0 | 981.5808 | 0 | 0 | 0 | 0 | 1442.4718 | 4448 | 460.8911 | 0 | 981.5808 | 0 | 0 | 0 | 0 | 1442.4718 | 4448 | 485.1485 | 358.224 | 1061.1684 | 0 | 0 | 0 | 0 | 1904.5409 | 4448 | 485.1485 | 358.224 | 1061.1684 | 0 | 0 | 0 | 0 | 1904.5409 | 4448 | 485.1485 | 358.224 | 1061.1684 | 0 | 0 | 0 | 0 | 1904.5409 | 4448 | 493.2343 | 716.448 | 1326.4605 | 0 | 0 | 0 | 0 | 0 | 0 | 2536.1428 | 4448 | 493.2343 | 716.448 | 1326.4605 | 17 | 0 | 0 | 0 | 0 | 0 | 2553.1428 | 4448 | 493.2343 | 716.448 | 1326.4605 | 0 | 0 | 0 | 0 | 0 | 0 | 2536.1428
4451 | 34.1514 | 34.6322 | 34.6322 | 20.9838 | 27.5052 | 28.0388 | 0.10514 | 0.10514 | 0.01 | 4451 | 1058.2745 | 1454.0127 | 1454.0127 | 1705.6687 | 1705.6687 | 1705.6687 | 1929.3629 | 1929.3629 | 1929.3629 | 4449 | 517.3267 | 0 | 1169.7595 | 0 | 0 | 0 | 0 | 1687.0862 |  | 4449 | 517.3267 | 0 | 1169.7595 | 0 | 0 | 0 | 0 | 1687.0862 | 4449 | 517.3267 | 0 | 1169.7595 | 0 | 0 | 0 | 0 | 1687.0862 | 4449 | 544.5545 | 395.56 | 1264.6048 | 0 | 0 | 0 | 0 | 2204.7193 | 4449 | 544.5545 | 395.56 | 1264.6048 | 0 | 0 | 0 | 0 | 2204.7193 | 4449 | 544.5545 | 395.56 | 1264.6048 | 0 | 0 | 0 | 0 | 2204.7193 | 4449 | 553.6304 | 791.1201 | 1580.756 | 0 | 0 | 0 | 0 | 0 | 0 | 2925.5065 | 4449 | 553.6304 | 791.1201 | 1580.756 | 17 | 0 | 0 | 0 | 0 | 0 | 2942.5065 | 4449 | 553.6304 | 791.1201 | 1580.756 | 0 | 0 | 0 | 0 | 0 | 0 | 2925.5065
4452 | 34.1514 | 34.6322 | 34.6322 | 20.9838 | 27.5052 | 28.0388 | 1.4071 | 1.7812 | 1.7812 | 4452 | 1321.1346 | 1476.222 | 1476.222 | 1731.7219 | 1731.7219 | 1731.7219 | 1958.833 | 1958.833 | 1958.833 | 4450 | 479.703 | 0 | 1118.9003 | 0 | 0 | 0 | 0 | 1598.6033 |  | 4450 | 479.703 | 0 | 1118.9003 | 0 | 0 | 0 | 0 | 1598.6033 | 4450 | 479.703 | 0 | 1118.9003 | 0 | 0 | 0 | 0 | 1598.6033 | 4450 | 504.9505 | 403.6327 | 1209.622 | 0 | 0 | 0 | 0 | 2118.2052 | 4450 | 504.9505 | 403.6327 | 1209.622 | 0 | 0 | 0 | 0 | 2118.2052 | 4450 | 504.9505 | 403.6327 | 1209.622 | 0 | 0 | 0 | 0 | 2118.2052 | 4450 | 513.3663 | 807.2654 | 1512.0275 | 0 | 0 | 0 | 0 | 0 | 0 | 2832.6592 | 4450 | 513.3663 | 807.2654 | 1512.0275 | 17 | 0 | 0 | 0 | 0 | 0 | 2849.6592 | 4450 | 513.3663 | 807.2654 | 1512.0275 | 0 | 0 | 0 | 0 | 0 | 0 | 2832.6592
4453 | 34.1514 | 34.6322 | 34.6322 | 22.3899 | 28.8259 | 29.3845 | 12.9218 | 13.6917 | 13.6917 | 4453 | 1464.0069 | 1464.0069 | 1464.0069 | 1717.3927 | 1717.3927 | 1717.3927 | 1942.6245 | 1942.6245 | 1942.6245 | 4451 | 507.9208 | 0 | 976.4948 | 0 | 0 | 0 | 0 | 1484.4156 |  | 4451 | 507.9208 | 0 | 976.4948 | 0 | 0 | 0 | 0 | 1484.4156 | 4451 | 507.9208 | 0 | 976.4948 | 0 | 0 | 0 | 0 | 1484.4156 | 4451 | 534.6535 | 401.6145 | 1055.6701 | 0 | 0 | 0 | 0 | 1991.9381 | 4451 | 534.6535 | 401.6145 | 1055.6701 | 0 | 0 | 0 | 0 | 1991.9381 | 4451 | 534.6535 | 401.6145 | 1055.6701 | 0 | 0 | 0 | 0 | 1991.9381 | 4451 | 543.5644 | 803.2291 | 1319.5876 | 0 | 0 | 0 | 0 | 0 | 0 | 2666.381 | 4451 | 543.5644 | 803.2291 | 1319.5876 | 17 | 0 | 0 | 0 | 0 | 0 | 2683.381 | 4451 | 543.5644 | 803.2291 | 1319.5876 | 0 | 0 | 0 | 0 | 0 | 0 | 2666.381
4454 | 34.1514 | 34.6322 | 34.6322 | 29.4202 | 29.4202 | 29.5389 | 18.6145 | 18.6145 | 18.6145 | 4454 | 1456.6049 | 1469.5592 | 1469.5592 | 1723.906 | 1723.906 | 1723.906 | 1949.992 | 1949.992 | 1949.992 | 4452 | 592.5743 | 0 | 920.5498 | 0 | 0 | 0 | 0 | 1513.1241 |  | 4452 | 592.5743 | 0 | 920.5498 | 0 | 0 | 0 | 0 | 1513.1241 | 4452 | 592.5743 | 0 | 920.5498 | 0 | 0 | 0 | 0 | 1513.1241 | 4452 | 623.7624 | 403.6327 | 995.189 | 0 | 0 | 0 | 0 | 2022.5841 | 4452 | 623.7624 | 403.6327 | 995.189 | 0 | 0 | 0 | 0 | 2022.5841 | 4452 | 623.7624 | 403.6327 | 995.189 | 0 | 0 | 0 | 0 | 2022.5841 | 4452 | 634.1584 | 807.2654 | 1243.9863 | 0 | 0 | 0 | 0 | 0 | 0 | 2685.4101 | 4452 | 634.1584 | 807.2654 | 1243.9863 | 17 | 0 | 0 | 0 | 0 | 0 | 2702.4101 | 4452 | 634.1584 | 807.2654 | 1243.9863 | 0 | 0 | 0 | 0 | 0 | 0 | 2685.4101
4455 | 34.1514 | 34.6322 | 34.6322 | 30.7657 | 30.6639 | 31.0073 | 21.9313 | 21.9159 | 21.9153 | 4455 | 1314.9653 | 1314.9653 | 1314.9653 | 1703.0634 | 1703.0634 | 1703.0634 | 1401.3018 | 1401.3018 | 1401.3018 | 4453 | 667.8218 | 0 | 834.0893 | 0 | 0 | 0 | 0 | 1501.9111 |  | 4453 | 667.8218 | 0 | 834.0893 | 0 | 0 | 0 | 0 | 1501.9111 | 4453 | 667.8218 | 0 | 834.0893 | 0 | 0 | 0 | 0 | 1501.9111 | 4453 | 702.9703 | 408.6781 | 901.7182 | 0 | 0 | 0 | 0 | 2013.3666 | 4453 | 702.9703 | 408.6781 | 901.7182 | 0 | 0 | 0 | 0 | 2013.3666 | 4453 | 702.9703 | 408.6781 | 901.7182 | 0 | 0 | 0 | 0 | 2013.3666 | 4453 | 714.6865 | 817.3562 | 1127.1478 | 0 | 0 | 0 | 0 | 0 | 0 | 2659.1904 | 4453 | 714.6865 | 817.3562 | 1127.1478 | 17 | 0 | 0 | 0 | 0 | 0 | 2676.1904 | 4453 | 714.6865 | 817.3562 | 1127.1478 | 0 | 0 | 0 | 0 | 0 | 0 | 2659.1904
4456 | 66.495 | 55.8083 | 55.8083 | 31.3356 | 31.3356 | 31.3356 | 22.2486 | 22.2486 | 22.2486 | 4456 | 1039.3965 | 1039.3965 | 1039.3965 | 1683.5234 | 1683.5234 | 1683.5234 | 1379.1992 | 1379.1992 | 1379.1992 | 4454 | 733.6634 | 0 | 706.9416 | 0 | 0 | 0 | 0 | 1440.6049 |  | 4454 | 733.6634 | 0 | 706.9416 | 0 | 0 | 0 | 0 | 1440.6049 | 4454 | 733.6634 | 0 | 706.9416 | 0 | 0 | 0 | 0 | 1440.6049 | 4454 | 772.2772 | 408.6781 | 764.2612 | 0 | 0 | 0 | 0 | 1945.2165 | 4454 | 772.2772 | 408.6781 | 764.2612 | 0 | 0 | 0 | 0 | 1945.2165 | 4454 | 772.2772 | 408.6781 | 764.2612 | 0 | 0 | 0 | 0 | 1945.2165 | 4454 | 785.1485 | 817.3562 | 955.3265 | 0 | 0 | 0 | 0 | 0 | 0 | 2557.8312 | 4454 | 785.1485 | 817.3562 | 955.3265 | 17 | 0 | 0 | 0 | 0 | 0 | 2574.8312 | 4454 | 785.1485 | 817.3562 | 955.3265 | 0 | 0 | 0 | 0 | 0 | 0 | 2557.8312
4457 | 74.1528 | 55.8083 | 55.8083 | 37.7061 | 37.7061 | 37.7061 | 30.6124 | 30.597 | 30.5964 | 4457 | 1020.5186 | 1020.5186 | 1020.5186 | 1197.1468 | 1197.1468 | 1197.1468 | 1354.1497 | 1354.1497 | 1354.1497 | 4455 | 724.2574 | 0 | 574.7079 | 0 | 0 | 0 | 0 | 1298.9653 |  | 4455 | 724.2574 | 0 | 574.7079 | 0 | 0 | 0 | 0 | 1298.9653 | 4455 | 724.2574 | 0 | 574.7079 | 0 | 0 | 0 | 0 | 1298.9653 | 4455 | 762.3762 | 398.5873 | 621.3058 | 0 | 0 | 0 | 0 | 1782.2694 | 4455 | 762.3762 | 398.5873 | 621.3058 | 0 | 0 | 0 | 0 | 1782.2694 | 4455 | 762.3762 | 398.5873 | 621.3058 | 0 | 0 | 0 | 0 | 1782.2694 | 4455 | 775.0825 | 797.1746 | 776.6323 | 0 | 0 | 0 | 0 | 0 | 0 | 2348.8894 | 4455 | 775.0825 | 797.1746 | 776.6323 | 17 | 0 | 0 | 0 | 0 | 0 | 2365.8894 | 4455 | 775.0825 | 797.1746 | 776.6323 | 0 | 0 | 0 | 0 | 0 | 0 | 2348.8894
4458 | 74.1528 | 55.8083 | 55.8083 | 67.6002 | 51.6625 | 67.7216 | 32.1331 | 32.1331 | 32.9509 | 4458 | 1001.6407 | 1001.6407 | 1001.6407 | 1175.0016 | 1175.0016 | 1175.0016 | 1329.1001 | 1329.1001 | 1329.1001 | 4456 | 536.1386 | 0 | 386.5292 | 0 | 0 | 0 | 0 | 922.6678 |  | 4456 | 536.1386 | 0 | 386.5292 | 0 | 0 | 0 | 0 | 922.6678 | 4456 | 536.1386 | 0 | 386.5292 | 0 | 0 | 0 | 0 | 922.6678 | 4456 | 564.3564 | 367.3058 | 417.8694 | 0 | 0 | 0 | 0 | 1349.5316 | 4456 | 564.3564 | 367.3058 | 417.8694 | 0 | 0 | 0 | 0 | 1349.5316 | 4456 | 564.3564 | 367.3058 | 417.8694 | 0 | 0 | 0 | 0 | 1349.5316 | 4456 | 573.7624 | 734.6115 | 522.3368 | 0 | 0 | 0 | 0 | 0 | 0 | 1830.7106 | 4456 | 573.7624 | 734.6115 | 522.3368 | 17 | 0 | 0 | 0 | 0 | 0 | 1847.7106 | 4456 | 573.7624 | 734.6115 | 522.3368 | 0 | 0 | 0 | 0 | 0 | 0 | 1830.7106
4459 | 74.1528 | 55.8083 | 55.8083 | 67.6002 | 51.6625 | 67.7216 | 32.1331 | 32.1331 | 32.9509 | 4459 | 962.7743 | 962.7743 | 962.7743 | 1129.4084 | 1129.4084 | 1129.4084 | 1277.5275 | 1277.5275 | 1277.5275 | 4457 | 348.0198 | 0 | 203.4364 | 0 | 0 | 0 | 150 | 701.4562 |  | 4457 | 348.0198 | 0 | 203.4364 | 0 | 0 | 0 | 0 | 551.4562 | 4457 | 348.0198 | 0 | 203.4364 | 0 | 0 | 0 | 0 | 551.4562 | 4457 | 366.3366 | 322.9062 | 219.9313 | 0 | 0 | 0 | 0 | 909.1741 | 4457 | 366.3366 | 322.9062 | 219.9313 | 0 | 0 | 0 | 0 | 909.1741 | 4457 | 366.3366 | 322.9062 | 219.9313 | 0 | 0 | 0 | 0 | 909.1741 | 4457 | 372.4422 | 645.8123 | 274.9141 | 0 | 0 | 0 | 0 | 0 | 0 | 1293.1686 | 4457 | 372.4422 | 645.8123 | 274.9141 | 17 | 0 | 0 | 0 | 0 | 0 | 1310.1686 | 4457 | 372.4422 | 645.8123 | 274.9141 | 0 | 0 | 0 | 0 | 0 | 0 | 1293.1686
4460 | 74.1528 | 55.8083 | 55.8083 | 67.6002 | 51.6625 | 52.2902 | 32.1331 | 32.1331 | 32.9509 | 4460 | 915.0243 | 915.0243 | 915.0243 | 1073.3939 | 1073.3939 | 1073.3939 | 1214.1668 | 1214.1668 | 1214.1668 | 4458 | 272.7723 | 0 | 91.5464 | 0 | 0 | 0 | 150 | 514.3187 |  | 4458 | 272.7723 | 0 | 91.5464 | 0 | 0 | 0 | 0 | 364.3187 | 4458 | 272.7723 | 0 | 91.5464 | 0 | 0 | 0 | 0 | 364.3187 | 4458 | 287.1287 | 304.7427 | 98.9691 | 0 | 0 | 0 | 0 | 690.8405 | 4458 | 287.1287 | 304.7427 | 98.9691 | 0 | 0 | 0 | 0 | 690.8405 | 4458 | 287.1287 | 304.7427 | 98.9691 | 0 | 0 | 0 | 0 | 690.8405 | 4458 | 291.9142 | 609.4854 | 123.7113 | 0 | 0 | 0 | 0 | 0 | 0 | 1025.1109 | 4458 | 291.9142 | 609.4854 | 123.7113 | 17 | 0 | 0 | 0 | 0 | 0 | 1042.1109 | 4458 | 291.9142 | 609.4854 | 123.7113 | 0 | 0 | 0 | 0 | 0 | 0 | 1025.1109
4461 | 74.1528 | 55.8083 | 55.8083 | 67.6002 | 51.6625 | 52.2902 | 32.1331 | 32.1331 | 32.9509 | 4461 | 857.28 | 857.28 | 857.28 | 1005.6554 | 1005.6554 | 1005.6554 | 1137.5447 | 1137.5447 | 1137.5447 | 4459 | 310.396 | 0 | 30.5155 | 0 | 0 | 0 | 0 | 340.9115 |  | 4459 | 310.396 | 0 | 30.5155 | 0 | 0 | 0 | 0 | 340.9115 | 4459 | 310.396 | 0 | 30.5155 | 0 | 0 | 0 | 0 | 340.9115 | 4459 | 326.7327 | 313.8244 | 32.9897 | 0 | 0 | 0 | 0 | 673.5468 | 4459 | 326.7327 | 313.8244 | 32.9897 | 0 | 0 | 0 | 0 | 673.5468 | 4459 | 326.7327 | 313.8244 | 32.9897 | 0 | 0 | 0 | 0 | 673.5468 | 4459 | 332.1782 | 627.6488 | 41.2371 | 0 | 0 | 0 | 0 | 0 | 0 | 1001.0642 | 4459 | 332.1782 | 627.6488 | 41.2371 | 17 | 0 | 0 | 0 | 0 | 0 | 1018.0642 | 4459 | 332.1782 | 627.6488 | 41.2371 | 0 | 0 | 0 | 0 | 0 | 0 | 1001.0642
4462 | 74.1528 | 55.8083 | 55.8083 | 67.6002 | 51.6625 | 52.2902 | 30.6546 | 30.6546 | 30.6546 | 4462 | 789.5416 | 789.5416 | 789.5416 | 926.193 | 926.193 | 926.193 | 1047.661 | 1047.661 | 1047.661 | 4460 | 385.6436 | 0 | 5.0859 | 0 | 0 | 0 | 100.4741 | 491.2035 |  | 4460 | 385.6436 | 0 | 5.0859 | 0 | 0 | 0 | 0 | 390.7295 | 4460 | 385.6436 | 0 | 5.0859 | 0 | 0 | 0 | 0 | 390.7295 | 4460 | 405.9406 | 322.9062 | 5.4983 | 0 | 0 | 0 | 0 | 734.345 | 4460 | 405.9406 | 322.9062 | 5.4983 | 0 | 0 | 0 | 0 | 734.345 | 4460 | 405.9406 | 322.9062 | 5.4983 | 0 | 0 | 0 | 0 | 734.345 | 4460 | 412.7063 | 645.8123 | 6.8729 | 0 | 0 | 0 | 0 | 0 | 0 | 1065.3914 | 4460 | 412.7063 | 645.8123 | 6.8729 | 17 | 0 | 0 | 0 | 0 | 0 | 1082.3914 | 4460 | 412.7063 | 645.8123 | 6.8729 | 0 | 0 | 0 | 0 | 0 | 0 | 1065.3914
4463 | 46.472 | 34.6322 | 34.6322 | 36.2554 | 36.2554 | 36.2554 | 23.4961 | 23.4961 | 23.4961 | 4463 | 739.5706 | 787.2871 | 739.5706 | 867.5732 | 867.5732 | 867.5732 | 981.3533 | 981.3533 | 981.3533 | 4461 | 554.9505 | 0 | 0 | 0 | 0 | 0 | 0 | 554.9505 |  | 4461 | 554.9505 | 0 | 0 | 0 | 0 | 0 | 0 | 554.9505 | 4461 | 554.9505 | 0 | 0 | 0 | 0 | 0 | 0 | 554.9505 | 4461 | 584.1584 | 332.997 | 0 | 0 | 0 | 0 | 0 | 917.1554 | 4461 | 584.1584 | 332.997 | 0 | 0 | 0 | 0 | 0 | 917.1554 | 4461 | 584.1584 | 332.997 | 0 | 0 | 0 | 0 | 0 | 917.1554 | 4461 | 593.8944 | 665.9939 | 0 | 0 | 0 | 0 | 0 | 0 | 0 | 1259.8883 | 4461 | 593.8944 | 665.9939 | 0 | 17 | 0 | 0 | 0 | 0 | 0 | 1276.8883 | 4461 | 593.8944 | 665.9939 | 0 | 0 | 0 | 0 | 0 | 0 | 0 | 1259.8883
4464 | 46.472 | 34.6322 | 34.6322 | 36.2554 | 36.2554 | 36.2554 | 22.3899 | 22.3899 | 22.3899 | 4464 | 710.6985 | 777.8812 | 777.8812 | 833.704 | 833.704 | 833.704 | 943.0422 | 943.0422 | 943.0422 | 4462 | 667.8218 | 0 | 0 | 0 | 0 | 0 | 105.7198 | 773.5416 |  | 4462 | 667.8218 | 0 | 0 | 0 | 0 | 0 | 0 | 667.8218 | 4462 | 667.8218 | 0 | 0 | 0 | 0 | 0 | 0 | 667.8218 | 4462 | 702.9703 | 339.0515 | 0 | 0 | 0 | 0 | 0 | 1042.0218 | 4462 | 702.9703 | 339.0515 | 0 | 0 | 0 | 0 | 0 | 1042.0218 | 4462 | 702.9703 | 339.0515 | 0 | 0 | 0 | 0 | 0 | 1042.0218 | 4462 | 714.6865 | 678.1029 | 0 | 0 | 0 | 0 | 0 | 0 | 0 | 1392.7894 | 4462 | 714.6865 | 678.1029 | 0 | 17 | 0 | 0 | 0 | 0 | 0 | 1409.7894 | 4462 | 714.6865 | 678.1029 | 0 | 0 | 0 | 0 | 0 | 0 | 0 | 1392.7894
4465 | 46.472 | 34.6322 | 34.6322 | 35.66 | 35.66 | 35.66 | 21.9313 | 21.9159 | 21.9153 | 4465 | 687.3787 | 787.2871 | 787.2871 | 806.3481 | 806.3481 | 806.3481 | 912.0986 | 912.0986 | 912.0986 | 4463 | 771.2871 | 0 | 0 | 0 | 0 | 0 | 0 | 771.2871 |  | 4463 | 771.2871 | 0 | 0 | 0 | 0 | 0 | 0 | 771.2871 | 4463 | 771.2871 | 0 | 0 | 0 | 0 | 0 | 0 | 771.2871 | 4463 | 811.8812 | 350.1514 | 0 | 0 | 0 | 0 | 0 | 1162.0326 | 4463 | 811.8812 | 350.1514 | 0 | 0 | 0 | 0 | 0 | 1162.0326 | 4463 | 811.8812 | 350.1514 | 0 | 0 | 0 | 0 | 0 | 1162.0326 | 4463 | 825.4125 | 700.3027 | 0 | 0 | 0 | 0 | 0 | 0 | 0 | 1525.7153 | 4463 | 825.4125 | 700.3027 | 0 | 17 | 0 | 0 | 0 | 0 | 0 | 1542.7153 | 4463 | 825.4125 | 700.3027 | 0 | 0 | 0 | 0 | 0 | 0 | 0 | 1525.7153
4466 | 46.472 | 34.6322 | 34.6322 | 35.66 | 35.66 | 35.66 | 21.9313 | 21.9159 | 21.9153 | 4466 | 669.6112 | 741.0233 | 669.6112 | 785.5055 | 785.5055 | 785.5055 | 888.5226 | 888.5226 | 888.5226 | 4464 | 761.8812 | 0 | 0 | 0 | 0 | 0 | 0 | 761.8812 |  | 4464 | 761.8812 | 0 | 0 | 0 | 0 | 0 | 0 | 761.8812 | 4464 | 761.8812 | 0 | 0 | 0 | 0 | 0 | 0 | 761.8812 | 4464 | 801.9802 | 355.1968 | 0 | 0 | 0 | 0 | 0 | 1157.177 | 4464 | 801.9802 | 355.1968 | 0 | 0 | 0 | 0 | 0 | 1157.177 | 4464 | 801.9802 | 355.1968 | 0 | 0 | 0 | 0 | 0 | 1157.177 | 4464 | 815.3465 | 710.3935 | 0 | 0 | 0 | 0 | 0 | 0 | 0 | 1525.7401 | 4464 | 815.3465 | 710.3935 | 0 | 17 | 0 | 0 | 0 | 0 | 0 | 1542.7401 | 4464 | 815.3465 | 710.3935 | 0 | 0 | 0 | 0 | 0 | 0 | 0 | 1525.7401
4467 | 46.472 | 34.6322 | 34.6322 | 33.8141 | 33.8141 | 33.8141 | 21.9313 | 21.9159 | 21.9153 | 4467 | 682.9368 | 828.7403 | 682.9368 | 801.1374 | 801.1374 | 801.1374 | 906.2046 | 906.2046 | 906.2046 | 4465 | 771.2871 | 0 | 0 | 0 | 0 | 0 | 0 | 771.2871 |  | 4465 | 771.2871 | 0 | 0 | 0 | 0 | 0 | 0 | 771.2871 | 4465 | 771.2871 | 0 | 0 | 0 | 0 | 0 | 0 | 771.2871 | 4465 | 811.8812 | 355.1968 | 0 | 0 | 0 | 0 | 0 | 1167.078 | 4465 | 811.8812 | 355.1968 | 0 | 0 | 0 | 0 | 0 | 1167.078 | 4465 | 811.8812 | 355.1968 | 0 | 0 | 0 | 0 | 0 | 1167.078 | 4465 | 825.4125 | 710.3935 | 0 | 0 | 0 | 0 | 0 | 0 | 0 | 1535.8061 | 4465 | 825.4125 | 710.3935 | 0 | 17 | 0 | 0 | 0 | 0 | 0 | 1552.8061 | 4465 | 825.4125 | 710.3935 | 0 | 0 | 0 | 0 | 0 | 0 | 0 | 1535.8061
4468 | 46.472 | 34.6322 | 34.6322 | 36.2554 | 36.2554 | 36.2554 | 25.4934 | 25.4934 | 25.4934 | 4468 | 793.9835 | 797.2436 | 797.2436 | 931.4037 | 931.4037 | 931.4037 | 1053.555 | 1053.555 | 1053.555 | 4466 | 714.8515 | 0 | 10.1718 | 0 | 0 | 0 | 0 | 725.0233 |  | 4466 | 714.8515 | 0 | 10.1718 | 0 | 0 | 0 | 0 | 725.0233 | 4466 | 714.8515 | 0 | 10.1718 | 0 | 0 | 0 | 0 | 725.0233 | 4466 | 752.4752 | 358.224 | 10.9966 | 0 | 0 | 0 | 0 | 1121.6958 | 4466 | 752.4752 | 358.224 | 10.9966 | 0 | 0 | 0 | 0 | 1121.6958 | 4466 | 752.4752 | 358.224 | 10.9966 | 0 | 0 | 0 | 0 | 1121.6958 | 4466 | 765.0165 | 716.448 | 13.7457 | 0 | 0 | 0 | 0 | 0 | 0 | 1495.2102 | 4466 | 765.0165 | 716.448 | 13.7457 | 17 | 0 | 0 | 0 | 0 | 0 | 1512.2102 | 4466 | 765.0165 | 716.448 | 13.7457 | 0 | 0 | 0 | 0 | 0 | 0 | 1495.2102
4469 | 74.1528 | 55.8083 | 55.8083 | 37.3944 | 37.3944 | 37.3944 | 26.4438 | 26.424 | 26.424 | 4469 | 909.472 | 909.472 | 909.472 | 1066.8806 | 1066.8806 | 1066.8806 | 1206.7993 | 1206.7993 | 1206.7993 | 4467 | 761.8812 | 0 | 50.8591 | 0 | 0 | 0 | 0 | 812.7403 |  | 4467 | 761.8812 | 0 | 50.8591 | 0 | 0 | 0 | 0 | 812.7403 | 4467 | 761.8812 | 0 | 50.8591 | 0 | 0 | 0 | 0 | 812.7403 | 4467 | 801.9802 | 352.1695 | 54.9828 | 0 | 0 | 0 | 0 | 1209.1325 | 4467 | 801.9802 | 352.1695 | 54.9828 | 0 | 0 | 0 | 0 | 1209.1325 | 4467 | 801.9802 | 352.1695 | 54.9828 | 0 | 0 | 0 | 0 | 1209.1325 | 4467 | 815.3465 | 704.3391 | 68.7285 | 0 | 0 | 0 | 0 | 0 | 0 | 1588.4141 | 4467 | 815.3465 | 704.3391 | 68.7285 | 17 | 0 | 0 | 0 | 0 | 0 | 1605.4141 | 4467 | 815.3465 | 704.3391 | 68.7285 | 0 | 0 | 0 | 0 | 0 | 0 | 1588.4141
4470 | 74.1528 | 55.8083 | 55.8083 | 35.8629 | 35.8629 | 35.8629 | 26.4438 | 26.424 | 26.424 | 4470 | 1010.5244 | 1010.5244 | 1010.5244 | 1185.4229 | 1185.4229 | 1185.4229 | 1340.8881 | 1340.8881 | 1340.8881 | 4468 | 649.0099 | 0 | 132.2337 | 0 | 0 | 0 | 0 | 781.2436 |  | 4468 | 649.0099 | 0 | 132.2337 | 0 | 0 | 0 | 0 | 781.2436 | 4468 | 649.0099 | 0 | 132.2337 | 0 | 0 | 0 | 0 | 781.2436 | 4468 | 683.1683 | 319.8789 | 142.9553 | 0 | 0 | 0 | 0 | 1146.0026 | 4468 | 683.1683 | 319.8789 | 142.9553 | 0 | 0 | 0 | 0 | 1146.0026 | 4468 | 683.1683 | 319.8789 | 142.9553 | 0 | 0 | 0 | 0 | 1146.0026 | 4468 | 694.5545 | 639.7578 | 178.6942 | 0 | 0 | 0 | 0 | 0 | 0 | 1513.0064 | 4468 | 694.5545 | 639.7578 | 178.6942 | 17 | 0 | 0 | 0 | 0 | 0 | 1530.0064 | 4468 | 694.5545 | 639.7578 | 178.6942 | 0 | 0 | 0 | 0 | 0 | 0 | 1513.0064
4471 | 34.1514 | 34.6322 | 34.6322 | 33.7605 | 33.7605 | 33.7605 | 21.9313 | 21.9159 | 21.9153 | 4471 | 1062.3213 | 1062.3213 | 1062.3213 | 1234.924 | 1234.924 | 1234.924 | 1396.8813 | 1396.8813 | 1396.8813 | 4469 | 404.4554 | 0 | 294.9828 | 0 | 0 | 0 | 8.2202 | 707.6585 |  | 4469 | 404.4554 | 0 | 294.9828 | 0 | 0 | 0 | 0 | 699.4383 | 4469 | 404.4554 | 0 | 294.9828 | 0 | 0 | 0 | 0 | 699.4383 | 4469 | 425.7426 | 297.6791 | 318.9003 | 0 | 0 | 0 | 0 | 1042.322 | 4469 | 425.7426 | 297.6791 | 318.9003 | 0 | 0 | 0 | 0 | 1042.322 | 4469 | 425.7426 | 297.6791 | 318.9003 | 0 | 0 | 0 | 0 | 1042.322 | 4469 | 432.8383 | 595.3582 | 398.6254 | 0 | 0 | 0 | 0 | 0 | 0 | 1426.8219 | 4469 | 432.8383 | 595.3582 | 398.6254 | 17 | 0 | 0 | 0 | 0 | 0 | 1443.8219 | 4469 | 432.8383 | 595.3582 | 398.6254 | 0 | 0 | 0 | 0 | 0 | 0 | 1426.8219
4472 | 34.1514 | 34.6322 | 34.6322 | 31.3356 | 31.3356 | 31.3356 | 21.7964 | 21.7964 | 21.7964 | 4472 | 1301.0839 | 1301.0839 | 1067.1582 | 1334.7857 | 1334.7857 | 1334.7857 | 1416.0368 | 1416.0368 | 1416.0368 | 4470 | 291.5842 | 0 | 518.7629 | 0 | 0 | 0 | 0 | 810.347 |  | 4470 | 291.5842 | 0 | 518.7629 | 0 | 0 | 0 | 0 | 810.347 | 4470 | 291.5842 | 0 | 518.7629 | 0 | 0 | 0 | 0 | 810.347 | 4470 | 306.9307 | 314.8335 | 560.8247 | 0 | 0 | 0 | 0 | 1182.5889 | 4470 | 306.9307 | 314.8335 | 560.8247 | 0 | 0 | 0 | 0 | 1182.5889 | 4470 | 306.9307 | 314.8335 | 560.8247 | 0 | 0 | 0 | 0 | 1182.5889 | 4470 | 312.0462 | 629.667 | 701.0309 | 0 | 0 | 0 | 0 | 0 | 0 | 1642.7441 | 4470 | 312.0462 | 629.667 | 701.0309 | 17 | 0 | 0 | 0 | 0 | 0 | 1659.7441 | 4470 | 312.0462 | 629.667 | 701.0309 | 0 | 0 | 0 | 0 | 0 | 0 | 1642.7441
4473 | 29.4202 | 34.6322 | 34.6322 | 23.4961 | 30.4988 | 30.864 | 14.53 | 14.53 | 14.9898 | 4473 | 1446.2394 | 1446.2394 | 1446.2394 | 1696.5501 | 1696.5501 | 1696.5501 | 1919.0484 | 1919.0484 | 1919.0484 | 4471 | 329.2079 | 0 | 717.1134 | 0 | 0 | 0 | 0 | 1046.3213 |  | 4471 | 329.2079 | 0 | 717.1134 | 0 | 0 | 0 | 0 | 1046.3213 | 4471 | 329.2079 | 0 | 717.1134 | 0 | 0 | 0 | 0 | 1046.3213 | 4471 | 346.5347 | 360.2422 | 775.2577 | 0 | 0 | 0 | 0 | 1482.0346 | 4471 | 346.5347 | 360.2422 | 775.2577 | 0 | 0 | 0 | 0 | 1482.0346 | 4471 | 346.5347 | 360.2422 | 775.2577 | 0 | 0 | 0 | 0 | 1482.0346 | 4471 | 352.3102 | 720.4844 | 969.0722 | 0 | 0 | 0 | 0 | 0 | 0 | 2041.8668 | 4471 | 352.3102 | 720.4844 | 969.0722 | 17 | 0 | 0 | 0 | 0 | 0 | 2058.8668 | 4471 | 352.3102 | 720.4844 | 969.0722 | 0 | 0 | 0 | 0 | 0 | 0 | 2041.8668
4474 | 28.5703 | 34.6322 | 34.6322 | 22.3877 | 28.8019 | 29.3605 | 11.0553 | 11.0553 | 11.0239 | 4474 | 1431.8033 | 1366.6269 | 1431.8033 | 1679.6154 | 1679.6154 | 1679.6154 | 1899.8929 | 1899.8929 | 1899.8929 | 4472 | 395.0495 | 0 | 890.0344 | 0 | 0 | 0 | 0 | 1285.0839 |  | 4472 | 395.0495 | 0 | 890.0344 | 0 | 0 | 0 | 0 | 1285.0839 | 4472 | 395.0495 | 0 | 890.0344 | 0 | 0 | 0 | 0 | 1285.0839 | 4472 | 415.8416 | 399.5964 | 962.1993 | 0 | 0 | 0 | 0 | 1777.6373 | 4472 | 415.8416 | 399.5964 | 962.1993 | 0 | 0 | 0 | 0 | 1777.6373 | 4472 | 415.8416 | 399.5964 | 962.1993 | 0 | 0 | 0 | 0 | 1777.6373 | 4472 | 422.7723 | 799.1927 | 1202.7491 | 0 | 0 | 0 | 0 | 0 | 0 | 2424.7142 | 4472 | 422.7723 | 799.1927 | 1202.7491 | 17 | 0 | 0 | 0 | 0 | 0 | 2441.7142 | 4472 | 422.7723 | 799.1927 | 1202.7491 | 0 | 0 | 0 | 0 | 0 | 0 | 2424.7142
4475 | 28.5703 | 28.5703 | 22.3899 | 22.3877 | 22.3877 | 20.9838 | 11.0553 | 11.0553 | 9.1226 | 4475 | 1447.3499 | 1447.3499 | 1447.3499 | 1697.8527 | 1697.8527 | 1697.8527 | 1920.5219 | 1920.5219 | 1920.5219 | 4473 | 592.5743 | 0 | 1062.9553 | 0 | 0 | 0 | 0 | 1655.5296 |  | 4473 | 592.5743 | 0 | 1062.9553 | 0 | 0 | 0 | 0 | 1655.5296 | 4473 | 592.5743 | 0 | 1062.9553 | 0 | 0 | 0 | 0 | 1655.5296 | 4473 | 623.7624 | 423.8143 | 1149.1409 | 0 | 0 | 0 | 0 | 2196.7176 | 4473 | 623.7624 | 423.8143 | 1149.1409 | 0 | 0 | 0 | 0 | 2196.7176 | 4473 | 623.7624 | 423.8143 | 1149.1409 | 0 | 0 | 0 | 0 | 2196.7176 | 4473 | 634.1584 | 847.6287 | 1436.4261 | 0 | 0 | 0 | 0 | 0 | 0 | 2918.2132 | 4473 | 634.1584 | 847.6287 | 1436.4261 | 17 | 0 | 0 | 0 | 0 | 0 | 2935.2132 | 4473 | 634.1584 | 847.6287 | 1436.4261 | 0 | 0 | 0 | 0 | 0 | 0 | 2918.2132
4476 | 28.5703 | 29.4202 | 29.4202 | 22.3877 | 22.3899 | 20.9838 | 11.0553 | 14.3274 | 14.9898 | 4476 | 1451.7917 | 1451.7917 | 1451.7917 | 1703.0634 | 1703.0634 | 1703.0634 | 1926.4159 | 1926.4159 | 1926.4159 | 4474 | 705.4455 | 0 | 1078.2131 | 0 | 0 | 0 | 0 | 1783.6586 |  | 4474 | 705.4455 | 0 | 1078.2131 | 0 | 0 | 0 | 0 | 1783.6586 | 4474 | 705.4455 | 0 | 1078.2131 | 0 | 0 | 0 | 0 | 1783.6586 | 4474 | 742.5743 | 423.8143 | 1165.6357 | 0 | 0 | 0 | 0 | 2332.0243 | 4474 | 742.5743 | 423.8143 | 1165.6357 | 0 | 0 | 0 | 0 | 2332.0243 | 4474 | 742.5743 | 423.8143 | 1165.6357 | 0 | 0 | 0 | 0 | 2332.0243 | 4474 | 754.9505 | 847.6287 | 1457.0447 | 0 | 0 | 0 | 0 | 0 | 0 | 3059.6238 | 4474 | 754.9505 | 847.6287 | 1457.0447 | 17 | 0 | 0 | 0 | 0 | 0 | 3076.6238 | 4474 | 754.9505 | 847.6287 | 1457.0447 | 0 | 0 | 0 | 0 | 0 | 0 | 3059.6238
4477 | 29.4202 | 29.4202 | 29.4202 | 22.3877 | 22.3899 | 22.3899 | 11.0553 | 14.3274 | 14.9898 | 4477 | 1455.1231 | 1455.1231 | 1455.1231 | 1706.9714 | 1706.9714 | 1706.9714 | 1930.8365 | 1930.8365 | 1930.8365 | 4475 | 761.8812 | 0 | 1083.299 | 0 | 0 | 0 | 0 | 1845.1802 |  | 4475 | 761.8812 | 0 | 1083.299 | 0 | 0 | 0 | 0 | 1845.1802 | 4475 | 761.8812 | 0 | 1083.299 | 0 | 0 | 0 | 0 | 1845.1802 | 4475 | 801.9802 | 411.7053 | 1171.134 | 0 | 0 | 0 | 0 | 2384.8196 | 4475 | 801.9802 | 411.7053 | 1171.134 | 0 | 0 | 0 | 0 | 2384.8196 | 4475 | 801.9802 | 411.7053 | 1171.134 | 0 | 0 | 0 | 0 | 2384.8196 | 4475 | 815.3465 | 823.4107 | 1463.9175 | 0 | 0 | 0 | 0 | 0 | 0 | 3102.6748 | 4475 | 815.3465 | 823.4107 | 1463.9175 | 17 | 0 | 0 | 0 | 0 | 0 | 3119.6748 | 4475 | 815.3465 | 823.4107 | 1463.9175 | 0 | 0 | 0 | 0 | 0 | 0 | 3102.6748
4478 | 29.4572 | 29.4572 | 29.4572 | 29.2472 | 29.4202 | 29.4202 | 20.9838 | 20.9838 | 20.9838 | 4478 | 1461.7859 | 1461.7859 | 1461.7859 | 1714.7873 | 1714.7873 | 1714.7873 | 1592.9973 | 1592.9973 | 1592.9973 | 4476 | 855.9406 | 0 | 1047.6976 | 0 | 0 | 0 | 0 | 1903.6382 |  | 4476 | 855.9406 | 0 | 1047.6976 | 0 | 0 | 0 | 0 | 1903.6382 | 4476 | 855.9406 | 0 | 1047.6976 | 0 | 0 | 0 | 0 | 1903.6382 | 4476 | 900.9901 | 398.5873 | 1132.646 | 0 | 0 | 0 | 0 | 2432.2234 | 4476 | 900.9901 | 398.5873 | 1132.646 | 0 | 0 | 0 | 0 | 2432.2234 | 4476 | 900.9901 | 398.5873 | 1132.646 | 0 | 0 | 0 | 0 | 2432.2234 | 4476 | 916.0066 | 797.1746 | 1415.8076 | 0 | 0 | 0 | 0 | 0 | 0 | 3128.9887 | 4476 | 916.0066 | 797.1746 | 1415.8076 | 17 | 0 | 0 | 0 | 0 | 0 | 3145.9887 | 4476 | 916.0066 | 797.1746 | 1415.8076 | 0 | 0 | 0 | 0 | 0 | 0 | 3128.9887
4479 | 34.1514 | 34.6322 | 34.6322 | 31.3356 | 31.3356 | 31.3356 | 21.9313 | 21.9159 | 21.9153 | 4479 | 1289.811 | 1289.811 | 1141.9571 | 1655.1831 | 1655.1831 | 1655.1831 | 1411.6163 | 1411.6163 | 1411.6163 | 4477 | 799.505 | 0 | 951.0653 | 0 | 0 | 0 | 0 | 1750.5702 |  | 4477 | 799.505 | 0 | 951.0653 | 0 | 0 | 0 | 0 | 1750.5702 | 4477 | 799.505 | 0 | 951.0653 | 0 | 0 | 0 | 0 | 1750.5702 | 4477 | 841.5842 | 382.442 | 1028.1787 | 0 | 0 | 0 | 0 | 2252.2048 | 4477 | 841.5842 | 382.442 | 1028.1787 | 0 | 0 | 0 | 0 | 2252.2048 | 4477 | 841.5842 | 382.442 | 1028.1787 | 0 | 0 | 0 | 0 | 2252.2048 | 4477 | 855.6106 | 764.884 | 1285.2234 | 0 | 0 | 0 | 0 | 0 | 0 | 2905.7179 | 4477 | 855.6106 | 764.884 | 1285.2234 | 17 | 0 | 0 | 0 | 0 | 0 | 2922.7179 | 4477 | 855.6106 | 764.884 | 1285.2234 | 0 | 0 | 0 | 0 | 0 | 0 | 2905.7179
4480 | 82.4284 | 70.507 | 74.1528 | 67.6648 | 52.1134 | 52.2902 | 22.617 | 22.617 | 22.617 | 4480 | 1061.6059 | 1061.6059 | 1061.6059 | 1245.3453 | 1245.3453 | 1245.3453 | 1408.6693 | 1408.6693 | 1408.6693 | 4478 | 630.198 | 0 | 808.6598 | 0 | 0 | 0 | 0 | 1438.8578 |  | 4478 | 630.198 | 0 | 808.6598 | 0 | 0 | 0 | 0 | 1438.8578 | 4478 | 630.198 | 0 | 808.6598 | 0 | 0 | 0 | 0 | 1438.8578 | 4478 | 663.3663 | 366.2967 | 874.2268 | 0 | 0 | 0 | 0 | 1903.8898 | 4478 | 663.3663 | 366.2967 | 874.2268 | 0 | 0 | 0 | 0 | 1903.8898 | 4478 | 663.3663 | 366.2967 | 874.2268 | 0 | 0 | 0 | 0 | 1903.8898 | 4478 | 674.4224 | 732.5933 | 1092.7835 | 0 | 0 | 0 | 0 | 0 | 0 | 2499.7993 | 4478 | 674.4224 | 732.5933 | 1092.7835 | 17 | 0 | 0 | 0 | 0 | 0 | 2516.7993 | 4478 | 674.4224 | 732.5933 | 1092.7835 | 0 | 0 | 0 | 0 | 0 | 0 | 2499.7993
4481 | 85.0878 | 70.507 | 74.1528 | 90.2712 | 67.2707 | 67.9604 | 47.2215 | 46.26 | 47.3541 | 4481 | 1050.5012 | 1050.5012 | 1050.5012 | 1232.3187 | 1232.3187 | 1232.3187 | 1393.9343 | 1393.9343 | 1393.9343 | 4479 | 658.4158 | 0 | 615.3952 | 0 | 0 | 0 | 0 | 1273.811 |  | 4479 | 658.4158 | 0 | 615.3952 | 0 | 0 | 0 | 0 | 1273.811 | 4479 | 658.4158 | 0 | 615.3952 | 0 | 0 | 0 | 0 | 1273.811 | 4479 | 693.0693 | 351.1604 | 665.2921 | 0 | 0 | 0 | 0 | 1709.5218 | 4479 | 693.0693 | 351.1604 | 665.2921 | 0 | 0 | 0 | 0 | 1709.5218 | 4479 | 693.0693 | 351.1604 | 665.2921 | 0 | 0 | 0 | 0 | 1709.5218 | 4479 | 704.6205 | 702.3209 | 831.6151 | 0 | 0 | 0 | 0 | 0 | 0 | 2238.5565 | 4479 | 704.6205 | 702.3209 | 831.6151 | 17 | 0 | 0 | 0 | 0 | 0 | 2255.5565 | 4479 | 704.6205 | 702.3209 | 831.6151 | 0 | 0 | 0 | 0 | 0 | 0 | 2238.5565
4482 | 85.0878 | 70.507 | 74.1528 | 90.2712 | 67.2707 | 90.7143 | 69.3425 | 46.26 | 90.7143 | 4482 | 1028.2919 | 1028.2919 | 1028.2919 | 1206.2655 | 1206.2655 | 1206.2655 | 1364.4642 | 1364.4642 | 1364.4642 | 4480 | 451.4851 | 0 | 396.701 | 0 | 0 | 0 | 150 | 998.1862 |  | 4480 | 451.4851 | 0 | 396.701 | 0 | 0 | 0 | 0 | 848.1862 | 4480 | 451.4851 | 0 | 396.701 | 0 | 0 | 0 | 150 | 998.1862 | 4480 | 475.2475 | 314.8335 | 428.866 | 0 | 0 | 0 | 0 | 1218.947 | 4480 | 475.2475 | 314.8335 | 428.866 | 0 | 0 | 0 | 0 | 1218.947 | 4480 | 475.2475 | 314.8335 | 428.866 | 0 | 0 | 0 | 0 | 1218.947 | 4480 | 483.1683 | 629.667 | 536.0825 | 0 | 0 | 0 | 0 | 0 | 0 | 1648.9178 | 4480 | 483.1683 | 629.667 | 536.0825 | 17 | 0 | 0 | 0 | 0 | 0 | 1665.9178 | 4480 | 483.1683 | 629.667 | 536.0825 | 0 | 0 | 0 | 0 | 0 | 0 | 1648.9178
4483 | 85.0878 | 70.507 | 74.1528 | 90.2712 | 67.2707 | 90.7143 | 69.3425 | 46.26 | 90.7143 | 4483 | 988.3151 | 988.3151 | 988.3151 | 1159.3696 | 1159.3696 | 1159.3696 | 1311.4181 | 1311.4181 | 1311.4181 | 4481 | 310.396 | 0 | 188.1787 | 0 | 0 | 0 | 150 | 648.5747 |  | 4481 | 310.396 | 0 | 188.1787 | 0 | 0 | 0 | 0 | 498.5747 | 4481 | 310.396 | 0 | 188.1787 | 0 | 0 | 0 | 35.9265 | 534.5012 | 4481 | 326.7327 | 251.2614 | 203.4364 | 0 | 0 | 0 | 0 | 781.4305 | 4481 | 326.7327 | 251.2614 | 203.4364 | 0 | 0 | 0 | 0 | 781.4305 | 4481 | 326.7327 | 251.2614 | 203.4364 | 0 | 0 | 0 | 0 | 781.4305 | 4481 | 332.1782 | 502.5227 | 254.2955 | 0 | 0 | 0 | 0 | 0 | 0 | 1088.9965 | 4481 | 332.1782 | 502.5227 | 254.2955 | 17 | 0 | 0 | 0 | 0 | 0 | 1105.9965 | 4481 | 332.1782 | 502.5227 | 254.2955 | 0 | 0 | 0 | 0 | 0 | 0 | 1088.9965
4484 | 85.0878 | 70.507 | 74.1528 | 90.2712 | 67.2707 | 90.7143 | 69.3425 | 46.26 | 90.7143 | 4484 | 933.9022 | 933.9022 | 933.9022 | 1095.5391 | 1095.5391 | 1095.5391 | 1239.2164 | 1239.2164 | 1239.2164 | 4482 | 169.3069 | 0 | 81.3746 | 0 | 0 | 0 | 150 | 400.6815 |  | 4482 | 169.3069 | 0 | 81.3746 | 0 | 0 | 0 | 0 | 250.6815 | 4482 | 169.3069 | 0 | 81.3746 | 0 | 0 | 0 | 28.5104 | 279.1919 | 4482 | 178.2178 | 176.5893 | 87.9725 | 0 | 0 | 0 | 0 | 442.7796 | 4482 | 178.2178 | 176.5893 | 87.9725 | 0 | 0 | 0 | 0 | 442.7796 | 4482 | 178.2178 | 176.5893 | 87.9725 | 9.2263 | 0 | 0 | 0 | 452.006 | 4482 | 181.1881 | 353.1786 | 109.9656 | 0 | 0 | 0 | 0 | 0 | 0 | 644.3324 | 4482 | 181.1881 | 353.1786 | 109.9656 | 17 | 0 | 0 | 0 | 0 | 0 | 661.3324 | 4482 | 181.1881 | 353.1786 | 109.9656 | 0 | 0 | 0 | 0 | 0 | 0 | 644.3324
4485 | 85.0878 | 70.507 | 74.1528 | 90.2712 | 67.2707 | 67.9604 | 69.3425 | 46.26 | 47.3541 | 4485 | 878.3789 | 878.3789 | 878.3789 | 1030.406 | 1030.406 | 1030.406 | 1165.5412 | 1165.5412 | 1165.5412 | 4483 | 244.5545 | 0 | 25.4296 | 0 | 0 | 0 | 150 | 419.984 |  | 4483 | 244.5545 | 0 | 25.4296 | 0 | 0 | 0 | 0 | 269.984 | 4483 | 244.5545 | 0 | 25.4296 | 0 | 0 | 0 | 113.0697 | 383.0537 | 4483 | 257.4257 | 119.0716 | 27.4914 | 0 | 0 | 0 | 0 | 403.9888 | 4483 | 257.4257 | 119.0716 | 27.4914 | 0 | 0 | 0 | 0 | 403.9888 | 4483 | 257.4257 | 119.0716 | 27.4914 | 0 | 0 | 0 | 0 | 403.9888 | 4483 | 261.7162 | 238.1433 | 34.3643 | 0 | 0 | 0 | 0 | 0 | 0 | 534.2237 | 4483 | 261.7162 | 238.1433 | 34.3643 | 17 | 0 | 0 | 0 | 0 | 0 | 551.2237 | 4483 | 261.7162 | 238.1433 | 34.3643 | 75.2519 | 0 | 0 | 0 | 0 | 0 | 609.4756
4486 | 82.7165 | 70.507 | 74.1528 | 69.5963 | 52.1134 | 52.2902 | 47.2215 | 32.1331 | 32.9509 | 4486 | 827.2974 | 827.2974 | 827.2974 | 970.4835 | 970.4835 | 970.4835 | 1097.7601 | 1097.7601 | 1097.7601 | 4484 | 376.2376 | 0 | 5.0859 | 0 | 0 | 0 | 150 | 531.3235 |  | 4484 | 376.2376 | 0 | 5.0859 | 0 | 0 | 0 | 0 | 381.3235 | 4484 | 376.2376 | 0 | 5.0859 | 0 | 0 | 0 | 36.5787 | 417.9022 | 4484 | 396.0396 | 103.9354 | 5.4983 | 0 | 0 | 0 | 0 | 505.4733 | 4484 | 396.0396 | 103.9354 | 5.4983 | 0 | 0 | 0 | 0 | 505.4733 | 4484 | 396.0396 | 103.9354 | 5.4983 | 5.1361 | 0 | 0 | 0 | 510.6094 | 4484 | 402.6403 | 207.8708 | 6.8729 | 0 | 0 | 0 | 0 | 0 | 0 | 617.384 | 4484 | 402.6403 | 207.8708 | 6.8729 | 17 | 0 | 0 | 0 | 0 | 0 | 634.384 | 4484 | 402.6403 | 207.8708 | 6.8729 | 0 | 0 | 0 | 0 | 0 | 0 | 617.384
4487 | 79.3441 | 70.507 | 74.1528 | 39.015 | 39.015 | 39.015 | 30.4683 | 30.4683 | 30.4683 | 4487 | 768.4427 | 768.4427 | 768.4427 | 901.4424 | 901.4424 | 901.4424 | 1019.6644 | 1019.6644 | 1019.6644 | 4485 | 442.0792 | 0 | 0 | 0 | 0 | 0 | 150 | 592.0792 |  | 4485 | 442.0792 | 0 | 0 | 0 | 0 | 0 | 0 | 442.0792 | 4485 | 442.0792 | 0 | 0 | 0 | 0 | 0 | 139.0955 | 581.1747 | 4485 | 465.3465 | 95.8628 | 0 | 0 | 0 | 0 | 0 | 561.2093 | 4485 | 465.3465 | 95.8628 | 0 | 0 | 0 | 0 | 0 | 561.2093 | 4485 | 465.3465 | 95.8628 | 0 | 0 | 0 | 0 | 0 | 561.2093 | 4485 | 473.1023 | 191.7255 | 0 | 0 | 0 | 0 | 0 | 0 | 0 | 664.8278 | 4485 | 473.1023 | 191.7255 | 0 | 17 | 0 | 0 | 0 | 0 | 0 | 681.8278 | 4485 | 473.1023 | 191.7255 | 0 | 0 | 0 | 0 | 0 | 0 | 0 | 664.8278
4488 | 63.5771 | 63.5771 | 63.5771 | 34.1184 | 34.1184 | 34.1184 | 29.1131 | 29.1131 | 29.1131 | 4488 | 741.7915 | 741.7915 | 741.7915 | 870.1785 | 870.1785 | 870.1785 | 984.3003 | 984.3003 | 984.3003 | 4486 | 489.1089 | 0 | 0 | 0 | 0 | 0 | 150 | 639.1089 |  | 4486 | 489.1089 | 0 | 0 | 0 | 0 | 0 | 0 | 489.1089 | 4486 | 489.1089 | 0 | 0 | 0 | 0 | 0 | 0 | 489.1089 | 4486 | 514.8515 | 94.8537 | 0 | 0 | 0 | 0 | 0 | 609.7052 | 4486 | 514.8515 | 94.8537 | 0 | 0 | 0 | 0 | 0 | 609.7052 | 4486 | 514.8515 | 94.8537 | 0 | 0 | 0 | 0 | 0 | 609.7052 | 4486 | 523.4323 | 189.7074 | 0 | 0 | 0 | 0 | 0 | 0 | 0 | 713.1397 | 4486 | 523.4323 | 189.7074 | 0 | 17 | 0 | 0 | 0 | 0 | 0 | 730.1397 | 4486 | 523.4323 | 189.7074 | 0 | 0 | 0 | 0 | 0 | 0 | 0 | 713.1397
4489 | 62.3705 | 62.3705 | 62.3705 | 34.1756 | 34.1756 | 34.1756 | 28.299 | 28.299 | 28.299 | 4489 | 718.4717 | 718.4717 | 718.4717 | 842.8226 | 842.8226 | 842.8226 | 953.3567 | 953.3567 | 953.3567 | 4487 | 404.4554 | 0 | 0 | 0 | 0 | 0 | 150 | 554.4554 |  | 4487 | 404.4554 | 0 | 0 | 0 | 0 | 0 | 0 | 404.4554 | 4487 | 404.4554 | 0 | 0 | 0 | 0 | 0 | 150 | 554.4554 | 4487 | 425.7426 | 100.9082 | 0 | 0 | 0 | 0 | 0 | 526.6507 | 4487 | 425.7426 | 100.9082 | 0 | 0 | 0 | 0 | 0 | 526.6507 | 4487 | 425.7426 | 100.9082 | 0 | 0 | 0 | 0 | 0 | 526.6507 | 4487 | 432.8383 | 201.8163 | 0 | 0 | 0 | 0 | 0 | 0 | 0 | 634.6546 | 4487 | 432.8383 | 201.8163 | 0 | 17 | 0 | 0 | 0 | 0 | 0 | 651.6546 | 4487 | 432.8383 | 201.8163 | 0 | 0 | 0 | 0 | 0 | 0 | 0 | 634.6546
4490 | 63.5264 | 63.5264 | 63.5264 | 34.4815 | 34.4815 | 34.4815 | 28.299 | 28.299 | 28.299 | 4490 | 690.7101 | 690.7101 | 690.7101 | 810.2561 | 810.2561 | 810.2561 | 916.5191 | 916.5191 | 916.5191 | 4488 | 404.4554 | 0 | 0 | 0 | 0 | 0 | 0 | 404.4554 |  | 4488 | 404.4554 | 0 | 0 | 0 | 0 | 0 | 0 | 404.4554 | 4488 | 404.4554 | 0 | 0 | 0 | 0 | 0 | 0 | 404.4554 | 4488 | 425.7426 | 103.9354 | 0 | 0 | 0 | 0 | 0 | 529.678 | 4488 | 425.7426 | 103.9354 | 0 | 0 | 0 | 0 | 0 | 529.678 | 4488 | 425.7426 | 103.9354 | 0 | 0 | 0 | 0 | 0 | 529.678 | 4488 | 432.8383 | 207.8708 | 0 | 0 | 0 | 0 | 0 | 0 | 0 | 640.7091 | 4488 | 432.8383 | 207.8708 | 0 | 17 | 0 | 0 | 0 | 0 | 0 | 657.7091 | 4488 | 432.8383 | 207.8708 | 0 | 0 | 0 | 0 | 0 | 0 | 0 | 640.7091
4491 | 63.5264 | 63.5264 | 63.5264 | 34.4549 | 34.451 | 34.451 | 28.7551 | 28.7551 | 28.7551 | 4491 | 709.588 | 709.588 | 709.588 | 832.4013 | 832.4013 | 832.4013 | 941.5687 | 941.5687 | 941.5687 | 4489 | 442.0792 | 0 | 0 | 0 | 0 | 0 | 0 | 442.0792 |  | 4489 | 442.0792 | 0 | 0 | 0 | 0 | 0 | 0 | 442.0792 | 4489 | 442.0792 | 0 | 0 | 0 | 0 | 0 | 0 | 442.0792 | 4489 | 465.3465 | 118.0626 | 0 | 0 | 0 | 0 | 0 | 583.4091 | 4489 | 465.3465 | 118.0626 | 0 | 0 | 0 | 0 | 0 | 583.4091 | 4489 | 465.3465 | 118.0626 | 0 | 0 | 0 | 0 | 0 | 583.4091 | 4489 | 473.1023 | 236.1251 | 0 | 0 | 0 | 0 | 0 | 0 | 0 | 709.2274 | 4489 | 473.1023 | 236.1251 | 0 | 17 | 0 | 0 | 0 | 0 | 0 | 726.2274 | 4489 | 473.1023 | 236.1251 | 0 | 0 | 0 | 0 | 0 | 0 | 0 | 709.2274
4492 | 72.1219 | 70.507 | 72.1219 | 35.8629 | 35.8629 | 35.8629 | 28.7699 | 28.7699 | 28.7699 | 4492 | 823.966 | 823.966 | 823.966 | 966.5756 | 966.5756 | 966.5756 | 1093.3396 | 1093.3396 | 1093.3396 | 4490 | 348.0198 | 0 | 5.0859 | 0 | 0 | 0 | 0 | 353.1057 |  | 4490 | 348.0198 | 0 | 5.0859 | 0 | 0 | 0 | 0 | 353.1057 | 4490 | 348.0198 | 0 | 5.0859 | 0 | 0 | 0 | 0 | 353.1057 | 4490 | 366.3366 | 121.0898 | 5.4983 | 0 | 0 | 0 | 0 | 492.9247 | 4490 | 366.3366 | 121.0898 | 5.4983 | 0 | 0 | 0 | 0 | 492.9247 | 4490 | 366.3366 | 121.0898 | 5.4983 | 0 | 0 | 0 | 0 | 492.9247 | 4490 | 372.4422 | 242.1796 | 6.8729 | 0 | 0 | 0 | 0 | 0 | 0 | 621.4947 | 4490 | 372.4422 | 242.1796 | 6.8729 | 17 | 0 | 0 | 0 | 0 | 0 | 638.4947 | 4490 | 372.4422 | 242.1796 | 6.8729 | 0 | 0 | 0 | 0 | 0 | 0 | 621.4947
4493 | 79.1686 | 70.507 | 74.1528 | 35.774 | 35.7702 | 35.7702 | 28.6617 | 28.6617 | 28.6617 | 4493 | 935.0127 | 935.0127 | 935.0127 | 1096.8418 | 1096.8418 | 1096.8418 | 1240.6899 | 1240.6899 | 1240.6899 | 4491 | 310.396 | 0 | 40.6873 | 0 | 0 | 0 | 0 | 351.0833 |  | 4491 | 310.396 | 0 | 40.6873 | 0 | 0 | 0 | 0 | 351.0833 | 4491 | 310.396 | 0 | 40.6873 | 0 | 0 | 0 | 0 | 351.0833 | 4491 | 326.7327 | 123.108 | 43.9863 | 0 | 0 | 0 | 0 | 493.8269 | 4491 | 326.7327 | 123.108 | 43.9863 | 0 | 0 | 0 | 0 | 493.8269 | 4491 | 326.7327 | 123.108 | 43.9863 | 0 | 0 | 0 | 0 | 493.8269 | 4491 | 332.1782 | 246.2159 | 54.9828 | 0 | 0 | 0 | 0 | 0 | 0 | 633.377 | 4491 | 332.1782 | 246.2159 | 54.9828 | 17 | 0 | 0 | 0 | 0 | 0 | 650.377 | 4491 | 332.1782 | 246.2159 | 54.9828 | 0 | 0 | 0 | 0 | 0 | 0 | 633.377
4494 | 79.2239 | 70.507 | 74.1528 | 31.3356 | 31.3356 | 31.3356 | 20.9838 | 20.9838 | 20.9838 | 4494 | 1012.7453 | 1012.7453 | 1012.7453 | 1249.0767 | 1249.0767 | 1249.0767 | 1343.8352 | 1343.8352 | 1343.8352 | 4492 | 206.9307 | 0 | 106.8041 | 0 | 0 | 0 | 0 | 313.7348 |  | 4492 | 206.9307 | 0 | 106.8041 | 0 | 0 | 0 | 0 | 313.7348 | 4492 | 206.9307 | 0 | 106.8041 | 0 | 0 | 0 | 0 | 313.7348 | 4492 | 217.8218 | 105.9536 | 115.4639 | 0 | 0 | 0 | 0 | 439.2393 | 4492 | 217.8218 | 105.9536 | 115.4639 | 0 | 0 | 0 | 0 | 439.2393 | 4492 | 217.8218 | 105.9536 | 115.4639 | 0 | 0 | 0 | 0 | 439.2393 | 4492 | 221.4521 | 211.9072 | 144.3299 | 0 | 0 | 0 | 0 | 0 | 0 | 577.6892 | 4492 | 221.4521 | 211.9072 | 144.3299 | 17 | 0 | 0 | 0 | 0 | 0 | 594.6892 | 4492 | 221.4521 | 211.9072 | 144.3299 | 0 | 0 | 0 | 0 | 0 | 0 | 577.6892
4495 | 34.1514 | 46.5381 | 46.8492 | 30.7096 | 30.4988 | 30.864 | 11.0239 | 11.1093 | 11.9715 | 4495 | 1197.6185 | 1040.507 | 1040.507 | 1684.8261 | 1684.8261 | 1684.8261 | 1905.7869 | 1905.7869 | 1905.7869 | 4493 | 141.0891 | 0 | 269.5533 | 0 | 0 | 0 | 150 | 560.6424 |  | 4493 | 141.0891 | 0 | 269.5533 | 0 | 0 | 0 | 0 | 410.6424 | 4493 | 141.0891 | 0 | 269.5533 | 0 | 0 | 0 | 150 | 560.6424 | 4493 | 148.5149 | 108.9808 | 291.4089 | 0 | 0 | 0 | 0 | 548.9046 | 4493 | 148.5149 | 108.9808 | 291.4089 | 0 | 0 | 0 | 0 | 548.9046 | 4493 | 148.5149 | 108.9808 | 291.4089 | 0 | 0 | 0 | 0 | 548.9046 | 4493 | 150.9901 | 217.9617 | 364.2612 | 0 | 0 | 0 | 0 | 0 | 0 | 733.2129 | 4493 | 150.9901 | 217.9617 | 364.2612 | 17 | 0 | 0 | 0 | 0 | 0 | 750.2129 | 4493 | 150.9901 | 217.9617 | 364.2612 | 0 | 0 | 0 | 0 | 0 | 0 | 733.2129
4496 | 20.9838 | 37.6485 | 37.6485 | 16.9307 | 28.8019 | 29.3605 | 1.4071 | 1.7812 | 1.7812 | 4496 | 1470.6697 | 1074.9314 | 1074.9314 | 1725.2086 | 1725.2086 | 1725.2086 | 1951.4655 | 1951.4655 | 1951.4655 | 4494 | 197.5248 | 0 | 574.7079 | 0 | 0 | 0 | 150 | 922.2327 |  | 4494 | 197.5248 | 0 | 574.7079 | 0 | 0 | 0 | 0 | 772.2327 | 4494 | 197.5248 | 0 | 574.7079 | 0 | 0 | 0 | 0 | 772.2327 | 4494 | 207.9208 | 150.3532 | 621.3058 | 0 | 0 | 0 | 0 | 979.5798 | 4494 | 207.9208 | 150.3532 | 621.3058 | 0 | 0 | 0 | 0 | 979.5798 | 4494 | 207.9208 | 150.3532 | 621.3058 | 0 | 0 | 0 | 0 | 979.5798 | 4494 | 211.3861 | 300.7064 | 776.6323 | 0 | 0 | 0 | 0 | 0 | 0 | 1288.7248 | 4494 | 211.3861 | 300.7064 | 776.6323 | 17 | 0 | 0 | 0 | 0 | 0 | 1305.7248 | 4494 | 211.3861 | 300.7064 | 776.6323 | 0 | 0 | 0 | 0 | 0 | 0 | 1288.7248
4497 | 20.9838 | 34.6322 | 20.9838 | 14.9898 | 15.4801 | 15.4801 | 0.10514 | 1.1209 | 1.1209 | 4497 | 1470.6697 | 1470.6697 | 1470.6697 | 1725.2086 | 1725.2086 | 1725.2086 | 1951.4655 | 1951.4655 | 1951.4655 | 4495 | 291.5842 | 0 | 890.0344 | 0 | 0 | 0 | 0 | 1181.6185 |  | 4495 | 291.5842 | 0 | 890.0344 | 0 | 0 | 0 | 0 | 1181.6185 | 4495 | 291.5842 | 0 | 890.0344 | 0 | 0 | 0 | 0 | 1181.6185 | 4495 | 306.9307 | 218.9707 | 962.1993 | 0 | 0 | 0 | 0 | 1488.1007 | 4495 | 306.9307 | 218.9707 | 962.1993 | 0 | 0 | 0 | 0 | 1488.1007 | 4495 | 306.9307 | 218.9707 | 962.1993 | 0 | 0 | 0 | 0 | 1488.1007 | 4495 | 312.0462 | 437.9415 | 1202.7491 | 0 | 0 | 0 | 0 | 0 | 0 | 1952.7368 | 4495 | 312.0462 | 437.9415 | 1202.7491 | 17 | 0 | 0 | 0 | 0 | 0 | 1969.7368 | 4495 | 312.0462 | 437.9415 | 1202.7491 | 0 | 0 | 0 | 0 | 0 | 0 | 1952.7368
4498 | 18.6145 | 34.6322 | 18.6145 | 8.0251 | 8.0251 | 8.0251 | 0.01 | 0.01 | 0.01 | 4498 | 1479.5534 | 1479.5534 | 1479.5534 | 1735.6299 | 1735.6299 | 1735.6299 | 1963.2535 | 1963.2535 | 1963.2535 | 4496 | 366.8317 | 0 | 1052.7835 | 0 | 0 | 0 | 0 | 1419.6152 |  | 4496 | 366.8317 | 0 | 1052.7835 | 0 | 0 | 0 | 0 | 1419.6152 | 4496 | 366.8317 | 0 | 1052.7835 | 0 | 0 | 0 | 0 | 1419.6152 | 4496 | 386.1386 | 272.4521 | 1138.1443 | 0 | 0 | 0 | 0 | 1796.735 | 4496 | 386.1386 | 272.4521 | 1138.1443 | 0 | 0 | 0 | 0 | 1796.735 | 4496 | 386.1386 | 272.4521 | 1138.1443 | 0 | 0 | 0 | 0 | 1796.735 | 4496 | 392.5743 | 544.9041 | 1422.6804 | 0 | 0 | 0 | 0 | 0 | 0 | 2360.1588 | 4496 | 392.5743 | 544.9041 | 1422.6804 | 17 | 0 | 0 | 0 | 0 | 0 | 2377.1588 | 4496 | 392.5743 | 544.9041 | 1422.6804 | 0 | 0 | 0 | 0 | 0 | 0 | 2360.1588
4499 | 18.6145 | 34.6322 | 18.6145 | 8.0251 | 8.0251 | 0.01 | 0.01 | 0.01 | 0.01 | 4499 | 1503.9836 | 1503.9836 | 1503.9836 | 1764.2885 | 1764.2885 | 1764.2885 | 1995.6706 | 1995.6706 | 1995.6706 | 4497 | 460.8911 | 0 | 1098.5567 | 0 | 0 | 0 | 0 | 1559.4478 |  | 4497 | 460.8911 | 0 | 1098.5567 | 0 | 0 | 0 | 0 | 1559.4478 | 4497 | 460.8911 | 0 | 1098.5567 | 0 | 0 | 0 | 0 | 1559.4478 | 4497 | 485.1485 | 297.6791 | 1187.6289 | 0 | 0 | 0 | 0 | 1970.4565 | 4497 | 485.1485 | 297.6791 | 1187.6289 | 0 | 0 | 0 | 0 | 1970.4565 | 4497 | 485.1485 | 297.6791 | 1187.6289 | 0 | 0 | 0 | 0 | 1970.4565 | 4497 | 493.2343 | 595.3582 | 1484.5361 | 0 | 0 | 0 | 0 | 0 | 0 | 2573.1286 | 4497 | 493.2343 | 595.3582 | 1484.5361 | 17 | 0 | 0 | 0 | 0 | 0 | 2590.1286 | 4497 | 493.2343 | 595.3582 | 1484.5361 | 0 | 0 | 0 | 0 | 0 | 0 | 2573.1286
4500 | 18.6145 | 34.6322 | 18.6145 | 8.0251 | 8.0251 | 0.01 | 0.01 | 0.01 | 0.01 | 4500 | 1467.3383 | 1467.3383 | 1467.3383 | 1721.3006 | 1721.3006 | 1721.3006 | 1947.045 | 1947.045 | 1947.045 | 4498 | 536.1386 | 0 | 1144.3299 | 0 | 0 | 0 | 0 | 1680.4685 |  | 4498 | 536.1386 | 0 | 1144.3299 | 0 | 0 | 0 | 0 | 1680.4685 | 4498 | 536.1386 | 0 | 1144.3299 | 0 | 0 | 0 | 0 | 1680.4685 | 4498 | 564.3564 | 293.6428 | 1237.1134 | 0 | 0 | 0 | 0 | 2095.1126 | 4498 | 564.3564 | 293.6428 | 1237.1134 | 0 | 0 | 0 | 0 | 2095.1126 | 4498 | 564.3564 | 293.6428 | 1237.1134 | 0 | 0 | 0 | 0 | 2095.1126 | 4498 | 573.7624 | 587.2856 | 1546.3918 | 0 | 0 | 0 | 0 | 0 | 0 | 2707.4397 | 4498 | 573.7624 | 587.2856 | 1546.3918 | 17 | 0 | 0 | 0 | 0 | 0 | 2724.4397 | 4498 | 573.7624 | 587.2856 | 1546.3918 | 0 | 0 | 0 | 0 | 0 | 0 | 2707.4397
4501 | 18.6145 | 34.6322 | 34.6322 | 8.0251 | 28.9803 | 29.5389 | 0.01 | 0.01 | 0.01 | 4501 | 1464.0069 | 1464.0069 | 1464.0069 | 1717.3927 | 1717.3927 | 1717.3927 | 1942.6245 | 1942.6245 | 1942.6245 | 4499 | 573.7624 | 0 | 1129.0722 | 0 | 0 | 0 | 0 | 1702.8345 |  | 4499 | 573.7624 | 0 | 1129.0722 | 0 | 0 | 0 | 0 | 1702.8345 | 4499 | 573.7624 | 0 | 1129.0722 | 0 | 0 | 0 | 0 | 1702.8345 | 4499 | 603.9604 | 274.4702 | 1220.6186 | 0 | 0 | 0 | 0 | 2099.0492 | 4499 | 603.9604 | 274.4702 | 1220.6186 | 0 | 0 | 0 | 0 | 2099.0492 | 4499 | 583.8337 | 274.4702 | 1220.6186 | 0 | 0 | 0 | 0 | 2078.9225 | 4499 | 614.0264 | 548.9405 | 1525.7732 | 0 | 0 | 0 | 0 | 0 | 0 | 2688.7401 | 4499 | 614.0264 | 548.9405 | 1525.7732 | 17 | 0 | 0 | 0 | 0 | 0 | 2705.7401 | 4499 | 614.0264 | 548.9405 | 1525.7732 | 0 | 0 | 0 | 0 | 0 | 0 | 2688.7401
4502 | 18.6145 | 34.6322 | 34.6322 | 30.864 | 30.864 | 30.864 | 0.01 | 0.01 | 0.01 | 4502 | 1454.0127 | 1058.2745 | 1087.1953 | 1705.6687 | 1705.6687 | 1705.6687 | 1929.3629 | 1929.3629 | 1929.3629 | 4500 | 639.604 | 0 | 1129.0722 | 0 | 0 | 0 | 0 | 1768.6761 |  | 4500 | 639.604 | 0 | 1129.0722 | 0 | 0 | 0 | 0 | 1768.6761 | 4500 | 639.604 | 0 | 1129.0722 | 0 | 0 | 0 | 0 | 1768.6761 | 4500 | 673.2673 | 264.3794 | 1220.6186 | 0 | 0 | 0 | 0 | 2158.2653 | 4500 | 673.2673 | 264.3794 | 1220.6186 | 0 | 0 | 0 | 0 | 2158.2653 | 4500 | 673.2673 | 264.3794 | 1220.6186 | 0 | 0 | 0 | 0 | 2158.2653 | 4500 | 684.4884 | 528.7588 | 1525.7732 | 0 | 0 | 0 | 0 | 0 | 0 | 2739.0205 | 4500 | 684.4884 | 528.7588 | 1525.7732 | 17 | 0 | 0 | 0 | 0 | 0 | 2756.0205 | 4500 | 684.4884 | 528.7588 | 1525.7732 | 0 | 0 | 0 | 0 | 0 | 0 | 2739.0205
4503 | 34.1514 | 46.5381 | 49.4913 | 31.3356 | 31.3356 | 31.3356 | 12.0426 | 14.3274 | 14.9898 | 4503 | 1199.0904 | 1079.3733 | 1079.3733 | 1636.4715 | 1636.4715 | 1636.4715 | 1957.3595 | 1957.3595 | 1957.3595 | 4501 | 658.4158 | 0 | 1078.2131 | 0 | 0 | 0 | 0 | 1736.6289 |  | 4501 | 658.4158 | 0 | 1078.2131 | 0 | 0 | 0 | 0 | 1736.6289 | 4501 | 658.4158 | 0 | 1078.2131 | 0 | 0 | 0 | 0 | 1736.6289 | 4501 | 693.0693 | 268.4157 | 1165.6357 | 0 | 0 | 0 | 0 | 2127.1208 | 4501 | 693.0693 | 268.4157 | 1165.6357 | 0 | 0 | 0 | 0 | 2127.1208 | 4501 | 693.0693 | 268.4157 | 1165.6357 | 0 | 0 | 0 | 0 | 2127.1208 | 4501 | 704.6205 | 536.8315 | 1457.0447 | 0 | 0 | 0 | 0 | 0 | 0 | 2698.4966 | 4501 | 704.6205 | 536.8315 | 1457.0447 | 17 | 0 | 0 | 0 | 0 | 0 | 2715.4966 | 4501 | 704.6205 | 536.8315 | 1457.0447 | 0 | 0 | 0 | 0 | 0 | 0 | 2698.4966
4504 | 79.3441 | 74.1528 | 79.3441 | 33.7605 | 33.7605 | 33.7605 | 24.1278 | 24.1278 | 24.1278 | 4504 | 1096.0303 | 1096.0303 | 1096.0303 | 1285.7279 | 1285.7279 | 1285.7279 | 1454.3479 | 1454.3479 | 1454.3479 | 4502 | 573.7624 | 0 | 971.4089 | 0 | 0 | 0 | 0 | 1545.1713 |  | 4502 | 573.7624 | 0 | 971.4089 | 0 | 0 | 0 | 0 | 1545.1713 | 4502 | 573.7624 | 0 | 971.4089 | 0 | 0 | 0 | 0 | 1545.1713 | 4502 | 603.9604 | 279.5156 | 1050.1718 | 0 | 0 | 0 | 0 | 1933.6479 | 4502 | 603.9604 | 279.5156 | 1050.1718 | 0 | 0 | 0 | 0 | 1933.6479 | 4502 | 603.9604 | 279.5156 | 1050.1718 | 0 | 0 | 0 | 0 | 1933.6479 | 4502 | 614.0264 | 559.0313 | 1312.7148 | 0 | 0 | 0 | 0 | 0 | 0 | 2485.7725 | 4502 | 614.0264 | 559.0313 | 1312.7148 | 17 | 0 | 0 | 0 | 0 | 0 | 2502.7725 | 4502 | 614.0264 | 559.0313 | 1312.7148 | 0 | 0 | 0 | 0 | 0 | 0 | 2485.7725
4505 | 82.5741 | 74.1528 | 82.5741 | 70.1784 | 52.6955 | 52.6955 | 33.0983 | 33.0983 | 33.0983 | 4505 | 1074.9314 | 1074.9314 | 1074.9314 | 1260.9773 | 1260.9773 | 1260.9773 | 1426.3513 | 1426.3513 | 1426.3513 | 4503 | 460.8911 | 0 | 722.1993 | 0 | 0 | 0 | 0 | 1183.0904 |  | 4503 | 460.8911 | 0 | 722.1993 | 0 | 0 | 0 | 0 | 1183.0904 | 4503 | 460.8911 | 0 | 722.1993 | 0 | 0 | 0 | 0 | 1183.0904 | 4503 | 485.1485 | 293.6428 | 780.756 | 0 | 0 | 0 | 0 | 1559.5473 | 4503 | 485.1485 | 293.6428 | 780.756 | 0 | 0 | 0 | 0 | 1559.5473 | 4503 | 485.1485 | 293.6428 | 780.756 | 0 | 0 | 0 | 0 | 1559.5473 | 4503 | 493.2343 | 587.2856 | 975.945 | 0 | 0 | 0 | 0 | 0 | 0 | 2056.4649 | 4503 | 493.2343 | 587.2856 | 975.945 | 17 | 0 | 0 | 0 | 0 | 0 | 2073.4649 | 4503 | 493.2343 | 587.2856 | 975.945 | 0 | 0 | 0 | 0 | 0 | 0 | 2056.4649
4506 | 85.9248 | 74.1528 | 85.0951 | 85.6692 | 70.3987 | 85.5357 | 88.1267 | 50.801 | 88.1267 | 4506 | 1056.0535 | 1056.0535 | 1056.0535 | 1238.832 | 1238.832 | 1238.832 | 1401.3018 | 1401.3018 | 1401.3018 | 4504 | 366.8317 | 0 | 411.9588 | 0 | 0 | 0 | 150 | 928.7904 |  | 4504 | 366.8317 | 0 | 411.9588 | 0 | 0 | 0 | 0 | 778.7904 | 4504 | 366.8317 | 0 | 411.9588 | 0 | 0 | 0 | 150 | 928.7904 | 4504 | 386.1386 | 304.7427 | 445.3608 | 0 | 0 | 0 | 0 | 1136.2421 | 4504 | 386.1386 | 304.7427 | 445.3608 | 0 | 0 | 0 | 0 | 1136.2421 | 4504 | 386.1386 | 304.7427 | 445.3608 | 0 | 0 | 0 | 0 | 1136.2421 | 4504 | 392.5743 | 609.4854 | 556.701 | 0 | 0 | 0 | 0 | 0 | 0 | 1558.7607 | 4504 | 392.5743 | 609.4854 | 556.701 | 17 | 0 | 0 | 0 | 0 | 0 | 1575.7607 | 4504 | 392.5743 | 609.4854 | 556.701 | 0 | 0 | 0 | 0 | 0 | 0 | 1558.7607
4507 | 86.0295 | 74.1528 | 85.0951 | 85.6692 | 70.3987 | 89.9265 | 88.1267 | 50.801 | 94.6372 | 4507 | 1011.6349 | 1011.6349 | 1011.6349 | 1186.7255 | 1186.7255 | 1186.7255 | 1342.3616 | 1342.3616 | 1342.3616 | 4505 | 253.9604 | 0 | 208.5223 | 0 | 0 | 0 | 150 | 612.4827 |  | 4505 | 253.9604 | 0 | 208.5223 | 0 | 0 | 0 | 96.4487 | 558.9314 | 4505 | 253.9604 | 0 | 208.5223 | 0 | 0 | 0 | 150 | 612.4827 | 4505 | 267.3267 | 298.6882 | 225.4296 | 0 | 0 | 0 | 0 | 791.4445 | 4505 | 267.3267 | 298.6882 | 225.4296 | 0 | 0 | 0 | 0 | 791.4445 | 4505 | 267.3267 | 298.6882 | 225.4296 | 0 | 0 | 0 | 0 | 791.4445 | 4505 | 271.7822 | 597.3764 | 281.7869 | 0 | 0 | 0 | 0 | 0 | 0 | 1150.9455 | 4505 | 271.7822 | 597.3764 | 281.7869 | 17 | 0 | 0 | 0 | 0 | 0 | 1167.9455 | 4505 | 271.7822 | 597.3764 | 281.7869 | 0 | 0 | 0 | 0 | 0 | 0 | 1150.9455
4508 | 86.0295 | 74.1528 | 85.0951 | 85.6692 | 70.3987 | 89.9265 | 88.1267 | 50.801 | 90.7143 | 4508 | 964.9953 | 964.9953 | 964.9953 | 1132.0137 | 1132.0137 | 1132.0137 | 1280.4745 | 1280.4745 | 1280.4745 | 4506 | 206.9307 | 0 | 96.6323 | 0 | 0 | 0 | 150 | 453.563 |  | 4506 | 206.9307 | 0 | 96.6323 | 0 | 0 | 0 | 102.2925 | 405.8555 | 4506 | 206.9307 | 0 | 96.6323 | 0 | 0 | 0 | 150 | 453.563 | 4506 | 217.8218 | 258.3249 | 104.4674 | 0 | 0 | 0 | 0 | 580.6141 | 4506 | 217.8218 | 258.3249 | 104.4674 | 0 | 0 | 0 | 0 | 580.6141 | 4506 | 217.8218 | 258.3249 | 104.4674 | 0 | 0 | 0 | 0 | 580.6141 | 4506 | 221.4521 | 516.6498 | 130.5842 | 0 | 0 | 0 | 0 | 0 | 0 | 868.6862 | 4506 | 221.4521 | 516.6498 | 130.5842 | 17 | 0 | 0 | 0 | 0 | 0 | 885.6862 | 4506 | 221.4521 | 516.6498 | 130.5842 | 0 | 0 | 0 | 0 | 0 | 0 | 868.6862
4509 | 86.0295 | 74.1528 | 85.0951 | 85.6692 | 70.3691 | 70.3691 | 52.896 | 50.801 | 52.5886 | 4509 | 901.6987 | 901.6987 | 901.6987 | 1057.7619 | 1057.7619 | 1057.7619 | 1196.4848 | 1196.4848 | 1196.4848 | 4507 | 169.3069 | 0 | 30.5155 | 0 | 0 | 0 | 150 | 349.8224 |  | 4507 | 169.3069 | 0 | 30.5155 | 0 | 0 | 0 | 150 | 349.8224 | 4507 | 169.3069 | 0 | 30.5155 | 0 | 0 | 0 | 150 | 349.8224 | 4507 | 178.2178 | 221.998 | 32.9897 | 0 | 0 | 0 | 0 | 433.2055 | 4507 | 178.2178 | 221.998 | 32.9897 | 0 | 0 | 0 | 0 | 433.2055 | 4507 | 178.2178 | 221.998 | 32.9897 | 0 | 0 | 0 | 0 | 433.2055 | 4507 | 181.1881 | 443.996 | 41.2371 | 0 | 0 | 0 | 0 | 0 | 0 | 666.4212 | 4507 | 181.1881 | 443.996 | 41.2371 | 17 | 0 | 0 | 0 | 0 | 0 | 683.4212 | 4507 | 181.1881 | 443.996 | 41.2371 | 150 | 0 | 0 | 0 | 0 | 0 | 816.4212
4510 | 86.0295 | 74.1528 | 85.0951 | 70.1784 | 52.6955 | 52.6955 | 50.801 | 34.7666 | 34.6794 | 4510 | 831.7393 | 831.7393 | 831.7393 | 975.6942 | 975.6942 | 975.6942 | 1103.6541 | 1103.6541 | 1103.6541 | 4508 | 216.3366 | 0 | 5.0859 | 0 | 0 | 0 | 150 | 371.4225 |  | 4508 | 216.3366 | 0 | 5.0859 | 0 | 0 | 0 | 150 | 371.4225 | 4508 | 216.3366 | 0 | 5.0859 | 0 | 0 | 0 | 150 | 371.4225 | 4508 | 227.7228 | 193.7437 | 5.4983 | 0 | 0 | 0 | 0 | 426.9647 | 4508 | 227.7228 | 193.7437 | 5.4983 | 0 | 0 | 0 | 0 | 426.9647 | 4508 | 227.7228 | 193.7437 | 5.4983 | 0 | 0 | 0 | 0 | 426.9647 | 4508 | 231.5182 | 387.4874 | 6.8729 | 0 | 0 | 0 | 0 | 0 | 0 | 625.8784 | 4508 | 231.5182 | 387.4874 | 6.8729 | 17 | 0 | 0 | 0 | 0 | 0 | 642.8784 | 4508 | 231.5182 | 387.4874 | 6.8729 | 121.2237 | 0 | 0 | 0 | 0 | 0 | 747.1021
4511 | 85.0951 | 74.1528 | 85.0951 | 37.6019 | 37.6019 | 37.6019 | 29.4769 | 29.4769 | 29.4769 | 4511 | 771.7741 | 771.7741 | 771.7741 | 905.3504 | 905.3504 | 905.3504 | 1024.0849 | 1024.0849 | 1024.0849 | 4509 | 244.5545 | 0 | 0 | 0 | 0 | 0 | 150 | 394.5545 |  | 4509 | 244.5545 | 0 | 0 | 0 | 0 | 0 | 141.1442 | 385.6987 | 4509 | 244.5545 | 0 | 0 | 0 | 0 | 0 | 150 | 394.5545 | 4509 | 257.4257 | 151.3623 | 0 | 0 | 0 | 0 | 0 | 408.788 | 4509 | 257.4257 | 151.3623 | 0 | 0 | 0 | 0 | 0 | 408.788 | 4509 | 257.4257 | 151.3623 | 0 | 0 | 0 | 0 | 0 | 408.788 | 4509 | 261.7162 | 302.7245 | 0 | 0 | 0 | 0 | 0 | 0 | 0 | 564.4407 | 4509 | 261.7162 | 302.7245 | 0 | 17 | 0 | 0 | 0 | 0 | 0 | 581.4407 | 4509 | 261.7162 | 302.7245 | 0 | 0 | 0 | 0 | 0 | 0 | 0 | 564.4407
4512 | 74.1528 | 74.1528 | 74.1528 | 36.2688 | 36.2688 | 36.2688 | 28.8088 | 28.8088 | 28.8088 | 4512 | 736.2392 | 736.2392 | 736.2392 | 863.6652 | 863.6652 | 863.6652 | 976.9328 | 976.9328 | 976.9328 | 4510 | 319.802 | 0 | 0 | 0 | 0 | 0 | 150 | 469.802 |  | 4510 | 319.802 | 0 | 0 | 0 | 0 | 0 | 150 | 469.802 | 4510 | 319.802 | 0 | 0 | 0 | 0 | 0 | 150 | 469.802 | 4510 | 336.6337 | 116.0444 | 0 | 0 | 0 | 0 | 0 | 452.6781 | 4510 | 336.6337 | 116.0444 | 0 | 0 | 0 | 0 | 0 | 452.6781 | 4510 | 336.6337 | 116.0444 | 0 | 0 | 0 | 0 | 0 | 452.6781 | 4510 | 342.2442 | 232.0888 | 0 | 0 | 0 | 0 | 0 | 0 | 0 | 574.333 | 4510 | 342.2442 | 232.0888 | 0 | 17 | 0 | 0 | 0 | 0 | 0 | 591.333 | 4510 | 342.2442 | 232.0888 | 0 | 0 | 0 | 0 | 0 | 0 | 0 | 574.333
4513 | 56.5672 | 49.4913 | 58.3545 | 34.0249 | 34.021 | 34.021 | 28.5465 | 28.5311 | 28.5305 | 4513 | 714.0299 | 714.0299 | 714.0299 | 837.612 | 837.612 | 837.612 | 947.4627 | 947.4627 | 947.4627 | 4511 | 507.9208 | 0 | 0 | 0 | 0 | 0 | 150 | 657.9208 |  | 4511 | 507.9208 | 0 | 0 | 0 | 0 | 0 | 150 | 657.9208 | 4511 | 507.9208 | 0 | 0 | 0 | 0 | 0 | 150 | 657.9208 | 4511 | 534.6535 | 87.7901 | 0 | 0 | 0 | 0 | 0 | 622.4436 | 4511 | 534.6535 | 87.7901 | 0 | 0 | 0 | 0 | 0 | 622.4436 | 4511 | 534.6535 | 87.7901 | 0 | 0 | 0 | 0 | 0 | 622.4436 | 4511 | 543.5644 | 175.5802 | 0 | 0 | 0 | 0 | 0 | 0 | 0 | 719.1446 | 4511 | 543.5644 | 175.5802 | 0 | 17 | 0 | 0 | 0 | 0 | 0 | 736.1446 | 4511 | 543.5644 | 175.5802 | 0 | 0 | 0 | 0 | 0 | 0 | 0 | 719.1446
4514 | 56.5672 | 49.4913 | 58.3545 | 34.0249 | 34.021 | 34.021 | 27.6394 | 27.624 | 27.6234 | 4514 | 694.0415 | 694.0415 | 694.0415 | 814.164 | 814.164 | 814.164 | 920.9397 | 920.9397 | 920.9397 | 4512 | 696.0396 | 0 | 0 | 0 | 0 | 0 | 24.1996 | 720.2392 |  | 4512 | 696.0396 | 0 | 0 | 0 | 0 | 0 | 24.1996 | 720.2392 | 4512 | 696.0396 | 0 | 0 | 0 | 0 | 0 | 24.1996 | 720.2392 | 4512 | 732.6733 | 64.5812 | 0 | 0 | 0 | 0 | 0 | 797.2545 | 4512 | 732.6733 | 64.5812 | 0 | 0 | 0 | 0 | 0 | 797.2545 | 4512 | 732.6733 | 64.5812 | 0 | 0 | 0 | 0 | 0 | 797.2545 | 4512 | 744.8845 | 129.1625 | 0 | 0 | 0 | 0 | 0 | 0 | 0 | 874.047 | 4512 | 744.8845 | 129.1625 | 0 | 17 | 0 | 0 | 0 | 0 | 0 | 891.047 | 4512 | 744.8845 | 129.1625 | 0 | 0 | 0 | 0 | 0 | 0 | 0 | 874.047
4515 | 74.1528 | 74.1528 | 74.1528 | 34.4815 | 34.4815 | 34.4815 | 27.6394 | 27.624 | 27.6234 | 4515 | 714.0299 | 714.0299 | 714.0299 | 837.612 | 837.612 | 837.612 | 947.4627 | 947.4627 | 947.4627 | 4513 | 780.6931 | 0 | 0 | 0 | 0 | 0 | 0 | 780.6931 |  | 4513 | 780.6931 | 0 | 0 | 0 | 0 | 0 | 0 | 780.6931 | 4513 | 780.6931 | 0 | 0 | 0 | 0 | 0 | 0 | 780.6931 | 4513 | 821.7822 | 57.5177 | 0 | 0 | 0 | 0 | 0 | 879.2998 | 4513 | 821.7822 | 57.5177 | 0 | 0 | 0 | 0 | 0 | 879.2998 | 4513 | 821.7822 | 57.5177 | 0 | 0 | 0 | 0 | 0 | 879.2998 | 4513 | 835.4785 | 115.0353 | 0 | 0 | 0 | 0 | 0 | 0 | 0 | 950.5139 | 4513 | 835.4785 | 115.0353 | 0 | 17 | 0 | 0 | 0 | 0 | 0 | 967.5139 | 4513 | 835.4785 | 115.0353 | 0 | 0 | 0 | 0 | 0 | 0 | 0 | 950.5139
4516 | 85.2464 | 74.1528 | 85.0951 | 34.4823 | 34.4823 | 34.4823 | 28.0694 | 28.036 | 28.036 | 4516 | 823.966 | 823.966 | 823.966 | 966.5756 | 966.5756 | 966.5756 | 1093.3396 | 1093.3396 | 1093.3396 | 4514 | 677.2277 | 0 | 5.0859 | 0 | 0 | 0 | 0 | 682.3136 |  | 4514 | 677.2277 | 0 | 5.0859 | 0 | 0 | 0 | 0 | 682.3136 | 4514 | 677.2277 | 0 | 5.0859 | 0 | 0 | 0 | 0 | 682.3136 | 4514 | 712.8713 | 64.5812 | 5.4983 | 0 | 0 | 0 | 0 | 782.9508 | 4514 | 712.8713 | 64.5812 | 5.4983 | 0 | 0 | 0 | 0 | 782.9508 | 4514 | 712.8713 | 64.5812 | 5.4983 | 0 | 0 | 0 | 0 | 782.9508 | 4514 | 724.7525 | 129.1625 | 6.8729 | 0 | 0 | 0 | 0 | 0 | 0 | 860.7878 | 4514 | 724.7525 | 129.1625 | 6.8729 | 17 | 0 | 0 | 0 | 0 | 0 | 877.7878 | 4514 | 724.7525 | 129.1625 | 6.8729 | 0 | 0 | 0 | 0 | 0 | 0 | 860.7878
4517 | 86.0295 | 74.1528 | 85.0951 | 34.8631 | 34.8631 | 34.8631 | 20.9838 | 20.9838 | 20.9838 | 4517 | 945.0069 | 945.0069 | 945.0069 | 1108.5658 | 1108.5658 | 1108.5658 | 1333.6483 | 1333.6483 | 1333.6483 | 4515 | 536.1386 | 0 | 40.6873 | 0 | 0 | 0 | 121.204 | 698.0299 |  | 4515 | 536.1386 | 0 | 40.6873 | 0 | 0 | 0 | 121.204 | 698.0299 | 4515 | 536.1386 | 0 | 40.6873 | 0 | 0 | 0 | 121.204 | 698.0299 | 4515 | 564.3564 | 76.6902 | 43.9863 | 0 | 0 | 0 | 0 | 685.0329 | 4515 | 564.3564 | 76.6902 | 43.9863 | 0 | 0 | 0 | 0 | 685.0329 | 4515 | 564.3564 | 76.6902 | 43.9863 | 0 | 0 | 0 | 0 | 685.0329 | 4515 | 573.7624 | 153.3804 | 54.9828 | 0 | 0 | 0 | 0 | 0 | 0 | 782.1256 | 4515 | 573.7624 | 153.3804 | 54.9828 | 17 | 0 | 0 | 0 | 0 | 0 | 799.1256 | 4515 | 573.7624 | 153.3804 | 54.9828 | 0 | 0 | 0 | 0 | 0 | 0 | 782.1256
4518 | 85.0951 | 74.1528 | 85.0951 | 34.4823 | 34.4823 | 34.4823 | 18.6145 | 18.6145 | 18.6145 | 4518 | 1040.507 | 1040.507 | 1040.507 | 1220.5947 | 1220.5947 | 1220.5947 | 1905.7869 | 1905.7869 | 1905.7869 | 4516 | 423.2673 | 0 | 101.7182 | 0 | 0 | 0 | 150 | 674.9855 |  | 4516 | 423.2673 | 0 | 101.7182 | 0 | 0 | 0 | 150 | 674.9855 | 4516 | 423.2673 | 0 | 101.7182 | 0 | 0 | 0 | 150 | 674.9855 | 4516 | 445.5446 | 84.7629 | 109.9656 | 0 | 0 | 0 | 0 | 640.2731 | 4516 | 445.5446 | 84.7629 | 109.9656 | 0 | 0 | 0 | 0 | 640.2731 | 4516 | 445.5446 | 84.7629 | 109.9656 | 0 | 0 | 0 | 0 | 640.2731 | 4516 | 452.9703 | 169.5257 | 137.457 | 0 | 0 | 0 | 0 | 0 | 0 | 759.9531 | 4516 | 452.9703 | 169.5257 | 137.457 | 17 | 0 | 0 | 0 | 0 | 0 | 776.9531 | 4516 | 452.9703 | 169.5257 | 137.457 | 0 | 0 | 0 | 0 | 0 | 0 | 759.9531
4519 | 34.6322 | 49.4913 | 58.3545 | 31.3356 | 31.3356 | 31.3356 | 16.4605 | 16.4605 | 16.3899 | 4519 | 1079.3733 | 1079.3733 | 1079.3733 | 1266.1879 | 1266.1879 | 1266.1879 | 1957.3595 | 1957.3595 | 1957.3595 | 4517 | 357.4257 | 0 | 264.4674 | 0 | 0 | 0 | 150 | 771.8931 |  | 4517 | 357.4257 | 0 | 264.4674 | 0 | 0 | 0 | 150 | 771.8931 | 4517 | 357.4257 | 0 | 264.4674 | 0 | 0 | 0 | 150 | 771.8931 | 4517 | 376.2376 | 101.9173 | 285.9107 | 0 | 0 | 0 | 0 | 764.0655 | 4517 | 376.2376 | 101.9173 | 285.9107 | 0 | 0 | 0 | 0 | 764.0655 | 4517 | 376.2376 | 101.9173 | 285.9107 | 0 | 0 | 0 | 0 | 764.0655 | 4517 | 382.5083 | 203.8345 | 357.3883 | 0 | 0 | 0 | 0 | 0 | 0 | 943.7311 | 4517 | 382.5083 | 203.8345 | 357.3883 | 17 | 0 | 0 | 0 | 0 | 0 | 960.7311 | 4517 | 382.5083 | 203.8345 | 357.3883 | 0 | 0 | 0 | 0 | 0 | 0 | 943.7311
4520 | 34.6322 | 47.2275 | 47.2275 | 31.3356 | 31.3356 | 31.3356 | 16.4605 | 16.4605 | 16.3899 | 4520 | 1047.1698 | 1047.1698 | 1047.1698 | 1228.4107 | 1228.4107 | 1228.4107 | 1914.6279 | 1914.6279 | 1914.6279 | 4518 | 338.6139 | 0 | 523.8488 | 0 | 0 | 0 | 150 | 1012.4627 |  | 4518 | 338.6139 | 0 | 523.8488 | 0 | 0 | 0 | 150 | 1012.4627 | 4518 | 338.6139 | 0 | 523.8488 | 0 | 0 | 0 | 150 | 1012.4627 | 4518 | 356.4356 | 101.9173 | 566.323 | 0 | 0 | 0 | 0 | 1024.6759 | 4518 | 356.4356 | 101.9173 | 566.323 | 0 | 0 | 0 | 0 | 1024.6759 | 4518 | 356.4356 | 101.9173 | 566.323 | 0 | 0 | 0 | 0 | 1024.6759 | 4518 | 362.3762 | 203.8345 | 707.9038 | 0 | 0 | 0 | 0 | 0 | 0 | 1274.1145 | 4518 | 362.3762 | 203.8345 | 707.9038 | 17 | 0 | 0 | 0 | 0 | 0 | 1291.1145 | 4518 | 362.3762 | 203.8345 | 707.9038 | 0 | 0 | 0 | 0 | 0 | 0 | 1274.1145
4521 | 34.6322 | 45.8182 | 34.6322 | 31.3356 | 31.3356 | 31.3356 | 16.4605 | 16.4605 | 16.3899 | 4521 | 1078.2628 | 1078.2628 | 1474.0011 | 1729.1166 | 1264.8853 | 1264.8853 | 1955.886 | 1955.886 | 1955.886 | 4519 | 357.4257 | 0 | 732.3711 | 0 | 0 | 0 | 0 | 1089.7969 |  | 4519 | 357.4257 | 0 | 732.3711 | 0 | 0 | 0 | 0 | 1089.7969 | 4519 | 357.4257 | 0 | 732.3711 | 0 | 0 | 0 | 0 | 1089.7969 | 4519 | 376.2376 | 69.6266 | 791.7526 | 0 | 0 | 0 | 0 | 1237.6168 | 4519 | 376.2376 | 69.6266 | 791.7526 | 0 | 0 | 0 | 0 | 1237.6168 | 4519 | 376.2376 | 69.6266 | 791.7526 | 0 | 0 | 0 | 0 | 1237.6168 | 4519 | 382.5083 | 139.2533 | 989.6907 | 0 | 0 | 0 | 0 | 0 | 0 | 1511.4523 | 4519 | 382.5083 | 139.2533 | 989.6907 | 17 | 0 | 0 | 0 | 0 | 0 | 1528.4523 | 4519 | 382.5083 | 139.2533 | 989.6907 | 0 | 0 | 0 | 0 | 0 | 0 | 1511.4523
4522 | 34.6322 | 45.8182 | 34.6322 | 31.3356 | 31.3356 | 31.3356 | 16.4605 | 16.4605 | 16.3899 | 4522 | 1069.3791 | 1069.3791 | 1405.8504 | 1296.2189 | 1254.464 | 1254.464 | 1944.098 | 1944.098 | 1944.098 | 4520 | 479.703 | 0 | 900.2062 | 0 | 0 | 0 | 0 | 1379.9092 |  | 4520 | 479.703 | 0 | 900.2062 | 0 | 0 | 0 | 0 | 1379.9092 | 4520 | 479.703 | 0 | 900.2062 | 0 | 0 | 0 | 0 | 1379.9092 | 4520 | 504.9505 | 46.4178 | 973.1959 | 0 | 0 | 0 | 0 | 1524.5641 | 4520 | 504.9505 | 46.4178 | 973.1959 | 0 | 0 | 0 | 0 | 1524.5641 | 4520 | 504.9505 | 46.4178 | 973.1959 | 0 | 0 | 0 | 0 | 1524.5641 | 4520 | 513.3663 | 92.8355 | 1216.4948 | 0 | 0 | 0 | 0 | 0 | 0 | 1822.6967 | 4520 | 513.3663 | 92.8355 | 1216.4948 | 17 | 0 | 0 | 0 | 0 | 0 | 1839.6967 | 4520 | 513.3663 | 92.8355 | 1216.4948 | 0 | 0 | 0 | 0 | 0 | 0 | 1822.6967
4523 | 34.6322 | 45.8182 | 34.6322 | 31.3356 | 31.3356 | 31.3356 | 16.4605 | 16.4605 | 16.3899 | 4523 | 1109.3559 | 1109.3559 | 1303.6132 | 1301.3598 | 1301.3598 | 1765.5912 | 1997.1441 | 1997.1441 | 1997.1441 | 4521 | 592.5743 | 0 | 925.6357 | 0 | 0 | 0 | 0 | 1518.21 |  | 4521 | 592.5743 | 0 | 925.6357 | 0 | 0 | 0 | 0 | 1518.21 | 4521 | 592.5743 | 0 | 925.6357 | 0 | 0 | 0 | 0 | 1518.21 | 4521 | 623.7624 | 49.445 | 1000.6873 | 0 | 0 | 0 | 0 | 1673.8947 | 4521 | 623.7624 | 49.445 | 1000.6873 | 0 | 0 | 0 | 0 | 1673.8947 | 4521 | 623.7624 | 49.445 | 1000.6873 | 0 | 0 | 0 | 0 | 1673.8947 | 4521 | 634.1584 | 98.89 | 1250.8591 | 0 | 0 | 0 | 0 | 0 | 0 | 1983.9075 | 4521 | 634.1584 | 98.89 | 1250.8591 | 17 | 0 | 0 | 0 | 0 | 0 | 2000.9075 | 4521 | 634.1584 | 98.89 | 1250.8591 | 0 | 0 | 0 | 0 | 0 | 0 | 1983.9075
4524 | 34.6322 | 45.8182 | 45.7575 | 31.3356 | 31.3356 | 31.3356 | 16.4605 | 16.4605 | 16.137 | 4524 | 1134.8966 | 1134.8966 | 1134.8966 | 1792.6474 | 1331.321 | 1331.321 | 2031.0347 | 2031.0347 | 2031.0347 | 4522 | 573.7624 | 0 | 823.9175 | 0 | 0 | 0 | 0 | 1397.6799 |  | 4522 | 573.7624 | 0 | 823.9175 | 0 | 0 | 0 | 0 | 1397.6799 | 4522 | 573.7624 | 0 | 823.9175 | 0 | 0 | 0 | 0 | 1397.6799 | 4522 | 603.9604 | 89.8083 | 890.7216 | 0 | 0 | 0 | 0 | 1584.4903 | 4522 | 603.9604 | 89.8083 | 890.7216 | 0 | 0 | 0 | 0 | 1584.4903 | 4522 | 603.9604 | 89.8083 | 890.7216 | 0 | 0 | 0 | 0 | 1584.4903 | 4522 | 614.0264 | 179.6165 | 1113.4021 | 0 | 0 | 0 | 0 | 0 | 0 | 1907.045 | 4522 | 614.0264 | 179.6165 | 1113.4021 | 17 | 0 | 0 | 0 | 0 | 0 | 1924.045 | 4522 | 614.0264 | 179.6165 | 1113.4021 | 0 | 0 | 0 | 0 | 0 | 0 | 1907.045
4525 | 45.5537 | 47.2275 | 47.2275 | 31.3356 | 31.3356 | 31.3356 | 16.4605 | 16.4605 | 16.3899 | 4525 | 1158.2164 | 1158.2164 | 1158.2164 | 1358.677 | 1358.677 | 1358.677 | 2061.9783 | 2061.9783 | 2061.9783 | 4523 | 630.198 | 0 | 818.8316 | 0 | 0 | 0 | 0 | 1449.0296 |  | 4523 | 630.198 | 0 | 818.8316 | 0 | 0 | 0 | 0 | 1449.0296 | 4523 | 630.198 | 0 | 818.8316 | 0 | 0 | 0 | 0 | 1449.0296 | 4523 | 663.3663 | 173.5621 | 885.2234 | 0 | 0 | 0 | 0 | 1722.1518 | 4523 | 663.3663 | 173.5621 | 885.2234 | 0 | 0 | 0 | 0 | 1722.1518 | 4523 | 663.3663 | 173.5621 | 885.2234 | 0 | 0 | 0 | 0 | 1722.1518 | 4523 | 674.4224 | 347.1241 | 1106.5292 | 0 | 0 | 0 | 0 | 0 | 0 | 2128.0758 | 4523 | 674.4224 | 347.1241 | 1106.5292 | 17 | 0 | 0 | 0 | 0 | 0 | 2145.0758 | 4523 | 674.4224 | 347.1241 | 1106.5292 | 0 | 0 | 0 | 0 | 0 | 0 | 2128.0758
4526 | 60.7655 | 60.7655 | 60.7655 | 32.8541 | 31.3356 | 31.3356 | 21.6761 | 21.6761 | 21.6761 | 4526 | 1175.9839 | 1175.9839 | 1175.9839 | 1379.5196 | 1379.5196 | 1379.5196 | 1560.4402 | 1560.4402 | 1560.4402 | 4524 | 649.0099 | 0 | 640.8247 | 0 | 0 | 0 | 0 | 1289.8346 |  | 4524 | 649.0099 | 0 | 640.8247 | 0 | 0 | 0 | 0 | 1289.8346 | 4524 | 649.0099 | 0 | 640.8247 | 0 | 0 | 0 | 0 | 1289.8346 | 4524 | 683.1683 | 243.1887 | 692.7835 | 0 | 0 | 0 | 0 | 1619.1405 | 4524 | 683.1683 | 243.1887 | 692.7835 | 0 | 0 | 0 | 0 | 1619.1405 | 4524 | 683.1683 | 243.1887 | 692.7835 | 0 | 0 | 0 | 0 | 1619.1405 | 4524 | 694.5545 | 486.3774 | 865.9794 | 0 | 0 | 0 | 0 | 0 | 0 | 2046.9112 | 4524 | 694.5545 | 486.3774 | 865.9794 | 17 | 0 | 0 | 0 | 0 | 0 | 2063.9112 | 4524 | 694.5545 | 486.3774 | 865.9794 | 0 | 0 | 0 | 0 | 0 | 0 | 2046.9112
4527 | 80.0874 | 80.0874 | 80.0874 | 33.7605 | 33.7605 | 33.7605 | 26.4438 | 26.424 | 26.424 | 4527 | 1148.2222 | 1148.2222 | 1148.2222 | 1346.953 | 1346.953 | 1346.953 | 1523.6026 | 1523.6026 | 1523.6026 | 4525 | 432.6733 | 0 | 605.2234 | 0 | 0 | 0 | 0 | 1037.8966 |  | 4525 | 432.6733 | 0 | 605.2234 | 0 | 0 | 0 | 0 | 1037.8966 | 4525 | 432.6733 | 0 | 605.2234 | 0 | 0 | 0 | 0 | 1037.8966 | 4525 | 455.4455 | 280.5247 | 654.2955 | 0 | 0 | 0 | 0 | 1390.2658 | 4525 | 455.4455 | 280.5247 | 654.2955 | 0 | 0 | 0 | 0 | 1390.2658 | 4525 | 455.4455 | 280.5247 | 654.2955 | 0 | 0 | 0 | 0 | 1390.2658 | 4525 | 463.0363 | 561.0494 | 817.8694 | 0 | 0 | 0 | 0 | 0 | 0 | 1841.9552 | 4525 | 463.0363 | 561.0494 | 817.8694 | 17 | 0 | 0 | 0 | 0 | 0 | 1858.9552 | 4525 | 463.0363 | 561.0494 | 817.8694 | 0 | 0 | 0 | 0 | 0 | 0 | 1841.9552
4528 | 85.0878 | 85.0878 | 85.0878 | 89.6732 | 89.6732 | 89.6732 | 32.7007 | 32.7007 | 32.7007 | 4528 | 1112.6873 | 1112.6873 | 1112.6873 | 1305.2678 | 1305.2678 | 1305.2678 | 1476.4505 | 1476.4505 | 1476.4505 | 4526 | 357.4257 | 0 | 539.1065 | 0 | 0 | 0 | 0 | 896.5323 |  | 4526 | 357.4257 | 0 | 539.1065 | 0 | 0 | 0 | 0 | 896.5323 | 4526 | 357.4257 | 0 | 539.1065 | 0 | 0 | 0 | 0 | 896.5323 | 4526 | 376.2376 | 287.5883 | 582.8179 | 0 | 0 | 0 | 0 | 1246.6438 | 4526 | 376.2376 | 287.5883 | 582.8179 | 0 | 0 | 0 | 0 | 1246.6438 | 4526 | 376.2376 | 287.5883 | 582.8179 | 0 | 0 | 0 | 0 | 1246.6438 | 4526 | 382.5083 | 575.1766 | 728.5223 | 0 | 0 | 0 | 0 | 0 | 0 | 1686.2072 | 4526 | 382.5083 | 575.1766 | 728.5223 | 17 | 0 | 0 | 0 | 0 | 0 | 1703.2072 | 4526 | 382.5083 | 575.1766 | 728.5223 | 0 | 0 | 0 | 0 | 0 | 0 | 1686.2072
4529 | 92.4181 | 90.7143 | 90.7143 | 92.5051 | 90.7143 | 90.7143 | 89.9593 | 58.0662 | 89.9145 | 4529 | 1071.6 | 1071.6 | 1071.6 | 1257.0693 | 1257.0693 | 1257.0693 | 1421.9308 | 1421.9308 | 1421.9308 | 4527 | 329.2079 | 0 | 427.2165 | 0 | 0 | 0 | 150 | 906.4244 |  | 4527 | 329.2079 | 0 | 427.2165 | 0 | 0 | 0 | 150 | 906.4244 | 4527 | 329.2079 | 0 | 427.2165 | 0 | 0 | 0 | 150 | 906.4244 | 4527 | 346.5347 | 281.5338 | 461.8557 | 0 | 0 | 0 | 0 | 1089.9241 | 4527 | 346.5347 | 281.5338 | 461.8557 | 0 | 0 | 0 | 0 | 1089.9241 | 4527 | 346.5347 | 281.5338 | 461.8557 | 0 | 0 | 0 | 0 | 1089.9241 | 4527 | 352.3102 | 563.0676 | 577.3196 | 0 | 0 | 0 | 0 | 0 | 0 | 1492.6974 | 4527 | 352.3102 | 563.0676 | 577.3196 | 17 | 0 | 0 | 0 | 0 | 0 | 1509.6974 | 4527 | 352.3102 | 563.0676 | 577.3196 | 0 | 0 | 0 | 0 | 0 | 0 | 1492.6974
4530 | 94.8028 | 90.7143 | 90.7143 | 92.5051 | 92.1742 | 92.1742 | 96.0546 | 58.0662 | 96.0546 | 4530 | 1037.1756 | 1037.1756 | 1037.1756 | 1216.6868 | 1216.6868 | 1216.6868 | 1376.2522 | 1376.2522 | 1376.2522 | 4528 | 253.9604 | 0 | 310.2405 | 0 | 0 | 0 | 150 | 714.2009 |  | 4528 | 253.9604 | 0 | 310.2405 | 0 | 0 | 0 | 150 | 714.2009 | 4528 | 253.9604 | 0 | 310.2405 | 0 | 0 | 0 | 150 | 714.2009 | 4528 | 267.3267 | 249.2432 | 335.3952 | 0 | 0 | 0 | 0 | 851.9651 | 4528 | 267.3267 | 249.2432 | 335.3952 | 0 | 0 | 0 | 0 | 851.9651 | 4528 | 267.3267 | 249.2432 | 335.3952 | 0 | 0 | 0 | 0 | 851.9651 | 4528 | 271.7822 | 498.4864 | 419.244 | 0 | 0 | 0 | 0 | 0 | 0 | 1189.5125 | 4528 | 271.7822 | 498.4864 | 419.244 | 17 | 0 | 0 | 0 | 0 | 0 | 1206.5125 | 4528 | 271.7822 | 498.4864 | 419.244 | 0 | 0 | 0 | 0 | 0 | 0 | 1189.5125
4531 | 94.8028 | 90.7143 | 90.7143 | 98.7225 | 95.2617 | 98.7225 | 96.0546 | 58.0662 | 96.0546 | 4531 | 988.3151 | 988.3151 | 988.3151 | 1159.3696 | 1159.3696 | 1159.3696 | 1311.4181 | 1311.4181 | 1311.4181 | 4529 | 188.1188 | 0 | 188.1787 | 150 | 0 | 0 | 150 | 676.2975 |  | 4529 | 188.1188 | 0 | 188.1787 | 150 | 0 | 0 | 150 | 676.2975 | 4529 | 188.1188 | 0 | 188.1787 | 69.8397 | 0 | 0 | 150 | 596.1372 | 4529 | 198.0198 | 207.8708 | 203.4364 | 150 | 0 | 0 | 0 | 759.3271 | 4529 | 198.0198 | 207.8708 | 203.4364 | 87.5903 | 0 | 0 | 0 | 696.9174 | 4529 | 198.0198 | 207.8708 | 203.4364 | 0 | 0 | 0 | 0 | 609.3271 | 4529 | 201.3201 | 415.7417 | 254.2955 | 0 | 0 | 0 | 0 | 0 | 0 | 871.3573 | 4529 | 201.3201 | 415.7417 | 254.2955 | 17 | 0 | 0 | 0 | 0 | 0 | 888.3573 | 4529 | 201.3201 | 415.7417 | 254.2955 | 0 | 0 | 0 | 0 | 0 | 0 | 871.3573
4532 | 94.8028 | 90.7143 | 90.7143 | 98.7225 | 95.2617 | 98.7225 | 96.0546 | 58.0662 | 96.0546 | 4532 | 946.1173 | 946.1173 | 946.1173 | 1109.8684 | 1109.8684 | 1109.8684 | 1255.4249 | 1255.4249 | 1255.4249 | 4530 | 150.495 | 0 | 96.6323 | 150 | 0 | 0 | 300 | 697.1274 |  | 4530 | 150.495 | 0 | 96.6323 | 100.8584 | 0 | 0 | 150 | 497.9858 | 4530 | 150.495 | 0 | 96.6323 | 150 | 0 | 0 | 150 | 547.1274 | 4530 | 158.4158 | 176.5893 | 104.4674 | 150 | 0 | 0 | 0 | 589.4725 | 4530 | 158.4158 | 176.5893 | 104.4674 | 150 | 0 | 0 | 0 | 589.4725 | 4530 | 158.4158 | 176.5893 | 104.4674 | 150 | 0 | 0 | 0 | 589.4725 | 4530 | 161.0561 | 353.1786 | 130.5842 | 150 | 0 | 0 | 0 | 0 | 0 | 794.8189 | 4530 | 161.0561 | 353.1786 | 130.5842 | 17 | 0 | 0 | 0 | 0 | 0 | 661.8189 | 4530 | 161.0561 | 353.1786 | 130.5842 | 150 | 0 | 0 | 0 | 0 | 0 | 794.8189
4533 | 93.9113 | 90.7143 | 90.7143 | 98.7225 | 92.5051 | 92.5051 | 96.0546 | 52.8664 | 52.7792 | 4533 | 892.815 | 892.815 | 892.815 | 1047.3406 | 1047.3406 | 1047.3406 | 1184.6968 | 1184.6968 | 1184.6968 | 4531 | 150.495 | 0 | 30.5155 | 150 | 0 | 0 | 282.0642 | 613.0747 |  | 4531 | 150.495 | 0 | 30.5155 | 0 | 0 | 0 | 150 | 331.0105 | 4531 | 150.495 | 0 | 30.5155 | 150 | 0 | 0 | 150 | 481.0105 | 4531 | 158.4158 | 155.3986 | 32.9897 | 150 | 0 | 0 | 0 | 496.8041 | 4531 | 158.4158 | 155.3986 | 32.9897 | 150 | 0 | 0 | 0 | 496.8041 | 4531 | 158.4158 | 155.3986 | 32.9897 | 150 | 0 | 0 | 0 | 496.8041 | 4531 | 161.0561 | 310.7972 | 41.2371 | 150 | 0 | 0 | 0 | 0 | 0 | 663.0904 | 4531 | 161.0561 | 310.7972 | 41.2371 | 17 | 0 | 0 | 0 | 0 | 0 | 530.0904 | 4531 | 161.0561 | 310.7972 | 41.2371 | 150 | 0 | 0 | 0 | 0 | 0 | 663.0904
4534 | 93.3204 | 90.7143 | 90.7143 | 92.5051 | 90.7143 | 90.7143 | 89.9593 | 52.8664 | 52.7792 | 4534 | 823.966 | 823.966 | 823.966 | 966.5756 | 966.5756 | 966.5756 | 1093.3396 | 1093.3396 | 1093.3396 | 4532 | 159.901 | 0 | 5.0859 | 150 | 0 | 0 | 150 | 464.9869 |  | 4532 | 159.901 | 0 | 5.0859 | 0 | 0 | 0 | 150 | 314.9869 | 4532 | 159.901 | 0 | 5.0859 | 150 | 0 | 0 | 150 | 464.9869 | 4532 | 168.3168 | 135.217 | 5.4983 | 150 | 0 | 0 | 0 | 459.0321 | 4532 | 168.3168 | 135.217 | 5.4983 | 150 | 0 | 0 | 0 | 459.0321 | 4532 | 168.3168 | 135.217 | 5.4983 | 150 | 0 | 0 | 0 | 459.0321 | 4532 | 171.1221 | 270.4339 | 6.8729 | 150 | 0 | 0 | 0 | 0 | 0 | 598.4289 | 4532 | 171.1221 | 270.4339 | 6.8729 | 17 | 0 | 0 | 0 | 0 | 0 | 465.4289 | 4532 | 171.1221 | 270.4339 | 6.8729 | 150 | 0 | 0 | 0 | 0 | 0 | 598.4289
4535 | 92.4181 | 90.7143 | 90.7143 | 92.5051 | 90.7143 | 90.7143 | 65.3885 | 33.1371 | 33.1371 | 4535 | 776.216 | 776.216 | 776.216 | 910.5611 | 910.5611 | 910.5611 | 1029.9789 | 1029.9789 | 1029.9789 | 4533 | 188.1188 | 0 | 0 | 150 | 0 | 0 | 150 | 488.1188 |  | 4533 | 188.1188 | 0 | 0 | 38.6962 | 0 | 0 | 150 | 376.815 | 4533 | 188.1188 | 0 | 0 | 150 | 0 | 0 | 150 | 488.1188 | 4533 | 198.0198 | 123.108 | 0 | 150 | 0 | 0 | 0 | 471.1278 | 4533 | 198.0198 | 123.108 | 0 | 150 | 0 | 0 | 0 | 471.1278 | 4533 | 198.0198 | 123.108 | 0 | 150 | 0 | 0 | 0 | 471.1278 | 4533 | 201.3201 | 246.2159 | 0 | 150 | 0 | 0 | 0 | 0 | 0 | 597.5361 | 4533 | 201.3201 | 246.2159 | 0 | 17 | 0 | 0 | 0 | 0 | 0 | 464.5361 | 4533 | 201.3201 | 246.2159 | 0 | 0 | 0 | 0 | 0 | 0 | 0 | 447.5361
4536 | 90.673 | 90.673 | 90.673 | 90.7143 | 90.7143 | 90.7143 | 65.3885 | 33.0983 | 31.4759 | 4536 | 746.2334 | 746.2334 | 746.2334 | 875.3892 | 875.3892 | 875.3892 | 990.1943 | 990.1943 | 990.1943 | 4534 | 169.3069 | 0 | 0 | 150 | 0 | 0 | 150 | 469.3069 |  | 4534 | 169.3069 | 0 | 0 | 0 | 0 | 0 | 150 | 319.3069 | 4534 | 169.3069 | 0 | 0 | 150 | 0 | 0 | 150 | 469.3069 | 4534 | 178.2178 | 128.1534 | 0 | 150 | 0 | 0 | 0 | 456.3712 | 4534 | 178.2178 | 128.1534 | 0 | 145.7476 | 0 | 0 | 0 | 452.1188 | 4534 | 178.2178 | 128.1534 | 0 | 141.0759 | 0 | 0 | 0 | 447.4471 | 4534 | 181.1881 | 256.3068 | 0 | 0 | 0 | 0 | 0 | 0 | 0 | 437.4949 | 4534 | 181.1881 | 256.3068 | 0 | 17 | 0 | 0 | 0 | 0 | 0 | 454.4949 | 4534 | 181.1881 | 256.3068 | 0 | 0 | 0 | 0 | 0 | 0 | 0 | 437.4949
4537 | 74.1528 | 57.6461 | 61.9153 | 37.5105 | 37.5105 | 37.5105 | 30.4918 | 30.4918 | 30.4918 | 4537 | 724.0241 | 724.0241 | 724.0241 | 849.3359 | 849.3359 | 849.3359 | 960.7243 | 960.7243 | 960.7243 | 4535 | 216.3366 | 0 | 0 | 150 | 0 | 0 | 150 | 516.3366 |  | 4535 | 216.3366 | 0 | 0 | 150 | 0 | 0 | 150 | 516.3366 | 4535 | 216.3366 | 0 | 0 | 150 | 0 | 0 | 150 | 516.3366 | 4535 | 227.7228 | 142.2805 | 0 | 150 | 0 | 0 | 0 | 520.0033 | 4535 | 227.7228 | 142.2805 | 0 | 0 | 0 | 0 | 0 | 370.0033 | 4535 | 227.7228 | 142.2805 | 0 | 92.262 | 0 | 0 | 0 | 462.2653 | 4535 | 231.5182 | 284.561 | 0 | 0 | 0 | 0 | 0 | 0 | 0 | 516.0792 | 4535 | 231.5182 | 284.561 | 0 | 17 | 0 | 0 | 0 | 0 | 0 | 533.0792 | 4535 | 231.5182 | 284.561 | 0 | 0 | 0 | 0 | 0 | 0 | 0 | 516.0792
4538 | 74.1528 | 57.6461 | 61.9153 | 37.1949 | 37.1949 | 37.1949 | 29.4769 | 29.4769 | 29.4769 | 4538 | 696.2624 | 696.2624 | 696.2624 | 816.7694 | 816.7694 | 816.7694 | 923.8867 | 923.8867 | 923.8867 | 4536 | 291.5842 | 0 | 0 | 0 | 0 | 0 | 150 | 441.5842 |  | 4536 | 291.5842 | 0 | 0 | 0 | 0 | 0 | 150 | 441.5842 | 4536 | 291.5842 | 0 | 0 | 0 | 0 | 0 | 150 | 441.5842 | 4536 | 306.9307 | 167.5076 | 0 | 28.9737 | 0 | 0 | 0 | 503.4119 | 4536 | 306.9307 | 167.5076 | 0 | 0 | 0 | 0 | 0 | 474.4383 | 4536 | 306.9307 | 167.5076 | 0 | 0 | 0 | 0 | 0 | 474.4383 | 4536 | 312.0462 | 335.0151 | 0 | 0 | 0 | 0 | 0 | 0 | 0 | 647.0613 | 4536 | 312.0462 | 335.0151 | 0 | 17 | 0 | 0 | 0 | 0 | 0 | 664.0613 | 4536 | 312.0462 | 335.0151 | 0 | 0 | 0 | 0 | 0 | 0 | 0 | 647.0613
4539 | 74.1528 | 57.6461 | 61.9153 | 37.1949 | 37.1949 | 37.1949 | 28.8088 | 28.8088 | 28.8088 | 4539 | 712.9194 | 712.9194 | 712.9194 | 836.3093 | 836.3093 | 836.3093 | 945.9892 | 945.9892 | 945.9892 | 4537 | 338.6139 | 0 | 0 | 0 | 0 | 0 | 87.0706 | 425.6845 |  | 4537 | 338.6139 | 0 | 0 | 0 | 0 | 0 | 0 | 338.6139 | 4537 | 338.6139 | 0 | 0 | 0 | 0 | 0 | 0 | 338.6139 | 4537 | 356.4356 | 203.8345 | 0 | 0 | 0 | 0 | 0 | 560.2702 | 4537 | 356.4356 | 203.8345 | 0 | 0 | 0 | 0 | 0 | 560.2702 | 4537 | 356.4356 | 203.8345 | 0 | 0 | 0 | 0 | 0 | 560.2702 | 4537 | 362.3762 | 407.669 | 0 | 0 | 0 | 0 | 0 | 0 | 0 | 770.0453 | 4537 | 362.3762 | 407.669 | 0 | 17 | 0 | 0 | 0 | 0 | 0 | 787.0453 | 4537 | 362.3762 | 407.669 | 0 | 0 | 0 | 0 | 0 | 0 | 0 | 770.0453
4540 | 74.1528 | 57.6461 | 61.9153 | 38.0227 | 37.8583 | 38.0227 | 30.9825 | 30.9825 | 30.9825 | 4540 | 816.1928 | 816.1928 | 816.1928 | 957.4569 | 957.4569 | 957.4569 | 1083.025 | 1083.025 | 1083.025 | 4538 | 404.4554 | 0 | 5.0859 | 0 | 0 | 0 | 150 | 559.5414 |  | 4538 | 404.4554 | 0 | 5.0859 | 0 | 0 | 0 | 0 | 409.5414 | 4538 | 404.4554 | 0 | 5.0859 | 0 | 0 | 0 | 0 | 409.5414 | 4538 | 425.7426 | 263.3703 | 5.4983 | 0 | 0 | 0 | 0 | 694.6112 | 4538 | 425.7426 | 263.3703 | 5.4983 | 0 | 0 | 0 | 0 | 694.6112 | 4538 | 425.7426 | 263.3703 | 5.4983 | 0 | 0 | 0 | 0 | 694.6112 | 4538 | 432.8383 | 526.7407 | 6.8729 | 0 | 0 | 0 | 0 | 0 | 0 | 966.4518 | 4538 | 432.8383 | 526.7407 | 6.8729 | 17 | 0 | 0 | 0 | 0 | 0 | 983.4518 | 4538 | 432.8383 | 526.7407 | 6.8729 | 0 | 0 | 0 | 0 | 0 | 0 | 966.4518
4541 | 74.1528 | 57.6461 | 61.9153 | 38.1425 | 37.8583 | 38.0227 | 31.501 | 31.501 | 31.501 | 4541 | 946.1173 | 946.1173 | 946.1173 | 1109.8684 | 1109.8684 | 1109.8684 | 1255.4249 | 1255.4249 | 1255.4249 | 4539 | 413.8614 | 0 | 30.5155 | 0 | 0 | 0 | 150 | 594.3769 |  | 4539 | 413.8614 | 0 | 30.5155 | 0 | 0 | 0 | 0 | 444.3769 | 4539 | 413.8614 | 0 | 30.5155 | 0 | 0 | 0 | 0 | 444.3769 | 4539 | 435.6436 | 335.0151 | 32.9897 | 0 | 0 | 0 | 0 | 803.6484 | 4539 | 435.6436 | 335.0151 | 32.9897 | 0 | 0 | 0 | 0 | 803.6484 | 4539 | 435.6436 | 335.0151 | 32.9897 | 0 | 0 | 0 | 0 | 803.6484 | 4539 | 442.9043 | 670.0303 | 41.2371 | 0 | 0 | 0 | 0 | 0 | 0 | 1154.1717 | 4539 | 442.9043 | 670.0303 | 41.2371 | 17 | 0 | 0 | 0 | 0 | 0 | 1171.1717 | 4539 | 442.9043 | 670.0303 | 41.2371 | 0 | 0 | 0 | 0 | 0 | 0 | 1154.1717
4542 | 74.1528 | 57.6461 | 61.9153 | 38.0227 | 37.8583 | 38.0227 | 31.501 | 31.501 | 31.501 | 4542 | 1042.7279 | 1042.7279 | 1042.7279 | 1223.2001 | 1223.2001 | 1223.2001 | 1383.6197 | 1383.6197 | 1383.6197 | 4540 | 489.1089 | 0 | 86.4605 | 0 | 0 | 0 | 0 | 575.5694 |  | 4540 | 489.1089 | 0 | 86.4605 | 0 | 0 | 0 | 0 | 575.5694 | 4540 | 489.1089 | 0 | 86.4605 | 0 | 0 | 0 | 0 | 575.5694 | 4540 | 514.8515 | 307.7699 | 93.4708 | 0 | 0 | 0 | 0 | 916.0922 | 4540 | 514.8515 | 307.7699 | 93.4708 | 0 | 0 | 0 | 0 | 916.0922 | 4540 | 514.8515 | 307.7699 | 93.4708 | 0 | 0 | 0 | 0 | 916.0922 | 4540 | 523.4323 | 615.5399 | 116.8385 | 0 | 0 | 0 | 0 | 0 | 0 | 1255.8107 | 4540 | 523.4323 | 615.5399 | 116.8385 | 17 | 0 | 0 | 0 | 0 | 0 | 1272.8107 | 4540 | 523.4323 | 615.5399 | 116.8385 | 0 | 0 | 0 | 0 | 0 | 0 | 1255.8107
4543 | 42.8954 | 42.8954 | 42.8954 | 36.5063 | 36.5086 | 36.5063 | 29.2918 | 29.2918 | 29.2918 | 4543 | 1470.6697 | 1470.6697 | 1470.6697 | 1260.9773 | 1260.9773 | 1260.9773 | 1426.3513 | 1426.3513 | 1426.3513 | 4541 | 310.396 | 0 | 162.7491 | 0 | 0 | 0 | 150 | 623.1452 |  | 4541 | 310.396 | 0 | 162.7491 | 0 | 0 | 0 | 0 | 473.1452 | 4541 | 310.396 | 0 | 162.7491 | 0 | 0 | 0 | 0 | 473.1452 | 4541 | 326.7327 | 256.3068 | 175.945 | 0 | 0 | 0 | 0 | 758.9845 | 4541 | 326.7327 | 256.3068 | 175.945 | 0 | 0 | 0 | 0 | 758.9845 | 4541 | 326.7327 | 256.3068 | 175.945 | 0 | 0 | 0 | 0 | 758.9845 | 4541 | 332.1782 | 512.6135 | 219.9313 | 0 | 0 | 0 | 0 | 0 | 0 | 1064.723 | 4541 | 332.1782 | 512.6135 | 219.9313 | 17 | 0 | 0 | 0 | 0 | 0 | 1081.723 | 4541 | 332.1782 | 512.6135 | 219.9313 | 0 | 0 | 0 | 0 | 0 | 0 | 1064.723
4544 | 39.4471 | 39.5553 | 39.5789 | 36.2872 | 36.2872 | 36.2872 | 27.8436 | 27.8436 | 27.8436 | 4544 | 1495.0999 | 1495.0999 | 1495.0999 | 1289.6358 | 1289.6358 | 1289.6358 | 1458.7684 | 1458.7684 | 1458.7684 | 4542 | 300.9901 | 0 | 320.4124 | 0 | 0 | 0 | 78.9514 | 700.3538 |  | 4542 | 300.9901 | 0 | 320.4124 | 0 | 0 | 0 | 0 | 621.4025 | 4542 | 300.9901 | 0 | 320.4124 | 0 | 0 | 0 | 0 | 621.4025 | 4542 | 316.8317 | 230.0706 | 346.3918 | 0 | 0 | 0 | 0 | 893.2941 | 4542 | 316.8317 | 230.0706 | 346.3918 | 0 | 0 | 0 | 0 | 893.2941 | 4542 | 316.8317 | 230.0706 | 346.3918 | 0 | 0 | 0 | 0 | 893.2941 | 4542 | 322.1122 | 460.1413 | 432.9897 | 0 | 0 | 0 | 0 | 0 | 0 | 1215.2432 | 4542 | 322.1122 | 460.1413 | 432.9897 | 17 | 0 | 0 | 0 | 0 | 0 | 1232.2432 | 4542 | 322.1122 | 460.1413 | 432.9897 | 0 | 0 | 0 | 0 | 0 | 0 | 1215.2432
4545 | 36.0126 | 36.1209 | 36.1445 | 33.3814 | 33.3963 | 33.3941 | 25.0171 | 25.0171 | 25.0171 | 4545 | 1497.3208 | 1497.3208 | 1497.3208 | 1756.4725 | 1756.4725 | 1756.4725 | 1461.7154 | 1461.7154 | 1461.7154 | 4543 | 385.6436 | 0 | 539.1065 | 0 | 0 | 0 | 0 | 924.7501 |  | 4543 | 385.6436 | 0 | 539.1065 | 0 | 0 | 0 | 0 | 924.7501 | 4543 | 385.6436 | 0 | 539.1065 | 0 | 0 | 0 | 0 | 924.7501 | 4543 | 405.9406 | 211.9072 | 582.8179 | 0 | 0 | 0 | 0 | 1200.6656 | 4543 | 405.9406 | 211.9072 | 582.8179 | 0 | 0 | 0 | 0 | 1200.6656 | 4543 | 405.9406 | 211.9072 | 582.8179 | 0 | 0 | 0 | 0 | 1200.6656 | 4543 | 412.7063 | 423.8143 | 728.5223 | 0 | 0 | 0 | 0 | 0 | 0 | 1565.0429 | 4543 | 412.7063 | 423.8143 | 728.5223 | 17 | 0 | 0 | 0 | 0 | 0 | 1582.0429 | 4543 | 412.7063 | 423.8143 | 728.5223 | 0 | 0 | 0 | 0 | 0 | 0 | 1565.0429
4546 | 36.0126 | 36.1209 | 36.1445 | 33.3814 | 33.3963 | 33.3941 | 23.4961 | 23.4961 | 23.4961 | 4546 | 1476.222 | 1476.222 | 1476.222 | 1731.7219 | 1731.7219 | 1731.7219 | 1433.7189 | 1433.7189 | 1433.7189 | 4544 | 442.0792 | 0 | 752.7148 | 0 | 0 | 0 | 0 | 1194.794 |  | 4544 | 442.0792 | 0 | 752.7148 | 0 | 0 | 0 | 0 | 1194.794 | 4544 | 442.0792 | 0 | 752.7148 | 0 | 0 | 0 | 0 | 1194.794 | 4544 | 465.3465 | 233.0979 | 813.7457 | 0 | 0 | 0 | 0 | 1512.1901 | 4544 | 465.3465 | 233.0979 | 813.7457 | 0 | 0 | 0 | 0 | 1512.1901 | 4544 | 465.3465 | 233.0979 | 813.7457 | 0 | 0 | 0 | 0 | 1512.1901 | 4544 | 473.1023 | 466.1958 | 1017.1821 | 0 | 0 | 0 | 0 | 0 | 0 | 1956.4802 | 4544 | 473.1023 | 466.1958 | 1017.1821 | 17 | 0 | 0 | 0 | 0 | 0 | 1973.4802 | 4544 | 473.1023 | 466.1958 | 1017.1821 | 0 | 0 | 0 | 0 | 0 | 0 | 1956.4802
4547 | 36.0126 | 36.1209 | 36.1445 | 33.2109 | 33.2109 | 33.2109 | 23.4961 | 23.4961 | 23.4961 | 4547 | 1508.4255 | 1508.4255 | 1508.4255 | 1769.4992 | 1769.4992 | 1769.4992 | 1476.4505 | 2001.5646 | 1476.4505 | 4545 | 348.0198 | 0 | 854.433 | 0 | 0 | 0 | 0 | 1202.4528 |  | 4545 | 348.0198 | 0 | 854.433 | 0 | 0 | 0 | 0 | 1202.4528 | 4545 | 348.0198 | 0 | 854.433 | 0 | 0 | 0 | 0 | 1202.4528 | 4545 | 366.3366 | 274.4702 | 923.7113 | 0 | 0 | 0 | 0 | 1564.5182 | 4545 | 366.3366 | 274.4702 | 923.7113 | 0 | 0 | 0 | 0 | 1564.5182 | 4545 | 366.3366 | 274.4702 | 923.7113 | 0 | 0 | 0 | 0 | 1564.5182 | 4545 | 372.4422 | 548.9405 | 1154.6392 | 0 | 0 | 0 | 0 | 0 | 0 | 2076.0219 | 4545 | 372.4422 | 548.9405 | 1154.6392 | 17 | 0 | 0 | 0 | 0 | 0 | 2093.0219 | 4545 | 372.4422 | 548.9405 | 1154.6392 | 0 | 0 | 0 | 0 | 0 | 0 | 2076.0219
4548 | 36.0126 | 36.1209 | 36.1445 | 33.2109 | 33.2109 | 33.2109 | 23.4961 | 23.4961 | 23.4961 | 4548 | 1462.8964 | 1462.8964 | 1462.8964 | 1716.09 | 1716.09 | 1716.09 | 1859.5187 | 1629.1134 | 1629.1134 | 4546 | 442.0792 | 0 | 920.5498 | 0 | 0 | 0 | 0 | 1362.629 |  | 4546 | 442.0792 | 0 | 920.5498 | 0 | 0 | 0 | 0 | 1362.629 | 4546 | 442.0792 | 0 | 920.5498 | 0 | 0 | 0 | 0 | 1362.629 | 4546 | 465.3465 | 280.5247 | 995.189 | 0 | 0 | 0 | 0 | 1741.0603 | 4546 | 465.3465 | 280.5247 | 995.189 | 0 | 0 | 0 | 0 | 1741.0603 | 4546 | 465.3465 | 280.5247 | 995.189 | 0 | 0 | 0 | 0 | 1741.0603 | 4546 | 473.1023 | 561.0494 | 1243.9863 | 0 | 0 | 0 | 0 | 0 | 0 | 2278.138 | 4546 | 473.1023 | 561.0494 | 1243.9863 | 17 | 0 | 0 | 0 | 0 | 0 | 2295.138 | 4546 | 473.1023 | 561.0494 | 1243.9863 | 0 | 0 | 0 | 0 | 0 | 0 | 2278.138
4549 | 36.0126 | 36.1209 | 36.1445 | 33.3814 | 33.3963 | 33.3941 | 23.4961 | 23.4961 | 23.4961 | 4549 | 1464.0069 | 1464.0069 | 1464.0069 | 1717.3927 | 1717.3927 | 1717.3927 | 1563.4649 | 1563.4649 | 1563.4649 | 4547 | 489.1089 | 0 | 951.0653 | 0 | 0 | 0 | 0 | 1440.1742 |  | 4547 | 489.1089 | 0 | 951.0653 | 0 | 0 | 0 | 0 | 1440.1742 | 4547 | 489.1089 | 0 | 951.0653 | 0 | 0 | 0 | 0 | 1440.1742 | 4547 | 514.8515 | 257.3158 | 1028.1787 | 0 | 0 | 0 | 0 | 1800.346 | 4547 | 514.8515 | 257.3158 | 1028.1787 | 0 | 0 | 0 | 0 | 1800.346 | 4547 | 514.8515 | 257.3158 | 1028.1787 | 0 | 0 | 0 | 0 | 1800.346 | 4547 | 523.4323 | 514.6317 | 1285.2234 | 0 | 0 | 0 | 0 | 0 | 0 | 2323.2874 | 4547 | 523.4323 | 514.6317 | 1285.2234 | 17 | 0 | 0 | 0 | 0 | 0 | 2340.2874 | 4547 | 523.4323 | 514.6317 | 1285.2234 | 0 | 0 | 0 | 0 | 0 | 0 | 2323.2874
4550 | 36.0126 | 36.1209 | 36.1445 | 33.3814 | 33.3963 | 33.3941 | 23.4961 | 23.4961 | 23.4961 | 4550 | 1441.7975 | 1441.7975 | 1441.7975 | 1691.3394 | 1691.3394 | 1691.3394 | 1480.9121 | 1480.9121 | 1480.9121 | 4548 | 554.9505 | 0 | 1042.6117 | 0 | 0 | 0 | 0 | 1597.5622 |  | 4548 | 554.9505 | 0 | 1042.6117 | 0 | 0 | 0 | 0 | 1597.5622 | 4548 | 554.9505 | 0 | 1042.6117 | 0 | 0 | 0 | 0 | 1597.5622 | 4548 | 584.1584 | 229.0616 | 1127.1478 | 0 | 0 | 0 | 0 | 1940.3677 | 4548 | 584.1584 | 229.0616 | 1127.1478 | 0 | 0 | 0 | 0 | 1940.3677 | 4548 | 584.1584 | 229.0616 | 1127.1478 | 0 | 0 | 0 | 0 | 1940.3677 | 4548 | 593.8944 | 458.1231 | 1408.9347 | 0 | 0 | 0 | 0 | 0 | 0 | 2460.9522 | 4548 | 593.8944 | 458.1231 | 1408.9347 | 17 | 0 | 0 | 0 | 0 | 0 | 2477.9522 | 4548 | 593.8944 | 458.1231 | 1408.9347 | 0 | 0 | 0 | 0 | 0 | 0 | 2460.9522
4551 | 42.8954 | 42.8954 | 42.8954 | 33.3814 | 33.3963 | 33.3941 | 25.0049 | 25.0049 | 25.0049 | 4551 | 1437.3557 | 1437.3557 | 1437.3557 | 1686.1288 | 1686.1288 | 1686.1288 | 1382.1462 | 1382.1462 | 1382.1462 | 4549 | 554.9505 | 0 | 991.7526 | 0 | 0 | 0 | 0 | 1546.7031 |  | 4549 | 554.9505 | 0 | 991.7526 | 0 | 0 | 0 | 0 | 1546.7031 | 4549 | 554.9505 | 0 | 991.7526 | 0 | 0 | 0 | 0 | 1546.7031 | 4549 | 584.1584 | 202.8254 | 1072.1649 | 0 | 0 | 0 | 0 | 1859.1488 | 4549 | 584.1584 | 202.8254 | 1072.1649 | 0 | 0 | 0 | 0 | 1859.1488 | 4549 | 584.1584 | 202.8254 | 1072.1649 | 0 | 0 | 0 | 0 | 1859.1488 | 4549 | 593.8944 | 405.6509 | 1340.2062 | 0 | 0 | 0 | 0 | 0 | 0 | 2339.7514 | 4549 | 593.8944 | 405.6509 | 1340.2062 | 17 | 0 | 0 | 0 | 0 | 0 | 2356.7514 | 4549 | 593.8944 | 405.6509 | 1340.2062 | 0 | 0 | 0 | 0 | 0 | 0 | 2339.7514
4552 | 74.1528 | 57.6461 | 61.9153 | 33.7605 | 33.7605 | 33.7605 | 27.0068 | 27.0303 | 27.0619 | 4552 | 1073.821 | 1073.821 | 1073.821 | 1259.6746 | 1259.6746 | 1259.6746 | 1424.8778 | 1424.8778 | 1424.8778 | 4550 | 630.198 | 0 | 915.4639 | 0 | 0 | 0 | 0 | 1545.6619 |  | 4550 | 630.198 | 0 | 915.4639 | 0 | 0 | 0 | 0 | 1545.6619 | 4550 | 630.198 | 0 | 915.4639 | 0 | 0 | 0 | 0 | 1545.6619 | 4550 | 663.3663 | 180.6256 | 989.6907 | 0 | 0 | 0 | 0 | 1833.6827 | 4550 | 663.3663 | 180.6256 | 989.6907 | 0 | 0 | 0 | 0 | 1833.6827 | 4550 | 663.3663 | 180.6256 | 989.6907 | 0 | 0 | 0 | 0 | 1833.6827 | 4550 | 674.4224 | 361.2513 | 1237.1134 | 0 | 0 | 0 | 0 | 0 | 0 | 2272.7871 | 4550 | 674.4224 | 361.2513 | 1237.1134 | 17 | 0 | 0 | 0 | 0 | 0 | 2289.7871 | 4550 | 674.4224 | 361.2513 | 1237.1134 | 0 | 0 | 0 | 0 | 0 | 0 | 2272.7871
4553 | 74.1528 | 57.6461 | 61.9153 | 38.0227 | 37.8583 | 38.0227 | 31.501 | 31.501 | 31.501 | 4553 | 1046.0593 | 1046.0593 | 1046.0593 | 1227.1081 | 1227.1081 | 1227.1081 | 1388.0403 | 1388.0403 | 1388.0403 | 4551 | 639.604 | 0 | 691.6838 | 0 | 0 | 0 | 0 | 1331.2878 |  | 4551 | 639.604 | 0 | 691.6838 | 0 | 0 | 0 | 0 | 1331.2878 | 4551 | 639.604 | 0 | 691.6838 | 0 | 0 | 0 | 0 | 1331.2878 | 4551 | 673.2673 | 156.4077 | 747.7663 | 0 | 0 | 0 | 0 | 1577.4413 | 4551 | 673.2673 | 156.4077 | 747.7663 | 0 | 0 | 0 | 0 | 1577.4413 | 4551 | 673.2673 | 156.4077 | 747.7663 | 0 | 0 | 0 | 0 | 1577.4413 | 4551 | 684.4884 | 312.8153 | 934.7079 | 0 | 0 | 0 | 0 | 0 | 0 | 1932.0117 | 4551 | 684.4884 | 312.8153 | 934.7079 | 17 | 0 | 0 | 0 | 0 | 0 | 1949.0117 | 4551 | 684.4884 | 312.8153 | 934.7079 | 0 | 0 | 0 | 0 | 0 | 0 | 1932.0117
4554 | 74.1528 | 57.6461 | 61.9153 | 45.8778 | 45.8771 | 62.243 | 34.7682 | 34.4038 | 34.7689 | 4554 | 1007.193 | 1007.193 | 1007.193 | 1181.5149 | 1181.5149 | 1181.5149 | 1336.4676 | 1336.4676 | 1336.4676 | 4552 | 498.5149 | 0 | 356.0137 | 0 | 0 | 0 | 0 | 854.5286 |  | 4552 | 498.5149 | 0 | 356.0137 | 0 | 0 | 0 | 0 | 854.5286 | 4552 | 498.5149 | 0 | 356.0137 | 0 | 0 | 0 | 0 | 854.5286 | 4552 | 524.7525 | 139.2533 | 384.8797 | 0 | 0 | 0 | 0 | 1048.8855 | 4552 | 524.7525 | 139.2533 | 384.8797 | 0 | 0 | 0 | 0 | 1048.8855 | 4552 | 524.7525 | 139.2533 | 384.8797 | 0 | 0 | 0 | 0 | 1048.8855 | 4552 | 533.4983 | 278.5066 | 481.0997 | 0 | 0 | 0 | 0 | 0 | 0 | 1293.1046 | 4552 | 533.4983 | 278.5066 | 481.0997 | 17 | 0 | 0 | 0 | 0 | 0 | 1310.1046 | 4552 | 533.4983 | 278.5066 | 481.0997 | 0 | 0 | 0 | 0 | 0 | 0 | 1293.1046
4555 | 74.1528 | 57.6461 | 61.9153 | 45.8778 | 42.7334 | 42.7334 | 34.7682 | 34.4038 | 34.5262 | 4555 | 953.8906 | 953.8906 | 953.8906 | 1118.9871 | 1118.9871 | 1118.9871 | 1265.7395 | 1265.7395 | 1265.7395 | 4553 | 348.0198 | 0 | 178.0069 | 0 | 0 | 0 | 0 | 526.0267 |  | 4553 | 348.0198 | 0 | 178.0069 | 0 | 0 | 0 | 0 | 526.0267 | 4553 | 348.0198 | 0 | 178.0069 | 0 | 0 | 0 | 0 | 526.0267 | 4553 | 366.3366 | 126.1352 | 192.4399 | 0 | 0 | 0 | 0 | 684.9117 | 4553 | 366.3366 | 126.1352 | 192.4399 | 0 | 0 | 0 | 0 | 684.9117 | 4553 | 366.3366 | 126.1352 | 192.4399 | 0 | 0 | 0 | 0 | 684.9117 | 4553 | 372.4422 | 252.2704 | 240.5498 | 0 | 0 | 0 | 0 | 0 | 0 | 865.2625 | 4553 | 372.4422 | 252.2704 | 240.5498 | 17 | 0 | 0 | 0 | 0 | 0 | 882.2625 | 4553 | 372.4422 | 252.2704 | 240.5498 | 0 | 0 | 0 | 0 | 0 | 0 | 865.2625
4556 | 74.1528 | 57.6461 | 61.9153 | 38.2783 | 38.1909 | 38.1909 | 32.3541 | 31.8932 | 31.8932 | 4556 | 897.2568 | 897.2568 | 897.2568 | 1052.5513 | 1052.5513 | 1052.5513 | 1190.5908 | 1190.5908 | 1190.5908 | 4554 | 366.8317 | 0 | 81.3746 | 0 | 0 | 0 | 0 | 448.2063 |  | 4554 | 366.8317 | 0 | 81.3746 | 0 | 0 | 0 | 0 | 448.2063 | 4554 | 366.8317 | 0 | 81.3746 | 0 | 0 | 0 | 0 | 448.2063 | 4554 | 386.1386 | 140.2624 | 87.9725 | 0 | 0 | 0 | 0 | 614.3735 | 4554 | 386.1386 | 140.2624 | 87.9725 | 0 | 0 | 0 | 0 | 614.3735 | 4554 | 386.1386 | 140.2624 | 87.9725 | 0 | 0 | 0 | 0 | 614.3735 | 4554 | 392.5743 | 280.5247 | 109.9656 | 0 | 0 | 0 | 0 | 0 | 0 | 783.0646 | 4554 | 392.5743 | 280.5247 | 109.9656 | 17 | 0 | 0 | 0 | 0 | 0 | 800.0646 | 4554 | 392.5743 | 280.5247 | 109.9656 | 0 | 0 | 0 | 0 | 0 | 0 | 783.0646
4557 | 74.1528 | 57.6461 | 61.9153 | 36.8959 | 36.8959 | 36.8959 | 29.4202 | 29.4202 | 29.4202 | 4557 | 856.1696 | 856.1696 | 856.1696 | 1004.3528 | 1004.3528 | 1004.3528 | 1136.0712 | 1136.0712 | 1136.0712 | 4555 | 319.802 | 0 | 25.4296 | 0 | 0 | 0 | 0 | 345.2315 |  | 4555 | 319.802 | 0 | 25.4296 | 0 | 0 | 0 | 0 | 345.2315 | 4555 | 319.802 | 0 | 25.4296 | 0 | 0 | 0 | 0 | 345.2315 | 4555 | 336.6337 | 213.9253 | 27.4914 | 0 | 0 | 0 | 0 | 578.0504 | 4555 | 336.6337 | 213.9253 | 27.4914 | 0 | 0 | 0 | 0 | 578.0504 | 4555 | 336.6337 | 213.9253 | 27.4914 | 0 | 0 | 0 | 0 | 578.0504 | 4555 | 342.2442 | 427.8507 | 34.3643 | 0 | 0 | 0 | 0 | 0 | 0 | 804.4591 | 4555 | 342.2442 | 427.8507 | 34.3643 | 17 | 0 | 0 | 0 | 0 | 0 | 821.4591 | 4555 | 342.2442 | 427.8507 | 34.3643 | 0 | 0 | 0 | 0 | 0 | 0 | 804.4591
4558 | 74.1528 | 57.6461 | 61.9153 | 36.3486 | 36.3486 | 36.3486 | 27.7603 | 27.7603 | 27.7603 | 4558 | 801.7567 | 801.7567 | 801.7567 | 940.5223 | 940.5223 | 940.5223 | 1063.8695 | 1063.8695 | 1063.8695 | 4556 | 601.9802 | 0 | 0 | 0 | 0 | 0 | 47.85 | 649.8302 |  | 4556 | 601.9802 | 0 | 0 | 0 | 0 | 0 | 0 | 601.9802 | 4556 | 601.9802 | 0 | 0 | 0 | 0 | 0 | 0 | 601.9802 | 4556 | 633.6634 | 288.5974 | 0 | 0 | 0 | 0 | 0 | 922.2607 | 4556 | 633.6634 | 288.5974 | 0 | 0 | 0 | 0 | 0 | 922.2607 | 4556 | 633.6634 | 288.5974 | 0 | 0 | 0 | 0 | 0 | 922.2607 | 4556 | 644.2244 | 577.1948 | 0 | 0 | 0 | 0 | 0 | 0 | 0 | 1221.4192 | 4556 | 644.2244 | 577.1948 | 0 | 17 | 0 | 0 | 0 | 0 | 0 | 1238.4192 | 4556 | 644.2244 | 577.1948 | 0 | 0 | 0 | 0 | 0 | 0 | 0 | 1221.4192
4559 | 74.1528 | 57.6461 | 61.9153 | 35.8631 | 35.8631 | 35.8631 | 26.1795 | 26.1795 | 26.1795 | 4559 | 758.4485 | 758.4485 | 758.4485 | 889.7185 | 889.7185 | 889.7185 | 1006.4029 | 1006.4029 | 1006.4029 | 4557 | 724.2574 | 0 | 0 | 0 | 0 | 0 | 115.9121 | 840.1696 |  | 4557 | 724.2574 | 0 | 0 | 0 | 0 | 0 | 0 | 724.2574 | 4557 | 724.2574 | 0 | 0 | 0 | 0 | 0 | 0 | 724.2574 | 4557 | 762.3762 | 340.0605 | 0 | 0 | 0 | 0 | 0 | 1102.4368 | 4557 | 762.3762 | 340.0605 | 0 | 0 | 0 | 0 | 0 | 1102.4368 | 4557 | 762.3762 | 340.0605 | 0 | 0 | 0 | 0 | 0 | 1102.4368 | 4557 | 775.0825 | 680.1211 | 0 | 0 | 0 | 0 | 0 | 0 | 0 | 1455.2036 | 4557 | 775.0825 | 680.1211 | 0 | 17 | 0 | 0 | 0 | 0 | 0 | 1472.2036 | 4557 | 775.0825 | 680.1211 | 0 | 0 | 0 | 0 | 0 | 0 | 0 | 1455.2036
4560 | 74.1528 | 57.6461 | 61.9153 | 34.269 | 34.2838 | 34.2816 | 23.8057 | 23.8057 | 23.8057 | 4560 | 730.6869 | 730.6869 | 730.6869 | 857.1519 | 857.1519 | 857.1519 | 969.5653 | 969.5653 | 969.5653 | 4558 | 761.8812 | 0 | 0 | 0 | 0 | 0 | 23.8755 | 785.7567 |  | 4558 | 761.8812 | 0 | 0 | 0 | 0 | 0 | 0 | 761.8812 | 4558 | 761.8812 | 0 | 0 | 0 | 0 | 0 | 0 | 761.8812 | 4558 | 801.9802 | 388.4965 | 0 | 0 | 0 | 0 | 0 | 1190.4767 | 4558 | 801.9802 | 388.4965 | 0 | 0 | 0 | 0 | 0 | 1190.4767 | 4558 | 801.9802 | 388.4965 | 0 | 0 | 0 | 0 | 0 | 1190.4767 | 4558 | 815.3465 | 776.9929 | 0 | 0 | 0 | 0 | 0 | 0 | 0 | 1592.3395 | 4558 | 815.3465 | 776.9929 | 0 | 17 | 0 | 0 | 0 | 0 | 0 | 1609.3395 | 4558 | 815.3465 | 776.9929 | 0 | 0 | 0 | 0 | 0 | 0 | 0 | 1592.3395
4561 | 74.1528 | 57.6461 | 61.9153 | 34.269 | 34.2838 | 34.2816 | 25.2496 | 25.2496 | 25.2496 | 4561 | 702.9252 | 702.9252 | 702.9252 | 824.5853 | 824.5853 | 824.5853 | 932.7277 | 932.7277 | 932.7277 | 4559 | 705.4455 | 0 | 0 | 0 | 0 | 0 | 37.003 | 742.4485 |  | 4559 | 705.4455 | 0 | 0 | 0 | 0 | 0 | 0 | 705.4455 | 4559 | 705.4455 | 0 | 0 | 0 | 0 | 0 | 0 | 705.4455 | 4559 | 742.5743 | 419.778 | 0 | 0 | 0 | 0 | 0 | 1162.3523 | 4559 | 742.5743 | 419.778 | 0 | 0 | 0 | 0 | 0 | 1162.3523 | 4559 | 742.5743 | 419.778 | 0 | 0 | 0 | 0 | 0 | 1162.3523 | 4559 | 754.9505 | 839.556 | 0 | 0 | 0 | 0 | 0 | 0 | 0 | 1594.5065 | 4559 | 754.9505 | 839.556 | 0 | 17 | 0 | 0 | 0 | 0 | 0 | 1611.5065 | 4559 | 754.9505 | 839.556 | 0 | 0 | 0 | 0 | 0 | 0 | 0 | 1594.5065
4562 | 74.1528 | 57.6461 | 61.9153 | 33.7605 | 33.6671 | 33.606 | 23.4961 | 23.4961 | 23.4961 | 4562 | 666.2798 | 666.2798 | 666.2798 | 1070.663 | 1033.9257 | 1033.9257 | 884.1021 | 884.1021 | 884.1021 | 4560 | 686.6337 | 0 | 0 | 0 | 0 | 0 | 28.0532 | 714.6869 |  | 4560 | 686.6337 | 0 | 0 | 0 | 0 | 0 | 0 | 686.6337 | 4560 | 686.6337 | 0 | 0 | 0 | 0 | 0 | 0 | 686.6337 | 4560 | 722.7723 | 428.8597 | 0 | 0 | 0 | 0 | 0 | 1151.632 | 4560 | 722.7723 | 428.8597 | 0 | 0 | 0 | 0 | 0 | 1151.632 | 4560 | 722.7723 | 428.8597 | 0 | 0 | 0 | 0 | 0 | 1151.632 | 4560 | 734.8185 | 857.7195 | 0 | 0 | 0 | 0 | 0 | 0 | 0 | 1592.538 | 4560 | 734.8185 | 857.7195 | 0 | 17 | 0 | 0 | 0 | 0 | 0 | 1609.538 | 4560 | 734.8185 | 857.7195 | 0 | 0 | 0 | 0 | 0 | 0 | 0 | 1592.538
4563 | 74.1528 | 57.6461 | 61.9153 | 33.7605 | 33.6671 | 33.606 | 23.4961 | 23.4961 | 23.4961 | 4563 | 659.617 | 659.617 | 659.617 | 1067.6411 | 1008.3437 | 971.6064 | 875.2611 | 875.2611 | 875.2611 | 4561 | 583.1683 | 0 | 0 | 0 | 0 | 0 | 103.7569 | 686.9252 |  | 4561 | 583.1683 | 0 | 0 | 0 | 0 | 0 | 0 | 583.1683 | 4561 | 583.1683 | 0 | 0 | 0 | 0 | 0 | 0 | 583.1683 | 4561 | 613.8614 | 433.9051 | 0 | 0 | 0 | 0 | 0 | 1047.7665 | 4561 | 613.8614 | 433.9051 | 0 | 0 | 0 | 0 | 0 | 1047.7665 | 4561 | 613.8614 | 433.9051 | 0 | 0 | 0 | 0 | 0 | 1047.7665 | 4561 | 624.0924 | 867.8103 | 0 | 0 | 0 | 0 | 0 | 0 | 0 | 1491.9027 | 4561 | 624.0924 | 867.8103 | 0 | 17 | 0 | 0 | 0 | 0 | 0 | 1508.9027 | 4561 | 624.0924 | 867.8103 | 0 | 0 | 0 | 0 | 0 | 0 | 0 | 1491.9027
4564 | 74.1528 | 57.6461 | 61.9153 | 33.7605 | 33.6671 | 33.606 | 23.4961 | 23.4961 | 23.4961 | 4564 | 711.8089 | 711.8089 | 711.8089 | 1177.3894 | 1174.8926 | 1140.6521 | 944.5157 | 944.5157 | 944.5157 | 4562 | 573.7624 | 0 | 5.0859 | 0 | 0 | 0 | 71.4315 | 650.2798 |  | 4562 | 573.7624 | 0 | 5.0859 | 0 | 0 | 0 | 0 | 578.8483 | 4562 | 573.7624 | 0 | 5.0859 | 0 | 0 | 0 | 0 | 578.8483 | 4562 | 603.9604 | 417.7598 | 5.4983 | 0 | 0 | 0 | 0 | 1027.2185 | 4562 | 603.9604 | 417.7598 | 5.4983 | 0 | 0 | 0 | 0 | 1027.2185 | 4562 | 603.9604 | 417.7598 | 5.4983 | 0 | 0 | 0 | 0 | 1027.2185 | 4562 | 614.0264 | 835.5197 | 6.8729 | 0 | 0 | 0 | 0 | 0 | 0 | 1456.4189 | 4562 | 614.0264 | 835.5197 | 6.8729 | 17 | 0 | 0 | 0 | 0 | 0 | 1473.4189 | 4562 | 614.0264 | 835.5197 | 6.8729 | 0 | 0 | 0 | 0 | 0 | 0 | 1456.4189
4565 | 73.1658 | 57.6461 | 61.9153 | 33.2109 | 33.2109 | 33.2109 | 22.8974 | 22.8974 | 22.8974 | 4565 | 785.0997 | 785.0997 | 785.0997 | 1385.2137 | 1385.2137 | 1385.2137 | 1566.8811 | 1566.8811 | 1566.8811 | 4563 | 592.5743 | 0 | 35.6014 | 0 | 0 | 0 | 15.4414 | 643.617 |  | 4563 | 592.5743 | 0 | 35.6014 | 0 | 0 | 0 | 0 | 628.1756 | 4563 | 592.5743 | 0 | 35.6014 | 0 | 0 | 0 | 0 | 628.1756 | 4563 | 623.7624 | 382.442 | 38.488 | 0 | 0 | 0 | 0 | 1044.6923 | 4563 | 623.7624 | 382.442 | 38.488 | 0 | 0 | 0 | 0 | 1044.6923 | 4563 | 623.7624 | 382.442 | 38.488 | 0 | 0 | 0 | 0 | 1044.6923 | 4563 | 634.1584 | 764.884 | 48.11 | 0 | 0 | 0 | 0 | 0 | 0 | 1447.1523 | 4563 | 634.1584 | 764.884 | 48.11 | 17 | 0 | 0 | 0 | 0 | 0 | 1464.1523 | 4563 | 634.1584 | 764.884 | 48.11 | 0 | 0 | 0 | 0 | 0 | 0 | 1447.1523
4566 | 42.7114 | 42.7114 | 42.7114 | 29.4202 | 29.4202 | 29.4202 | 20.9838 | 20.9838 | 20.9838 | 4566 | 1231.9194 | 1231.9194 | 1231.9194 | 1445.1362 | 1445.1362 | 1445.1362 | 1634.6623 | 1634.6623 | 1634.6623 | 4564 | 545.5446 | 0 | 106.8041 | 0 | 0 | 0 | 43.4603 | 695.8089 |  | 4564 | 545.5446 | 0 | 106.8041 | 0 | 0 | 0 | 0 | 652.3487 | 4564 | 545.5446 | 0 | 106.8041 | 0 | 0 | 0 | 0 | 652.3487 | 4564 | 574.2574 | 320.888 | 115.4639 | 0 | 0 | 0 | 0 | 1010.6093 | 4564 | 574.2574 | 320.888 | 115.4639 | 0 | 0 | 0 | 0 | 1010.6093 | 4564 | 574.2574 | 320.888 | 115.4639 | 0 | 0 | 0 | 0 | 1010.6093 | 4564 | 583.8284 | 641.776 | 144.3299 | 0 | 0 | 0 | 0 | 0 | 0 | 1369.9343 | 4564 | 583.8284 | 641.776 | 144.3299 | 17 | 0 | 0 | 0 | 0 | 0 | 1386.9343 | 4564 | 583.8284 | 641.776 | 144.3299 | 0 | 0 | 0 | 0 | 0 | 0 | 1369.9343
4567 | 29.4202 | 34.6253 | 34.6253 | 20.9838 | 20.9838 | 20.9838 | 14.9898 | 14.9898 | 14.9898 | 4567 | 1288.5532 | 1288.5532 | 1288.5532 | 1511.572 | 1511.572 | 1511.572 | 1709.8109 | 1709.8109 | 1709.8109 | 4565 | 442.0792 | 0 | 274.6392 | 0 | 0 | 0 | 0 | 716.7184 |  | 4565 | 442.0792 | 0 | 274.6392 | 0 | 0 | 0 | 0 | 716.7184 | 4565 | 442.0792 | 0 | 274.6392 | 0 | 0 | 0 | 0 | 716.7184 | 4565 | 465.3465 | 280.5247 | 296.9072 | 0 | 0 | 0 | 0 | 1042.7785 | 4565 | 465.3465 | 280.5247 | 296.9072 | 0 | 0 | 0 | 0 | 1042.7785 | 4565 | 465.3465 | 280.5247 | 296.9072 | 0 | 0 | 0 | 0 | 1042.7785 | 4565 | 473.1023 | 561.0494 | 371.134 | 0 | 0 | 0 | 0 | 0 | 0 | 1405.2858 | 4565 | 473.1023 | 561.0494 | 371.134 | 17 | 0 | 0 | 0 | 0 | 0 | 1422.2858 | 4565 | 473.1023 | 561.0494 | 371.134 | 0 | 0 | 0 | 0 | 0 | 0 | 1405.2858
4568 | 20.9838 | 22.3899 | 22.3899 | 18.6145 | 18.6145 | 18.6145 | 0.01 | 0.01 | 0.01 | 4568 | 1299.6578 | 1299.6578 | 1299.6578 | 1524.5986 | 1524.5986 | 1524.5986 | 1724.546 | 1724.546 | 1724.546 | 4566 | 376.2376 | 0 | 589.9656 | 0 | 0 | 0 | 0 | 966.2033 |  | 4566 | 376.2376 | 0 | 589.9656 | 0 | 0 | 0 | 0 | 966.2033 | 4566 | 376.2376 | 0 | 589.9656 | 0 | 0 | 0 | 0 | 966.2033 | 4566 | 396.0396 | 293.6428 | 637.8007 | 0 | 0 | 0 | 0 | 1327.4831 | 4566 | 396.0396 | 293.6428 | 637.8007 | 0 | 0 | 0 | 0 | 1327.4831 | 4566 | 396.0396 | 293.6428 | 637.8007 | 0 | 0 | 0 | 0 | 1327.4831 | 4566 | 402.6403 | 587.2856 | 797.2509 | 0 | 0 | 0 | 0 | 0 | 0 | 1787.1767 | 4566 | 402.6403 | 587.2856 | 797.2509 | 17 | 0 | 0 | 0 | 0 | 0 | 1804.1767 | 4566 | 402.6403 | 587.2856 | 797.2509 | 0 | 0 | 0 | 0 | 0 | 0 | 1787.1767
4569 | 20.9838 | 21.7964 | 21.7964 | 13.6426 | 17.8837 | 17.8837 | 0.01 | 0.01 | 0.01 | 4569 | 1292.995 | 1292.995 | 1292.995 | 1516.7826 | 1516.7826 | 1516.7826 | 1715.7049 | 1715.7049 | 1715.7049 | 4567 | 357.4257 | 0 | 915.4639 | 0 | 0 | 0 | 0 | 1272.8897 |  | 4567 | 357.4257 | 0 | 915.4639 | 0 | 0 | 0 | 0 | 1272.8897 | 4567 | 357.4257 | 0 | 915.4639 | 0 | 0 | 0 | 0 | 1272.8897 | 4567 | 376.2376 | 335.0151 | 989.6907 | 0 | 0 | 0 | 0 | 1700.9435 | 4567 | 376.2376 | 335.0151 | 989.6907 | 0 | 0 | 0 | 0 | 1700.9435 | 4567 | 376.2376 | 335.0151 | 989.6907 | 0 | 0 | 0 | 0 | 1700.9435 | 4567 | 382.5083 | 670.0303 | 1237.1134 | 0 | 0 | 0 | 0 | 0 | 0 | 2289.6519 | 4567 | 382.5083 | 670.0303 | 1237.1134 | 17 | 0 | 0 | 0 | 0 | 0 | 2306.6519 | 4567 | 382.5083 | 670.0303 | 1237.1134 | 0 | 0 | 0 | 0 | 0 | 0 | 2289.6519
4570 | 20.9838 | 20.9838 | 20.9838 | 13.6426 | 14.9898 | 14.9898 | 0.01 | 0.01 | 0.01 | 4570 | 1312.9834 | 1312.9834 | 1312.9834 | 1540.2306 | 1540.2306 | 1540.2306 | 1742.228 | 1742.228 | 1742.228 | 4568 | 658.4158 | 0 | 1185.0172 | 0 | 0 | 0 | 0 | 1843.433 |  | 4568 | 658.4158 | 0 | 1185.0172 | 0 | 0 | 0 | 0 | 1843.433 | 4568 | 658.4158 | 0 | 1185.0172 | 0 | 0 | 0 | 0 | 1843.433 | 4568 | 693.0693 | 382.442 | 1281.0997 | 0 | 0 | 0 | 0 | 2356.6109 | 4568 | 693.0693 | 382.442 | 1281.0997 | 0 | 0 | 0 | 0 | 2356.6109 | 4568 | 693.0693 | 382.442 | 1281.0997 | 0 | 0 | 0 | 0 | 2356.6109 | 4568 | 97.4443 | 764.884 | 1601.3746 | 0 | 0 | 0 | 0 | 0 | 0 | 2463.7028 | 4568 | 597.4443 | 764.884 | 1601.3746 | 17 | 0 | 0 | 0 | 0 | 0 | 2980.7028 | 4568 | 597.4443 | 764.884 | 1601.3746 | 0 | 0 | 0 | 0 | 0 | 0 | 2963.7028
4571 | 20.9838 | 20.9838 | 20.9838 | 13.6426 | 14.9898 | 13.5572 | 0.01 | 0.01 | 0.01 | 4571 | 1328.53 | 1328.53 | 1328.53 | 1558.4678 | 1558.4678 | 1558.4678 | 1762.8571 | 1762.8571 | 1762.8571 | 4569 | 827.7228 | 0 | 1368.11 | 0 | 0 | 0 | 0 | 2195.8327 |  | 4569 | 827.7228 | 0 | 1368.11 | 0 | 0 | 0 | 0 | 2195.8327 | 4569 | 827.7228 | 0 | 1368.11 | 0 | 0 | 0 | 0 | 2195.8327 | 4569 | 871.2871 | 410.6963 | 1479.0378 | 0 | 0 | 0 | 0 | 2761.0212 | 4569 | 871.2871 | 410.6963 | 1479.0378 | 0 | 0 | 0 | 0 | 2761.0212 | 4569 | 871.2871 | 410.6963 | 1479.0378 | 0 | 0 | 0 | 0 | 2761.0212 | 4569 | 0 | 821.3925 | 1848.7973 | 0 | 0 | 0 | 0 | 0 | 0 | 2670.1898 | 4569 | 752.6142 | 821.3925 | 1848.7973 | 17 | 0 | 0 | 0 | 0 | 0 | 3439.804 | 4569 | 218.9904 | 821.3925 | 1848.7973 | 0 | 0 | 0 | 0 | 0 | 0 | 2889.1802
4572 | 20.9838 | 20.9838 | 20.9838 | 13.6426 | 14.9898 | 13.6685 | 0.01 | 0.01 | 0.01 | 4572 | 1309.652 | 1309.652 | 1309.652 | 1536.3226 | 1536.3226 | 1536.3226 | 1737.8075 | 1737.8075 | 1737.8075 | 4570 | 771.2871 | 0 | 1312.1649 | 0 | 0 | 0 | 0 | 2083.4521 |  | 4570 | 771.2871 | 0 | 1312.1649 | 0 | 0 | 0 | 0 | 2083.4521 | 4570 | 771.2871 | 0 | 1312.1649 | 0 | 0 | 0 | 0 | 2083.4521 | 4570 | 811.8812 | 411.7053 | 1418.5567 | 0 | 0 | 0 | 0 | 2642.1432 | 4570 | 811.8812 | 411.7053 | 1418.5567 | 0 | 0 | 0 | 0 | 2642.1432 | 4570 | 811.8812 | 411.7053 | 1418.5567 | 0 | 0 | 0 | 0 | 2642.1432 | 4570 | 0 | 823.4107 | 1773.1959 | 0 | 0 | 0 | 0 | 0 | 0 | 2596.6066 | 4570 | 825.4125 | 823.4107 | 1773.1959 | 17 | 0 | 0 | 0 | 0 | 0 | 3439.0191 | 4570 | 218.7963 | 823.4107 | 1773.1959 | 0 | 0 | 0 | 0 | 0 | 0 | 2815.4029
4573 | 20.9838 | 20.9838 | 20.9838 | 13.6426 | 14.9898 | 13.6685 | 0.01 | 0.01 | 0.01 | 4573 | 1316.3148 | 1316.3148 | 1316.3148 | 1544.1385 | 1544.1385 | 1544.1385 | 1746.6485 | 1746.6485 | 1746.6485 | 4571 | 761.8812 | 0 | 1246.0481 | 0 | 0 | 0 | 0 | 2007.9293 |  | 4571 | 761.8812 | 0 | 1246.0481 | 0 | 0 | 0 | 0 | 2007.9293 | 4571 | 761.8812 | 0 | 1246.0481 | 0 | 0 | 0 | 0 | 2007.9293 | 4571 | 801.9802 | 410.6963 | 1347.079 | 0 | 0 | 0 | 0 | 2559.7555 | 4571 | 801.9802 | 410.6963 | 1347.079 | 0 | 0 | 0 | 0 | 2559.7555 | 4571 | 801.9802 | 410.6963 | 1347.079 | 0 | 0 | 0 | 0 | 2559.7555 | 4571 | 815.3465 | 821.3925 | 1683.8488 | 0 | 0 | 0 | 0 | 0 | 0 | 3320.5879 | 4571 | 340.2561 | 821.3925 | 1683.8488 | 17 | 0 | 0 | 0 | 0 | 0 | 2862.4974 | 4571 | 433.6047 | 821.3925 | 1683.8488 | 0 | 0 | 0 | 0 | 0 | 0 | 2938.8461
4574 | 20.9838 | 20.9838 | 20.9838 | 14.9898 | 14.9898 | 14.9898 | 0.01 | 0.01 | 0.01 | 4574 | 1320.7567 | 1320.7567 | 1320.7567 | 1549.3492 | 1549.3492 | 1549.3492 | 1752.5425 | 1752.5425 | 1752.5425 | 4572 | 724.2574 | 0 | 1220.6186 | 0 | 0 | 0 | 0 | 1944.876 |  | 4572 | 724.2574 | 0 | 1220.6186 | 0 | 0 | 0 | 0 | 1944.876 | 4572 | 724.2574 | 0 | 1220.6186 | 0 | 0 | 0 | 0 | 1944.876 | 4572 | 762.3762 | 412.7144 | 1319.5876 | 0 | 0 | 0 | 0 | 2494.6783 | 4572 | 762.3762 | 412.7144 | 1319.5876 | 0 | 0 | 0 | 0 | 2494.6783 | 4572 | 762.3762 | 412.7144 | 1319.5876 | 0 | 0 | 0 | 0 | 2494.6783 | 4572 | 0 | 825.4289 | 1649.4845 | 0 | 0 | 0 | 0 | 0 | 0 | 2474.9134 | 4572 | 775.0825 | 825.4289 | 1649.4845 | 17 | 0 | 0 | 0 | 0 | 0 | 3266.9959 | 4572 | 480.3774 | 825.4289 | 1649.4845 | 0 | 0 | 0 | 0 | 0 | 0 | 2955.2908
4575 | 22.3899 | 22.8974 | 22.8974 | 18.6145 | 18.6145 | 18.6145 | 0.01 | 11.0872 | 11.5912 | 4575 | 1335.1928 | 1335.1928 | 1335.1928 | 1566.2838 | 1566.2838 | 1566.2838 | 1771.6981 | 1771.6981 | 1771.6981 | 4573 | 724.2574 | 0 | 1123.9863 | 0 | 0 | 0 | 0 | 1848.2437 |  | 4573 | 724.2574 | 0 | 1123.9863 | 0 | 0 | 0 | 0 | 1848.2437 | 4573 | 724.2574 | 0 | 1123.9863 | 0 | 0 | 0 | 0 | 1848.2437 | 4573 | 762.3762 | 433.9051 | 1215.1203 | 0 | 0 | 0 | 0 | 2411.4017 | 4573 | 762.3762 | 433.9051 | 1215.1203 | 0 | 0 | 0 | 0 | 2411.4017 | 4573 | 762.3762 | 433.9051 | 1215.1203 | 0 | 0 | 0 | 0 | 2411.4017 | 4573 | 678.7132 | 867.8103 | 1518.9003 | 0 | 0 | 0 | 0 | 0 | 0 | 3065.4239 | 4573 | 375.7386 | 867.8103 | 1518.9003 | 17 | 0 | 0 | 0 | 0 | 0 | 2779.4492 | 4573 | 340.5386 | 867.8103 | 1518.9003 | 0 | 0 | 0 | 0 | 0 | 0 | 2727.2492
4576 | 29.4202 | 36.1209 | 36.1445 | 22.3899 | 22.3899 | 22.3899 | 18.6145 | 18.6145 | 18.6145 | 4576 | 1360.7335 | 1360.7335 | 1360.7335 | 1596.245 | 1596.245 | 1596.245 | 1805.5887 | 1805.5887 | 1805.5887 | 4574 | 611.3861 | 0 | 991.7526 | 0 | 0 | 0 | 0 | 1603.1387 |  | 4574 | 611.3861 | 0 | 991.7526 | 0 | 0 | 0 | 0 | 1603.1387 | 4574 | 611.3861 | 0 | 991.7526 | 0 | 0 | 0 | 0 | 1603.1387 | 4574 | 643.5644 | 483.3502 | 1072.1649 | 0 | 0 | 0 | 0 | 2199.0795 | 4574 | 643.5644 | 483.3502 | 1072.1649 | 0 | 0 | 0 | 0 | 2199.0795 | 4574 | 643.5644 | 483.3502 | 1072.1649 | 0 | 0 | 0 | 0 | 2199.0795 | 4574 | 34.1748 | 966.7003 | 1340.2062 | 0 | 0 | 0 | 0 | 0 | 0 | 2341.0813 | 4574 | 534.1748 | 966.7003 | 1340.2062 | 17 | 0 | 0 | 0 | 0 | 0 | 2858.0813 | 4574 | 534.1748 | 966.7003 | 1340.2062 | 0 | 0 | 0 | 0 | 0 | 0 | 2841.0813
4577 | 49.3557 | 50.6939 | 50.4524 | 33.7753 | 33.7753 | 33.7753 | 23.4961 | 23.4961 | 23.4961 | 4577 | 968.3267 | 1364.0649 | 1040.8486 | 1135.9217 | 1135.9217 | 1135.9217 | 1810.0092 | 1314.0988 | 1602.5386 | 4575 | 526.7327 | 0 | 778.1443 | 0 | 0 | 0 | 0 | 1304.877 |  | 4575 | 526.7327 | 0 | 778.1443 | 0 | 0 | 0 | 0 | 1304.877 | 4575 | 526.7327 | 0 | 778.1443 | 0 | 0 | 0 | 0 | 1304.877 | 4575 | 554.4554 | 542.886 | 841.2371 | 0 | 0 | 0 | 0 | 1938.5785 | 4575 | 554.4554 | 542.886 | 841.2371 | 0 | 0 | 0 | 0 | 1938.5785 | 4575 | 554.4554 | 542.886 | 841.2371 | 0 | 0 | 0 | 0 | 1938.5785 | 4575 | 220.1829 | 1085.7719 | 1051.5464 | 0 | 0 | 0 | 0 | 0 | 0 | 2357.5012 | 4575 | 563.6964 | 1085.7719 | 1051.5464 | 17 | 0 | 0 | 0 | 0 | 0 | 2718.0147 | 4575 | 563.6964 | 1085.7719 | 1051.5464 | 0 | 0 | 0 | 0 | 0 | 0 | 2701.0147
4578 | 82.7476 | 57.6461 | 74.1528 | 36.2554 | 36.2554 | 36.2554 | 27.8275 | 28.1329 | 28.398 | 4578 | 948.3383 | 948.3383 | 948.3383 | 1112.4738 | 1112.4738 | 1112.4738 | 1258.3719 | 1258.3719 | 1258.3719 | 4576 | 348.0198 | 0 | 462.8179 | 0 | 0 | 0 | 0 | 810.8377 |  | 4576 | 348.0198 | 0 | 462.8179 | 0 | 0 | 0 | 0 | 810.8377 | 4576 | 348.0198 | 0 | 462.8179 | 0 | 0 | 0 | 0 | 810.8377 | 4576 | 366.3366 | 580.222 | 500.3436 | 0 | 0 | 0 | 0 | 1446.9023 | 4576 | 366.3366 | 580.222 | 500.3436 | 0 | 0 | 0 | 0 | 1446.9023 | 4576 | 366.3366 | 580.222 | 500.3436 | 0 | 0 | 0 | 0 | 1446.9023 | 4576 | 372.4422 | 1160.444 | 625.4296 | 0 | 0 | 0 | 0 | 0 | 0 | 2158.3158 | 4576 | 372.4422 | 1160.444 | 625.4296 | 17 | 0 | 0 | 0 | 0 | 0 | 2175.3158 | 4576 | 372.4422 | 1160.444 | 625.4296 | 0 | 0 | 0 | 0 | 0 | 0 | 2158.3158
4579 | 82.7476 | 57.6461 | 74.1528 | 38.0227 | 37.8583 | 38.0227 | 27.8275 | 28.1329 | 28.7551 | 4579 | 895.0359 | 895.0359 | 895.0359 | 1049.946 | 1049.946 | 1049.946 | 1187.6438 | 1187.6438 | 1187.6438 | 4577 | 197.5248 | 0 | 203.4364 | 0 | 0 | 0 | 0 | 400.9612 |  | 4577 | 197.5248 | 0 | 203.4364 | 0 | 0 | 0 | 0 | 400.9612 | 4577 | 197.5248 | 0 | 203.4364 | 0 | 0 | 0 | 0 | 400.9612 | 4577 | 207.9208 | 554.995 | 219.9313 | 0 | 0 | 0 | 0 | 982.847 | 4577 | 207.9208 | 554.995 | 219.9313 | 0 | 0 | 0 | 0 | 982.847 | 4577 | 207.9208 | 554.995 | 219.9313 | 0 | 0 | 0 | 0 | 982.847 | 4577 | 211.3861 | 1109.9899 | 274.9141 | 0 | 0 | 0 | 0 | 0 | 0 | 1596.2901 | 4577 | 211.3861 | 1109.9899 | 274.9141 | 17 | 0 | 0 | 0 | 0 | 0 | 1613.2901 | 4577 | 211.3861 | 1109.9899 | 274.9141 | 0 | 0 | 0 | 0 | 0 | 0 | 1596.2901
4580 | 82.7476 | 57.6461 | 74.1528 | 38.0227 | 37.8583 | 38.0227 | 27.8275 | 28.1329 | 28.7551 | 4580 | 856.1696 | 856.1696 | 856.1696 | 1004.3528 | 1004.3528 | 1004.3528 | 1136.0712 | 1136.0712 | 1136.0712 | 4578 | 159.901 | 0 | 81.3746 | 0 | 0 | 0 | 150 | 391.2756 |  | 4578 | 159.901 | 0 | 81.3746 | 0 | 0 | 0 | 0 | 241.2756 | 4578 | 159.901 | 0 | 81.3746 | 0 | 0 | 0 | 0 | 241.2756 | 4578 | 168.3168 | 489.4046 | 87.9725 | 0 | 0 | 0 | 0 | 745.694 | 4578 | 168.3168 | 489.4046 | 87.9725 | 0 | 0 | 0 | 0 | 745.694 | 4578 | 168.3168 | 489.4046 | 87.9725 | 0 | 0 | 0 | 0 | 745.694 | 4578 | 171.1221 | 978.8093 | 109.9656 | 0 | 0 | 0 | 0 | 0 | 0 | 1259.897 | 4578 | 171.1221 | 978.8093 | 109.9656 | 17 | 0 | 0 | 0 | 0 | 0 | 1276.897 | 4578 | 171.1221 | 978.8093 | 109.9656 | 0 | 0 | 0 | 0 | 0 | 0 | 1259.897
4581 | 82.7476 | 57.6461 | 61.9153 | 38.0227 | 37.8583 | 38.0227 | 27.8275 | 28.1329 | 28.7551 | 4581 | 840.623 | 840.623 | 840.623 | 986.1155 | 986.1155 | 986.1155 | 1115.4421 | 1115.4421 | 1115.4421 | 4579 | 225.7426 | 0 | 25.4296 | 0 | 0 | 0 | 150 | 401.1721 |  | 4579 | 225.7426 | 0 | 25.4296 | 0 | 0 | 0 | 0 | 251.1721 | 4579 | 225.7426 | 0 | 25.4296 | 0 | 0 | 0 | 0 | 251.1721 | 4579 | 237.6238 | 451.0595 | 27.4914 | 0 | 0 | 0 | 0 | 716.1747 | 4579 | 237.6238 | 451.0595 | 27.4914 | 0 | 0 | 0 | 0 | 716.1747 | 4579 | 237.6238 | 451.0595 | 27.4914 | 0 | 0 | 0 | 0 | 716.1747 | 4579 | 241.5842 | 902.1191 | 34.3643 | 0 | 0 | 0 | 0 | 0 | 0 | 1178.0675 | 4579 | 241.5842 | 902.1191 | 34.3643 | 17 | 0 | 0 | 0 | 0 | 0 | 1195.0675 | 4579 | 241.5842 | 902.1191 | 34.3643 | 0 | 0 | 0 | 0 | 0 | 0 | 1178.0675
4582 | 82.7476 | 57.6461 | 61.9153 | 38.0227 | 37.8583 | 38.0227 | 27.8275 | 28.1329 | 28.1904 | 4582 | 797.3149 | 797.3149 | 797.3149 | 935.3117 | 935.3117 | 935.3117 | 1057.9755 | 1057.9755 | 1057.9755 | 4580 | 291.5842 | 0 | 0 | 0 | 0 | 0 | 150 | 441.5842 |  | 4580 | 291.5842 | 0 | 0 | 0 | 0 | 0 | 0 | 291.5842 | 4580 | 291.5842 | 0 | 0 | 0 | 0 | 0 | 45.1505 | 336.7347 | 4580 | 306.9307 | 400.6054 | 0 | 0 | 0 | 0 | 0 | 707.5361 | 4580 | 306.9307 | 400.6054 | 0 | 0 | 0 | 0 | 0 | 707.5361 | 4580 | 306.9307 | 400.6054 | 0 | 0 | 0 | 0 | 0 | 707.5361 | 4580 | 312.0462 | 801.2109 | 0 | 0 | 0 | 0 | 0 | 0 | 0 | 1113.2571 | 4580 | 312.0462 | 801.2109 | 0 | 17 | 0 | 0 | 0 | 0 | 0 | 1130.2571 | 4580 | 312.0462 | 801.2109 | 0 | 0 | 0 | 0 | 0 | 0 | 0 | 1113.2571
4583 | 74.1528 | 57.6461 | 61.9153 | 36.2688 | 36.2688 | 36.2688 | 27.8275 | 27.8275 | 27.8275 | 4583 | 750.6753 | 750.6753 | 750.6753 | 880.5998 | 880.5998 | 880.5998 | 996.0883 | 996.0883 | 996.0883 | 4581 | 376.2376 | 0 | 0 | 0 | 0 | 0 | 150 | 526.2376 |  | 4581 | 376.2376 | 0 | 0 | 0 | 0 | 0 | 0 | 376.2376 | 4581 | 376.2376 | 0 | 0 | 0 | 0 | 0 | 0 | 376.2376 | 4581 | 396.0396 | 370.333 | 0 | 0 | 0 | 0 | 0 | 766.3726 | 4581 | 396.0396 | 370.333 | 0 | 0 | 0 | 0 | 0 | 766.3726 | 4581 | 396.0396 | 370.333 | 0 | 0 | 0 | 0 | 0 | 766.3726 | 4581 | 402.6403 | 740.666 | 0 | 0 | 0 | 0 | 0 | 0 | 0 | 1143.3063 | 4581 | 402.6403 | 740.666 | 0 | 17 | 0 | 0 | 0 | 0 | 0 | 1160.3063 | 4581 | 402.6403 | 740.666 | 0 | 0 | 0 | 0 | 0 | 0 | 0 | 1143.3063
4584 | 82.7476 | 57.6461 | 61.9153 | 38.0227 | 37.8583 | 38.0227 | 27.8275 | 28.1329 | 28.1904 | 4584 | 722.9136 | 722.9136 | 722.9136 | 848.0333 | 848.0333 | 848.0333 | 959.2507 | 959.2507 | 959.2507 | 4582 | 442.0792 | 0 | 0 | 0 | 0 | 0 | 150 | 592.0792 |  | 4582 | 442.0792 | 0 | 0 | 0 | 0 | 0 | 0 | 442.0792 | 4582 | 442.0792 | 0 | 0 | 0 | 0 | 0 | 0 | 442.0792 | 4582 | 465.3465 | 365.2876 | 0 | 0 | 0 | 0 | 0 | 830.6341 | 4582 | 465.3465 | 365.2876 | 0 | 0 | 0 | 0 | 0 | 830.6341 | 4582 | 465.3465 | 365.2876 | 0 | 0 | 0 | 0 | 0 | 830.6341 | 4582 | 473.1023 | 730.5752 | 0 | 0 | 0 | 0 | 0 | 0 | 0 | 1203.6775 | 4582 | 473.1023 | 730.5752 | 0 | 17 | 0 | 0 | 0 | 0 | 0 | 1220.6775 | 4582 | 473.1023 | 730.5752 | 0 | 0 | 0 | 0 | 0 | 0 | 0 | 1203.6775
4585 | 82.7476 | 57.6461 | 61.9153 | 38.0227 | 37.8583 | 38.0227 | 27.8275 | 28.1329 | 28.6617 | 4585 | 701.8147 | 701.8147 | 701.8147 | 823.2827 | 823.2827 | 823.2827 | 931.2542 | 931.2542 | 931.2542 | 4583 | 639.604 | 0 | 0 | 0 | 0 | 0 | 95.0713 | 734.6753 |  | 4583 | 639.604 | 0 | 0 | 0 | 0 | 0 | 0 | 639.604 | 4583 | 639.604 | 0 | 0 | 0 | 0 | 0 | 0 | 639.604 | 4583 | 673.2673 | 349.1423 | 0 | 0 | 0 | 0 | 0 | 1022.4096 | 4583 | 673.2673 | 349.1423 | 0 | 0 | 0 | 0 | 0 | 1022.4096 | 4583 | 673.2673 | 349.1423 | 0 | 0 | 0 | 0 | 0 | 1022.4096 | 4583 | 684.4884 | 698.2846 | 0 | 0 | 0 | 0 | 0 | 0 | 0 | 1382.773 | 4583 | 684.4884 | 698.2846 | 0 | 17 | 0 | 0 | 0 | 0 | 0 | 1399.773 | 4583 | 684.4884 | 698.2846 | 0 | 0 | 0 | 0 | 0 | 0 | 0 | 1382.773
4586 | 82.7476 | 57.6461 | 61.9153 | 38.0227 | 37.8583 | 38.0227 | 27.8169 | 27.8169 | 27.8176 | 4586 | 652.9542 | 652.9542 | 652.9542 | 765.9655 | 765.9655 | 765.9655 | 866.42 | 866.42 | 866.42 | 4584 | 498.5149 | 0 | 0 | 0 | 0 | 0 | 150 | 648.5149 |  | 4584 | 498.5149 | 0 | 0 | 0 | 0 | 0 | 0 | 498.5149 | 4584 | 498.5149 | 0 | 0 | 0 | 0 | 0 | 0 | 498.5149 | 4584 | 524.7525 | 319.8789 | 0 | 0 | 0 | 0 | 0 | 844.6314 | 4584 | 524.7525 | 319.8789 | 0 | 0 | 0 | 0 | 0 | 844.6314 | 4584 | 524.7525 | 319.8789 | 0 | 0 | 0 | 0 | 0 | 844.6314 | 4584 | 533.4983 | 639.7578 | 0 | 0 | 0 | 0 | 0 | 0 | 0 | 1173.2562 | 4584 | 533.4983 | 639.7578 | 0 | 17 | 0 | 0 | 0 | 0 | 0 | 1190.2562 | 4584 | 533.4983 | 639.7578 | 0 | 0 | 0 | 0 | 0 | 0 | 0 | 1173.2562
4587 | 74.1528 | 57.6461 | 61.9153 | 38.0227 | 37.8583 | 38.0227 | 27.5162 | 27.5162 | 27.5162 | 4587 | 649.6228 | 649.6228 | 649.6228 | 762.0575 | 762.0575 | 762.0575 | 861.9995 | 861.9995 | 861.9995 | 4585 | 432.6733 | 0 | 0 | 0 | 0 | 0 | 150 | 582.6733 |  | 4585 | 432.6733 | 0 | 0 | 0 | 0 | 0 | 0 | 432.6733 | 4585 | 432.6733 | 0 | 0 | 0 | 0 | 0 | 0 | 432.6733 | 4585 | 455.4455 | 313.8244 | 0 | 0 | 0 | 0 | 0 | 769.27 | 4585 | 455.4455 | 313.8244 | 0 | 0 | 0 | 0 | 0 | 769.27 | 4585 | 455.4455 | 313.8244 | 0 | 0 | 0 | 0 | 0 | 769.27 | 4585 | 463.0363 | 627.6488 | 0 | 0 | 0 | 0 | 0 | 0 | 0 | 1090.6851 | 4585 | 463.0363 | 627.6488 | 0 | 17 | 0 | 0 | 0 | 0 | 0 | 1107.6851 | 4585 | 463.0363 | 627.6488 | 0 | 0 | 0 | 0 | 0 | 0 | 0 | 1090.6851
4588 | 74.1528 | 57.6461 | 61.9153 | 36.2688 | 36.2688 | 36.2688 | 23.4961 | 23.4961 | 23.4961 | 4588 | 698.4833 | 698.4833 | 698.4833 | 819.3747 | 819.3747 | 819.3747 | 926.8337 | 926.8337 | 926.8337 | 4586 | 442.0792 | 0 | 5.0859 | 0 | 0 | 0 | 150 | 597.1651 |  | 4586 | 442.0792 | 0 | 5.0859 | 0 | 0 | 0 | 0 | 447.1651 | 4586 | 442.0792 | 0 | 5.0859 | 0 | 0 | 0 | 0 | 447.1651 | 4586 | 465.3465 | 340.0605 | 5.4983 | 0 | 0 | 0 | 0 | 810.9054 | 4586 | 465.3465 | 340.0605 | 5.4983 | 0 | 0 | 0 | 0 | 810.9054 | 4586 | 465.3465 | 340.0605 | 5.4983 | 0 | 0 | 0 | 0 | 810.9054 | 4586 | 473.1023 | 680.1211 | 6.8729 | 0 | 0 | 0 | 0 | 0 | 0 | 1160.0963 | 4586 | 473.1023 | 680.1211 | 6.8729 | 17 | 0 | 0 | 0 | 0 | 0 | 1177.0963 | 4586 | 473.1023 | 680.1211 | 6.8729 | 0 | 0 | 0 | 0 | 0 | 0 | 1160.0963
4589 | 74.1528 | 57.6461 | 61.9153 | 33.7615 | 33.7605 | 33.7615 | 23.4961 | 23.4961 | 23.4961 | 4589 | 742.902 | 742.902 | 742.902 | 871.4812 | 871.4812 | 871.4812 | 985.7738 | 1274.2136 | 985.7738 | 4587 | 479.703 | 0 | 40.6873 | 0 | 0 | 0 | 113.2326 | 633.6228 |  | 4587 | 479.703 | 0 | 40.6873 | 0 | 0 | 0 | 0 | 520.3903 | 4587 | 479.703 | 0 | 40.6873 | 0 | 0 | 0 | 0 | 520.3903 | 4587 | 504.9505 | 363.2694 | 43.9863 | 0 | 0 | 0 | 0 | 912.2062 | 4587 | 504.9505 | 363.2694 | 43.9863 | 0 | 0 | 0 | 0 | 912.2062 | 4587 | 504.9505 | 363.2694 | 43.9863 | 0 | 0 | 0 | 0 | 912.2062 | 4587 | 513.3663 | 726.5388 | 54.9828 | 0 | 0 | 0 | 0 | 0 | 0 | 1294.888 | 4587 | 513.3663 | 726.5388 | 54.9828 | 17 | 0 | 0 | 0 | 0 | 0 | 1311.888 | 4587 | 513.3663 | 726.5388 | 54.9828 | 0 | 0 | 0 | 0 | 0 | 0 | 1294.888
4590 | 45.4655 | 54.7624 | 50.4524 | 33.7605 | 33.6671 | 33.606 | 20.9838 | 20.9838 | 20.9838 | 4590 | 1014.4659 | 1014.4659 | 1014.4659 | 1108.292 | 1108.292 | 1108.292 | 1577.1956 | 1577.1956 | 1577.1956 | 4588 | 442.0792 | 0 | 111.89 | 0 | 0 | 0 | 128.5141 | 682.4833 |  | 4588 | 442.0792 | 0 | 111.89 | 0 | 0 | 0 | 0 | 553.9692 | 4588 | 442.0792 | 0 | 111.89 | 0 | 0 | 0 | 0 | 553.9692 | 4588 | 465.3465 | 398.5873 | 120.9622 | 0 | 0 | 0 | 0 | 984.896 | 4588 | 465.3465 | 398.5873 | 120.9622 | 0 | 0 | 0 | 0 | 984.896 | 4588 | 465.3465 | 398.5873 | 120.9622 | 0 | 0 | 0 | 0 | 984.896 | 4588 | 473.1023 | 797.1746 | 151.2027 | 0 | 0 | 0 | 0 | 0 | 0 | 1421.4796 | 4588 | 473.1023 | 797.1746 | 151.2027 | 17 | 0 | 0 | 0 | 0 | 0 | 1438.4796 | 4588 | 473.1023 | 797.1746 | 151.2027 | 0 | 0 | 0 | 0 | 0 | 0 | 1421.4796
4591 | 23.4961 | 36.1209 | 36.1445 | 20.9838 | 20.9838 | 20.9838 | 14.9898 | 14.9898 | 14.9898 | 4591 | 1237.4717 | 1237.4717 | 1237.4717 | 1451.6495 | 1451.6495 | 1451.6495 | 1642.0298 | 1642.0298 | 1642.0298 | 4589 | 460.8911 | 0 | 264.4674 | 0 | 0 | 0 | 1.5436 | 726.902 |  | 4589 | 460.8911 | 0 | 264.4674 | 0 | 0 | 0 | 0 | 725.3584 | 4589 | 460.8911 | 0 | 264.4674 | 0 | 0 | 0 | 0 | 725.3584 | 4589 | 485.1485 | 453.0777 | 285.9107 | 0 | 0 | 0 | 0 | 1224.1369 | 4589 | 485.1485 | 453.0777 | 285.9107 | 0 | 0 | 0 | 0 | 1224.1369 | 4589 | 485.1485 | 453.0777 | 285.9107 | 0 | 0 | 0 | 0 | 1224.1369 | 4589 | 493.2343 | 906.1554 | 357.3883 | 0 | 0 | 0 | 0 | 0 | 0 | 1756.778 | 4589 | 493.2343 | 906.1554 | 357.3883 | 17 | 0 | 0 | 0 | 0 | 0 | 1773.778 | 4589 | 493.2343 | 906.1554 | 357.3883 | 0 | 0 | 0 | 0 | 0 | 0 | 1756.778
4592 | 18.6145 | 27.909 | 27.909 | 13.6426 | 19.3174 | 19.4505 | 0.01 | 0.01 | 0.01 | 4592 | 1244.1345 | 1244.1345 | 1244.1345 | 1459.4655 | 1459.4655 | 1459.4655 | 1650.8708 | 1650.8708 | 1650.8708 | 4590 | 479.703 | 0 | 518.7629 | 0 | 0 | 0 | 0 | 998.4659 |  | 4590 | 479.703 | 0 | 518.7629 | 0 | 0 | 0 | 0 | 998.4659 | 4590 | 479.703 | 0 | 518.7629 | 0 | 0 | 0 | 0 | 998.4659 | 4590 | 504.9505 | 485.3683 | 560.8247 | 0 | 0 | 0 | 0 | 1551.1436 | 4590 | 504.9505 | 485.3683 | 560.8247 | 0 | 0 | 0 | 0 | 1551.1436 | 4590 | 504.9505 | 485.3683 | 560.8247 | 0 | 0 | 0 | 0 | 1551.1436 | 4590 | 513.3663 | 970.7366 | 701.0309 | 0 | 0 | 0 | 0 | 0 | 0 | 2185.1339 | 4590 | 513.3663 | 970.7366 | 701.0309 | 17 | 0 | 0 | 0 | 0 | 0 | 2202.1339 | 4590 | 513.3663 | 970.7366 | 701.0309 | 0 | 0 | 0 | 0 | 0 | 0 | 2185.1339
4593 | 13.0305 | 14.9898 | 14.9898 | 5.2894 | 6.1263 | 6.1263 | 0.01 | 0.01 | 0.01 | 4593 | 1256.3496 | 1256.3496 | 1256.3496 | 1473.7948 | 1473.7948 | 1473.7948 | 1667.0793 | 1667.0793 | 1667.0793 | 4591 | 583.1683 | 0 | 778.1443 | 0 | 0 | 0 | 0 | 1361.3126 |  | 4591 | 583.1683 | 0 | 778.1443 | 0 | 0 | 0 | 0 | 1361.3126 | 4591 | 583.1683 | 0 | 778.1443 | 0 | 0 | 0 | 0 | 1361.3126 | 4591 | 613.8614 | 494.4501 | 841.2371 | 0 | 0 | 0 | 0 | 1949.5485 | 4591 | 613.8614 | 494.4501 | 841.2371 | 0 | 0 | 0 | 0 | 1949.5485 | 4591 | 613.8614 | 494.4501 | 841.2371 | 0 | 0 | 0 | 0 | 1949.5485 | 4591 | 624.0924 | 988.9001 | 1051.5464 | 0 | 0 | 0 | 0 | 0 | 0 | 2664.5389 | 4591 | 624.0924 | 988.9001 | 1051.5464 | 17 | 0 | 0 | 0 | 0 | 0 | 2681.5389 | 4591 | 624.0924 | 988.9001 | 1051.5464 | 0 | 0 | 0 | 0 | 0 | 0 | 2664.5389
4594 | 13.0305 | 13.0305 | 13.0305 | 1.9043 | 3.6594 | 1.1461 | 0.01 | 0.01 | 0.01 | 4594 | 1271.8962 | 1271.8962 | 1271.8962 | 1492.032 | 1492.032 | 1492.032 | 1687.7084 | 1687.7084 | 1687.7084 | 4592 | 667.8218 | 0 | 945.9794 | 0 | 0 | 0 | 0 | 1613.8012 |  | 4592 | 667.8218 | 0 | 945.9794 | 0 | 0 | 0 | 0 | 1613.8012 | 4592 | 667.8218 | 0 | 945.9794 | 0 | 0 | 0 | 0 | 1613.8012 | 4592 | 702.9703 | 483.3502 | 1022.6804 | 0 | 0 | 0 | 0 | 2209.0009 | 4592 | 702.9703 | 483.3502 | 1022.6804 | 0 | 0 | 0 | 0 | 2209.0009 | 4592 | 702.9703 | 483.3502 | 1022.6804 | 0 | 0 | 0 | 0 | 2209.0009 | 4592 | 553.6511 | 966.7003 | 1278.3505 | 0 | 0 | 0 | 0 | 0 | 0 | 2798.7019 | 4592 | 213.6749 | 966.7003 | 1278.3505 | 17 | 0 | 0 | 0 | 0 | 0 | 2475.7257 | 4592 | 235.0879 | 966.7003 | 1278.3505 | 0 | 0 | 0 | 0 | 0 | 0 | 2480.1387
4595 | 13.0305 | 13.0305 | 12.4766 | 1.9043 | 3.6594 | 1.1461 | 0.01 | 0.01 | 0.01 | 4595 | 1258.5706 | 1258.5706 | 1258.5706 | 1476.4001 | 1476.4001 | 1476.4001 | 1670.0263 | 1670.0263 | 1670.0263 | 4593 | 677.2277 | 0 | 1078.2131 | 0 | 0 | 0 | 0 | 1755.4408 |  | 4593 | 677.2277 | 0 | 1078.2131 | 0 | 0 | 0 | 0 | 1755.4408 | 4593 | 677.2277 | 0 | 1078.2131 | 0 | 0 | 0 | 0 | 1755.4408 | 4593 | 712.8713 | 454.0868 | 1165.6357 | 0 | 0 | 0 | 0 | 2332.5938 | 4593 | 712.8713 | 454.0868 | 1165.6357 | 0 | 0 | 0 | 0 | 2332.5938 | 4593 | 712.8713 | 454.0868 | 1165.6357 | 0 | 0 | 0 | 0 | 2332.5938 | 4593 | 39.7304 | 908.1736 | 1457.0447 | 0 | 0 | 0 | 0 | 0 | 0 | 2404.9486 | 4593 | 539.7304 | 908.1736 | 1457.0447 | 17 | 0 | 0 | 0 | 0 | 0 | 2921.9486 | 4593 | 539.7304 | 908.1736 | 1457.0447 | 0 | 0 | 0 | 0 | 0 | 0 | 2904.9486
4596 | 13.0305 | 13.0305 | 13.0305 | 1.9043 | 3.6594 | 1.1461 | 0.01 | 0.01 | 0.01 | 4596 | 1259.681 | 1259.681 | 1259.681 | 1477.7028 | 1477.7028 | 1477.7028 | 1671.4998 | 1671.4998 | 1671.4998 | 4594 | 724.2574 | 0 | 1103.6426 | 0 | 0 | 0 | 0 | 1827.9 |  | 4594 | 724.2574 | 0 | 1103.6426 | 0 | 0 | 0 | 0 | 1827.9 | 4594 | 724.2574 | 0 | 1103.6426 | 0 | 0 | 0 | 0 | 1827.9 | 4594 | 762.3762 | 416.7508 | 1193.1271 | 0 | 0 | 0 | 0 | 2372.2541 | 4594 | 762.3762 | 416.7508 | 1193.1271 | 0 | 0 | 0 | 0 | 2372.2541 | 4594 | 762.3762 | 416.7508 | 1193.1271 | 0 | 0 | 0 | 0 | 2372.2541 | 4594 | 133.0655 | 833.5015 | 1491.4089 | 0 | 0 | 0 | 0 | 0 | 0 | 2457.9759 | 4594 | 633.0655 | 833.5015 | 1491.4089 | 17 | 0 | 0 | 0 | 0 | 0 | 2974.9759 | 4594 | 633.0655 | 833.5015 | 1491.4089 | 0 | 0 | 0 | 0 | 0 | 0 | 2957.9759
4597 | 13.0305 | 13.0305 | 13.0305 | 5.2894 | 6.1263 | 6.1263 | 0.01 | 0.01 | 0.01 | 4597 | 1263.0124 | 1263.0124 | 1263.0124 | 1481.6107 | 1481.6107 | 1481.6107 | 1675.9204 | 1675.9204 | 1675.9204 | 4595 | 696.0396 | 0 | 1139.244 | 0 | 0 | 0 | 0 | 1835.2836 |  | 4595 | 696.0396 | 0 | 1139.244 | 0 | 0 | 0 | 0 | 1835.2836 | 4595 | 696.0396 | 0 | 1139.244 | 0 | 0 | 0 | 0 | 1835.2836 | 4595 | 732.6733 | 379.4147 | 1231.6151 | 0 | 0 | 0 | 0 | 2343.7031 | 4595 | 732.6733 | 379.4147 | 1231.6151 | 0 | 0 | 0 | 0 | 2343.7031 | 4595 | 732.6733 | 379.4147 | 1231.6151 | 0 | 0 | 0 | 0 | 2343.7031 | 4595 | 744.8845 | 758.8295 | 1539.5189 | 0 | 0 | 0 | 0 | 0 | 0 | 3043.2329 | 4595 | 744.8845 | 758.8295 | 1539.5189 | 17 | 0 | 0 | 0 | 0 | 0 | 3060.2329 | 4595 | 744.8845 | 758.8295 | 1539.5189 | 0 | 0 | 0 | 0 | 0 | 0 | 3043.2329
4598 | 14.9898 | 14.9898 | 14.9898 | 15.5509 | 15.8048 | 15.8048 | 0.01 | 0.01 | 0.01 | 4598 | 1266.3438 | 1266.3438 | 1266.3438 | 1485.5187 | 1485.5187 | 1485.5187 | 1680.3409 | 1680.3409 | 1680.3409 | 4596 | 545.5446 | 0 | 1108.7285 | 0 | 0 | 0 | 0 | 1654.2731 |  | 4596 | 545.5446 | 0 | 1108.7285 | 0 | 0 | 0 | 0 | 1654.2731 | 4596 | 545.5446 | 0 | 1108.7285 | 0 | 0 | 0 | 0 | 1654.2731 | 4596 | 574.2574 | 344.0969 | 1198.6254 | 0 | 0 | 0 | 0 | 2116.9797 | 4596 | 574.2574 | 344.0969 | 1198.6254 | 0 | 0 | 0 | 0 | 2116.9797 | 4596 | 574.2574 | 344.0969 | 1198.6254 | 0 | 0 | 0 | 0 | 2116.9797 | 4596 | 583.8284 | 688.1937 | 1498.2818 | 0 | 0 | 0 | 0 | 0 | 0 | 2770.3039 | 4596 | 583.8284 | 688.1937 | 1498.2818 | 17 | 0 | 0 | 0 | 0 | 0 | 2787.3039 | 4596 | 583.8284 | 688.1937 | 1498.2818 | 0 | 0 | 0 | 0 | 0 | 0 | 2770.3039
4599 | 23.2645 | 23.2645 | 23.2645 | 19.0048 | 19.1901 | 19.1901 | 17.7619 | 17.7619 | 17.7619 | 4599 | 1280.7799 | 1280.7799 | 1280.7799 | 1502.4533 | 1502.4533 | 1502.4533 | 1699.4964 | 1699.4964 | 1699.4964 | 4597 | 451.4851 | 0 | 1103.6426 | 0 | 0 | 0 | 0 | 1555.1278 |  | 4597 | 451.4851 | 0 | 1103.6426 | 0 | 0 | 0 | 0 | 1555.1278 | 4597 | 451.4851 | 0 | 1103.6426 | 0 | 0 | 0 | 0 | 1555.1278 | 4597 | 475.2475 | 308.779 | 1193.1271 | 0 | 0 | 0 | 0 | 1977.1537 | 4597 | 475.2475 | 308.779 | 1193.1271 | 0 | 0 | 0 | 0 | 1977.1537 | 4597 | 475.2475 | 308.779 | 1193.1271 | 0 | 0 | 0 | 0 | 1977.1537 | 4597 | 476.4235 | 617.558 | 1491.4089 | 0 | 0 | 0 | 0 | 0 | 0 | 2585.3904 | 4597 | 483.1683 | 617.558 | 1491.4089 | 17 | 0 | 0 | 0 | 0 | 0 | 2609.1353 | 4597 | 483.1683 | 617.558 | 1491.4089 | 0 | 0 | 0 | 0 | 0 | 0 | 2592.1353
4600 | 58.3905 | 58.3905 | 58.3905 | 33.841 | 33.841 | 33.841 | 21.6761 | 21.6761 | 21.6761 | 4600 | 916.1348 | 916.1348 | 916.1348 | 1074.6965 | 1074.6965 | 1074.6965 | 1740.7545 | 1740.7545 | 1740.7545 | 4598 | 395.0495 | 0 | 1057.8694 | 0 | 0 | 0 | 0 | 1452.9189 |  | 4598 | 395.0495 | 0 | 1057.8694 | 0 | 0 | 0 | 0 | 1452.9189 | 4598 | 395.0495 | 0 | 1057.8694 | 0 | 0 | 0 | 0 | 1452.9189 | 4598 | 415.8416 | 267.4067 | 1143.6426 | 0 | 0 | 0 | 0 | 1826.8909 | 4598 | 415.8416 | 267.4067 | 1143.6426 | 0 | 0 | 0 | 0 | 1826.8909 | 4598 | 415.8416 | 267.4067 | 1143.6426 | 0 | 0 | 0 | 0 | 1826.8909 | 4598 | 422.7723 | 534.8133 | 1429.5533 | 0 | 0 | 0 | 0 | 0 | 0 | 2387.1389 | 4598 | 422.7723 | 534.8133 | 1429.5533 | 17 | 0 | 0 | 0 | 0 | 0 | 2404.1389 | 4598 | 422.7723 | 534.8133 | 1429.5533 | 0 | 0 | 0 | 0 | 0 | 0 | 2387.1389
4601 | 82.4284 | 82.4284 | 82.4284 | 86.5476 | 67.3971 | 68.0044 | 50.3832 | 35.2075 | 36.5236 | 4601 | 938.3441 | 938.3441 | 938.3441 | 1100.7498 | 1100.7498 | 1100.7498 | 1245.1104 | 1245.1104 | 1245.1104 | 4599 | 319.802 | 0 | 834.0893 | 0 | 0 | 0 | 0 | 1153.8913 |  | 4599 | 319.802 | 0 | 834.0893 | 0 | 0 | 0 | 0 | 1153.8913 | 4599 | 319.802 | 0 | 834.0893 | 0 | 0 | 0 | 0 | 1153.8913 | 4599 | 336.6337 | 225.0252 | 901.7182 | 0 | 0 | 0 | 0 | 1463.3771 | 4599 | 336.6337 | 225.0252 | 901.7182 | 0 | 0 | 0 | 0 | 1463.3771 | 4599 | 336.6337 | 225.0252 | 901.7182 | 0 | 0 | 0 | 0 | 1463.3771 | 4599 | 342.2442 | 450.0505 | 1127.1478 | 0 | 0 | 0 | 0 | 0 | 0 | 1919.4424 | 4599 | 342.2442 | 450.0505 | 1127.1478 | 17 | 0 | 0 | 0 | 0 | 0 | 1936.4424 | 4599 | 342.2442 | 450.0505 | 1127.1478 | 0 | 0 | 0 | 0 | 0 | 0 | 1919.4424
4602 | 84.5917 | 82.7476 | 84.5534 | 89.9265 | 89.7914 | 89.8923 | 91.2408 | 90.7143 | 90.7143 | 4602 | 931.6813 | 931.6813 | 931.6813 | 1092.9338 | 1092.9338 | 1092.9338 | 1236.2694 | 1236.2694 | 1236.2694 | 4600 | 263.3663 | 0 | 513.677 | 0 | 0 | 0 | 0 | 777.0433 |  | 4600 | 263.3663 | 0 | 513.677 | 0 | 0 | 0 | 0 | 777.0433 | 4600 | 263.3663 | 0 | 513.677 | 0 | 0 | 0 | 0 | 777.0433 | 4600 | 277.2277 | 183.6529 | 555.3265 | 0 | 0 | 0 | 0 | 1016.2071 | 4600 | 277.2277 | 183.6529 | 555.3265 | 0 | 0 | 0 | 0 | 1016.2071 | 4600 | 277.2277 | 183.6529 | 555.3265 | 0 | 0 | 0 | 0 | 1016.2071 | 4600 | 281.8482 | 367.3058 | 694.1581 | 0 | 0 | 0 | 0 | 0 | 0 | 1343.312 | 4600 | 281.8482 | 367.3058 | 694.1581 | 17 | 0 | 0 | 0 | 0 | 0 | 1360.312 | 4600 | 281.8482 | 367.3058 | 694.1581 | 0 | 0 | 0 | 0 | 0 | 0 | 1343.312
4603 | 84.5917 | 82.7476 | 84.5534 | 89.9265 | 89.7914 | 89.8923 | 93.7225 | 90.7143 | 93.6933 | 4603 | 892.815 | 892.815 | 892.815 | 1047.3406 | 1047.3406 | 1047.3406 | 1184.6968 | 1184.6968 | 1184.6968 | 4601 | 188.1188 | 0 | 213.6082 | 0 | 0 | 0 | 150 | 551.7271 |  | 4601 | 188.1188 | 0 | 213.6082 | 0 | 0 | 0 | 150 | 551.7271 | 4601 | 188.1188 | 0 | 213.6082 | 0 | 0 | 0 | 150 | 551.7271 | 4601 | 198.0198 | 149.3441 | 230.9278 | 0 | 0 | 0 | 0 | 578.2917 | 4601 | 198.0198 | 149.3441 | 230.9278 | 0 | 0 | 0 | 0 | 578.2917 | 4601 | 198.0198 | 149.3441 | 230.9278 | 0 | 0 | 0 | 0 | 578.2917 | 4601 | 201.3201 | 298.6882 | 288.6598 | 0 | 0 | 0 | 0 | 0 | 0 | 788.6681 | 4601 | 201.3201 | 298.6882 | 288.6598 | 17 | 0 | 0 | 0 | 0 | 0 | 805.6681 | 4601 | 201.3201 | 298.6882 | 288.6598 | 0 | 0 | 0 | 0 | 0 | 0 | 788.6681
4604 | 84.5917 | 82.7476 | 84.5534 | 89.9265 | 89.7914 | 89.8923 | 93.7225 | 90.7143 | 94.9093 | 4604 | 853.9486 | 853.9486 | 853.9486 | 1001.7474 | 1001.7474 | 1001.7474 | 1133.1242 | 1133.1242 | 1133.1242 | 4602 | 131.6832 | 0 | 81.3746 | 0 | 0 | 0 | 150 | 363.0577 |  | 4602 | 131.6832 | 0 | 81.3746 | 0 | 0 | 0 | 150 | 363.0577 | 4602 | 131.6832 | 0 | 81.3746 | 0 | 0 | 0 | 150 | 363.0577 | 4602 | 138.6139 | 127.1443 | 87.9725 | 0 | 0 | 0 | 0 | 353.7307 | 4602 | 138.6139 | 127.1443 | 87.9725 | 0 | 0 | 0 | 0 | 353.7307 | 4602 | 138.6139 | 127.1443 | 87.9725 | 0 | 0 | 0 | 0 | 353.7307 | 4602 | 140.9241 | 254.2886 | 109.9656 | 150 | 0 | 0 | 0 | 0 | 0 | 655.1783 | 4602 | 140.9241 | 254.2886 | 109.9656 | 66 | 0 | 0 | 0 | 0 | 0 | 571.1783 | 4602 | 140.9241 | 254.2886 | 109.9656 | 101.5197 | 0 | 0 | 0 | 0 | 0 | 606.698
4605 | 84.5917 | 82.7476 | 84.5534 | 89.9265 | 89.7914 | 89.8923 | 93.7225 | 90.7143 | 94.4396 | 4605 | 838.4021 | 838.4021 | 838.4021 | 983.5102 | 983.5102 | 983.5102 | 1112.4951 | 1112.4951 | 1112.4951 | 4603 | 103.4653 | 0 | 25.4296 | 0 | 0 | 0 | 150 | 278.8949 |  | 4603 | 103.4653 | 0 | 25.4296 | 0 | 0 | 0 | 150 | 278.8949 | 4603 | 103.4653 | 0 | 25.4296 | 0 | 0 | 0 | 150 | 278.8949 | 4603 | 108.9109 | 124.1171 | 27.4914 | 0 | 0 | 0 | 0 | 260.5194 | 4603 | 108.9109 | 124.1171 | 27.4914 | 0 | 0 | 0 | 0 | 260.5194 | 4603 | 108.9109 | 124.1171 | 27.4914 | 0 | 0 | 0 | 0 | 260.5194 | 4603 | 110.7261 | 248.2341 | 34.3643 | 150 | 0 | 0 | 0 | 0 | 0 | 543.3244 | 4603 | 110.7261 | 248.2341 | 34.3643 | 66 | 0 | 0 | 0 | 0 | 0 | 459.3244 | 4603 | 110.7261 | 248.2341 | 34.3643 | 150 | 0 | 0 | 0 | 0 | 0 | 543.3244
4606 | 83.6254 | 82.7476 | 83.4715 | 88.8432 | 88.7778 | 88.7778 | 93.0408 | 90.7143 | 90.7143 | 4606 | 793.9835 | 793.9835 | 793.9835 | 931.4037 | 931.4037 | 931.4037 | 1053.555 | 1053.555 | 1053.555 | 4604 | 75.2475 | 0 | 5.0859 | 0 | 0 | 0 | 150 | 230.3334 |  | 4604 | 75.2475 | 0 | 5.0859 | 0 | 0 | 0 | 150 | 230.3334 | 4604 | 75.2475 | 0 | 5.0859 | 0 | 0 | 0 | 150 | 230.3334 | 4604 | 79.2079 | 125.1261 | 5.4983 | 0 | 0 | 0 | 0 | 209.8323 | 4604 | 79.2079 | 125.1261 | 5.4983 | 0 | 0 | 0 | 0 | 209.8323 | 4604 | 79.2079 | 125.1261 | 5.4983 | 0 | 0 | 0 | 0 | 209.8323 | 4604 | 80.5281 | 250.2523 | 6.8729 | 150 | 0 | 0 | 0 | 0 | 0 | 487.6532 | 4604 | 80.5281 | 250.2523 | 6.8729 | 66 | 0 | 0 | 0 | 0 | 0 | 403.6532 | 4604 | 80.5281 | 250.2523 | 6.8729 | 150 | 0 | 0 | 0 | 0 | 0 | 487.6532
4607 | 83.6254 | 82.7476 | 83.4715 | 88.7609 | 70.9593 | 70.9593 | 92.3854 | 35.2075 | 36.5236 | 4607 | 748.4543 | 748.4543 | 748.4543 | 877.9945 | 877.9945 | 877.9945 | 993.1413 | 993.1413 | 993.1413 | 4605 | 103.4653 | 0 | 0 | 0 | 0 | 0 | 150 | 253.4653 |  | 4605 | 103.4653 | 0 | 0 | 0 | 0 | 0 | 150 | 253.4653 | 4605 | 103.4653 | 0 | 0 | 0 | 0 | 0 | 150 | 253.4653 | 4605 | 108.9109 | 115.0353 | 0 | 0 | 0 | 0 | 0 | 223.9462 | 4605 | 108.9109 | 115.0353 | 0 | 0 | 0 | 0 | 0 | 223.9462 | 4605 | 108.9109 | 115.0353 | 0 | 0 | 0 | 0 | 0 | 223.9462 | 4605 | 110.7261 | 230.0706 | 0 | 150 | 0 | 0 | 0 | 0 | 0 | 490.7967 | 4605 | 110.7261 | 230.0706 | 0 | 66 | 0 | 0 | 0 | 0 | 0 | 406.7967 | 4605 | 110.7261 | 230.0706 | 0 | 150 | 0 | 0 | 0 | 0 | 0 | 490.7967
4608 | 83.4259 | 82.7476 | 83.4259 | 88.4378 | 67.3971 | 68.0044 | 50.3832 | 35.2075 | 36.5236 | 4608 | 706.2566 | 706.2566 | 706.2566 | 828.4933 | 828.4933 | 828.4933 | 937.1482 | 937.1482 | 937.1482 | 4606 | 112.8713 | 0 | 0 | 0 | 0 | 0 | 150 | 262.8713 |  | 4606 | 112.8713 | 0 | 0 | 0 | 0 | 0 | 150 | 262.8713 | 4606 | 112.8713 | 0 | 0 | 0 | 0 | 0 | 150 | 262.8713 | 4606 | 118.8119 | 94.8537 | 0 | 0 | 0 | 0 | 0 | 213.6656 | 4606 | 118.8119 | 94.8537 | 0 | 0 | 0 | 0 | 0 | 213.6656 | 4606 | 118.8119 | 94.8537 | 0 | 0 | 0 | 0 | 0 | 213.6656 | 4606 | 120.7921 | 189.7074 | 0 | 150 | 0 | 0 | 0 | 0 | 0 | 460.4994 | 4606 | 120.7921 | 189.7074 | 0 | 66 | 0 | 0 | 0 | 0 | 0 | 376.4994 | 4606 | 120.7921 | 189.7074 | 0 | 118.2992 | 0 | 0 | 0 | 0 | 0 | 428.7986
4609 | 82.7165 | 82.7165 | 82.7165 | 69.8166 | 67.3971 | 68.0044 | 50.3832 | 35.2075 | 36.5236 | 4609 | 681.8264 | 681.8264 | 681.8264 | 799.8348 | 799.8348 | 799.8348 | 904.7311 | 904.7311 | 904.7311 | 4607 | 75.2475 | 0 | 0 | 0 | 0 | 0 | 150 | 225.2475 |  | 4607 | 75.2475 | 0 | 0 | 0 | 0 | 0 | 150 | 225.2475 | 4607 | 75.2475 | 0 | 0 | 0 | 0 | 0 | 150 | 225.2475 | 4607 | 79.2079 | 69.6266 | 0 | 0 | 0 | 0 | 0 | 148.8346 | 4607 | 79.2079 | 69.6266 | 0 | 0 | 0 | 0 | 0 | 148.8346 | 4607 | 79.2079 | 69.6266 | 0 | 0 | 0 | 0 | 0 | 148.8346 | 4607 | 80.5281 | 139.2533 | 0 | 150 | 0 | 0 | 0 | 0 | 0 | 369.7813 | 4607 | 80.5281 | 139.2533 | 0 | 17 | 0 | 0 | 0 | 0 | 0 | 236.7813 | 4607 | 80.5281 | 139.2533 | 0 | 0 | 0 | 0 | 0 | 0 | 0 | 219.7813
4610 | 82.5741 | 82.5741 | 82.5741 | 69.8166 | 67.3971 | 68.0044 | 50.3832 | 35.2075 | 36.5236 | 4610 | 662.9484 | 662.9484 | 662.9484 | 777.6895 | 777.6895 | 777.6895 | 879.6816 | 879.6816 | 879.6816 | 4608 | 84.6535 | 0 | 0 | 0 | 0 | 0 | 150 | 234.6535 |  | 4608 | 84.6535 | 0 | 0 | 0 | 0 | 0 | 150 | 234.6535 | 4608 | 84.6535 | 0 | 0 | 0 | 0 | 0 | 150 | 234.6535 | 4608 | 89.1089 | 45.4087 | 0 | 0 | 0 | 0 | 0 | 134.5176 | 4608 | 89.1089 | 45.4087 | 0 | 0 | 0 | 0 | 0 | 134.5176 | 4608 | 89.1089 | 45.4087 | 0 | 0 | 0 | 0 | 0 | 134.5176 | 4608 | 90.5941 | 90.8174 | 0 | 0 | 0 | 0 | 0 | 0 | 0 | 181.4114 | 4608 | 90.5941 | 90.8174 | 0 | 17 | 0 | 0 | 0 | 0 | 0 | 198.4114 | 4608 | 90.5941 | 90.8174 | 0 | 0 | 0 | 0 | 0 | 0 | 0 | 181.4114
4611 | 82.7476 | 82.7476 | 82.7476 | 69.8166 | 55.6892 | 55.6892 | 31.5003 | 31.5003 | 31.501 | 4611 | 684.0473 | 684.0473 | 684.0473 | 802.4401 | 802.4401 | 802.4401 | 907.6781 | 907.6781 | 907.6781 | 4609 | 84.6535 | 0 | 0 | 0 | 0 | 0 | 150 | 234.6535 |  | 4609 | 84.6535 | 0 | 0 | 0 | 0 | 0 | 150 | 234.6535 | 4609 | 84.6535 | 0 | 0 | 0 | 0 | 0 | 150 | 234.6535 | 4609 | 89.1089 | 27.2452 | 0 | 0 | 0 | 0 | 0 | 116.3541 | 4609 | 89.1089 | 27.2452 | 0 | 0 | 0 | 0 | 0 | 116.3541 | 4609 | 89.1089 | 27.2452 | 0 | 0 | 0 | 0 | 0 | 116.3541 | 4609 | 90.5941 | 54.4904 | 0 | 0 | 0 | 0 | 0 | 0 | 0 | 145.0845 | 4609 | 90.5941 | 54.4904 | 0 | 17 | 0 | 0 | 0 | 0 | 0 | 162.0845 | 4609 | 90.5941 | 54.4904 | 0 | 0 | 0 | 0 | 0 | 0 | 0 | 145.0845
4612 | 83.6254 | 82.7476 | 83.4715 | 37.193 | 37.193 | 37.193 | 31.7802 | 31.7802 | 31.7802 | 4612 | 792.873 | 792.873 | 792.873 | 930.101 | 930.101 | 930.101 | 1052.0815 | 1052.0815 | 1052.0815 | 4610 | 65.8416 | 0 | 5.0859 | 0 | 0 | 0 | 150 | 220.9275 |  | 4610 | 65.8416 | 0 | 5.0859 | 0 | 0 | 0 | 150 | 220.9275 | 4610 | 65.8416 | 0 | 5.0859 | 0 | 0 | 0 | 150 | 220.9275 | 4610 | 69.3069 | 18.1635 | 5.4983 | 0 | 0 | 0 | 0 | 92.9687 | 4610 | 69.3069 | 18.1635 | 5.4983 | 0 | 0 | 0 | 0 | 92.9687 | 4610 | 69.3069 | 18.1635 | 5.4983 | 0 | 0 | 0 | 0 | 92.9687 | 4610 | 70.462 | 36.3269 | 6.8729 | 0 | 0 | 0 | 0 | 0 | 0 | 113.6618 | 4610 | 70.462 | 36.3269 | 6.8729 | 17 | 0 | 0 | 0 | 0 | 0 | 130.6618 | 4610 | 70.462 | 36.3269 | 6.8729 | 0 | 0 | 0 | 0 | 0 | 0 | 113.6618
4613 | 83.6254 | 82.7476 | 83.4715 | 38.1425 | 38.1425 | 38.1425 | 33.2534 | 33.2534 | 33.2534 | 4613 | 905.0301 | 905.0301 | 905.0301 | 1061.6699 | 1061.6699 | 1061.6699 | 1200.9053 | 1200.9053 | 1200.9053 | 4611 | 103.4653 | 0 | 35.6014 | 0 | 0 | 0 | 150 | 289.0667 |  | 4611 | 103.4653 | 0 | 35.6014 | 0 | 0 | 0 | 150 | 289.0667 | 4611 | 103.4653 | 0 | 35.6014 | 0 | 0 | 0 | 150 | 289.0667 | 4611 | 108.9109 | 21.1907 | 38.488 | 0 | 0 | 0 | 0 | 168.5896 | 4611 | 108.9109 | 21.1907 | 38.488 | 0 | 0 | 0 | 0 | 168.5896 | 4611 | 108.9109 | 21.1907 | 38.488 | 0 | 0 | 0 | 0 | 168.5896 | 4611 | 110.7261 | 42.3814 | 48.11 | 0 | 0 | 0 | 0 | 0 | 0 | 201.2175 | 4611 | 110.7261 | 42.3814 | 48.11 | 17 | 0 | 0 | 0 | 0 | 0 | 218.2175 | 4611 | 110.7261 | 42.3814 | 48.11 | 0 | 0 | 0 | 0 | 0 | 0 | 201.2175
4614 | 82.6549 | 82.6549 | 82.6549 | 38.2588 | 38.2588 | 38.2588 | 32.6744 | 32.6744 | 32.6744 | 4614 | 982.7627 | 982.7627 | 982.7627 | 1152.8563 | 1152.8563 | 1152.8563 | 1304.0506 | 1304.0506 | 1304.0506 | 4612 | 94.0594 | 0 | 101.7182 | 0 | 0 | 0 | 150 | 345.7776 |  | 4612 | 94.0594 | 0 | 101.7182 | 0 | 0 | 0 | 150 | 345.7776 | 4612 | 94.0594 | 0 | 101.7182 | 0 | 0 | 0 | 150 | 345.7776 | 4612 | 99.0099 | 29.2634 | 109.9656 | 0 | 0 | 0 | 0 | 238.2389 | 4612 | 99.0099 | 29.2634 | 109.9656 | 0 | 0 | 0 | 0 | 238.2389 | 4612 | 99.0099 | 29.2634 | 109.9656 | 0 | 0 | 0 | 0 | 238.2389 | 4612 | 100.6601 | 58.5267 | 137.457 | 0 | 0 | 0 | 0 | 0 | 0 | 296.6439 | 4612 | 100.6601 | 58.5267 | 137.457 | 17 | 0 | 0 | 0 | 0 | 0 | 313.6439 | 4612 | 100.6601 | 58.5267 | 137.457 | 0 | 0 | 0 | 0 | 0 | 0 | 296.6439
4615 | 45.4655 | 55.9447 | 55.9447 | 33.7605 | 33.7605 | 33.7605 | 17.8837 | 17.8837 | 17.8837 | 4615 | 1186.1902 | 1041.6175 | 1041.6175 | 1474.1843 | 1221.8974 | 1221.8974 | 1907.2604 | 1907.2604 | 1907.2604 | 4613 | 103.4653 | 0 | 284.811 | 0 | 0 | 0 | 150 | 538.2763 |  | 4613 | 103.4653 | 0 | 284.811 | 0 | 0 | 0 | 150 | 538.2763 | 4613 | 103.4653 | 0 | 284.811 | 0 | 0 | 0 | 150 | 538.2763 | 4613 | 108.9109 | 34.3088 | 307.9038 | 0 | 0 | 0 | 0 | 451.1235 | 4613 | 108.9109 | 34.3088 | 307.9038 | 0 | 0 | 0 | 0 | 451.1235 | 4613 | 108.9109 | 34.3088 | 307.9038 | 0 | 0 | 0 | 0 | 451.1235 | 4613 | 110.7261 | 68.6176 | 384.8797 | 0 | 0 | 0 | 0 | 0 | 0 | 564.2234 | 4613 | 110.7261 | 68.6176 | 384.8797 | 17 | 0 | 0 | 0 | 0 | 0 | 581.2234 | 4613 | 110.7261 | 68.6176 | 384.8797 | 0 | 0 | 0 | 0 | 0 | 0 | 564.2234
4616 | 20.9838 | 34.6322 | 34.6322 | 30.864 | 30.6012 | 30.864 | 1.4071 | 1.6113 | 1.6113 | 4616 | 1434.0243 | 1434.0243 | 1434.0243 | 1682.2208 | 1682.2208 | 1682.2208 | 1902.8399 | 1902.8399 | 1902.8399 | 4614 | 169.3069 | 0 | 595.0515 | 0 | 0 | 0 | 150 | 914.3585 |  | 4614 | 169.3069 | 0 | 595.0515 | 0 | 0 | 0 | 150 | 914.3585 | 4614 | 169.3069 | 0 | 595.0515 | 0 | 0 | 0 | 150 | 914.3585 | 4614 | 178.2178 | 35.3179 | 643.299 | 0 | 0 | 0 | 0 | 856.8347 | 4614 | 178.2178 | 35.3179 | 643.299 | 0 | 0 | 0 | 0 | 856.8347 | 4614 | 178.2178 | 35.3179 | 643.299 | 0 | 0 | 0 | 0 | 856.8347 | 4614 | 181.1881 | 70.6357 | 804.1237 | 0 | 0 | 0 | 0 | 0 | 0 | 1055.9476 | 4614 | 181.1881 | 70.6357 | 804.1237 | 17 | 0 | 0 | 0 | 0 | 0 | 1072.9476 | 4614 | 181.1881 | 70.6357 | 804.1237 | 0 | 0 | 0 | 0 | 0 | 0 | 1055.9476
4617 | 17.8837 | 18.6145 | 18.6145 | 9.5348 | 22.3877 | 22.3877 | 0.01 | 0.01 | 0.01 | 4617 | 1426.251 | 1426.251 | 1426.251 | 1673.1021 | 1673.1021 | 1673.1021 | 1892.5254 | 1892.5254 | 1892.5254 | 4615 | 244.5545 | 0 | 925.6357 | 0 | 0 | 0 | 0 | 1170.1902 |  | 4615 | 244.5545 | 0 | 925.6357 | 0 | 0 | 0 | 0 | 1170.1902 | 4615 | 244.5545 | 0 | 925.6357 | 0 | 0 | 0 | 0 | 1170.1902 | 4615 | 257.4257 | 28.2543 | 1000.6873 | 0 | 0 | 0 | 0 | 1286.3673 | 4615 | 257.4257 | 28.2543 | 1000.6873 | 0 | 0 | 0 | 0 | 1286.3673 | 4615 | 257.4257 | 28.2543 | 1000.6873 | 0 | 0 | 0 | 0 | 1286.3673 | 4615 | 261.7162 | 56.5086 | 1250.8591 | 0 | 0 | 0 | 0 | 0 | 0 | 1569.0839 | 4615 | 261.7162 | 56.5086 | 1250.8591 | 17 | 0 | 0 | 0 | 0 | 0 | 1586.0839 | 4615 | 261.7162 | 56.5086 | 1250.8591 | 0 | 0 | 0 | 0 | 0 | 0 | 1569.0839
4618 | 17.783 | 17.8837 | 17.3178 | 8.0251 | 16.695 | 16.695 | 0.01 | 0.01 | 0.01 | 4618 | 1414.0359 | 1414.0359 | 1414.0359 | 1658.7728 | 1658.7728 | 1658.7728 | 1876.3168 | 1876.3168 | 1876.3168 | 4616 | 300.9901 | 0 | 1159.5876 | 0 | 0 | 0 | 0 | 1460.5777 |  | 4616 | 300.9901 | 0 | 1159.5876 | 0 | 0 | 0 | 0 | 1460.5777 | 4616 | 300.9901 | 0 | 1159.5876 | 0 | 0 | 0 | 0 | 1460.5777 | 4616 | 316.8317 | 20.1816 | 1253.6082 | 0 | 0 | 0 | 0 | 1590.6216 | 4616 | 316.8317 | 20.1816 | 1253.6082 | 0 | 0 | 0 | 0 | 1590.6216 | 4616 | 316.8317 | 20.1816 | 1253.6082 | 0 | 0 | 0 | 0 | 1590.6216 | 4616 | 322.1122 | 40.3633 | 1567.0103 | 0 | 0 | 0 | 0 | 0 | 0 | 1929.4858 | 4616 | 322.1122 | 40.3633 | 1567.0103 | 17 | 0 | 0 | 0 | 0 | 0 | 1946.4858 | 4616 | 322.1122 | 40.3633 | 1567.0103 | 0 | 0 | 0 | 0 | 0 | 0 | 1929.4858
4619 | 17.783 | 17.8837 | 16.2384 | 8.0251 | 8.0251 | 7.3621 | 0.01 | 0.01 | 0.01 | 4619 | 1461.7859 | 1461.7859 | 1461.7859 | 1714.7873 | 1714.7873 | 1714.7873 | 1939.6775 | 1939.6775 | 1939.6775 | 4617 | 329.2079 | 0 | 1276.5636 | 0 | 0 | 0 | 0 | 1605.7715 |  | 4617 | 329.2079 | 0 | 1276.5636 | 0 | 0 | 0 | 0 | 1605.7715 | 4617 | 329.2079 | 0 | 1276.5636 | 0 | 0 | 0 | 0 | 1605.7715 | 4617 | 346.5347 | 14.1271 | 1380.0687 | 0 | 0 | 0 | 0 | 1740.7305 | 4617 | 346.5347 | 14.1271 | 1380.0687 | 0 | 0 | 0 | 0 | 1740.7305 | 4617 | 346.5347 | 14.1271 | 1380.0687 | 0 | 0 | 0 | 0 | 1740.7305 | 4617 | 352.3102 | 28.2543 | 1725.0859 | 0 | 0 | 0 | 0 | 0 | 0 | 2105.6504 | 4617 | 352.3102 | 28.2543 | 1725.0859 | 17 | 0 | 0 | 0 | 0 | 0 | 2122.6504 | 4617 | 352.3102 | 28.2543 | 1725.0859 | 0 | 0 | 0 | 0 | 0 | 0 | 2105.6504
4620 | 17.783 | 17.8837 | 17.3178 | 8.0251 | 8.0251 | 7.3621 | 0.01 | 0.01 | 0.01 | 4620 | 1451.7917 | 1451.7917 | 1451.7917 | 1703.0634 | 1703.0634 | 1703.0634 | 1926.4159 | 1926.4159 | 1926.4159 | 4618 | 338.6139 | 0 | 1337.5945 | 0 | 0 | 0 | 0 | 1676.2084 |  | 4618 | 338.6139 | 0 | 1337.5945 | 0 | 0 | 0 | 0 | 1676.2084 | 4618 | 338.6139 | 0 | 1337.5945 | 0 | 0 | 0 | 0 | 1676.2084 | 4618 | 356.4356 | 10.0908 | 1446.0481 | 0 | 0 | 0 | 0 | 1812.5746 | 4618 | 356.4356 | 10.0908 | 1446.0481 | 0 | 0 | 0 | 0 | 1812.5746 | 4618 | 356.4356 | 10.0908 | 1446.0481 | 0 | 0 | 0 | 0 | 1812.5746 | 4618 | 362.3762 | 20.1816 | 1807.5601 | 0 | 0 | 0 | 0 | 0 | 0 | 2190.118 | 4618 | 362.3762 | 20.1816 | 1807.5601 | 17 | 0 | 0 | 0 | 0 | 0 | 2207.118 | 4618 | 362.3762 | 20.1816 | 1807.5601 | 0 | 0 | 0 | 0 | 0 | 0 | 2190.118
4621 | 18.6145 | 18.6145 | 18.6145 | 8.0251 | 9.4851 | 9.4851 | 0.01 | 0.01 | 0.01 | 4621 | 1428.4719 | 1428.4719 | 1428.4719 | 1675.7075 | 1675.7075 | 1675.7075 | 1895.4724 | 1895.4724 | 1895.4724 | 4619 | 357.4257 | 0 | 1337.5945 | 0 | 0 | 0 | 0 | 1695.0202 |  | 4619 | 357.4257 | 0 | 1337.5945 | 0 | 0 | 0 | 0 | 1695.0202 | 4619 | 357.4257 | 0 | 1337.5945 | 0 | 0 | 0 | 0 | 1695.0202 | 4619 | 376.2376 | 7.0636 | 1446.0481 | 0 | 0 | 0 | 0 | 1829.3493 | 4619 | 376.2376 | 7.0636 | 1446.0481 | 0 | 0 | 0 | 0 | 1829.3493 | 4619 | 376.2376 | 7.0636 | 1446.0481 | 0 | 0 | 0 | 0 | 1829.3493 | 4619 | 382.5083 | 14.1271 | 1807.5601 | 0 | 0 | 0 | 0 | 0 | 0 | 2204.1955 | 4619 | 382.5083 | 14.1271 | 1807.5601 | 17 | 0 | 0 | 0 | 0 | 0 | 2221.1955 | 4619 | 382.5083 | 14.1271 | 1807.5601 | 0 | 0 | 0 | 0 | 0 | 0 | 2204.1955
4622 | 20.9838 | 20.9838 | 20.9838 | 18.6145 | 18.6145 | 18.6145 | 14.4492 | 14.5549 | 14.5549 | 4622 | 1435.1347 | 1435.1347 | 1435.1347 | 1683.5234 | 1683.5234 | 1683.5234 | 1904.3134 | 1904.3134 | 1904.3134 | 4620 | 357.4257 | 0 | 1301.9931 | 0 | 0 | 0 | 0 | 1659.4189 |  | 4620 | 357.4257 | 0 | 1301.9931 | 0 | 0 | 0 | 0 | 1659.4189 | 4620 | 357.4257 | 0 | 1301.9931 | 0 | 0 | 0 | 0 | 1659.4189 | 4620 | 376.2376 | 4.0363 | 1407.5601 | 0 | 0 | 0 | 0 | 1787.8341 | 4620 | 376.2376 | 4.0363 | 1407.5601 | 0 | 0 | 0 | 0 | 1787.8341 | 4620 | 376.2376 | 4.0363 | 1407.5601 | 0 | 0 | 0 | 0 | 1787.8341 | 4620 | 382.5083 | 8.0727 | 1759.4502 | 0 | 0 | 0 | 0 | 0 | 0 | 2150.0311 | 4620 | 382.5083 | 8.0727 | 1759.4502 | 17 | 0 | 0 | 0 | 0 | 0 | 2167.0311 | 4620 | 382.5083 | 8.0727 | 1759.4502 | 0 | 0 | 0 | 0 | 0 | 0 | 2150.0311
4623 | 45.4655 | 56.4531 | 57.0394 | 33.7605 | 33.7605 | 33.7605 | 18.4273 | 18.4273 | 18.4273 | 4623 | 1059.8083 | 1037.1756 | 1037.1756 | 1216.6868 | 1216.6868 | 1216.6868 | 1901.3664 | 1901.3664 | 1901.3664 | 4621 | 357.4257 | 0 | 1256.2199 | 0 | 0 | 0 | 0 | 1613.6457 |  | 4621 | 357.4257 | 0 | 1256.2199 | 0 | 0 | 0 | 0 | 1613.6457 | 4621 | 357.4257 | 0 | 1256.2199 | 0 | 0 | 0 | 0 | 1613.6457 | 4621 | 376.2376 | 5.0454 | 1358.0756 | 0 | 0 | 0 | 0 | 1739.3586 | 4621 | 376.2376 | 5.0454 | 1358.0756 | 0 | 0 | 0 | 0 | 1739.3586 | 4621 | 376.2376 | 5.0454 | 1358.0756 | 0 | 0 | 0 | 0 | 1739.3586 | 4621 | 382.5083 | 10.0908 | 1697.5945 | 0 | 0 | 0 | 0 | 0 | 0 | 2090.1936 | 4621 | 346.2801 | 10.0908 | 1697.5945 | 17 | 0 | 0 | 0 | 0 | 0 | 2070.9654 | 4621 | 341.1023 | 10.0908 | 1697.5945 | 0 | 0 | 0 | 0 | 0 | 0 | 2048.7876
4624 | 80.4864 | 80.4864 | 80.4864 | 37.6019 | 37.6019 | 37.6019 | 27.0068 | 27.0303 | 27.0619 | 4624 | 1062.7163 | 1062.7163 | 1062.7163 | 1246.648 | 1246.648 | 1246.648 | 1410.1428 | 1410.1428 | 1410.1428 | 4622 | 310.396 | 0 | 1078.2131 | 0 | 0 | 0 | 0 | 1388.6091 |  | 4622 | 310.396 | 0 | 1078.2131 | 0 | 0 | 0 | 0 | 1388.6091 | 4622 | 310.396 | 0 | 1078.2131 | 0 | 0 | 0 | 0 | 1388.6091 | 4622 | 326.7327 | 10.0908 | 1165.6357 | 0 | 0 | 0 | 0 | 1502.4592 | 4622 | 326.7327 | 10.0908 | 1165.6357 | 0 | 0 | 0 | 0 | 1502.4592 | 4622 | 326.7327 | 10.0908 | 1165.6357 | 0 | 0 | 0 | 0 | 1502.4592 | 4622 | 332.1782 | 20.1816 | 1457.0447 | 0 | 0 | 0 | 0 | 0 | 0 | 1809.4045 | 4622 | 332.1782 | 20.1816 | 1457.0447 | 17 | 0 | 0 | 0 | 0 | 0 | 1826.4045 | 4622 | 332.1782 | 20.1816 | 1457.0447 | 0 | 0 | 0 | 0 | 0 | 0 | 1809.4045
4625 | 84.1725 | 84.1725 | 84.1725 | 69.8166 | 56.0386 | 56.1125 | 33.8542 | 33.8542 | 33.8542 | 4625 | 1048.2803 | 1048.2803 | 1048.2803 | 1229.7134 | 1229.7134 | 1229.7134 | 1390.9873 | 1390.9873 | 1390.9873 | 4623 | 235.1485 | 0 | 808.6598 | 0 | 0 | 0 | 0 | 1043.8083 |  | 4623 | 235.1485 | 0 | 808.6598 | 0 | 0 | 0 | 0 | 1043.8083 | 4623 | 235.1485 | 0 | 808.6598 | 0 | 0 | 0 | 0 | 1043.8083 | 4623 | 247.5248 | 16.1453 | 874.2268 | 0 | 0 | 0 | 0 | 1137.8969 | 4623 | 247.5248 | 16.1453 | 874.2268 | 0 | 0 | 0 | 0 | 1137.8969 | 4623 | 247.5248 | 16.1453 | 874.2268 | 0 | 0 | 0 | 0 | 1137.8969 | 4623 | 251.6502 | 32.2906 | 1092.7835 | 0 | 0 | 0 | 0 | 0 | 0 | 1376.7243 | 4623 | 251.6502 | 32.2906 | 1092.7835 | 17 | 0 | 0 | 0 | 0 | 0 | 1393.7243 | 4623 | 251.6502 | 32.2906 | 1092.7835 | 0 | 0 | 0 | 0 | 0 | 0 | 1376.7243
4626 | 86.3097 | 84.2244 | 86.3097 | 69.8166 | 56.0386 | 68.0044 | 35.7065 | 35.2075 | 36.5236 | 4626 | 1021.6291 | 1021.6291 | 1021.6291 | 1198.4495 | 1198.4495 | 1198.4495 | 1355.6232 | 1355.6232 | 1355.6232 | 4624 | 178.7129 | 0 | 503.5052 | 0 | 0 | 0 | 150 | 832.218 |  | 4624 | 178.7129 | 0 | 503.5052 | 0 | 0 | 0 | 150 | 832.218 | 4624 | 178.7129 | 0 | 503.5052 | 0 | 0 | 0 | 150 | 832.218 | 4624 | 188.1188 | 27.2452 | 544.3299 | 0 | 0 | 0 | 0 | 759.6939 | 4624 | 188.1188 | 27.2452 | 544.3299 | 0 | 0 | 0 | 0 | 759.6939 | 4624 | 188.1188 | 27.2452 | 544.3299 | 0 | 0 | 0 | 0 | 759.6939 | 4624 | 191.2541 | 54.4904 | 680.4124 | 0 | 0 | 0 | 0 | 0 | 0 | 926.1569 | 4624 | 191.2541 | 54.4904 | 680.4124 | 17 | 0 | 0 | 0 | 0 | 0 | 943.1569 | 4624 | 191.2541 | 54.4904 | 680.4124 | 0 | 0 | 0 | 0 | 0 | 0 | 926.1569
4627 | 86.3097 | 84.2244 | 86.3097 | 69.8166 | 56.0386 | 68.0044 | 35.7065 | 35.2075 | 36.5236 | 4627 | 969.4371 | 969.4371 | 969.4371 | 1137.2243 | 1137.2243 | 1137.2243 | 1286.3685 | 1286.3685 | 1286.3685 | 4625 | 122.2772 | 0 | 223.7801 | 0 | 0 | 0 | 150 | 496.0573 |  | 4625 | 122.2772 | 0 | 223.7801 | 0 | 0 | 0 | 150 | 496.0573 | 4625 | 122.2772 | 0 | 223.7801 | 0 | 0 | 0 | 150 | 496.0573 | 4625 | 128.7129 | 48.4359 | 241.9244 | 0 | 0 | 0 | 0 | 419.0732 | 4625 | 128.7129 | 48.4359 | 241.9244 | 0 | 0 | 0 | 0 | 419.0732 | 4625 | 128.7129 | 48.4359 | 241.9244 | 0 | 0 | 0 | 0 | 419.0732 | 4625 | 130.8581 | 96.8718 | 302.4055 | 0 | 0 | 0 | 0 | 0 | 0 | 530.1354 | 4625 | 130.8581 | 96.8718 | 302.4055 | 17 | 0 | 0 | 0 | 0 | 0 | 547.1354 | 4625 | 130.8581 | 96.8718 | 302.4055 | 0 | 0 | 0 | 0 | 0 | 0 | 530.1354
4628 | 86.3097 | 84.2244 | 86.3097 | 69.8166 | 55.6892 | 55.6892 | 32.6345 | 32.6345 | 32.6345 | 4628 | 918.3557 | 918.3557 | 918.3557 | 1077.3019 | 1077.3019 | 1077.3019 | 1218.5874 | 1218.5874 | 1218.5874 | 4626 | 94.0594 | 0 | 91.5464 | 0 | 0 | 0 | 150 | 335.6058 |  | 4626 | 94.0594 | 0 | 91.5464 | 0 | 0 | 0 | 150 | 335.6058 | 4626 | 94.0594 | 0 | 91.5464 | 0 | 0 | 0 | 150 | 335.6058 | 4626 | 99.0099 | 91.8264 | 98.9691 | 0 | 0 | 0 | 0 | 289.8054 | 4626 | 99.0099 | 91.8264 | 98.9691 | 0 | 0 | 0 | 0 | 289.8054 | 4626 | 99.0099 | 91.8264 | 98.9691 | 0 | 0 | 0 | 0 | 289.8054 | 4626 | 100.6601 | 183.6529 | 123.7113 | 0 | 0 | 0 | 0 | 0 | 0 | 408.0243 | 4626 | 100.6601 | 183.6529 | 123.7113 | 17 | 0 | 0 | 0 | 0 | 0 | 425.0243 | 4626 | 100.6601 | 183.6529 | 123.7113 | 0 | 0 | 0 | 0 | 0 | 0 | 408.0243
4629 | 86.3097 | 84.2244 | 86.3097 | 39.9138 | 39.9128 | 39.9138 | 31.3461 | 31.3461 | 31.3461 | 4629 | 871.7161 | 871.7161 | 871.7161 | 1022.59 | 1022.59 | 1022.59 | 1156.7002 | 1156.7002 | 1156.7002 | 4627 | 103.4653 | 0 | 30.5155 | 0 | 0 | 0 | 150 | 283.9808 |  | 4627 | 103.4653 | 0 | 30.5155 | 0 | 0 | 0 | 150 | 283.9808 | 4627 | 103.4653 | 0 | 30.5155 | 0 | 0 | 0 | 150 | 283.9808 | 4627 | 108.9109 | 176.5893 | 32.9897 | 0 | 0 | 0 | 0 | 318.4899 | 4627 | 108.9109 | 176.5893 | 32.9897 | 0 | 0 | 0 | 0 | 318.4899 | 4627 | 108.9109 | 176.5893 | 32.9897 | 0 | 0 | 0 | 0 | 318.4899 | 4627 | 110.7261 | 353.1786 | 41.2371 | 0 | 0 | 0 | 0 | 0 | 0 | 505.1418 | 4627 | 110.7261 | 353.1786 | 41.2371 | 17 | 0 | 0 | 0 | 0 | 0 | 522.1418 | 4627 | 110.7261 | 353.1786 | 41.2371 | 0 | 0 | 0 | 0 | 0 | 0 | 505.1418
4630 | 86.3097 | 84.2244 | 86.3097 | 38.1893 | 38.1893 | 38.1893 | 31.3461 | 31.3461 | 31.3461 | 4630 | 803.9777 | 803.9777 | 803.9777 | 943.1276 | 943.1276 | 943.1276 | 1066.8165 | 1066.8165 | 1066.8165 | 4628 | 159.901 | 0 | 5.0859 | 0 | 0 | 0 | 150 | 314.9869 |  | 4628 | 159.901 | 0 | 5.0859 | 0 | 0 | 0 | 150 | 314.9869 | 4628 | 159.901 | 0 | 5.0859 | 0 | 0 | 0 | 150 | 314.9869 | 4628 | 168.3168 | 259.334 | 5.4983 | 0 | 0 | 0 | 0 | 433.1491 | 4628 | 168.3168 | 259.334 | 5.4983 | 0 | 0 | 0 | 0 | 433.1491 | 4628 | 168.3168 | 259.334 | 5.4983 | 0 | 0 | 0 | 0 | 433.1491 | 4628 | 171.1221 | 518.668 | 6.8729 | 0 | 0 | 0 | 0 | 0 | 0 | 696.663 | 4628 | 171.1221 | 518.668 | 6.8729 | 17 | 0 | 0 | 0 | 0 | 0 | 713.663 | 4628 | 171.1221 | 518.668 | 6.8729 | 0 | 0 | 0 | 0 | 0 | 0 | 696.663
4631 | 86.3097 | 84.2244 | 86.3097 | 37.6314 | 37.6303 | 37.6314 | 31.3666 | 31.3666 | 31.3666 | 4631 | 742.902 | 742.902 | 742.902 | 871.4812 | 871.4812 | 871.4812 | 985.7738 | 985.7738 | 985.7738 | 4629 | 263.3663 | 0 | 0 | 0 | 0 | 0 | 150 | 413.3663 |  | 4629 | 263.3663 | 0 | 0 | 0 | 0 | 0 | 150 | 413.3663 | 4629 | 263.3663 | 0 | 0 | 0 | 0 | 0 | 150 | 413.3663 | 4629 | 277.2277 | 307.7699 | 0 | 0 | 0 | 0 | 0 | 584.9977 | 4629 | 277.2277 | 307.7699 | 0 | 0 | 0 | 0 | 0 | 584.9977 | 4629 | 277.2277 | 307.7699 | 0 | 0 | 0 | 0 | 0 | 584.9977 | 4629 | 281.8482 | 615.5399 | 0 | 0 | 0 | 0 | 0 | 0 | 0 | 897.388 | 4629 | 281.8482 | 615.5399 | 0 | 17 | 0 | 0 | 0 | 0 | 0 | 914.388 | 4629 | 281.8482 | 615.5399 | 0 | 0 | 0 | 0 | 0 | 0 | 0 | 897.388
4632 | 86.0386 | 84.2244 | 86.0386 | 37.5725 | 37.5725 | 37.5725 | 31.501 | 31.501 | 31.501 | 4632 | 704.0357 | 704.0357 | 704.0357 | 825.888 | 825.888 | 825.888 | 934.2012 | 934.2012 | 934.2012 | 4630 | 310.396 | 0 | 0 | 0 | 0 | 0 | 150 | 460.396 |  | 4630 | 310.396 | 0 | 0 | 0 | 0 | 0 | 150 | 460.396 | 4630 | 310.396 | 0 | 0 | 0 | 0 | 0 | 150 | 460.396 | 4630 | 326.7327 | 325.9334 | 0 | 0 | 0 | 0 | 0 | 652.6661 | 4630 | 326.7327 | 325.9334 | 0 | 0 | 0 | 0 | 0 | 652.6661 | 4630 | 326.7327 | 325.9334 | 0 | 0 | 0 | 0 | 0 | 652.6661 | 4630 | 332.1782 | 651.8668 | 0 | 0 | 0 | 0 | 0 | 0 | 0 | 984.045 | 4630 | 332.1782 | 651.8668 | 0 | 17 | 0 | 0 | 0 | 0 | 0 | 1001.045 | 4630 | 332.1782 | 651.8668 | 0 | 0 | 0 | 0 | 0 | 0 | 0 | 984.045
4633 | 86.0011 | 84.2244 | 86.0011 | 37.5105 | 37.5105 | 37.5105 | 31.501 | 31.501 | 31.501 | 4633 | 691.8205 | 691.8205 | 691.8205 | 811.5587 | 811.5587 | 811.5587 | 917.9927 | 917.9927 | 917.9927 | 4631 | 366.8317 | 0 | 0 | 0 | 0 | 0 | 150 | 516.8317 |  | 4631 | 366.8317 | 0 | 0 | 0 | 0 | 0 | 150 | 516.8317 | 4631 | 366.8317 | 0 | 0 | 0 | 0 | 0 | 150 | 516.8317 | 4631 | 386.1386 | 327.9516 | 0 | 0 | 0 | 0 | 0 | 714.0902 | 4631 | 386.1386 | 327.9516 | 0 | 0 | 0 | 0 | 0 | 714.0902 | 4631 | 386.1386 | 327.9516 | 0 | 0 | 0 | 0 | 0 | 714.0902 | 4631 | 392.5743 | 655.9031 | 0 | 0 | 0 | 0 | 0 | 0 | 0 | 1048.4774 | 4631 | 392.5743 | 655.9031 | 0 | 17 | 0 | 0 | 0 | 0 | 0 | 1065.4774 | 4631 | 392.5743 | 655.9031 | 0 | 0 | 0 | 0 | 0 | 0 | 0 | 1048.4774
4634 | 86.3097 | 84.2244 | 86.3097 | 38.1425 | 38.1425 | 38.1425 | 32.3567 | 32.3567 | 32.3567 | 4634 | 669.6112 | 669.6112 | 669.6112 | 785.5055 | 785.5055 | 785.5055 | 888.5226 | 888.5226 | 888.5226 | 4632 | 385.6436 | 0 | 0 | 0 | 0 | 0 | 150 | 535.6436 |  | 4632 | 385.6436 | 0 | 0 | 0 | 0 | 0 | 150 | 535.6436 | 4632 | 385.6436 | 0 | 0 | 0 | 0 | 0 | 150 | 535.6436 | 4632 | 405.9406 | 320.888 | 0 | 0 | 0 | 0 | 0 | 726.8286 | 4632 | 405.9406 | 320.888 | 0 | 0 | 0 | 0 | 0 | 726.8286 | 4632 | 405.9406 | 320.888 | 0 | 0 | 0 | 0 | 0 | 726.8286 | 4632 | 412.7063 | 641.776 | 0 | 0 | 0 | 0 | 0 | 0 | 0 | 1054.4823 | 4632 | 412.7063 | 641.776 | 0 | 17 | 0 | 0 | 0 | 0 | 0 | 1071.4823 | 4632 | 412.7063 | 641.776 | 0 | 0 | 0 | 0 | 0 | 0 | 0 | 1054.4823
4635 | 86.3097 | 84.2244 | 86.3097 | 38.2588 | 38.2588 | 38.2588 | 32.4164 | 32.4164 | 32.4164 | 4635 | 685.1578 | 685.1578 | 685.1578 | 803.7427 | 803.7427 | 803.7427 | 909.1516 | 909.1516 | 909.1516 | 4633 | 357.4257 | 0 | 0 | 0 | 0 | 0 | 150 | 507.4257 |  | 4633 | 357.4257 | 0 | 0 | 0 | 0 | 0 | 150 | 507.4257 | 4633 | 357.4257 | 0 | 0 | 0 | 0 | 0 | 150 | 507.4257 | 4633 | 376.2376 | 317.8607 | 0 | 0 | 0 | 0 | 0 | 694.0984 | 4633 | 376.2376 | 317.8607 | 0 | 0 | 0 | 0 | 0 | 694.0984 | 4633 | 376.2376 | 317.8607 | 0 | 0 | 0 | 0 | 0 | 694.0984 | 4633 | 382.5083 | 635.7215 | 0 | 0 | 0 | 0 | 0 | 0 | 0 | 1018.2297 | 4633 | 382.5083 | 635.7215 | 0 | 17 | 0 | 0 | 0 | 0 | 0 | 1035.2297 | 4633 | 382.5083 | 635.7215 | 0 | 0 | 0 | 0 | 0 | 0 | 0 | 1018.2297
4636 | 86.3097 | 84.2244 | 86.3097 | 38.2588 | 38.2588 | 38.2588 | 32.514 | 32.514 | 32.514 | 4636 | 786.2102 | 786.2102 | 786.2102 | 922.285 | 922.285 | 922.285 | 1043.2404 | 1043.2404 | 1043.2404 | 4634 | 300.9901 | 0 | 5.0859 | 0 | 0 | 0 | 150 | 456.076 |  | 4634 | 300.9901 | 0 | 5.0859 | 0 | 0 | 0 | 150 | 456.076 | 4634 | 300.9901 | 0 | 5.0859 | 0 | 0 | 0 | 150 | 456.076 | 4634 | 316.8317 | 312.8153 | 5.4983 | 0 | 0 | 0 | 0 | 635.1453 | 4634 | 316.8317 | 312.8153 | 5.4983 | 0 | 0 | 0 | 0 | 635.1453 | 4634 | 316.8317 | 312.8153 | 5.4983 | 0 | 0 | 0 | 0 | 635.1453 | 4634 | 322.1122 | 625.6307 | 6.8729 | 0 | 0 | 0 | 0 | 0 | 0 | 954.6157 | 4634 | 322.1122 | 625.6307 | 6.8729 | 17 | 0 | 0 | 0 | 0 | 0 | 971.6157 | 4634 | 322.1122 | 625.6307 | 6.8729 | 0 | 0 | 0 | 0 | 0 | 0 | 954.6157
4637 | 86.3097 | 84.2244 | 86.3097 | 38.2588 | 38.2588 | 38.2588 | 32.514 | 32.514 | 32.514 | 4637 | 897.2568 | 897.2568 | 897.2568 | 1052.5513 | 1052.5513 | 1052.5513 | 1190.5908 | 1190.5908 | 1190.5908 | 4635 | 235.1485 | 0 | 40.6873 | 0 | 0 | 0 | 150 | 425.8358 |  | 4635 | 235.1485 | 0 | 40.6873 | 0 | 0 | 0 | 150 | 425.8358 | 4635 | 235.1485 | 0 | 40.6873 | 0 | 0 | 0 | 150 | 425.8358 | 4635 | 247.5248 | 289.6065 | 43.9863 | 0 | 0 | 0 | 0 | 581.1175 | 4635 | 247.5248 | 289.6065 | 43.9863 | 0 | 0 | 0 | 0 | 581.1175 | 4635 | 247.5248 | 289.6065 | 43.9863 | 0 | 0 | 0 | 0 | 581.1175 | 4635 | 251.6502 | 579.2129 | 54.9828 | 0 | 0 | 0 | 0 | 0 | 0 | 885.8459 | 4635 | 251.6502 | 579.2129 | 54.9828 | 17 | 0 | 0 | 0 | 0 | 0 | 902.8459 | 4635 | 251.6502 | 579.2129 | 54.9828 | 0 | 0 | 0 | 0 | 0 | 0 | 885.8459
4638 | 85.0951 | 84.2244 | 85.0951 | 38.1425 | 38.1425 | 38.1425 | 31.8905 | 31.8905 | 31.8905 | 4638 | 1006.0825 | 1006.0825 | 1006.0825 | 1180.2122 | 1180.2122 | 1180.2122 | 1334.9941 | 1334.9941 | 1334.9941 | 4636 | 235.1485 | 0 | 101.7182 | 0 | 0 | 0 | 150 | 486.8667 |  | 4636 | 235.1485 | 0 | 101.7182 | 0 | 0 | 0 | 150 | 486.8667 | 4636 | 235.1485 | 0 | 101.7182 | 0 | 0 | 0 | 150 | 486.8667 | 4636 | 247.5248 | 227.0434 | 109.9656 | 0 | 0 | 0 | 0 | 584.5338 | 4636 | 247.5248 | 227.0434 | 109.9656 | 0 | 0 | 0 | 0 | 584.5338 | 4636 | 247.5248 | 227.0434 | 109.9656 | 0 | 0 | 0 | 0 | 584.5338 | 4636 | 251.6502 | 454.0868 | 137.457 | 0 | 0 | 0 | 0 | 0 | 0 | 843.194 | 4636 | 251.6502 | 454.0868 | 137.457 | 17 | 0 | 0 | 0 | 0 | 0 | 860.194 | 4636 | 251.6502 | 454.0868 | 137.457 | 0 | 0 | 0 | 0 | 0 | 0 | 843.194
4639 | 78.5943 | 78.5943 | 78.5943 | 37.5725 | 37.5725 | 37.5725 | 29.4202 | 29.4202 | 29.4202 | 4639 | 1067.1582 | 1067.1582 | 1067.1582 | 1251.8586 | 1251.8586 | 1251.8586 | 1416.0368 | 1416.0368 | 1416.0368 | 4637 | 206.9307 | 0 | 233.9519 | 0 | 0 | 0 | 150 | 590.8826 |  | 4637 | 206.9307 | 0 | 233.9519 | 0 | 0 | 0 | 150 | 590.8826 | 4637 | 206.9307 | 0 | 233.9519 | 0 | 0 | 0 | 150 | 590.8826 | 4637 | 217.8218 | 162.4622 | 252.921 | 0 | 0 | 0 | 0 | 633.2049 | 4637 | 217.8218 | 162.4622 | 252.921 | 0 | 0 | 0 | 0 | 633.2049 | 4637 | 217.8218 | 162.4622 | 252.921 | 0 | 0 | 0 | 0 | 633.2049 | 4637 | 221.4521 | 324.9243 | 316.1512 | 0 | 0 | 0 | 0 | 0 | 0 | 862.5277 | 4637 | 221.4521 | 324.9243 | 316.1512 | 17 | 0 | 0 | 0 | 0 | 0 | 879.5277 | 4637 | 221.4521 | 324.9243 | 316.1512 | 0 | 0 | 0 | 0 | 0 | 0 | 862.5277
4640 | 45.4655 | 45.9359 | 45.9359 | 33.3814 | 33.3963 | 33.3941 | 25.4103 | 25.4103 | 25.4103 | 4640 | 1404.1224 | 1502.8732 | 1502.8732 | 1762.9858 | 1762.9858 | 1762.9858 | 1469.0829 | 1469.0829 | 1469.0829 | 4638 | 188.1188 | 0 | 417.0447 | 0 | 0 | 0 | 150 | 755.1635 |  | 4638 | 188.1188 | 0 | 417.0447 | 0 | 0 | 0 | 150 | 755.1635 | 4638 | 188.1188 | 0 | 417.0447 | 0 | 0 | 0 | 150 | 755.1635 | 4638 | 198.0198 | 131.1806 | 450.8591 | 0 | 0 | 0 | 0 | 780.0595 | 4638 | 198.0198 | 131.1806 | 450.8591 | 0 | 0 | 0 | 0 | 780.0595 | 4638 | 198.0198 | 131.1806 | 450.8591 | 0 | 0 | 0 | 0 | 780.0595 | 4638 | 201.3201 | 262.3613 | 563.5739 | 0 | 0 | 0 | 0 | 0 | 0 | 1027.2553 | 4638 | 201.3201 | 262.3613 | 563.5739 | 17 | 0 | 0 | 0 | 0 | 0 | 1044.2553 | 4638 | 201.3201 | 262.3613 | 563.5739 | 0 | 0 | 0 | 0 | 0 | 0 | 1027.2553
4641 | 34.6322 | 45.7575 | 45.7575 | 30.864 | 30.864 | 30.864 | 18.6145 | 18.6145 | 18.6145 | 4641 | 1505.0941 | 1505.0941 | 1505.0941 | 1765.5912 | 1765.5912 | 1765.5912 | 1997.1441 | 1997.1441 | 1997.1441 | 4639 | 216.3366 | 0 | 610.3093 | 0 | 0 | 0 | 150 | 976.6459 |  | 4639 | 216.3366 | 0 | 610.3093 | 0 | 0 | 0 | 150 | 976.6459 | 4639 | 216.3366 | 0 | 610.3093 | 0 | 0 | 0 | 150 | 976.6459 | 4639 | 227.7228 | 121.0898 | 659.7938 | 0 | 0 | 0 | 0 | 1008.6064 | 4639 | 227.7228 | 121.0898 | 659.7938 | 0 | 0 | 0 | 0 | 1008.6064 | 4639 | 227.7228 | 121.0898 | 659.7938 | 0 | 0 | 0 | 0 | 1008.6064 | 4639 | 231.5182 | 242.1796 | 824.7423 | 0 | 0 | 0 | 0 | 0 | 0 | 1298.44 | 4639 | 231.5182 | 242.1796 | 824.7423 | 17 | 0 | 0 | 0 | 0 | 0 | 1315.44 | 4639 | 231.5182 | 242.1796 | 824.7423 | 0 | 0 | 0 | 0 | 0 | 0 | 1298.44
4642 | 22.3899 | 22.8974 | 22.3899 | 22.3899 | 28.9283 | 29.4202 | 14.0926 | 14.9898 | 14.9898 | 4642 | 1482.8848 | 1482.8848 | 1482.8848 | 1739.5379 | 1739.5379 | 1739.5379 | 1967.674 | 1967.674 | 1967.674 | 4640 | 225.7426 | 0 | 691.6838 | 0 | 0 | 0 | 0 | 917.4264 |  | 4640 | 225.7426 | 0 | 691.6838 | 0 | 0 | 0 | 0 | 917.4264 | 4640 | 225.7426 | 0 | 691.6838 | 0 | 0 | 0 | 0 | 917.4264 | 4640 | 237.6238 | 106.9627 | 747.7663 | 0 | 0 | 0 | 0 | 1092.3527 | 4640 | 237.6238 | 106.9627 | 747.7663 | 0 | 0 | 0 | 0 | 1092.3527 | 4640 | 237.6238 | 106.9627 | 747.7663 | 0 | 0 | 0 | 0 | 1092.3527 | 4640 | 241.5842 | 213.9253 | 934.7079 | 0 | 0 | 0 | 0 | 0 | 0 | 1390.2174 | 4640 | 241.5842 | 213.9253 | 934.7079 | 17 | 0 | 0 | 0 | 0 | 0 | 1407.2174 | 4640 | 241.5842 | 213.9253 | 934.7079 | 0 | 0 | 0 | 0 | 0 | 0 | 1390.2174
4643 | 22.3899 | 22.8974 | 22.3899 | 22.3877 | 22.3877 | 22.3877 | 14.0926 | 13.6685 | 13.6685 | 4643 | 1493.9894 | 1493.9894 | 1493.9894 | 1752.5645 | 1752.5645 | 1752.5645 | 1982.4091 | 1982.4091 | 1982.4091 | 4641 | 291.5842 | 0 | 859.5189 | 0 | 0 | 0 | 0 | 1151.1031 |  | 4641 | 291.5842 | 0 | 859.5189 | 0 | 0 | 0 | 0 | 1151.1031 | 4641 | 291.5842 | 0 | 859.5189 | 0 | 0 | 0 | 0 | 1151.1031 | 4641 | 306.9307 | 95.8628 | 929.2096 | 0 | 0 | 0 | 0 | 1332.0031 | 4641 | 306.9307 | 95.8628 | 929.2096 | 0 | 0 | 0 | 0 | 1332.0031 | 4641 | 306.9307 | 95.8628 | 929.2096 | 0 | 0 | 0 | 0 | 1332.0031 | 4641 | 312.0462 | 191.7255 | 1161.512 | 0 | 0 | 0 | 0 | 0 | 0 | 1665.2838 | 4641 | 312.0462 | 191.7255 | 1161.512 | 17 | 0 | 0 | 0 | 0 | 0 | 1682.2838 | 4641 | 312.0462 | 191.7255 | 1161.512 | 0 | 0 | 0 | 0 | 0 | 0 | 1665.2838
4644 | 22.3899 | 22.8974 | 22.3899 | 22.3877 | 22.3877 | 20.9838 | 14.9898 | 14.9898 | 14.9898 | 4644 | 1480.6638 | 1480.6638 | 1480.6638 | 1736.9326 | 1736.9326 | 1736.9326 | 1964.727 | 1964.727 | 1964.727 | 4642 | 357.4257 | 0 | 1037.5258 | 0 | 0 | 0 | 0 | 1394.9515 |  | 4642 | 357.4257 | 0 | 1037.5258 | 0 | 0 | 0 | 0 | 1394.9515 | 4642 | 357.4257 | 0 | 1037.5258 | 0 | 0 | 0 | 0 | 1394.9515 | 4642 | 376.2376 | 97.8809 | 1121.6495 | 0 | 0 | 0 | 0 | 1595.768 | 4642 | 376.2376 | 97.8809 | 1121.6495 | 0 | 0 | 0 | 0 | 1595.768 | 4642 | 376.2376 | 97.8809 | 1121.6495 | 0 | 0 | 0 | 0 | 1595.768 | 4642 | 382.5083 | 195.7619 | 1402.0619 | 0 | 0 | 0 | 0 | 0 | 0 | 1980.332 | 4642 | 382.5083 | 195.7619 | 1402.0619 | 17 | 0 | 0 | 0 | 0 | 0 | 1997.332 | 4642 | 382.5083 | 195.7619 | 1402.0619 | 0 | 0 | 0 | 0 | 0 | 0 | 1980.332
4645 | 22.8974 | 28.5703 | 28.5703 | 22.3877 | 22.3877 | 22.3877 | 17.8837 | 17.8837 | 17.8837 | 4645 | 1511.7569 | 1511.7569 | 1511.7569 | 1773.4071 | 1773.4071 | 1773.4071 | 2005.9851 | 2005.9851 | 2005.9851 | 4643 | 348.0198 | 0 | 1118.9003 | 0 | 0 | 0 | 0 | 1466.9201 |  | 4643 | 348.0198 | 0 | 1118.9003 | 0 | 0 | 0 | 0 | 1466.9201 | 4643 | 348.0198 | 0 | 1118.9003 | 0 | 0 | 0 | 0 | 1466.9201 | 4643 | 366.3366 | 108.9808 | 1209.622 | 0 | 0 | 0 | 0 | 1684.9395 | 4643 | 366.3366 | 108.9808 | 1209.622 | 0 | 0 | 0 | 0 | 1684.9395 | 4643 | 366.3366 | 108.9808 | 1209.622 | 0 | 0 | 0 | 0 | 1684.9395 | 4643 | 372.4422 | 217.9617 | 1512.0275 | 0 | 0 | 0 | 0 | 0 | 0 | 2102.4314 | 4643 | 372.4422 | 217.9617 | 1512.0275 | 17 | 0 | 0 | 0 | 0 | 0 | 2119.4314 | 4643 | 372.4422 | 217.9617 | 1512.0275 | 0 | 0 | 0 | 0 | 0 | 0 | 2102.4314
4646 | 29.4202 | 36.1209 | 36.1445 | 29.4202 | 29.4202 | 29.4202 | 20.9838 | 20.9838 | 20.9838 | 4646 | 1505.0941 | 1505.0941 | 1505.0941 | 1765.5912 | 1765.5912 | 1765.5912 | 1997.1441 | 1997.1441 | 1997.1441 | 4644 | 348.0198 | 0 | 1078.2131 | 0 | 0 | 0 | 0 | 1426.2329 |  | 4644 | 348.0198 | 0 | 1078.2131 | 0 | 0 | 0 | 0 | 1426.2329 | 4644 | 348.0198 | 0 | 1078.2131 | 0 | 0 | 0 | 0 | 1426.2329 | 4644 | 366.3366 | 123.108 | 1165.6357 | 0 | 0 | 0 | 0 | 1655.0803 | 4644 | 366.3366 | 123.108 | 1165.6357 | 0 | 0 | 0 | 0 | 1655.0803 | 4644 | 366.3366 | 123.108 | 1165.6357 | 0 | 0 | 0 | 0 | 1655.0803 | 4644 | 372.4422 | 246.2159 | 1457.0447 | 0 | 0 | 0 | 0 | 0 | 0 | 2075.7029 | 4644 | 372.4422 | 246.2159 | 1457.0447 | 17 | 0 | 0 | 0 | 0 | 0 | 2092.7029 | 4644 | 372.4422 | 246.2159 | 1457.0447 | 0 | 0 | 0 | 0 | 0 | 0 | 2075.7029
4647 | 64.8471 | 64.8471 | 64.8471 | 33.7605 | 33.7605 | 33.7605 | 23.4961 | 23.4961 | 23.4961 | 4647 | 1098.2512 | 1098.2512 | 1098.2512 | 1288.3332 | 1288.3332 | 1288.3332 | 1576.2823 | 1457.2949 | 1982.4091 | 4645 | 319.802 | 0 | 895.1203 | 0 | 0 | 0 | 0 | 1214.9223 |  | 4645 | 319.802 | 0 | 895.1203 | 0 | 0 | 0 | 0 | 1214.9223 | 4645 | 319.802 | 0 | 895.1203 | 0 | 0 | 0 | 0 | 1214.9223 | 4645 | 336.6337 | 137.2351 | 967.6976 | 0 | 0 | 0 | 0 | 1441.5664 | 4645 | 336.6337 | 137.2351 | 967.6976 | 0 | 0 | 0 | 0 | 1441.5664 | 4645 | 336.6337 | 137.2351 | 967.6976 | 0 | 0 | 0 | 0 | 1441.5664 | 4645 | 342.2442 | 274.4702 | 1209.622 | 0 | 0 | 0 | 0 | 0 | 0 | 1826.3364 | 4645 | 342.2442 | 274.4702 | 1209.622 | 17 | 0 | 0 | 0 | 0 | 0 | 1843.3364 | 4645 | 342.2442 | 274.4702 | 1209.622 | 0 | 0 | 0 | 0 | 0 | 0 | 1826.3364
4648 | 80.0874 | 80.0874 | 80.0874 | 33.7605 | 33.7605 | 33.7605 | 27.0068 | 27.0303 | 27.0619 | 4648 | 1078.2628 | 1078.2628 | 1078.2628 | 1264.8853 | 1264.8853 | 1264.8853 | 1430.7719 | 1430.7719 | 1430.7719 | 4646 | 310.396 | 0 | 712.0275 | 0 | 0 | 0 | 0 | 1022.4235 |  | 4646 | 310.396 | 0 | 712.0275 | 0 | 0 | 0 | 0 | 1022.4235 | 4646 | 310.396 | 0 | 712.0275 | 0 | 0 | 0 | 0 | 1022.4235 | 4646 | 326.7327 | 146.3169 | 769.7595 | 0 | 0 | 0 | 0 | 1242.809 | 4646 | 326.7327 | 146.3169 | 769.7595 | 0 | 0 | 0 | 0 | 1242.809 | 4646 | 326.7327 | 146.3169 | 769.7595 | 0 | 0 | 0 | 0 | 1242.809 | 4646 | 332.1782 | 292.6337 | 962.1993 | 0 | 0 | 0 | 0 | 0 | 0 | 1587.0112 | 4646 | 332.1782 | 292.6337 | 962.1993 | 17 | 0 | 0 | 0 | 0 | 0 | 1604.0112 | 4646 | 332.1782 | 292.6337 | 962.1993 | 0 | 0 | 0 | 0 | 0 | 0 | 1587.0112
4649 | 84.9327 | 84.2244 | 84.9327 | 44.4683 | 44.4683 | 44.4683 | 32.7647 | 32.7647 | 32.7647 | 4649 | 1047.1698 | 1047.1698 | 1047.1698 | 1228.4107 | 1228.4107 | 1228.4107 | 1389.5138 | 1389.5138 | 1389.5138 | 4647 | 329.2079 | 0 | 528.9347 | 0 | 0 | 0 | 0 | 858.1426 |  | 4647 | 329.2079 | 0 | 528.9347 | 0 | 0 | 0 | 0 | 858.1426 | 4647 | 329.2079 | 0 | 528.9347 | 0 | 0 | 0 | 0 | 858.1426 | 4647 | 346.5347 | 149.3441 | 571.8213 | 0 | 0 | 0 | 0 | 1067.7001 | 4647 | 346.5347 | 149.3441 | 571.8213 | 0 | 0 | 0 | 0 | 1067.7001 | 4647 | 346.5347 | 149.3441 | 571.8213 | 0 | 0 | 0 | 0 | 1067.7001 | 4647 | 352.3102 | 298.6882 | 714.7766 | 0 | 0 | 0 | 0 | 0 | 0 | 1365.7751 | 4647 | 352.3102 | 298.6882 | 714.7766 | 17 | 0 | 0 | 0 | 0 | 0 | 1382.7751 | 4647 | 352.3102 | 298.6882 | 714.7766 | 0 | 0 | 0 | 0 | 0 | 0 | 1365.7751
4650 | 85.0878 | 84.2244 | 86.3097 | 73.3628 | 71.2975 | 73.1721 | 41.0264 | 40.3509 | 40.3509 | 4650 | 1029.4023 | 1029.4023 | 1029.4023 | 1207.5681 | 1207.5681 | 1207.5681 | 1365.9377 | 1365.9377 | 1365.9377 | 4648 | 319.802 | 0 | 361.0997 | 0 | 0 | 0 | 150 | 830.9016 |  | 4648 | 319.802 | 0 | 361.0997 | 0 | 0 | 0 | 150 | 830.9016 | 4648 | 319.802 | 0 | 361.0997 | 0 | 0 | 0 | 150 | 830.9016 | 4648 | 336.6337 | 149.3441 | 390.378 | 0 | 0 | 0 | 0 | 876.3558 | 4648 | 336.6337 | 149.3441 | 390.378 | 0 | 0 | 0 | 0 | 876.3558 | 4648 | 336.6337 | 149.3441 | 390.378 | 0 | 0 | 0 | 0 | 876.3558 | 4648 | 342.2442 | 298.6882 | 487.9725 | 0 | 0 | 0 | 0 | 0 | 0 | 1128.9049 | 4648 | 342.2442 | 298.6882 | 487.9725 | 17 | 0 | 0 | 0 | 0 | 0 | 1145.9049 | 4648 | 342.2442 | 298.6882 | 487.9725 | 0 | 0 | 0 | 0 | 0 | 0 | 1128.9049
4651 | 85.0878 | 84.2244 | 86.3097 | 73.3628 | 71.2975 | 73.1721 | 41.0264 | 40.3509 | 40.3509 | 4651 | 968.3267 | 968.3267 | 968.3267 | 1135.9217 | 1135.9217 | 1135.9217 | 1284.895 | 1284.895 | 1284.895 | 4649 | 272.7723 | 0 | 213.6082 | 0 | 0 | 0 | 150 | 636.3805 |  | 4649 | 272.7723 | 0 | 213.6082 | 0 | 0 | 0 | 150 | 636.3805 | 4649 | 272.7723 | 0 | 213.6082 | 0 | 0 | 0 | 150 | 636.3805 | 4649 | 287.1287 | 150.3532 | 230.9278 | 0 | 0 | 0 | 0 | 668.4097 | 4649 | 287.1287 | 150.3532 | 230.9278 | 0 | 0 | 0 | 0 | 668.4097 | 4649 | 287.1287 | 150.3532 | 230.9278 | 0 | 0 | 0 | 0 | 668.4097 | 4649 | 291.9142 | 300.7064 | 288.6598 | 0 | 0 | 0 | 0 | 0 | 0 | 881.2803 | 4649 | 291.9142 | 300.7064 | 288.6598 | 17 | 0 | 0 | 0 | 0 | 0 | 898.2803 | 4649 | 291.9142 | 300.7064 | 288.6598 | 0 | 0 | 0 | 0 | 0 | 0 | 881.2803
4652 | 85.0878 | 84.2244 | 86.3097 | 73.3628 | 71.2975 | 73.1721 | 41.0264 | 40.3509 | 40.3509 | 4652 | 921.6871 | 921.6871 | 921.6871 | 1081.2099 | 1081.2099 | 1081.2099 | 1223.0079 | 1223.0079 | 1223.0079 | 4650 | 159.901 | 0 | 101.7182 | 0 | 0 | 0 | 150 | 411.6192 |  | 4650 | 159.901 | 0 | 101.7182 | 0 | 0 | 0 | 150 | 411.6192 | 4650 | 159.901 | 0 | 101.7182 | 0 | 0 | 0 | 150 | 411.6192 | 4650 | 168.3168 | 165.4894 | 109.9656 | 0 | 0 | 0 | 0 | 443.7719 | 4650 | 168.3168 | 165.4894 | 109.9656 | 0 | 0 | 0 | 0 | 443.7719 | 4650 | 168.3168 | 165.4894 | 109.9656 | 0 | 0 | 0 | 0 | 443.7719 | 4650 | 171.1221 | 330.9788 | 137.457 | 0 | 0 | 0 | 0 | 0 | 0 | 639.558 | 4650 | 171.1221 | 330.9788 | 137.457 | 17 | 0 | 0 | 0 | 0 | 0 | 656.558 | 4650 | 171.1221 | 330.9788 | 137.457 | 0 | 0 | 0 | 0 | 0 | 0 | 639.558
4653 | 85.0878 | 84.2244 | 86.3097 | 73.3628 | 71.2975 | 73.1721 | 41.0264 | 40.3509 | 40.3509 | 4653 | 875.0475 | 875.0475 | 875.0475 | 1026.498 | 1026.498 | 1026.498 | 1161.1207 | 1161.1207 | 1161.1207 | 4651 | 197.5248 | 0 | 35.6014 | 0 | 0 | 0 | 150 | 383.1261 |  | 4651 | 197.5248 | 0 | 35.6014 | 0 | 0 | 0 | 150 | 383.1261 | 4651 | 197.5248 | 0 | 35.6014 | 0 | 0 | 0 | 150 | 383.1261 | 4651 | 207.9208 | 201.8163 | 38.488 | 0 | 0 | 0 | 0 | 448.2251 | 4651 | 207.9208 | 201.8163 | 38.488 | 0 | 0 | 0 | 0 | 448.2251 | 4651 | 207.9208 | 201.8163 | 38.488 | 0 | 0 | 0 | 0 | 448.2251 | 4651 | 211.3861 | 403.6327 | 48.11 | 0 | 0 | 0 | 0 | 0 | 0 | 663.1288 | 4651 | 211.3861 | 403.6327 | 48.11 | 17 | 0 | 0 | 0 | 0 | 0 | 680.1288 | 4651 | 211.3861 | 403.6327 | 48.11 | 0 | 0 | 0 | 0 | 0 | 0 | 663.1288
4654 | 84.9697 | 84.2244 | 84.9697 | 73.3628 | 67.9604 | 67.9604 | 33.2534 | 33.2534 | 33.2534 | 4654 | 819.5242 | 819.5242 | 819.5242 | 961.3649 | 961.3649 | 961.3649 | 1087.4455 | 1087.4455 | 1087.4455 | 4652 | 272.7723 | 0 | 5.0859 | 0 | 0 | 0 | 150 | 427.8582 |  | 4652 | 272.7723 | 0 | 5.0859 | 0 | 0 | 0 | 150 | 427.8582 | 4652 | 272.7723 | 0 | 5.0859 | 0 | 0 | 0 | 150 | 427.8582 | 4652 | 287.1287 | 227.0434 | 5.4983 | 0 | 0 | 0 | 0 | 519.6704 | 4652 | 287.1287 | 227.0434 | 5.4983 | 0 | 0 | 0 | 0 | 519.6704 | 4652 | 287.1287 | 227.0434 | 5.4983 | 0 | 0 | 0 | 0 | 519.6704 | 4652 | 291.9142 | 454.0868 | 6.8729 | 0 | 0 | 0 | 0 | 0 | 0 | 752.8738 | 4652 | 291.9142 | 454.0868 | 6.8729 | 17 | 0 | 0 | 0 | 0 | 0 | 769.8738 | 4652 | 291.9142 | 454.0868 | 6.8729 | 0 | 0 | 0 | 0 | 0 | 0 | 752.8738
4655 | 84.2244 | 84.2244 | 84.2244 | 73.3628 | 62.1764 | 62.1764 | 31.7802 | 31.7802 | 31.7802 | 4655 | 768.4427 | 768.4427 | 768.4427 | 901.4424 | 901.4424 | 901.4424 | 1019.6644 | 1019.6644 | 1019.6644 | 4653 | 300.9901 | 0 | 0 | 0 | 0 | 0 | 150 | 450.9901 |  | 4653 | 300.9901 | 0 | 0 | 0 | 0 | 0 | 150 | 450.9901 | 4653 | 300.9901 | 0 | 0 | 0 | 0 | 0 | 150 | 450.9901 | 4653 | 316.8317 | 227.0434 | 0 | 0 | 0 | 0 | 0 | 543.8751 | 4653 | 316.8317 | 227.0434 | 0 | 0 | 0 | 0 | 0 | 543.8751 | 4653 | 316.8317 | 227.0434 | 0 | 0 | 0 | 0 | 0 | 543.8751 | 4653 | 322.1122 | 454.0868 | 0 | 0 | 0 | 0 | 0 | 0 | 0 | 776.199 | 4653 | 322.1122 | 454.0868 | 0 | 17 | 0 | 0 | 0 | 0 | 0 | 793.199 | 4653 | 322.1122 | 454.0868 | 0 | 0 | 0 | 0 | 0 | 0 | 0 | 776.199
4656 | 83.6259 | 83.6259 | 83.6259 | 45.9505 | 39.015 | 39.015 | 31.2634 | 31.2634 | 31.2634 | 4656 | 749.5648 | 749.5648 | 749.5648 | 879.2972 | 879.2972 | 879.2972 | 994.6148 | 994.6148 | 994.6148 | 4654 | 253.9604 | 0 | 0 | 0 | 0 | 0 | 150 | 403.9604 |  | 4654 | 253.9604 | 0 | 0 | 0 | 0 | 0 | 150 | 403.9604 | 4654 | 253.9604 | 0 | 0 | 0 | 0 | 0 | 150 | 403.9604 | 4654 | 267.3267 | 205.8527 | 0 | 0 | 0 | 0 | 0 | 473.1794 | 4654 | 267.3267 | 205.8527 | 0 | 0 | 0 | 0 | 0 | 473.1794 | 4654 | 267.3267 | 205.8527 | 0 | 0 | 0 | 0 | 0 | 473.1794 | 4654 | 271.7822 | 411.7053 | 0 | 0 | 0 | 0 | 0 | 0 | 0 | 683.4875 | 4654 | 271.7822 | 411.7053 | 0 | 17 | 0 | 0 | 0 | 0 | 0 | 700.4875 | 4654 | 271.7822 | 411.7053 | 0 | 0 | 0 | 0 | 0 | 0 | 0 | 683.4875
4657 | 83.6259 | 83.6259 | 83.6259 | 73.3628 | 62.1764 | 62.1764 | 31.6965 | 31.6965 | 31.6965 | 4657 | 734.0183 | 734.0183 | 734.0183 | 861.0599 | 861.0599 | 861.0599 | 973.9858 | 973.9858 | 973.9858 | 4655 | 216.3366 | 0 | 0 | 0 | 0 | 0 | 150 | 366.3366 |  | 4655 | 216.3366 | 0 | 0 | 0 | 0 | 0 | 150 | 366.3366 | 4655 | 216.3366 | 0 | 0 | 0 | 0 | 0 | 150 | 366.3366 | 4655 | 227.7228 | 176.5893 | 0 | 0 | 0 | 0 | 0 | 404.3121 | 4655 | 227.7228 | 176.5893 | 0 | 0 | 0 | 0 | 0 | 404.3121 | 4655 | 227.7228 | 176.5893 | 0 | 0 | 0 | 0 | 0 | 404.3121 | 4655 | 231.5182 | 353.1786 | 0 | 0 | 0 | 0 | 0 | 0 | 0 | 584.6968 | 4655 | 231.5182 | 353.1786 | 0 | 17 | 0 | 0 | 0 | 0 | 0 | 601.6968 | 4655 | 231.5182 | 353.1786 | 0 | 0 | 0 | 0 | 0 | 0 | 0 | 584.6968
4658 | 83.6259 | 83.6259 | 83.6259 | 73.3628 | 62.1764 | 62.1764 | 31.7802 | 31.7802 | 31.7802 | 4658 | 705.1461 | 705.1461 | 705.1461 | 827.1907 | 827.1907 | 827.1907 | 935.6747 | 935.6747 | 935.6747 | 4656 | 141.0891 | 0 | 0 | 0 | 0 | 0 | 150 | 291.0891 |  | 4656 | 141.0891 | 0 | 0 | 0 | 0 | 0 | 150 | 291.0891 | 4656 | 141.0891 | 0 | 0 | 0 | 0 | 0 | 150 | 291.0891 | 4656 | 148.5149 | 142.2805 | 0 | 0 | 0 | 0 | 0 | 290.7954 | 4656 | 148.5149 | 142.2805 | 0 | 0 | 0 | 0 | 0 | 290.7954 | 4656 | 148.5149 | 142.2805 | 0 | 0 | 0 | 0 | 0 | 290.7954 | 4656 | 150.9901 | 284.561 | 0 | 0 | 0 | 0 | 0 | 0 | 0 | 435.5511 | 4656 | 150.9901 | 284.561 | 0 | 17 | 0 | 0 | 0 | 0 | 0 | 452.5511 | 4656 | 150.9901 | 284.561 | 0 | 0 | 0 | 0 | 0 | 0 | 0 | 435.5511
4659 | 82.5741 | 82.5741 | 82.5741 | 45.9505 | 39.015 | 39.015 | 31.3666 | 31.3666 | 31.3666 | 4659 | 718.4717 | 718.4717 | 718.4717 | 842.8226 | 842.8226 | 842.8226 | 953.3567 | 953.3567 | 953.3567 | 4657 | 94.0594 | 0 | 0 | 0 | 0 | 0 | 150 | 244.0594 |  | 4657 | 94.0594 | 0 | 0 | 0 | 0 | 0 | 150 | 244.0594 | 4657 | 94.0594 | 0 | 0 | 0 | 0 | 0 | 150 | 244.0594 | 4657 | 99.0099 | 114.0262 | 0 | 0 | 0 | 0 | 0 | 213.0361 | 4657 | 99.0099 | 114.0262 | 0 | 0 | 0 | 0 | 0 | 213.0361 | 4657 | 99.0099 | 114.0262 | 0 | 0 | 0 | 0 | 0 | 213.0361 | 4657 | 100.6601 | 228.0525 | 0 | 0 | 0 | 0 | 0 | 0 | 0 | 328.7125 | 4657 | 100.6601 | 228.0525 | 0 | 17 | 0 | 0 | 0 | 0 | 0 | 345.7125 | 4657 | 100.6601 | 228.0525 | 0 | 0 | 0 | 0 | 0 | 0 | 0 | 328.7125
4660 | 83.6259 | 83.6259 | 83.6259 | 73.3628 | 62.1764 | 62.1764 | 32.4164 | 32.4164 | 32.4164 | 4660 | 831.7393 | 831.7393 | 831.7393 | 975.6942 | 975.6942 | 975.6942 | 1103.6541 | 1103.6541 | 1103.6541 | 4658 | 150.495 | 0 | 5.0859 | 0 | 0 | 0 | 150 | 305.581 |  | 4658 | 150.495 | 0 | 5.0859 | 0 | 0 | 0 | 150 | 305.581 | 4658 | 150.495 | 0 | 5.0859 | 0 | 0 | 0 | 150 | 305.581 | 4658 | 158.4158 | 93.8446 | 5.4983 | 0 | 0 | 0 | 0 | 257.7587 | 4658 | 158.4158 | 93.8446 | 5.4983 | 0 | 0 | 0 | 0 | 257.7587 | 4658 | 158.4158 | 93.8446 | 5.4983 | 0 | 0 | 0 | 0 | 257.7587 | 4658 | 161.0561 | 187.6892 | 6.8729 | 0 | 0 | 0 | 0 | 0 | 0 | 355.6182 | 4658 | 161.0561 | 187.6892 | 6.8729 | 17 | 0 | 0 | 0 | 0 | 0 | 372.6182 | 4658 | 161.0561 | 187.6892 | 6.8729 | 0 | 0 | 0 | 0 | 0 | 0 | 355.6182
4661 | 85.0878 | 84.2244 | 85.6286 | 73.3628 | 62.1764 | 62.1764 | 33.0315 | 33.0315 | 33.0315 | 4661 | 948.3383 | 948.3383 | 948.3383 | 1112.4738 | 1112.4738 | 1112.4738 | 1258.3719 | 1258.3719 | 1258.3719 | 4659 | 235.1485 | 0 | 35.6014 | 0 | 0 | 0 | 150 | 420.7499 |  | 4659 | 235.1485 | 0 | 35.6014 | 0 | 0 | 0 | 150 | 420.7499 | 4659 | 235.1485 | 0 | 35.6014 | 0 | 0 | 0 | 150 | 420.7499 | 4659 | 247.5248 | 86.781 | 38.488 | 0 | 0 | 0 | 0 | 372.7938 | 4659 | 247.5248 | 86.781 | 38.488 | 0 | 0 | 0 | 0 | 372.7938 | 4659 | 247.5248 | 86.781 | 38.488 | 0 | 0 | 0 | 0 | 372.7938 | 4659 | 251.6502 | 173.5621 | 48.11 | 0 | 0 | 0 | 0 | 0 | 0 | 473.3222 | 4659 | 251.6502 | 173.5621 | 48.11 | 17 | 0 | 0 | 0 | 0 | 0 | 490.3222 | 4659 | 251.6502 | 173.5621 | 48.11 | 0 | 0 | 0 | 0 | 0 | 0 | 473.3222
4662 | 82.7165 | 82.7165 | 82.7165 | 37.7061 | 39.015 | 39.015 | 32.7007 | 32.7007 | 32.7007 | 4662 | 1038.2861 | 1038.2861 | 1038.2861 | 1217.9894 | 1217.9894 | 1217.9894 | 1377.7257 | 1377.7257 | 1377.7257 | 4660 | 169.3069 | 0 | 96.6323 | 0 | 0 | 0 | 150 | 415.9392 |  | 4660 | 169.3069 | 0 | 96.6323 | 0 | 0 | 0 | 150 | 415.9392 | 4660 | 169.3069 | 0 | 96.6323 | 0 | 0 | 0 | 150 | 415.9392 | 4660 | 178.2178 | 83.7538 | 104.4674 | 0 | 0 | 0 | 0 | 366.439 | 4660 | 178.2178 | 83.7538 | 104.4674 | 0 | 0 | 0 | 0 | 366.439 | 4660 | 178.2178 | 83.7538 | 104.4674 | 0 | 0 | 0 | 0 | 366.439 | 4660 | 181.1881 | 167.5076 | 130.5842 | 0 | 0 | 0 | 0 | 0 | 0 | 479.2799 | 4660 | 181.1881 | 167.5076 | 130.5842 | 17 | 0 | 0 | 0 | 0 | 0 | 496.2799 | 4660 | 181.1881 | 167.5076 | 130.5842 | 0 | 0 | 0 | 0 | 0 | 0 | 479.2799
4663 | 74.1528 | 74.1528 | 74.1528 | 34.5994 | 34.7089 | 34.7089 | 27.8436 | 27.8436 | 27.8436 | 4663 | 1087.1466 | 1087.1466 | 1087.1466 | 1275.3066 | 1275.3066 | 1275.3066 | 1442.5599 | 1442.5599 | 1442.5599 | 4661 | 75.2475 | 0 | 228.866 | 0 | 0 | 0 | 150 | 454.1135 |  | 4661 | 75.2475 | 0 | 228.866 | 0 | 0 | 0 | 150 | 454.1135 | 4661 | 75.2475 | 0 | 228.866 | 0 | 0 | 0 | 150 | 454.1135 | 4661 | 79.2079 | 81.7356 | 247.4227 | 0 | 0 | 0 | 0 | 408.3662 | 4661 | 79.2079 | 81.7356 | 247.4227 | 0 | 0 | 0 | 0 | 408.3662 | 4661 | 79.2079 | 81.7356 | 247.4227 | 0 | 0 | 0 | 0 | 408.3662 | 4661 | 80.5281 | 163.4712 | 309.2784 | 0 | 0 | 0 | 0 | 0 | 0 | 553.2776 | 4661 | 80.5281 | 163.4712 | 309.2784 | 17 | 0 | 0 | 0 | 0 | 0 | 570.2776 | 4661 | 80.5281 | 163.4712 | 309.2784 | 0 | 0 | 0 | 0 | 0 | 0 | 553.2776
4664 | 45.4655 | 57.6493 | 59.3384 | 33.7605 | 33.7605 | 33.7605 | 23.4961 | 23.4961 | 23.4961 | 4664 | 1100.4722 | 1100.4722 | 1100.4722 | 1290.9385 | 1290.9385 | 1290.9385 | 1953.6069 | 1985.3561 | 1985.3561 | 4662 | 141.0891 | 0 | 462.8179 | 0 | 0 | 0 | 150 | 753.907 |  | 4662 | 141.0891 | 0 | 462.8179 | 0 | 0 | 0 | 150 | 753.907 | 4662 | 141.0891 | 0 | 462.8179 | 0 | 0 | 0 | 150 | 753.907 | 4662 | 148.5149 | 83.7538 | 500.3436 | 0 | 0 | 0 | 0 | 732.6123 | 4662 | 148.5149 | 83.7538 | 500.3436 | 0 | 0 | 0 | 0 | 732.6123 | 4662 | 148.5149 | 83.7538 | 500.3436 | 0 | 0 | 0 | 0 | 732.6123 | 4662 | 150.9901 | 167.5076 | 625.4296 | 0 | 0 | 0 | 0 | 0 | 0 | 943.9272 | 4662 | 150.9901 | 167.5076 | 625.4296 | 17 | 0 | 0 | 0 | 0 | 0 | 960.9272 | 4662 | 150.9901 | 167.5076 | 625.4296 | 0 | 0 | 0 | 0 | 0 | 0 | 943.9272
4665 | 45.4655 | 54.7624 | 54.5851 | 33.7605 | 33.6671 | 33.606 | 20.9838 | 20.9838 | 20.9838 | 4665 | 1088.257 | 1209.2611 | 1088.257 | 1276.6092 | 1450.0753 | 1740.8406 | 1969.1475 | 1969.1475 | 1969.1475 | 4663 | 206.9307 | 0 | 742.543 | 0 | 0 | 0 | 121.6729 | 1071.1466 |  | 4663 | 206.9307 | 0 | 742.543 | 0 | 0 | 0 | 121.6729 | 1071.1466 | 4663 | 206.9307 | 0 | 742.543 | 0 | 0 | 0 | 121.6729 | 1071.1466 | 4663 | 217.8218 | 96.8718 | 802.7491 | 0 | 0 | 0 | 0 | 1117.4428 | 4663 | 217.8218 | 96.8718 | 802.7491 | 0 | 0 | 0 | 0 | 1117.4428 | 4663 | 217.8218 | 96.8718 | 802.7491 | 0 | 0 | 0 | 0 | 1117.4428 | 4663 | 221.4521 | 193.7437 | 1003.4364 | 0 | 0 | 0 | 0 | 0 | 0 | 1418.6323 | 4663 | 221.4521 | 193.7437 | 1003.4364 | 17 | 0 | 0 | 0 | 0 | 0 | 1435.6323 | 4663 | 221.4521 | 193.7437 | 1003.4364 | 0 | 0 | 0 | 0 | 0 | 0 | 1418.6323
4666 | 45.4655 | 54.7624 | 50.4524 | 33.7605 | 33.6671 | 33.606 | 18.6145 | 18.6145 | 18.6145 | 4666 | 1067.1582 | 1333.3893 | 1462.8964 | 1527.3279 | 1251.8586 | 1496.3025 | 1941.151 | 1941.151 | 1941.151 | 4664 | 272.7723 | 0 | 956.1512 | 0 | 0 | 0 | 0 | 1228.9235 |  | 4664 | 272.7723 | 0 | 956.1512 | 0 | 0 | 0 | 0 | 1228.9235 | 4664 | 272.7723 | 0 | 956.1512 | 0 | 0 | 0 | 0 | 1228.9235 | 4664 | 287.1287 | 101.9173 | 1033.677 | 0 | 0 | 0 | 0 | 1422.7229 | 4664 | 287.1287 | 101.9173 | 1033.677 | 0 | 0 | 0 | 0 | 1422.7229 | 4664 | 287.1287 | 101.9173 | 1033.677 | 0 | 0 | 0 | 0 | 1422.7229 | 4664 | 291.9142 | 203.8345 | 1292.0962 | 0 | 0 | 0 | 0 | 0 | 0 | 1787.8449 | 4664 | 291.9142 | 203.8345 | 1292.0962 | 17 | 0 | 0 | 0 | 0 | 0 | 1804.8449 | 4664 | 291.9142 | 203.8345 | 1292.0962 | 0 | 0 | 0 | 0 | 0 | 0 | 1787.8449
4667 | 45.4655 | 54.7624 | 50.4524 | 33.7605 | 33.6671 | 33.606 | 18.6145 | 18.0404 | 18.0404 | 4667 | 1090.478 | 1090.478 | 1335.1461 | 1279.2145 | 1743.4459 | 1279.2145 | 1972.0945 | 1972.0945 | 1972.0945 | 4665 | 310.396 | 0 | 1129.0722 | 0 | 0 | 0 | 0 | 1439.4682 |  | 4665 | 310.396 | 0 | 1129.0722 | 0 | 0 | 0 | 0 | 1439.4682 | 4665 | 310.396 | 0 | 1129.0722 | 0 | 0 | 0 | 0 | 1439.4682 | 4665 | 326.7327 | 92.8355 | 1220.6186 | 0 | 0 | 0 | 0 | 1640.1867 | 4665 | 326.7327 | 92.8355 | 1220.6186 | 0 | 0 | 0 | 0 | 1640.1867 | 4665 | 326.7327 | 92.8355 | 1220.6186 | 0 | 0 | 0 | 0 | 1640.1867 | 4665 | 332.1782 | 185.671 | 1525.7732 | 0 | 0 | 0 | 0 | 0 | 0 | 2043.6225 | 4665 | 332.1782 | 185.671 | 1525.7732 | 17 | 0 | 0 | 0 | 0 | 0 | 2060.6225 | 4665 | 332.1782 | 185.671 | 1525.7732 | 0 | 0 | 0 | 0 | 0 | 0 | 2043.6225
4668 | 45.4655 | 54.7624 | 50.4524 | 33.7605 | 33.7605 | 33.7605 | 18.6145 | 18.0404 | 17.7619 | 4668 | 1068.2686 | 1068.2686 | 1138.3137 | 1253.1613 | 1253.1613 | 1253.1613 | 1942.6245 | 1942.6245 | 1942.6245 | 4666 | 329.2079 | 0 | 1179.9313 | 0 | 0 | 0 | 0 | 1509.1392 |  | 4666 | 329.2079 | 0 | 1179.9313 | 0 | 0 | 0 | 0 | 1509.1392 | 4666 | 329.2079 | 0 | 1179.9313 | 0 | 0 | 0 | 0 | 1509.1392 | 4666 | 346.5347 | 69.6266 | 1275.6014 | 0 | 0 | 0 | 0 | 1691.7627 | 4666 | 346.5347 | 69.6266 | 1275.6014 | 0 | 0 | 0 | 0 | 1691.7627 | 4666 | 346.5347 | 69.6266 | 1275.6014 | 0 | 0 | 0 | 0 | 1691.7627 | 4666 | 352.3102 | 139.2533 | 1594.5017 | 0 | 0 | 0 | 0 | 0 | 0 | 2086.0652 | 4666 | 352.3102 | 139.2533 | 1594.5017 | 17 | 0 | 0 | 0 | 0 | 0 | 2103.0652 | 4666 | 352.3102 | 139.2533 | 1594.5017 | 0 | 0 | 0 | 0 | 0 | 0 | 2086.0652
4669 | 45.4655 | 57.6493 | 59.3384 | 33.7605 | 33.7605 | 33.7605 | 20.9838 | 20.9838 | 20.9838 | 4669 | 1198.8207 | 1083.8152 | 1083.8152 | 1271.3986 | 1271.3986 | 1271.3986 | 1963.2535 | 1963.2535 | 1963.2535 | 4667 | 338.6139 | 0 | 1159.5876 | 0 | 0 | 0 | 0 | 1498.2015 |  | 4667 | 338.6139 | 0 | 1159.5876 | 0 | 0 | 0 | 0 | 1498.2015 | 4667 | 338.6139 | 0 | 1159.5876 | 0 | 0 | 0 | 0 | 1498.2015 | 4667 | 356.4356 | 43.3905 | 1253.6082 | 0 | 0 | 0 | 0 | 1653.4344 | 4667 | 356.4356 | 43.3905 | 1253.6082 | 0 | 0 | 0 | 0 | 1653.4344 | 4667 | 356.4356 | 43.3905 | 1253.6082 | 0 | 0 | 0 | 0 | 1653.4344 | 4667 | 362.3762 | 86.781 | 1567.0103 | 0 | 0 | 0 | 0 | 0 | 0 | 2016.1676 | 4667 | 362.3762 | 86.781 | 1567.0103 | 17 | 0 | 0 | 0 | 0 | 0 | 2033.1676 | 4667 | 362.3762 | 86.781 | 1567.0103 | 0 | 0 | 0 | 0 | 0 | 0 | 2016.1676
4670 | 45.4655 | 57.6493 | 59.3384 | 35.4334 | 39.015 | 39.015 | 23.4961 | 23.4961 | 23.4961 | 4670 | 1092.6989 | 1092.6989 | 1092.6989 | 1281.8199 | 1281.8199 | 1281.8199 | 1488.2489 | 1488.2489 | 1488.2489 | 4668 | 357.4257 | 0 | 1159.5876 | 0 | 0 | 0 | 0 | 1517.0134 |  | 4668 | 357.4257 | 0 | 1159.5876 | 0 | 0 | 0 | 0 | 1517.0134 | 4668 | 357.4257 | 0 | 1159.5876 | 0 | 0 | 0 | 0 | 1517.0134 | 4668 | 376.2376 | 23.2089 | 1253.6082 | 0 | 0 | 0 | 0 | 1653.0548 | 4668 | 376.2376 | 23.2089 | 1253.6082 | 0 | 0 | 0 | 0 | 1653.0548 | 4668 | 376.2376 | 23.2089 | 1253.6082 | 0 | 0 | 0 | 0 | 1653.0548 | 4668 | 382.5083 | 46.4178 | 1567.0103 | 0 | 0 | 0 | 0 | 0 | 0 | 1995.9363 | 4668 | 382.5083 | 46.4178 | 1567.0103 | 17 | 0 | 0 | 0 | 0 | 0 | 2012.9363 | 4668 | 382.5083 | 46.4178 | 1567.0103 | 0 | 0 | 0 | 0 | 0 | 0 | 1995.9363
4671 | 84.6815 | 84.6815 | 84.6815 | 89.2062 | 89.2062 | 89.2062 | 68.9456 | 68.9456 | 68.9456 | 4671 | 1087.1466 | 1087.1466 | 1087.1466 | 1275.3066 | 1275.3066 | 1275.3066 | 1442.5599 | 1442.5599 | 1442.5599 | 4669 | 348.0198 | 0 | 1057.8694 | 0 | 0 | 0 | 0 | 1405.8892 |  | 4669 | 348.0198 | 0 | 1057.8694 | 0 | 0 | 0 | 0 | 1405.8892 | 4669 | 348.0198 | 0 | 1057.8694 | 0 | 0 | 0 | 0 | 1405.8892 | 4669 | 366.3366 | 11.0999 | 1143.6426 | 0 | 0 | 0 | 0 | 1521.0791 | 4669 | 366.3366 | 11.0999 | 1143.6426 | 0 | 0 | 0 | 0 | 1521.0791 | 4669 | 366.3366 | 11.0999 | 1143.6426 | 0 | 0 | 0 | 0 | 1521.0791 | 4669 | 372.4422 | 22.1998 | 1429.5533 | 0 | 0 | 0 | 0 | 0 | 0 | 1824.1953 | 4669 | 372.4422 | 22.1998 | 1429.5533 | 17 | 0 | 0 | 0 | 0 | 0 | 1841.1953 | 4669 | 372.4422 | 22.1998 | 1429.5533 | 0 | 0 | 0 | 0 | 0 | 0 | 1824.1953
4672 | 90.7143 | 90.7143 | 90.7143 | 93.8365 | 93.8365 | 93.8365 | 91.4446 | 91.4446 | 91.4446 | 4672 | 1097.1408 | 1097.1408 | 1097.1408 | 1287.0305 | 1287.0305 | 1287.0305 | 1455.8214 | 1455.8214 | 1455.8214 | 4670 | 263.3663 | 0 | 844.2612 | 0 | 0 | 0 | 0 | 1107.6275 |  | 4670 | 263.3663 | 0 | 844.2612 | 0 | 0 | 0 | 0 | 1107.6275 | 4670 | 263.3663 | 0 | 844.2612 | 0 | 0 | 0 | 0 | 1107.6275 | 4670 | 277.2277 | 5.0454 | 912.7148 | 0 | 0 | 0 | 0 | 1194.9879 | 4670 | 277.2277 | 5.0454 | 912.7148 | 0 | 0 | 0 | 0 | 1194.9879 | 4670 | 277.2277 | 5.0454 | 912.7148 | 0 | 0 | 0 | 0 | 1194.9879 | 4670 | 281.8482 | 10.0908 | 1140.8935 | 0 | 0 | 0 | 0 | 0 | 0 | 1432.8325 | 4670 | 281.8482 | 10.0908 | 1140.8935 | 17 | 0 | 0 | 0 | 0 | 0 | 1449.8325 | 4670 | 281.8482 | 10.0908 | 1140.8935 | 0 | 0 | 0 | 0 | 0 | 0 | 1432.8325
4673 | 96.3165 | 92.0772 | 94.8028 | 99.2821 | 95.2617 | 98.7225 | 94.6942 | 94.6016 | 94.6016 | 4673 | 1069.3791 | 1069.3791 | 1069.3791 | 1254.464 | 1254.464 | 1254.464 | 1418.9838 | 1418.9838 | 1418.9838 | 4671 | 206.9307 | 0 | 584.8797 | 0 | 0 | 0 | 150 | 941.8104 |  | 4671 | 206.9307 | 0 | 584.8797 | 0 | 0 | 0 | 150 | 941.8104 | 4671 | 206.9307 | 0 | 584.8797 | 0 | 0 | 0 | 150 | 941.8104 | 4671 | 217.8218 | 6.0545 | 632.3024 | 0 | 0 | 0 | 0 | 856.1787 | 4671 | 217.8218 | 6.0545 | 632.3024 | 0 | 0 | 0 | 0 | 856.1787 | 4671 | 217.8218 | 6.0545 | 632.3024 | 0 | 0 | 0 | 0 | 856.1787 | 4671 | 221.4521 | 12.109 | 790.378 | 0 | 0 | 0 | 0 | 0 | 0 | 1023.9391 | 4671 | 221.4521 | 12.109 | 790.378 | 42 | 0 | 0 | 0 | 0 | 0 | 1065.9391 | 4671 | 221.4521 | 12.109 | 790.378 | 0 | 0 | 0 | 0 | 0 | 0 | 1023.9391
4674 | 96.3165 | 92.0772 | 94.8028 | 99.2821 | 95.2617 | 98.7225 | 98.0326 | 96.9109 | 97.2667 | 4674 | 1037.1756 | 1037.1756 | 1037.1756 | 1216.6868 | 1216.6868 | 1216.6868 | 1376.2522 | 1376.2522 | 1376.2522 | 4672 | 150.495 | 0 | 340.756 | 143.3453 | 0 | 0 | 150 | 784.5964 |  | 4672 | 150.495 | 0 | 340.756 | 143.3453 | 0 | 0 | 150 | 784.5964 | 4672 | 150.495 | 0 | 340.756 | 143.3453 | 0 | 0 | 150 | 784.5964 | 4672 | 158.4158 | 11.0999 | 368.3849 | 150 | 0 | 0 | 0 | 687.9006 | 4672 | 158.4158 | 11.0999 | 368.3849 | 150 | 0 | 0 | 0 | 687.9006 | 4672 | 158.4158 | 11.0999 | 368.3849 | 150 | 0 | 0 | 0 | 687.9006 | 4672 | 161.0561 | 22.1998 | 460.4811 | 150 | 0 | 0 | 0 | 0 | 0 | 793.737 | 4672 | 161.0561 | 22.1998 | 460.4811 | 66 | 0 | 0 | 0 | 0 | 0 | 709.737 | 4672 | 161.0561 | 22.1998 | 460.4811 | 150 | 0 | 0 | 0 | 0 | 0 | 793.737
4675 | 96.3165 | 92.0772 | 94.8028 | 99.2821 | 95.2617 | 98.7225 | 98.0326 | 96.9109 | 100.2242 | 4675 | 984.9837 | 984.9837 | 984.9837 | 1155.4616 | 1155.4616 | 1155.4616 | 1306.9976 | 1306.9976 | 1306.9976 | 4673 | 94.0594 | 0 | 167.8351 | 150 | 0 | 0 | 300 | 711.8945 |  | 4673 | 94.0594 | 0 | 167.8351 | 150 | 0 | 0 | 150 | 561.8945 | 4673 | 94.0594 | 0 | 167.8351 | 150 | 0 | 0 | 300 | 711.8945 | 4673 | 99.0099 | 18.1635 | 181.4433 | 150 | 0 | 0 | 0 | 448.6167 | 4673 | 99.0099 | 18.1635 | 181.4433 | 150 | 0 | 0 | 0 | 448.6167 | 4673 | 99.0099 | 18.1635 | 181.4433 | 150 | 0 | 0 | 0 | 448.6167 | 4673 | 100.6601 | 36.3269 | 226.8041 | 150 | 0 | 0 | 0 | 0 | 0 | 513.7911 | 4673 | 100.6601 | 36.3269 | 226.8041 | 66 | 0 | 0 | 0 | 0 | 0 | 429.7911 | 4673 | 100.6601 | 36.3269 | 226.8041 | 150 | 0 | 0 | 0 | 0 | 0 | 513.7911
4676 | 96.3165 | 92.0772 | 94.8028 | 99.2821 | 95.2617 | 98.7225 | 98.0326 | 96.9109 | 100.2242 | 4676 | 941.6755 | 941.6755 | 941.6755 | 1104.6578 | 1104.6578 | 1104.6578 | 1249.5309 | 1249.5309 | 1249.5309 | 4674 | 56.4356 | 0 | 81.3746 | 150 | 0 | 0 | 300 | 587.8102 |  | 4674 | 56.4356 | 0 | 81.3746 | 150 | 0 | 0 | 150 | 437.8102 | 4674 | 56.4356 | 0 | 81.3746 | 150 | 0 | 0 | 233.3654 | 521.1756 | 4674 | 59.4059 | 26.2361 | 87.9725 | 150 | 0 | 0 | 0 | 323.6146 | 4674 | 59.4059 | 26.2361 | 87.9725 | 150 | 0 | 0 | 0 | 323.6146 | 4674 | 59.4059 | 26.2361 | 87.9725 | 150 | 0 | 0 | 0 | 323.6146 | 4674 | 60.396 | 52.4723 | 109.9656 | 150 | 0 | 0 | 0 | 0 | 0 | 372.8339 | 4674 | 60.396 | 52.4723 | 109.9656 | 66 | 0 | 0 | 0 | 0 | 0 | 288.8339 | 4674 | 60.396 | 52.4723 | 109.9656 | 150 | 0 | 0 | 0 | 0 | 0 | 372.8339
4677 | 96.3165 | 92.0772 | 94.8028 | 99.2821 | 95.2617 | 98.7225 | 96.8601 | 96.0546 | 96.0546 | 4677 | 897.2568 | 897.2568 | 897.2568 | 1052.5513 | 1052.5513 | 1052.5513 | 1190.5908 | 1190.5908 | 1190.5908 | 4675 | 56.4356 | 0 | 35.6014 | 150 | 0 | 0 | 300 | 542.037 |  | 4675 | 56.4356 | 0 | 35.6014 | 150 | 0 | 0 | 150 | 392.037 | 4675 | 56.4356 | 0 | 35.6014 | 150 | 0 | 0 | 300 | 542.037 | 4675 | 59.4059 | 36.3269 | 38.488 | 150 | 0 | 0 | 0 | 284.2209 | 4675 | 59.4059 | 36.3269 | 38.488 | 150 | 0 | 0 | 0 | 284.2209 | 4675 | 59.4059 | 36.3269 | 38.488 | 150 | 0 | 0 | 0 | 284.2209 | 4675 | 60.396 | 72.6539 | 48.11 | 150 | 0 | 0 | 0 | 0 | 0 | 331.1599 | 4675 | 60.396 | 72.6539 | 48.11 | 66 | 0 | 0 | 0 | 0 | 0 | 247.1599 | 4675 | 60.396 | 72.6539 | 48.11 | 150 | 0 | 0 | 0 | 0 | 0 | 331.1599
4678 | 96.3165 | 92.0772 | 94.8028 | 94.6594 | 93.8873 | 93.8873 | 94.6016 | 94.2224 | 94.2224 | 4678 | 831.7393 | 831.7393 | 831.7393 | 975.6942 | 975.6942 | 975.6942 | 1103.6541 | 1103.6541 | 1103.6541 | 4676 | 65.8416 | 0 | 5.0859 | 150 | 0 | 0 | 300 | 520.9275 |  | 4676 | 65.8416 | 0 | 5.0859 | 150 | 0 | 0 | 150 | 370.9275 | 4676 | 65.8416 | 0 | 5.0859 | 150 | 0 | 0 | 264.3777 | 485.3052 | 4676 | 69.3069 | 45.4087 | 5.4983 | 150 | 0 | 0 | 0 | 270.2139 | 4676 | 69.3069 | 45.4087 | 5.4983 | 150 | 0 | 0 | 0 | 270.2139 | 4676 | 69.3069 | 45.4087 | 5.4983 | 150 | 0 | 0 | 0 | 270.2139 | 4676 | 70.462 | 90.8174 | 6.8729 | 150 | 0 | 0 | 0 | 0 | 0 | 318.1523 | 4676 | 70.462 | 90.8174 | 6.8729 | 66 | 0 | 0 | 0 | 0 | 0 | 234.1523 | 4676 | 70.462 | 90.8174 | 6.8729 | 150 | 0 | 0 | 0 | 0 | 0 | 318.1523
4679 | 92.0772 | 92.0772 | 92.0772 | 94.2431 | 93.8873 | 93.8873 | 94.0148 | 93.872 | 93.872 | 4679 | 779.5474 | 779.5474 | 779.5474 | 914.4691 | 914.4691 | 914.4691 | 1034.3994 | 1034.3994 | 1034.3994 | 4677 | 47.0297 | 0 | 0 | 150 | 0 | 0 | 300 | 497.0297 |  | 4677 | 47.0297 | 0 | 0 | 150 | 0 | 0 | 150 | 347.0297 | 4677 | 47.0297 | 0 | 0 | 150 | 0 | 0 | 184.2271 | 381.2568 | 4677 | 49.505 | 51.4632 | 0 | 150 | 0 | 0 | 0 | 250.9681 | 4677 | 49.505 | 51.4632 | 0 | 150 | 0 | 0 | 0 | 250.9681 | 4677 | 49.505 | 51.4632 | 0 | 150 | 0 | 0 | 0 | 250.9681 | 4677 | 50.33 | 102.9263 | 0 | 150 | 0 | 0 | 0 | 0 | 0 | 303.2564 | 4677 | 50.33 | 102.9263 | 0 | 66 | 0 | 0 | 0 | 0 | 0 | 219.2564 | 4677 | 50.33 | 102.9263 | 0 | 150 | 0 | 0 | 0 | 0 | 0 | 303.2564
4680 | 92.0772 | 92.0772 | 92.0772 | 94.2431 | 93.8873 | 93.8873 | 94.0148 | 93.872 | 93.872 | 4680 | 757.3381 | 757.3381 | 757.3381 | 888.4158 | 888.4158 | 888.4158 | 1004.9294 | 1004.9294 | 1004.9294 | 4678 | 75.2475 | 0 | 0 | 150 | 0 | 0 | 300 | 525.2475 |  | 4678 | 75.2475 | 0 | 0 | 150 | 0 | 0 | 150 | 375.2475 | 4678 | 75.2475 | 0 | 0 | 150 | 0 | 0 | 150 | 375.2475 | 4678 | 79.2079 | 50.4541 | 0 | 150 | 0 | 0 | 0 | 279.662 | 4678 | 79.2079 | 50.4541 | 0 | 150 | 0 | 0 | 0 | 279.662 | 4678 | 79.2079 | 50.4541 | 0 | 150 | 0 | 0 | 0 | 279.662 | 4678 | 80.5281 | 100.9082 | 0 | 150 | 0 | 0 | 0 | 0 | 0 | 331.4362 | 4678 | 80.5281 | 100.9082 | 0 | 66 | 0 | 0 | 0 | 0 | 0 | 247.4362 | 4678 | 80.5281 | 100.9082 | 0 | 150 | 0 | 0 | 0 | 0 | 0 | 331.4362
4681 | 92.0772 | 92.0772 | 92.0772 | 93.8873 | 93.8873 | 93.8873 | 94.0148 | 93.872 | 93.872 | 4681 | 740.6811 | 740.6811 | 740.6811 | 868.8759 | 868.8759 | 868.8759 | 982.8268 | 982.8268 | 982.8268 | 4679 | 56.4356 | 0 | 0 | 150 | 0 | 0 | 150 | 356.4356 |  | 4679 | 56.4356 | 0 | 0 | 150 | 0 | 0 | 150 | 356.4356 | 4679 | 56.4356 | 0 | 0 | 150 | 0 | 0 | 150 | 356.4356 | 4679 | 59.4059 | 45.4087 | 0 | 150 | 0 | 0 | 0 | 254.8146 | 4679 | 59.4059 | 45.4087 | 0 | 150 | 0 | 0 | 0 | 254.8146 | 4679 | 59.4059 | 45.4087 | 0 | 150 | 0 | 0 | 0 | 254.8146 | 4679 | 60.396 | 90.8174 | 0 | 150 | 0 | 0 | 0 | 0 | 0 | 301.2134 | 4679 | 60.396 | 90.8174 | 0 | 66 | 0 | 0 | 0 | 0 | 0 | 217.2134 | 4679 | 60.396 | 90.8174 | 0 | 150 | 0 | 0 | 0 | 0 | 0 | 301.2134
4682 | 95.8103 | 92.0772 | 94.8028 | 94.6594 | 93.8873 | 93.8873 | 94.0148 | 93.872 | 93.872 | 4682 | 714.0299 | 714.0299 | 714.0299 | 837.612 | 837.612 | 837.612 | 947.4627 | 947.4627 | 947.4627 | 4680 | 47.0297 | 0 | 0 | 150 | 0 | 0 | 150 | 347.0297 |  | 4680 | 47.0297 | 0 | 0 | 150 | 0 | 0 | 150 | 347.0297 | 4680 | 47.0297 | 0 | 0 | 150 | 0 | 0 | 150 | 347.0297 | 4680 | 49.505 | 44.3996 | 0 | 150 | 0 | 0 | 0 | 243.9045 | 4680 | 49.505 | 44.3996 | 0 | 150 | 0 | 0 | 0 | 243.9045 | 4680 | 49.505 | 44.3996 | 0 | 150 | 0 | 0 | 0 | 243.9045 | 4680 | 50.33 | 88.7992 | 0 | 150 | 0 | 0 | 0 | 0 | 0 | 289.1292 | 4680 | 50.33 | 88.7992 | 0 | 66 | 0 | 0 | 0 | 0 | 0 | 205.1292 | 4680 | 50.33 | 88.7992 | 0 | 150 | 0 | 0 | 0 | 0 | 0 | 289.1292
4683 | 95.1109 | 92.0772 | 94.8028 | 94.6594 | 93.8873 | 93.8873 | 93.8414 | 93.8414 | 93.8414 | 4683 | 726.245 | 726.245 | 726.245 | 851.9413 | 851.9413 | 851.9413 | 963.6713 | 963.6713 | 963.6713 | 4681 | 28.2178 | 0 | 0 | 150 | 0 | 0 | 150 | 328.2178 |  | 4681 | 28.2178 | 0 | 0 | 150 | 0 | 0 | 150 | 328.2178 | 4681 | 28.2178 | 0 | 0 | 150 | 0 | 0 | 150 | 328.2178 | 4681 | 29.703 | 45.4087 | 0 | 150 | 0 | 0 | 0 | 225.1116 | 4681 | 29.703 | 45.4087 | 0 | 150 | 0 | 0 | 0 | 225.1116 | 4681 | 29.703 | 45.4087 | 0 | 150 | 0 | 0 | 0 | 225.1116 | 4681 | 30.198 | 90.8174 | 0 | 150 | 0 | 0 | 0 | 0 | 0 | 271.0154 | 4681 | 30.198 | 90.8174 | 0 | 66 | 0 | 0 | 0 | 0 | 0 | 187.0154 | 4681 | 30.198 | 90.8174 | 0 | 150 | 0 | 0 | 0 | 0 | 0 | 271.0154
4684 | 92.0772 | 92.0772 | 92.0772 | 93.8873 | 93.8873 | 93.8873 | 93.5063 | 93.5063 | 93.5063 | 4684 | 837.2916 | 837.2916 | 837.2916 | 982.2075 | 982.2075 | 982.2075 | 1111.0216 | 1111.0216 | 1111.0216 | 4682 | 37.6238 | 0 | 5.0859 | 150 | 0 | 0 | 300 | 492.7097 |  | 4682 | 37.6238 | 0 | 5.0859 | 150 | 0 | 0 | 150 | 342.7097 | 4682 | 37.6238 | 0 | 5.0859 | 150 | 0 | 0 | 150 | 342.7097 | 4682 | 39.604 | 46.4178 | 5.4983 | 150 | 0 | 0 | 0 | 241.52 | 4682 | 39.604 | 46.4178 | 5.4983 | 150 | 0 | 0 | 0 | 241.52 | 4682 | 39.604 | 46.4178 | 5.4983 | 150 | 0 | 0 | 0 | 241.52 | 4682 | 40.264 | 92.8355 | 6.8729 | 150 | 0 | 0 | 0 | 0 | 0 | 289.9724 | 4682 | 40.264 | 92.8355 | 6.8729 | 66 | 0 | 0 | 0 | 0 | 0 | 205.9724 | 4682 | 40.264 | 92.8355 | 6.8729 | 150 | 0 | 0 | 0 | 0 | 0 | 289.9724
4685 | 94.8028 | 92.0772 | 94.8028 | 60.5092 | 64.7009 | 64.7009 | 59.8282 | 64.3358 | 64.3358 | 4685 | 946.1173 | 946.1173 | 946.1173 | 1109.8684 | 1109.8684 | 1109.8684 | 1255.4249 | 1255.4249 | 1255.4249 | 4683 | 112.8713 | 0 | 35.6014 | 150 | 0 | 0 | 300 | 598.4727 |  | 4683 | 112.8713 | 0 | 35.6014 | 150 | 0 | 0 | 150 | 448.4727 | 4683 | 112.8713 | 0 | 35.6014 | 150 | 0 | 0 | 178.6723 | 477.145 | 4683 | 118.8119 | 58.5267 | 38.488 | 150 | 0 | 0 | 0 | 365.8266 | 4683 | 118.8119 | 58.5267 | 38.488 | 150 | 0 | 0 | 0 | 365.8266 | 4683 | 118.8119 | 58.5267 | 38.488 | 150 | 0 | 0 | 0 | 365.8266 | 4683 | 120.7921 | 117.0535 | 48.11 | 150 | 0 | 0 | 0 | 0 | 0 | 435.9555 | 4683 | 120.7921 | 117.0535 | 48.11 | 66 | 0 | 0 | 0 | 0 | 0 | 351.9555 | 4683 | 120.7921 | 117.0535 | 48.11 | 150 | 0 | 0 | 0 | 0 | 0 | 435.9555
4686 | 78.564 | 78.564 | 78.564 | 52.6837 | 54.9724 | 54.9724 | 32.7647 | 32.7647 | 32.7647 | 4686 | 1034.9547 | 1034.9547 | 1034.9547 | 1214.0814 | 1214.0814 | 1214.0814 | 1373.3052 | 1373.3052 | 1373.3052 | 4684 | 131.6832 | 0 | 96.6323 | 150 | 0 | 0 | 150 | 528.3155 |  | 4684 | 131.6832 | 0 | 96.6323 | 150 | 0 | 0 | 150 | 528.3155 | 4684 | 131.6832 | 0 | 96.6323 | 150 | 0 | 0 | 150 | 528.3155 | 4684 | 138.6139 | 64.5812 | 104.4674 | 150 | 0 | 0 | 0 | 457.6624 | 4684 | 138.6139 | 64.5812 | 104.4674 | 150 | 0 | 0 | 0 | 457.6624 | 4684 | 138.6139 | 64.5812 | 104.4674 | 150 | 0 | 0 | 0 | 457.6624 | 4684 | 140.9241 | 129.1625 | 130.5842 | 150 | 0 | 0 | 0 | 0 | 0 | 550.6707 | 4684 | 140.9241 | 129.1625 | 130.5842 | 66 | 0 | 0 | 0 | 0 | 0 | 466.6707 | 4684 | 140.9241 | 129.1625 | 130.5842 | 150 | 0 | 0 | 0 | 0 | 0 | 550.6707
4687 | 45.4655 | 55.558 | 55.558 | 33.7605 | 34.4823 | 34.4823 | 26.0019 | 27.0303 | 27.0619 | 4687 | 1320.0552 | 1079.3733 | 1079.3733 | 1266.1879 | 1266.1879 | 1266.1879 | 1432.2454 | 1432.2454 | 1432.2454 | 4685 | 75.2475 | 0 | 259.3814 | 150 | 0 | 0 | 200.8983 | 685.5273 |  | 4685 | 75.2475 | 0 | 259.3814 | 150 | 0 | 0 | 150 | 634.629 | 4685 | 75.2475 | 0 | 259.3814 | 150 | 0 | 0 | 200.8983 | 685.5273 | 4685 | 79.2079 | 55.4995 | 280.4124 | 0 | 0 | 0 | 0 | 415.1198 | 4685 | 79.2079 | 55.4995 | 280.4124 | 0 | 0 | 0 | 0 | 415.1198 | 4685 | 79.2079 | 55.4995 | 280.4124 | 0 | 0 | 0 | 0 | 415.1198 | 4685 | 80.5281 | 110.999 | 350.5155 | 0 | 0 | 0 | 0 | 0 | 0 | 542.0425 | 4685 | 80.5281 | 110.999 | 350.5155 | 17 | 0 | 0 | 0 | 0 | 0 | 559.0425 | 4685 | 80.5281 | 110.999 | 350.5155 | 0 | 0 | 0 | 0 | 0 | 0 | 542.0425
4688 | 36.0126 | 36.1209 | 36.1445 | 33.3814 | 33.3963 | 33.3941 | 23.4961 | 25.3559 | 25.3559 | 4688 | 1474.0011 | 1474.0011 | 1474.0011 | 1729.1166 | 1729.1166 | 1729.1166 | 1430.7719 | 1430.7719 | 1430.7719 | 4686 | 150.495 | 0 | 564.5361 | 0 | 0 | 0 | 150 | 865.0311 |  | 4686 | 150.495 | 0 | 564.5361 | 0 | 0 | 0 | 150 | 865.0311 | 4686 | 150.495 | 0 | 564.5361 | 0 | 0 | 0 | 150 | 865.0311 | 4686 | 158.4158 | 45.4087 | 610.3093 | 0 | 0 | 0 | 0 | 814.1338 | 4686 | 158.4158 | 45.4087 | 610.3093 | 0 | 0 | 0 | 0 | 814.1338 | 4686 | 158.4158 | 45.4087 | 610.3093 | 0 | 0 | 0 | 0 | 814.1338 | 4686 | 161.0561 | 90.8174 | 762.8866 | 0 | 0 | 0 | 0 | 0 | 0 | 1014.7601 | 4686 | 161.0561 | 90.8174 | 762.8866 | 17 | 0 | 0 | 0 | 0 | 0 | 1031.7601 | 4686 | 161.0561 | 90.8174 | 762.8866 | 0 | 0 | 0 | 0 | 0 | 0 | 1014.7601
4689 | 36.0126 | 36.1209 | 36.1445 | 33.2109 | 33.3963 | 33.3941 | 23.4961 | 23.4961 | 23.4961 | 4689 | 1465.1173 | 1465.1173 | 1465.1173 | 1718.6953 | 1718.6953 | 1718.6953 | 1418.9838 | 1418.9838 | 1418.9838 | 4687 | 216.3366 | 0 | 884.9485 | 0 | 0 | 0 | 0 | 1101.2851 |  | 4687 | 216.3366 | 0 | 884.9485 | 0 | 0 | 0 | 0 | 1101.2851 | 4687 | 216.3366 | 0 | 884.9485 | 0 | 0 | 0 | 0 | 1101.2851 | 4687 | 227.7228 | 35.3179 | 956.701 | 0 | 0 | 0 | 0 | 1219.7417 | 4687 | 227.7228 | 35.3179 | 956.701 | 0 | 0 | 0 | 0 | 1219.7417 | 4687 | 227.7228 | 35.3179 | 956.701 | 0 | 0 | 0 | 0 | 1219.7417 | 4687 | 231.5182 | 70.6357 | 1195.8763 | 0 | 0 | 0 | 0 | 0 | 0 | 1498.0302 | 4687 | 231.5182 | 70.6357 | 1195.8763 | 17 | 0 | 0 | 0 | 0 | 0 | 1515.0302 | 4687 | 231.5182 | 70.6357 | 1195.8763 | 0 | 0 | 0 | 0 | 0 | 0 | 1498.0302
4690 | 36.0126 | 36.1209 | 36.1445 | 32.8489 | 33.3963 | 31.3356 | 20.9838 | 20.9838 | 20.9838 | 4690 | 1462.8964 | 1462.8964 | 1462.8964 | 1716.09 | 1716.09 | 1716.09 | 1941.151 | 1941.151 | 1941.151 | 4688 | 291.5842 | 0 | 1144.3299 | 0 | 0 | 0 | 0 | 1435.9141 |  | 4688 | 291.5842 | 0 | 1144.3299 | 0 | 0 | 0 | 0 | 1435.9141 | 4688 | 291.5842 | 0 | 1144.3299 | 0 | 0 | 0 | 0 | 1435.9141 | 4688 | 306.9307 | 29.2634 | 1237.1134 | 0 | 0 | 0 | 0 | 1573.3075 | 4688 | 306.9307 | 29.2634 | 1237.1134 | 0 | 0 | 0 | 0 | 1573.3075 | 4688 | 306.9307 | 29.2634 | 1237.1134 | 0 | 0 | 0 | 0 | 1573.3075 | 4688 | 312.0462 | 58.5267 | 1546.3918 | 0 | 0 | 0 | 0 | 0 | 0 | 1916.9647 | 4688 | 312.0462 | 58.5267 | 1546.3918 | 17 | 0 | 0 | 0 | 0 | 0 | 1933.9647 | 4688 | 312.0462 | 58.5267 | 1546.3918 | 0 | 0 | 0 | 0 | 0 | 0 | 1916.9647
4691 | 36.0126 | 36.1209 | 34.6322 | 32.8489 | 33.3963 | 31.0073 | 17.7619 | 17.7619 | 17.7619 | 4691 | 1499.5418 | 1499.5418 | 1499.5418 | 1759.0779 | 1759.0779 | 1759.0779 | 1989.7766 | 1989.7766 | 1989.7766 | 4689 | 338.6139 | 0 | 1291.8213 | 0 | 0 | 0 | 0 | 1630.4352 |  | 4689 | 338.6139 | 0 | 1291.8213 | 0 | 0 | 0 | 0 | 1630.4352 | 4689 | 338.6139 | 0 | 1291.8213 | 0 | 0 | 0 | 0 | 1630.4352 | 4689 | 356.4356 | 34.3088 | 1396.5636 | 0 | 0 | 0 | 0 | 1787.308 | 4689 | 356.4356 | 34.3088 | 1396.5636 | 0 | 0 | 0 | 0 | 1787.308 | 4689 | 356.4356 | 34.3088 | 1396.5636 | 0 | 0 | 0 | 0 | 1787.308 | 4689 | 362.3762 | 68.6176 | 1745.7045 | 0 | 0 | 0 | 0 | 0 | 0 | 2176.6983 | 4689 | 362.3762 | 68.6176 | 1745.7045 | 17 | 0 | 0 | 0 | 0 | 0 | 2193.6983 | 4689 | 362.3762 | 68.6176 | 1745.7045 | 0 | 0 | 0 | 0 | 0 | 0 | 2176.6983
4692 | 36.0126 | 36.1209 | 36.1445 | 32.8489 | 33.3963 | 31.3356 | 17.7619 | 17.7619 | 14.4756 | 4692 | 1486.2162 | 1486.2162 | 1486.2162 | 1743.4459 | 1743.4459 | 1743.4459 | 1972.0945 | 1972.0945 | 1972.0945 | 4690 | 329.2079 | 0 | 1291.8213 | 0 | 0 | 0 | 0 | 1621.0292 |  | 4690 | 329.2079 | 0 | 1291.8213 | 0 | 0 | 0 | 0 | 1621.0292 | 4690 | 329.2079 | 0 | 1291.8213 | 0 | 0 | 0 | 0 | 1621.0292 | 4690 | 346.5347 | 51.4632 | 1396.5636 | 0 | 0 | 0 | 0 | 1794.5614 | 4690 | 346.5347 | 51.4632 | 1396.5636 | 0 | 0 | 0 | 0 | 1794.5614 | 4690 | 346.5347 | 51.4632 | 1396.5636 | 0 | 0 | 0 | 0 | 1794.5614 | 4690 | 352.3102 | 102.9263 | 1745.7045 | 0 | 0 | 0 | 0 | 0 | 0 | 2200.941 | 4690 | 352.3102 | 102.9263 | 1745.7045 | 17 | 0 | 0 | 0 | 0 | 0 | 2217.941 | 4690 | 352.3102 | 102.9263 | 1745.7045 | 0 | 0 | 0 | 0 | 0 | 0 | 2200.941
4693 | 45.4655 | 55.558 | 55.558 | 33.7605 | 33.7605 | 33.7605 | 22.3877 | 22.3877 | 22.3877 | 4693 | 1381.2019 | 1121.571 | 1121.571 | 1327.0989 | 1315.6891 | 1315.6891 | 2013.3526 | 2013.3526 | 2013.3526 | 4691 | 310.396 | 0 | 1251.134 | 0 | 0 | 0 | 0 | 1561.5301 |  | 4691 | 310.396 | 0 | 1251.134 | 0 | 0 | 0 | 0 | 1561.5301 | 4691 | 310.396 | 0 | 1251.134 | 0 | 0 | 0 | 0 | 1561.5301 | 4691 | 326.7327 | 84.7629 | 1352.5773 | 0 | 0 | 0 | 0 | 1764.0729 | 4691 | 326.7327 | 84.7629 | 1352.5773 | 0 | 0 | 0 | 0 | 1764.0729 | 4691 | 326.7327 | 84.7629 | 1352.5773 | 0 | 0 | 0 | 0 | 1764.0729 | 4691 | 332.1782 | 169.5257 | 1690.7216 | 0 | 0 | 0 | 0 | 0 | 0 | 2192.4256 | 4691 | 332.1782 | 169.5257 | 1690.7216 | 17 | 0 | 0 | 0 | 0 | 0 | 2209.4256 | 4691 | 332.1782 | 169.5257 | 1690.7216 | 0 | 0 | 0 | 0 | 0 | 0 | 2192.4256
4694 | 45.4655 | 64.0101 | 66.2178 | 35.66 | 50.3613 | 50.3613 | 27.0068 | 30.6546 | 30.6546 | 4694 | 1208.5562 | 1109.3559 | 1109.3559 | 1301.3598 | 1301.3598 | 1301.3598 | 1472.03 | 1472.03 | 1472.03 | 4692 | 338.6139 | 0 | 1195.189 | 0 | 0 | 0 | 0 | 1533.8029 |  | 4692 | 338.6139 | 0 | 1195.189 | 0 | 0 | 0 | 0 | 1533.8029 | 4692 | 338.6139 | 0 | 1195.189 | 0 | 0 | 0 | 0 | 1533.8029 | 4692 | 356.4356 | 126.1352 | 1292.0962 | 0 | 0 | 0 | 0 | 1774.6671 | 4692 | 356.4356 | 126.1352 | 1292.0962 | 0 | 0 | 0 | 0 | 1774.6671 | 4692 | 356.4356 | 126.1352 | 1292.0962 | 0 | 0 | 0 | 0 | 1774.6671 | 4692 | 362.3762 | 252.2704 | 1615.1203 | 0 | 0 | 0 | 0 | 0 | 0 | 2229.7669 | 4692 | 362.3762 | 252.2704 | 1615.1203 | 17 | 0 | 0 | 0 | 0 | 0 | 2246.7669 | 4692 | 362.3762 | 252.2704 | 1615.1203 | 0 | 0 | 0 | 0 | 0 | 0 | 2229.7669
4695 | 74.1528 | 74.1528 | 74.1528 | 52.6837 | 64.7009 | 64.7009 | 49.9452 | 64.3358 | 64.3358 | 4695 | 1098.2512 | 1098.2512 | 1098.2512 | 1288.3332 | 1288.3332 | 1288.3332 | 1457.2949 | 1457.2949 | 1457.2949 | 4693 | 348.0198 | 0 | 1017.1821 | 0 | 0 | 0 | 0 | 1365.2019 |  | 4693 | 348.0198 | 0 | 1017.1821 | 0 | 0 | 0 | 0 | 1365.2019 | 4693 | 348.0198 | 0 | 1017.1821 | 0 | 0 | 0 | 0 | 1365.2019 | 4693 | 366.3366 | 155.3986 | 1099.6564 | 0 | 0 | 0 | 0 | 1621.3916 | 4693 | 366.3366 | 155.3986 | 1099.6564 | 0 | 0 | 0 | 0 | 1621.3916 | 4693 | 366.3366 | 155.3986 | 1099.6564 | 0 | 0 | 0 | 0 | 1621.3916 | 4693 | 372.4422 | 310.7972 | 1374.5704 | 0 | 0 | 0 | 0 | 0 | 0 | 2057.8099 | 4693 | 372.4422 | 310.7972 | 1374.5704 | 17 | 0 | 0 | 0 | 0 | 0 | 2074.8099 | 4693 | 372.4422 | 310.7972 | 1374.5704 | 0 | 0 | 0 | 0 | 0 | 0 | 2057.8099
4696 | 97.4572 | 94.8028 | 94.8028 | 96.9574 | 96.9574 | 96.9574 | 94.2224 | 94.2224 | 94.2224 | 4696 | 1092.6989 | 1092.6989 | 1092.6989 | 1281.8199 | 1281.8199 | 1281.8199 | 1449.9274 | 1449.9274 | 1449.9274 | 4694 | 282.1782 | 0 | 910.378 | 0 | 0 | 0 | 0 | 1192.5562 |  | 4694 | 282.1782 | 0 | 910.378 | 0 | 0 | 0 | 0 | 1192.5562 | 4694 | 282.1782 | 0 | 910.378 | 0 | 0 | 0 | 0 | 1192.5562 | 4694 | 297.0297 | 162.4622 | 984.1924 | 0 | 0 | 0 | 0 | 1443.6843 | 4694 | 297.0297 | 162.4622 | 984.1924 | 0 | 0 | 0 | 0 | 1443.6843 | 4694 | 297.0297 | 162.4622 | 984.1924 | 0 | 0 | 0 | 0 | 1443.6843 | 4694 | 301.9802 | 324.9243 | 1230.2405 | 0 | 0 | 0 | 0 | 0 | 0 | 1857.1451 | 4694 | 301.9802 | 324.9243 | 1230.2405 | 17 | 0 | 0 | 0 | 0 | 0 | 1874.1451 | 4694 | 301.9802 | 324.9243 | 1230.2405 | 0 | 0 | 0 | 0 | 0 | 0 | 1857.1451
4697 | 99.3081 | 94.8028 | 94.8028 | 105.4039 | 102.6038 | 102.6038 | 96.0546 | 96.0546 | 96.0546 | 4697 | 1076.0419 | 1076.0419 | 1076.0419 | 1262.2799 | 1262.2799 | 1262.2799 | 1427.8248 | 1427.8248 | 1427.8248 | 4695 | 225.7426 | 0 | 706.9416 | 0 | 0 | 0 | 149.5671 | 1082.2512 |  | 4695 | 225.7426 | 0 | 706.9416 | 0 | 0 | 0 | 149.5671 | 1082.2512 | 4695 | 225.7426 | 0 | 706.9416 | 0 | 0 | 0 | 149.5671 | 1082.2512 | 4695 | 237.6238 | 155.3986 | 764.2612 | 0 | 0 | 0 | 0 | 1157.2835 | 4695 | 237.6238 | 155.3986 | 764.2612 | 0 | 0 | 0 | 0 | 1157.2835 | 4695 | 237.6238 | 155.3986 | 764.2612 | 0 | 0 | 0 | 0 | 1157.2835 | 4695 | 241.5842 | 310.7972 | 955.3265 | 0 | 0 | 0 | 0 | 0 | 0 | 1507.7078 | 4695 | 241.5842 | 310.7972 | 955.3265 | 17 | 0 | 0 | 0 | 0 | 0 | 1524.7078 | 4695 | 241.5842 | 310.7972 | 955.3265 | 0 | 0 | 0 | 0 | 0 | 0 | 1507.7078
4698 | 99.3081 | 94.8028 | 94.8028 | 105.4039 | 102.6038 | 102.6038 | 106.1533 | 98.8111 | 98.8111 | 4698 | 1052.7221 | 1052.7221 | 1052.7221 | 1234.924 | 1234.924 | 1234.924 | 1396.8813 | 1396.8813 | 1396.8813 | 4696 | 159.901 | 0 | 442.4742 | 150 | 0 | 0 | 300 | 1052.3752 |  | 4696 | 159.901 | 0 | 442.4742 | 150 | 0 | 0 | 150 | 902.3752 | 4696 | 159.901 | 0 | 442.4742 | 150 | 0 | 0 | 300 | 1052.3752 | 4696 | 168.3168 | 138.2442 | 478.3505 | 150 | 0 | 0 | 0 | 934.9115 | 4696 | 168.3168 | 138.2442 | 478.3505 | 150 | 0 | 0 | 0 | 934.9115 | 4696 | 168.3168 | 138.2442 | 478.3505 | 150 | 0 | 0 | 0 | 934.9115 | 4696 | 171.1221 | 276.4884 | 597.9381 | 150 | 0 | 0 | 0 | 0 | 0 | 1195.5487 | 4696 | 171.1221 | 276.4884 | 597.9381 | 66 | 0 | 0 | 0 | 0 | 0 | 1111.5487 | 4696 | 171.1221 | 276.4884 | 597.9381 | 150 | 0 | 0 | 0 | 0 | 0 | 1195.5487
4699 | 99.3081 | 94.8028 | 94.8028 | 105.4039 | 102.6038 | 102.6038 | 106.903 | 101.7462 | 106.1533 | 4699 | 992.7569 | 992.7569 | 992.7569 | 1164.5803 | 1164.5803 | 1164.5803 | 1317.3121 | 1317.3121 | 1317.3121 | 4697 | 94.0594 | 0 | 208.5223 | 150 | 0 | 0 | 450 | 902.5817 |  | 4697 | 94.0594 | 0 | 208.5223 | 150 | 0 | 0 | 150 | 602.5817 | 4697 | 94.0594 | 0 | 208.5223 | 150 | 0 | 0 | 300 | 752.5817 | 4697 | 99.0099 | 120.0807 | 225.4296 | 150 | 0 | 0 | 150 | 744.5202 | 4697 | 99.0099 | 120.0807 | 225.4296 | 150 | 0 | 0 | 0 | 594.5202 | 4697 | 99.0099 | 120.0807 | 225.4296 | 150 | 0 | 0 | 150 | 744.5202 | 4697 | 100.6601 | 240.1615 | 281.7869 | 150 | 0 | 0 | 0 | 0 | 0 | 772.6085 | 4697 | 100.6601 | 240.1615 | 281.7869 | 66 | 0 | 0 | 0 | 0 | 0 | 688.6085 | 4697 | 100.6601 | 240.1615 | 281.7869 | 150 | 0 | 0 | 0 | 0 | 0 | 772.6085
4700 | 99.3081 | 94.8028 | 94.8028 | 105.4039 | 102.6038 | 102.6038 | 106.903 | 101.7462 | 106.1533 | 4700 | 953.8906 | 953.8906 | 953.8906 | 1118.9871 | 1118.9871 | 1118.9871 | 1265.7395 | 1265.7395 | 1265.7395 | 4698 | 84.6535 | 0 | 91.5464 | 150 | 0 | 0 | 491.3036 | 817.5034 |  | 4698 | 84.6535 | 0 | 91.5464 | 150 | 0 | 0 | 150 | 476.1999 | 4698 | 84.6535 | 0 | 91.5464 | 150 | 0 | 0 | 300 | 626.1999 | 4698 | 89.1089 | 102.9263 | 98.9691 | 150 | 0 | 0 | 150 | 591.0043 | 4698 | 89.1089 | 102.9263 | 98.9691 | 150 | 0 | 0 | 150 | 591.0043 | 4698 | 89.1089 | 102.9263 | 98.9691 | 150 | 0 | 0 | 150 | 591.0043 | 4698 | 90.5941 | 205.8527 | 123.7113 | 150 | 0 | 0 | 48.7021 | 0 | 0 | 618.8601 | 4698 | 90.5941 | 205.8527 | 123.7113 | 66 | 0 | 0 | 0 | 0 | 0 | 486.1581 | 4698 | 90.5941 | 205.8527 | 123.7113 | 150 | 0 | 0 | 0 | 0 | 0 | 570.1581
4701 | 99.3081 | 94.8028 | 94.8028 | 105.4039 | 102.6038 | 102.6038 | 106.903 | 101.7462 | 101.7462 | 4701 | 902.8092 | 902.8092 | 902.8092 | 1059.0646 | 1059.0646 | 1059.0646 | 1197.9583 | 1197.9583 | 1197.9583 | 4699 | 47.0297 | 0 | 30.5155 | 150 | 0 | 0 | 450 | 677.5452 |  | 4699 | 47.0297 | 0 | 30.5155 | 150 | 0 | 0 | 300 | 527.5452 | 4699 | 47.0297 | 0 | 30.5155 | 150 | 0 | 0 | 249.2118 | 476.7569 | 4699 | 49.505 | 94.8537 | 32.9897 | 150 | 0 | 0 | 150 | 477.3483 | 4699 | 49.505 | 94.8537 | 32.9897 | 150 | 0 | 0 | 54.6789 | 382.0272 | 4699 | 49.505 | 94.8537 | 32.9897 | 150 | 0 | 0 | 150 | 477.3483 | 4699 | 50.33 | 189.7074 | 41.2371 | 150 | 0 | 0 | 150 | 0 | 0 | 581.2745 | 4699 | 50.33 | 189.7074 | 41.2371 | 66 | 0 | 0 | 0 | 0 | 0 | 347.2745 | 4699 | 50.33 | 189.7074 | 41.2371 | 150 | 0 | 0 | 23.1093 | 0 | 0 | 454.3838
4702 | 99.3081 | 94.8028 | 94.8028 | 105.4039 | 102.6038 | 102.6038 | 96.9109 | 96.8601 | 96.8601 | 4702 | 836.1812 | 836.1812 | 836.1812 | 980.9048 | 980.9048 | 980.9048 | 1109.5481 | 1109.5481 | 1109.5481 | 4700 | 56.4356 | 0 | 0 | 150 | 0 | 0 | 450 | 656.4356 |  | 4700 | 56.4356 | 0 | 0 | 150 | 0 | 0 | 300 | 506.4356 | 4700 | 56.4356 | 0 | 0 | 150 | 0 | 0 | 300 | 506.4356 | 4700 | 59.4059 | 94.8537 | 0 | 150 | 0 | 0 | 150 | 454.2596 | 4700 | 59.4059 | 94.8537 | 0 | 150 | 0 | 0 | 0 | 304.2596 | 4700 | 59.4059 | 94.8537 | 0 | 150 | 0 | 0 | 126.6738 | 430.9335 | 4700 | 60.396 | 189.7074 | 0 | 150 | 0 | 0 | 150 | 0 | 0 | 550.1034 | 4700 | 60.396 | 189.7074 | 0 | 66 | 0 | 0 | 0 | 0 | 0 | 316.1034 | 4700 | 60.396 | 189.7074 | 0 | 150 | 0 | 0 | 21.8794 | 0 | 0 | 421.9828
4703 | 99.3081 | 94.8028 | 94.8028 | 105.4039 | 102.6038 | 102.6038 | 96.0546 | 96.0546 | 96.0546 | 4703 | 792.873 | 792.873 | 792.873 | 930.101 | 930.101 | 930.101 | 1052.0815 | 1052.0815 | 1052.0815 | 4701 | 75.2475 | 0 | 0 | 150 | 0 | 0 | 450 | 675.2475 |  | 4701 | 75.2475 | 0 | 0 | 150 | 0 | 0 | 161.5616 | 386.8092 | 4701 | 75.2475 | 0 | 0 | 150 | 0 | 0 | 161.5616 | 386.8092 | 4701 | 79.2079 | 101.9173 | 0 | 150 | 0 | 0 | 150 | 481.1252 | 4701 | 79.2079 | 101.9173 | 0 | 150 | 0 | 0 | 48.0685 | 379.1937 | 4701 | 79.2079 | 101.9173 | 0 | 150 | 0 | 0 | 49.0509 | 380.1761 | 4701 | 80.5281 | 203.8345 | 0 | 150 | 0 | 0 | 150 | 0 | 0 | 584.3626 | 4701 | 80.5281 | 203.8345 | 0 | 66 | 0 | 0 | 0 | 0 | 0 | 350.3626 | 4701 | 80.5281 | 203.8345 | 0 | 150 | 0 | 0 | 0 | 0 | 0 | 434.3626
4704 | 98.6288 | 94.8028 | 94.8028 | 104.9397 | 102.6038 | 102.6038 | 95.5937 | 95.5937 | 95.5937 | 4704 | 773.9951 | 773.9951 | 773.9951 | 907.9557 | 907.9557 | 907.9557 | 1027.0319 | 1027.0319 | 1027.0319 | 4702 | 84.6535 | 0 | 0 | 150 | 0 | 0 | 559.4155 | 794.069 |  | 4702 | 84.6535 | 0 | 0 | 150 | 0 | 0 | 232.1008 | 466.7543 | 4702 | 84.6535 | 0 | 0 | 150 | 0 | 0 | 300 | 534.6535 | 4702 | 89.1089 | 113.0172 | 0 | 150 | 0 | 0 | 150 | 502.1261 | 4702 | 89.1089 | 113.0172 | 0 | 150 | 0 | 0 | 0 | 352.1261 | 4702 | 89.1089 | 113.0172 | 0 | 150 | 0 | 0 | 28.0223 | 380.1484 | 4702 | 90.5941 | 226.0343 | 0 | 150 | 0 | 0 | 0 | 0 | 0 | 466.6284 | 4702 | 90.5941 | 226.0343 | 0 | 66 | 0 | 0 | 0 | 0 | 0 | 382.6284 | 4702 | 90.5941 | 226.0343 | 0 | 150 | 0 | 0 | 0 | 0 | 0 | 466.6284
4705 | 87.4606 | 45.4116 | 63.7513 | 60.5092 | 60.1772 | 60.2066 | 60.2586 | 60.2229 | 60.2308 | 4705 | 756.2276 | 756.2276 | 756.2276 | 887.1131 | 887.1131 | 887.1131 | 1003.4559 | 1003.4559 | 1003.4559 | 4703 | 122.2772 | 0 | 0 | 150 | 0 | 0 | 504.5958 | 776.873 |  | 4703 | 122.2772 | 0 | 0 | 150 | 0 | 0 | 150 | 422.2772 | 4703 | 122.2772 | 0 | 0 | 150 | 0 | 0 | 213.1742 | 485.4514 | 4703 | 128.7129 | 119.0716 | 0 | 150 | 0 | 0 | 150 | 547.7845 | 4703 | 128.7129 | 119.0716 | 0 | 150 | 0 | 0 | 0 | 397.7845 | 4703 | 128.7129 | 119.0716 | 0 | 150 | 0 | 0 | 129.2854 | 527.07 | 4703 | 130.8581 | 238.1433 | 0 | 150 | 0 | 0 | 0 | 0 | 0 | 519.0014 | 4703 | 130.8581 | 238.1433 | 0 | 66 | 0 | 0 | 0 | 0 | 0 | 435.0014 | 4703 | 130.8581 | 238.1433 | 0 | 150 | 0 | 0 | 0 | 0 | 0 | 519.0014
4706 | 87.4606 | 45.4116 | 63.7513 | 60.5092 | 60.1772 | 60.2066 | 60.2586 | 60.2229 | 60.2308 | 4706 | 728.4659 | 728.4659 | 728.4659 | 854.5466 | 854.5466 | 854.5466 | 966.6183 | 966.6183 | 966.6183 | 4704 | 197.5248 | 0 | 0 | 150 | 0 | 0 | 410.4703 | 757.9951 |  | 4704 | 197.5248 | 0 | 0 | 150 | 0 | 0 | 300 | 647.5248 | 4704 | 197.5248 | 0 | 0 | 150 | 0 | 0 | 300 | 647.5248 | 4704 | 207.9208 | 115.0353 | 0 | 150 | 0 | 0 | 150 | 622.9561 | 4704 | 207.9208 | 115.0353 | 0 | 150 | 0 | 0 | 0 | 472.9561 | 4704 | 207.9208 | 115.0353 | 0 | 150 | 0 | 0 | 0 | 472.9561 | 4704 | 211.3861 | 230.0706 | 0 | 150 | 0 | 0 | 0 | 0 | 0 | 591.4568 | 4704 | 211.3861 | 230.0706 | 0 | 66 | 0 | 0 | 0 | 0 | 0 | 507.4568 | 4704 | 211.3861 | 230.0706 | 0 | 150 | 0 | 0 | 0 | 0 | 0 | 591.4568
4707 | 87.4606 | 45.4116 | 63.7513 | 60.5092 | 60.1772 | 60.2066 | 60.2586 | 60.2229 | 60.2308 | 4707 | 738.4601 | 738.4601 | 738.4601 | 866.2705 | 866.2705 | 866.2705 | 979.8798 | 979.8798 | 979.8798 | 4705 | 282.1782 | 0 | 0 | 0 | 0 | 0 | 150 | 432.1782 |  | 4705 | 282.1782 | 0 | 0 | 0 | 0 | 0 | 0 | 282.1782 | 4705 | 282.1782 | 0 | 0 | 0 | 0 | 0 | 0 | 282.1782 | 4705 | 297.0297 | 103.9354 | 0 | 0 | 0 | 0 | 0 | 400.9651 | 4705 | 297.0297 | 103.9354 | 0 | 0 | 0 | 0 | 0 | 400.9651 | 4705 | 297.0297 | 103.9354 | 0 | 0 | 0 | 0 | 0 | 400.9651 | 4705 | 301.9802 | 207.8708 | 0 | 0 | 0 | 0 | 0 | 0 | 0 | 509.851 | 4705 | 301.9802 | 207.8708 | 0 | 17 | 0 | 0 | 0 | 0 | 0 | 526.851 | 4705 | 301.9802 | 207.8708 | 0 | 0 | 0 | 0 | 0 | 0 | 0 | 509.851
4708 | 87.4606 | 45.4116 | 63.7513 | 60.5092 | 60.1772 | 60.2066 | 60.2586 | 60.2229 | 60.2308 | 4708 | 849.5068 | 849.5068 | 849.5068 | 996.5368 | 996.5368 | 996.5368 | 1127.2301 | 1127.2301 | 1127.2301 | 4706 | 319.802 | 0 | 5.0859 | 0 | 0 | 0 | 150 | 474.8879 |  | 4706 | 319.802 | 0 | 5.0859 | 0 | 0 | 0 | 0 | 324.8879 | 4706 | 319.802 | 0 | 5.0859 | 0 | 0 | 0 | 0 | 324.8879 | 4706 | 336.6337 | 87.7901 | 5.4983 | 0 | 0 | 0 | 0 | 429.9221 | 4706 | 336.6337 | 87.7901 | 5.4983 | 0 | 0 | 0 | 0 | 429.9221 | 4706 | 336.6337 | 87.7901 | 5.4983 | 0 | 0 | 0 | 0 | 429.9221 | 4706 | 342.2442 | 175.5802 | 6.8729 | 0 | 0 | 0 | 0 | 0 | 0 | 524.6973 | 4706 | 342.2442 | 175.5802 | 6.8729 | 17 | 0 | 0 | 0 | 0 | 0 | 541.6973 | 4706 | 342.2442 | 175.5802 | 6.8729 | 0 | 0 | 0 | 0 | 0 | 0 | 524.6973
4709 | 80.4892 | 45.4116 | 63.7513 | 60.5092 | 37.7357 | 37.7357 | 60.2586 | 32.5868 | 32.5868 | 4709 | 972.7685 | 972.7685 | 972.7685 | 1141.1323 | 1141.1323 | 1141.1323 | 1290.789 | 1290.789 | 1290.789 | 4707 | 235.1485 | 0 | 35.6014 | 0 | 0 | 0 | 150 | 420.7499 |  | 4707 | 235.1485 | 0 | 35.6014 | 0 | 0 | 0 | 0 | 270.7499 | 4707 | 235.1485 | 0 | 35.6014 | 0 | 0 | 0 | 0 | 270.7499 | 4707 | 247.5248 | 70.6357 | 38.488 | 0 | 0 | 0 | 0 | 356.6484 | 4707 | 247.5248 | 70.6357 | 38.488 | 0 | 0 | 0 | 0 | 356.6484 | 4707 | 247.5248 | 70.6357 | 38.488 | 0 | 0 | 0 | 0 | 356.6484 | 4707 | 251.6502 | 141.2714 | 48.11 | 0 | 0 | 0 | 0 | 0 | 0 | 441.0316 | 4707 | 251.6502 | 141.2714 | 48.11 | 17 | 0 | 0 | 0 | 0 | 0 | 458.0316 | 4707 | 251.6502 | 141.2714 | 48.11 | 0 | 0 | 0 | 0 | 0 | 0 | 441.0316
4710 | 78.564 | 45.4116 | 63.7513 | 38.1037 | 36.2688 | 36.2688 | 31.2634 | 30.4918 | 30.4918 | 4710 | 1074.9314 | 1074.9314 | 1074.9314 | 1260.9773 | 1260.9773 | 1260.9773 | 1426.3513 | 1426.3513 | 1426.3513 | 4708 | 197.5248 | 0 | 106.8041 | 0 | 0 | 0 | 150 | 454.3289 |  | 4708 | 197.5248 | 0 | 106.8041 | 0 | 0 | 0 | 0 | 304.3289 | 4708 | 197.5248 | 0 | 106.8041 | 0 | 0 | 0 | 0 | 304.3289 | 4708 | 207.9208 | 49.445 | 115.4639 | 0 | 0 | 0 | 0 | 372.8297 | 4708 | 207.9208 | 49.445 | 115.4639 | 0 | 0 | 0 | 0 | 372.8297 | 4708 | 207.9208 | 49.445 | 115.4639 | 0 | 0 | 0 | 0 | 372.8297 | 4708 | 211.3861 | 98.89 | 144.3299 | 0 | 0 | 0 | 0 | 0 | 0 | 454.606 | 4708 | 211.3861 | 98.89 | 144.3299 | 17 | 0 | 0 | 0 | 0 | 0 | 471.606 | 4708 | 211.3861 | 98.89 | 144.3299 | 0 | 0 | 0 | 0 | 0 | 0 | 454.606
4711 | 41.0661 | 40.7862 | 41.0661 | 32.8629 | 32.8534 | 32.8534 | 25.6585 | 25.6585 | 25.6585 | 4711 | 1133.7862 | 1133.7862 | 1133.7862 | 1330.0184 | 1330.0184 | 1330.0184 | 1504.447 | 1504.447 | 1504.447 | 4709 | 131.6832 | 0 | 244.1237 | 0 | 0 | 0 | 150 | 525.8069 |  | 4709 | 131.6832 | 0 | 244.1237 | 0 | 0 | 0 | 0 | 375.8069 | 4709 | 131.6832 | 0 | 244.1237 | 0 | 0 | 0 | 0 | 375.8069 | 4709 | 138.6139 | 31.2815 | 263.9175 | 0 | 0 | 0 | 0 | 433.8129 | 4709 | 138.6139 | 31.2815 | 263.9175 | 0 | 0 | 0 | 0 | 433.8129 | 4709 | 138.6139 | 31.2815 | 263.9175 | 0 | 0 | 0 | 0 | 433.8129 | 4709 | 140.9241 | 62.5631 | 329.8969 | 0 | 0 | 0 | 0 | 0 | 0 | 533.3841 | 4709 | 140.9241 | 62.5631 | 329.8969 | 17 | 0 | 0 | 0 | 0 | 0 | 550.3841 | 4709 | 140.9241 | 62.5631 | 329.8969 | 0 | 0 | 0 | 0 | 0 | 0 | 533.3841
4712 | 14.9898 | 23.5898 | 23.6523 | 23.3115 | 23.3115 | 23.3115 | 0.01 | 0.01 | 0.01 | 4712 | 1163.7688 | 1163.7688 | 1163.7688 | 1365.1903 | 1365.1903 | 1365.1903 | 1544.2316 | 1544.2316 | 1544.2316 | 4710 | 197.5248 | 0 | 478.0756 | 0 | 0 | 0 | 150 | 825.6004 |  | 4710 | 197.5248 | 0 | 478.0756 | 0 | 0 | 0 | 0 | 675.6004 | 4710 | 197.5248 | 0 | 478.0756 | 0 | 0 | 0 | 0 | 675.6004 | 4710 | 207.9208 | 25.227 | 516.8385 | 0 | 0 | 0 | 0 | 749.9863 | 4710 | 207.9208 | 25.227 | 516.8385 | 0 | 0 | 0 | 0 | 749.9863 | 4710 | 207.9208 | 25.227 | 516.8385 | 0 | 0 | 0 | 0 | 749.9863 | 4710 | 211.3861 | 50.4541 | 646.0481 | 0 | 0 | 0 | 0 | 0 | 0 | 907.8883 | 4710 | 211.3861 | 50.4541 | 646.0481 | 17 | 0 | 0 | 0 | 0 | 0 | 924.8883 | 4710 | 211.3861 | 50.4541 | 646.0481 | 0 | 0 | 0 | 0 | 0 | 0 | 907.8883
4713 | 12.3675 | 13.0305 | 13.0305 | 13.8963 | 17.8664 | 17.8664 | 0.01 | 0.01 | 0.01 | 4713 | 1191.5304 | 1191.5304 | 1191.5304 | 1397.7568 | 1397.7568 | 1397.7568 | 1581.0692 | 1581.0692 | 1581.0692 | 4711 | 244.5545 | 0 | 742.543 | 0 | 0 | 0 | 0 | 987.0974 |  | 4711 | 244.5545 | 0 | 742.543 | 0 | 0 | 0 | 0 | 987.0974 | 4711 | 244.5545 | 0 | 742.543 | 0 | 0 | 0 | 0 | 987.0974 | 4711 | 257.4257 | 26.2361 | 802.7491 | 0 | 0 | 0 | 0 | 1086.411 | 4711 | 257.4257 | 26.2361 | 802.7491 | 0 | 0 | 0 | 0 | 1086.411 | 4711 | 257.4257 | 26.2361 | 802.7491 | 0 | 0 | 0 | 0 | 1086.411 | 4711 | 261.7162 | 52.4723 | 1003.4364 | 0 | 0 | 0 | 0 | 0 | 0 | 1317.6248 | 4711 | 261.7162 | 52.4723 | 1003.4364 | 17 | 0 | 0 | 0 | 0 | 0 | 1334.6248 | 4711 | 261.7162 | 52.4723 | 1003.4364 | 0 | 0 | 0 | 0 | 0 | 0 | 1317.6248
4714 | 12.3675 | 13.0305 | 12.3675 | 13.8963 | 14.249 | 6.5755 | 0.01 | 0.01 | 0.01 | 4714 | 1163.7688 | 1218.2012 | 1548.2013 | 1365.1903 | 1365.1903 | 1365.1903 | 1544.2316 | 1544.2316 | 1544.2316 | 4712 | 282.1782 | 0 | 900.2062 | 0 | 0 | 0 | 0 | 1182.3844 |  | 4712 | 282.1782 | 0 | 900.2062 | 0 | 0 | 0 | 0 | 1182.3844 | 4712 | 282.1782 | 0 | 900.2062 | 0 | 0 | 0 | 0 | 1182.3844 | 4712 | 297.0297 | 37.336 | 973.1959 | 0 | 0 | 0 | 0 | 1307.5616 | 4712 | 297.0297 | 37.336 | 973.1959 | 0 | 0 | 0 | 0 | 1307.5616 | 4712 | 297.0297 | 37.336 | 973.1959 | 0 | 0 | 0 | 0 | 1307.5616 | 4712 | 260.8822 | 74.672 | 1216.4948 | 0 | 0 | 0 | 0 | 0 | 0 | 1552.049 | 4712 | 301.9802 | 74.672 | 1216.4948 | 17 | 0 | 0 | 0 | 0 | 0 | 1610.1471 | 4712 | 301.9802 | 74.672 | 1216.4948 | 0 | 0 | 0 | 0 | 0 | 0 | 1593.1471
4715 | 12.3675 | 13.0305 | 12.3675 | 13.8963 | 14.249 | 6.5755 | 0.01 | 0.01 | 0.01 | 4715 | 1566.1698 | 1170.4316 | 1566.1698 | 1373.0062 | 1373.0062 | 1373.0062 | 1553.0726 | 1553.0726 | 2078.1868 | 4713 | 319.802 | 0 | 940.8935 | 0 | 0 | 0 | 0 | 1260.6955 |  | 4713 | 319.802 | 0 | 940.8935 | 0 | 0 | 0 | 0 | 1260.6955 | 4713 | 319.802 | 0 | 940.8935 | 0 | 0 | 0 | 0 | 1260.6955 | 4713 | 336.6337 | 58.5267 | 1017.1821 | 0 | 0 | 0 | 0 | 1412.3425 | 4713 | 336.6337 | 58.5267 | 1017.1821 | 0 | 0 | 0 | 0 | 1412.3425 | 4713 | 336.6337 | 58.5267 | 1017.1821 | 0 | 0 | 0 | 0 | 1412.3425 | 4713 | 342.2442 | 117.0535 | 1271.4777 | 0 | 0 | 0 | 0 | 0 | 0 | 1730.7754 | 4713 | 0 | 117.0535 | 1271.4777 | 17 | 0 | 0 | 0 | 0 | 0 | 1405.5311 | 4713 | 342.2442 | 117.0535 | 1271.4777 | 0 | 0 | 0 | 0 | 0 | 0 | 1730.7754
4716 | 12.3675 | 13.0305 | 12.3675 | 13.8963 | 17.7543 | 17.7543 | 0.01 | 0.01 | 0.01 | 4716 | 1128.2338 | 1128.2338 | 1515.2252 | 1323.5051 | 1323.5051 | 1323.5051 | 1497.0795 | 1497.0795 | 1497.0795 | 4714 | 395.0495 | 0 | 991.7526 | 0 | 0 | 0 | 0 | 1386.8021 |  | 4714 | 395.0495 | 0 | 991.7526 | 0 | 0 | 0 | 0 | 1386.8021 | 4714 | 395.0495 | 0 | 991.7526 | 0 | 0 | 0 | 0 | 1386.8021 | 4714 | 415.8416 | 89.8083 | 1072.1649 | 0 | 0 | 0 | 0 | 1577.8148 | 4714 | 415.8416 | 89.8083 | 1072.1649 | 0 | 0 | 0 | 0 | 1577.8148 | 4714 | 415.8416 | 89.8083 | 1072.1649 | 0 | 0 | 0 | 0 | 1577.8148 | 4714 | 422.7723 | 179.6165 | 1340.2062 | 0 | 0 | 0 | 0 | 0 | 0 | 1942.595 | 4714 | 422.7723 | 179.6165 | 1340.2062 | 17 | 0 | 0 | 0 | 0 | 0 | 1959.595 | 4714 | 422.7723 | 179.6165 | 1340.2062 | 0 | 0 | 0 | 0 | 0 | 0 | 1942.595
4717 | 12.3675 | 26.2109 | 41.0661 | 23.3115 | 23.3115 | 23.3115 | 0.01 | 0.01 | 0.01 | 4717 | 1127.1234 | 1127.1234 | 1127.1234 | 1322.2024 | 1322.2024 | 1322.2024 | 1495.606 | 1495.606 | 1495.606 | 4715 | 517.3267 | 0 | 986.6667 | 0 | 0 | 0 | 0 | 1503.9934 |  | 4715 | 517.3267 | 0 | 986.6667 | 0 | 0 | 0 | 0 | 1503.9934 | 4715 | 517.3267 | 0 | 986.6667 | 0 | 0 | 0 | 0 | 1503.9934 | 4715 | 544.5545 | 129.1625 | 1066.6667 | 0 | 0 | 0 | 0 | 1740.3836 | 4715 | 544.5545 | 129.1625 | 1066.6667 | 0 | 0 | 0 | 0 | 1740.3836 | 4715 | 544.5545 | 129.1625 | 1066.6667 | 0 | 0 | 0 | 0 | 1740.3836 | 4715 | 553.6304 | 258.3249 | 1333.3333 | 0 | 0 | 0 | 0 | 0 | 0 | 2145.2886 | 4715 | 553.6304 | 258.3249 | 1333.3333 | 17 | 0 | 0 | 0 | 0 | 0 | 2162.2886 | 4715 | 553.6304 | 258.3249 | 1333.3333 | 0 | 0 | 0 | 0 | 0 | 0 | 2145.2886
4718 | 13.0305 | 26.2109 | 41.0661 | 29.5549 | 29.5549 | 29.5549 | 0.01 | 0.01 | 0.01 | 4718 | 1082.7047 | 1082.7047 | 1082.7047 | 1270.0959 | 1270.0959 | 1270.0959 | 1436.6659 | 1436.6659 | 1436.6659 | 4716 | 507.9208 | 0 | 976.4948 | 0 | 0 | 0 | 0 | 1484.4156 |  | 4716 | 507.9208 | 0 | 976.4948 | 0 | 0 | 0 | 0 | 1484.4156 | 4716 | 507.9208 | 0 | 976.4948 | 0 | 0 | 0 | 0 | 1484.4156 | 4716 | 534.6535 | 168.5166 | 1055.6701 | 0 | 0 | 0 | 0 | 1758.8402 | 4716 | 534.6535 | 168.5166 | 1055.6701 | 0 | 0 | 0 | 0 | 1758.8402 | 4716 | 534.6535 | 168.5166 | 1055.6701 | 0 | 0 | 0 | 0 | 1758.8402 | 4716 | 543.5644 | 337.0333 | 1319.5876 | 0 | 0 | 0 | 0 | 0 | 0 | 2200.1853 | 4716 | 543.5644 | 337.0333 | 1319.5876 | 17 | 0 | 0 | 0 | 0 | 0 | 2217.1853 | 4716 | 543.5644 | 337.0333 | 1319.5876 | 0 | 0 | 0 | 0 | 0 | 0 | 2200.1853
4719 | 15.4801 | 26.2109 | 41.0661 | 30.1371 | 30.1371 | 30.1371 | 0.01 | 0.44129 | 0.44129 | 4719 | 1070.4896 | 1070.4896 | 1070.4896 | 1255.7666 | 1255.7666 | 1255.7666 | 1420.4573 | 1420.4573 | 1420.4573 | 4717 | 507.9208 | 0 | 864.6048 | 0 | 0 | 0 | 0 | 1372.5256 |  | 4717 | 507.9208 | 0 | 864.6048 | 0 | 0 | 0 | 0 | 1372.5256 | 4717 | 507.9208 | 0 | 864.6048 | 0 | 0 | 0 | 0 | 1372.5256 | 4717 | 534.6535 | 203.8345 | 934.7079 | 0 | 0 | 0 | 0 | 1673.1959 | 4717 | 534.6535 | 203.8345 | 934.7079 | 0 | 0 | 0 | 0 | 1673.1959 | 4717 | 534.6535 | 203.8345 | 934.7079 | 0 | 0 | 0 | 0 | 1673.1959 | 4717 | 543.5644 | 407.669 | 1168.3849 | 0 | 0 | 0 | 0 | 0 | 0 | 2119.6183 | 4717 | 543.5644 | 407.669 | 1168.3849 | 17 | 0 | 0 | 0 | 0 | 0 | 2136.6183 | 4717 | 543.5644 | 407.669 | 1168.3849 | 0 | 0 | 0 | 0 | 0 | 0 | 2119.6183
4720 | 74.1528 | 45.4116 | 63.7513 | 35.652 | 36.0669 | 36.0669 | 20.5102 | 14.9898 | 14.9898 | 4720 | 1067.1582 | 1067.1582 | 1067.1582 | 1251.8586 | 1251.8586 | 1251.8586 | 1416.0368 | 1416.0368 | 1416.0368 | 4718 | 545.5446 | 0 | 844.2612 | 0 | 0 | 0 | 0 | 1389.8057 |  | 4718 | 545.5446 | 0 | 844.2612 | 0 | 0 | 0 | 0 | 1389.8057 | 4718 | 545.5446 | 0 | 844.2612 | 0 | 0 | 0 | 0 | 1389.8057 | 4718 | 574.2574 | 233.0979 | 912.7148 | 0 | 0 | 0 | 0 | 1720.0701 | 4718 | 574.2574 | 233.0979 | 912.7148 | 0 | 0 | 0 | 0 | 1720.0701 | 4718 | 574.2574 | 233.0979 | 912.7148 | 0 | 0 | 0 | 0 | 1720.0701 | 4718 | 312.1411 | 466.1958 | 1140.8935 | 0 | 0 | 0 | 0 | 0 | 0 | 1919.2303 | 4718 | 583.8284 | 466.1958 | 1140.8935 | 17 | 0 | 0 | 0 | 0 | 0 | 2207.9176 | 4718 | 583.8284 | 466.1958 | 1140.8935 | 0 | 0 | 0 | 0 | 0 | 0 | 2190.9176
4721 | 74.1528 | 45.4116 | 63.7513 | 35.652 | 36.0669 | 36.0669 | 21.1505 | 20.9838 | 21.1505 | 4721 | 1033.8442 | 1033.8442 | 1033.8442 | 1212.7788 | 1212.7788 | 1212.7788 | 1371.8317 | 1371.8317 | 1371.8317 | 4719 | 460.8911 | 0 | 671.3402 | 0 | 0 | 0 | 0 | 1132.2313 |  | 4719 | 460.8911 | 0 | 671.3402 | 0 | 0 | 0 | 0 | 1132.2313 | 4719 | 460.8911 | 0 | 671.3402 | 0 | 0 | 0 | 0 | 1132.2313 | 4719 | 485.1485 | 260.3431 | 725.7732 | 0 | 0 | 0 | 0 | 1471.2648 | 4719 | 485.1485 | 260.3431 | 725.7732 | 0 | 0 | 0 | 0 | 1471.2648 | 4719 | 485.1485 | 260.3431 | 725.7732 | 0 | 0 | 0 | 0 | 1471.2648 | 4719 | 475.1191 | 520.6862 | 907.2165 | 0 | 0 | 0 | 0 | 0 | 0 | 1903.0218 | 4719 | 493.2343 | 520.6862 | 907.2165 | 17 | 0 | 0 | 0 | 0 | 0 | 1938.137 | 4719 | 493.2343 | 520.6862 | 907.2165 | 0 | 0 | 0 | 0 | 0 | 0 | 1921.137
4722 | 74.1528 | 45.4116 | 63.7513 | 35.652 | 36.0669 | 36.0669 | 21.1505 | 20.9838 | 21.1505 | 4722 | 1002.7511 | 1002.7511 | 1002.7511 | 1176.3042 | 1176.3042 | 1176.3042 | 1330.5736 | 1330.5736 | 1330.5736 | 4720 | 395.0495 | 0 | 401.7869 | 0 | 0 | 0 | 0 | 796.8364 |  | 4720 | 395.0495 | 0 | 401.7869 | 0 | 0 | 0 | 0 | 796.8364 | 4720 | 395.0495 | 0 | 401.7869 | 0 | 0 | 0 | 0 | 796.8364 | 4720 | 415.8416 | 293.6428 | 434.3643 | 0 | 0 | 0 | 0 | 1143.8486 | 4720 | 415.8416 | 293.6428 | 434.3643 | 0 | 0 | 0 | 0 | 1143.8486 | 4720 | 415.8416 | 293.6428 | 434.3643 | 0 | 0 | 0 | 0 | 1143.8486 | 4720 | 422.7723 | 587.2856 | 542.9553 | 0 | 0 | 0 | 0 | 0 | 0 | 1553.0132 | 4720 | 422.7723 | 587.2856 | 542.9553 | 17 | 0 | 0 | 0 | 0 | 0 | 1570.0132 | 4720 | 422.7723 | 587.2856 | 542.9553 | 0 | 0 | 0 | 0 | 0 | 0 | 1553.0132
4723 | 74.1528 | 45.4116 | 63.7513 | 35.652 | 36.0669 | 36.0669 | 21.1505 | 20.9838 | 21.3767 | 4723 | 941.6755 | 941.6755 | 941.6755 | 1104.6578 | 1104.6578 | 1104.6578 | 1249.5309 | 1249.5309 | 1249.5309 | 4721 | 338.6139 | 0 | 208.5223 | 0 | 0 | 0 | 150 | 697.1362 |  | 4721 | 338.6139 | 0 | 208.5223 | 0 | 0 | 0 | 0 | 547.1362 | 4721 | 338.6139 | 0 | 208.5223 | 0 | 0 | 0 | 0 | 547.1362 | 4721 | 356.4356 | 348.1332 | 225.4296 | 0 | 0 | 0 | 0 | 929.9984 | 4721 | 356.4356 | 348.1332 | 225.4296 | 0 | 0 | 0 | 0 | 929.9984 | 4721 | 356.4356 | 348.1332 | 225.4296 | 0 | 0 | 0 | 0 | 929.9984 | 4721 | 362.3762 | 696.2664 | 281.7869 | 0 | 0 | 0 | 0 | 0 | 0 | 1340.4296 | 4721 | 362.3762 | 696.2664 | 281.7869 | 17 | 0 | 0 | 0 | 0 | 0 | 1357.4296 | 4721 | 362.3762 | 696.2664 | 281.7869 | 0 | 0 | 0 | 0 | 0 | 0 | 1340.4296
4724 | 74.1528 | 45.4116 | 63.7513 | 35.652 | 36.0669 | 36.0669 | 20.9838 | 19.866 | 19.866 | 4724 | 897.2568 | 897.2568 | 897.2568 | 1052.5513 | 1052.5513 | 1052.5513 | 1190.5908 | 1190.5908 | 1190.5908 | 4722 | 282.1782 | 0 | 86.4605 | 0 | 0 | 0 | 150 | 518.6387 |  | 4722 | 282.1782 | 0 | 86.4605 | 0 | 0 | 0 | 0 | 368.6387 | 4722 | 282.1782 | 0 | 86.4605 | 0 | 0 | 0 | 0 | 368.6387 | 4722 | 297.0297 | 426.8416 | 93.4708 | 0 | 0 | 0 | 0 | 817.3421 | 4722 | 297.0297 | 426.8416 | 93.4708 | 0 | 0 | 0 | 0 | 817.3421 | 4722 | 297.0297 | 426.8416 | 93.4708 | 0 | 0 | 0 | 0 | 817.3421 | 4722 | 301.9802 | 853.6831 | 116.8385 | 0 | 0 | 0 | 0 | 0 | 0 | 1272.5018 | 4722 | 301.9802 | 853.6831 | 116.8385 | 17 | 0 | 0 | 0 | 0 | 0 | 1289.5018 | 4722 | 301.9802 | 853.6831 | 116.8385 | 0 | 0 | 0 | 0 | 0 | 0 | 1272.5018
4725 | 74.1528 | 45.4116 | 63.7513 | 35.652 | 36.0669 | 36.0669 | 18.6145 | 18.6145 | 18.6145 | 4725 | 867.2742 | 867.2742 | 867.2742 | 1017.3794 | 1017.3794 | 1017.3794 | 1150.8062 | 1150.8062 | 1150.8062 | 4723 | 404.4554 | 0 | 25.4296 | 0 | 0 | 0 | 21.3236 | 451.2086 |  | 4723 | 404.4554 | 0 | 25.4296 | 0 | 0 | 0 | 0 | 429.885 | 4723 | 404.4554 | 0 | 25.4296 | 0 | 0 | 0 | 0 | 429.885 | 4723 | 425.7426 | 501.5136 | 27.4914 | 0 | 0 | 0 | 0 | 954.7476 | 4723 | 425.7426 | 501.5136 | 27.4914 | 0 | 0 | 0 | 0 | 954.7476 | 4723 | 425.7426 | 501.5136 | 27.4914 | 0 | 0 | 0 | 0 | 954.7476 | 4723 | 432.8383 | 1003.0272 | 34.3643 | 0 | 0 | 0 | 0 | 0 | 0 | 1470.2298 | 4723 | 432.8383 | 1003.0272 | 34.3643 | 17 | 0 | 0 | 0 | 0 | 0 | 1487.2298 | 4723 | 432.8383 | 1003.0272 | 34.3643 | 0 | 0 | 0 | 0 | 0 | 0 | 1470.2298
4726 | 74.1528 | 45.4116 | 63.7513 | 35.1093 | 35.0997 | 35.0997 | 14.9898 | 14.9898 | 14.9898 | 4726 | 816.1928 | 816.1928 | 816.1928 | 957.4569 | 957.4569 | 957.4569 | 1083.025 | 1083.025 | 1083.025 | 4724 | 554.9505 | 0 | 0 | 0 | 0 | 0 | 0 | 554.9505 |  | 4724 | 554.9505 | 0 | 0 | 0 | 0 | 0 | 0 | 554.9505 | 4724 | 554.9505 | 0 | 0 | 0 | 0 | 0 | 0 | 554.9505 | 4724 | 584.1584 | 547.9314 | 0 | 0 | 0 | 0 | 0 | 1132.0898 | 4724 | 584.1584 | 547.9314 | 0 | 0 | 0 | 0 | 0 | 1132.0898 | 4724 | 584.1584 | 547.9314 | 0 | 0 | 0 | 0 | 0 | 1132.0898 | 4724 | 593.8944 | 1095.8628 | 0 | 0 | 0 | 0 | 0 | 0 | 0 | 1689.7572 | 4724 | 593.8944 | 1095.8628 | 0 | 17 | 0 | 0 | 0 | 0 | 0 | 1706.7572 | 4724 | 593.8944 | 1095.8628 | 0 | 0 | 0 | 0 | 0 | 0 | 0 | 1689.7572
4727 | 74.1528 | 45.4116 | 63.7513 | 34.4823 | 34.4823 | 34.4823 | 3.0198 | 3.0198 | 3.0198 | 4727 | 770.6637 | 770.6637 | 770.6637 | 904.0478 | 904.0478 | 904.0478 | 1022.6114 | 1022.6114 | 1022.6114 | 4725 | 620.7921 | 0 | 0 | 0 | 0 | 0 | 0 | 620.7921 |  | 4725 | 620.7921 | 0 | 0 | 0 | 0 | 0 | 0 | 620.7921 | 4725 | 620.7921 | 0 | 0 | 0 | 0 | 0 | 0 | 620.7921 | 4725 | 653.4653 | 556.004 | 0 | 0 | 0 | 0 | 0 | 1209.4694 | 4725 | 653.4653 | 556.004 | 0 | 0 | 0 | 0 | 0 | 1209.4694 | 4725 | 653.4653 | 556.004 | 0 | 0 | 0 | 0 | 0 | 1209.4694 | 4725 | 664.3564 | 1112.0081 | 0 | 0 | 0 | 0 | 0 | 0 | 0 | 1776.3645 | 4725 | 664.3564 | 1112.0081 | 0 | 17 | 0 | 0 | 0 | 0 | 0 | 1793.3645 | 4725 | 664.3564 | 1112.0081 | 0 | 0 | 0 | 0 | 0 | 0 | 0 | 1776.3645
4728 | 45.6663 | 45.4116 | 45.6663 | 33.6671 | 33.6671 | 33.6671 | 0.01 | 0.01 | 0.01 | 4728 | 736.2392 | 736.2392 | 736.2392 | 863.6652 | 863.6652 | 863.6652 | 976.9328 | 976.9328 | 976.9328 | 4726 | 545.5446 | 0 | 0 | 0 | 0 | 0 | 139.4297 | 684.9743 |  | 4726 | 545.5446 | 0 | 0 | 0 | 0 | 0 | 0 | 545.5446 | 4726 | 545.5446 | 0 | 0 | 0 | 0 | 0 | 0 | 545.5446 | 4726 | 574.2574 | 545.9132 | 0 | 0 | 0 | 0 | 0 | 1120.1706 | 4726 | 574.2574 | 545.9132 | 0 | 0 | 0 | 0 | 0 | 1120.1706 | 4726 | 574.2574 | 545.9132 | 0 | 0 | 0 | 0 | 0 | 1120.1706 | 4726 | 583.8284 | 1091.8264 | 0 | 0 | 0 | 0 | 0 | 0 | 0 | 1675.6548 | 4726 | 583.8284 | 1091.8264 | 0 | 17 | 0 | 0 | 0 | 0 | 0 | 1692.6548 | 4726 | 583.8284 | 1091.8264 | 0 | 0 | 0 | 0 | 0 | 0 | 0 | 1675.6548
4729 | 45.6663 | 45.4116 | 45.6663 | 32.9571 | 32.9475 | 32.9475 | 0.29885 | 0.29885 | 0.29885 | 4729 | 709.588 | 709.588 | 709.588 | 832.4013 | 832.4013 | 832.4013 | 941.5687 | 941.5687 | 941.5687 | 4727 | 630.198 | 0 | 0 | 0 | 0 | 0 | 124.4656 | 754.6637 |  | 4727 | 630.198 | 0 | 0 | 0 | 0 | 0 | 0 | 630.198 | 4727 | 630.198 | 0 | 0 | 0 | 0 | 0 | 0 | 630.198 | 4727 | 663.3663 | 498.4864 | 0 | 0 | 0 | 0 | 0 | 1161.8527 | 4727 | 663.3663 | 498.4864 | 0 | 0 | 0 | 0 | 0 | 1161.8527 | 4727 | 663.3663 | 498.4864 | 0 | 0 | 0 | 0 | 0 | 1161.8527 | 4727 | 674.4224 | 996.9728 | 0 | 0 | 0 | 0 | 0 | 0 | 0 | 1671.3952 | 4727 | 674.4224 | 996.9728 | 0 | 17 | 0 | 0 | 0 | 0 | 0 | 1688.3952 | 4727 | 674.4224 | 996.9728 | 0 | 0 | 0 | 0 | 0 | 0 | 0 | 1671.3952
4730 | 73.2049 | 45.4116 | 63.7513 | 33.3317 | 33.3317 | 33.3317 | 0.01 | 0.01 | 0.01 | 4730 | 676.274 | 676.274 | 676.274 | 793.3214 | 793.3214 | 793.3214 | 1166.6271 | 897.3636 | 897.3636 | 4728 | 573.7624 | 0 | 0 | 0 | 0 | 0 | 0 | 573.7624 |  | 4728 | 573.7624 | 0 | 0 | 0 | 0 | 0 | 0 | 573.7624 | 4728 | 573.7624 | 0 | 0 | 0 | 0 | 0 | 0 | 573.7624 | 4728 | 603.9604 | 431.887 | 0 | 0 | 0 | 0 | 0 | 1035.8474 | 4728 | 603.9604 | 431.887 | 0 | 0 | 0 | 0 | 0 | 1035.8474 | 4728 | 603.9604 | 431.887 | 0 | 0 | 0 | 0 | 0 | 1035.8474 | 4728 | 614.0264 | 863.774 | 0 | 0 | 0 | 0 | 0 | 0 | 0 | 1477.8004 | 4728 | 614.0264 | 863.774 | 0 | 17 | 0 | 0 | 0 | 0 | 0 | 1494.8004 | 4728 | 614.0264 | 863.774 | 0 | 0 | 0 | 0 | 0 | 0 | 0 | 1477.8004
4731 | 45.3423 | 45.3423 | 45.3423 | 32.8629 | 32.8534 | 32.8534 | 0.01 | 0.01 | 0.01 | 4731 | 680.7159 | 680.7159 | 680.7159 | 798.5321 | 798.5321 | 798.5321 | 903.2576 | 903.2576 | 903.2576 | 4729 | 404.4554 | 0 | 0 | 0 | 0 | 0 | 0 | 404.4554 |  | 4729 | 404.4554 | 0 | 0 | 0 | 0 | 0 | 0 | 404.4554 | 4729 | 404.4554 | 0 | 0 | 0 | 0 | 0 | 0 | 404.4554 | 4729 | 425.7426 | 361.2513 | 0 | 0 | 0 | 0 | 0 | 786.9938 | 4729 | 425.7426 | 361.2513 | 0 | 0 | 0 | 0 | 0 | 786.9938 | 4729 | 425.7426 | 361.2513 | 0 | 0 | 0 | 0 | 0 | 786.9938 | 4729 | 432.8383 | 722.5025 | 0 | 0 | 0 | 0 | 0 | 0 | 0 | 1155.3408 | 4729 | 432.8383 | 722.5025 | 0 | 17 | 0 | 0 | 0 | 0 | 0 | 1172.3408 | 4729 | 432.8383 | 722.5025 | 0 | 0 | 0 | 0 | 0 | 0 | 0 | 1155.3408
4732 | 45.6663 | 45.4116 | 45.6663 | 32.6411 | 32.6411 | 32.6411 | 0.01 | 0.01 | 0.01 | 4732 | 732.9078 | 732.9078 | 732.9078 | 859.7572 | 859.7572 | 859.7572 | 972.5123 | 972.5123 | 1497.6264 | 4730 | 338.6139 | 0 | 5.0859 | 0 | 0 | 0 | 0 | 343.6998 |  | 4730 | 338.6139 | 0 | 5.0859 | 0 | 0 | 0 | 0 | 343.6998 | 4730 | 338.6139 | 0 | 5.0859 | 0 | 0 | 0 | 0 | 343.6998 | 4730 | 356.4356 | 300.7064 | 5.4983 | 0 | 0 | 0 | 0 | 662.6403 | 4730 | 356.4356 | 300.7064 | 5.4983 | 0 | 0 | 0 | 0 | 662.6403 | 4730 | 356.4356 | 300.7064 | 5.4983 | 0 | 0 | 0 | 0 | 662.6403 | 4730 | 362.3762 | 601.4127 | 6.8729 | 0 | 0 | 0 | 0 | 0 | 0 | 970.6618 | 4730 | 362.3762 | 601.4127 | 6.8729 | 17 | 0 | 0 | 0 | 0 | 0 | 987.6618 | 4730 | 362.3762 | 601.4127 | 6.8729 | 0 | 0 | 0 | 0 | 0 | 0 | 970.6618
4733 | 43.8649 | 43.8649 | 43.8649 | 16.7128 | 17.8664 | 17.8664 | 0.01 | 0.01 | 0.01 | 4733 | 778.4369 | 778.4369 | 778.4369 | 913.1664 | 913.1664 | 913.1664 | 1032.9259 | 1032.9259 | 1272.5004 | 4731 | 272.7723 | 0 | 30.5155 | 0 | 0 | 0 | 0 | 303.2877 |  | 4731 | 272.7723 | 0 | 30.5155 | 0 | 0 | 0 | 0 | 303.2877 | 4731 | 272.7723 | 0 | 30.5155 | 0 | 0 | 0 | 0 | 303.2877 | 4731 | 287.1287 | 247.225 | 32.9897 | 0 | 0 | 0 | 0 | 567.3434 | 4731 | 287.1287 | 247.225 | 32.9897 | 0 | 0 | 0 | 0 | 567.3434 | 4731 | 287.1287 | 247.225 | 32.9897 | 0 | 0 | 0 | 0 | 567.3434 | 4731 | 291.9142 | 494.4501 | 41.2371 | 0 | 0 | 0 | 0 | 0 | 0 | 827.6014 | 4731 | 291.9142 | 494.4501 | 41.2371 | 17 | 0 | 0 | 0 | 0 | 0 | 844.6014 | 4731 | 291.9142 | 494.4501 | 41.2371 | 0 | 0 | 0 | 0 | 0 | 0 | 827.6014
4734 | 37.7309 | 37.7309 | 40.1154 | 13.5572 | 17.8664 | 17.8664 | 0.01 | 0.01 | 0.01 | 4734 | 820.6346 | 820.6346 | 820.6346 | 962.6676 | 962.6676 | 962.6676 | 1088.9191 | 1088.9191 | 1245.8333 | 4732 | 225.7426 | 0 | 96.6323 | 0 | 0 | 0 | 0 | 322.3749 |  | 4732 | 225.7426 | 0 | 96.6323 | 0 | 0 | 0 | 0 | 322.3749 | 4732 | 225.7426 | 0 | 96.6323 | 0 | 0 | 0 | 0 | 322.3749 | 4732 | 237.6238 | 180.6256 | 104.4674 | 0 | 0 | 0 | 0 | 522.7167 | 4732 | 237.6238 | 180.6256 | 104.4674 | 0 | 0 | 0 | 0 | 522.7167 | 4732 | 237.6238 | 180.6256 | 104.4674 | 0 | 0 | 0 | 0 | 522.7167 | 4732 | 241.5842 | 361.2513 | 130.5842 | 0 | 0 | 0 | 0 | 0 | 0 | 733.4196 | 4732 | 241.5842 | 361.2513 | 130.5842 | 17 | 0 | 0 | 0 | 0 | 0 | 750.4196 | 4732 | 241.5842 | 361.2513 | 130.5842 | 0 | 0 | 0 | 0 | 0 | 0 | 733.4196
4735 | 13.3772 | 26.2109 | 32.1932 | 5.1105 | 6.1263 | 6.1263 | 0.01 | 0.01 | 0.01 | 4735 | 853.9486 | 853.9486 | 853.9486 | 1001.7474 | 1001.7474 | 1001.7474 | 1133.1242 | 1133.1242 | 1133.1242 | 4733 | 122.2772 | 0 | 269.5533 | 0 | 0 | 0 | 0 | 391.8305 |  | 4733 | 122.2772 | 0 | 269.5533 | 0 | 0 | 0 | 0 | 391.8305 | 4733 | 122.2772 | 0 | 269.5533 | 0 | 0 | 0 | 0 | 391.8305 | 4733 | 128.7129 | 132.1897 | 291.4089 | 0 | 0 | 0 | 0 | 552.3115 | 4733 | 128.7129 | 132.1897 | 291.4089 | 0 | 0 | 0 | 0 | 552.3115 | 4733 | 128.7129 | 132.1897 | 291.4089 | 0 | 0 | 0 | 0 | 552.3115 | 4733 | 130.8581 | 264.3794 | 364.2612 | 0 | 0 | 0 | 0 | 0 | 0 | 759.4987 | 4733 | 0 | 264.3794 | 364.2612 | 17 | 0 | 0 | 0 | 0 | 0 | 645.6406 | 4733 | 130.8581 | 264.3794 | 364.2612 | 0 | 0 | 0 | 0 | 0 | 0 | 759.4987
4736 | 12.3675 | 13.0305 | 12.3675 | 0.01 | 4.8785 | 4.8785 | 0.01 | 0.01 | 0.01 | 4736 | 1277.4485 | 1066.5924 | 1066.5924 | 1498.5454 | 1481.9928 | 1261.9928 | 1169.9617 | 1169.9617 | 1169.9617 | 4734 | 178.7129 | 0 | 615.3952 | 0 | 0 | 0 | 0 | 794.1081 |  | 4734 | 178.7129 | 0 | 615.3952 | 0 | 0 | 0 | 0 | 794.1081 | 4734 | 178.7129 | 0 | 615.3952 | 0 | 0 | 0 | 0 | 794.1081 | 4734 | 188.1188 | 115.0353 | 665.2921 | 0 | 0 | 0 | 0 | 968.4462 | 4734 | 188.1188 | 115.0353 | 665.2921 | 0 | 0 | 0 | 0 | 968.4462 | 4734 | 188.1188 | 115.0353 | 665.2921 | 0 | 0 | 0 | 0 | 968.4462 | 4734 | 191.2541 | 230.0706 | 831.6151 | 0 | 0 | 0 | 0 | 0 | 0 | 1252.9399 | 4734 | 191.2541 | 230.0706 | 831.6151 | 17 | 0 | 0 | 0 | 0 | 0 | 1269.9399 | 4734 | 96.2981 | 230.0706 | 831.6151 | 0 | 0 | 0 | 0 | 0 | 0 | 1157.9839
4737 | 11.4179 | 11.8881 | 11.8881 | 0.01 | 4.8785 | 4.8785 | 0.01 | 0.01 | 0.01 | 4737 | 1286.3322 | 1286.3322 | 1286.3322 | 1508.9667 | 1213.7448 | 1277.9698 | 1181.7498 | 1181.7498 | 1181.7498 | 4735 | 272.7723 | 0 | 976.4948 | 0 | 0 | 0 | 0 | 1249.2671 |  | 4735 | 272.7723 | 0 | 976.4948 | 0 | 0 | 0 | 0 | 1249.2671 | 4735 | 272.7723 | 0 | 976.4948 | 0 | 0 | 0 | 0 | 1249.2671 | 4735 | 287.1287 | 120.0807 | 1055.6701 | 0 | 0 | 0 | 0 | 1462.8795 | 4735 | 287.1287 | 120.0807 | 1055.6701 | 0 | 0 | 0 | 0 | 1462.8795 | 4735 | 287.1287 | 120.0807 | 1055.6701 | 0 | 0 | 0 | 0 | 1462.8795 | 4735 | 291.9142 | 240.1615 | 1319.5876 | 0 | 0 | 0 | 0 | 0 | 0 | 1851.6633 | 4735 | 291.9142 | 240.1615 | 1319.5876 | 17 | 0 | 0 | 0 | 0 | 0 | 1868.6633 | 4735 | 291.9142 | 240.1615 | 1319.5876 | 0 | 0 | 0 | 0 | 0 | 0 | 1851.6633
4738 | 9.5841 | 10.1159 | 10.1159 | 0.01 | 4.8785 | 4.8785 | 0.01 | 0.01 | 0.01 | 4738 | 1284.1113 | 1284.1113 | 1284.1113 | 1506.3613 | 1350.5864 | 1506.3613 | 1191.8123 | 1178.8028 | 1178.8028 | 4736 | 319.802 | 0 | 1230.7904 | 0 | 0 | 0 | 0 | 1550.5924 |  | 4736 | 319.802 | 0 | 1230.7904 | 0 | 0 | 0 | 0 | 1550.5924 | 4736 | 319.802 | 0 | 1230.7904 | 0 | 0 | 0 | 0 | 1550.5924 | 4736 | 336.6337 | 131.1806 | 1330.5842 | 0 | 0 | 0 | 0 | 1798.3985 | 4736 | 336.6337 | 131.1806 | 1330.5842 | 0 | 0 | 0 | 0 | 1798.3985 | 4736 | 336.6337 | 131.1806 | 1330.5842 | 0 | 0 | 0 | 0 | 1798.3985 | 4736 | 209.6291 | 262.3613 | 1663.2302 | 0 | 0 | 0 | 0 | 0 | 0 | 2135.2206 | 4736 | 342.2442 | 262.3613 | 1663.2302 | 17 | 0 | 0 | 0 | 0 | 0 | 2284.8357 | 4736 | 342.2442 | 262.3613 | 1663.2302 | 0 | 0 | 0 | 0 | 0 | 0 | 2267.8357
4739 | 0.01 | 6.1514 | 6.1514 | 0.01 | 0.01 | 0.01 | 0.01 | 0.01 | 0.01 | 4739 | 1276.338 | 1276.338 | 1276.338 | 1497.2427 | 1497.2427 | 1497.2427 | 1168.4882 | 1693.6024 | 1168.4882 | 4737 | 395.0495 | 0 | 1363.0241 | 0 | 0 | 0 | 0 | 1758.0736 |  | 4737 | 395.0495 | 0 | 1363.0241 | 0 | 0 | 0 | 0 | 1758.0736 | 4737 | 395.0495 | 0 | 1363.0241 | 0 | 0 | 0 | 0 | 1758.0736 | 4737 | 415.8416 | 133.1988 | 1473.5395 | 0 | 0 | 0 | 0 | 2022.5799 | 4737 | 415.8416 | 133.1988 | 1473.5395 | 0 | 0 | 0 | 0 | 2022.5799 | 4737 | 415.8416 | 133.1988 | 1473.5395 | 0 | 0 | 0 | 0 | 2022.5799 | 4737 | 5.4544 | 266.3976 | 1841.9244 | 0 | 0 | 0 | 0 | 0 | 0 | 2113.7764 | 4737 | 422.7723 | 266.3976 | 1841.9244 | 17 | 0 | 0 | 0 | 0 | 0 | 2548.0943 | 4737 | 422.7723 | 266.3976 | 1841.9244 | 0 | 0 | 0 | 0 | 0 | 0 | 2531.0943
4740 | 0.01 | 0.01 | 0.01 | 0.01 | 0.01 | 0.01 | 0.01 | 0.01 | 0.01 | 4740 | 1263.0124 | 1263.0124 | 1263.0124 | 1481.6107 | 1481.6107 | 1481.6107 | 1150.8062 | 1675.9204 | 1150.8062 | 4738 | 423.2673 | 0 | 1408.7973 | 0 | 0 | 0 | 0 | 1832.0646 |  | 4738 | 423.2673 | 0 | 1408.7973 | 0 | 0 | 0 | 0 | 1832.0646 | 4738 | 423.2673 | 0 | 1408.7973 | 0 | 0 | 0 | 0 | 1832.0646 | 4738 | 445.5446 | 121.0898 | 1523.0241 | 0 | 0 | 0 | 0 | 2089.6584 | 4738 | 445.5446 | 121.0898 | 1523.0241 | 0 | 0 | 0 | 0 | 2089.6584 | 4738 | 445.5446 | 121.0898 | 1523.0241 | 0 | 0 | 0 | 0 | 2089.6584 | 4738 | 0 | 242.1796 | 1903.7801 | 0 | 0 | 0 | 0 | 0 | 0 | 2145.9597 | 4738 | 452.9703 | 242.1796 | 1903.7801 | 17 | 0 | 0 | 0 | 0 | 0 | 2615.93 | 4738 | 452.9703 | 242.1796 | 1903.7801 | 0 | 0 | 0 | 0 | 0 | 0 | 2598.93
4741 | 0.01 | 0.01 | 0.01 | 0.01 | 0.01 | 0.01 | 0.01 | 0.01 | 0.01 | 4741 | 1263.0124 | 1263.0124 | 1263.0124 | 1481.6107 | 1481.6107 | 1481.6107 | 1150.8062 | 1150.8062 | 1150.8062 | 4739 | 459.0506 | 0 | 1429.1409 | 0 | 0 | 0 | 0 | 1888.1915 |  | 4739 | 470.297 | 0 | 1429.1409 | 0 | 0 | 0 | 0 | 1899.4379 | 4739 | 470.297 | 0 | 1429.1409 | 0 | 0 | 0 | 0 | 1899.4379 | 4739 | 495.0495 | 104.9445 | 1545.0172 | 0 | 0 | 0 | 0 | 2145.0112 | 4739 | 495.0495 | 104.9445 | 1545.0172 | 0 | 0 | 0 | 0 | 2145.0112 | 4739 | 495.0495 | 104.9445 | 1545.0172 | 0 | 0 | 0 | 0 | 2145.0112 | 4739 | 5.158 | 209.889 | 1931.2715 | 0 | 0 | 0 | 0 | 0 | 0 | 2146.3184 | 4739 | 503.3003 | 209.889 | 1931.2715 | 17 | 0 | 0 | 0 | 0 | 0 | 2661.4608 | 4739 | 481.6913 | 209.889 | 1931.2715 | 0 | 0 | 0 | 0 | 0 | 0 | 2622.8518
4742 | 6.1514 | 8.6648 | 8.6648 | 0.01 | 4.8785 | 4.8785 | 0.01 | 0.01 | 0.01 | 4742 | 1268.5648 | 1268.5648 | 1268.5648 | 1488.1241 | 1488.1241 | 1488.1241 | 1158.1737 | 1158.1737 | 1158.1737 | 4740 | 470.297 | 0 | 1424.055 | 0 | 0 | 0 | 0 | 1894.352 |  | 4740 | 470.297 | 0 | 1424.055 | 0 | 0 | 0 | 0 | 1894.352 | 4740 | 470.297 | 0 | 1424.055 | 0 | 0 | 0 | 0 | 1894.352 | 4740 | 495.0495 | 91.8264 | 1539.5189 | 0 | 0 | 0 | 0 | 2126.3948 | 4740 | 495.0495 | 91.8264 | 1539.5189 | 0 | 0 | 0 | 0 | 2126.3948 | 4740 | 495.0495 | 91.8264 | 1539.5189 | 0 | 0 | 0 | 0 | 2126.3948 | 4740 | 503.3003 | 183.6529 | 1924.3986 | 0 | 0 | 0 | 0 | 0 | 0 | 2611.3518 | 4740 | 503.3003 | 183.6529 | 1924.3986 | 17 | 0 | 0 | 0 | 0 | 0 | 2628.3518 | 4740 | 503.3003 | 183.6529 | 1924.3986 | 0 | 0 | 0 | 0 | 0 | 0 | 2611.3518
4743 | 12.3675 | 23.2645 | 23.2645 | 17.7619 | 17.8664 | 17.8664 | 0.01 | 0.01 | 0.01 | 4743 | 1206.2586 | 893.9254 | 893.9254 | 1048.6433 | 1048.6433 | 1048.6433 | 1186.1703 | 1186.1703 | 1186.1703 | 4741 | 423.2673 | 0 | 1357.9381 | 0 | 0 | 0 | 0 | 1781.2055 |  | 4741 | 423.2673 | 0 | 1357.9381 | 0 | 0 | 0 | 0 | 1781.2055 | 4741 | 423.2673 | 0 | 1357.9381 | 0 | 0 | 0 | 0 | 1781.2055 | 4741 | 445.5446 | 88.7992 | 1468.0412 | 0 | 0 | 0 | 0 | 2002.385 | 4741 | 0 | 88.7992 | 1468.0412 | 0 | 0 | 0 | 0 | 1556.8404 | 4741 | 445.5446 | 88.7992 | 1468.0412 | 0 | 0 | 0 | 0 | 2002.385 | 4741 | 97.8589 | 177.5984 | 1835.0515 | 0 | 0 | 0 | 0 | 0 | 0 | 2110.5088 | 4741 | 452.9703 | 177.5984 | 1835.0515 | 17 | 0 | 0 | 0 | 0 | 0 | 2482.6202 | 4741 | 452.9703 | 177.5984 | 1835.0515 | 0 | 0 | 0 | 0 | 0 | 0 | 2465.6202
4744 | 58.7621 | 45.4116 | 58.7621 | 30.1371 | 30.1371 | 30.1371 | 20.5102 | 14.4573 | 14.4573 | 4744 | 926.129 | 926.129 | 926.129 | 1086.4205 | 1086.4205 | 1086.4205 | 1228.9019 | 1228.9019 | 1228.9019 | 4742 | 376.2376 | 0 | 1179.9313 | 0 | 0 | 0 | 0 | 1556.1689 |  | 4742 | 376.2376 | 0 | 1179.9313 | 0 | 0 | 0 | 0 | 1556.1689 | 4742 | 376.2376 | 0 | 1179.9313 | 0 | 0 | 0 | 0 | 1556.1689 | 4742 | 396.0396 | 105.9536 | 1275.6014 | 0 | 0 | 0 | 0 | 1777.5946 | 4742 | 396.0396 | 105.9536 | 1275.6014 | 0 | 0 | 0 | 0 | 1777.5946 | 4742 | 396.0396 | 105.9536 | 1275.6014 | 0 | 0 | 0 | 0 | 1777.5946 | 4742 | 402.6403 | 211.9072 | 1594.5017 | 0 | 0 | 0 | 0 | 0 | 0 | 2209.0491 | 4742 | 402.6403 | 211.9072 | 1594.5017 | 17 | 0 | 0 | 0 | 0 | 0 | 2226.0491 | 4742 | 337.4586 | 211.9072 | 1594.5017 | 0 | 0 | 0 | 0 | 0 | 0 | 2143.8674
4745 | 79.9023 | 45.4116 | 74.1528 | 37.7701 | 36.0669 | 36.0669 | 23.2645 | 20.0009 | 20.0009 | 4745 | 943.8964 | 943.8964 | 943.8964 | 1107.2631 | 1107.2631 | 1107.2631 | 1252.4779 | 1252.4779 | 1252.4779 | 4743 | 310.396 | 0 | 879.8625 | 0 | 0 | 0 | 0 | 1190.2586 |  | 4743 | 310.396 | 0 | 879.8625 | 0 | 0 | 0 | 0 | 1190.2586 | 4743 | 310.396 | 0 | 879.8625 | 0 | 0 | 0 | 0 | 1190.2586 | 4743 | 326.7327 | 128.1534 | 951.2027 | 0 | 0 | 0 | 0 | 1406.0888 | 4743 | 326.7327 | 128.1534 | 951.2027 | 0 | 0 | 0 | 0 | 1406.0888 | 4743 | 326.7327 | 128.1534 | 951.2027 | 0 | 0 | 0 | 0 | 1406.0888 | 4743 | 332.1782 | 256.3068 | 1189.0034 | 0 | 0 | 0 | 0 | 0 | 0 | 1777.4884 | 4743 | 332.1782 | 256.3068 | 1189.0034 | 17 | 0 | 0 | 0 | 0 | 0 | 1794.4884 | 4743 | 332.1782 | 256.3068 | 1189.0034 | 0 | 0 | 0 | 0 | 0 | 0 | 1777.4884
4746 | 83.6259 | 45.4116 | 74.1528 | 37.7701 | 36.2688 | 36.2688 | 30.4918 | 27.5162 | 27.5162 | 4746 | 923.908 | 923.908 | 923.908 | 1083.8152 | 1083.8152 | 1083.8152 | 1225.9549 | 1225.9549 | 1225.9549 | 4744 | 263.3663 | 0 | 528.9347 | 0 | 0 | 0 | 0 | 792.301 |  | 4744 | 263.3663 | 0 | 528.9347 | 0 | 0 | 0 | 0 | 792.301 | 4744 | 263.3663 | 0 | 528.9347 | 0 | 0 | 0 | 0 | 792.301 | 4744 | 277.2277 | 147.3259 | 571.8213 | 0 | 0 | 0 | 0 | 996.375 | 4744 | 277.2277 | 147.3259 | 571.8213 | 0 | 0 | 0 | 0 | 996.375 | 4744 | 277.2277 | 147.3259 | 571.8213 | 0 | 0 | 0 | 0 | 996.375 | 4744 | 281.8482 | 294.6519 | 714.7766 | 0 | 0 | 0 | 0 | 0 | 0 | 1291.2767 | 4744 | 281.8482 | 294.6519 | 714.7766 | 17 | 0 | 0 | 0 | 0 | 0 | 1308.2767 | 4744 | 281.8482 | 294.6519 | 714.7766 | 0 | 0 | 0 | 0 | 0 | 0 | 1291.2767
4747 | 84.5534 | 45.4116 | 74.1528 | 37.9674 | 37.7701 | 37.7701 | 33.0173 | 32.5571 | 32.5571 | 4747 | 869.4952 | 869.4952 | 869.4952 | 1019.9847 | 1019.9847 | 1019.9847 | 1153.7532 | 1153.7532 | 1153.7532 | 4745 | 188.1188 | 0 | 213.6082 | 0 | 0 | 0 | 150 | 551.7271 |  | 4745 | 188.1188 | 0 | 213.6082 | 0 | 0 | 0 | 0 | 401.7271 | 4745 | 188.1188 | 0 | 213.6082 | 0 | 0 | 0 | 26.1694 | 427.8964 | 4745 | 198.0198 | 154.3895 | 230.9278 | 0 | 0 | 0 | 0 | 583.3371 | 4745 | 198.0198 | 154.3895 | 230.9278 | 0 | 0 | 0 | 0 | 583.3371 | 4745 | 198.0198 | 154.3895 | 230.9278 | 0 | 0 | 0 | 0 | 583.3371 | 4745 | 201.3201 | 308.779 | 288.6598 | 0 | 0 | 0 | 0 | 0 | 0 | 798.7589 | 4745 | 201.3201 | 308.779 | 288.6598 | 17 | 0 | 0 | 0 | 0 | 0 | 815.7589 | 4745 | 201.3201 | 308.779 | 288.6598 | 0 | 0 | 0 | 0 | 0 | 0 | 798.7589
4748 | 84.5534 | 45.4116 | 74.1528 | 38.0227 | 37.7701 | 56.3718 | 33.0288 | 32.5868 | 33.0173 | 4748 | 846.1754 | 846.1754 | 846.1754 | 992.6288 | 992.6288 | 992.6288 | 1122.8096 | 1122.8096 | 1122.8096 | 4746 | 150.495 | 0 | 71.2027 | 0 | 0 | 0 | 150 | 371.6978 |  | 4746 | 150.495 | 0 | 71.2027 | 0 | 0 | 0 | 0 | 221.6978 | 4746 | 150.495 | 0 | 71.2027 | 0 | 0 | 0 | 150 | 371.6978 | 4746 | 158.4158 | 146.3169 | 76.9759 | 0 | 0 | 0 | 0 | 381.7086 | 4746 | 158.4158 | 146.3169 | 76.9759 | 0 | 0 | 0 | 0 | 381.7086 | 4746 | 158.4158 | 146.3169 | 76.9759 | 0 | 0 | 0 | 0 | 381.7086 | 4746 | 161.0561 | 292.6337 | 96.2199 | 0 | 0 | 0 | 0 | 0 | 0 | 549.9097 | 4746 | 161.0561 | 292.6337 | 96.2199 | 17 | 0 | 0 | 0 | 0 | 0 | 566.9097 | 4746 | 161.0561 | 292.6337 | 96.2199 | 0 | 0 | 0 | 0 | 0 | 0 | 549.9097
4749 | 84.5534 | 45.4116 | 74.1528 | 38.0227 | 37.7701 | 56.3718 | 33.0288 | 32.5868 | 34.0097 | 4749 | 830.6288 | 830.6288 | 830.6288 | 974.3915 | 974.3915 | 974.3915 | 1102.1806 | 1102.1806 | 1102.1806 | 4747 | 159.901 | 0 | 20.3436 | 0 | 0 | 0 | 150 | 330.2446 |  | 4747 | 159.901 | 0 | 20.3436 | 0 | 0 | 0 | 0 | 180.2446 | 4747 | 159.901 | 0 | 20.3436 | 0 | 0 | 0 | 150 | 330.2446 | 4747 | 168.3168 | 136.226 | 21.9931 | 0 | 0 | 0 | 0 | 326.536 | 4747 | 168.3168 | 136.226 | 21.9931 | 0 | 0 | 0 | 0 | 326.536 | 4747 | 168.3168 | 136.226 | 21.9931 | 0 | 0 | 0 | 0 | 326.536 | 4747 | 171.1221 | 272.4521 | 27.4914 | 0 | 0 | 0 | 0 | 0 | 0 | 471.0656 | 4747 | 171.1221 | 272.4521 | 27.4914 | 17 | 0 | 0 | 0 | 0 | 0 | 488.0656 | 4747 | 171.1221 | 272.4521 | 27.4914 | 0 | 0 | 0 | 0 | 0 | 0 | 471.0656
4750 | 84.5534 | 45.4116 | 74.1528 | 37.7701 | 37.7701 | 37.7701 | 33.0288 | 32.5868 | 34.0097 | 4750 | 781.7683 | 781.7683 | 781.7683 | 917.0744 | 917.0744 | 917.0744 | 1037.3464 | 1037.3464 | 1037.3464 | 4748 | 131.6832 | 0 | 0 | 0 | 0 | 0 | 150 | 281.6832 |  | 4748 | 131.6832 | 0 | 0 | 0 | 0 | 0 | 0 | 131.6832 | 4748 | 131.6832 | 0 | 0 | 0 | 0 | 0 | 150 | 281.6832 | 4748 | 138.6139 | 123.108 | 0 | 0 | 0 | 0 | 0 | 261.7218 | 4748 | 138.6139 | 123.108 | 0 | 0 | 0 | 0 | 0 | 261.7218 | 4748 | 138.6139 | 123.108 | 0 | 0 | 0 | 0 | 0 | 261.7218 | 4748 | 140.9241 | 246.2159 | 0 | 0 | 0 | 0 | 0 | 0 | 0 | 387.14 | 4748 | 140.9241 | 246.2159 | 0 | 17 | 0 | 0 | 0 | 0 | 0 | 404.14 | 4748 | 140.9241 | 246.2159 | 0 | 0 | 0 | 0 | 0 | 0 | 0 | 387.14
4751 | 83.0279 | 45.4116 | 74.1528 | 37.7701 | 37.7061 | 37.7061 | 33.0288 | 32.5868 | 33.0288 | 4751 | 736.2392 | 736.2392 | 736.2392 | 863.6652 | 863.6652 | 863.6652 | 976.9328 | 976.9328 | 976.9328 | 4749 | 56.4356 | 0 | 0 | 0 | 0 | 0 | 150 | 206.4356 |  | 4749 | 56.4356 | 0 | 0 | 0 | 0 | 0 | 0 | 56.4356 | 4749 | 56.4356 | 0 | 0 | 0 | 0 | 0 | 112.5234 | 168.9591 | 4749 | 59.4059 | 133.1988 | 0 | 0 | 0 | 0 | 0 | 192.6047 | 4749 | 59.4059 | 133.1988 | 0 | 0 | 0 | 0 | 0 | 192.6047 | 4749 | 59.4059 | 133.1988 | 0 | 0 | 0 | 0 | 0 | 192.6047 | 4749 | 60.396 | 266.3976 | 0 | 0 | 0 | 0 | 0 | 0 | 0 | 326.7936 | 4749 | 60.396 | 266.3976 | 0 | 17 | 0 | 0 | 0 | 0 | 0 | 343.7936 | 4749 | 60.396 | 266.3976 | 0 | 0 | 0 | 0 | 0 | 0 | 0 | 326.7936
4752 | 80.0874 | 45.4116 | 63.7513 | 37.6734 | 37.6734 | 37.6734 | 32.5868 | 30.6546 | 30.6546 | 4752 | 701.8147 | 701.8147 | 701.8147 | 823.2827 | 823.2827 | 823.2827 | 931.2542 | 931.2542 | 931.2542 | 4750 | 47.0297 | 0 | 0 | 0 | 0 | 0 | 150 | 197.0297 |  | 4750 | 47.0297 | 0 | 0 | 0 | 0 | 0 | 0 | 47.0297 | 4750 | 47.0297 | 0 | 0 | 0 | 0 | 0 | 150 | 197.0297 | 4750 | 49.505 | 169.5257 | 0 | 0 | 0 | 0 | 0 | 219.0307 | 4750 | 49.505 | 169.5257 | 0 | 0 | 0 | 0 | 0 | 219.0307 | 4750 | 49.505 | 169.5257 | 0 | 0 | 0 | 0 | 0 | 219.0307 | 4750 | 50.33 | 339.0515 | 0 | 0 | 0 | 0 | 0 | 0 | 0 | 389.3815 | 4750 | 50.33 | 339.0515 | 0 | 17 | 0 | 0 | 0 | 0 | 0 | 406.3815 | 4750 | 50.33 | 339.0515 | 0 | 0 | 0 | 0 | 0 | 0 | 0 | 389.3815
4753 | 79.9023 | 45.4116 | 63.7513 | 37.7701 | 36.2554 | 36.2554 | 32.5571 | 14.4573 | 14.4573 | 4753 | 692.931 | 692.931 | 692.931 | 812.8614 | 812.8614 | 812.8614 | 919.4662 | 919.4662 | 919.4662 | 4751 | 103.4653 | 0 | 0 | 0 | 0 | 0 | 150 | 253.4653 |  | 4751 | 103.4653 | 0 | 0 | 0 | 0 | 0 | 0 | 103.4653 | 4751 | 103.4653 | 0 | 0 | 0 | 0 | 0 | 116.7739 | 220.2392 | 4751 | 108.9109 | 221.998 | 0 | 0 | 0 | 0 | 0 | 330.9089 | 4751 | 108.9109 | 221.998 | 0 | 0 | 0 | 0 | 0 | 330.9089 | 4751 | 108.9109 | 221.998 | 0 | 0 | 0 | 0 | 0 | 330.9089 | 4751 | 110.7261 | 443.996 | 0 | 0 | 0 | 0 | 0 | 0 | 0 | 554.722 | 4751 | 110.7261 | 443.996 | 0 | 17 | 0 | 0 | 0 | 0 | 0 | 571.722 | 4751 | 110.7261 | 443.996 | 0 | 0 | 0 | 0 | 0 | 0 | 0 | 554.722
4754 | 72.1219 | 45.4116 | 63.7513 | 37.7701 | 36.0669 | 36.0669 | 30.6546 | 14.4573 | 14.4573 | 4754 | 652.9542 | 652.9542 | 652.9542 | 765.9655 | 765.9655 | 765.9655 | 866.42 | 866.42 | 866.42 | 4752 | 197.5248 | 0 | 0 | 0 | 0 | 0 | 150 | 347.5248 |  | 4752 | 197.5248 | 0 | 0 | 0 | 0 | 0 | 0 | 197.5248 | 4752 | 197.5248 | 0 | 0 | 0 | 0 | 0 | 0 | 197.5248 | 4752 | 207.9208 | 281.5338 | 0 | 0 | 0 | 0 | 0 | 489.4546 | 4752 | 207.9208 | 281.5338 | 0 | 0 | 0 | 0 | 0 | 489.4546 | 4752 | 207.9208 | 281.5338 | 0 | 0 | 0 | 0 | 0 | 489.4546 | 4752 | 211.3861 | 563.0676 | 0 | 0 | 0 | 0 | 0 | 0 | 0 | 774.4537 | 4752 | 211.3861 | 563.0676 | 0 | 17 | 0 | 0 | 0 | 0 | 0 | 791.4537 | 4752 | 211.3861 | 563.0676 | 0 | 0 | 0 | 0 | 0 | 0 | 0 | 774.4537
4755 | 59.8869 | 45.4116 | 59.8869 | 37.7701 | 36.0669 | 36.0669 | 0.01 | 0.01 | 0.01 | 4755 | 642.96 | 642.96 | 642.96 | 754.2416 | 754.2416 | 754.2416 | 853.1585 | 853.1585 | 853.1585 | 4753 | 253.9604 | 0 | 0 | 0 | 0 | 0 | 150 | 403.9604 |  | 4753 | 253.9604 | 0 | 0 | 0 | 0 | 0 | 0 | 253.9604 | 4753 | 253.9604 | 0 | 0 | 0 | 0 | 0 | 0 | 253.9604 | 4753 | 267.3267 | 340.0605 | 0 | 0 | 0 | 0 | 0 | 607.3873 | 4753 | 267.3267 | 340.0605 | 0 | 0 | 0 | 0 | 0 | 607.3873 | 4753 | 267.3267 | 340.0605 | 0 | 0 | 0 | 0 | 0 | 607.3873 | 4753 | 271.7822 | 680.1211 | 0 | 0 | 0 | 0 | 0 | 0 | 0 | 951.9033 | 4753 | 271.7822 | 680.1211 | 0 | 17 | 0 | 0 | 0 | 0 | 0 | 968.9033 | 4753 | 271.7822 | 680.1211 | 0 | 0 | 0 | 0 | 0 | 0 | 0 | 951.9033
4756 | 42.7114 | 42.7114 | 42.7114 | 35.66 | 35.66 | 35.66 | 0.01 | 0.01 | 0.01 | 4756 | 682.9368 | 682.9368 | 682.9368 | 801.1374 | 801.1374 | 801.1374 | 1168.2759 | 906.2046 | 1168.2759 | 4754 | 357.4257 | 0 | 5.0859 | 0 | 0 | 0 | 0 | 362.5117 |  | 4754 | 357.4257 | 0 | 5.0859 | 0 | 0 | 0 | 0 | 362.5117 | 4754 | 357.4257 | 0 | 5.0859 | 0 | 0 | 0 | 0 | 362.5117 | 4754 | 376.2376 | 401.6145 | 5.4983 | 0 | 0 | 0 | 0 | 783.3504 | 4754 | 376.2376 | 401.6145 | 5.4983 | 0 | 0 | 0 | 0 | 783.3504 | 4754 | 376.2376 | 401.6145 | 5.4983 | 0 | 0 | 0 | 0 | 783.3504 | 4754 | 382.5083 | 803.2291 | 6.8729 | 0 | 0 | 0 | 0 | 0 | 0 | 1192.6102 | 4754 | 382.5083 | 803.2291 | 6.8729 | 17 | 0 | 0 | 0 | 0 | 0 | 1209.6102 | 4754 | 382.5083 | 803.2291 | 6.8729 | 0 | 0 | 0 | 0 | 0 | 0 | 1192.6102
4757 | 13.0305 | 13.0305 | 13.0305 | 30.4988 | 30.4988 | 30.4988 | 0.01 | 0.01 | 0.01 | 4757 | 728.4659 | 728.4659 | 728.4659 | 854.5466 | 854.5466 | 854.5466 | 1423.0025 | 966.6183 | 966.6183 | 4755 | 432.6733 | 0 | 35.6014 | 0 | 0 | 0 | 0 | 468.2746 |  | 4755 | 432.6733 | 0 | 35.6014 | 0 | 0 | 0 | 0 | 468.2746 | 4755 | 432.6733 | 0 | 35.6014 | 0 | 0 | 0 | 0 | 468.2746 | 4755 | 455.4455 | 454.0868 | 38.488 | 0 | 0 | 0 | 0 | 948.0203 | 4755 | 455.4455 | 454.0868 | 38.488 | 0 | 0 | 0 | 0 | 948.0203 | 4755 | 455.4455 | 454.0868 | 38.488 | 0 | 0 | 0 | 0 | 948.0203 | 4755 | 463.0363 | 908.1736 | 48.11 | 0 | 0 | 0 | 0 | 0 | 0 | 1419.3198 | 4755 | 463.0363 | 908.1736 | 48.11 | 17 | 0 | 0 | 0 | 0 | 0 | 1436.3198 | 4755 | 463.0363 | 908.1736 | 48.11 | 0 | 0 | 0 | 0 | 0 | 0 | 1419.3198
4758 | 12.9218 | 13.0305 | 12.9218 | 0.01 | 2.1895 | 2.1895 | 0.01 | 0.01 | 0.01 | 4758 | 738.4601 | 1134.1983 | 738.4601 | 1330.5019 | 1330.5019 | 1330.5019 | 1504.994 | 1504.994 | 1504.994 | 4756 | 545.5446 | 0 | 96.6323 | 0 | 0 | 0 | 0 | 642.1769 |  | 4756 | 545.5446 | 0 | 96.6323 | 0 | 0 | 0 | 0 | 642.1769 | 4756 | 545.5446 | 0 | 96.6323 | 0 | 0 | 0 | 0 | 642.1769 | 4756 | 574.2574 | 468.2139 | 104.4674 | 0 | 0 | 0 | 0 | 1146.9387 | 4756 | 574.2574 | 468.2139 | 104.4674 | 0 | 0 | 0 | 0 | 1146.9387 | 4756 | 574.2574 | 468.2139 | 104.4674 | 0 | 0 | 0 | 0 | 1146.9387 | 4756 | 583.8284 | 936.4279 | 130.5842 | 0 | 0 | 0 | 0 | 0 | 0 | 1650.8404 | 4756 | 583.8284 | 936.4279 | 130.5842 | 17 | 0 | 0 | 0 | 0 | 0 | 1667.8404 | 4756 | 583.8284 | 936.4279 | 130.5842 | 0 | 0 | 0 | 0 | 0 | 0 | 1650.8404
4759 | 13.3772 | 13.3772 | 13.3772 | 5.1105 | 5.1105 | 5.1105 | 0.01 | 0.01 | 0.01 | 4759 | 749.5648 | 749.5648 | 749.5648 | 879.2972 | 879.2972 | 879.2972 | 994.6148 | 1519.729 | 1519.729 | 4757 | 526.7327 | 0 | 274.6392 | 0 | 0 | 0 | 0 | 801.3718 |  | 4757 | 526.7327 | 0 | 274.6392 | 0 | 0 | 0 | 0 | 801.3718 | 4757 | 526.7327 | 0 | 274.6392 | 0 | 0 | 0 | 0 | 801.3718 | 4757 | 554.4554 | 485.3683 | 296.9072 | 0 | 0 | 0 | 0 | 1336.731 | 4757 | 554.4554 | 485.3683 | 296.9072 | 0 | 0 | 0 | 0 | 1336.731 | 4757 | 554.4554 | 485.3683 | 296.9072 | 0 | 0 | 0 | 0 | 1336.731 | 4757 | 563.6964 | 970.7366 | 371.134 | 0 | 0 | 0 | 0 | 0 | 0 | 1905.567 | 4757 | 107.3121 | 970.7366 | 371.134 | 17 | 0 | 0 | 0 | 0 | 0 | 1466.1827 | 4757 | 563.6964 | 970.7366 | 371.134 | 0 | 0 | 0 | 0 | 0 | 0 | 1905.567
4760 | 0.01 | 0.01 | 0.01 | 0.01 | 0.01 | 0.01 | 0 | 0 | 0 | 4760 | 1168.6228 | 1168.6228 | 1168.6228 | 1370.8844 | 1370.8844 | 1370.8844 | 1550.6726 | 1550.6726 | 1550.6726 | 4758 | 667.8218 | 0 | 605.2234 | 0 | 0 | 0 | 0 | 1273.0451 |  | 4758 | 667.8218 | 0 | 605.2234 | 0 | 0 | 0 | 0 | 1273.0451 | 4758 | 667.8218 | 0 | 605.2234 | 0 | 0 | 0 | 0 | 1273.0451 | 4758 | 641.1119 | 517.6589 | 654.2955 | 0 | 0 | 0 | 0 | 1813.0664 | 4758 | 702.9703 | 517.6589 | 654.2955 | 0 | 0 | 0 | 0 | 1874.9248 | 4758 | 702.9703 | 517.6589 | 654.2955 | 0 | 0 | 0 | 0 | 1874.9248 | 4758 | 134.3712 | 1035.3179 | 817.8694 | 0 | 0 | 0 | 0 | 0 | 0 | 1987.5584 | 4758 | 134.3712 | 1035.3179 | 817.8694 | 17 | 0 | 0 | 0 | 0 | 0 | 2004.5584 | 4758 | 134.3712 | 1035.3179 | 817.8694 | 0 | 0 | 0 | 0 | 0 | 0 | 1987.5584
4761 | 0.01 | 0.01 | 0.01 | 0.01 | 0.01 | 0.01 | 0 | 0 | 0 | 4761 | 1163.0705 | 1163.0705 | 1163.0705 | 1364.3711 | 1364.3711 | 1364.3711 | 1543.305 | 1543.305 | 1543.305 | 4759 | 827.7228 | 0 | 945.9794 | 0 | 0 | 0 | 0 | 1773.7022 |  | 4759 | 827.7228 | 0 | 945.9794 | 0 | 0 | 0 | 0 | 1773.7022 | 4759 | 827.7228 | 0 | 945.9794 | 0 | 0 | 0 | 0 | 1773.7022 | 4759 | 871.2871 | 532.7952 | 1022.6804 | 0 | 0 | 0 | 0 | 2426.7627 | 4759 | 871.2871 | 532.7952 | 1022.6804 | 0 | 0 | 0 | 0 | 2426.7627 | 4759 | 871.2871 | 532.7952 | 1022.6804 | 0 | 0 | 0 | 0 | 2426.7627 | 4759 | 885.8086 | 1065.5903 | 1278.3505 | 0 | 0 | 0 | 0 | 0 | 0 | 3229.7494 | 4759 | 885.8086 | 1065.5903 | 1278.3505 | 17 | 0 | 0 | 0 | 0 | 0 | 3246.7494 | 4759 | 300.0261 | 1065.5903 | 1278.3505 | 0 | 0 | 0 | 0 | 0 | 0 | 2643.9669
4762 | 0.01 | 0.01 | 0.01 | 0.01 | 0.01 | 0.01 | 0 | 0 | 0 | 4762 | 1200.8263 | 1200.8263 | 1200.8263 | 1408.6616 | 1408.6616 | 1408.6616 | 1593.4042 | 1593.4042 | 1593.4042 | 4760 | 360.7616 | 0 | 1200.2749 | 0 | 0 | 0 | 0 | 1561.0365 |  | 4760 | 793.6116 | 0 | 1200.2749 | 0 | 0 | 0 | 0 | 1993.8865 | 4760 | 860.7616 | 0 | 1200.2749 | 0 | 0 | 0 | 0 | 2061.0365 | 4760 | 6.9139 | 548.9405 | 1297.5945 | 0 | 0 | 0 | 0 | 1853.4489 | 4760 | 960.396 | 548.9405 | 1297.5945 | 0 | 0 | 0 | 0 | 2806.931 | 4760 | 817.1976 | 548.9405 | 1297.5945 | 0 | 0 | 0 | 0 | 2663.7326 | 4760 | 0 | 1097.8809 | 1621.9931 | 0 | 0 | 0 | 0 | 0 | 0 | 2719.8741 | 4760 | 0 | 1097.8809 | 1621.9931 | 17 | 0 | 0 | 0 | 0 | 0 | 2736.8741 | 4760 | 0 | 1097.8809 | 1621.9931 | 0 | 0 | 0 | 0 | 0 | 0 | 2719.8741
4763 | 0.01 | 0.01 | 0.01 | 0.01 | 0.01 | 0.01 | 0 | 0 | 0 | 4763 | 1211.931 | 1211.931 | 1211.931 | 1421.6883 | 1421.6883 | 1421.6883 | 1608.1392 | 1608.1392 | 1608.1392 | 4761 | 110.8951 | 0 | 1363.0241 | 0 | 0 | 0 | 0 | 1473.9192 |  | 4761 | 662.2451 | 0 | 1363.0241 | 0 | 0 | 0 | 0 | 2025.2692 | 4761 | 610.8951 | 0 | 1363.0241 | 0 | 0 | 0 | 0 | 1973.9192 | 4761 | 1079.2079 | 567.1039 | 1473.5395 | 0 | 0 | 0 | 0 | 3119.8514 | 4761 | 1079.2079 | 567.1039 | 1473.5395 | 0 | 0 | 0 | 0 | 3119.8514 | 4761 | 662.344 | 567.1039 | 1473.5395 | 0 | 0 | 0 | 0 | 2702.9874 | 4761 | 0 | 1134.2079 | 1841.9244 | 0 | 0 | 0 | 0 | 0 | 0 | 2976.1323 | 4761 | 0 | 1134.2079 | 1841.9244 | 17 | 0 | 0 | 0 | 0 | 0 | 2993.1323 | 4761 | 0 | 1134.2079 | 1841.9244 | 0 | 0 | 0 | 0 | 0 | 0 | 2976.1323
4764 | 0.01 | 0.01 | 0.01 | 0.01 | 0.01 | 0.01 | 0 | 0 | 0 | 4764 | 1260.7915 | 1260.7915 | 1260.7915 | 1479.0054 | 1479.0054 | 1479.0054 | 1672.9733 | 1672.9733 | 1672.9733 | 4762 | 1119.3069 | 0 | 1347.7663 | 0 | 0 | 0 | 0 | 2467.0733 |  | 4762 | 682.0292 | 0 | 1347.7663 | 0 | 0 | 0 | 0 | 2029.7955 | 4762 | 626.7292 | 0 | 1347.7663 | 0 | 0 | 0 | 0 | 1974.4955 | 4762 | 1178.2178 | 585.2674 | 1457.0447 | 0 | 0 | 0 | 0 | 3220.5299 | 4762 | 899.7186 | 585.2674 | 1457.0447 | 0 | 0 | 0 | 0 | 2942.0307 | 4762 | 489.6384 | 585.2674 | 1457.0447 | 0 | 0 | 0 | 0 | 2531.9505 | 4762 | 0 | 1170.5348 | 1821.3058 | 0 | 0 | 0 | 0 | 0 | 0 | 2991.8407 | 4762 | 0 | 1170.5348 | 1821.3058 | 17 | 0 | 0 | 0 | 0 | 0 | 3008.8407 | 4762 | 0 | 1170.5348 | 1821.3058 | 0 | 0 | 0 | 0 | 0 | 0 | 2991.8407
4765 | 0.01 | 0.01 | 0.01 | 0.01 | 0.01 | 0.01 | 0 | 0 | 0 | 4765 | 1258.5706 | 1258.5706 | 1258.5706 | 1476.4001 | 1476.4001 | 1476.4001 | 1670.0263 | 1670.0263 | 1670.0263 | 4763 | 1218.3546 | 0 | 1246.0481 | 0 | 0 | 0 | 0 | 2464.4027 |  | 4763 | 777.887 | 0 | 1246.0481 | 0 | 0 | 0 | 0 | 2023.9351 | 4763 | 718.637 | 0 | 1246.0481 | 0 | 0 | 0 | 0 | 1964.6851 | 4763 | 239.8206 | 596.3673 | 1347.079 | 0 | 0 | 0 | 0 | 2183.267 | 4763 | 566.4475 | 596.3673 | 1347.079 | 0 | 0 | 0 | 0 | 2509.8938 | 4763 | 566.4475 | 596.3673 | 1347.079 | 0 | 0 | 0 | 0 | 2509.8938 | 4763 | 0 | 1192.7346 | 1683.8488 | 0 | 0 | 0 | 0 | 0 | 0 | 2876.5834 | 4763 | 0 | 1192.7346 | 1683.8488 | 17 | 0 | 0 | 0 | 0 | 0 | 2893.5834 | 4763 | 0 | 1192.7346 | 1683.8488 | 0 | 0 | 0 | 0 | 0 | 0 | 2876.5834
4766 | 0.01 | 0.01 | 0.01 | 0.01 | 0.01 | 0.01 | 0 | 0.01 | 0.01 | 4766 | 1263.0124 | 1263.0124 | 1263.0124 | 1481.6107 | 1481.6107 | 1481.6107 | 1675.9204 | 1675.9204 | 1675.9204 | 4764 | 388.9668 | 0 | 1108.7285 | 0 | 0 | 0 | 0 | 1497.6953 |  | 4764 | 968.8119 | 0 | 1108.7285 | 0 | 0 | 0 | 0 | 2077.5404 | 4764 | 948.2168 | 0 | 1108.7285 | 0 | 0 | 0 | 0 | 2056.9453 | 4764 | 249.5149 | 595.3582 | 1198.6254 | 0 | 0 | 0 | 0 | 2043.4986 | 4764 | 749.5149 | 595.3582 | 1198.6254 | 0 | 0 | 0 | 0 | 2543.4986 | 4764 | 749.5149 | 595.3582 | 1198.6254 | 0 | 0 | 0 | 0 | 2543.4986 | 4764 | 0 | 1178.9811 | 1498.2818 | 0 | 0 | 0 | 0 | 0 | 0 | 2677.2629 | 4764 | 0 | 1190.7164 | 1498.2818 | 17 | 0 | 0 | 0 | 0 | 0 | 2705.9982 | 4764 | 0 | 1072.523 | 1498.2818 | 0 | 0 | 0 | 0 | 0 | 0 | 2570.8048
4767 | 0.01 | 0.01 | 0.01 | 0.01 | 0.01 | 0.01 | 0 | 0.01 | 0.01 | 4767 | 1264.1229 | 1264.1229 | 1264.1229 | 1482.9134 | 1482.9134 | 1482.9134 | 1677.3939 | 1677.3939 | 1677.3939 | 4765 | 440.5395 | 0 | 1047.6976 | 0 | 0 | 0 | 0 | 1488.237 |  | 4765 | 940.5395 | 0 | 1047.6976 | 0 | 0 | 0 | 0 | 1988.237 | 4765 | 940.5395 | 0 | 1047.6976 | 0 | 0 | 0 | 0 | 1988.237 | 4765 | 310.4369 | 589.3037 | 1132.646 | 0 | 0 | 0 | 0 | 2032.3867 | 4765 | 888.9703 | 589.3037 | 1132.646 | 0 | 0 | 0 | 0 | 2610.9201 | 4765 | 888.9703 | 589.3037 | 1132.646 | 0 | 0 | 0 | 0 | 2610.9201 | 4765 | 0 | 1178.6075 | 1415.8076 | 0 | 0 | 0 | 0 | 0 | 0 | 2594.415 | 4765 | 0 | 1178.6075 | 1415.8076 | 17 | 0 | 0 | 0 | 0 | 0 | 2611.415 | 4765 | 0 | 1148.1412 | 1415.8076 | 0 | 0 | 0 | 0 | 0 | 0 | 2563.9488
4768 | 0.01 | 3.401 | 3.401 | 0.01 | 0.01 | 0.01 | 0.01 | 0.01 | 0.01 | 4768 | 1277.4485 | 1277.4485 | 1277.4485 | 1498.5454 | 1498.5454 | 1498.5454 | 1695.0759 | 1695.0759 | 1695.0759 | 4766 | 605.2993 | 0 | 910.378 | 0 | 0 | 0 | 0 | 1515.6773 |  | 4766 | 1105.2993 | 0 | 910.378 | 0 | 0 | 0 | 0 | 2015.6773 | 4766 | 1160.5993 | 0 | 910.378 | 0 | 0 | 0 | 0 | 2070.9773 | 4766 | 512.3166 | 576.1857 | 984.1924 | 0 | 0 | 0 | 0 | 2072.6947 | 4766 | 1012.3166 | 576.1857 | 984.1924 | 0 | 0 | 0 | 0 | 2572.6947 | 4766 | 1012.3166 | 576.1857 | 984.1924 | 0 | 0 | 0 | 0 | 2572.6947 | 4766 | 0 | 1152.3713 | 1230.2405 | 0 | 0 | 0 | 0 | 0 | 0 | 2382.6119 | 4766 | 130.1003 | 1152.3713 | 1230.2405 | 17 | 0 | 0 | 0 | 0 | 0 | 2529.7122 | 4766 | 222.6938 | 1152.3713 | 1230.2405 | 0 | 0 | 0 | 0 | 0 | 0 | 2605.3057
4769 | 12.3675 | 12.3675 | 12.3675 | 0.01 | 0.01 | 0.01 | 0.01 | 0.01 | 0.01 | 4769 | 1290.7741 | 1290.7741 | 1290.7741 | 1514.1773 | 1514.1773 | 1514.1773 | 1187.6438 | 1187.6438 | 1712.7579 | 4767 | 781.2557 | 0 | 762.8866 | 0 | 0 | 0 | 0 | 1544.1423 |  | 4767 | 1194.5545 | 0 | 762.8866 | 0 | 0 | 0 | 0 | 1957.4411 | 4767 | 1194.5545 | 0 | 762.8866 | 0 | 0 | 0 | 0 | 1957.4411 | 4767 | 715.7105 | 574.1675 | 824.7423 | 0 | 0 | 0 | 0 | 2114.6203 | 4767 | 1215.7105 | 574.1675 | 824.7423 | 0 | 0 | 0 | 0 | 2614.6203 | 4767 | 1215.7105 | 574.1675 | 824.7423 | 0 | 0 | 0 | 0 | 2614.6203 | 4767 | 0 | 1148.335 | 1030.9278 | 0 | 0 | 0 | 0 | 0 | 0 | 2179.2629 | 4767 | 399.2744 | 1148.335 | 1030.9278 | 17 | 0 | 0 | 0 | 0 | 0 | 2595.5373 | 4767 | 0 | 1148.335 | 1030.9278 | 0 | 0 | 0 | 0 | 0 | 0 | 2179.2629
4770 | 17.2512 | 17.2512 | 17.2512 | 8.0251 | 8.0251 | 8.0251 | 0.01 | 0.01 | 0.01 | 4770 | 878.3789 | 878.3789 | 878.3789 | 1030.406 | 1030.406 | 1030.406 | 1690.6554 | 1165.5412 | 1690.6554 | 4768 | 1136.2217 | 0 | 483.1615 | 0 | 0 | 0 | 0 | 1619.3832 |  | 4768 | 1288.6139 | 0 | 483.1615 | 0 | 0 | 0 | 0 | 1771.7754 | 4768 | 1288.6139 | 0 | 483.1615 | 0 | 0 | 0 | 0 | 1771.7754 | 4768 | 1123.562 | 571.1403 | 522.3368 | 0 | 0 | 0 | 0 | 2217.039 | 4768 | 1356.4356 | 571.1403 | 522.3368 | 0 | 0 | 0 | 0 | 2449.9127 | 4768 | 1356.4356 | 571.1403 | 522.3368 | 0 | 0 | 0 | 0 | 2449.9127 | 4768 | 412.676 | 1142.2805 | 652.921 | 0 | 0 | 0 | 0 | 0 | 0 | 2207.8775 | 4768 | 0 | 1142.2805 | 652.921 | 17 | 0 | 0 | 0 | 0 | 0 | 1812.2015 | 4768 | 0 | 1142.2805 | 652.921 | 0 | 0 | 0 | 0 | 0 | 0 | 1795.2015
4771 | 17.2512 | 17.2512 | 17.2512 | 14.53 | 14.53 | 14.53 | 0.01 | 0.01 | 0.01 | 4771 | 839.5126 | 839.5126 | 839.5126 | 984.8128 | 984.8128 | 984.8128 | 1113.9686 | 1113.9686 | 1113.9686 | 4769 | 1072.2772 | 0 | 213.6082 | 0 | 0 | 0 | 0 | 1285.8855 |  | 4769 | 1072.2772 | 0 | 213.6082 | 0 | 0 | 0 | 0 | 1285.8855 | 4769 | 1072.2772 | 0 | 213.6082 | 0 | 0 | 0 | 0 | 1285.8855 | 4769 | 1128.7129 | 561.0494 | 230.9278 | 0 | 0 | 0 | 0 | 1920.6902 | 4769 | 1128.7129 | 561.0494 | 230.9278 | 0 | 0 | 0 | 0 | 1920.6902 | 4769 | 1128.7129 | 561.0494 | 230.9278 | 0 | 0 | 0 | 0 | 1920.6902 | 4769 | 411.805 | 1122.0989 | 288.6598 | 0 | 0 | 0 | 0 | 0 | 0 | 1822.5637 | 4769 | 411.805 | 1122.0989 | 288.6598 | 17 | 0 | 0 | 0 | 0 | 0 | 1839.5637 | 4769 | 936.9191 | 1122.0989 | 288.6598 | 0 | 0 | 0 | 0 | 0 | 0 | 2347.6778
4772 | 19.4916 | 17.2512 | 17.2512 | 19.3152 | 16.7128 | 16.7128 | 0.01 | 0.01 | 0.01 | 4772 | 818.4137 | 818.4137 | 818.4137 | 960.0622 | 960.0622 | 960.0622 | 1458.818 | 1085.972 | 1085.972 | 4770 | 865.3465 | 0 | 81.3746 | 0 | 0 | 0 | 0 | 946.7211 |  | 4770 | 865.3465 | 0 | 81.3746 | 0 | 0 | 0 | 0 | 946.7211 | 4770 | 865.3465 | 0 | 81.3746 | 0 | 0 | 0 | 0 | 946.7211 | 4770 | 910.8911 | 551.9677 | 87.9725 | 0 | 0 | 0 | 0 | 1550.8313 | 4770 | 910.8911 | 551.9677 | 87.9725 | 0 | 0 | 0 | 0 | 1550.8313 | 4770 | 910.8911 | 551.9677 | 87.9725 | 0 | 0 | 0 | 0 | 1550.8313 | 4770 | 926.0726 | 1103.9354 | 109.9656 | 0 | 0 | 0 | 0 | 0 | 0 | 2139.9737 | 4770 | 926.0726 | 1103.9354 | 109.9656 | 17 | 0 | 0 | 0 | 0 | 0 | 2156.9737 | 4770 | 727.1031 | 1103.9354 | 109.9656 | 0 | 0 | 0 | 0 | 0 | 0 | 1941.0041
4773 | 17.2512 | 17.2512 | 17.2512 | 19.3152 | 16.7128 | 16.7128 | 0.01 | 0.01 | 0.01 | 4773 | 786.2102 | 786.2102 | 786.2102 | 922.285 | 922.285 | 922.285 | 1043.2404 | 1043.2404 | 1404.3524 | 4771 | 893.5644 | 0 | 25.4296 | 0 | 0 | 0 | 0 | 918.9939 |  | 4771 | 893.5644 | 0 | 25.4296 | 0 | 0 | 0 | 0 | 918.9939 | 4771 | 893.5644 | 0 | 25.4296 | 0 | 0 | 0 | 0 | 918.9939 | 4771 | 940.5941 | 547.9314 | 27.4914 | 0 | 0 | 0 | 0 | 1516.0169 | 4771 | 940.5941 | 547.9314 | 27.4914 | 0 | 0 | 0 | 0 | 1516.0169 | 4771 | 940.5941 | 547.9314 | 27.4914 | 0 | 0 | 0 | 0 | 1516.0169 | 4771 | 956.2706 | 1095.8628 | 34.3643 | 0 | 0 | 0 | 0 | 0 | 0 | 2086.4977 | 4771 | 956.2706 | 1095.8628 | 34.3643 | 17 | 0 | 0 | 0 | 0 | 0 | 2103.4977 | 4771 | 956.2706 | 1095.8628 | 34.3643 | 0 | 0 | 0 | 0 | 0 | 0 | 2086.4977
4774 | 17.2512 | 17.2512 | 17.2512 | 8.0251 | 8.0251 | 8.0251 | 0.01 | 0.01 | 0.01 | 4774 | 726.245 | 726.245 | 726.245 | 851.9413 | 851.9413 | 851.9413 | 963.6713 | 963.6713 | 963.6713 | 4772 | 799.505 | 0 | 0 | 0 | 0 | 0 | 0 | 799.505 |  | 4772 | 799.505 | 0 | 0 | 0 | 0 | 0 | 0 | 799.505 | 4772 | 799.505 | 0 | 0 | 0 | 0 | 0 | 0 | 799.505 | 4772 | 841.5842 | 542.886 | 0 | 0 | 0 | 0 | 0 | 1384.4701 | 4772 | 841.5842 | 542.886 | 0 | 0 | 0 | 0 | 0 | 1384.4701 | 4772 | 841.5842 | 542.886 | 0 | 0 | 0 | 0 | 0 | 1384.4701 | 4772 | 855.6106 | 1085.7719 | 0 | 0 | 0 | 0 | 0 | 0 | 0 | 1941.3825 | 4772 | 855.6106 | 1085.7719 | 0 | 17 | 0 | 0 | 0 | 0 | 0 | 1958.3825 | 4772 | 855.6106 | 1085.7719 | 0 | 0 | 0 | 0 | 0 | 0 | 0 | 1941.3825
4775 | 17.2512 | 17.2512 | 17.2512 | 19.3152 | 16.7128 | 16.7128 | 0.01 | 0.01 | 0.01 | 4775 | 681.8264 | 681.8264 | 681.8264 | 799.8348 | 799.8348 | 799.8348 | 904.7311 | 904.7311 | 904.7311 | 4773 | 790.099 | 0 | 0 | 0 | 0 | 0 | 0 | 790.099 |  | 4773 | 790.099 | 0 | 0 | 0 | 0 | 0 | 0 | 790.099 | 4773 | 790.099 | 0 | 0 | 0 | 0 | 0 | 0 | 790.099 | 4773 | 831.6832 | 520.6862 | 0 | 0 | 0 | 0 | 0 | 1352.3693 | 4773 | 831.6832 | 520.6862 | 0 | 0 | 0 | 0 | 0 | 1352.3693 | 4773 | 831.6832 | 520.6862 | 0 | 0 | 0 | 0 | 0 | 1352.3693 | 4773 | 484.4326 | 1041.3724 | 0 | 0 | 0 | 0 | 0 | 0 | 0 | 1525.8049 | 4773 | 845.5446 | 1041.3724 | 0 | 17 | 0 | 0 | 0 | 0 | 0 | 1903.9169 | 4773 | 845.5446 | 1041.3724 | 0 | 0 | 0 | 0 | 0 | 0 | 0 | 1886.9169
4776 | 17.2512 | 17.2512 | 17.2512 | 8.0251 | 8.0251 | 8.0251 | 0.01 | 0.01 | 0.01 | 4776 | 664.0589 | 664.0589 | 664.0589 | 778.9922 | 778.9922 | 778.9922 | 881.1551 | 881.1551 | 881.1551 | 4774 | 884.1584 | 0 | 0 | 0 | 0 | 0 | 0 | 884.1584 |  | 4774 | 884.1584 | 0 | 0 | 0 | 0 | 0 | 0 | 884.1584 | 4774 | 884.1584 | 0 | 0 | 0 | 0 | 0 | 0 | 884.1584 | 4774 | 930.6931 | 492.4319 | 0 | 0 | 0 | 0 | 0 | 1423.125 | 4774 | 930.6931 | 492.4319 | 0 | 0 | 0 | 0 | 0 | 1423.125 | 4774 | 930.6931 | 492.4319 | 0 | 0 | 0 | 0 | 0 | 1423.125 | 4774 | 461.372 | 984.8638 | 0 | 0 | 0 | 0 | 0 | 0 | 0 | 1446.2357 | 4774 | 946.2046 | 984.8638 | 0 | 17 | 0 | 0 | 0 | 0 | 0 | 1948.0684 | 4774 | 946.2046 | 984.8638 | 0 | 0 | 0 | 0 | 0 | 0 | 0 | 1931.0684
4777 | 17.2512 | 17.2512 | 17.2512 | 8.0251 | 8.0251 | 8.0251 | 0.01 | 0.01 | 0.01 | 4777 | 651.8438 | 651.8438 | 651.8438 | 764.6629 | 764.6629 | 764.6629 | 1245.0416 | 864.9465 | 864.9465 | 4775 | 743.0693 | 0 | 0 | 0 | 0 | 0 | 0 | 743.0693 |  | 4775 | 743.0693 | 0 | 0 | 0 | 0 | 0 | 0 | 743.0693 | 4775 | 743.0693 | 0 | 0 | 0 | 0 | 0 | 0 | 743.0693 | 4775 | 782.1782 | 481.332 | 0 | 0 | 0 | 0 | 0 | 1263.5102 | 4775 | 782.1782 | 481.332 | 0 | 0 | 0 | 0 | 0 | 1263.5102 | 4775 | 782.1782 | 481.332 | 0 | 0 | 0 | 0 | 0 | 1263.5102 | 4775 | 424.6316 | 962.664 | 0 | 0 | 0 | 0 | 0 | 0 | 0 | 1387.2956 | 4775 | 424.6316 | 962.664 | 0 | 17 | 0 | 0 | 0 | 0 | 0 | 1404.2956 | 4775 | 795.2145 | 962.664 | 0 | 0 | 0 | 0 | 0 | 0 | 0 | 1757.8785
4778 | 17.2512 | 17.2512 | 17.2512 | 9.4851 | 9.4851 | 9.4851 | 0.01 | 0.01 | 0.01 | 4778 | 628.524 | 628.524 | 628.524 | 737.307 | 737.307 | 737.307 | 834.003 | 834.003 | 834.003 | 4776 | 771.2871 | 0 | 0 | 0 | 0 | 0 | 0 | 771.2871 |  | 4776 | 771.2871 | 0 | 0 | 0 | 0 | 0 | 0 | 771.2871 | 4776 | 771.2871 | 0 | 0 | 0 | 0 | 0 | 0 | 771.2871 | 4776 | 811.8812 | 472.2503 | 0 | 0 | 0 | 0 | 0 | 1284.1314 | 4776 | 811.8812 | 472.2503 | 0 | 0 | 0 | 0 | 0 | 1284.1314 | 4776 | 811.8812 | 472.2503 | 0 | 0 | 0 | 0 | 0 | 1284.1314 | 4776 | 419.219 | 944.5005 | 0 | 0 | 0 | 0 | 0 | 0 | 0 | 1363.7195 | 4776 | 419.219 | 944.5005 | 0 | 17 | 0 | 0 | 0 | 0 | 0 | 1380.7195 | 4776 | 825.4125 | 944.5005 | 0 | 0 | 0 | 0 | 0 | 0 | 0 | 1769.913
4779 | 17.2512 | 17.2512 | 17.2512 | 19.3152 | 16.7128 | 16.7128 | 0.01 | 0.01 | 0.01 | 4779 | 638.5182 | 638.5182 | 638.5182 | 749.0309 | 749.0309 | 749.0309 | 847.2645 | 847.2645 | 847.2645 | 4777 | 743.0693 | 0 | 0 | 0 | 0 | 0 | 0 | 743.0693 |  | 4777 | 743.0693 | 0 | 0 | 0 | 0 | 0 | 0 | 743.0693 | 4777 | 743.0693 | 0 | 0 | 0 | 0 | 0 | 0 | 743.0693 | 4777 | 782.1782 | 466.1958 | 0 | 0 | 0 | 0 | 0 | 1248.374 | 4777 | 782.1782 | 466.1958 | 0 | 0 | 0 | 0 | 0 | 1248.374 | 4777 | 782.1782 | 466.1958 | 0 | 0 | 0 | 0 | 0 | 1248.374 | 4777 | 795.2145 | 932.3915 | 0 | 0 | 0 | 0 | 0 | 0 | 0 | 1727.606 | 4777 | 415.1195 | 932.3915 | 0 | 17 | 0 | 0 | 0 | 0 | 0 | 1364.511 | 4777 | 795.2145 | 932.3915 | 0 | 0 | 0 | 0 | 0 | 0 | 0 | 1727.606
4780 | 19.4916 | 18.6145 | 18.6145 | 19.3152 | 16.7128 | 16.7128 | 1.1209 | 1.1209 | 1.1209 | 4780 | 732.9078 | 732.9078 | 732.9078 | 859.7572 | 859.7572 | 859.7572 | 972.5123 | 972.5123 | 972.5123 | 4778 | 714.8515 | 0 | 5.0859 | 0 | 0 | 0 | 0 | 719.9374 |  | 4778 | 714.8515 | 0 | 5.0859 | 0 | 0 | 0 | 0 | 719.9374 | 4778 | 714.8515 | 0 | 5.0859 | 0 | 0 | 0 | 0 | 719.9374 | 4778 | 752.4752 | 471.2412 | 5.4983 | 0 | 0 | 0 | 0 | 1229.2147 | 4778 | 752.4752 | 471.2412 | 5.4983 | 0 | 0 | 0 | 0 | 1229.2147 | 4778 | 752.4752 | 471.2412 | 5.4983 | 0 | 0 | 0 | 0 | 1229.2147 | 4778 | 367.2122 | 942.4823 | 6.8729 | 0 | 0 | 0 | 0 | 0 | 0 | 1316.5674 | 4778 | 367.2122 | 942.4823 | 6.8729 | 17 | 0 | 0 | 0 | 0 | 0 | 1333.5674 | 4778 | 765.0165 | 942.4823 | 6.8729 | 0 | 0 | 0 | 0 | 0 | 0 | 1714.3717
4781 | 19.4916 | 18.7755 | 18.7755 | 19.3152 | 18.6145 | 18.6145 | 3.0198 | 3.0198 | 3.0198 | 4781 | 823.966 | 823.966 | 823.966 | 966.5756 | 966.5756 | 966.5756 | 1093.3396 | 1093.3396 | 1093.3396 | 4779 | 639.604 | 0 | 30.5155 | 0 | 0 | 0 | 0 | 670.1194 |  | 4779 | 639.604 | 0 | 30.5155 | 0 | 0 | 0 | 0 | 670.1194 | 4779 | 639.604 | 0 | 30.5155 | 0 | 0 | 0 | 0 | 670.1194 | 4779 | 673.2673 | 473.2593 | 32.9897 | 0 | 0 | 0 | 0 | 1179.5164 | 4779 | 673.2673 | 473.2593 | 32.9897 | 0 | 0 | 0 | 0 | 1179.5164 | 4779 | 673.2673 | 473.2593 | 32.9897 | 0 | 0 | 0 | 0 | 1179.5164 | 4779 | 342.0732 | 946.5187 | 41.2371 | 0 | 0 | 0 | 0 | 0 | 0 | 1329.829 | 4779 | 342.0732 | 946.5187 | 41.2371 | 17 | 0 | 0 | 0 | 0 | 0 | 1346.829 | 4779 | 684.4884 | 946.5187 | 41.2371 | 0 | 0 | 0 | 0 | 0 | 0 | 1672.2442
4782 | 18.6145 | 18.6145 | 18.6145 | 18.6145 | 17.8837 | 17.8837 | 1.4071 | 1.4071 | 1.4071 | 4782 | 905.0301 | 905.0301 | 905.0301 | 1061.6699 | 1061.6699 | 1061.6699 | 1200.9053 | 1200.9053 | 1200.9053 | 4780 | 583.1683 | 0 | 96.6323 | 0 | 0 | 0 | 0 | 679.8006 |  | 4780 | 583.1683 | 0 | 96.6323 | 0 | 0 | 0 | 0 | 679.8006 | 4780 | 583.1683 | 0 | 96.6323 | 0 | 0 | 0 | 0 | 679.8006 | 4780 | 613.8614 | 427.8507 | 104.4674 | 0 | 0 | 0 | 0 | 1146.1794 | 4780 | 613.8614 | 427.8507 | 104.4674 | 0 | 0 | 0 | 0 | 1146.1794 | 4780 | 613.8614 | 427.8507 | 104.4674 | 0 | 0 | 0 | 0 | 1146.1794 | 4780 | 624.0924 | 855.7013 | 130.5842 | 0 | 0 | 0 | 0 | 0 | 0 | 1610.3779 | 4780 | 624.0924 | 855.7013 | 130.5842 | 17 | 0 | 0 | 0 | 0 | 0 | 1627.3779 | 4780 | 624.0924 | 855.7013 | 130.5842 | 0 | 0 | 0 | 0 | 0 | 0 | 1610.3779
4783 | 17.8837 | 17.2512 | 17.2512 | 13.5572 | 13.5572 | 13.5572 | 0.01 | 0.01 | 0.01 | 4783 | 951.6697 | 951.6697 | 951.6697 | 1116.3817 | 1116.3817 | 1116.3817 | 1262.7925 | 1262.7925 | 1262.7925 | 4781 | 517.3267 | 0 | 259.3814 | 0 | 0 | 0 | 0 | 776.7082 |  | 4781 | 517.3267 | 0 | 259.3814 | 0 | 0 | 0 | 0 | 776.7082 | 4781 | 517.3267 | 0 | 259.3814 | 0 | 0 | 0 | 0 | 776.7082 | 4781 | 544.5545 | 380.4238 | 280.4124 | 0 | 0 | 0 | 0 | 1205.3906 | 4781 | 544.5545 | 380.4238 | 280.4124 | 0 | 0 | 0 | 0 | 1205.3906 | 4781 | 544.5545 | 380.4238 | 280.4124 | 0 | 0 | 0 | 0 | 1205.3906 | 4781 | 553.6304 | 760.8476 | 350.5155 | 0 | 0 | 0 | 0 | 0 | 0 | 1664.9935 | 4781 | 553.6304 | 760.8476 | 350.5155 | 17 | 0 | 0 | 0 | 0 | 0 | 1681.9935 | 4781 | 553.6304 | 760.8476 | 350.5155 | 0 | 0 | 0 | 0 | 0 | 0 | 1664.9935
4784 | 14.9898 | 14.9898 | 14.9898 | 5.1105 | 5.1105 | 5.1105 | 0.01 | 0.01 | 0.01 | 4784 | 962.7743 | 962.7743 | 962.7743 | 1129.4084 | 1129.4084 | 1129.4084 | 1277.5275 | 1450.5708 | 1277.5275 | 4782 | 620.7921 | 0 | 528.9347 | 0 | 0 | 0 | 0 | 1149.7268 |  | 4782 | 620.7921 | 0 | 528.9347 | 0 | 0 | 0 | 0 | 1149.7268 | 4782 | 620.7921 | 0 | 528.9347 | 0 | 0 | 0 | 0 | 1149.7268 | 4782 | 653.4653 | 344.0969 | 571.8213 | 0 | 0 | 0 | 0 | 1569.3835 | 4782 | 653.4653 | 344.0969 | 571.8213 | 0 | 0 | 0 | 0 | 1569.3835 | 4782 | 653.4653 | 344.0969 | 571.8213 | 0 | 0 | 0 | 0 | 1569.3835 | 4782 | 664.3564 | 688.1937 | 714.7766 | 0 | 0 | 0 | 0 | 0 | 0 | 2067.3268 | 4782 | 664.3564 | 688.1937 | 714.7766 | 17 | 0 | 0 | 0 | 0 | 0 | 2084.3268 | 4782 | 664.3564 | 688.1937 | 714.7766 | 0 | 0 | 0 | 0 | 0 | 0 | 2067.3268
4785 | 11.4179 | 11.8881 | 11.8881 | 0.01 | 0.01 | 0.01 | 0.01 | 0.01 | 0.01 | 4785 | 1346.2974 | 1346.2974 | 1346.2974 | 1579.3104 | 1579.3104 | 1579.3104 | 1261.319 | 1261.319 | 1786.4331 | 4783 | 601.9802 | 0 | 849.3471 | 0 | 0 | 0 | 0 | 1451.3273 |  | 4783 | 601.9802 | 0 | 849.3471 | 0 | 0 | 0 | 0 | 1451.3273 | 4783 | 601.9802 | 0 | 849.3471 | 0 | 0 | 0 | 0 | 1451.3273 | 4783 | 633.6634 | 313.8244 | 918.2131 | 0 | 0 | 0 | 0 | 1865.7008 | 4783 | 633.6634 | 313.8244 | 918.2131 | 0 | 0 | 0 | 0 | 1865.7008 | 4783 | 633.6634 | 313.8244 | 918.2131 | 0 | 0 | 0 | 0 | 1865.7008 | 4783 | 644.2244 | 627.6488 | 1147.7663 | 0 | 0 | 0 | 0 | 0 | 0 | 2419.6396 | 4783 | 499.2533 | 627.6488 | 1147.7663 | 17 | 0 | 0 | 0 | 0 | 0 | 2291.6685 | 4783 | 644.2244 | 627.6488 | 1147.7663 | 0 | 0 | 0 | 0 | 0 | 0 | 2419.6396
4786 | 0.01 | 3.401 | 3.401 | 0.01 | 0.01 | 0.01 | 0.01 | 0.01 | 0.01 | 4786 | 1350.7393 | 1350.7393 | 1350.7393 | 1584.5211 | 1584.5211 | 1584.5211 | 1599.7206 | 1792.3271 | 1792.3271 | 4784 | 601.9802 | 0 | 1083.299 | 0 | 0 | 0 | 0 | 1685.2792 |  | 4784 | 601.9802 | 0 | 1083.299 | 0 | 0 | 0 | 0 | 1685.2792 | 4784 | 601.9802 | 0 | 1083.299 | 0 | 0 | 0 | 0 | 1685.2792 | 4784 | 633.6634 | 298.6882 | 1171.134 | 0 | 0 | 0 | 0 | 2103.4856 | 4784 | 633.6634 | 298.6882 | 1171.134 | 0 | 0 | 0 | 0 | 2103.4856 | 4784 | 633.6634 | 298.6882 | 1171.134 | 0 | 0 | 0 | 0 | 2103.4856 | 4784 | 47.914 | 597.3764 | 1463.9175 | 0 | 0 | 0 | 0 | 0 | 0 | 2109.2079 | 4784 | 220.9573 | 597.3764 | 1463.9175 | 17 | 0 | 0 | 0 | 0 | 0 | 2299.2512 | 4784 | 47.914 | 597.3764 | 1463.9175 | 0 | 0 | 0 | 0 | 0 | 0 | 2109.2079
4787 | 0.01 | 3.401 | 3.401 | 0.01 | 0.01 | 0.01 | 0.01 | 0.01 | 0.01 | 4787 | 1378.5009 | 1378.5009 | 1378.5009 | 1617.0876 | 1617.0876 | 1617.0876 | 1304.0506 | 1829.1647 | 1829.1647 | 4785 | 630.198 | 0 | 1210.4467 | 0 | 0 | 0 | 0 | 1840.6448 |  | 4785 | 630.198 | 0 | 1210.4467 | 0 | 0 | 0 | 0 | 1840.6448 | 4785 | 630.198 | 0 | 1210.4467 | 0 | 0 | 0 | 0 | 1840.6448 | 4785 | 663.3663 | 293.6428 | 1308.5911 | 0 | 0 | 0 | 0 | 2265.6002 | 4785 | 663.3663 | 293.6428 | 1308.5911 | 0 | 0 | 0 | 0 | 2265.6002 | 4785 | 663.3663 | 293.6428 | 1308.5911 | 0 | 0 | 0 | 0 | 2265.6002 | 4785 | 0 | 587.2856 | 1635.7388 | 0 | 0 | 0 | 0 | 0 | 0 | 2223.0244 | 4785 | 181.9174 | 587.2856 | 1635.7388 | 17 | 0 | 0 | 0 | 0 | 0 | 2421.9418 | 4785 | 397.2 | 587.2856 | 1635.7388 | 0 | 0 | 0 | 0 | 0 | 0 | 2620.2244
4788 | 0.01 | 3.401 | 3.401 | 0.01 | 2.1895 | 2.1895 | 0.01 | 0.01 | 0.01 | 4788 | 1375.1695 | 1375.1695 | 1375.1695 | 1613.1797 | 1613.1797 | 1613.1797 | 1299.63 | 1299.63 | 1299.63 | 4786 | 658.4158 | 0 | 1205.3608 | 0 | 0 | 0 | 0 | 1863.7767 |  | 4786 | 658.4158 | 0 | 1205.3608 | 0 | 0 | 0 | 0 | 1863.7767 | 4786 | 658.4158 | 0 | 1205.3608 | 0 | 0 | 0 | 0 | 1863.7767 | 4786 | 283.4404 | 293.6428 | 1303.0928 | 0 | 0 | 0 | 0 | 1880.176 | 4786 | 693.0693 | 293.6428 | 1303.0928 | 0 | 0 | 0 | 0 | 2289.8049 | 4786 | 578.4364 | 293.6428 | 1303.0928 | 0 | 0 | 0 | 0 | 2175.172 | 4786 | 150.9296 | 587.2856 | 1628.866 | 0 | 0 | 0 | 0 | 0 | 0 | 2367.0812 | 4786 | 372.8695 | 587.2856 | 1628.866 | 17 | 0 | 0 | 0 | 0 | 0 | 2606.021 | 4786 | 422.4713 | 587.2856 | 1628.866 | 0 | 0 | 0 | 0 | 0 | 0 | 2638.6228
4789 | 0.01 | 0.01 | 0.01 | 0.01 | 2.1895 | 2.1895 | 0.01 | 0.01 | 0.01 | 4789 | 1355.1811 | 1355.1811 | 1355.1811 | 1589.7317 | 1589.7317 | 1589.7317 | 1798.2211 | 1798.2211 | 1273.107 | 4787 | 705.4455 | 0 | 1190.1031 | 0 | 0 | 0 | 0 | 1895.5486 |  | 4787 | 705.4455 | 0 | 1190.1031 | 0 | 0 | 0 | 0 | 1895.5486 | 4787 | 705.4455 | 0 | 1190.1031 | 0 | 0 | 0 | 0 | 1895.5486 | 4787 | 499.2298 | 313.8244 | 1286.5979 | 0 | 0 | 0 | 0 | 2099.6521 | 4787 | 742.5743 | 313.8244 | 1286.5979 | 0 | 0 | 0 | 0 | 2342.9966 | 4787 | 731.1681 | 313.8244 | 1286.5979 | 0 | 0 | 0 | 0 | 2331.5905 | 4787 | 186.2087 | 627.6488 | 1608.2474 | 0 | 0 | 0 | 0 | 0 | 0 | 2422.105 | 4787 | 491.3229 | 627.6488 | 1608.2474 | 17 | 0 | 0 | 0 | 0 | 0 | 2744.2191 | 4787 | 485.4562 | 627.6488 | 1608.2474 | 0 | 0 | 0 | 0 | 0 | 0 | 2721.3525
4790 | 0.01 | 3.401 | 3.401 | 0.01 | 2.1895 | 2.1895 | 0.01 | 0.01 | 0.01 | 4790 | 1357.4021 | 1357.4021 | 1357.4021 | 1592.3371 | 1592.3371 | 1592.3371 | 1801.1681 | 1276.054 | 1276.054 | 4788 | 724.2574 | 0 | 1113.8144 | 0 | 0 | 0 | 0 | 1838.0719 |  | 4788 | 724.2574 | 0 | 1113.8144 | 0 | 0 | 0 | 0 | 1838.0719 | 4788 | 724.2574 | 0 | 1113.8144 | 0 | 0 | 0 | 0 | 1838.0719 | 4788 | 762.3762 | 350.1514 | 1204.1237 | 0 | 0 | 0 | 0 | 2316.6513 | 4788 | 762.3762 | 350.1514 | 1204.1237 | 0 | 0 | 0 | 0 | 2316.6513 | 4788 | 762.3762 | 350.1514 | 1204.1237 | 0 | 0 | 0 | 0 | 2316.6513 | 4788 | 284.0373 | 700.3027 | 1505.1546 | 0 | 0 | 0 | 0 | 0 | 0 | 2489.4946 | 4788 | 284.0373 | 700.3027 | 1505.1546 | 17 | 0 | 0 | 0 | 0 | 0 | 2506.4946 | 4788 | 504.0373 | 700.3027 | 1505.1546 | 0 | 0 | 0 | 0 | 0 | 0 | 2709.4946
4791 | 6.1514 | 6.1514 | 6.1514 | 3.3555 | 4.8785 | 4.8785 | 0.01 | 0.01 | 0.01 | 4791 | 1346.2974 | 1346.2974 | 1346.2974 | 1531.2262 | 1531.2262 | 1531.2262 | 1786.4331 | 1261.319 | 1261.319 | 4789 | 818.3168 | 0 | 1093.4708 | 0 | 0 | 0 | 0 | 1911.7876 |  | 4789 | 818.3168 | 0 | 1093.4708 | 0 | 0 | 0 | 0 | 1911.7876 | 4789 | 818.3168 | 0 | 1093.4708 | 0 | 0 | 0 | 0 | 1911.7876 | 4789 | 505.7055 | 384.4601 | 1182.1306 | 0 | 0 | 0 | 0 | 2072.2962 | 4789 | 861.3861 | 384.4601 | 1182.1306 | 0 | 0 | 0 | 0 | 2427.9769 | 4789 | 861.3861 | 384.4601 | 1182.1306 | 0 | 0 | 0 | 0 | 2427.9769 | 4789 | 875.7426 | 768.9203 | 1477.6632 | 0 | 0 | 0 | 0 | 0 | 0 | 3122.3261 | 4789 | 875.7426 | 768.9203 | 1477.6632 | 17 | 0 | 0 | 0 | 0 | 0 | 3139.3261 | 4789 | 523.4989 | 768.9203 | 1477.6632 | 0 | 0 | 0 | 0 | 0 | 0 | 2770.0824
4792 | 12.3675 | 13.0305 | 12.3675 | 3.3555 | 4.8785 | 4.8785 | 0.01 | 0.01 | 0.01 | 4792 | 1212.4812 | 1212.4812 | 1212.4812 | 1218.9161 | 1218.9161 | 1218.9161 | 1764.3306 | 1239.2164 | 1239.2164 | 4790 | 827.7228 | 0 | 961.2371 | 0 | 0 | 0 | 0 | 1788.9599 |  | 4790 | 827.7228 | 0 | 961.2371 | 0 | 0 | 0 | 0 | 1788.9599 | 4790 | 827.7228 | 0 | 961.2371 | 0 | 0 | 0 | 0 | 1788.9599 | 4790 | 631.0845 | 404.6418 | 1039.1753 | 0 | 0 | 0 | 0 | 2074.9015 | 4790 | 871.2871 | 404.6418 | 1039.1753 | 0 | 0 | 0 | 0 | 2315.1042 | 4790 | 871.2871 | 404.6418 | 1039.1753 | 0 | 0 | 0 | 0 | 2315.1042 | 4790 | 885.8086 | 809.2836 | 1298.9691 | 0 | 0 | 0 | 0 | 0 | 0 | 2994.0612 | 4790 | 838.735 | 809.2836 | 1298.9691 | 17 | 0 | 0 | 0 | 0 | 0 | 2963.9876 | 4790 | 885.8086 | 809.2836 | 1298.9691 | 0 | 0 | 0 | 0 | 0 | 0 | 2994.0612
4793 | 19.4916 | 17.2512 | 17.2512 | 32.8629 | 16.7128 | 16.7128 | 0.01 | 0.01 | 0.01 | 4793 | 933.9022 | 933.9022 | 933.9022 | 1095.5391 | 1095.5391 | 1095.5391 | 1239.2164 | 1239.2164 | 1239.2164 | 4791 | 780.6931 | 0 | 717.1134 | 0 | 0 | 0 | 0 | 1497.8065 |  | 4791 | 780.6931 | 0 | 717.1134 | 0 | 0 | 0 | 0 | 1497.8065 | 4791 | 780.6931 | 0 | 717.1134 | 0 | 0 | 0 | 0 | 1497.8065 | 4791 | 821.7822 | 416.7508 | 775.2577 | 0 | 0 | 0 | 0 | 2013.7907 | 4791 | 821.7822 | 416.7508 | 775.2577 | 0 | 0 | 0 | 0 | 2013.7907 | 4791 | 821.7822 | 416.7508 | 775.2577 | 0 | 0 | 0 | 0 | 2013.7907 | 4791 | 0 | 833.5015 | 969.0722 | 0 | 0 | 0 | 0 | 0 | 0 | 1802.5737 | 4791 | 0 | 833.5015 | 969.0722 | 17 | 0 | 0 | 0 | 0 | 0 | 1819.5737 | 4791 | 0 | 833.5015 | 969.0722 | 0 | 0 | 0 | 0 | 0 | 0 | 1802.5737
4794 | 19.4916 | 17.2512 | 17.2512 | 35.4909 | 16.7128 | 16.7128 | 19.1387 | 14.4573 | 14.4573 | 4794 | 911.6929 | 911.6929 | 911.6929 | 1069.4859 | 1069.4859 | 1069.4859 | 1209.7463 | 1209.7463 | 1209.7463 | 4792 | 733.6634 | 0 | 462.8179 | 0 | 0 | 0 | 0 | 1196.4812 |  | 4792 | 733.6634 | 0 | 462.8179 | 0 | 0 | 0 | 0 | 1196.4812 | 4792 | 733.6634 | 0 | 462.8179 | 0 | 0 | 0 | 0 | 1196.4812 | 4792 | 772.2772 | 428.8597 | 500.3436 | 0 | 0 | 0 | 0 | 1701.4806 | 4792 | 772.2772 | 428.8597 | 500.3436 | 0 | 0 | 0 | 0 | 1701.4806 | 4792 | 772.2772 | 428.8597 | 500.3436 | 0 | 0 | 0 | 0 | 1701.4806 | 4792 | 652.7469 | 857.7195 | 625.4296 | 0 | 0 | 0 | 0 | 0 | 0 | 2135.896 | 4792 | 0 | 857.7195 | 625.4296 | 17 | 0 | 0 | 0 | 0 | 0 | 1500.149 | 4792 | 785.1485 | 857.7195 | 625.4296 | 0 | 0 | 0 | 0 | 0 | 0 | 2268.2975
4795 | 19.4916 | 17.2512 | 17.2512 | 35.4909 | 19.3152 | 19.3152 | 19.1387 | 14.4573 | 14.4573 | 4795 | 863.9428 | 863.9428 | 863.9428 | 1013.4714 | 1013.4714 | 1013.4714 | 1146.3857 | 1146.3857 | 1146.3857 | 4793 | 601.9802 | 0 | 208.5223 | 0 | 0 | 0 | 0 | 810.5025 |  | 4793 | 601.9802 | 0 | 208.5223 | 0 | 0 | 0 | 0 | 810.5025 | 4793 | 601.9802 | 0 | 208.5223 | 0 | 0 | 0 | 0 | 810.5025 | 4793 | 633.6634 | 437.9415 | 225.4296 | 0 | 0 | 0 | 0 | 1297.0344 | 4793 | 633.6634 | 437.9415 | 225.4296 | 0 | 0 | 0 | 0 | 1297.0344 | 4793 | 633.6634 | 437.9415 | 225.4296 | 0 | 0 | 0 | 0 | 1297.0344 | 4793 | 644.2244 | 875.8829 | 281.7869 | 0 | 0 | 0 | 0 | 0 | 0 | 1801.8943 | 4793 | 644.2244 | 875.8829 | 281.7869 | 17 | 0 | 0 | 0 | 0 | 0 | 1818.8943 | 4793 | 644.2244 | 875.8829 | 281.7869 | 0 | 0 | 0 | 0 | 0 | 0 | 1801.8943
4796 | 19.4916 | 17.2512 | 17.2512 | 35.4909 | 16.7128 | 16.7128 | 19.1387 | 14.4573 | 14.4573 | 4796 | 827.2974 | 827.2974 | 827.2974 | 970.4835 | 970.4835 | 970.4835 | 1097.7601 | 1097.7601 | 1097.7601 | 4794 | 536.1386 | 0 | 76.2887 | 0 | 0 | 0 | 0 | 612.4273 |  | 4794 | 536.1386 | 0 | 76.2887 | 0 | 0 | 0 | 0 | 612.4273 | 4794 | 536.1386 | 0 | 76.2887 | 0 | 0 | 0 | 0 | 612.4273 | 4794 | 564.3564 | 443.996 | 82.4742 | 0 | 0 | 0 | 0 | 1090.8266 | 4794 | 564.3564 | 443.996 | 82.4742 | 0 | 0 | 0 | 0 | 1090.8266 | 4794 | 564.3564 | 443.996 | 82.4742 | 0 | 0 | 0 | 0 | 1090.8266 | 4794 | 573.7624 | 887.9919 | 103.0928 | 0 | 0 | 0 | 0 | 0 | 0 | 1564.8471 | 4794 | 573.7624 | 887.9919 | 103.0928 | 17 | 0 | 0 | 0 | 0 | 0 | 1581.8471 | 4794 | 573.7624 | 887.9919 | 103.0928 | 0 | 0 | 0 | 0 | 0 | 0 | 1564.8471
4797 | 19.4916 | 17.2512 | 17.2512 | 35.4909 | 16.7128 | 16.7128 | 0.01 | 0.01 | 0.01 | 4797 | 771.7741 | 771.7741 | 771.7741 | 905.3504 | 905.3504 | 905.3504 | 1024.0849 | 1024.0849 | 1122.008 | 4795 | 489.1089 | 0 | 20.3436 | 0 | 0 | 0 | 0 | 509.4526 |  | 4795 | 489.1089 | 0 | 20.3436 | 0 | 0 | 0 | 0 | 509.4526 | 4795 | 489.1089 | 0 | 20.3436 | 0 | 0 | 0 | 0 | 509.4526 | 4795 | 514.8515 | 446.0141 | 21.9931 | 0 | 0 | 0 | 0 | 982.8587 | 4795 | 514.8515 | 446.0141 | 21.9931 | 0 | 0 | 0 | 0 | 982.8587 | 4795 | 514.8515 | 446.0141 | 21.9931 | 0 | 0 | 0 | 0 | 982.8587 | 4795 | 523.4323 | 892.0283 | 27.4914 | 0 | 0 | 0 | 0 | 0 | 0 | 1442.952 | 4795 | 523.4323 | 892.0283 | 27.4914 | 17 | 0 | 0 | 0 | 0 | 0 | 1459.952 | 4795 | 523.4323 | 892.0283 | 27.4914 | 0 | 0 | 0 | 0 | 0 | 0 | 1442.952
4798 | 13.0305 | 13.0305 | 13.0305 | 35.4909 | 16.7128 | 16.7128 | 0.01 | 0.01 | 0.01 | 4798 | 718.4717 | 760.8023 | 718.4717 | 842.8226 | 842.8226 | 842.8226 | 1133.993 | 953.3567 | 1133.993 | 4796 | 526.7327 | 0 | 0 | 0 | 0 | 0 | 0 | 526.7327 |  | 4796 | 526.7327 | 0 | 0 | 0 | 0 | 0 | 0 | 526.7327 | 4796 | 526.7327 | 0 | 0 | 0 | 0 | 0 | 0 | 526.7327 | 4796 | 554.4554 | 435.9233 | 0 | 0 | 0 | 0 | 0 | 990.3788 | 4796 | 554.4554 | 435.9233 | 0 | 0 | 0 | 0 | 0 | 990.3788 | 4796 | 554.4554 | 435.9233 | 0 | 0 | 0 | 0 | 0 | 990.3788 | 4796 | 563.6964 | 871.8466 | 0 | 0 | 0 | 0 | 0 | 0 | 0 | 1435.543 | 4796 | 563.6964 | 871.8466 | 0 | 17 | 0 | 0 | 0 | 0 | 0 | 1452.543 | 4796 | 563.6964 | 871.8466 | 0 | 0 | 0 | 0 | 0 | 0 | 0 | 1435.543
4799 | 13.0305 | 13.0305 | 13.0305 | 33.8141 | 16.7128 | 16.7128 | 0.01 | 0.01 | 0.01 | 4799 | 677.3845 | 815.505 | 677.3845 | 794.6241 | 794.6241 | 794.6241 | 898.8371 | 898.8371 | 898.8371 | 4797 | 714.8515 | 0 | 0 | 0 | 0 | 0 | 0 | 714.8515 |  | 4797 | 714.8515 | 0 | 0 | 0 | 0 | 0 | 0 | 714.8515 | 4797 | 714.8515 | 0 | 0 | 0 | 0 | 0 | 0 | 714.8515 | 4797 | 752.4752 | 419.778 | 0 | 0 | 0 | 0 | 0 | 1172.2532 | 4797 | 752.4752 | 419.778 | 0 | 0 | 0 | 0 | 0 | 1172.2532 | 4797 | 752.4752 | 419.778 | 0 | 0 | 0 | 0 | 0 | 1172.2532 | 4797 | 667.0934 | 839.556 | 0 | 0 | 0 | 0 | 0 | 0 | 0 | 1506.6494 | 4797 | 765.0165 | 839.556 | 0 | 17 | 0 | 0 | 0 | 0 | 0 | 1621.5725 | 4797 | 765.0165 | 839.556 | 0 | 0 | 0 | 0 | 0 | 0 | 0 | 1604.5725
4800 | 13.0305 | 13.0305 | 13.0305 | 35.4909 | 16.7128 | 16.7128 | 0.01 | 0.01 | 0.01 | 4800 | 654.0647 | 654.0647 | 654.0647 | 767.2682 | 767.2682 | 767.2682 | 867.8935 | 867.8935 | 867.8935 | 4798 | 761.8812 | 0 | 0 | 0 | 0 | 0 | 0 | 761.8812 |  | 4798 | 761.8812 | 0 | 0 | 0 | 0 | 0 | 0 | 761.8812 | 4798 | 761.8812 | 0 | 0 | 0 | 0 | 0 | 0 | 761.8812 | 4798 | 801.9802 | 400.6054 | 0 | 0 | 0 | 0 | 0 | 1202.5856 | 4798 | 801.9802 | 400.6054 | 0 | 0 | 0 | 0 | 0 | 1202.5856 | 4798 | 801.9802 | 400.6054 | 0 | 0 | 0 | 0 | 0 | 1202.5856 | 4798 | 815.3465 | 801.2109 | 0 | 0 | 0 | 0 | 0 | 0 | 0 | 1616.5574 | 4798 | 815.3465 | 801.2109 | 0 | 17 | 0 | 0 | 0 | 0 | 0 | 1633.5574 | 4798 | 815.3465 | 801.2109 | 0 | 0 | 0 | 0 | 0 | 0 | 0 | 1616.5574
4801 | 19.4916 | 17.2512 | 17.2512 | 35.4909 | 16.7128 | 16.7128 | 19.1387 | 14.4573 | 14.4573 | 4801 | 642.96 | 642.96 | 642.96 | 754.2416 | 754.2416 | 754.2416 | 853.1585 | 853.1585 | 853.1585 | 4799 | 799.505 | 0 | 0 | 0 | 0 | 0 | 0 | 799.505 |  | 4799 | 799.505 | 0 | 0 | 0 | 0 | 0 | 0 | 799.505 | 4799 | 799.505 | 0 | 0 | 0 | 0 | 0 | 0 | 799.505 | 4799 | 841.5842 | 383.4511 | 0 | 0 | 0 | 0 | 0 | 1225.0352 | 4799 | 841.5842 | 383.4511 | 0 | 0 | 0 | 0 | 0 | 1225.0352 | 4799 | 841.5842 | 383.4511 | 0 | 0 | 0 | 0 | 0 | 1225.0352 | 4799 | 855.6106 | 766.9021 | 0 | 0 | 0 | 0 | 0 | 0 | 0 | 1622.5127 | 4799 | 855.6106 | 766.9021 | 0 | 17 | 0 | 0 | 0 | 0 | 0 | 1639.5127 | 4799 | 855.6106 | 766.9021 | 0 | 0 | 0 | 0 | 0 | 0 | 0 | 1622.5127
4802 | 19.4916 | 17.2512 | 17.2512 | 35.4909 | 16.7128 | 16.7128 | 19.1387 | 14.4573 | 14.4573 | 4802 | 618.5298 | 618.5298 | 618.5298 | 725.583 | 725.583 | 725.583 | 820.7414 | 820.7414 | 820.7414 | 4800 | 714.8515 | 0 | 0 | 0 | 0 | 0 | 0 | 714.8515 |  | 4800 | 714.8515 | 0 | 0 | 0 | 0 | 0 | 0 | 714.8515 | 4800 | 714.8515 | 0 | 0 | 0 | 0 | 0 | 0 | 714.8515 | 4800 | 752.4752 | 372.3512 | 0 | 0 | 0 | 0 | 0 | 1124.8264 | 4800 | 752.4752 | 372.3512 | 0 | 0 | 0 | 0 | 0 | 1124.8264 | 4800 | 752.4752 | 372.3512 | 0 | 0 | 0 | 0 | 0 | 1124.8264 | 4800 | 605.7557 | 744.7023 | 0 | 0 | 0 | 0 | 0 | 0 | 0 | 1350.458 | 4800 | 765.0165 | 744.7023 | 0 | 17 | 0 | 0 | 0 | 0 | 0 | 1526.7188 | 4800 | 765.0165 | 744.7023 | 0 | 0 | 0 | 0 | 0 | 0 | 0 | 1509.7188
4803 | 19.4916 | 17.2512 | 17.2512 | 35.4909 | 16.7128 | 16.7128 | 19.1387 | 14.4573 | 14.4573 | 4803 | 626.303 | 626.303 | 626.303 | 734.7016 | 734.7016 | 734.7016 | 831.0559 | 831.0559 | 831.0559 | 4801 | 573.7624 | 0 | 0 | 0 | 0 | 0 | 0 | 573.7624 |  | 4801 | 573.7624 | 0 | 0 | 0 | 0 | 0 | 0 | 573.7624 | 4801 | 573.7624 | 0 | 0 | 0 | 0 | 0 | 0 | 573.7624 | 4801 | 603.9604 | 346.115 | 0 | 0 | 0 | 0 | 0 | 950.0754 | 4801 | 603.9604 | 346.115 | 0 | 0 | 0 | 0 | 0 | 950.0754 | 4801 | 603.9604 | 346.115 | 0 | 0 | 0 | 0 | 0 | 950.0754 | 4801 | 614.0264 | 692.2301 | 0 | 0 | 0 | 0 | 0 | 0 | 0 | 1306.2565 | 4801 | 614.0264 | 692.2301 | 0 | 17 | 0 | 0 | 0 | 0 | 0 | 1323.2565 | 4801 | 614.0264 | 692.2301 | 0 | 0 | 0 | 0 | 0 | 0 | 0 | 1306.2565
4804 | 19.4916 | 17.2512 | 17.2512 | 35.4909 | 16.7128 | 16.7128 | 19.1387 | 14.4573 | 14.4573 | 4804 | 717.3613 | 717.3613 | 717.3613 | 841.52 | 841.52 | 841.52 | 951.8832 | 951.8832 | 951.8832 | 4802 | 470.297 | 0 | 0 | 0 | 0 | 0 | 0 | 470.297 |  | 4802 | 470.297 | 0 | 0 | 0 | 0 | 0 | 0 | 470.297 | 4802 | 470.297 | 0 | 0 | 0 | 0 | 0 | 0 | 470.297 | 4802 | 495.0495 | 298.6882 | 0 | 0 | 0 | 0 | 0 | 793.7377 | 4802 | 495.0495 | 298.6882 | 0 | 0 | 0 | 0 | 0 | 793.7377 | 4802 | 495.0495 | 298.6882 | 0 | 0 | 0 | 0 | 0 | 793.7377 | 4802 | 503.3003 | 597.3764 | 0 | 0 | 0 | 0 | 0 | 0 | 0 | 1100.6767 | 4802 | 503.3003 | 597.3764 | 0 | 17 | 0 | 0 | 0 | 0 | 0 | 1117.6767 | 4802 | 503.3003 | 597.3764 | 0 | 0 | 0 | 0 | 0 | 0 | 0 | 1100.6767
4805 | 19.4916 | 17.2512 | 17.2512 | 35.4909 | 16.7128 | 16.7128 | 19.1387 | 14.4573 | 14.4573 | 4805 | 817.3032 | 817.3032 | 817.3032 | 958.7596 | 958.7596 | 958.7596 | 1084.4985 | 1084.4985 | 1084.4985 | 4803 | 554.9505 | 0 | 30.5155 | 0 | 0 | 0 | 0 | 585.466 |  | 4803 | 554.9505 | 0 | 30.5155 | 0 | 0 | 0 | 0 | 585.466 | 4803 | 554.9505 | 0 | 30.5155 | 0 | 0 | 0 | 0 | 585.466 | 4803 | 584.1584 | 262.3613 | 32.9897 | 0 | 0 | 0 | 0 | 879.5094 | 4803 | 584.1584 | 262.3613 | 32.9897 | 0 | 0 | 0 | 0 | 879.5094 | 4803 | 584.1584 | 262.3613 | 32.9897 | 0 | 0 | 0 | 0 | 879.5094 | 4803 | 593.8944 | 524.7225 | 41.2371 | 0 | 0 | 0 | 0 | 0 | 0 | 1159.854 | 4803 | 593.8944 | 524.7225 | 41.2371 | 17 | 0 | 0 | 0 | 0 | 0 | 1176.854 | 4803 | 593.8944 | 524.7225 | 41.2371 | 0 | 0 | 0 | 0 | 0 | 0 | 1159.854
4806 | 17.2512 | 17.2512 | 17.2512 | 30.4988 | 16.7128 | 16.7128 | 0.01 | 0.01 | 0.01 | 4806 | 907.251 | 907.251 | 907.251 | 1064.2752 | 1064.2752 | 1064.2752 | 1203.8523 | 1203.8523 | 1203.8523 | 4804 | 545.5446 | 0 | 96.6323 | 0 | 0 | 0 | 0 | 642.1769 |  | 4804 | 545.5446 | 0 | 96.6323 | 0 | 0 | 0 | 0 | 642.1769 | 4804 | 545.5446 | 0 | 96.6323 | 0 | 0 | 0 | 0 | 642.1769 | 4804 | 574.2574 | 253.2795 | 104.4674 | 0 | 0 | 0 | 0 | 932.0043 | 4804 | 574.2574 | 253.2795 | 104.4674 | 0 | 0 | 0 | 0 | 932.0043 | 4804 | 574.2574 | 253.2795 | 104.4674 | 0 | 0 | 0 | 0 | 932.0043 | 4804 | 583.8284 | 506.559 | 130.5842 | 0 | 0 | 0 | 0 | 0 | 0 | 1220.9716 | 4804 | 583.8284 | 506.559 | 130.5842 | 17 | 0 | 0 | 0 | 0 | 0 | 1237.9716 | 4804 | 583.8284 | 506.559 | 130.5842 | 0 | 0 | 0 | 0 | 0 | 0 | 1220.9716
4807 | 17.2512 | 17.2512 | 17.2512 | 8.0251 | 8.0251 | 8.0251 | 0.01 | 0.01 | 0.01 | 4807 | 967.2162 | 967.2162 | 967.2162 | 1134.619 | 1134.619 | 1134.619 | 1808.5357 | 1283.4215 | 1283.4215 | 4805 | 526.7327 | 0 | 249.2096 | 0 | 0 | 0 | 0 | 775.9423 |  | 4805 | 526.7327 | 0 | 249.2096 | 0 | 0 | 0 | 0 | 775.9423 | 4805 | 526.7327 | 0 | 249.2096 | 0 | 0 | 0 | 0 | 775.9423 | 4805 | 554.4554 | 274.4702 | 269.4158 | 0 | 0 | 0 | 0 | 1098.3415 | 4805 | 554.4554 | 274.4702 | 269.4158 | 0 | 0 | 0 | 0 | 1098.3415 | 4805 | 554.4554 | 274.4702 | 269.4158 | 0 | 0 | 0 | 0 | 1098.3415 | 4805 | 563.6964 | 548.9405 | 336.7698 | 0 | 0 | 0 | 0 | 0 | 0 | 1449.4066 | 4805 | 563.6964 | 548.9405 | 336.7698 | 17 | 0 | 0 | 0 | 0 | 0 | 1466.4066 | 4805 | 563.6964 | 548.9405 | 336.7698 | 0 | 0 | 0 | 0 | 0 | 0 | 1449.4066
4808 | 14.9898 | 14.9898 | 14.9898 | 5.1105 | 5.1105 | 5.1105 | 0.01 | 0.01 | 0.01 | 4808 | 1010.5244 | 1010.5244 | 1010.5244 | 1185.4229 | 1185.4229 | 1185.4229 | 1866.0023 | 1340.8881 | 1866.0023 | 4806 | 601.9802 | 0 | 493.3333 | 0 | 0 | 0 | 0 | 1095.3135 |  | 4806 | 601.9802 | 0 | 493.3333 | 0 | 0 | 0 | 0 | 1095.3135 | 4806 | 601.9802 | 0 | 493.3333 | 0 | 0 | 0 | 0 | 1095.3135 | 4806 | 633.6634 | 358.224 | 533.3333 | 0 | 0 | 0 | 0 | 1525.2207 | 4806 | 633.6634 | 358.224 | 533.3333 | 0 | 0 | 0 | 0 | 1525.2207 | 4806 | 633.6634 | 358.224 | 533.3333 | 0 | 0 | 0 | 0 | 1525.2207 | 4806 | 644.2244 | 716.448 | 666.6667 | 0 | 0 | 0 | 0 | 0 | 0 | 2027.3391 | 4806 | 644.2244 | 716.448 | 666.6667 | 17 | 0 | 0 | 0 | 0 | 0 | 2044.3391 | 4806 | 644.2244 | 716.448 | 666.6667 | 0 | 0 | 0 | 0 | 0 | 0 | 2027.3391
4809 | 12.3675 | 12.3675 | 12.3675 | 0.01 | 0.01 | 0.01 | 0.01 | 0.01 | 0.01 | 4809 | 1435.1347 | 1435.1347 | 1435.1347 | 1683.5234 | 1683.5234 | 1683.5234 | 1904.3134 | 1904.3134 | 1904.3134 | 4807 | 601.9802 | 0 | 691.6838 | 0 | 0 | 0 | 0 | 1293.664 |  | 4807 | 601.9802 | 0 | 691.6838 | 0 | 0 | 0 | 0 | 1293.664 | 4807 | 601.9802 | 0 | 691.6838 | 0 | 0 | 0 | 0 | 1293.664 | 4807 | 633.6634 | 452.0686 | 747.7663 | 0 | 0 | 0 | 0 | 1833.4983 | 4807 | 633.6634 | 452.0686 | 747.7663 | 0 | 0 | 0 | 0 | 1833.4983 | 4807 | 633.6634 | 452.0686 | 747.7663 | 0 | 0 | 0 | 0 | 1833.4983 | 4807 | 644.2244 | 904.1372 | 934.7079 | 0 | 0 | 0 | 0 | 0 | 0 | 2483.0696 | 4807 | 644.2244 | 904.1372 | 934.7079 | 17 | 0 | 0 | 0 | 0 | 0 | 2500.0696 | 4807 | 644.2244 | 904.1372 | 934.7079 | 0 | 0 | 0 | 0 | 0 | 0 | 2483.0696
4810 | 0.01 | 3.401 | 3.401 | 0.01 | 0.01 | 0.01 | 0.01 | 0.01 | 0.01 | 4810 | 1415.1463 | 1415.1463 | 1415.1463 | 1660.0755 | 1660.0755 | 1660.0755 | 1877.7903 | 1877.7903 | 1877.7903 | 4808 | 667.8218 | 0 | 803.5739 | 0 | 0 | 0 | 0 | 1471.3957 |  | 4808 | 667.8218 | 0 | 803.5739 | 0 | 0 | 0 | 0 | 1471.3957 | 4808 | 667.8218 | 0 | 803.5739 | 0 | 0 | 0 | 0 | 1471.3957 | 4808 | 702.9703 | 530.777 | 868.7285 | 0 | 0 | 0 | 0 | 2102.4758 | 4808 | 702.9703 | 530.777 | 868.7285 | 0 | 0 | 0 | 0 | 2102.4758 | 4808 | 702.9703 | 530.777 | 868.7285 | 0 | 0 | 0 | 0 | 2102.4758 | 4808 | 298.7929 | 1061.554 | 1085.9107 | 0 | 0 | 0 | 0 | 0 | 0 | 2446.2576 | 4808 | 714.6865 | 1061.554 | 1085.9107 | 17 | 0 | 0 | 0 | 0 | 0 | 2879.1511 | 4808 | 298.7929 | 1061.554 | 1085.9107 | 0 | 0 | 0 | 0 | 0 | 0 | 2446.2576
4811 | 0.01 | 3.401 | 3.401 | 0.01 | 0.01 | 0.01 | 0.01 | 0.01 | 0.01 | 4811 | 1406.2626 | 1406.2626 | 1406.2626 | 1649.6542 | 1649.6542 | 1649.6542 | 1866.0023 | 1866.0023 | 1866.0023 | 4809 | 686.6337 | 0 | 829.0034 | 0 | 0 | 0 | 0 | 1515.6371 |  | 4809 | 686.6337 | 0 | 829.0034 | 0 | 0 | 0 | 0 | 1515.6371 | 4809 | 686.6337 | 0 | 829.0034 | 0 | 0 | 0 | 0 | 1515.6371 | 4809 | 722.7723 | 598.3855 | 896.2199 | 0 | 0 | 0 | 0 | 2217.3777 | 4809 | 722.7723 | 598.3855 | 896.2199 | 0 | 0 | 0 | 0 | 2217.3777 | 4809 | 722.7723 | 598.3855 | 896.2199 | 0 | 0 | 0 | 0 | 2217.3777 | 4809 | 12.8215 | 1196.7709 | 1120.2749 | 0 | 0 | 0 | 0 | 0 | 0 | 2329.8673 | 4809 | 12.8215 | 1196.7709 | 1120.2749 | 17 | 0 | 0 | 0 | 0 | 0 | 2346.8673 | 4809 | 12.8215 | 1196.7709 | 1120.2749 | 0 | 0 | 0 | 0 | 0 | 0 | 2329.8673
4812 | 0.01 | 3.401 | 3.401 | 0.01 | 0.01 | 0.01 | 0.01 | 0.01 | 0.01 | 4812 | 1414.0359 | 1414.0359 | 1414.0359 | 1658.7728 | 1658.7728 | 1658.7728 | 1876.3168 | 1876.3168 | 1876.3168 | 4810 | 857.6861 | 0 | 762.8866 | 0 | 0 | 0 | 0 | 1620.5727 |  | 4810 | 865.3465 | 0 | 762.8866 | 0 | 0 | 0 | 0 | 1628.2331 | 4810 | 865.3465 | 0 | 762.8866 | 0 | 0 | 0 | 0 | 1628.2331 | 4810 | 910.8911 | 662.9667 | 824.7423 | 0 | 0 | 0 | 0 | 2398.6001 | 4810 | 910.8911 | 662.9667 | 824.7423 | 0 | 0 | 0 | 0 | 2398.6001 | 4810 | 910.8911 | 662.9667 | 824.7423 | 0 | 0 | 0 | 0 | 2398.6001 | 4810 | 0 | 1325.9334 | 1030.9278 | 0 | 0 | 0 | 0 | 0 | 0 | 2356.8612 | 4810 | 0 | 1325.9334 | 1030.9278 | 17 | 0 | 0 | 0 | 0 | 0 | 2373.8612 | 4810 | 0 | 1325.9334 | 1030.9278 | 0 | 0 | 0 | 0 | 0 | 0 | 2356.8612
4813 | 0.01 | 0.01 | 0.01 | 0.01 | 0.01 | 0.01 | 0.01 | 0.01 | 0.01 | 4813 | 1391.8265 | 1391.8265 | 1391.8265 | 1632.7196 | 1632.7196 | 1632.7196 | 1846.8468 | 1846.8468 | 1846.8468 | 4811 | 767.3575 | 0 | 910.378 | 0 | 0 | 0 | 0 | 1677.7356 |  | 4811 | 950 | 0 | 910.378 | 0 | 0 | 0 | 0 | 1860.378 | 4811 | 950 | 0 | 910.378 | 0 | 0 | 0 | 0 | 1860.378 | 4811 | 1000 | 718.4662 | 984.1924 | 0 | 0 | 0 | 0 | 2702.6586 | 4811 | 1000 | 718.4662 | 984.1924 | 0 | 0 | 0 | 0 | 2702.6586 | 4811 | 1000 | 718.4662 | 984.1924 | 0 | 0 | 0 | 0 | 2702.6586 | 4811 | 0 | 1436.9324 | 1230.2405 | 0 | 0 | 0 | 0 | 0 | 0 | 2667.1729 | 4811 | 186.2531 | 1436.9324 | 1230.2405 | 17 | 0 | 0 | 0 | 0 | 0 | 2870.4261 | 4811 | 45.4531 | 1436.9324 | 1230.2405 | 0 | 0 | 0 | 0 | 0 | 0 | 2712.6261
4814 | 0.01 | 3.401 | 3.401 | 0.01 | 0.01 | 0.01 | 0.01 | 0.01 | 0.01 | 4814 | 1380.7219 | 1380.7219 | 1380.7219 | 1619.693 | 1619.693 | 1619.693 | 1832.1117 | 1832.1117 | 1832.1117 | 4812 | 747.5879 | 0 | 895.1203 | 0 | 0 | 0 | 0 | 1642.7082 |  | 4812 | 1034.6535 | 0 | 895.1203 | 0 | 0 | 0 | 0 | 1929.7737 | 4812 | 1034.6535 | 0 | 895.1203 | 0 | 0 | 0 | 0 | 1929.7737 | 4812 | 471.197 | 760.8476 | 967.6976 | 0 | 0 | 0 | 0 | 2199.7422 | 4812 | 1032.0241 | 760.8476 | 967.6976 | 0 | 0 | 0 | 0 | 2760.5693 | 4812 | 1033.8179 | 760.8476 | 967.6976 | 0 | 0 | 0 | 0 | 2762.3632 | 4812 | 0 | 1521.6953 | 1209.622 | 0 | 0 | 0 | 0 | 0 | 0 | 2731.3173 | 4812 | 0 | 1521.6953 | 1209.622 | 17 | 0 | 0 | 0 | 0 | 0 | 2748.3173 | 4812 | 0 | 1521.6953 | 1209.622 | 0 | 0 | 0 | 0 | 0 | 0 | 2731.3173
4815 | 10.1159 | 10.1159 | 10.1159 | 0.01 | 0.01 | 0.01 | 0.01 | 0.01 | 0.01 | 4815 | 1366.2858 | 1366.2858 | 1366.2858 | 1602.7584 | 1602.7584 | 1602.7584 | 1812.9562 | 1812.9562 | 1812.9562 | 4813 | 824.3746 | 0 | 864.6048 | 0 | 0 | 0 | 0 | 1688.9794 |  | 4813 | 1324.3746 | 0 | 864.6048 | 0 | 0 | 0 | 0 | 2188.9794 | 4813 | 1439.1089 | 0 | 864.6048 | 0 | 0 | 0 | 0 | 2303.7137 | 4813 | 767.5222 | 785.0656 | 934.7079 | 0 | 0 | 0 | 0 | 2487.2957 | 4813 | 1514.8515 | 785.0656 | 934.7079 | 0 | 0 | 0 | 0 | 3234.625 | 4813 | 1514.8515 | 785.0656 | 934.7079 | 0 | 0 | 0 | 0 | 3234.625 | 4813 | 0 | 1570.1312 | 1168.3849 | 0 | 0 | 0 | 0 | 0 | 0 | 2738.5161 | 4813 | 0 | 1570.1312 | 1168.3849 | 17 | 0 | 0 | 0 | 0 | 0 | 2755.5161 | 4813 | 0 | 1570.1312 | 1168.3849 | 0 | 0 | 0 | 0 | 0 | 0 | 2738.5161
4816 | 13.3772 | 13.3772 | 13.3772 | 3.3555 | 3.3937 | 3.3937 | 0.01 | 0.01 | 0.01 | 4816 | 972.7685 | 972.7685 | 972.7685 | 1438.8906 | 1605.3637 | 1605.3637 | 1290.789 | 1815.9032 | 1815.9032 | 4814 | 1153.8309 | 0 | 778.1443 | 0 | 0 | 0 | 0 | 1931.9753 |  | 4814 | 1486.1386 | 0 | 778.1443 | 0 | 0 | 0 | 0 | 2264.2829 | 4814 | 1486.1386 | 0 | 778.1443 | 0 | 0 | 0 | 0 | 2264.2829 | 4814 | 1564.3564 | 784.0565 | 841.2371 | 0 | 0 | 0 | 0 | 3189.6501 | 4814 | 1564.3564 | 784.0565 | 841.2371 | 0 | 0 | 0 | 0 | 3189.6501 | 4814 | 1564.3564 | 784.0565 | 841.2371 | 0 | 0 | 0 | 0 | 3189.6501 | 4814 | 0 | 1568.113 | 1051.5464 | 0 | 0 | 0 | 0 | 0 | 0 | 2619.6594 | 4814 | 0 | 1568.113 | 1051.5464 | 17 | 0 | 0 | 0 | 0 | 0 | 2636.6594 | 4814 | 0 | 1568.113 | 1051.5464 | 0 | 0 | 0 | 0 | 0 | 0 | 2619.6594
4817 | 17.2512 | 17.2512 | 17.2512 | 8.0251 | 8.0251 | 8.0251 | 0.01 | 0.01 | 0.01 | 4817 | 964.9953 | 964.9953 | 964.9953 | 1132.0137 | 1132.0137 | 1132.0137 | 1805.5887 | 1280.4745 | 1280.4745 | 4815 | 1580.198 | 0 | 630.6529 | 0 | 0 | 0 | 0 | 2210.8509 |  | 4815 | 1580.198 | 0 | 630.6529 | 0 | 0 | 0 | 0 | 2210.8509 | 4815 | 1580.198 | 0 | 630.6529 | 0 | 0 | 0 | 0 | 2210.8509 | 4815 | 1663.3663 | 745.7114 | 681.7869 | 0 | 0 | 0 | 0 | 3090.8647 | 4815 | 1663.3663 | 745.7114 | 681.7869 | 0 | 0 | 0 | 0 | 3090.8647 | 4815 | 1663.3663 | 745.7114 | 681.7869 | 0 | 0 | 0 | 0 | 3090.8647 | 4815 | 0 | 1491.4228 | 852.2337 | 0 | 0 | 0 | 0 | 0 | 0 | 2343.6565 | 4815 | 0 | 1491.4228 | 852.2337 | 17 | 0 | 0 | 0 | 0 | 0 | 2360.6565 | 4815 | 0 | 1491.4228 | 852.2337 | 0 | 0 | 0 | 0 | 0 | 0 | 2343.6565
4818 | 17.2512 | 17.2512 | 17.2512 | 19.3152 | 16.7128 | 16.7128 | 0.01 | 0.01 | 0.01 | 4818 | 935.0127 | 935.0127 | 935.0127 | 1096.8418 | 1096.8418 | 1096.8418 | 1240.6899 | 1240.6899 | 1240.6899 | 4816 | 1250.9901 | 0 | 391.6151 | 0 | 0 | 0 | 0 | 1642.6052 |  | 4816 | 1250.9901 | 0 | 391.6151 | 0 | 0 | 0 | 0 | 1642.6052 | 4816 | 1250.9901 | 0 | 391.6151 | 0 | 0 | 0 | 0 | 1642.6052 | 4816 | 1316.8317 | 685.1665 | 423.3677 | 0 | 0 | 0 | 0 | 2425.3659 | 4816 | 1316.8317 | 685.1665 | 423.3677 | 0 | 0 | 0 | 0 | 2425.3659 | 4816 | 1316.8317 | 685.1665 | 423.3677 | 0 | 0 | 0 | 0 | 2425.3659 | 4816 | 1338.7789 | 1370.333 | 529.2096 | 0 | 0 | 0 | 0 | 0 | 0 | 3238.3215 | 4816 | 700.7062 | 1370.333 | 529.2096 | 17 | 0 | 0 | 0 | 0 | 0 | 2617.2488 | 4816 | 700.7062 | 1370.333 | 529.2096 | 0 | 0 | 0 | 0 | 0 | 0 | 2600.2488
4819 | 19.4916 | 17.2512 | 17.2512 | 19.3152 | 16.7128 | 16.7128 | 0.01 | 0.01 | 0.01 | 4819 | 880.5998 | 880.5998 | 880.5998 | 1033.0113 | 1033.0113 | 1033.0113 | 1168.4882 | 1693.6024 | 1168.4882 | 4817 | 865.3465 | 0 | 188.1787 | 0 | 0 | 0 | 0 | 1053.5252 |  | 4817 | 865.3465 | 0 | 188.1787 | 0 | 0 | 0 | 0 | 1053.5252 | 4817 | 865.3465 | 0 | 188.1787 | 0 | 0 | 0 | 0 | 1053.5252 | 4817 | 910.8911 | 623.6125 | 203.4364 | 0 | 0 | 0 | 0 | 1737.94 | 4817 | 910.8911 | 623.6125 | 203.4364 | 0 | 0 | 0 | 0 | 1737.94 | 4817 | 910.8911 | 623.6125 | 203.4364 | 0 | 0 | 0 | 0 | 1737.94 | 4817 | 926.0726 | 1247.225 | 254.2955 | 0 | 0 | 0 | 0 | 0 | 0 | 2427.5932 | 4817 | 926.0726 | 1247.225 | 254.2955 | 17 | 0 | 0 | 0 | 0 | 0 | 2444.5932 | 4817 | 926.0726 | 1247.225 | 254.2955 | 0 | 0 | 0 | 0 | 0 | 0 | 2427.5932
4820 | 19.4916 | 17.2512 | 17.2512 | 19.3152 | 16.7128 | 16.7128 | 0.01 | 0.01 | 0.01 | 4820 | 849.5068 | 849.5068 | 849.5068 | 996.5368 | 996.5368 | 996.5368 | 1127.2301 | 1127.2301 | 1127.2301 | 4818 | 865.3465 | 0 | 66.1168 | 0 | 0 | 0 | 0 | 931.4634 |  | 4818 | 865.3465 | 0 | 66.1168 | 0 | 0 | 0 | 0 | 931.4634 | 4818 | 865.3465 | 0 | 66.1168 | 0 | 0 | 0 | 0 | 931.4634 | 4818 | 910.8911 | 577.1948 | 71.4777 | 0 | 0 | 0 | 0 | 1559.5635 | 4818 | 910.8911 | 577.1948 | 71.4777 | 0 | 0 | 0 | 0 | 1559.5635 | 4818 | 910.8911 | 577.1948 | 71.4777 | 0 | 0 | 0 | 0 | 1559.5635 | 4818 | 926.0726 | 1154.3895 | 89.3471 | 0 | 0 | 0 | 0 | 0 | 0 | 2169.8092 | 4818 | 926.0726 | 1154.3895 | 89.3471 | 17 | 0 | 0 | 0 | 0 | 0 | 2186.8092 | 4818 | 926.0726 | 1154.3895 | 89.3471 | 0 | 0 | 0 | 0 | 0 | 0 | 2169.8092
4821 | 17.2512 | 17.2512 | 17.2512 | 8.0251 | 8.0251 | 8.0251 | 0.01 | 0.01 | 0.01 | 4821 | 791.7625 | 791.7625 | 791.7625 | 928.7983 | 928.7983 | 928.7983 | 1050.608 | 1575.7221 | 1050.608 | 4819 | 564.3564 | 0 | 20.3436 | 0 | 0 | 0 | 0 | 584.7001 |  | 4819 | 564.3564 | 0 | 20.3436 | 0 | 0 | 0 | 0 | 584.7001 | 4819 | 564.3564 | 0 | 20.3436 | 0 | 0 | 0 | 0 | 584.7001 | 4819 | 594.0594 | 573.1584 | 21.9931 | 0 | 0 | 0 | 0 | 1189.211 | 4819 | 594.0594 | 573.1584 | 21.9931 | 0 | 0 | 0 | 0 | 1189.211 | 4819 | 594.0594 | 573.1584 | 21.9931 | 0 | 0 | 0 | 0 | 1189.211 | 4819 | 113.5965 | 1146.3169 | 27.4914 | 0 | 0 | 0 | 0 | 0 | 0 | 1287.4048 | 4819 | 339.6916 | 1146.3169 | 27.4914 | 17 | 0 | 0 | 0 | 0 | 0 | 1530.4998 | 4819 | 603.9604 | 1146.3169 | 27.4914 | 0 | 0 | 0 | 0 | 0 | 0 | 1777.7687
4822 | 17.2512 | 17.2512 | 17.2512 | 7.3621 | 7.3621 | 7.3621 | 0.01 | 0.01 | 0.01 | 4822 | 724.0241 | 724.0241 | 724.0241 | 849.3359 | 849.3359 | 849.3359 | 960.7243 | 1485.8384 | 960.7243 | 4820 | 639.604 | 0 | 0 | 0 | 0 | 0 | 0 | 639.604 |  | 4820 | 639.604 | 0 | 0 | 0 | 0 | 0 | 0 | 639.604 | 4820 | 639.604 | 0 | 0 | 0 | 0 | 0 | 0 | 639.604 | 4820 | 673.2673 | 591.3219 | 0 | 0 | 0 | 0 | 0 | 1264.5892 | 4820 | 673.2673 | 591.3219 | 0 | 0 | 0 | 0 | 0 | 1264.5892 | 4820 | 673.2673 | 591.3219 | 0 | 0 | 0 | 0 | 0 | 1264.5892 | 4820 | 684.4884 | 1182.6438 | 0 | 0 | 0 | 0 | 0 | 0 | 0 | 1867.1322 | 4820 | 684.4884 | 1182.6438 | 0 | 17 | 0 | 0 | 0 | 0 | 0 | 1884.1322 | 4820 | 684.4884 | 1182.6438 | 0 | 0 | 0 | 0 | 0 | 0 | 0 | 1867.1322
4823 | 17.2512 | 17.2512 | 17.2512 | 7.3621 | 7.3621 | 7.3621 | 0.01 | 0.01 | 0.01 | 4823 | 679.6054 | 679.6054 | 679.6054 | 797.2294 | 797.2294 | 797.2294 | 1426.8983 | 1426.8983 | 901.7841 | 4821 | 827.7228 | 0 | 0 | 0 | 0 | 0 | 0 | 827.7228 |  | 4821 | 827.7228 | 0 | 0 | 0 | 0 | 0 | 0 | 827.7228 | 4821 | 827.7228 | 0 | 0 | 0 | 0 | 0 | 0 | 827.7228 | 4821 | 871.2871 | 593.3401 | 0 | 0 | 0 | 0 | 0 | 1464.6272 | 4821 | 871.2871 | 593.3401 | 0 | 0 | 0 | 0 | 0 | 1464.6272 | 4821 | 871.2871 | 593.3401 | 0 | 0 | 0 | 0 | 0 | 1464.6272 | 4821 | 885.8086 | 1186.6801 | 0 | 0 | 0 | 0 | 0 | 0 | 0 | 2072.4887 | 4821 | 885.8086 | 1186.6801 | 0 | 17 | 0 | 0 | 0 | 0 | 0 | 2089.4887 | 4821 | 885.8086 | 1186.6801 | 0 | 0 | 0 | 0 | 0 | 0 | 0 | 2072.4887
4824 | 17.2512 | 17.2512 | 17.2512 | 8.0251 | 8.0251 | 8.0251 | 0.01 | 0.01 | 0.01 | 4824 | 668.5008 | 668.5008 | 668.5008 | 784.2028 | 784.2028 | 784.2028 | 887.0491 | 1412.1632 | 887.0491 | 4822 | 1081.6832 | 0 | 0 | 0 | 0 | 0 | 0 | 1081.6832 |  | 4822 | 1081.6832 | 0 | 0 | 0 | 0 | 0 | 0 | 1081.6832 | 4822 | 1081.6832 | 0 | 0 | 0 | 0 | 0 | 0 | 1081.6832 | 4822 | 1138.6139 | 583.2492 | 0 | 0 | 0 | 0 | 0 | 1721.8631 | 4822 | 1138.6139 | 583.2492 | 0 | 0 | 0 | 0 | 0 | 1721.8631 | 4822 | 1138.6139 | 583.2492 | 0 | 0 | 0 | 0 | 0 | 1721.8631 | 4822 | 1157.5908 | 1166.4985 | 0 | 0 | 0 | 0 | 0 | 0 | 0 | 2324.0892 | 4822 | 1157.5908 | 1166.4985 | 0 | 17 | 0 | 0 | 0 | 0 | 0 | 2341.0892 | 4822 | 1157.5908 | 1166.4985 | 0 | 0 | 0 | 0 | 0 | 0 | 0 | 2324.0892
4825 | 17.2512 | 17.2512 | 17.2512 | 8.0251 | 8.0251 | 8.0251 | 0.01 | 0.01 | 0.01 | 4825 | 659.617 | 659.617 | 659.617 | 773.7815 | 773.7815 | 773.7815 | 875.2611 | 1400.3752 | 875.2611 | 4823 | 968.8119 | 0 | 0 | 0 | 0 | 0 | 0 | 968.8119 |  | 4823 | 968.8119 | 0 | 0 | 0 | 0 | 0 | 0 | 968.8119 | 4823 | 968.8119 | 0 | 0 | 0 | 0 | 0 | 0 | 968.8119 | 4823 | 1019.802 | 573.1584 | 0 | 0 | 0 | 0 | 0 | 1592.9604 | 4823 | 1019.802 | 573.1584 | 0 | 0 | 0 | 0 | 0 | 1592.9604 | 4823 | 1019.802 | 573.1584 | 0 | 0 | 0 | 0 | 0 | 1592.9604 | 4823 | 1036.7987 | 1146.3169 | 0 | 0 | 0 | 0 | 0 | 0 | 0 | 2183.1155 | 4823 | 1036.7987 | 1146.3169 | 0 | 17 | 0 | 0 | 0 | 0 | 0 | 2200.1155 | 4823 | 1036.7987 | 1146.3169 | 0 | 0 | 0 | 0 | 0 | 0 | 0 | 2183.1155
4826 | 17.2512 | 17.2512 | 17.2512 | 8.0251 | 8.0251 | 8.0251 | 0.01 | 0.01 | 0.01 | 4826 | 644.0705 | 644.0705 | 644.0705 | 755.5442 | 755.5442 | 755.5442 | 854.632 | 1379.7462 | 1379.7462 | 4824 | 799.505 | 0 | 0 | 0 | 0 | 0 | 0 | 799.505 |  | 4824 | 799.505 | 0 | 0 | 0 | 0 | 0 | 0 | 799.505 | 4824 | 799.505 | 0 | 0 | 0 | 0 | 0 | 0 | 799.505 | 4824 | 841.5842 | 550.9586 | 0 | 0 | 0 | 0 | 0 | 1392.5428 | 4824 | 841.5842 | 550.9586 | 0 | 0 | 0 | 0 | 0 | 1392.5428 | 4824 | 841.5842 | 550.9586 | 0 | 0 | 0 | 0 | 0 | 1392.5428 | 4824 | 855.6106 | 1101.9173 | 0 | 0 | 0 | 0 | 0 | 0 | 0 | 1957.5278 | 4824 | 855.6106 | 1101.9173 | 0 | 17 | 0 | 0 | 0 | 0 | 0 | 1974.5278 | 4824 | 855.6106 | 1101.9173 | 0 | 0 | 0 | 0 | 0 | 0 | 0 | 1957.5278
4827 | 17.2512 | 17.2512 | 17.2512 | 11.1093 | 11.1093 | 11.1093 | 0.01 | 0.01 | 0.01 | 4827 | 652.9542 | 652.9542 | 652.9542 | 765.9655 | 765.9655 | 765.9655 | 866.42 | 1391.5342 | 866.42 | 4825 | 752.4752 | 0 | 0 | 0 | 0 | 0 | 0 | 752.4752 |  | 4825 | 752.4752 | 0 | 0 | 0 | 0 | 0 | 0 | 752.4752 | 4825 | 752.4752 | 0 | 0 | 0 | 0 | 0 | 0 | 752.4752 | 4825 | 792.0792 | 527.7497 | 0 | 0 | 0 | 0 | 0 | 1319.829 | 4825 | 792.0792 | 527.7497 | 0 | 0 | 0 | 0 | 0 | 1319.829 | 4825 | 792.0792 | 527.7497 | 0 | 0 | 0 | 0 | 0 | 1319.829 | 4825 | 805.2805 | 1055.4995 | 0 | 0 | 0 | 0 | 0 | 0 | 0 | 1860.78 | 4825 | 805.2805 | 1055.4995 | 0 | 17 | 0 | 0 | 0 | 0 | 0 | 1877.78 | 4825 | 805.2805 | 1055.4995 | 0 | 0 | 0 | 0 | 0 | 0 | 0 | 1860.78
4828 | 19.4916 | 17.8837 | 17.8837 | 16.7128 | 16.7128 | 16.7128 | 0.01 | 0.01 | 0.01 | 4828 | 747.3439 | 747.3439 | 747.3439 | 876.6918 | 876.6918 | 876.6918 | 991.6678 | 1516.782 | 991.6678 | 4826 | 686.6337 | 0 | 5.0859 | 0 | 0 | 0 | 0 | 691.7196 |  | 4826 | 686.6337 | 0 | 5.0859 | 0 | 0 | 0 | 0 | 691.7196 | 4826 | 686.6337 | 0 | 5.0859 | 0 | 0 | 0 | 0 | 691.7196 | 4826 | 722.7723 | 518.668 | 5.4983 | 0 | 0 | 0 | 0 | 1246.9386 | 4826 | 722.7723 | 518.668 | 5.4983 | 0 | 0 | 0 | 0 | 1246.9386 | 4826 | 722.7723 | 518.668 | 5.4983 | 0 | 0 | 0 | 0 | 1246.9386 | 4826 | 734.8185 | 1037.336 | 6.8729 | 0 | 0 | 0 | 0 | 0 | 0 | 1779.0274 | 4826 | 734.8185 | 1037.336 | 6.8729 | 17 | 0 | 0 | 0 | 0 | 0 | 1796.0274 | 4826 | 98.5357 | 1037.336 | 6.8729 | 0 | 0 | 0 | 0 | 0 | 0 | 1142.7446
4829 | 19.015 | 18.6145 | 18.6145 | 18.6145 | 18.6145 | 18.6145 | 1.4071 | 1.4071 | 1.4071 | 4829 | 846.1754 | 846.1754 | 846.1754 | 992.6288 | 992.6288 | 992.6288 | 1122.8096 | 1122.8096 | 1122.8096 | 4827 | 714.8515 | 0 | 30.5155 | 0 | 0 | 0 | 0 | 745.3669 |  | 4827 | 714.8515 | 0 | 30.5155 | 0 | 0 | 0 | 0 | 745.3669 | 4827 | 714.8515 | 0 | 30.5155 | 0 | 0 | 0 | 0 | 745.3669 | 4827 | 752.4752 | 523.7134 | 32.9897 | 0 | 0 | 0 | 0 | 1309.1784 | 4827 | 752.4752 | 523.7134 | 32.9897 | 0 | 0 | 0 | 0 | 1309.1784 | 4827 | 752.4752 | 523.7134 | 32.9897 | 0 | 0 | 0 | 0 | 1309.1784 | 4827 | 765.0165 | 1047.4268 | 41.2371 | 0 | 0 | 0 | 0 | 0 | 0 | 1853.6805 | 4827 | 765.0165 | 1047.4268 | 41.2371 | 17 | 0 | 0 | 0 | 0 | 0 | 1870.6805 | 4827 | 765.0165 | 1047.4268 | 41.2371 | 0 | 0 | 0 | 0 | 0 | 0 | 1853.6805
4830 | 18.6145 | 17.8837 | 17.8837 | 18.6145 | 17.8837 | 17.8837 | 0.10514 | 0.10514 | 0.10514 | 4830 | 917.2452 | 917.2452 | 917.2452 | 1075.9992 | 1075.9992 | 1075.9992 | 1217.1139 | 1217.1139 | 1217.1139 | 4828 | 611.3861 | 0 | 91.5464 | 0 | 0 | 0 | 0 | 702.9325 |  | 4828 | 611.3861 | 0 | 91.5464 | 0 | 0 | 0 | 0 | 702.9325 | 4828 | 611.3861 | 0 | 91.5464 | 0 | 0 | 0 | 0 | 702.9325 | 4828 | 643.5644 | 498.4864 | 98.9691 | 0 | 0 | 0 | 0 | 1241.0198 | 4828 | 643.5644 | 498.4864 | 98.9691 | 0 | 0 | 0 | 0 | 1241.0198 | 4828 | 643.5644 | 498.4864 | 98.9691 | 0 | 0 | 0 | 0 | 1241.0198 | 4828 | 654.2904 | 996.9728 | 123.7113 | 0 | 0 | 0 | 0 | 0 | 0 | 1774.9745 | 4828 | 654.2904 | 996.9728 | 123.7113 | 17 | 0 | 0 | 0 | 0 | 0 | 1791.9745 | 4828 | 654.2904 | 996.9728 | 123.7113 | 0 | 0 | 0 | 0 | 0 | 0 | 1774.9745
4831 | 17.2512 | 17.2512 | 17.2512 | 14.9898 | 14.9898 | 14.9898 | 0.01 | 0.01 | 0.01 | 4831 | 961.6639 | 961.6639 | 961.6639 | 1128.1057 | 1128.1057 | 1128.1057 | 1276.054 | 1276.054 | 1801.1681 | 4829 | 583.1683 | 0 | 264.4674 | 0 | 0 | 0 | 0 | 847.6357 |  | 4829 | 583.1683 | 0 | 264.4674 | 0 | 0 | 0 | 0 | 847.6357 | 4829 | 583.1683 | 0 | 264.4674 | 0 | 0 | 0 | 0 | 847.6357 | 4829 | 613.8614 | 485.3683 | 285.9107 | 0 | 0 | 0 | 0 | 1385.1404 | 4829 | 613.8614 | 485.3683 | 285.9107 | 0 | 0 | 0 | 0 | 1385.1404 | 4829 | 613.8614 | 485.3683 | 285.9107 | 0 | 0 | 0 | 0 | 1385.1404 | 4829 | 624.0924 | 970.7366 | 357.3883 | 0 | 0 | 0 | 0 | 0 | 0 | 1952.2174 | 4829 | 624.0924 | 970.7366 | 357.3883 | 17 | 0 | 0 | 0 | 0 | 0 | 1969.2174 | 4829 | 624.0924 | 970.7366 | 357.3883 | 0 | 0 | 0 | 0 | 0 | 0 | 1952.2174
4832 | 17.2512 | 17.2512 | 17.2512 | 7.3621 | 7.3621 | 7.3621 | 0.01 | 0.01 | 0.01 | 4832 | 983.8732 | 983.8732 | 983.8732 | 1154.159 | 1154.159 | 1154.159 | 1305.5241 | 1305.5241 | 1305.5241 | 4830 | 658.4158 | 0 | 589.9656 | 0 | 0 | 0 | 0 | 1248.3815 |  | 4830 | 658.4158 | 0 | 589.9656 | 0 | 0 | 0 | 0 | 1248.3815 | 4830 | 658.4158 | 0 | 589.9656 | 0 | 0 | 0 | 0 | 1248.3815 | 4830 | 693.0693 | 467.2048 | 637.8007 | 0 | 0 | 0 | 0 | 1798.0748 | 4830 | 693.0693 | 467.2048 | 637.8007 | 0 | 0 | 0 | 0 | 1798.0748 | 4830 | 693.0693 | 467.2048 | 637.8007 | 0 | 0 | 0 | 0 | 1798.0748 | 4830 | 704.6205 | 934.4097 | 797.2509 | 0 | 0 | 0 | 0 | 0 | 0 | 2436.281 | 4830 | 704.6205 | 934.4097 | 797.2509 | 17 | 0 | 0 | 0 | 0 | 0 | 2453.281 | 4830 | 704.6205 | 934.4097 | 797.2509 | 0 | 0 | 0 | 0 | 0 | 0 | 2436.281
4833 | 12.3675 | 13.0305 | 12.3675 | 3.0842 | 2.8721 | 2.8721 | 0.01 | 0.01 | 0.01 | 4833 | 1162.798 | 1367.3963 | 1120.5818 | 1604.061 | 1604.061 | 1604.061 | 1364.4343 | 1814.4297 | 1814.4297 | 4831 | 780.6931 | 0 | 869.6907 | 0 | 0 | 0 | 0 | 1650.3838 |  | 4831 | 780.6931 | 0 | 869.6907 | 0 | 0 | 0 | 0 | 1650.3838 | 4831 | 780.6931 | 0 | 869.6907 | 0 | 0 | 0 | 0 | 1650.3838 | 4831 | 821.7822 | 451.0595 | 940.2062 | 0 | 0 | 0 | 0 | 2213.0479 | 4831 | 821.7822 | 451.0595 | 940.2062 | 0 | 0 | 0 | 0 | 2213.0479 | 4831 | 821.7822 | 451.0595 | 940.2062 | 0 | 0 | 0 | 0 | 2213.0479 | 4831 | 835.4785 | 902.1191 | 1175.2577 | 0 | 0 | 0 | 0 | 0 | 0 | 2912.8554 | 4831 | 835.4785 | 902.1191 | 1175.2577 | 17 | 0 | 0 | 0 | 0 | 0 | 2929.8554 | 4831 | 835.4785 | 902.1191 | 1175.2577 | 0 | 0 | 0 | 0 | 0 | 0 | 2912.8554
4834 | 11.4179 | 11.4179 | 11.4179 | 0.01 | 0.01 | 0.01 | 0.01 | 0.01 | 0.01 | 4834 | 1349.6288 | 1349.6288 | 1349.6288 | 1583.2184 | 1583.2184 | 1583.2184 | 1265.7395 | 1790.8536 | 1790.8536 | 4832 | 837.1287 | 0 | 991.7526 | 0 | 0 | 0 | 0 | 1828.8813 |  | 4832 | 837.1287 | 0 | 991.7526 | 0 | 0 | 0 | 0 | 1828.8813 | 4832 | 837.1287 | 0 | 991.7526 | 0 | 0 | 0 | 0 | 1828.8813 | 4832 | 881.1881 | 443.996 | 1072.1649 | 0 | 0 | 0 | 0 | 2397.349 | 4832 | 881.1881 | 443.996 | 1072.1649 | 0 | 0 | 0 | 0 | 2397.349 | 4832 | 881.1881 | 443.996 | 1072.1649 | 0 | 0 | 0 | 0 | 2397.349 | 4832 | 895.8746 | 887.9919 | 1340.2062 | 0 | 0 | 0 | 0 | 0 | 0 | 3124.0727 | 4832 | 895.8746 | 887.9919 | 1340.2062 | 17 | 0 | 0 | 0 | 0 | 0 | 3141.0727 | 4832 | 895.8746 | 887.9919 | 1340.2062 | 0 | 0 | 0 | 0 | 0 | 0 | 3124.0727
4835 | 0.01 | 3.401 | 3.401 | 0.01 | 0.01 | 0.01 | 0.01 | 0.01 | 0.01 | 4835 | 1361.8439 | 1361.8439 | 1361.8439 | 1597.5477 | 1597.5477 | 1597.5477 | 1807.0622 | 1807.0622 | 1807.0622 | 4833 | 968.8119 | 0 | 1113.8144 | 0 | 0 | 0 | 0 | 2082.6263 |  | 4833 | 968.8119 | 0 | 1113.8144 | 0 | 0 | 0 | 0 | 2082.6263 | 4833 | 968.8119 | 0 | 1113.8144 | 0 | 0 | 0 | 0 | 2082.6263 | 4833 | 1019.802 | 447.0232 | 1204.1237 | 0 | 0 | 0 | 0 | 2670.9489 | 4833 | 1019.802 | 447.0232 | 1204.1237 | 0 | 0 | 0 | 0 | 2670.9489 | 4833 | 1019.802 | 447.0232 | 1204.1237 | 0 | 0 | 0 | 0 | 2670.9489 | 4833 | 1036.7987 | 894.0464 | 1505.1546 | 0 | 0 | 0 | 0 | 0 | 0 | 3435.9997 | 4833 | 1036.7987 | 894.0464 | 1505.1546 | 17 | 0 | 0 | 0 | 0 | 0 | 3452.9997 | 4833 | 1036.7987 | 894.0464 | 1505.1546 | 0 | 0 | 0 | 0 | 0 | 0 | 3435.9997
4836 | 0.01 | 0.01 | 0.01 | 0.01 | 0.01 | 0.01 | 0.01 | 0.01 | 0.01 | 4836 | 1381.8323 | 1381.8323 | 1381.8323 | 1620.9956 | 1620.9956 | 1620.9956 | 1833.5852 | 1833.5852 | 1833.5852 | 4834 | 1072.2772 | 0 | 1139.244 | 0 | 0 | 0 | 0 | 2211.5212 |  | 4834 | 1072.2772 | 0 | 1139.244 | 0 | 0 | 0 | 0 | 2211.5212 | 4834 | 1072.2772 | 0 | 1139.244 | 0 | 0 | 0 | 0 | 2211.5212 | 4834 | 991.2564 | 451.0595 | 1231.6151 | 0 | 0 | 0 | 0 | 2673.9311 | 4834 | 883.1082 | 451.0595 | 1231.6151 | 0 | 0 | 0 | 0 | 2565.7829 | 4834 | 1128.7129 | 451.0595 | 1231.6151 | 0 | 0 | 0 | 0 | 2811.3875 | 4834 | 378.8116 | 902.1191 | 1539.5189 | 0 | 0 | 0 | 0 | 0 | 0 | 2820.4496 | 4834 | 1147.5248 | 902.1191 | 1539.5189 | 17 | 0 | 0 | 0 | 0 | 0 | 3606.1627 | 4834 | 1147.5248 | 902.1191 | 1539.5189 | 0 | 0 | 0 | 0 | 0 | 0 | 3589.1627
4837 | 0.01 | 0.01 | 0.01 | 0.01 | 0.01 | 0.01 | 0.01 | 0.01 | 0.01 | 4837 | 1368.5067 | 1368.5067 | 1368.5067 | 1605.3637 | 1605.3637 | 1605.3637 | 1815.9032 | 1815.9032 | 1815.9032 | 4835 | 1175.7426 | 0 | 1134.1581 | 0 | 0 | 0 | 0 | 2309.9007 |  | 4835 | 1175.7426 | 0 | 1134.1581 | 0 | 0 | 0 | 0 | 2309.9007 | 4835 | 1175.7426 | 0 | 1134.1581 | 0 | 0 | 0 | 0 | 2309.9007 | 4835 | 1237.6238 | 461.1504 | 1226.1168 | 0 | 0 | 0 | 0 | 2924.891 | 4835 | 740.2866 | 461.1504 | 1226.1168 | 0 | 0 | 0 | 0 | 2427.5538 | 4835 | 640.2866 | 461.1504 | 1226.1168 | 0 | 0 | 0 | 0 | 2327.5538 | 4835 | 0 | 922.3007 | 1532.646 | 0 | 0 | 0 | 0 | 0 | 0 | 2454.9468 | 4835 | 0 | 922.3007 | 1532.646 | 17 | 0 | 0 | 0 | 0 | 0 | 2471.9468 | 4835 | 0 | 922.3007 | 1532.646 | 0 | 0 | 0 | 0 | 0 | 0 | 2454.9468
4838 | 0.01 | 0.01 | 0.01 | 0.01 | 0.01 | 0.01 | 0.01 | 0.01 | 0.01 | 4838 | 1351.8497 | 1351.8497 | 1351.8497 | 1585.8237 | 1585.8237 | 1585.8237 | 1268.6865 | 1793.8006 | 1793.8006 | 4836 | 1147.5248 | 0 | 1057.8694 | 0 | 0 | 0 | 0 | 2205.3942 |  | 4836 | 1147.5248 | 0 | 1057.8694 | 0 | 0 | 0 | 0 | 2205.3942 | 4836 | 1147.5248 | 0 | 1057.8694 | 0 | 0 | 0 | 0 | 2205.3942 | 4836 | 1207.9208 | 483.3502 | 1143.6426 | 0 | 0 | 0 | 0 | 2834.9136 | 4836 | 1207.9208 | 483.3502 | 1143.6426 | 0 | 0 | 0 | 0 | 2834.9136 | 4836 | 1207.9208 | 483.3502 | 1143.6426 | 0 | 0 | 0 | 0 | 2834.9136 | 4836 | 0 | 966.7003 | 1429.5533 | 0 | 0 | 0 | 0 | 0 | 0 | 2396.2536 | 4836 | 0 | 966.7003 | 1429.5533 | 17 | 0 | 0 | 0 | 0 | 0 | 2413.2536 | 4836 | 0 | 966.7003 | 1429.5533 | 0 | 0 | 0 | 0 | 0 | 0 | 2396.2536
4839 | 0.01 | 0.01 | 0.01 | 0.01 | 0.01 | 0.01 | 0.01 | 0.01 | 0.01 | 4839 | 1334.0823 | 1334.0823 | 1334.0823 | 1564.9811 | 1564.9811 | 1564.9811 | 1770.2246 | 1743.1288 | 1770.2246 | 4837 | 1194.5545 | 0 | 1017.1821 | 0 | 0 | 0 | 0 | 2211.7366 |  | 4837 | 1194.5545 | 0 | 1017.1821 | 0 | 0 | 0 | 0 | 2211.7366 | 4837 | 1194.5545 | 0 | 1017.1821 | 0 | 0 | 0 | 0 | 2211.7366 | 4837 | 473.6401 | 514.6317 | 1099.6564 | 0 | 0 | 0 | 0 | 2087.9282 | 4837 | 973.6401 | 514.6317 | 1099.6564 | 0 | 0 | 0 | 0 | 2587.9282 | 4837 | 1257.4257 | 514.6317 | 1099.6564 | 0 | 0 | 0 | 0 | 2871.7138 | 4837 | 0 | 1029.2634 | 1374.5704 | 0 | 0 | 0 | 0 | 0 | 0 | 2403.8338 | 4837 | 0 | 1029.2634 | 1374.5704 | 17 | 0 | 0 | 0 | 0 | 0 | 2420.8338 | 4837 | 0 | 1029.2634 | 1374.5704 | 0 | 0 | 0 | 0 | 0 | 0 | 2403.8338
4840 | 10.1159 | 10.1159 | 10.1159 | 0.01 | 2.1895 | 2.1895 | 0.01 | 0.01 | 0.01 | 4840 | 1345.187 | 1345.187 | 1345.187 | 1578.0078 | 1578.0078 | 1578.0078 | 1784.9596 | 1784.9596 | 1784.9596 | 4838 | 1260.396 | 0 | 940.8935 | 0 | 0 | 0 | 0 | 2201.2895 |  | 4838 | 894.9563 | 0 | 940.8935 | 0 | 0 | 0 | 0 | 1835.8497 | 4838 | 1260.396 | 0 | 940.8935 | 0 | 0 | 0 | 0 | 2201.2895 | 4838 | 1326.7327 | 548.9405 | 1017.1821 | 0 | 0 | 0 | 0 | 2892.8553 | 4838 | 1326.7327 | 548.9405 | 1017.1821 | 0 | 0 | 0 | 0 | 2892.8553 | 4838 | 1002.2656 | 548.9405 | 1017.1821 | 0 | 0 | 0 | 0 | 2568.3882 | 4838 | 291.3301 | 1097.8809 | 1271.4777 | 0 | 0 | 0 | 0 | 0 | 0 | 2660.6887 | 4838 | 755.4371 | 1097.8809 | 1271.4777 | 17 | 0 | 0 | 0 | 0 | 0 | 3141.7957 | 4838 | 95.4371 | 1097.8809 | 1271.4777 | 0 | 0 | 0 | 0 | 0 | 0 | 2464.7957
4841 | 13.0305 | 13.0305 | 13.0305 | 3.3555 | 4.8785 | 4.8785 | 0.01 | 0.01 | 0.01 | 4841 | 960.5534 | 960.5534 | 960.5534 | 1377.8236 | 1460.1356 | 1460.1356 | 1799.6946 | 1799.6946 | 1799.6946 | 4839 | 1232.1782 | 0 | 803.5739 | 0 | 0 | 0 | 0 | 2035.7521 |  | 4839 | 1232.1782 | 0 | 803.5739 | 0 | 0 | 0 | 0 | 2035.7521 | 4839 | 1232.1782 | 0 | 803.5739 | 0 | 0 | 0 | 0 | 2035.7521 | 4839 | 1297.0297 | 573.1584 | 868.7285 | 0 | 0 | 0 | 0 | 2738.9167 | 4839 | 1105.6587 | 573.1584 | 868.7285 | 0 | 0 | 0 | 0 | 2547.5456 | 4839 | 1105.6587 | 573.1584 | 868.7285 | 0 | 0 | 0 | 0 | 2547.5456 | 4839 | 1318.6469 | 1146.3169 | 1085.9107 | 0 | 0 | 0 | 0 | 0 | 0 | 3550.8744 | 4839 | 1318.6469 | 1146.3169 | 1085.9107 | 17 | 0 | 0 | 0 | 0 | 0 | 3567.8744 | 4839 | 1318.6469 | 1146.3169 | 1085.9107 | 0 | 0 | 0 | 0 | 0 | 0 | 3550.8744
4842 | 14.9898 | 14.9898 | 14.9898 | 19.3152 | 16.7128 | 16.7128 | 0.01 | 0.01 | 0.01 | 4842 | 937.2336 | 937.2336 | 937.2336 | 1099.4471 | 1099.4471 | 1099.4471 | 1683.9275 | 1243.6369 | 1243.6369 | 4840 | 1203.9604 | 0 | 503.5052 | 0 | 0 | 0 | 0 | 1707.4656 |  | 4840 | 1203.9604 | 0 | 503.5052 | 0 | 0 | 0 | 0 | 1707.4656 | 4840 | 1203.9604 | 0 | 503.5052 | 0 | 0 | 0 | 0 | 1707.4656 | 4840 | 935.0113 | 581.2311 | 544.3299 | 0 | 0 | 0 | 0 | 2060.5722 | 4840 | 1267.3267 | 581.2311 | 544.3299 | 0 | 0 | 0 | 0 | 2392.8877 | 4840 | 1267.3267 | 581.2311 | 544.3299 | 0 | 0 | 0 | 0 | 2392.8877 | 4840 | 208.9844 | 1162.4622 | 680.4124 | 0 | 0 | 0 | 0 | 0 | 0 | 2051.859 | 4840 | 0 | 1162.4622 | 680.4124 | 17 | 0 | 0 | 0 | 0 | 0 | 1859.8745 | 4840 | 0 | 1162.4622 | 680.4124 | 0 | 0 | 0 | 0 | 0 | 0 | 1842.8745
4843 | 19.4916 | 17.2512 | 17.2512 | 19.3152 | 16.7128 | 16.7128 | 0.01 | 0.01 | 0.01 | 4843 | 885.0417 | 885.0417 | 885.0417 | 1038.222 | 1038.222 | 1038.222 | 1174.3823 | 1174.3823 | 1174.3823 | 4841 | 1081.6832 | 0 | 213.6082 | 0 | 0 | 0 | 0 | 1295.2914 |  | 4841 | 1081.6832 | 0 | 213.6082 | 0 | 0 | 0 | 0 | 1295.2914 | 4841 | 1081.6832 | 0 | 213.6082 | 0 | 0 | 0 | 0 | 1295.2914 | 4841 | 1138.6139 | 573.1584 | 230.9278 | 0 | 0 | 0 | 0 | 1942.7001 | 4841 | 1138.6139 | 573.1584 | 230.9278 | 0 | 0 | 0 | 0 | 1942.7001 | 4841 | 1138.6139 | 573.1584 | 230.9278 | 0 | 0 | 0 | 0 | 1942.7001 | 4841 | 847.2825 | 1146.3169 | 288.6598 | 0 | 0 | 0 | 0 | 0 | 0 | 2282.2591 | 4841 | 847.2825 | 1146.3169 | 288.6598 | 17 | 0 | 0 | 0 | 0 | 0 | 2299.2591 | 4841 | 847.2825 | 1146.3169 | 288.6598 | 0 | 0 | 0 | 0 | 0 | 0 | 2282.2591
4844 | 19.4916 | 17.2512 | 17.2512 | 19.3152 | 16.7128 | 16.7128 | 0.01 | 0.01 | 0.01 | 4844 | 846.1754 | 846.1754 | 846.1754 | 992.6288 | 992.6288 | 992.6288 | 1122.8096 | 1122.8096 | 1122.8096 | 4842 | 902.9703 | 0 | 71.2027 | 0 | 0 | 0 | 0 | 974.173 |  | 4842 | 902.9703 | 0 | 71.2027 | 0 | 0 | 0 | 0 | 974.173 | 4842 | 902.9703 | 0 | 71.2027 | 0 | 0 | 0 | 0 | 974.173 | 4842 | 950.495 | 551.9677 | 76.9759 | 0 | 0 | 0 | 0 | 1579.4387 | 4842 | 950.495 | 551.9677 | 76.9759 | 0 | 0 | 0 | 0 | 1579.4387 | 4842 | 950.495 | 551.9677 | 76.9759 | 0 | 0 | 0 | 0 | 1579.4387 | 4842 | 966.3366 | 1103.9354 | 96.2199 | 0 | 0 | 0 | 0 | 0 | 0 | 2166.492 | 4842 | 526.046 | 1103.9354 | 96.2199 | 17 | 0 | 0 | 0 | 0 | 0 | 1743.2014 | 4842 | 966.3366 | 1103.9354 | 96.2199 | 0 | 0 | 0 | 0 | 0 | 0 | 2166.492
4845 | 13.0305 | 13.0305 | 13.0305 | 19.3152 | 16.7128 | 16.7128 | 0.01 | 0.01 | 0.01 | 4845 | 801.7567 | 801.7567 | 801.7567 | 940.5223 | 940.5223 | 940.5223 | 1390.1509 | 1063.8695 | 1063.8695 | 4843 | 761.8812 | 0 | 20.3436 | 0 | 0 | 0 | 0 | 782.2248 |  | 4843 | 761.8812 | 0 | 20.3436 | 0 | 0 | 0 | 0 | 782.2248 | 4843 | 761.8812 | 0 | 20.3436 | 0 | 0 | 0 | 0 | 782.2248 | 4843 | 801.9802 | 529.7679 | 21.9931 | 0 | 0 | 0 | 0 | 1353.7412 | 4843 | 801.9802 | 529.7679 | 21.9931 | 0 | 0 | 0 | 0 | 1353.7412 | 4843 | 801.9802 | 529.7679 | 21.9931 | 0 | 0 | 0 | 0 | 1353.7412 | 4843 | 815.3465 | 1059.5358 | 27.4914 | 0 | 0 | 0 | 0 | 0 | 0 | 1902.3738 | 4843 | 815.3465 | 1059.5358 | 27.4914 | 17 | 0 | 0 | 0 | 0 | 0 | 1919.3738 | 4843 | 815.3465 | 1059.5358 | 27.4914 | 0 | 0 | 0 | 0 | 0 | 0 | 1902.3738
4846 | 12.3675 | 13.0305 | 12.3675 | 3.3555 | 4.8785 | 4.8785 | 0.01 | 0.01 | 0.01 | 4846 | 956.5941 | 956.5941 | 956.5941 | 978.7757 | 978.7757 | 978.7757 | 960.7243 | 960.7243 | 960.7243 | 4844 | 743.0693 | 0 | 0 | 0 | 0 | 0 | 0 | 743.0693 |  | 4844 | 743.0693 | 0 | 0 | 0 | 0 | 0 | 0 | 743.0693 | 4844 | 743.0693 | 0 | 0 | 0 | 0 | 0 | 0 | 743.0693 | 4844 | 782.1782 | 520.6862 | 0 | 0 | 0 | 0 | 0 | 1302.8644 | 4844 | 782.1782 | 520.6862 | 0 | 0 | 0 | 0 | 0 | 1302.8644 | 4844 | 782.1782 | 520.6862 | 0 | 0 | 0 | 0 | 0 | 1302.8644 | 4844 | 795.2145 | 1041.3724 | 0 | 0 | 0 | 0 | 0 | 0 | 0 | 1836.5869 | 4844 | 564.0018 | 1041.3724 | 0 | 17 | 0 | 0 | 0 | 0 | 0 | 1622.3741 | 4844 | 564.0018 | 1041.3724 | 0 | 0 | 0 | 0 | 0 | 0 | 0 | 1605.3741
4847 | 12.3675 | 13.0305 | 12.3675 | 3.3555 | 4.8785 | 4.8785 | 0.01 | 0.01 | 0.01 | 4847 | 882.2924 | 966 | 676.274 | 958.4042 | 958.4042 | 958.4042 | 1416.0396 | 897.3636 | 897.3636 | 4845 | 818.3168 | 0 | 0 | 0 | 0 | 0 | 0 | 818.3168 |  | 4845 | 818.3168 | 0 | 0 | 0 | 0 | 0 | 0 | 818.3168 | 4845 | 818.3168 | 0 | 0 | 0 | 0 | 0 | 0 | 818.3168 | 4845 | 861.3861 | 498.4864 | 0 | 0 | 0 | 0 | 0 | 1359.8725 | 4845 | 861.3861 | 498.4864 | 0 | 0 | 0 | 0 | 0 | 1359.8725 | 4845 | 861.3861 | 498.4864 | 0 | 0 | 0 | 0 | 0 | 1359.8725 | 4845 | 875.7426 | 996.9728 | 0 | 0 | 0 | 0 | 0 | 0 | 0 | 1872.7153 | 4845 | 549.4612 | 996.9728 | 0 | 17 | 0 | 0 | 0 | 0 | 0 | 1563.434 | 4845 | 549.4612 | 996.9728 | 0 | 0 | 0 | 0 | 0 | 0 | 0 | 1546.434
4848 | 12.3675 | 13.0305 | 12.3675 | 3.3555 | 4.8785 | 4.8785 | 0.01 | 0.01 | 0.01 | 4848 | 843.7228 | 843.7228 | 843.7228 | 793.3644 | 793.3644 | 793.3644 | 1212.5277 | 881.1551 | 881.1551 | 4846 | 940.5941 | 0 | 0 | 0 | 0 | 0 | 0 | 940.5941 |  | 4846 | 940.5941 | 0 | 0 | 0 | 0 | 0 | 0 | 940.5941 | 4846 | 940.5941 | 0 | 0 | 0 | 0 | 0 | 0 | 940.5941 | 4846 | 990.099 | 471.2412 | 0 | 0 | 0 | 0 | 0 | 1461.3402 | 4846 | 990.099 | 471.2412 | 0 | 0 | 0 | 0 | 0 | 1461.3402 | 4846 | 990.099 | 471.2412 | 0 | 0 | 0 | 0 | 0 | 1461.3402 | 4846 | 500.8064 | 942.4823 | 0 | 0 | 0 | 0 | 0 | 0 | 0 | 1443.2887 | 4846 | 500.8064 | 942.4823 | 0 | 17 | 0 | 0 | 0 | 0 | 0 | 1460.2887 | 4846 | 500.8064 | 942.4823 | 0 | 0 | 0 | 0 | 0 | 0 | 0 | 1443.2887
4849 | 19.4916 | 17.2512 | 17.2512 | 19.3152 | 16.7128 | 16.7128 | 19.1387 | 14.4573 | 14.4573 | 4849 | 659.617 | 659.617 | 659.617 | 773.7815 | 773.7815 | 773.7815 | 875.2611 | 875.2611 | 875.2611 | 4847 | 950 | 0 | 0 | 0 | 0 | 0 | 0 | 950 |  | 4847 | 950 | 0 | 0 | 0 | 0 | 0 | 0 | 950 | 4847 | 950 | 0 | 0 | 0 | 0 | 0 | 0 | 950 | 4847 | 1000 | 440.9687 | 0 | 0 | 0 | 0 | 0 | 1440.9687 | 4847 | 1000 | 440.9687 | 0 | 0 | 0 | 0 | 0 | 1440.9687 | 4847 | 1000 | 440.9687 | 0 | 0 | 0 | 0 | 0 | 1440.9687 | 4847 | 1016.6667 | 881.9374 | 0 | 0 | 0 | 0 | 0 | 0 | 0 | 1898.6041 | 4847 | 1016.6667 | 881.9374 | 0 | 17 | 0 | 0 | 0 | 0 | 0 | 1915.6041 | 4847 | 1016.6667 | 881.9374 | 0 | 0 | 0 | 0 | 0 | 0 | 0 | 1898.6041
4850 | 19.4916 | 17.2512 | 17.2512 | 19.3152 | 16.7128 | 16.7128 | 19.1387 | 14.4573 | 14.4573 | 4850 | 642.96 | 642.96 | 642.96 | 754.2416 | 754.2416 | 754.2416 | 853.1585 | 853.1585 | 853.1585 | 4848 | 827.7228 | 0 | 0 | 0 | 0 | 0 | 0 | 827.7228 |  | 4848 | 827.7228 | 0 | 0 | 0 | 0 | 0 | 0 | 827.7228 | 4848 | 827.7228 | 0 | 0 | 0 | 0 | 0 | 0 | 827.7228 | 4848 | 871.2871 | 404.6418 | 0 | 0 | 0 | 0 | 0 | 1275.9289 | 4848 | 871.2871 | 404.6418 | 0 | 0 | 0 | 0 | 0 | 1275.9289 | 4848 | 871.2871 | 404.6418 | 0 | 0 | 0 | 0 | 0 | 1275.9289 | 4848 | 885.8086 | 809.2836 | 0 | 0 | 0 | 0 | 0 | 0 | 0 | 1695.0921 | 4848 | 885.8086 | 809.2836 | 0 | 17 | 0 | 0 | 0 | 0 | 0 | 1712.0921 | 4848 | 885.8086 | 809.2836 | 0 | 0 | 0 | 0 | 0 | 0 | 0 | 1695.0921
4851 | 19.4916 | 17.2512 | 17.2512 | 19.3152 | 16.7128 | 16.7128 | 19.1387 | 14.4573 | 14.4573 | 4851 | 655.1752 | 655.1752 | 655.1752 | 768.5709 | 768.5709 | 768.5709 | 869.367 | 869.367 | 869.367 | 4849 | 583.1683 | 0 | 0 | 0 | 0 | 0 | 0 | 583.1683 |  | 4849 | 583.1683 | 0 | 0 | 0 | 0 | 0 | 0 | 583.1683 | 4849 | 583.1683 | 0 | 0 | 0 | 0 | 0 | 0 | 583.1683 | 4849 | 613.8614 | 361.2513 | 0 | 0 | 0 | 0 | 0 | 975.1126 | 4849 | 613.8614 | 361.2513 | 0 | 0 | 0 | 0 | 0 | 975.1126 | 4849 | 613.8614 | 361.2513 | 0 | 0 | 0 | 0 | 0 | 975.1126 | 4849 | 624.0924 | 722.5025 | 0 | 0 | 0 | 0 | 0 | 0 | 0 | 1346.5949 | 4849 | 624.0924 | 722.5025 | 0 | 17 | 0 | 0 | 0 | 0 | 0 | 1363.5949 | 4849 | 624.0924 | 722.5025 | 0 | 0 | 0 | 0 | 0 | 0 | 0 | 1346.5949
4852 | 19.4916 | 17.2512 | 17.2512 | 19.3152 | 16.7128 | 16.7128 | 19.1387 | 14.4573 | 14.4573 | 4852 | 755.1171 | 755.1171 | 755.1171 | 885.8105 | 885.8105 | 885.8105 | 1001.9823 | 1001.9823 | 1001.9823 | 4850 | 564.3564 | 0 | 0 | 0 | 0 | 0 | 0 | 564.3564 |  | 4850 | 564.3564 | 0 | 0 | 0 | 0 | 0 | 0 | 564.3564 | 4850 | 564.3564 | 0 | 0 | 0 | 0 | 0 | 0 | 564.3564 | 4850 | 594.0594 | 316.8517 | 0 | 0 | 0 | 0 | 0 | 910.9111 | 4850 | 594.0594 | 316.8517 | 0 | 0 | 0 | 0 | 0 | 910.9111 | 4850 | 594.0594 | 316.8517 | 0 | 0 | 0 | 0 | 0 | 910.9111 | 4850 | 603.9604 | 633.7033 | 0 | 0 | 0 | 0 | 0 | 0 | 0 | 1237.6637 | 4850 | 603.9604 | 633.7033 | 0 | 17 | 0 | 0 | 0 | 0 | 0 | 1254.6637 | 4850 | 603.9604 | 633.7033 | 0 | 0 | 0 | 0 | 0 | 0 | 0 | 1237.6637
4853 | 19.4916 | 17.2512 | 17.2512 | 19.3152 | 16.7128 | 16.7128 | 19.1387 | 14.4573 | 14.4573 | 4853 | 840.623 | 840.623 | 840.623 | 986.1155 | 986.1155 | 986.1155 | 1115.4421 | 1115.4421 | 1115.4421 | 4851 | 611.3861 | 0 | 25.4296 | 0 | 0 | 0 | 0 | 636.8157 |  | 4851 | 611.3861 | 0 | 25.4296 | 0 | 0 | 0 | 0 | 636.8157 | 4851 | 611.3861 | 0 | 25.4296 | 0 | 0 | 0 | 0 | 636.8157 | 4851 | 643.5644 | 291.6246 | 27.4914 | 0 | 0 | 0 | 0 | 962.6804 | 4851 | 643.5644 | 291.6246 | 27.4914 | 0 | 0 | 0 | 0 | 962.6804 | 4851 | 643.5644 | 291.6246 | 27.4914 | 0 | 0 | 0 | 0 | 962.6804 | 4851 | 654.2904 | 583.2492 | 34.3643 | 0 | 0 | 0 | 0 | 0 | 0 | 1271.9039 | 4851 | 654.2904 | 583.2492 | 34.3643 | 17 | 0 | 0 | 0 | 0 | 0 | 1288.9039 | 4851 | 654.2904 | 583.2492 | 34.3643 | 0 | 0 | 0 | 0 | 0 | 0 | 1271.9039
4854 | 14.53 | 14.53 | 14.53 | 6.1263 | 6.1263 | 6.1263 | 0.01 | 0.01 | 0.01 | 4854 | 921.6871 | 921.6871 | 921.6871 | 1081.2099 | 1081.2099 | 1081.2099 | 1223.0079 | 1223.0079 | 1223.0079 | 4852 | 545.5446 | 0 | 96.6323 | 0 | 0 | 0 | 0 | 642.1769 |  | 4852 | 545.5446 | 0 | 96.6323 | 0 | 0 | 0 | 0 | 642.1769 | 4852 | 545.5446 | 0 | 96.6323 | 0 | 0 | 0 | 0 | 642.1769 | 4852 | 574.2574 | 289.6065 | 104.4674 | 0 | 0 | 0 | 0 | 968.3312 | 4852 | 574.2574 | 289.6065 | 104.4674 | 0 | 0 | 0 | 0 | 968.3312 | 4852 | 574.2574 | 289.6065 | 104.4674 | 0 | 0 | 0 | 0 | 968.3312 | 4852 | 583.8284 | 579.2129 | 130.5842 | 0 | 0 | 0 | 0 | 0 | 0 | 1293.6255 | 4852 | 583.8284 | 579.2129 | 130.5842 | 17 | 0 | 0 | 0 | 0 | 0 | 1310.6255 | 4852 | 583.8284 | 579.2129 | 130.5842 | 0 | 0 | 0 | 0 | 0 | 0 | 1293.6255
4855 | 13.0305 | 13.0305 | 13.0305 | 3.3555 | 3.6594 | 3.6594 | 0.01 | 0.01 | 0.01 | 4855 | 958.3325 | 958.3325 | 958.3325 | 1369.6647 | 1588.4291 | 1588.4291 | 1796.7476 | 1796.7476 | 1271.6335 | 4853 | 536.1386 | 0 | 264.4674 | 0 | 0 | 0 | 0 | 800.606 |  | 4853 | 536.1386 | 0 | 264.4674 | 0 | 0 | 0 | 0 | 800.606 | 4853 | 536.1386 | 0 | 264.4674 | 0 | 0 | 0 | 0 | 800.606 | 4853 | 564.3564 | 288.5974 | 285.9107 | 0 | 0 | 0 | 0 | 1138.8645 | 4853 | 564.3564 | 288.5974 | 285.9107 | 0 | 0 | 0 | 0 | 1138.8645 | 4853 | 564.3564 | 288.5974 | 285.9107 | 0 | 0 | 0 | 0 | 1138.8645 | 4853 | 573.7624 | 577.1948 | 357.3883 | 0 | 0 | 0 | 0 | 0 | 0 | 1508.3454 | 4853 | 573.7624 | 577.1948 | 357.3883 | 17 | 0 | 0 | 0 | 0 | 0 | 1525.3454 | 4853 | 573.7624 | 577.1948 | 357.3883 | 0 | 0 | 0 | 0 | 0 | 0 | 1508.3454
4856 | 11.8881 | 11.8881 | 11.8881 | 0.01 | 0.01 | 0.01 | 0.01 | 0.01 | 0.01 | 4856 | 1385.1637 | 1385.1637 | 1385.1637 | 1624.9036 | 1624.9036 | 1624.9036 | 1838.0057 | 1838.0057 | 1312.8916 | 4854 | 733.6634 | 0 | 564.5361 | 0 | 0 | 0 | 0 | 1298.1994 |  | 4854 | 733.6634 | 0 | 564.5361 | 0 | 0 | 0 | 0 | 1298.1994 | 4854 | 733.6634 | 0 | 564.5361 | 0 | 0 | 0 | 0 | 1298.1994 | 4854 | 772.2772 | 334.0061 | 610.3093 | 0 | 0 | 0 | 0 | 1716.5926 | 4854 | 772.2772 | 334.0061 | 610.3093 | 0 | 0 | 0 | 0 | 1716.5926 | 4854 | 772.2772 | 334.0061 | 610.3093 | 0 | 0 | 0 | 0 | 1716.5926 | 4854 | 274.6736 | 668.0121 | 762.8866 | 0 | 0 | 0 | 0 | 0 | 0 | 1705.5723 | 4854 | 785.1485 | 668.0121 | 762.8866 | 17 | 0 | 0 | 0 | 0 | 0 | 2233.0472 | 4854 | 785.1485 | 668.0121 | 762.8866 | 0 | 0 | 0 | 0 | 0 | 0 | 2216.0472
4857 | 9.5841 | 9.5841 | 9.5841 | 0.01 | 0.01 | 0.01 | 0.01 | 0.01 | 0.01 | 4857 | 1397.3789 | 1397.3789 | 1397.3789 | 1639.2329 | 1639.2329 | 1639.2329 | 1854.2143 | 1854.2143 | 1854.2143 | 4855 | 959.4059 | 0 | 905.2921 | 0 | 0 | 0 | 0 | 1864.698 |  | 4855 | 959.4059 | 0 | 905.2921 | 0 | 0 | 0 | 0 | 1864.698 | 4855 | 959.4059 | 0 | 905.2921 | 0 | 0 | 0 | 0 | 1864.698 | 4855 | 1009.901 | 382.442 | 978.6942 | 0 | 0 | 0 | 0 | 2371.0371 | 4855 | 1009.901 | 382.442 | 978.6942 | 0 | 0 | 0 | 0 | 2371.0371 | 4855 | 1009.901 | 382.442 | 978.6942 | 0 | 0 | 0 | 0 | 2371.0371 | 4855 | 1026.7327 | 764.884 | 1223.3677 | 0 | 0 | 0 | 0 | 0 | 0 | 3014.9843 | 4855 | 1026.7327 | 764.884 | 1223.3677 | 17 | 0 | 0 | 0 | 0 | 0 | 3031.9843 | 4855 | 1026.7327 | 764.884 | 1223.3677 | 0 | 0 | 0 | 0 | 0 | 0 | 3014.9843
4858 | 0.01 | 0.01 | 0.01 | 0.01 | 0.01 | 0.01 | 0.01 | 0.01 | 0.01 | 4858 | 1389.6056 | 1389.6056 | 1389.6056 | 1630.1143 | 1630.1143 | 1630.1143 | 1843.8997 | 1843.8997 | 1843.8997 | 4856 | 1100.495 | 0 | 1108.7285 | 0 | 0 | 0 | 0 | 2209.2236 |  | 4856 | 1100.495 | 0 | 1108.7285 | 0 | 0 | 0 | 0 | 2209.2236 | 4856 | 1100.495 | 0 | 1108.7285 | 0 | 0 | 0 | 0 | 2209.2236 | 4856 | 1158.4158 | 433.9051 | 1198.6254 | 0 | 0 | 0 | 0 | 2790.9464 | 4856 | 1158.4158 | 433.9051 | 1198.6254 | 0 | 0 | 0 | 0 | 2790.9464 | 4856 | 974.9375 | 433.9051 | 1198.6254 | 0 | 0 | 0 | 0 | 2607.4681 | 4856 | 1177.7228 | 867.8103 | 1498.2818 | 0 | 0 | 0 | 0 | 0 | 0 | 3543.8149 | 4856 | 1177.7228 | 867.8103 | 1498.2818 | 17 | 0 | 0 | 0 | 0 | 0 | 3560.8149 | 4856 | 1177.7228 | 867.8103 | 1498.2818 | 0 | 0 | 0 | 0 | 0 | 0 | 3543.8149
4859 | 0.01 | 0.01 | 0.01 | 0.01 | 0.01 | 0.01 | 0.01 | 0.01 | 0.01 | 4859 | 1422.9196 | 1422.9196 | 1422.9196 | 1669.1941 | 1669.1941 | 1669.1941 | 1888.1049 | 1888.1049 | 1888.1049 | 4857 | 1222.7723 | 0 | 1195.189 | 0 | 0 | 0 | 0 | 2417.9613 |  | 4857 | 1222.7723 | 0 | 1195.189 | 0 | 0 | 0 | 0 | 2417.9613 | 4857 | 1222.7723 | 0 | 1195.189 | 0 | 0 | 0 | 0 | 2417.9613 | 4857 | 29.5146 | 485.3683 | 1292.0962 | 0 | 0 | 0 | 0 | 1806.9792 | 4857 | 1287.1287 | 485.3683 | 1292.0962 | 0 | 0 | 0 | 0 | 3064.5932 | 4857 | 1287.1287 | 485.3683 | 1292.0962 | 0 | 0 | 0 | 0 | 3064.5932 | 4857 | 534.5036 | 970.7366 | 1615.1203 | 0 | 0 | 0 | 0 | 0 | 0 | 3120.3605 | 4857 | 0 | 970.7366 | 1615.1203 | 17 | 0 | 0 | 0 | 0 | 0 | 2602.8569 | 4857 | 0 | 970.7366 | 1615.1203 | 0 | 0 | 0 | 0 | 0 | 0 | 2585.8569
4860 | 0.01 | 0.01 | 0.01 | 0.01 | 0.01 | 0.01 | 0.01 | 0.01 | 0.01 | 4860 | 1426.251 | 1426.251 | 1426.251 | 1673.1021 | 1673.1021 | 1673.1021 | 1892.5254 | 1892.5254 | 1892.5254 | 4858 | 338.3141 | 0 | 1179.9313 | 0 | 0 | 0 | 0 | 1518.2453 |  | 4858 | 838.3141 | 0 | 1179.9313 | 0 | 0 | 0 | 0 | 2018.2453 | 4858 | 838.3141 | 0 | 1179.9313 | 0 | 0 | 0 | 0 | 2018.2453 | 4858 | 1376.2376 | 531.7861 | 1275.6014 | 0 | 0 | 0 | 0 | 3183.6251 | 4858 | 1376.2376 | 531.7861 | 1275.6014 | 0 | 0 | 0 | 0 | 3183.6251 | 4858 | 1376.2376 | 531.7861 | 1275.6014 | 0 | 0 | 0 | 0 | 3183.6251 | 4858 | 0 | 1063.5721 | 1594.5017 | 0 | 0 | 0 | 0 | 0 | 0 | 2658.0739 | 4858 | 0 | 1063.5721 | 1594.5017 | 17 | 0 | 0 | 0 | 0 | 0 | 2675.0739 | 4858 | 0 | 1063.5721 | 1594.5017 | 0 | 0 | 0 | 0 | 0 | 0 | 2658.0739
4861 | 0.01 | 0.01 | 0.01 | 0.01 | 0.01 | 0.01 | 0.01 | 0.01 | 0.01 | 4861 | 1425.1405 | 1425.1405 | 1425.1405 | 1671.7995 | 1671.7995 | 1671.7995 | 1891.0519 | 1891.0519 | 1891.0519 | 4859 | 505.578 | 0 | 1062.9553 | 0 | 0 | 0 | 0 | 1568.5334 |  | 4859 | 1076.678 | 0 | 1062.9553 | 0 | 0 | 0 | 0 | 2139.6334 | 4859 | 1005.578 | 0 | 1062.9553 | 0 | 0 | 0 | 0 | 2068.5334 | 4859 | 1415.8416 | 583.2492 | 1149.1409 | 0 | 0 | 0 | 0 | 3148.2317 | 4859 | 1415.8416 | 583.2492 | 1149.1409 | 0 | 0 | 0 | 0 | 3148.2317 | 4859 | 1415.8416 | 583.2492 | 1149.1409 | 0 | 0 | 0 | 0 | 3148.2317 | 4859 | 366.9315 | 1166.4985 | 1436.4261 | 0 | 0 | 0 | 0 | 0 | 0 | 2969.8561 | 4859 | 33.0856 | 1166.4985 | 1436.4261 | 17 | 0 | 0 | 0 | 0 | 0 | 2653.0102 | 4859 | 33.0856 | 1166.4985 | 1436.4261 | 0 | 0 | 0 | 0 | 0 | 0 | 2636.0102
4862 | 0.01 | 0.01 | 0.01 | 0.01 | 0.01 | 0.01 | 0.01 | 0.01 | 0.01 | 4862 | 1405.1521 | 1405.1521 | 1405.1521 | 1648.3515 | 1648.3515 | 1648.3515 | 1864.5288 | 1339.4146 | 1864.5288 | 4860 | 1486.1386 | 0 | 986.6667 | 0 | 0 | 0 | 0 | 2472.8053 |  | 4860 | 1128.9626 | 0 | 986.6667 | 0 | 0 | 0 | 0 | 2115.6293 | 4860 | 1069.7126 | 0 | 986.6667 | 0 | 0 | 0 | 0 | 2056.3793 | 4860 | 1564.3564 | 646.8214 | 1066.6667 | 0 | 0 | 0 | 0 | 3277.8445 | 4860 | 1230.3463 | 646.8214 | 1066.6667 | 0 | 0 | 0 | 0 | 2943.8344 | 4860 | 1564.3564 | 646.8214 | 1066.6667 | 0 | 0 | 0 | 0 | 3277.8445 | 4860 | 0 | 1293.6428 | 1333.3333 | 0 | 0 | 0 | 0 | 0 | 0 | 2626.9761 | 4860 | 71.4415 | 1293.6428 | 1333.3333 | 17 | 0 | 0 | 0 | 0 | 0 | 2715.4176 | 4860 | 0 | 1293.6428 | 1333.3333 | 0 | 0 | 0 | 0 | 0 | 0 | 2626.9761
4863 | 12.3675 | 12.3675 | 12.3675 | 0.01 | 0.01 | 0.01 | 0.01 | 0.01 | 0.01 | 4863 | 1377.3905 | 1377.3905 | 1377.3905 | 1615.785 | 1615.785 | 1615.785 | 1302.5771 | 1827.6912 | 1827.6912 | 4861 | 663.9711 | 0 | 951.0653 | 0 | 0 | 0 | 0 | 1615.0364 |  | 4861 | 574.7915 | 0 | 951.0653 | 0 | 0 | 0 | 0 | 1525.8568 | 4861 | 574.7915 | 0 | 951.0653 | 0 | 0 | 0 | 0 | 1525.8568 | 4861 | 1554.4554 | 703.33 | 1028.1787 | 0 | 0 | 0 | 0 | 3285.9641 | 4861 | 1554.4554 | 703.33 | 1028.1787 | 0 | 0 | 0 | 0 | 3285.9641 | 4861 | 1554.4554 | 703.33 | 1028.1787 | 0 | 0 | 0 | 0 | 3285.9641 | 4861 | 0 | 1406.6599 | 1285.2234 | 0 | 0 | 0 | 0 | 0 | 0 | 2691.8833 | 4861 | 61.4909 | 1406.6599 | 1285.2234 | 17 | 0 | 0 | 0 | 0 | 0 | 2770.3742 | 4861 | 0 | 1406.6599 | 1285.2234 | 0 | 0 | 0 | 0 | 0 | 0 | 2691.8833
4864 | 14.9898 | 14.9898 | 14.9898 | 6.7866 | 6.7866 | 6.7866 | 0.01 | 0.01 | 0.01 | 4864 | 976.0999 | 976.0999 | 976.0999 | 1145.0403 | 1145.0403 | 1145.0403 | 1820.3237 | 1432.0158 | 1432.0158 | 4862 | 758.0086 | 0 | 864.6048 | 0 | 0 | 0 | 0 | 1622.6134 |  | 4862 | 1340.9586 | 0 | 864.6048 | 0 | 0 | 0 | 0 | 2205.5634 | 4862 | 1258.0086 | 0 | 864.6048 | 0 | 0 | 0 | 0 | 2122.6134 | 4862 | 1564.3564 | 739.6569 | 934.7079 | 0 | 0 | 0 | 0 | 3238.7213 | 4862 | 1564.3564 | 739.6569 | 934.7079 | 0 | 0 | 0 | 0 | 3238.7213 | 4862 | 1564.3564 | 739.6569 | 934.7079 | 0 | 0 | 0 | 0 | 3238.7213 | 4862 | 272.9275 | 1479.3138 | 1168.3849 | 0 | 0 | 0 | 0 | 0 | 0 | 2920.6262 | 4862 | 0 | 1479.3138 | 1168.3849 | 17 | 0 | 0 | 0 | 0 | 0 | 2664.6987 | 4862 | 649.3617 | 1479.3138 | 1168.3849 | 0 | 0 | 0 | 0 | 0 | 0 | 3297.0604
4865 | 17.2512 | 17.2512 | 17.2512 | 12.4766 | 12.4766 | 12.4766 | 0.01 | 0.01 | 0.01 | 4865 | 978.3209 | 978.3209 | 978.3209 | 1147.6456 | 1147.6456 | 1147.6456 | 1823.2707 | 1298.1565 | 1823.2707 | 4863 | 1551.9802 | 0 | 706.9416 | 0 | 0 | 0 | 0 | 2258.9218 |  | 4863 | 1551.9802 | 0 | 706.9416 | 0 | 0 | 0 | 0 | 2258.9218 | 4863 | 1551.9802 | 0 | 706.9416 | 0 | 0 | 0 | 0 | 2258.9218 | 4863 | 1633.6634 | 755.8022 | 764.2612 | 0 | 0 | 0 | 0 | 3153.7268 | 4863 | 1117.6969 | 755.8022 | 764.2612 | 0 | 0 | 0 | 0 | 2637.7603 | 4863 | 1117.6969 | 755.8022 | 764.2612 | 0 | 0 | 0 | 0 | 2637.7603 | 4863 | 1660.8911 | 1511.6044 | 955.3265 | 0 | 0 | 0 | 0 | 0 | 0 | 4127.822 | 4863 | 190.1672 | 1511.6044 | 955.3265 | 17 | 0 | 0 | 0 | 0 | 0 | 2674.0981 | 4863 | 410.1672 | 1511.6044 | 955.3265 | 0 | 0 | 0 | 0 | 0 | 0 | 2877.0981
4866 | 17.783 | 17.2512 | 17.2512 | 16.7128 | 16.7128 | 16.7128 | 0.01 | 0.01 | 0.01 | 4866 | 951.6697 | 951.6697 | 951.6697 | 1116.3817 | 1116.3817 | 1116.3817 | 1787.9066 | 1262.7925 | 1787.9066 | 4864 | 1523.7624 | 0 | 478.0756 | 0 | 0 | 0 | 0 | 2001.838 |  | 4864 | 1523.7624 | 0 | 478.0756 | 0 | 0 | 0 | 0 | 2001.838 | 4864 | 1523.7624 | 0 | 478.0756 | 0 | 0 | 0 | 0 | 2001.838 | 4864 | 1603.9604 | 743.6932 | 516.8385 | 0 | 0 | 0 | 0 | 2864.4921 | 4864 | 1603.9604 | 743.6932 | 516.8385 | 0 | 0 | 0 | 0 | 2864.4921 | 4864 | 1603.9604 | 743.6932 | 516.8385 | 0 | 0 | 0 | 0 | 2864.4921 | 4864 | 1630.6931 | 1487.3865 | 646.0481 | 0 | 0 | 0 | 0 | 0 | 0 | 3764.1277 | 4864 | 1630.6931 | 1487.3865 | 646.0481 | 17 | 0 | 0 | 0 | 0 | 0 | 3781.1277 | 4864 | 1630.6931 | 1487.3865 | 646.0481 | 0 | 0 | 0 | 0 | 0 | 0 | 3764.1277
4867 | 18.6145 | 17.2512 | 17.2512 | 16.7128 | 16.7128 | 16.7128 | 0.01 | 0.01 | 0.01 | 4867 | 907.251 | 907.251 | 907.251 | 1064.2752 | 1064.2752 | 1064.2752 | 1203.8523 | 1203.8523 | 1626.911 | 4865 | 1269.802 | 0 | 203.4364 | 0 | 0 | 0 | 0 | 1473.2384 |  | 4865 | 1269.802 | 0 | 203.4364 | 0 | 0 | 0 | 0 | 1473.2384 | 4865 | 1269.802 | 0 | 203.4364 | 0 | 0 | 0 | 0 | 1473.2384 | 4865 | 1336.6337 | 692.2301 | 219.9313 | 0 | 0 | 0 | 0 | 2248.795 | 4865 | 1336.6337 | 692.2301 | 219.9313 | 0 | 0 | 0 | 0 | 2248.795 | 4865 | 1336.6337 | 692.2301 | 219.9313 | 0 | 0 | 0 | 0 | 2248.795 | 4865 | 646.4609 | 1384.4601 | 274.9141 | 0 | 0 | 0 | 0 | 0 | 0 | 2305.8352 | 4865 | 121.3468 | 1384.4601 | 274.9141 | 17 | 0 | 0 | 0 | 0 | 0 | 1797.721 | 4865 | 1358.9109 | 1384.4601 | 274.9141 | 0 | 0 | 0 | 0 | 0 | 0 | 3018.2851
4868 | 19.4916 | 17.2512 | 17.2512 | 33.8141 | 16.7128 | 16.7128 | 0.01 | 0.01 | 0.01 | 4868 | 870.6056 | 870.6056 | 870.6056 | 1021.2874 | 1021.2874 | 1021.2874 | 1155.2267 | 1155.2267 | 1155.2267 | 4866 | 1213.3663 | 0 | 71.2027 | 0 | 0 | 0 | 0 | 1284.5691 |  | 4866 | 1213.3663 | 0 | 71.2027 | 0 | 0 | 0 | 0 | 1284.5691 | 4866 | 1213.3663 | 0 | 71.2027 | 0 | 0 | 0 | 0 | 1284.5691 | 4866 | 1277.2277 | 584.2583 | 76.9759 | 0 | 0 | 0 | 0 | 1938.462 | 4866 | 1277.2277 | 584.2583 | 76.9759 | 0 | 0 | 0 | 0 | 1938.462 | 4866 | 1277.2277 | 584.2583 | 76.9759 | 0 | 0 | 0 | 0 | 1938.462 | 4866 | 1005.7345 | 1168.5167 | 96.2199 | 0 | 0 | 0 | 0 | 0 | 0 | 2270.4711 | 4866 | 480.6204 | 1168.5167 | 96.2199 | 17 | 0 | 0 | 0 | 0 | 0 | 1762.3569 | 4866 | 1005.7345 | 1168.5167 | 96.2199 | 0 | 0 | 0 | 0 | 0 | 0 | 2270.4711
4869 | 19.4916 | 17.2512 | 17.2512 | 33.8141 | 16.7128 | 16.7128 | 26.1054 | 14.4573 | 14.4573 | 4869 | 821.7451 | 821.7451 | 821.7451 | 963.9702 | 963.9702 | 963.9702 | 1090.3926 | 1090.3926 | 1090.3926 | 4867 | 1053.4653 | 0 | 20.3436 | 0 | 0 | 0 | 0 | 1073.809 |  | 4867 | 1053.4653 | 0 | 20.3436 | 0 | 0 | 0 | 0 | 1073.809 | 4867 | 1053.4653 | 0 | 20.3436 | 0 | 0 | 0 | 0 | 1073.809 | 4867 | 1108.9109 | 477.2957 | 21.9931 | 0 | 0 | 0 | 0 | 1608.1997 | 4867 | 1108.9109 | 477.2957 | 21.9931 | 0 | 0 | 0 | 0 | 1608.1997 | 4867 | 1108.9109 | 477.2957 | 21.9931 | 0 | 0 | 0 | 0 | 1608.1997 | 4867 | 1127.3927 | 954.5913 | 27.4914 | 0 | 0 | 0 | 0 | 0 | 0 | 2109.4755 | 4867 | 1127.3927 | 954.5913 | 27.4914 | 17 | 0 | 0 | 0 | 0 | 0 | 2126.4755 | 4867 | 1127.3927 | 954.5913 | 27.4914 | 0 | 0 | 0 | 0 | 0 | 0 | 2109.4755
4870 | 19.4916 | 17.2512 | 17.2512 | 33.8141 | 16.7128 | 16.7128 | 26.1054 | 14.4573 | 14.4573 | 4870 | 768.4427 | 768.4427 | 768.4427 | 901.4424 | 901.4424 | 901.4424 | 1019.6644 | 1019.6644 | 1019.6644 | 4868 | 846.5347 | 0 | 0 | 0 | 0 | 0 | 0 | 846.5347 |  | 4868 | 846.5347 | 0 | 0 | 0 | 0 | 0 | 0 | 846.5347 | 4868 | 846.5347 | 0 | 0 | 0 | 0 | 0 | 0 | 846.5347 | 4868 | 891.0891 | 409.6872 | 0 | 0 | 0 | 0 | 0 | 1300.7763 | 4868 | 891.0891 | 409.6872 | 0 | 0 | 0 | 0 | 0 | 1300.7763 | 4868 | 891.0891 | 409.6872 | 0 | 0 | 0 | 0 | 0 | 1300.7763 | 4868 | 818.4168 | 819.3744 | 0 | 0 | 0 | 0 | 0 | 0 | 0 | 1637.7912 | 4868 | 905.9406 | 819.3744 | 0 | 17 | 0 | 0 | 0 | 0 | 0 | 1742.315 | 4868 | 905.9406 | 819.3744 | 0 | 0 | 0 | 0 | 0 | 0 | 0 | 1725.315
4871 | 19.4916 | 17.2512 | 17.2512 | 33.8141 | 19.3152 | 32.5216 | 26.1054 | 19.1269 | 19.1269 | 4871 | 720.6927 | 720.6927 | 720.6927 | 845.4279 | 845.4279 | 845.4279 | 956.3037 | 956.3037 | 956.3037 | 4869 | 771.2871 | 0 | 0 | 0 | 0 | 0 | 0 | 771.2871 |  | 4869 | 771.2871 | 0 | 0 | 0 | 0 | 0 | 0 | 771.2871 | 4869 | 771.2871 | 0 | 0 | 0 | 0 | 0 | 0 | 771.2871 | 4869 | 811.8812 | 307.7699 | 0 | 0 | 0 | 0 | 0 | 1119.6511 | 4869 | 811.8812 | 307.7699 | 0 | 0 | 0 | 0 | 0 | 1119.6511 | 4869 | 811.8812 | 307.7699 | 0 | 0 | 0 | 0 | 0 | 1119.6511 | 4869 | 825.4125 | 615.5399 | 0 | 0 | 0 | 0 | 0 | 0 | 0 | 1440.9524 | 4869 | 825.4125 | 615.5399 | 0 | 17 | 0 | 0 | 0 | 0 | 0 | 1457.9524 | 4869 | 825.4125 | 615.5399 | 0 | 0 | 0 | 0 | 0 | 0 | 0 | 1440.9524
4872 | 19.4916 | 17.2512 | 17.2512 | 33.8141 | 19.3152 | 32.5216 | 26.1054 | 14.4573 | 14.4573 | 4872 | 694.0415 | 694.0415 | 694.0415 | 814.164 | 814.164 | 814.164 | 920.9397 | 920.9397 | 920.9397 | 4870 | 686.6337 | 0 | 0 | 0 | 0 | 0 | 0 | 686.6337 |  | 4870 | 686.6337 | 0 | 0 | 0 | 0 | 0 | 0 | 686.6337 | 4870 | 686.6337 | 0 | 0 | 0 | 0 | 0 | 0 | 686.6337 | 4870 | 722.7723 | 200.8073 | 0 | 0 | 0 | 0 | 0 | 923.5795 | 4870 | 722.7723 | 200.8073 | 0 | 0 | 0 | 0 | 0 | 923.5795 | 4870 | 722.7723 | 200.8073 | 0 | 0 | 0 | 0 | 0 | 923.5795 | 4870 | 734.8185 | 401.6145 | 0 | 0 | 0 | 0 | 0 | 0 | 0 | 1136.433 | 4870 | 734.8185 | 401.6145 | 0 | 17 | 0 | 0 | 0 | 0 | 0 | 1153.433 | 4870 | 734.8185 | 401.6145 | 0 | 0 | 0 | 0 | 0 | 0 | 0 | 1136.433
4873 | 29.4202 | 32.5497 | 32.5497 | 33.7605 | 32.5156 | 33.5888 | 19.1387 | 14.4573 | 14.4573 | 4873 | 680.7159 | 680.7159 | 680.7159 | 798.5321 | 798.5321 | 798.5321 | 903.2576 | 903.2576 | 903.2576 | 4871 | 545.5446 | 0 | 0 | 0 | 0 | 0 | 0 | 545.5446 |  | 4871 | 545.5446 | 0 | 0 | 0 | 0 | 0 | 0 | 545.5446 | 4871 | 545.5446 | 0 | 0 | 0 | 0 | 0 | 0 | 545.5446 | 4871 | 574.2574 | 139.2533 | 0 | 0 | 0 | 0 | 0 | 713.5107 | 4871 | 574.2574 | 139.2533 | 0 | 0 | 0 | 0 | 0 | 713.5107 | 4871 | 574.2574 | 139.2533 | 0 | 0 | 0 | 0 | 0 | 713.5107 | 4871 | 583.8284 | 278.5066 | 0 | 0 | 0 | 0 | 0 | 0 | 0 | 862.3349 | 4871 | 583.8284 | 278.5066 | 0 | 17 | 0 | 0 | 0 | 0 | 0 | 879.3349 | 4871 | 583.8284 | 278.5066 | 0 | 0 | 0 | 0 | 0 | 0 | 0 | 862.3349
4874 | 29.4202 | 32.5497 | 32.5497 | 33.7605 | 32.5156 | 33.5888 | 14.108 | 14.108 | 14.108 | 4874 | 655.1752 | 655.1752 | 655.1752 | 768.5709 | 768.5709 | 768.5709 | 991.7676 | 991.7676 | 991.7676 | 4872 | 479.703 | 0 | 0 | 0 | 0 | 0 | 0 | 479.703 |  | 4872 | 479.703 | 0 | 0 | 0 | 0 | 0 | 0 | 479.703 | 4872 | 479.703 | 0 | 0 | 0 | 0 | 0 | 0 | 479.703 | 4872 | 504.9505 | 132.1897 | 0 | 0 | 0 | 0 | 0 | 637.1402 | 4872 | 504.9505 | 132.1897 | 0 | 0 | 0 | 0 | 0 | 637.1402 | 4872 | 504.9505 | 132.1897 | 0 | 0 | 0 | 0 | 0 | 637.1402 | 4872 | 513.3663 | 264.3794 | 0 | 0 | 0 | 0 | 0 | 0 | 0 | 777.7458 | 4872 | 513.3663 | 264.3794 | 0 | 17 | 0 | 0 | 0 | 0 | 0 | 794.7458 | 4872 | 513.3663 | 264.3794 | 0 | 0 | 0 | 0 | 0 | 0 | 0 | 777.7458
4875 | 29.4202 | 32.5497 | 32.5497 | 33.7605 | 32.5156 | 33.5888 | 0.10514 | 0.10514 | 0.10514 | 4875 | 654.0647 | 654.0647 | 654.0647 | 767.2682 | 767.2682 | 767.2682 | 1393.0077 | 1393.0077 | 1393.0077 | 4873 | 479.703 | 0 | 0 | 0 | 0 | 0 | 0 | 479.703 |  | 4873 | 479.703 | 0 | 0 | 0 | 0 | 0 | 0 | 479.703 | 4873 | 479.703 | 0 | 0 | 0 | 0 | 0 | 0 | 479.703 | 4873 | 504.9505 | 175.5802 | 0 | 0 | 0 | 0 | 0 | 680.5307 | 4873 | 504.9505 | 175.5802 | 0 | 0 | 0 | 0 | 0 | 680.5307 | 4873 | 504.9505 | 175.5802 | 0 | 0 | 0 | 0 | 0 | 680.5307 | 4873 | 513.3663 | 351.1604 | 0 | 0 | 0 | 0 | 0 | 0 | 0 | 864.5268 | 4873 | 513.3663 | 351.1604 | 0 | 17 | 0 | 0 | 0 | 0 | 0 | 881.5268 | 4873 | 513.3663 | 351.1604 | 0 | 0 | 0 | 0 | 0 | 0 | 0 | 864.5268
4876 | 29.4202 | 32.5497 | 32.5497 | 30.6411 | 30.6411 | 30.6411 | 9.1226 | 9.1226 | 9.1226 | 4876 | 768.9491 | 741.7915 | 741.7915 | 870.1785 | 870.1785 | 870.1785 | 1509.4145 | 1509.4145 | 1509.4145 | 4874 | 489.1089 | 0 | 0 | 0 | 0 | 0 | 0 | 489.1089 |  | 4874 | 489.1089 | 0 | 0 | 0 | 0 | 0 | 0 | 489.1089 | 4874 | 489.1089 | 0 | 0 | 0 | 0 | 0 | 0 | 489.1089 | 4874 | 514.8515 | 257.3158 | 0 | 0 | 0 | 0 | 0 | 772.1673 | 4874 | 514.8515 | 257.3158 | 0 | 0 | 0 | 0 | 0 | 772.1673 | 4874 | 514.8515 | 257.3158 | 0 | 0 | 0 | 0 | 0 | 772.1673 | 4874 | 523.4323 | 514.6317 | 0 | 0 | 0 | 0 | 0 | 0 | 0 | 1038.064 | 4874 | 523.4323 | 514.6317 | 0 | 17 | 0 | 0 | 0 | 0 | 0 | 1055.064 | 4874 | 523.4323 | 514.6317 | 0 | 0 | 0 | 0 | 0 | 0 | 0 | 1038.064
4877 | 29.4202 | 29.4202 | 32.1111 | 20.9838 | 20.9838 | 20.9838 | 11.1093 | 11.1093 | 11.1093 | 4877 | 891.0876 | 891.0876 | 891.0876 | 1452.9522 | 1452.9522 | 1452.9522 | 1643.5033 | 1643.5033 | 1643.5033 | 4875 | 479.703 | 0 | 30.5155 | 0 | 0 | 0 | 0 | 510.2184 |  | 4875 | 479.703 | 0 | 30.5155 | 0 | 0 | 0 | 0 | 510.2184 | 4875 | 479.703 | 0 | 30.5155 | 0 | 0 | 0 | 0 | 510.2184 | 4875 | 504.9505 | 370.333 | 32.9897 | 0 | 0 | 0 | 0 | 908.2732 | 4875 | 504.9505 | 370.333 | 32.9897 | 0 | 0 | 0 | 0 | 908.2732 | 4875 | 504.9505 | 370.333 | 32.9897 | 0 | 0 | 0 | 0 | 908.2732 | 4875 | 513.3663 | 740.666 | 41.2371 | 0 | 0 | 0 | 0 | 0 | 0 | 1295.2694 | 4875 | 513.3663 | 740.666 | 41.2371 | 17 | 0 | 0 | 0 | 0 | 0 | 1312.2694 | 4875 | 513.3663 | 740.666 | 41.2371 | 0 | 0 | 0 | 0 | 0 | 0 | 1295.2694
4878 | 21.7964 | 21.7964 | 21.7964 | 14.9898 | 14.9898 | 15.8591 | 0.29885 | 0.29885 | 0.29885 | 4878 | 1298.5474 | 1298.5474 | 1298.5474 | 1523.2959 | 1523.2959 | 1523.2959 | 1723.0725 | 1723.0725 | 1723.0725 | 4876 | 498.5149 | 0 | 96.6323 | 0 | 0 | 0 | 0 | 595.1472 |  | 4876 | 498.5149 | 0 | 96.6323 | 0 | 0 | 0 | 0 | 595.1472 | 4876 | 498.5149 | 0 | 96.6323 | 0 | 0 | 0 | 0 | 595.1472 | 4876 | 524.7525 | 451.0595 | 104.4674 | 0 | 0 | 0 | 0 | 1080.2794 | 4876 | 524.7525 | 451.0595 | 104.4674 | 0 | 0 | 0 | 0 | 1080.2794 | 4876 | 524.7525 | 451.0595 | 104.4674 | 0 | 0 | 0 | 0 | 1080.2794 | 4876 | 533.4983 | 902.1191 | 130.5842 | 0 | 0 | 0 | 0 | 0 | 0 | 1566.2016 | 4876 | 533.4983 | 902.1191 | 130.5842 | 17 | 0 | 0 | 0 | 0 | 0 | 1583.2016 | 4876 | 533.4983 | 902.1191 | 130.5842 | 0 | 0 | 0 | 0 | 0 | 0 | 1566.2016
4879 | 14.9898 | 15.641 | 15.641 | 5.3864 | 6.4125 | 6.4125 | 0.01 | 0.01 | 0.01 | 4879 | 1350.7393 | 1350.7393 | 1350.7393 | 1584.5211 | 1584.5211 | 1584.5211 | 1792.3271 | 1792.3271 | 1792.3271 | 4877 | 620.7921 | 0 | 254.2955 | 0 | 0 | 0 | 0 | 875.0876 |  | 4877 | 620.7921 | 0 | 254.2955 | 0 | 0 | 0 | 0 | 875.0876 | 4877 | 620.7921 | 0 | 254.2955 | 0 | 0 | 0 | 0 | 875.0876 | 4877 | 653.4653 | 471.2412 | 274.9141 | 0 | 0 | 0 | 0 | 1399.6206 | 4877 | 653.4653 | 471.2412 | 274.9141 | 0 | 0 | 0 | 0 | 1399.6206 | 4877 | 653.4653 | 471.2412 | 274.9141 | 0 | 0 | 0 | 0 | 1399.6206 | 4877 | 664.3564 | 942.4823 | 343.6426 | 0 | 0 | 0 | 0 | 0 | 0 | 1950.4814 | 4877 | 664.3564 | 942.4823 | 343.6426 | 17 | 0 | 0 | 0 | 0 | 0 | 1967.4814 | 4877 | 664.3564 | 942.4823 | 343.6426 | 0 | 0 | 0 | 0 | 0 | 0 | 1950.4814
4880 | 8.4492 | 13.0305 | 13.0305 | 0.01 | 0.01 | 0.01 | 0.01 | 0.01 | 0.01 | 4880 | 1377.3905 | 1377.3905 | 1377.3905 | 1615.785 | 1615.785 | 1615.785 | 1827.6912 | 1827.6912 | 1827.6912 | 4878 | 733.6634 | 0 | 539.1065 | 0 | 0 | 0 | 0 | 1272.7699 |  | 4878 | 733.6634 | 0 | 539.1065 | 0 | 0 | 0 | 0 | 1272.7699 | 4878 | 733.6634 | 0 | 539.1065 | 0 | 0 | 0 | 0 | 1272.7699 | 4878 | 772.2772 | 465.1867 | 582.8179 | 0 | 0 | 0 | 0 | 1820.2818 | 4878 | 772.2772 | 465.1867 | 582.8179 | 0 | 0 | 0 | 0 | 1820.2818 | 4878 | 772.2772 | 465.1867 | 582.8179 | 0 | 0 | 0 | 0 | 1820.2818 | 4878 | 785.1485 | 930.3734 | 728.5223 | 0 | 0 | 0 | 0 | 0 | 0 | 2444.0442 | 4878 | 785.1485 | 930.3734 | 728.5223 | 17 | 0 | 0 | 0 | 0 | 0 | 2461.0442 | 4878 | 785.1485 | 930.3734 | 728.5223 | 0 | 0 | 0 | 0 | 0 | 0 | 2444.0442
4881 | 8.4492 | 12.3675 | 12.3675 | 0.01 | 0.01 | 0.01 | 0.01 | 0.01 | 0.01 | 4881 | 1411.8149 | 1411.8149 | 1411.8149 | 1656.1675 | 1656.1675 | 1656.1675 | 1873.3698 | 1873.3698 | 1873.3698 | 4879 | 865.3465 | 0 | 818.8316 | 0 | 0 | 0 | 0 | 1684.1781 |  | 4879 | 865.3465 | 0 | 818.8316 | 0 | 0 | 0 | 0 | 1684.1781 | 4879 | 865.3465 | 0 | 818.8316 | 0 | 0 | 0 | 0 | 1684.1781 | 4879 | 910.8911 | 441.9778 | 885.2234 | 0 | 0 | 0 | 0 | 2238.0923 | 4879 | 910.8911 | 441.9778 | 885.2234 | 0 | 0 | 0 | 0 | 2238.0923 | 4879 | 910.8911 | 441.9778 | 885.2234 | 0 | 0 | 0 | 0 | 2238.0923 | 4879 | 926.0726 | 883.9556 | 1106.5292 | 0 | 0 | 0 | 0 | 0 | 0 | 2916.5574 | 4879 | 926.0726 | 883.9556 | 1106.5292 | 17 | 0 | 0 | 0 | 0 | 0 | 2933.5574 | 4879 | 443.4956 | 883.9556 | 1106.5292 | 0 | 0 | 0 | 0 | 0 | 0 | 2433.9805
4882 | 8.4492 | 12.1775 | 12.1775 | 0.01 | 0.01 | 0.01 | 0.01 | 0.01 | 0.01 | 4882 | 1417.3673 | 1417.3673 | 1417.3673 | 1662.6808 | 1662.6808 | 1662.6808 | 1880.7373 | 1880.7373 | 1880.7373 | 4880 | 912.3762 | 0 | 956.1512 | 0 | 0 | 0 | 0 | 1868.5274 |  | 4880 | 912.3762 | 0 | 956.1512 | 0 | 0 | 0 | 0 | 1868.5274 | 4880 | 912.3762 | 0 | 956.1512 | 0 | 0 | 0 | 0 | 1868.5274 | 4880 | 960.396 | 428.8597 | 1033.677 | 0 | 0 | 0 | 0 | 2422.9328 | 4880 | 960.396 | 428.8597 | 1033.677 | 0 | 0 | 0 | 0 | 2422.9328 | 4880 | 960.396 | 428.8597 | 1033.677 | 0 | 0 | 0 | 0 | 2422.9328 | 4880 | 204.1182 | 857.7195 | 1292.0962 | 0 | 0 | 0 | 0 | 0 | 0 | 2353.9339 | 4880 | 527.5931 | 857.7195 | 1292.0962 | 17 | 0 | 0 | 0 | 0 | 0 | 2694.4088 | 4880 | 704.1182 | 857.7195 | 1292.0962 | 0 | 0 | 0 | 0 | 0 | 0 | 2853.9339
4883 | 8.4492 | 11.1093 | 11.1093 | 0.01 | 0.01 | 0.01 | 0.01 | 0.01 | 0.01 | 4883 | 1415.1463 | 1415.1463 | 1415.1463 | 1660.0755 | 1660.0755 | 1660.0755 | 1877.7903 | 1877.7903 | 1877.7903 | 4881 | 931.1881 | 0 | 930.7216 | 0 | 0 | 0 | 0 | 1861.9098 |  | 4881 | 931.1881 | 0 | 930.7216 | 0 | 0 | 0 | 0 | 1861.9098 | 4881 | 931.1881 | 0 | 930.7216 | 0 | 0 | 0 | 0 | 1861.9098 | 4881 | 980.198 | 425.8325 | 1006.1856 | 0 | 0 | 0 | 0 | 2412.2161 | 4881 | 980.198 | 425.8325 | 1006.1856 | 0 | 0 | 0 | 0 | 2412.2161 | 4881 | 980.198 | 425.8325 | 1006.1856 | 0 | 0 | 0 | 0 | 2412.2161 | 4881 | 200.2907 | 851.665 | 1257.732 | 0 | 0 | 0 | 0 | 0 | 0 | 2309.6877 | 4881 | 200.2907 | 851.665 | 1257.732 | 17 | 0 | 0 | 0 | 0 | 0 | 2326.6877 | 4881 | 700.2907 | 851.665 | 1257.732 | 0 | 0 | 0 | 0 | 0 | 0 | 2809.6877
4884 | 8.4492 | 11.1093 | 10.1159 | 0.01 | 0.01 | 0.01 | 0.01 | 0.01 | 0.01 | 4884 | 1384.0533 | 1384.0533 | 1384.0533 | 1623.601 | 1623.601 | 1623.601 | 1836.5322 | 1836.5322 | 1836.5322 | 4882 | 874.7525 | 0 | 945.9794 | 0 | 0 | 0 | 0 | 1820.7319 |  | 4882 | 874.7525 | 0 | 945.9794 | 0 | 0 | 0 | 0 | 1820.7319 | 4882 | 874.7525 | 0 | 945.9794 | 0 | 0 | 0 | 0 | 1820.7319 | 4882 | 920.7921 | 435.9233 | 1022.6804 | 0 | 0 | 0 | 0 | 2379.3958 | 4882 | 920.7921 | 435.9233 | 1022.6804 | 0 | 0 | 0 | 0 | 2379.3958 | 4882 | 920.7921 | 435.9233 | 1022.6804 | 0 | 0 | 0 | 0 | 2379.3958 | 4882 | 62.7309 | 871.8466 | 1278.3505 | 0 | 0 | 0 | 0 | 0 | 0 | 2212.928 | 4882 | 936.1386 | 871.8466 | 1278.3505 | 17 | 0 | 0 | 0 | 0 | 0 | 3103.3357 | 4882 | 562.7309 | 871.8466 | 1278.3505 | 0 | 0 | 0 | 0 | 0 | 0 | 2712.928
4885 | 8.4492 | 11.4179 | 11.4179 | 0.01 | 0.01 | 0.01 | 0.01 | 0.01 | 0.01 | 4885 | 1362.9544 | 1362.9544 | 1362.9544 | 1598.8504 | 1598.8504 | 1598.8504 | 1808.5357 | 1808.5357 | 1808.5357 | 4883 | 950 | 0 | 1032.4399 | 0 | 0 | 0 | 0 | 1982.4399 |  | 4883 | 950 | 0 | 1032.4399 | 0 | 0 | 0 | 0 | 1982.4399 | 4883 | 950 | 0 | 1032.4399 | 0 | 0 | 0 | 0 | 1982.4399 | 4883 | 1000 | 454.0868 | 1116.1512 | 0 | 0 | 0 | 0 | 2570.238 | 4883 | 1000 | 454.0868 | 1116.1512 | 0 | 0 | 0 | 0 | 2570.238 | 4883 | 1000 | 454.0868 | 1116.1512 | 0 | 0 | 0 | 0 | 2570.238 | 4883 | 0 | 908.1736 | 1395.189 | 0 | 0 | 0 | 0 | 0 | 0 | 2303.3626 | 4883 | 397.8973 | 908.1736 | 1395.189 | 17 | 0 | 0 | 0 | 0 | 0 | 2718.2598 | 4883 | 587.5216 | 908.1736 | 1395.189 | 0 | 0 | 0 | 0 | 0 | 0 | 2890.8842
4886 | 13.5572 | 14.9898 | 14.9898 | 5.3864 | 6.4125 | 6.4125 | 0.01 | 0.01 | 0.01 | 4886 | 1332.9718 | 1332.9718 | 1332.9718 | 1563.6785 | 1563.6785 | 1563.6785 | 1768.7511 | 1768.7511 | 1768.7511 | 4884 | 978.2178 | 0 | 1083.299 | 0 | 0 | 0 | 0 | 2061.5168 |  | 4884 | 978.2178 | 0 | 1083.299 | 0 | 0 | 0 | 0 | 2061.5168 | 4884 | 978.2178 | 0 | 1083.299 | 0 | 0 | 0 | 0 | 2061.5168 | 4884 | 1029.703 | 470.2321 | 1171.134 | 0 | 0 | 0 | 0 | 2671.0691 | 4884 | 1029.703 | 470.2321 | 1171.134 | 0 | 0 | 0 | 0 | 2671.0691 | 4884 | 1029.703 | 470.2321 | 1171.134 | 0 | 0 | 0 | 0 | 2671.0691 | 4884 | 0 | 940.4642 | 1463.9175 | 0 | 0 | 0 | 0 | 0 | 0 | 2404.3817 | 4884 | 243.2809 | 940.4642 | 1463.9175 | 17 | 0 | 0 | 0 | 0 | 0 | 2664.6626 | 4884 | 243.2809 | 940.4642 | 1463.9175 | 0 | 0 | 0 | 0 | 0 | 0 | 2647.6626
4887 | 20.9838 | 20.9838 | 20.9838 | 14.9898 | 14.9898 | 15.8591 | 0.01 | 0.01 | 0.01 | 4887 | 1325.1986 | 1325.1986 | 1325.1986 | 1554.5598 | 1554.5598 | 1554.5598 | 1758.4365 | 1758.4365 | 1758.4365 | 4885 | 1062.8713 | 0 | 1098.5567 | 0 | 0 | 0 | 0 | 2161.428 |  | 4885 | 1062.8713 | 0 | 1098.5567 | 0 | 0 | 0 | 0 | 2161.428 | 4885 | 1062.8713 | 0 | 1098.5567 | 0 | 0 | 0 | 0 | 2161.428 | 4885 | 1118.8119 | 474.2684 | 1187.6289 | 0 | 0 | 0 | 0 | 2780.7092 | 4885 | 1118.8119 | 474.2684 | 1187.6289 | 0 | 0 | 0 | 0 | 2780.7092 | 4885 | 1118.8119 | 474.2684 | 1187.6289 | 0 | 0 | 0 | 0 | 2780.7092 | 4885 | 0 | 948.5368 | 1484.5361 | 0 | 0 | 0 | 0 | 0 | 0 | 2433.0729 | 4885 | 203.8791 | 948.5368 | 1484.5361 | 17 | 0 | 0 | 0 | 0 | 0 | 2653.952 | 4885 | 203.8791 | 948.5368 | 1484.5361 | 0 | 0 | 0 | 0 | 0 | 0 | 2636.952
4888 | 29.4202 | 29.4202 | 29.4202 | 22.8974 | 22.8974 | 22.8974 | 14.9898 | 14.9898 | 14.9898 | 4888 | 1102.3882 | 1102.3882 | 1324.0881 | 1467.9125 | 1467.9125 | 1467.9125 | 1231.8489 | 1231.8489 | 1231.8489 | 4886 | 1138.1188 | 0 | 1022.268 | 0 | 0 | 0 | 0 | 2160.3869 |  | 4886 | 1138.1188 | 0 | 1022.268 | 0 | 0 | 0 | 0 | 2160.3869 | 4886 | 1138.1188 | 0 | 1022.268 | 0 | 0 | 0 | 0 | 2160.3869 | 4886 | 1198.0198 | 468.2139 | 1105.1546 | 0 | 0 | 0 | 0 | 2771.3884 | 4886 | 1198.0198 | 468.2139 | 1105.1546 | 0 | 0 | 0 | 0 | 2771.3884 | 4886 | 1198.0198 | 468.2139 | 1105.1546 | 0 | 0 | 0 | 0 | 2771.3884 | 4886 | 625.0291 | 936.4279 | 1381.4433 | 0 | 0 | 0 | 0 | 0 | 0 | 2942.9003 | 4886 | 1025.2958 | 936.4279 | 1381.4433 | 17 | 0 | 0 | 0 | 0 | 0 | 3360.1669 | 4886 | 1025.2958 | 936.4279 | 1381.4433 | 0 | 0 | 0 | 0 | 0 | 0 | 3343.1669
4889 | 74.1528 | 49.3737 | 61.1568 | 32.7256 | 32.7256 | 32.7256 | 23.4961 | 23.4961 | 23.4961 | 4889 | 932.7918 | 932.7918 | 932.7918 | 1094.2365 | 1094.2365 | 1094.2365 | 1237.7429 | 1237.7429 | 1237.7429 | 4887 | 1025.2475 | 0 | 803.5739 | 0 | 0 | 0 | 0 | 1828.8214 |  | 4887 | 1025.2475 | 0 | 803.5739 | 0 | 0 | 0 | 0 | 1828.8214 | 4887 | 1025.2475 | 0 | 803.5739 | 0 | 0 | 0 | 0 | 1828.8214 | 4887 | 1079.2079 | 461.1504 | 868.7285 | 0 | 0 | 0 | 0 | 2409.0868 | 4887 | 1079.2079 | 461.1504 | 868.7285 | 0 | 0 | 0 | 0 | 2409.0868 | 4887 | 1079.2079 | 461.1504 | 868.7285 | 0 | 0 | 0 | 0 | 2409.0868 | 4887 | 1097.1947 | 922.3007 | 1085.9107 | 0 | 0 | 0 | 0 | 0 | 0 | 3105.4061 | 4887 | 1097.1947 | 922.3007 | 1085.9107 | 17 | 0 | 0 | 0 | 0 | 0 | 3122.4061 | 4887 | 1097.1947 | 922.3007 | 1085.9107 | 0 | 0 | 0 | 0 | 0 | 0 | 3105.4061
4890 | 78.6733 | 49.3737 | 61.1568 | 38.1037 | 36.2747 | 37.0281 | 30.0142 | 28.8088 | 29.3538 | 4890 | 910.5824 | 910.5824 | 910.5824 | 1068.1832 | 1068.1832 | 1068.1832 | 1208.2728 | 1208.2728 | 1208.2728 | 4888 | 902.9703 | 0 | 498.4192 | 0 | 0 | 0 | 0 | 1401.3895 |  | 4888 | 902.9703 | 0 | 498.4192 | 0 | 0 | 0 | 0 | 1401.3895 | 4888 | 902.9703 | 0 | 498.4192 | 0 | 0 | 0 | 0 | 1401.3895 | 4888 | 950.495 | 461.1504 | 538.8316 | 0 | 0 | 0 | 0 | 1950.477 | 4888 | 950.495 | 461.1504 | 538.8316 | 0 | 0 | 0 | 0 | 1950.477 | 4888 | 950.495 | 461.1504 | 538.8316 | 0 | 0 | 0 | 0 | 1950.477 | 4888 | 966.3366 | 922.3007 | 673.5395 | 0 | 0 | 0 | 0 | 0 | 0 | 2562.1769 | 4888 | 966.3366 | 922.3007 | 673.5395 | 17 | 0 | 0 | 0 | 0 | 0 | 2579.1769 | 4888 | 966.3366 | 922.3007 | 673.5395 | 0 | 0 | 0 | 0 | 0 | 0 | 2562.1769
4891 | 78.6733 | 49.3737 | 61.1568 | 38.1037 | 36.2747 | 37.0281 | 30.0142 | 28.8088 | 29.3538 | 4891 | 853.9486 | 853.9486 | 853.9486 | 1001.7474 | 1001.7474 | 1001.7474 | 1133.1242 | 1133.1242 | 1133.1242 | 4889 | 611.3861 | 0 | 198.3505 | 0 | 0 | 0 | 107.0551 | 916.7918 |  | 4889 | 611.3861 | 0 | 198.3505 | 0 | 0 | 0 | 0 | 809.7367 | 4889 | 611.3861 | 0 | 198.3505 | 0 | 0 | 0 | 0 | 809.7367 | 4889 | 643.5644 | 460.1413 | 214.433 | 0 | 0 | 0 | 0 | 1318.1386 | 4889 | 643.5644 | 460.1413 | 214.433 | 0 | 0 | 0 | 0 | 1318.1386 | 4889 | 643.5644 | 460.1413 | 214.433 | 0 | 0 | 0 | 0 | 1318.1386 | 4889 | 654.2904 | 920.2825 | 268.0412 | 0 | 0 | 0 | 0 | 0 | 0 | 1842.6142 | 4889 | 654.2904 | 920.2825 | 268.0412 | 17 | 0 | 0 | 0 | 0 | 0 | 1859.6142 | 4889 | 654.2904 | 920.2825 | 268.0412 | 0 | 0 | 0 | 0 | 0 | 0 | 1842.6142
4892 | 78.6733 | 49.3737 | 61.1568 | 38.1037 | 36.2747 | 37.0281 | 30.0142 | 28.8088 | 29.3538 | 4892 | 821.7451 | 821.7451 | 821.7451 | 963.9702 | 963.9702 | 963.9702 | 1090.3926 | 1090.3926 | 1090.3926 | 4890 | 432.6733 | 0 | 76.2887 | 0 | 0 | 0 | 150 | 658.9619 |  | 4890 | 432.6733 | 0 | 76.2887 | 0 | 0 | 0 | 0 | 508.9619 | 4890 | 432.6733 | 0 | 76.2887 | 0 | 0 | 0 | 0 | 508.9619 | 4890 | 455.4455 | 454.0868 | 82.4742 | 0 | 0 | 0 | 0 | 992.0066 | 4890 | 455.4455 | 454.0868 | 82.4742 | 0 | 0 | 0 | 0 | 992.0066 | 4890 | 455.4455 | 454.0868 | 82.4742 | 0 | 0 | 0 | 0 | 992.0066 | 4890 | 463.0363 | 908.1736 | 103.0928 | 0 | 0 | 0 | 0 | 0 | 0 | 1474.3026 | 4890 | 463.0363 | 908.1736 | 103.0928 | 17 | 0 | 0 | 0 | 0 | 0 | 1491.3026 | 4890 | 463.0363 | 908.1736 | 103.0928 | 0 | 0 | 0 | 0 | 0 | 0 | 1474.3026
4893 | 78.6733 | 49.3737 | 61.1568 | 38.1037 | 36.2747 | 37.0281 | 30.0142 | 28.8088 | 29.3538 | 4893 | 782.8788 | 782.8788 | 782.8788 | 918.377 | 918.377 | 918.377 | 1038.8199 | 1038.8199 | 1038.8199 | 4891 | 404.4554 | 0 | 20.3436 | 0 | 0 | 0 | 150 | 574.7991 |  | 4891 | 404.4554 | 0 | 20.3436 | 0 | 0 | 0 | 0 | 424.7991 | 4891 | 404.4554 | 0 | 20.3436 | 0 | 0 | 0 | 0 | 424.7991 | 4891 | 425.7426 | 458.1231 | 21.9931 | 0 | 0 | 0 | 0 | 905.8588 | 4891 | 425.7426 | 458.1231 | 21.9931 | 0 | 0 | 0 | 0 | 905.8588 | 4891 | 425.7426 | 458.1231 | 21.9931 | 0 | 0 | 0 | 0 | 905.8588 | 4891 | 432.8383 | 916.2462 | 27.4914 | 0 | 0 | 0 | 0 | 0 | 0 | 1376.5759 | 4891 | 432.8383 | 916.2462 | 27.4914 | 17 | 0 | 0 | 0 | 0 | 0 | 1393.5759 | 4891 | 432.8383 | 916.2462 | 27.4914 | 0 | 0 | 0 | 0 | 0 | 0 | 1376.5759
4894 | 78.6733 | 49.3737 | 61.1568 | 38.1037 | 36.2747 | 37.0281 | 30.0142 | 28.8088 | 29.3538 | 4894 | 728.4659 | 728.4659 | 728.4659 | 854.5466 | 854.5466 | 854.5466 | 966.6183 | 966.6183 | 966.6183 | 4892 | 460.8911 | 0 | 0 | 0 | 0 | 0 | 150 | 610.8911 |  | 4892 | 460.8911 | 0 | 0 | 0 | 0 | 0 | 0 | 460.8911 | 4892 | 460.8911 | 0 | 0 | 0 | 0 | 0 | 0 | 460.8911 | 4892 | 485.1485 | 462.1594 | 0 | 0 | 0 | 0 | 0 | 947.3079 | 4892 | 485.1485 | 462.1594 | 0 | 0 | 0 | 0 | 0 | 947.3079 | 4892 | 485.1485 | 462.1594 | 0 | 0 | 0 | 0 | 0 | 947.3079 | 4892 | 493.2343 | 924.3189 | 0 | 0 | 0 | 0 | 0 | 0 | 0 | 1417.5532 | 4892 | 493.2343 | 924.3189 | 0 | 17 | 0 | 0 | 0 | 0 | 0 | 1434.5532 | 4892 | 493.2343 | 924.3189 | 0 | 0 | 0 | 0 | 0 | 0 | 0 | 1417.5532
4895 | 78.6733 | 49.3737 | 61.1568 | 38.0227 | 36.2747 | 37.0281 | 30.0142 | 28.8088 | 29.3538 | 4895 | 687.3787 | 687.3787 | 687.3787 | 806.3481 | 806.3481 | 806.3481 | 912.0986 | 912.0986 | 912.0986 | 4893 | 460.8911 | 0 | 0 | 0 | 0 | 0 | 150 | 610.8911 |  | 4893 | 460.8911 | 0 | 0 | 0 | 0 | 0 | 0 | 460.8911 | 4893 | 460.8911 | 0 | 0 | 0 | 0 | 0 | 0 | 460.8911 | 4893 | 485.1485 | 449.0414 | 0 | 0 | 0 | 0 | 0 | 934.1899 | 4893 | 485.1485 | 449.0414 | 0 | 0 | 0 | 0 | 0 | 934.1899 | 4893 | 485.1485 | 449.0414 | 0 | 0 | 0 | 0 | 0 | 934.1899 | 4893 | 493.2343 | 898.0827 | 0 | 0 | 0 | 0 | 0 | 0 | 0 | 1391.3171 | 4893 | 493.2343 | 898.0827 | 0 | 17 | 0 | 0 | 0 | 0 | 0 | 1408.3171 | 4893 | 493.2343 | 898.0827 | 0 | 0 | 0 | 0 | 0 | 0 | 0 | 1391.3171
4896 | 78.6733 | 49.3737 | 61.1568 | 37.7061 | 36.2747 | 37.0281 | 30.0142 | 28.8088 | 29.3538 | 4896 | 661.838 | 661.838 | 661.838 | 776.3868 | 776.3868 | 776.3868 | 878.2081 | 878.2081 | 878.2081 | 4894 | 376.2376 | 0 | 0 | 0 | 0 | 0 | 150 | 526.2376 |  | 4894 | 376.2376 | 0 | 0 | 0 | 0 | 0 | 0 | 376.2376 | 4894 | 376.2376 | 0 | 0 | 0 | 0 | 0 | 0 | 376.2376 | 4894 | 396.0396 | 421.7962 | 0 | 0 | 0 | 0 | 0 | 817.8358 | 4894 | 396.0396 | 421.7962 | 0 | 0 | 0 | 0 | 0 | 817.8358 | 4894 | 396.0396 | 421.7962 | 0 | 0 | 0 | 0 | 0 | 817.8358 | 4894 | 402.6403 | 843.5923 | 0 | 0 | 0 | 0 | 0 | 0 | 0 | 1246.2326 | 4894 | 402.6403 | 843.5923 | 0 | 17 | 0 | 0 | 0 | 0 | 0 | 1263.2326 | 4894 | 402.6403 | 843.5923 | 0 | 0 | 0 | 0 | 0 | 0 | 0 | 1246.2326
4897 | 78.6733 | 49.3737 | 61.1568 | 38.1037 | 36.2747 | 37.0281 | 30.0142 | 28.8088 | 29.3538 | 4897 | 647.4019 | 647.4019 | 647.4019 | 759.4522 | 759.4522 | 759.4522 | 859.0525 | 859.0525 | 859.0525 | 4895 | 291.5842 | 0 | 0 | 0 | 0 | 0 | 150 | 441.5842 |  | 4895 | 291.5842 | 0 | 0 | 0 | 0 | 0 | 0 | 291.5842 | 4895 | 291.5842 | 0 | 0 | 0 | 0 | 0 | 0 | 291.5842 | 4895 | 306.9307 | 382.442 | 0 | 0 | 0 | 0 | 0 | 689.3727 | 4895 | 306.9307 | 382.442 | 0 | 0 | 0 | 0 | 0 | 689.3727 | 4895 | 306.9307 | 382.442 | 0 | 0 | 0 | 0 | 0 | 689.3727 | 4895 | 312.0462 | 764.884 | 0 | 0 | 0 | 0 | 0 | 0 | 0 | 1076.9302 | 4895 | 312.0462 | 764.884 | 0 | 17 | 0 | 0 | 0 | 0 | 0 | 1093.9302 | 4895 | 312.0462 | 764.884 | 0 | 0 | 0 | 0 | 0 | 0 | 0 | 1076.9302
4898 | 78.6733 | 49.3737 | 61.1568 | 38.1037 | 36.2747 | 37.0281 | 30.0142 | 28.8088 | 29.5426 | 4898 | 618.5298 | 618.5298 | 618.5298 | 725.583 | 725.583 | 725.583 | 820.7414 | 820.7414 | 820.7414 | 4896 | 253.9604 | 0 | 0 | 0 | 0 | 0 | 150 | 403.9604 |  | 4896 | 253.9604 | 0 | 0 | 0 | 0 | 0 | 0 | 253.9604 | 4896 | 253.9604 | 0 | 0 | 0 | 0 | 0 | 0 | 253.9604 | 4896 | 267.3267 | 337.0333 | 0 | 0 | 0 | 0 | 0 | 604.36 | 4896 | 267.3267 | 337.0333 | 0 | 0 | 0 | 0 | 0 | 604.36 | 4896 | 267.3267 | 337.0333 | 0 | 0 | 0 | 0 | 0 | 604.36 | 4896 | 271.7822 | 674.0666 | 0 | 0 | 0 | 0 | 0 | 0 | 0 | 945.8488 | 4896 | 271.7822 | 674.0666 | 0 | 17 | 0 | 0 | 0 | 0 | 0 | 962.8488 | 4896 | 271.7822 | 674.0666 | 0 | 0 | 0 | 0 | 0 | 0 | 0 | 945.8488
4899 | 78.6733 | 49.3737 | 61.1568 | 38.1037 | 36.2747 | 37.0281 | 30.0142 | 28.8088 | 29.4769 | 4899 | 614.0879 | 614.0879 | 614.0879 | 720.3723 | 720.3723 | 720.3723 | 814.8474 | 814.8474 | 814.8474 | 4897 | 206.9307 | 0 | 0 | 0 | 0 | 0 | 150 | 356.9307 |  | 4897 | 206.9307 | 0 | 0 | 0 | 0 | 0 | 0 | 206.9307 | 4897 | 206.9307 | 0 | 0 | 0 | 0 | 0 | 0 | 206.9307 | 4897 | 217.8218 | 285.5701 | 0 | 0 | 0 | 0 | 0 | 503.3919 | 4897 | 217.8218 | 285.5701 | 0 | 0 | 0 | 0 | 0 | 503.3919 | 4897 | 217.8218 | 285.5701 | 0 | 0 | 0 | 0 | 0 | 503.3919 | 4897 | 221.4521 | 571.1403 | 0 | 0 | 0 | 0 | 0 | 0 | 0 | 792.5924 | 4897 | 221.4521 | 571.1403 | 0 | 17 | 0 | 0 | 0 | 0 | 0 | 809.5924 | 4897 | 221.4521 | 571.1403 | 0 | 0 | 0 | 0 | 0 | 0 | 0 | 792.5924
4900 | 78.6733 | 49.3737 | 61.1568 | 38.1037 | 36.2747 | 37.0281 | 30.0142 | 28.8088 | 29.5426 | 4900 | 655.1752 | 655.1752 | 655.1752 | 768.5709 | 768.5709 | 768.5709 | 869.367 | 869.367 | 869.367 | 4898 | 159.901 | 0 | 0 | 0 | 0 | 0 | 150 | 309.901 |  | 4898 | 159.901 | 0 | 0 | 0 | 0 | 0 | 0 | 159.901 | 4898 | 159.901 | 0 | 0 | 0 | 0 | 0 | 0 | 159.901 | 4898 | 168.3168 | 235.116 | 0 | 0 | 0 | 0 | 0 | 403.4329 | 4898 | 168.3168 | 235.116 | 0 | 0 | 0 | 0 | 0 | 403.4329 | 4898 | 168.3168 | 235.116 | 0 | 0 | 0 | 0 | 0 | 403.4329 | 4898 | 171.1221 | 470.2321 | 0 | 0 | 0 | 0 | 0 | 0 | 0 | 641.3542 | 4898 | 171.1221 | 470.2321 | 0 | 17 | 0 | 0 | 0 | 0 | 0 | 658.3542 | 4898 | 171.1221 | 470.2321 | 0 | 0 | 0 | 0 | 0 | 0 | 0 | 641.3542
4901 | 69.494 | 49.3737 | 61.1568 | 37.6019 | 36.2747 | 37.0281 | 30.0142 | 28.8088 | 29.5426 | 4901 | 718.4717 | 718.4717 | 718.4717 | 842.8226 | 842.8226 | 842.8226 | 953.3567 | 953.3567 | 953.3567 | 4899 | 112.8713 | 0 | 25.4296 | 0 | 0 | 0 | 150 | 288.3008 |  | 4899 | 112.8713 | 0 | 25.4296 | 0 | 0 | 0 | 0 | 138.3008 | 4899 | 112.8713 | 0 | 25.4296 | 0 | 0 | 0 | 0 | 138.3008 | 4899 | 118.8119 | 189.7074 | 27.4914 | 0 | 0 | 0 | 0 | 336.0107 | 4899 | 118.8119 | 189.7074 | 27.4914 | 0 | 0 | 0 | 0 | 336.0107 | 4899 | 118.8119 | 189.7074 | 27.4914 | 0 | 0 | 0 | 0 | 336.0107 | 4899 | 120.7921 | 379.4147 | 34.3643 | 0 | 0 | 0 | 0 | 0 | 0 | 534.5711 | 4899 | 120.7921 | 379.4147 | 34.3643 | 17 | 0 | 0 | 0 | 0 | 0 | 551.5711 | 4899 | 120.7921 | 379.4147 | 34.3643 | 0 | 0 | 0 | 0 | 0 | 0 | 534.5711
4902 | 35.5908 | 35.5908 | 38.9645 | 35.2711 | 35.2711 | 35.2711 | 29.4762 | 28.8088 | 29.3538 | 4902 | 754.0067 | 754.0067 | 754.0067 | 884.5078 | 884.5078 | 884.5078 | 1000.5088 | 1000.5088 | 1000.5088 | 4900 | 94.0594 | 0 | 86.4605 | 0 | 0 | 0 | 150 | 330.5199 |  | 4900 | 94.0594 | 0 | 86.4605 | 0 | 0 | 0 | 0 | 180.5199 | 4900 | 94.0594 | 0 | 86.4605 | 0 | 0 | 0 | 0 | 180.5199 | 4900 | 99.0099 | 142.2805 | 93.4708 | 0 | 0 | 0 | 0 | 334.7612 | 4900 | 99.0099 | 142.2805 | 93.4708 | 0 | 0 | 0 | 0 | 334.7612 | 4900 | 99.0099 | 142.2805 | 93.4708 | 0 | 0 | 0 | 0 | 334.7612 | 4900 | 100.6601 | 284.561 | 116.8385 | 0 | 0 | 0 | 0 | 0 | 0 | 502.0596 | 4900 | 100.6601 | 284.561 | 116.8385 | 17 | 0 | 0 | 0 | 0 | 0 | 519.0596 | 4900 | 100.6601 | 284.561 | 116.8385 | 0 | 0 | 0 | 0 | 0 | 0 | 502.0596
4903 | 29.4202 | 29.4202 | 32.1617 | 22.8974 | 22.8974 | 22.8974 | 17.7619 | 17.7619 | 17.7619 | 4903 | 1141.1829 | 935.2534 | 806.1986 | 1342.8365 | 1342.8365 | 1342.8365 | 1069.7635 | 1069.7635 | 1069.7635 | 4901 | 103.4653 | 0 | 259.3814 | 0 | 0 | 0 | 0 | 362.8468 |  | 4901 | 103.4653 | 0 | 259.3814 | 0 | 0 | 0 | 0 | 362.8468 | 4901 | 103.4653 | 0 | 259.3814 | 0 | 0 | 0 | 0 | 362.8468 | 4901 | 108.9109 | 101.9173 | 280.4124 | 0 | 0 | 0 | 0 | 491.2405 | 4901 | 108.9109 | 101.9173 | 280.4124 | 0 | 0 | 0 | 0 | 491.2405 | 4901 | 108.9109 | 101.9173 | 280.4124 | 0 | 0 | 0 | 0 | 491.2405 | 4901 | 110.7261 | 203.8345 | 350.5155 | 0 | 0 | 0 | 0 | 0 | 0 | 665.076 | 4901 | 110.7261 | 203.8345 | 350.5155 | 17 | 0 | 0 | 0 | 0 | 0 | 682.076 | 4901 | 110.7261 | 203.8345 | 350.5155 | 0 | 0 | 0 | 0 | 0 | 0 | 665.076
4904 | 18.6145 | 20.9838 | 20.9838 | 16.2384 | 17.8837 | 17.8837 | 0.29885 | 1.4071 | 1.4071 | 4904 | 1227.4775 | 1227.4775 | 1227.4775 | 1439.9255 | 1439.9255 | 1439.9255 | 1628.7682 | 1628.7682 | 1628.7682 | 4902 | 159.901 | 0 | 589.9656 | 0 | 0 | 0 | 0 | 749.8666 |  | 4902 | 159.901 | 0 | 589.9656 | 0 | 0 | 0 | 0 | 749.8666 | 4902 | 159.901 | 0 | 589.9656 | 0 | 0 | 0 | 0 | 749.8666 | 4902 | 168.3168 | 83.7538 | 637.8007 | 0 | 0 | 0 | 0 | 889.8713 | 4902 | 168.3168 | 83.7538 | 637.8007 | 0 | 0 | 0 | 0 | 889.8713 | 4902 | 168.3168 | 83.7538 | 637.8007 | 0 | 0 | 0 | 0 | 889.8713 | 4902 | 171.1221 | 167.5076 | 797.2509 | 0 | 0 | 0 | 0 | 0 | 0 | 1135.8805 | 4902 | 171.1221 | 167.5076 | 797.2509 | 17 | 0 | 0 | 0 | 0 | 0 | 1152.8805 | 4902 | 171.1221 | 167.5076 | 797.2509 | 0 | 0 | 0 | 0 | 0 | 0 | 1135.8805
4905 | 14.9898 | 16.2384 | 16.2384 | 7.3621 | 7.3621 | 7.3621 | 0.01 | 0.01 | 0.01 | 4905 | 1243.024 | 1243.024 | 1243.024 | 1458.1628 | 1458.1628 | 1458.1628 | 1649.3973 | 1649.3973 | 1649.3973 | 4903 | 235.1485 | 0 | 890.0344 | 0 | 0 | 0 | 0 | 1125.1829 |  | 4903 | 235.1485 | 0 | 890.0344 | 0 | 0 | 0 | 0 | 1125.1829 | 4903 | 235.1485 | 0 | 890.0344 | 0 | 0 | 0 | 0 | 1125.1829 | 4903 | 247.5248 | 80.7265 | 962.1993 | 0 | 0 | 0 | 0 | 1290.4506 | 4903 | 247.5248 | 80.7265 | 962.1993 | 0 | 0 | 0 | 0 | 1290.4506 | 4903 | 247.5248 | 80.7265 | 962.1993 | 0 | 0 | 0 | 0 | 1290.4506 | 4903 | 251.6502 | 161.4531 | 1202.7491 | 0 | 0 | 0 | 0 | 0 | 0 | 1615.8524 | 4903 | 251.6502 | 161.4531 | 1202.7491 | 17 | 0 | 0 | 0 | 0 | 0 | 1632.8524 | 4903 | 251.6502 | 161.4531 | 1202.7491 | 0 | 0 | 0 | 0 | 0 | 0 | 1615.8524
4906 | 14.9898 | 14.9898 | 14.9898 | 6.4125 | 6.4125 | 6.4125 | 0.01 | 0.01 | 0.01 | 4906 | 1244.1345 | 1244.1345 | 1244.1345 | 1459.4655 | 1459.4655 | 1459.4655 | 1650.8708 | 1650.8708 | 1650.8708 | 4904 | 291.5842 | 0 | 1093.4708 | 0 | 0 | 0 | 0 | 1385.0549 |  | 4904 | 291.5842 | 0 | 1093.4708 | 0 | 0 | 0 | 0 | 1385.0549 | 4904 | 291.5842 | 0 | 1093.4708 | 0 | 0 | 0 | 0 | 1385.0549 | 4904 | 306.9307 | 84.7629 | 1182.1306 | 0 | 0 | 0 | 0 | 1573.8241 | 4904 | 306.9307 | 84.7629 | 1182.1306 | 0 | 0 | 0 | 0 | 1573.8241 | 4904 | 306.9307 | 84.7629 | 1182.1306 | 0 | 0 | 0 | 0 | 1573.8241 | 4904 | 312.0462 | 169.5257 | 1477.6632 | 0 | 0 | 0 | 0 | 0 | 0 | 1959.2352 | 4904 | 312.0462 | 169.5257 | 1477.6632 | 17 | 0 | 0 | 0 | 0 | 0 | 1976.2352 | 4904 | 312.0462 | 169.5257 | 1477.6632 | 0 | 0 | 0 | 0 | 0 | 0 | 1959.2352
4907 | 14.9898 | 14.9898 | 14.9898 | 6.4125 | 6.4125 | 5.5977 | 0.01 | 0.01 | 0.01 | 4907 | 1254.1287 | 1254.1287 | 1254.1287 | 1471.1894 | 1471.1894 | 1471.1894 | 1664.1323 | 1664.1323 | 1664.1323 | 4905 | 348.0198 | 0 | 1134.1581 | 0 | 0 | 0 | 0 | 1482.1779 |  | 4905 | 348.0198 | 0 | 1134.1581 | 0 | 0 | 0 | 0 | 1482.1779 | 4905 | 348.0198 | 0 | 1134.1581 | 0 | 0 | 0 | 0 | 1482.1779 | 4905 | 366.3366 | 90.8174 | 1226.1168 | 0 | 0 | 0 | 0 | 1683.2708 | 4905 | 366.3366 | 90.8174 | 1226.1168 | 0 | 0 | 0 | 0 | 1683.2708 | 4905 | 366.3366 | 90.8174 | 1226.1168 | 0 | 0 | 0 | 0 | 1683.2708 | 4905 | 372.4422 | 181.6347 | 1532.646 | 0 | 0 | 0 | 0 | 0 | 0 | 2086.723 | 4905 | 372.4422 | 181.6347 | 1532.646 | 17 | 0 | 0 | 0 | 0 | 0 | 2103.723 | 4905 | 372.4422 | 181.6347 | 1532.646 | 0 | 0 | 0 | 0 | 0 | 0 | 2086.723
4908 | 14.9898 | 14.9898 | 14.9898 | 6.4125 | 6.4125 | 5.5977 | 0.01 | 0.01 | 0.01 | 4908 | 1244.1345 | 1244.1345 | 1244.1345 | 1459.4655 | 1459.4655 | 1459.4655 | 1650.8708 | 1650.8708 | 1650.8708 | 4906 | 376.2376 | 0 | 1139.244 | 0 | 0 | 0 | 0 | 1515.4816 |  | 4906 | 376.2376 | 0 | 1139.244 | 0 | 0 | 0 | 0 | 1515.4816 | 4906 | 376.2376 | 0 | 1139.244 | 0 | 0 | 0 | 0 | 1515.4816 | 4906 | 396.0396 | 98.89 | 1231.6151 | 0 | 0 | 0 | 0 | 1726.5447 | 4906 | 396.0396 | 98.89 | 1231.6151 | 0 | 0 | 0 | 0 | 1726.5447 | 4906 | 396.0396 | 98.89 | 1231.6151 | 0 | 0 | 0 | 0 | 1726.5447 | 4906 | 402.6403 | 197.78 | 1539.5189 | 0 | 0 | 0 | 0 | 0 | 0 | 2139.9392 | 4906 | 402.6403 | 197.78 | 1539.5189 | 17 | 0 | 0 | 0 | 0 | 0 | 2156.9392 | 4906 | 402.6403 | 197.78 | 1539.5189 | 0 | 0 | 0 | 0 | 0 | 0 | 2139.9392