3592 | -1000 | 322.8489 | -677.1511 | 3592 | -1000 | -177.1511 | -1177.1511 | 3592 | -1000 | -177.1511 | -1177.1511 | 3592 | -1709.8969 | 783.4957 | -926.4012 | 3592 | -1709.8969 | 779.3403 | -930.5565 | 3592 | -1709.8969 | 779.3403 | -930.5565 | 3592 | -1808.8068 | 948.6545 | -860.1523 | 3592 | -1808.8068 | 948.6545 | -860.1523 | 3592 | -1808.8068 | 948.6545 | -860.1523
3593 | -1000 | 136.6909 | -863.3091 | 3593 | -1000 | 349.7807 | -650.2193 | 3593 | -1000 | -45.9575 | -1045.9575 | 3593 | -1885.1438 | 1053.9386 | -831.2053 | 3593 | -1824.1409 | 992.9356 | -831.2053 | 3593 | -1824.1409 | 992.9356 | -831.2053 | 3593 | -1835.8109 | 991.3346 | -844.4763 | 3593 | -2000 | 1155.5237 | -844.4763 | 3593 | -1835.8109 | 991.3346 | -844.4763
3594 | 190.0263 | -1016 | -825.9737 | 3594 | 190.0263 | -1016 | -825.9737 | 3594 | 190.0263 | -1016 | -825.9737 | 3594 | 734.2188 | -1716 | -981.7812 | 3594 | 734.2188 | -1716 | -981.7812 | 3594 | 734.2188 | -1716 | -981.7812 | 3594 | 764.5248 | -1716 | -951.4752 | 3594 | 764.5248 | -1716 | -951.4752 | 3594 | 764.5248 | -1716 | -951.4752
3595 | 534.7984 | -1016 | -481.2016 | 3595 | 1000 | -1016 | -16 | 3595 | 808.8771 | -1016 | -207.1229 | 3595 | 827.9951 | -1716 | -888.0049 | 3595 | 827.9951 | -1716 | -888.0049 | 3595 | 857.8928 | -1716 | -858.1072 | 3595 | 972.489 | -1716 | -743.511 | 3595 | 1151.3913 | -1716 | -564.6087 | 3595 | 1197.489 | -1716 | -518.511
3596 | 1000 | -1016 | -16 | 3596 | 1000 | -1016 | -16 | 3596 | 1000 | -1016 | -16 | 3596 | 875.5795 | -1716 | -840.4205 | 3596 | 875.5795 | -1716 | -840.4205 | 3596 | 875.5795 | -1716 | -840.4205 | 3596 | 841.4433 | -1716 | -874.5567 | 3596 | 1057.1856 | -1716 | -658.8144 | 3596 | 841.4433 | -1716 | -874.5567
3597 | 1000 | -1016 | -16 | 3597 | 1000 | -1016 | -16 | 3597 | 988.1858 | -1016 | -27.8142 | 3597 | 894.8068 | -1716 | -821.1932 | 3597 | 865.8261 | -1716 | -850.1739 | 3597 | 865.8261 | -1716 | -850.1739 | 3597 | 799.9815 | -1716 | -916.0185 | 3597 | 1280.7502 | -1716 | -435.2498 | 3597 | 972.1963 | -1716 | -743.8037
3598 | 396.8369 | -1016 | -619.1631 | 3598 | 1000 | -1016 | -16 | 3598 | 896.8369 | -1016 | -119.1631 | 3598 | 843.3659 | -1716 | -872.6341 | 3598 | 843.3659 | -1716 | -872.6341 | 3598 | 1025.3798 | -1716 | -690.6202 | 3598 | 779.543 | -1716 | -936.457 | 3598 | 1368.7581 | -1716 | -347.2419 | 3598 | 1253.9407 | -1716 | -462.0593
3599 | 374.2375 | -1016 | -641.7625 | 3599 | 475.7236 | -1016 | -540.2764 | 3599 | 374.2375 | -1016 | -641.7625 | 3599 | 1004.0747 | -1716 | -711.9253 | 3599 | 1454.0747 | -1716 | -261.9253 | 3599 | 1229.0747 | -1716 | -486.9253 | 3599 | 841.923 | -1716 | -874.077 | 3599 | 847.0971 | -1716 | -868.9029 | 3599 | 699.7008 | -1716 | -1016.2992
3600 | 395.8585 | -1016 | -620.1415 | 3600 | 395.8585 | -1016 | -620.1415 | 3600 | 395.8585 | -1016 | -620.1415 | 3600 | 1211.6074 | -1716 | -504.3926 | 3600 | 1436.6074 | -1716 | -279.3926 | 3600 | 1331.6136 | -1716 | -384.3864 | 3600 | 732.0299 | -1716 | -983.9701 | 3600 | 1232.0299 | -1716 | -483.9701 | 3600 | 1162.7059 | -1716 | -553.2941
3601 | 423.6202 | -1016 | -592.3798 | 3601 | 423.6202 | -1016 | -592.3798 | 3601 | 423.6202 | -1016 | -592.3798 | 3601 | 880.0156 | -1716 | -835.9844 | 3601 | 1542.483 | -1716 | -173.517 | 3601 | 1372.2528 | -1716 | -343.7472 | 3601 | 925.0874 | -1716 | -790.9126 | 3601 | 1414.1042 | -1716 | -301.8958 | 3601 | 1285.0127 | -1716 | -430.9873
3602 | 456.4678 | -1016 | -559.5322 | 3602 | 1000 | -1016 | -16 | 3602 | 456.4678 | -1016 | -559.5322 | 3602 | 1291.0337 | -1716 | -424.9663 | 3602 | 1823.8465 | -1716 | 107.8465 | 3602 | 1418.3903 | -1716 | -297.6097 | 3602 | 1605.9861 | -1716 | -110.0139 | 3602 | 1465.3246 | -1716 | -250.6754 | 3602 | 1344.8685 | -1716 | -371.1315
3603 | 458.7552 | -1016 | -557.2448 | 3603 | 1000 | -1016 | -16 | 3603 | 958.7552 | -1016 | -57.2448 | 3603 | 1576.6637 | -1716 | -139.3363 | 3603 | 1428.8983 | -1716 | -287.1017 | 3603 | 1661.9983 | -1716 | -54.0017 | 3603 | 1467.4461 | -1716 | -248.5539 | 3603 | 1962.6219 | -1716 | 246.6219 | 3603 | 1513.5438 | -1716 | -202.4562
3604 | 1000 | -1016 | -16 | 3604 | 1000 | -1016 | -16 | 3604 | 985.6994 | -1016 | -30.3006 | 3604 | 1292.3646 | -1716 | -423.6354 | 3604 | 1742.3646 | -1716 | 26.3646 | 3604 | 1414.1955 | -1716 | -301.8045 | 3604 | 1065.9301 | -1716 | -650.0699 | 3604 | 1515.9301 | -1716 | -200.0699 | 3604 | 1234.5555 | -1716 | -481.4445
3605 | 479.3863 | -1016 | -536.6137 | 3605 | 1000 | -1016 | -16 | 3605 | 946.0937 | -1016 | -69.9063 | 3605 | 934.3373 | -1716 | -781.6627 | 3605 | 934.3373 | -1716 | -781.6627 | 3605 | 934.3373 | -1716 | -781.6627 | 3605 | 893.8771 | -1716 | -822.1229 | 3605 | 893.8771 | -1716 | -822.1229 | 3605 | 893.8771 | -1716 | -822.1229
3606 | 596.0299 | -1016 | -419.9701 | 3606 | 386.1557 | -1016 | -629.8443 | 3606 | 386.1557 | -1016 | -629.8443 | 3606 | 1099.6533 | -1716 | -616.3467 | 3606 | 1099.6533 | -1716 | -616.3467 | 3606 | 1099.6533 | -1716 | -616.3467 | 3606 | 878.7916 | -1685.9709 | -807.1792 | 3606 | 878.7916 | -1481.3584 | -602.5668 | 3606 | 878.7916 | -1588.2519 | -709.4602
3607 | 464.4384 | -990.8939 | -526.4554 | 3607 | 385.2828 | -1016 | -630.7172 | 3607 | 385.2828 | -1016 | -630.7172 | 3607 | 212.6828 | -989.5868 | -776.904 | 3607 | 212.6828 | -989.5868 | -776.904 | 3607 | 212.6828 | -1012.2178 | -799.535 | 3607 | -118.5595 | -510.5127 | -629.0722 | 3607 | -118.5595 | -510.5127 | -629.0722 | 3607 | -118.5595 | -510.5127 | -629.0722
3608 | -919.5437 | 548.3529 | -371.1908 | 3608 | -919.5437 | 48.3529 | -871.1908 | 3608 | -919.5437 | 48.3529 | -871.1908 | 3608 | -197.8809 | -381.1909 | -579.0719 | 3608 | -197.8809 | -881.1909 | -1079.0719 | 3608 | -197.8809 | -881.1909 | -1079.0719 | 3608 | -1408.4606 | 1047.5424 | -360.9183 | 3608 | -1408.4606 | 547.5424 | -860.9183 | 3608 | -1408.4606 | 547.5424 | -860.9183
3609 | -920.7247 | 515.8647 | -404.86 | 3609 | -920.7247 | 15.8647 | -904.86 | 3609 | -920.7247 | 15.8647 | -904.86 | 3609 | -113.7857 | -1716 | -1829.7857 | 3609 | -523.7857 | -720.5615 | -1244.3472 | 3609 | -523.7857 | -565.666 | -1089.4517 | 3609 | -1425.9284 | 1074.3271 | -351.6013 | 3609 | -1425.9284 | -52.6513 | -1478.5797 | 3609 | -1425.9284 | 574.3271 | -851.6013
3610 | -221.9333 | -220.4602 | -442.3935 | 3610 | -308.3855 | -1016 | -1324.3855 | 3610 | -221.9333 | -720.4602 | -942.3935 | 3610 | 634.2109 | -1716 | -1081.7891 | 3610 | 106.9057 | -1716 | -1609.0943 | 3610 | 517.1522 | -1716 | -1198.8478 | 3610 | -1447.7813 | 1099.624 | -348.1574 | 3610 | -1447.7813 | -400.376 | -1848.1574 | 3610 | -1447.7813 | 599.624 | -848.1574
3611 | -878.643 | -1016 | -1894.643 | 3611 | -878.643 | -1016 | -1894.643 | 3611 | -878.643 | -529.7366 | -1408.3797 | 3611 | 466.7424 | -1716 | -1249.2576 | 3611 | -104.2831 | -1716 | -1820.2831 | 3611 | 334.8015 | -1716 | -1381.1985 | 3611 | -1381.6341 | 847.3749 | -534.2592 | 3611 | -1381.6341 | 347.3749 | -1034.2592 | 3611 | -1381.6341 | 201.2262 | -1180.4079
3612 | -488.4431 | -1016 | -1504.4431 | 3612 | -595.1379 | -1016 | -1611.1379 | 3612 | -488.4431 | -1016 | -1504.4431 | 3612 | 747.3321 | -1716 | -968.6679 | 3612 | 247.3321 | -1716 | -1468.6679 | 3612 | 247.3321 | -1716 | -1468.6679 | 3612 | -461.8692 | -1716 | -2177.8692 | 3612 | -766.7846 | -411.0846 | -1177.8692 | 3612 | -732.1756 | -445.6935 | -1177.8692
3613 | -887.7689 | -818.176 | -1705.9449 | 3613 | -887.7689 | -1016 | -1903.7689 | 3613 | -887.7689 | -743.2204 | -1630.9893 | 3613 | 363.7927 | -1716 | -1352.2073 | 3613 | -309.8258 | -1716 | -2025.8258 | 3613 | -66.3227 | -1716 | -1782.3227 | 3613 | -1371.0563 | -351.2956 | -1722.3518 | 3613 | -1371.0563 | 89.1721 | -1281.8842 | 3613 | -1371.0563 | 89.1721 | -1281.8842
3614 | -157.6739 | -1016 | -1173.6739 | 3614 | -657.6739 | -1016 | -1673.6739 | 3614 | -657.6739 | -1016 | -1673.6739 | 3614 | 571.552 | -1716 | -1144.448 | 3614 | 71.552 | -1716 | -1644.448 | 3614 | 71.552 | -1716 | -1644.448 | 3614 | -1230.0307 | 404.2635 | -825.7673 | 3614 | -1304.4455 | -21.3217 | -1325.7673 | 3614 | -1304.4455 | -254.4217 | -1558.8673
3615 | 149.3583 | -1016 | -866.6417 | 3615 | 79.3469 | -1016 | -936.6531 | 3615 | 79.3469 | -1016 | -936.6531 | 3615 | 961.4651 | -1716 | -754.5349 | 3615 | 961.4651 | -1716 | -754.5349 | 3615 | 961.4651 | -1716 | -754.5349 | 3615 | 818.3612 | -1716 | -897.6388 | 3615 | 338.6852 | -1716 | -1377.3148 | 3615 | 338.6852 | -1716 | -1377.3148
3616 | 366.223 | -1016 | -649.777 | 3616 | 806.4828 | -1016 | -209.5172 | 3616 | 473.6882 | -1016 | -542.3118 | 3616 | 1076.8044 | -1716 | -639.1956 | 3616 | 1076.8044 | -1716 | -639.1956 | 3616 | 1076.8044 | -1716 | -639.1956 | 3616 | 1232.8547 | -1716 | -483.1453 | 3616 | 1232.8547 | -1716 | -483.1453 | 3616 | 1232.8547 | -1716 | -483.1453
3617 | 481.8054 | -1016 | -534.1946 | 3617 | 1000 | -1016 | -16 | 3617 | 981.8054 | -1016 | -34.1946 | 3617 | 1180.4871 | -1716 | -535.5129 | 3617 | 1180.4871 | -1716 | -535.5129 | 3617 | 1180.4871 | -1716 | -535.5129 | 3617 | 1480.3108 | -1716 | -235.6892 | 3617 | 1480.3108 | -1716 | -235.6892 | 3617 | 1480.3108 | -1716 | -235.6892
3618 | 562.876 | -1016 | -453.124 | 3618 | 1000 | -1016 | -16 | 3618 | 912.4232 | -1016 | -103.5768 | 3618 | 1212.815 | -1716 | -503.185 | 3618 | 1712.815 | -1716 | -3.185 | 3618 | 1712.815 | -1716 | -3.185 | 3618 | 1483.0626 | -1716 | -232.9374 | 3618 | 1983.0626 | -1716 | 267.0626 | 3618 | 1961.9848 | -1716 | 245.9848
3619 | 841.8612 | -1016 | -174.1388 | 3619 | 1000 | -1016 | -16 | 3619 | 883.119 | -1016 | -132.881 | 3619 | 1458.2114 | -1716 | -257.7886 | 3619 | 1617.4266 | -1716 | -98.5734 | 3619 | 1551.3288 | -1716 | -164.6712 | 3619 | 1191.9858 | -1716 | -524.0142 | 3619 | 1691.9858 | -1716 | -24.0142 | 3619 | 1691.9858 | -1716 | -24.0142
3620 | 749.4041 | -1016 | -266.5959 | 3620 | 1000 | -1016 | -16 | 3620 | 829.3565 | -1016 | -186.6435 | 3620 | 1577.2821 | -1716 | -138.7179 | 3620 | 1614.0544 | -1716 | -101.9456 | 3620 | 1577.2821 | -1716 | -138.7179 | 3620 | 1332.1269 | -1716 | -383.8731 | 3620 | 1588.8703 | -1716 | -127.1297 | 3620 | 1477.6799 | -1716 | -238.3201
3621 | 950.639 | -1016 | -65.361 | 3621 | 1000 | -1016 | -16 | 3621 | 1000 | -1016 | -16 | 3621 | 1853.7107 | -1716 | 137.7107 | 3621 | 1866.5838 | -1716 | 150.5838 | 3621 | 1508.5572 | -1716 | -207.4428 | 3621 | 1720.4703 | -1716 | 4.4703 | 3621 | 2000 | -1716 | 284 | 3621 | 1536.0794 | -1716 | -179.9206
3622 | 772.1547 | -1016 | -243.8453 | 3622 | 1000 | -1016 | -16 | 3622 | 1000 | -1016 | -16 | 3622 | 900.3263 | -1716 | -815.6737 | 3622 | 2000 | -1716 | 284 | 3622 | 1400.3263 | -1716 | -315.6737 | 3622 | 1728.1851 | -1716 | 12.1851 | 3622 | 1920.0963 | -1716 | 204.0963 | 3622 | 1514.9868 | -1716 | -201.0132
3623 | 602.201 | -1016 | -413.799 | 3623 | 1000 | -1016 | -16 | 3623 | 1000 | -1016 | -16 | 3623 | 1122.2844 | -1716 | -593.7156 | 3623 | 1622.2844 | -1716 | -93.7156 | 3623 | 1622.2844 | -1716 | -93.7156 | 3623 | 1099.6306 | -1716 | -616.3694 | 3623 | 1679.9804 | -1716 | -36.0196 | 3623 | 1599.6306 | -1716 | -116.3694
3624 | 642.1117 | -1016 | -373.8883 | 3624 | 1000 | -1016 | -16 | 3624 | 1000 | -1016 | -16 | 3624 | 1186.0095 | -1716 | -529.9905 | 3624 | 1686.0095 | -1716 | -29.9905 | 3624 | 1686.0095 | -1716 | -29.9905 | 3624 | 1186.1043 | -1716 | -529.8957 | 3624 | 1686.1043 | -1716 | -29.8957 | 3624 | 1686.1043 | -1716 | -29.8957
3625 | 688.6192 | -1016 | -327.3808 | 3625 | 1000 | -1016 | -16 | 3625 | 961.2936 | -1016 | -54.7064 | 3625 | 1289.5161 | -1716 | -426.4839 | 3625 | 1789.5161 | -1716 | 73.5161 | 3625 | 1676.3515 | -1716 | -39.6485 | 3625 | 1345.119 | -1716 | -370.881 | 3625 | 1845.119 | -1716 | 129.119 | 3625 | 1832.6197 | -1716 | 116.6197
3626 | 717.0249 | -1016 | -298.9751 | 3626 | 932.6543 | -1016 | -83.3457 | 3626 | 717.0249 | -1016 | -298.9751 | 3626 | 1375.8517 | -1716 | -340.1483 | 3626 | 1875.8517 | -1716 | 159.8517 | 3626 | 1875.8517 | -1716 | 159.8517 | 3626 | 1489.8981 | -1716 | -226.1019 | 3626 | 1503.9102 | -1716 | -212.0898 | 3626 | 1489.8981 | -1716 | -226.1019
3627 | 719.7787 | -1016 | -296.2213 | 3627 | 1000 | -1016 | -16 | 3627 | 1000 | -1016 | -16 | 3627 | 1432.7834 | -1716 | -283.2166 | 3627 | 1432.7834 | -1716 | -283.2166 | 3627 | 1456.7146 | -1716 | -259.2854 | 3627 | 1527.889 | -1716 | -188.111 | 3627 | 1527.889 | -1716 | -188.111 | 3627 | 1527.889 | -1716 | -188.111
3628 | 516.0481 | -1016 | -499.9519 | 3628 | 1000 | -1016 | -16 | 3628 | 1000 | -1016 | -16 | 3628 | 1248.5107 | -1716 | -467.4893 | 3628 | 1248.5107 | -1716 | -467.4893 | 3628 | 1248.5107 | -1716 | -467.4893 | 3628 | 1423.6331 | -1716 | -292.3669 | 3628 | 1423.6331 | -1716 | -292.3669 | 3628 | 1423.6331 | -1716 | -292.3669
3629 | 419.856 | -1016 | -596.144 | 3629 | 1000 | -1016 | -16 | 3629 | 919.856 | -1016 | -96.144 | 3629 | 1189.3244 | -1716 | -526.6756 | 3629 | 1189.3244 | -1716 | -526.6756 | 3629 | 1189.3244 | -1716 | -526.6756 | 3629 | 1432.3541 | -1716 | -283.6459 | 3629 | 1432.3541 | -1716 | -283.6459 | 3629 | 1432.3541 | -1716 | -283.6459
3630 | 478.1908 | -1016 | -537.8092 | 3630 | 478.1908 | -1016 | -537.8092 | 3630 | 478.1908 | -1016 | -537.8092 | 3630 | 1466.6071 | -1716 | -249.3929 | 3630 | 1466.6071 | -1716 | -249.3929 | 3630 | 1466.6071 | -1716 | -249.3929 | 3630 | 1377.0652 | -1388.5511 | -11.4859 | 3630 | 1377.0652 | -1388.5511 | -11.4859 | 3630 | 1377.0652 | -1388.5511 | -11.4859
3631 | 825.2442 | -1016 | -190.7558 | 3631 | 325.2442 | -1016 | -690.7558 | 3631 | 325.2442 | -1016 | -690.7558 | 3631 | 1652.692 | -1676.4182 | -23.7263 | 3631 | 1652.692 | -1690.9622 | -38.2702 | 3631 | 1652.692 | -1676.4182 | -23.7263 | 3631 | 1329.5107 | -818.5819 | 510.9289 | 3631 | 1329.5107 | -818.5819 | 510.9289 | 3631 | 1329.5107 | -818.5819 | 510.9289
3632 | 359.4417 | -649.5295 | -290.0878 | 3632 | 359.4417 | -1016 | -656.5583 | 3632 | 359.4417 | -1016 | -656.5583 | 3632 | 1530.2513 | -1682.2084 | -151.9571 | 3632 | 1530.2513 | -1682.2084 | -151.9571 | 3632 | 1530.2513 | -1716 | -185.7487 | 3632 | 1221.5743 | -819.0596 | 402.5148 | 3632 | 1221.5743 | -819.0596 | 402.5148 | 3632 | 1221.5743 | -819.0596 | 402.5148
3633 | 635.6493 | -668.3686 | -32.7193 | 3633 | 635.6493 | -1016 | -380.3507 | 3633 | 635.6493 | -1016 | -380.3507 | 3633 | 1779.3623 | -1674.5395 | 104.8228 | 3633 | 1779.3623 | -1716 | 63.3623 | 3633 | 1779.3623 | -1716 | 63.3623 | 3633 | 104.1367 | 552.4004 | 656.5371 | 3633 | 85.5887 | 70.9484 | 156.5371 | 3633 | 85.5887 | 70.9484 | 156.5371
3634 | 230.1826 | -308.4084 | -78.2258 | 3634 | 232.2357 | -953.9192 | -721.6834 | 3634 | 116.0326 | -604.9317 | -488.8991 | 3634 | 1133.4444 | -1626.793 | -493.3486 | 3634 | 1133.4444 | -1716 | -582.5556 | 3634 | 1133.4444 | -1671.793 | -538.3486 | 3634 | -1192.4221 | 684.0559 | -508.3662 | 3634 | -1412.4221 | 538.8612 | -873.5609 | 3634 | -691.757 | 672.0475 | -19.7096
3635 | -1000 | -545.827 | -1545.827 | 3635 | -1000 | -565.827 | -1565.827 | 3635 | -1000 | 122.2562 | -877.7438 | 3635 | 757.7513 | -1367.5313 | -609.7801 | 3635 | 757.7513 | -1716 | -958.2487 | 3635 | 757.7513 | -1433.6239 | -675.8727 | 3635 | -1686.7655 | 743.507 | -943.2585 | 3635 | -1686.7655 | 902.1433 | -784.6222 | 3635 | -1686.7655 | 1296.0218 | -390.7438
3636 | -996.9468 | -245.7134 | -1242.6602 | 3636 | -1000 | -265.7134 | -1265.7134 | 3636 | -882.7968 | -56.0543 | -938.8512 | 3636 | 348.8524 | -763.6155 | -414.7631 | 3636 | 348.8524 | -1161.0536 | -812.2012 | 3636 | 348.8524 | -1161.0536 | -812.2012 | 3636 | -1685.7809 | 1717 | 31.2191 | 3636 | -1685.7809 | 1237.0476 | -448.7333 | 3636 | -1685.7809 | 1237.0476 | -448.7333
3637 | -978.1926 | 499.5155 | -478.6771 | 3637 | -977.1926 | -1.4845 | -978.6771 | 3637 | -978.1926 | -0.48445 | -978.6771 | 3637 | 1162.2943 | -1716 | -553.7057 | 3637 | 1162.2943 | -1716 | -553.7057 | 3637 | 1162.2943 | -1716 | -553.7057 | 3637 | -1625.1256 | 1379.1097 | -246.0158 | 3637 | -1625.1256 | 879.1097 | -746.0158 | 3637 | -1625.1256 | 879.1097 | -746.0158
3638 | 383.805 | -465.6441 | -81.8391 | 3638 | 383.805 | -965.6441 | -581.8391 | 3638 | 383.805 | -1016 | -632.195 | 3638 | 1601.2359 | -1716 | -114.7641 | 3638 | 1601.2359 | -1716 | -114.7641 | 3638 | 1601.2359 | -1716 | -114.7641 | 3638 | -1491.1205 | 1186.895 | -304.2254 | 3638 | -1491.1205 | 1303.6955 | -187.425 | 3638 | -1491.1205 | 1273.6955 | -217.425
3639 | 885.4387 | -1016 | -130.5613 | 3639 | 857.6178 | -1016 | -158.3822 | 3639 | 857.6178 | -1016 | -158.3822 | 3639 | 1140.4906 | -1285.3729 | -144.8823 | 3639 | 1372.8593 | -1285.3729 | 87.4863 | 3639 | 1140.4906 | -1285.3729 | -144.8823 | 3639 | -1410.1147 | 1499.6922 | 89.5775 | 3639 | -1410.1147 | 1499.6922 | 89.5775 | 3639 | -1410.1147 | 1499.6922 | 89.5775
3640 | 695.0284 | -1016 | -320.9716 | 3640 | 695.0284 | -1016 | -320.9716 | 3640 | 695.0284 | -1016 | -320.9716 | 3640 | 740.4468 | -1102.8271 | -362.3802 | 3640 | 740.4468 | -1102.8271 | -362.3802 | 3640 | 1094.0683 | -1456.4485 | -362.3802 | 3640 | -1419.8159 | 1222.7402 | -197.0757 | 3640 | -1914.0757 | 1717 | -197.0757 | 3640 | -1419.8159 | 1222.7402 | -197.0757
3641 | 537.6638 | -1016 | -478.3362 | 3641 | 941.8084 | -1016 | -74.1916 | 3641 | 941.8084 | -1016 | -74.1916 | 3641 | 818.1335 | -1460.4639 | -642.3304 | 3641 | 818.1335 | -1460.4639 | -642.3304 | 3641 | 818.1335 | -1460.4639 | -642.3304 | 3641 | 1105.5581 | -1652.4591 | -546.901 | 3641 | 1105.5581 | -1652.4591 | -546.901 | 3641 | 1105.5581 | -1652.4591 | -546.901
3642 | 1000 | -1016 | -16 | 3642 | 1000 | -1016 | -16 | 3642 | 1000 | -1016 | -16 | 3642 | 1353.1621 | -1716 | -362.8379 | 3642 | 1242.842 | -1716 | -473.158 | 3642 | 1255.0593 | -1716 | -460.9407 | 3642 | 664.1827 | -1242.8809 | -578.6982 | 3642 | 664.1827 | -1242.8809 | -578.6982 | 3642 | 1137.3018 | -1716 | -578.6982
3643 | 1000 | -1016 | -16 | 3643 | 1000 | -1016 | -16 | 3643 | 1000 | -1016 | -16 | 3643 | 1060.0408 | -1716 | -655.9592 | 3643 | 576.3131 | -1232.2723 | -655.9592 | 3643 | 576.3131 | -1232.2723 | -655.9592 | 3643 | 371.5399 | 598.6046 | 970.1446 | 3643 | 324.5203 | 145.6243 | 470.1446 | 3643 | 324.5203 | -621.2757 | -296.7554
3644 | 1000 | -1016 | -16 | 3644 | 819.9234 | -1016 | -196.0766 | 3644 | 474.9892 | -1016 | -541.0108 | 3644 | 851.6036 | -682.778 | 168.8256 | 3644 | 896.0813 | -683.8628 | 212.2185 | 3644 | 408.1928 | -984.0134 | -575.8206 | 3644 | -294.1664 | 422.2092 | 128.0428 | 3644 | -247.1467 | 183.7237 | -63.423 | 3644 | -247.1467 | -109.9466 | -357.0933
3645 | 642.6289 | -1016 | -373.3711 | 3645 | 954.0256 | -1016 | -61.9744 | 3645 | 954.0256 | -1016 | -61.9744 | 3645 | 661.1373 | -1107.8814 | -446.7441 | 3645 | 661.1373 | -1107.8814 | -446.7441 | 3645 | 661.1373 | -1107.8814 | -446.7441 | 3645 | -508.149 | 182.0729 | -326.076 | 3645 | -508.149 | 182.0729 | -326.076 | 3645 | -508.149 | 182.0729 | -326.076
3646 | 575.1026 | -1016 | -440.8974 | 3646 | 859.2461 | -1016 | -156.7539 | 3646 | 564.9402 | -1016 | -451.0598 | 3646 | 634.5144 | -985.9512 | -351.4369 | 3646 | 566.6997 | -918.1366 | -351.4369 | 3646 | 634.5144 | -985.9512 | -351.4369 | 3646 | -312.9921 | -55.2523 | -368.2444 | 3646 | -312.9921 | -55.2523 | -368.2444 | 3646 | -312.9921 | -55.2523 | -368.2444
3647 | 826.3109 | -1016 | -189.6891 | 3647 | 676.3109 | -1016 | -339.6891 | 3647 | 798.0044 | -1016 | -217.9956 | 3647 | 912.0499 | -1215.8015 | -303.7515 | 3647 | 595.5802 | -818.9182 | -223.338 | 3647 | 912.0499 | -1215.8015 | -303.7515 | 3647 | -51.8521 | -295.8652 | -347.7173 | 3647 | -51.8521 | -295.8652 | -347.7173 | 3647 | -51.8521 | -295.8652 | -347.7173
3648 | 717.3321 | -1016 | -298.6679 | 3648 | 758.1763 | -1016 | -257.8237 | 3648 | 717.3321 | -1016 | -298.6679 | 3648 | 920.4391 | -1259.4207 | -338.9816 | 3648 | 920.4391 | -461.4768 | 458.9623 | 3648 | 122.4952 | -461.4768 | -338.9816 | 3648 | -20.0442 | -360.8157 | -380.8599 | 3648 | -20.0442 | -360.8157 | -380.8599 | 3648 | -20.0442 | -360.8157 | -380.8599
3649 | 653.1892 | -1016 | -362.8108 | 3649 | 653.1892 | -1016 | -362.8108 | 3649 | 653.1892 | -1016 | -362.8108 | 3649 | 876.5837 | -1284.4151 | -407.8314 | 3649 | 876.5837 | -1284.4151 | -407.8314 | 3649 | 876.5837 | -1284.4151 | -407.8314 | 3649 | -3.0139 | -488.689 | -491.7029 | 3649 | -3.0139 | -488.689 | -491.7029 | 3649 | -3.0139 | -488.689 | -491.7029
3650 | 557.2186 | -1016 | -458.7814 | 3650 | 631.2646 | -1016 | -384.7354 | 3650 | 557.2186 | -1016 | -458.7814 | 3650 | 1035.2239 | -1575.0202 | -539.7962 | 3650 | 131.1501 | -670.9463 | -539.7962 | 3650 | 1035.2239 | -1575.0202 | -539.7962 | 3650 | 50.7485 | -585.2181 | -534.4696 | 3650 | 50.7485 | -585.2181 | -534.4696 | 3650 | 50.7485 | -585.2181 | -534.4696
3651 | 588.2174 | -1016 | -427.7826 | 3651 | 938.2174 | -1016 | -77.7826 | 3651 | 839.5744 | -1016 | -176.4256 | 3651 | 1025.1939 | -1716 | -690.8061 | 3651 | 1025.1939 | -858.4087 | 166.7852 | 3651 | 167.6027 | -858.4087 | -690.8061 | 3651 | 282.2769 | -989.3267 | -707.0498 | 3651 | -449.963 | -257.0868 | -707.0498 | 3651 | 282.2769 | -989.3267 | -707.0498
3652 | 280.2018 | -1016 | -735.7982 | 3652 | 1000 | -1016 | -16 | 3652 | 734.2431 | -1016 | -281.7569 | 3652 | 27.5282 | -954.677 | -927.1487 | 3652 | 27.5282 | -1073.2127 | -1045.6844 | 3652 | 27.5282 | -954.677 | -927.1487 | 3652 | -10.4136 | -946.9148 | -957.3284 | 3652 | -226.4768 | -730.8516 | -957.3284 | 3652 | -226.4768 | -730.8516 | -957.3284
3653 | 384.4664 | -1016 | -631.5336 | 3653 | 300.0478 | -1016 | -715.9522 | 3653 | 384.4664 | -1016 | -631.5336 | 3653 | -230.6122 | -597.0884 | -827.7005 | 3653 | -230.6122 | -597.0884 | -827.7005 | 3653 | 739.8472 | -1567.5477 | -827.7005 | 3653 | 132.4333 | -994.6627 | -862.2294 | 3653 | 132.4333 | -994.6627 | -862.2294 | 3653 | 132.4333 | -994.6627 | -862.2294
3654 | 565.7585 | -1016 | -450.2415 | 3654 | 468.3309 | -918.5724 | -450.2415 | 3654 | 468.3309 | -1016 | -547.6691 | 3654 | -926.222 | 271.3015 | -654.9205 | 3654 | 780.2746 | 271.3015 | 1051.5761 | 3654 | -926.222 | 271.3015 | -654.9205 | 3654 | 242.9436 | -860.4351 | -617.4915 | 3654 | 242.9436 | -860.4351 | -617.4915 | 3654 | 242.9436 | -860.4351 | -617.4915
3655 | -669.5469 | 539.8954 | -129.6515 | 3655 | -110.1087 | -915.281 | -1025.3897 | 3655 | -835.6858 | -189.7039 | -1025.3897 | 3655 | 59.6207 | -396.8394 | -337.2187 | 3655 | 59.6207 | -396.8394 | -337.2187 | 3655 | 59.6207 | -396.8394 | -337.2187 | 3655 | -1418.0221 | 1276.6058 | -141.4163 | 3655 | -1418.0221 | 1276.6058 | -141.4163 | 3655 | -1418.0221 | 1276.6058 | -141.4163
3656 | -952.0572 | 658.2208 | -293.8364 | 3656 | -952.0572 | 158.2208 | -793.8364 | 3656 | -952.0572 | 158.2208 | -793.8364 | 3656 | -1391.2606 | 880.2078 | -511.0529 | 3656 | -1391.2606 | 880.2078 | -511.0529 | 3656 | -1391.2606 | 380.2078 | -1011.0529 | 3656 | -1514.1506 | 1239.0485 | -275.1021 | 3656 | -1514.1506 | 1239.0485 | -275.1021 | 3656 | -1514.1506 | 1239.0485 | -275.1021
3657 | -1000 | 745.274 | -254.726 | 3657 | -1000 | 245.274 | -754.726 | 3657 | -1000 | 245.274 | -754.726 | 3657 | -1486.8561 | 1015.4537 | -471.4025 | 3657 | -1486.8561 | 515.4537 | -971.4025 | 3657 | -1486.8561 | 515.4537 | -971.4025 | 3657 | -1628.7488 | 1402.6251 | -226.1237 | 3657 | -1628.7488 | 902.6251 | -726.1237 | 3657 | -1628.7488 | 902.6251 | -726.1237
3658 | -1000 | 218.2118 | -781.7882 | 3658 | -1000 | -657.3243 | -1657.3243 | 3658 | -1000 | 104.6777 | -895.3223 | 3658 | -1534.9104 | 293.3015 | -1241.6089 | 3658 | -1534.9104 | 63.1025 | -1471.8079 | 3658 | -1534.9104 | 406.7182 | -1128.1922 | 3658 | -1681.8255 | 1287.774 | -394.0515 | 3658 | -1681.8255 | 301.782 | -1380.0434 | 3658 | -1681.8255 | 928.7605 | -753.065
3659 | -997.8401 | 189.8797 | -807.9603 | 3659 | -997.8401 | -499.8551 | -1497.6952 | 3659 | -997.8401 | -14.1274 | -1011.9674 | 3659 | -1454.6736 | -203.2365 | -1657.9101 | 3659 | -1454.6736 | -451.2365 | -1905.9101 | 3659 | -1454.6736 | 183.9008 | -1270.7728 | 3659 | -1595.1937 | -242.045 | -1837.2387 | 3659 | -1595.1937 | -242.045 | -1837.2387 | 3659 | -1595.1937 | 611.8063 | -983.3874
3660 | -921.9211 | -718.5831 | -1640.5042 | 3660 | -921.9211 | 160.1771 | -761.744 | 3660 | -921.9211 | 160.1771 | -761.744 | 3660 | -1365.7514 | 268.7961 | -1096.9553 | 3660 | -1365.7514 | 20.7961 | -1344.9553 | 3660 | -1365.7514 | 329.461 | -1036.2904 | 3660 | -1493.2682 | 340.8004 | -1152.4678 | 3660 | -1493.2682 | 640.2816 | -852.9866 | 3660 | -1493.2682 | 407.1816 | -1086.0866
3661 | -919.8825 | 635.2187 | -284.6638 | 3661 | -919.8825 | 135.2187 | -784.6638 | 3661 | -919.8825 | 135.2187 | -784.6638 | 3661 | -1350.5018 | 781.9861 | -568.5158 | 3661 | -1350.5018 | 560.2443 | -790.2575 | 3661 | -1350.5018 | 281.9861 | -1068.5158 | 3661 | -1464.8076 | 1062.2508 | -402.5568 | 3661 | -1464.8076 | 1062.2508 | -402.5568 | 3661 | -1464.8076 | 1062.2508 | -402.5568
3662 | -899.8974 | 928.3542 | 28.4568 | 3662 | -899.8974 | 428.3542 | -471.5432 | 3662 | -899.8974 | 428.3542 | -471.5432 | 3662 | -1322.1335 | 668.2238 | -653.9097 | 3662 | -1322.1335 | 668.2238 | -653.9097 | 3662 | -1322.1335 | 668.2238 | -653.9097 | 3662 | -1428.0562 | 1439.3535 | 11.2973 | 3662 | -1428.0562 | 1439.3535 | 11.2973 | 3662 | -1428.0562 | 1439.3535 | 11.2973
3663 | -767.5525 | 174.4162 | -593.1363 | 3663 | -767.5525 | -325.5838 | -1093.1363 | 3663 | -767.5525 | 1.1014 | -766.4511 | 3663 | -1244.9341 | 863.2838 | -381.6503 | 3663 | -1244.9341 | 863.2838 | -381.6503 | 3663 | -1244.9341 | 863.2838 | -381.6503 | 3663 | -1738.1902 | 1459.3901 | -278.8001 | 3663 | -1259.0531 | 980.253 | -278.8001 | 3663 | -1738.1902 | 1459.3901 | -278.8001
3664 | 314.6582 | -838.6093 | -523.9511 | 3664 | -303.6905 | -720.2606 | -1023.9511 | 3664 | -7.9511 | -1016 | -1023.9511 | 3664 | -1599.614 | 886.4445 | -713.1695 | 3664 | -1599.614 | 145.0488 | -1454.5652 | 3664 | -858.2183 | 145.0488 | -713.1695 | 3664 | -1418.9426 | 743.0075 | -675.9351 | 3664 | -906.831 | 230.896 | -675.9351 | 3664 | -906.831 | 230.896 | -675.9351
3665 | 311.2915 | -1016 | -704.7085 | 3665 | 1000 | -1016 | -16 | 3665 | 811.2915 | -1016 | -204.7085 | 3665 | 1574.6018 | -1716 | -141.3982 | 3665 | 1412.2857 | -1716 | -303.7143 | 3665 | 1496.8028 | -1716 | -219.1972 | 3665 | -1370.3465 | 488.0346 | -882.3119 | 3665 | -509.9763 | -372.3357 | -882.3119 | 3665 | -370.3465 | -511.9654 | -882.3119
3666 | 1000 | -1016 | -16 | 3666 | 1000 | -1016 | -16 | 3666 | 1000 | -1016 | -16 | 3666 | 1682.1258 | -1716 | -33.8742 | 3666 | 1682.1258 | -1716 | -33.8742 | 3666 | 1666.8073 | -1716 | -49.1927 | 3666 | 1244.2578 | -1716 | -471.7422 | 3666 | 1477.4432 | -1716 | -238.5568 | 3666 | 1306.5729 | -1716 | -409.4271
3667 | 1000 | -1016 | -16 | 3667 | 1000 | -1016 | -16 | 3667 | 1000 | -1016 | -16 | 3667 | 1463.0128 | -1716 | -252.9872 | 3667 | 1463.0128 | -1716 | -252.9872 | 3667 | 1550.5936 | -1716 | -165.4064 | 3667 | 2000 | -1716 | 284 | 3667 | 2000 | -1716 | 284 | 3667 | 1931.9866 | -1716 | 215.9866
3668 | 1000 | -1016 | -16 | 3668 | 1000 | -1016 | -16 | 3668 | 1000 | -1016 | -16 | 3668 | 1586.2402 | -1716 | -129.7598 | 3668 | 1880.4309 | -1716 | 164.4309 | 3668 | 1716.5269 | -1716 | 0.52687 | 3668 | 2000 | -1716 | 284 | 3668 | 2000 | -1716 | 284 | 3668 | 1984.2069 | -1716 | 268.2069
3669 | 701.3728 | -1016 | -314.6272 | 3669 | 1000 | -1016 | -16 | 3669 | 962.9094 | -1016 | -53.0906 | 3669 | 1366.4582 | -1716 | -349.5418 | 3669 | 1366.4582 | -1716 | -349.5418 | 3669 | 1366.4582 | -1716 | -349.5418 | 3669 | 1999.9252 | -1716 | 283.9252 | 3669 | 2000 | -1716 | 284 | 3669 | 1974.003 | -1716 | 258.003
3670 | 721.5758 | -1016 | -294.4242 | 3670 | 1000 | -1016 | -16 | 3670 | 1000 | -1016 | -16 | 3670 | 1649.3778 | -1716 | -66.6222 | 3670 | 1649.3778 | -1716 | -66.6222 | 3670 | 1649.3778 | -1716 | -66.6222 | 3670 | 1795.2128 | -1716 | 79.2128 | 3670 | 1795.2128 | -1716 | 79.2128 | 3670 | 1795.2128 | -1716 | 79.2128
3671 | 776.5109 | -1016 | -239.4891 | 3671 | 776.5109 | -1016 | -239.4891 | 3671 | 776.5109 | -1016 | -239.4891 | 3671 | 1575.3858 | -1716 | -140.6142 | 3671 | 1575.3858 | -1716 | -140.6142 | 3671 | 1575.3858 | -1716 | -140.6142 | 3671 | 1267.9689 | -1273.7421 | -5.7732 | 3671 | 1267.9689 | -1273.7421 | -5.7732 | 3671 | 1267.9689 | -1273.7421 | -5.7732
3672 | 899.9646 | -1016 | -116.0354 | 3672 | 899.9646 | -1016 | -116.0354 | 3672 | 899.9646 | -1016 | -116.0354 | 3672 | 1541.2787 | -1626.583 | -85.3043 | 3672 | 1541.2787 | -1626.583 | -85.3043 | 3672 | 1541.2787 | -1626.583 | -85.3043 | 3672 | 981.9041 | -925.1002 | 56.8039 | 3672 | 981.9041 | -925.1002 | 56.8039 | 3672 | 981.9041 | -925.1002 | 56.8039
3673 | 775.3424 | -1016 | -240.6576 | 3673 | 900.0307 | -1016 | -115.9693 | 3673 | 900.0307 | -1016 | -115.9693 | 3673 | 1625.325 | -1716 | -90.675 | 3673 | 1625.325 | -1716 | -90.675 | 3673 | 1625.325 | -1716 | -90.675 | 3673 | 1277.4945 | -1270.9138 | 6.5807 | 3673 | 1277.4945 | -1270.9138 | 6.5807 | 3673 | 1277.4945 | -1270.9138 | 6.5807
3674 | 986.1043 | -1016 | -29.8957 | 3674 | 986.1043 | -1016 | -29.8957 | 3674 | 986.1043 | -1016 | -29.8957 | 3674 | 1674.2871 | -1716 | -41.7129 | 3674 | 1674.2871 | -1716 | -41.7129 | 3674 | 1674.2871 | -1716 | -41.7129 | 3674 | 1734.1501 | -1716 | 18.1501 | 3674 | 1734.1501 | -1716 | 18.1501 | 3674 | 1734.1501 | -1716 | 18.1501
3675 | 850.5122 | -1016 | -165.4878 | 3675 | 850.5122 | -1016 | -165.4878 | 3675 | 850.5122 | -1016 | -165.4878 | 3675 | 1529.6482 | -1716 | -186.3518 | 3675 | 1529.6482 | -1716 | -186.3518 | 3675 | 1529.6482 | -1716 | -186.3518 | 3675 | 1512.0943 | -1716 | -203.9057 | 3675 | 1512.0943 | -1716 | -203.9057 | 3675 | 1512.0943 | -1716 | -203.9057
3676 | 606.4698 | -1016 | -409.5302 | 3676 | 617.4698 | -1016 | -398.5302 | 3676 | 617.4698 | -1016 | -398.5302 | 3676 | 1187.2355 | -1716 | -528.7645 | 3676 | 1187.2355 | -1716 | -528.7645 | 3676 | 1187.2355 | -1716 | -528.7645 | 3676 | 1161.2111 | -1716 | -554.7889 | 3676 | 1161.2111 | -1716 | -554.7889 | 3676 | 1161.2111 | -1716 | -554.7889
3677 | 333.2957 | -1016 | -682.7043 | 3677 | 333.2957 | -1016 | -682.7043 | 3677 | 333.2957 | -1016 | -682.7043 | 3677 | 966.4084 | -1716 | -749.5916 | 3677 | 966.4084 | -1716 | -749.5916 | 3677 | 966.4084 | -1716 | -749.5916 | 3677 | 896.3771 | -1716 | -819.6229 | 3677 | 896.3771 | -1716 | -819.6229 | 3677 | 896.3771 | -1716 | -819.6229
3678 | 586.3909 | -1016 | -429.6091 | 3678 | 586.3909 | -1016 | -429.6091 | 3678 | 442.5726 | -1016 | -573.4274 | 3678 | 1120.133 | -1716 | -595.867 | 3678 | 1120.133 | -1716 | -595.867 | 3678 | 1078.0243 | -1673.8914 | -595.867 | 3678 | -1108.0371 | 528.3582 | -579.6789 | 3678 | -1472.6284 | 892.9495 | -579.6789 | 3678 | -1221.1087 | 641.4299 | -579.6789
3679 | -769.5605 | 662.1183 | -107.4422 | 3679 | -769.5605 | -79.0659 | -848.6263 | 3679 | -769.5605 | -233.6199 | -1003.1804 | 3679 | -1172.8102 | 446.8583 | -725.9518 | 3679 | -1172.8102 | 446.8583 | -725.9518 | 3679 | -1172.8102 | 446.8583 | -725.9518 | 3679 | -1259.7464 | 1246.6902 | -13.0562 | 3679 | -1259.7464 | 1246.6902 | -13.0562 | 3679 | -1259.7464 | 1246.6902 | -13.0562
3680 | -960.1585 | 702.9675 | -257.191 | 3680 | -960.1585 | 202.9675 | -757.191 | 3680 | -960.1585 | 202.9675 | -757.191 | 3680 | -1396.8451 | 1020.6065 | -376.2386 | 3680 | -1396.8451 | 584.1019 | -812.7431 | 3680 | -1396.8451 | 520.6065 | -876.2386 | 3680 | -1517.2181 | 1474.3945 | -42.8236 | 3680 | -1517.2181 | 1474.3945 | -42.8236 | 3680 | -1517.2181 | 1470.5162 | -46.7019
3681 | -1000 | 866.9142 | -133.0858 | 3681 | -1000 | 366.9142 | -633.0858 | 3681 | -1000 | 366.9142 | -633.0858 | 3681 | -1537.6459 | 1338.0711 | -199.5747 | 3681 | -1537.6459 | 838.0711 | -699.5747 | 3681 | -1537.6459 | 838.0711 | -699.5747 | 3681 | -1678.784 | 1717 | 38.216 | 3681 | -1678.784 | 1386.1164 | -292.6676 | 3681 | -1678.784 | 1386.1164 | -292.6676
3682 | -958.423 | -50.9364 | -1009.3594 | 3682 | -958.423 | 129.0386 | -829.3844 | 3682 | -958.423 | 270.368 | -688.055 | 3682 | -1418.6801 | 251.3025 | -1167.3776 | 3682 | -1418.6801 | 29.3795 | -1389.3005 | 3682 | -1418.6801 | 592.7984 | -825.8817 | 3682 | -1562.6237 | 1034.3377 | -528.286 | 3682 | -1562.6237 | 1029.7821 | -532.8416 | 3682 | -1562.6237 | 1133.7708 | -428.8529
3683 | -910.5842 | -157.2717 | -1067.8558 | 3683 | -910.5842 | -157.2717 | -1067.8558 | 3683 | -910.5842 | 62.6429 | -847.9413 | 3683 | -1332.0771 | -378.8334 | -1710.9104 | 3683 | -1332.0771 | -378.8334 | -1710.9104 | 3683 | -1332.0771 | 340.8897 | -991.1873 | 3683 | -1437.2565 | 498.23 | -939.0264 | 3683 | -1437.2565 | 302.1545 | -1135.102 | 3683 | -1437.2565 | 781.3174 | -655.9391
3684 | -800.7469 | 180.2348 | -620.5121 | 3684 | -800.7469 | -686.251 | -1486.9979 | 3684 | -800.7469 | 200.2348 | -600.5121 | 3684 | -1208.9432 | 964.5495 | -244.3938 | 3684 | -1208.9432 | 460.2734 | -748.6698 | 3684 | -1208.9432 | 464.5495 | -744.3938 | 3684 | -1300.8261 | 814.2137 | -486.6124 | 3684 | -1300.8261 | 159.2176 | -1141.6085 | 3684 | -1300.8261 | 823.7958 | -477.0303
3685 | -806.6366 | 784.7821 | -21.8546 | 3685 | -806.6366 | 284.7821 | -521.8546 | 3685 | -806.6366 | 284.7821 | -521.8546 | 3685 | -1210.8154 | 949.0268 | -261.7886 | 3685 | -1210.8154 | 449.0268 | -761.7886 | 3685 | -1210.8154 | 449.0268 | -761.7886 | 3685 | -1298.6807 | 1242.6736 | -56.0071 | 3685 | -1298.6807 | 742.6736 | -556.0071 | 3685 | -1298.6807 | 742.6736 | -556.0071
3686 | -753.944 | 610.2188 | -143.7253 | 3686 | -753.944 | 110.2188 | -643.7253 | 3686 | -753.944 | 110.2188 | -643.7253 | 3686 | -1144.4205 | 730.3449 | -414.0756 | 3686 | -1144.4205 | 730.3449 | -414.0756 | 3686 | -1144.4205 | 230.3449 | -914.0756 | 3686 | -1218.5835 | 940.8925 | -277.691 | 3686 | -1218.5835 | 1180.2139 | -38.3696 | 3686 | -1218.5835 | 1140.4777 | -78.1058
3687 | -692.685 | 235.1199 | -457.5651 | 3687 | -692.685 | -264.8801 | -957.5651 | 3687 | -692.685 | -264.8801 | -957.5651 | 3687 | -795.4581 | 160.306 | -635.152 | 3687 | -795.4581 | 160.306 | -635.152 | 3687 | -795.4581 | 160.306 | -635.152 | 3687 | -909.6485 | 743.7055 | -165.9431 | 3687 | -909.6485 | 743.7055 | -165.9431 | 3687 | -909.6485 | 743.7055 | -165.9431
3688 | -320.5608 | -11.7071 | -332.2679 | 3688 | -704.5436 | 222.3597 | -482.1839 | 3688 | -704.5436 | -127.7243 | -832.2679 | 3688 | -434.8105 | -104.435 | -539.2455 | 3688 | -434.8105 | 895.565 | 460.7545 | 3688 | -434.8105 | -104.435 | -539.2455 | 3688 | -1481.5976 | 951.0673 | -530.5303 | 3688 | -1481.5976 | 951.0673 | -530.5303 | 3688 | -1481.5976 | 951.0673 | -530.5303
3689 | 447.138 | -1016 | -568.862 | 3689 | 447.138 | -1016 | -568.862 | 3689 | 447.138 | -1016 | -568.862 | 3689 | 1047.5511 | -1716 | -668.4489 | 3689 | 1047.5511 | -1716 | -668.4489 | 3689 | 1047.5511 | -1716 | -668.4489 | 3689 | -95.1645 | -744.2046 | -839.3691 | 3689 | -495.1645 | -344.2046 | -839.3691 | 3689 | 876.6309 | -1716 | -839.3691
3690 | 407.1355 | -1016 | -608.8645 | 3690 | 1000 | -1016 | -16 | 3690 | 930.5173 | -1016 | -85.4827 | 3690 | 896.3099 | -1716 | -819.6901 | 3690 | 1396.3099 | -1716 | -319.6901 | 3690 | 1396.3099 | -1716 | -319.6901 | 3690 | 863.7567 | -1716 | -852.2433 | 3690 | 1363.7567 | -1716 | -352.2433 | 3690 | 1363.7567 | -1716 | -352.2433
3691 | 899.3999 | -1016 | -116.6001 | 3691 | 1000 | -1016 | -16 | 3691 | 1000 | -1016 | -16 | 3691 | 879.068 | -1716 | -836.932 | 3691 | 1209.8798 | -1716 | -506.1202 | 3691 | 1328.5221 | -1716 | -387.4779 | 3691 | 1133.6134 | -1716 | -582.3866 | 3691 | 1807.4194 | -1716 | 91.4194 | 3691 | 1492.7759 | -1716 | -223.2241
3692 | 1000 | -1016 | -16 | 3692 | 1000 | -1016 | -16 | 3692 | 1000 | -1016 | -16 | 3692 | 1935.8473 | -1716 | 219.8473 | 3692 | 1978.8473 | -1716 | 262.8473 | 3692 | 1693.3023 | -1716 | -22.6977 | 3692 | 1624.5979 | -1716 | -91.4021 | 3692 | 1770.3324 | -1716 | 54.3324 | 3692 | 1715.8714 | -1716 | -0.12856
3693 | 648.3122 | -1016 | -367.6878 | 3693 | 1000 | -1016 | -16 | 3693 | 1000 | -1016 | -16 | 3693 | 1355.2952 | -1716 | -360.7048 | 3693 | 1849.1439 | -1716 | 133.1439 | 3693 | 1721.8221 | -1716 | 5.8221 | 3693 | 1414.595 | -1716 | -301.405 | 3693 | 1749.3216 | -1716 | 33.3216 | 3693 | 1749.3216 | -1716 | 33.3216
3694 | 662.9464 | -1016 | -353.0536 | 3694 | 1000 | -1016 | -16 | 3694 | 1000 | -1016 | -16 | 3694 | 1249.8229 | -1716 | -466.1771 | 3694 | 1519.5121 | -1716 | -196.4879 | 3694 | 1519.5121 | -1716 | -196.4879 | 3694 | 1291.3025 | -1716 | -424.6975 | 3694 | 1791.3025 | -1716 | 75.3025 | 3694 | 1585.7525 | -1716 | -130.2475
3695 | 723.4338 | -1016 | -292.5662 | 3695 | 1000 | -1016 | -16 | 3695 | 1000 | -1016 | -16 | 3695 | 1308.5465 | -1716 | -407.4535 | 3695 | 1525.4639 | -1716 | -190.5361 | 3695 | 1500.0658 | -1716 | -215.9342 | 3695 | 1346.9499 | -1716 | -369.0501 | 3695 | 1346.9499 | -1716 | -369.0501 | 3695 | 1240.654 | -1716 | -475.346
3696 | 767.7864 | -1016 | -248.2136 | 3696 | 1000 | -1016 | -16 | 3696 | 1000 | -1016 | -16 | 3696 | 1329.0463 | -1716 | -386.9537 | 3696 | 1829.0463 | -1716 | 113.0463 | 3696 | 1618.3837 | -1716 | -97.6163 | 3696 | 1342.4457 | -1716 | -373.5543 | 3696 | 1542.4457 | -1716 | -173.5543 | 3696 | 1664.6672 | -1716 | -51.3328
3697 | 759.557 | -1016 | -256.443 | 3697 | 759.557 | -1016 | -256.443 | 3697 | 759.557 | -1016 | -256.443 | 3697 | 1287.4734 | -1716 | -428.5266 | 3697 | 1859.9053 | -1716 | 143.9053 | 3697 | 1287.4734 | -1716 | -428.5266 | 3697 | 1389.3139 | -1716 | -326.6861 | 3697 | 1618.135 | -1716 | -97.865 | 3697 | 1286.8103 | -1716 | -429.1897
3698 | 734.392 | -1016 | -281.608 | 3698 | 801.7913 | -1016 | -214.2087 | 3698 | 734.392 | -1016 | -281.608 | 3698 | 1746.1024 | -1716 | 30.1024 | 3698 | 1855.6034 | -1716 | 139.6034 | 3698 | 1805.2979 | -1716 | 89.2979 | 3698 | 1282.4873 | -1716 | -433.5127 | 3698 | 1694.9908 | -1716 | -21.0092 | 3698 | 1837.4962 | -1716 | 121.4962
3699 | 653.7804 | -1016 | -362.2196 | 3699 | 1000 | -1016 | -16 | 3699 | 653.7804 | -1016 | -362.2196 | 3699 | 1664.0157 | -1716 | -51.9843 | 3699 | 1486.3499 | -1716 | -229.6501 | 3699 | 1636.3499 | -1716 | -79.6501 | 3699 | 1763.5057 | -1716 | 47.5057 | 3699 | 1679.8481 | -1716 | -36.1519 | 3699 | 1552.1116 | -1716 | -163.8884
3700 | 922.8497 | -1016 | -93.1503 | 3700 | 1000 | -1016 | -16 | 3700 | 1000 | -1016 | -16 | 3700 | 911.2306 | -1716 | -804.7694 | 3700 | 1411.2306 | -1716 | -304.7694 | 3700 | 1353.6828 | -1716 | -362.3172 | 3700 | 1003.8235 | -1716 | -712.1765 | 3700 | 1450.4235 | -1716 | -265.5765 | 3700 | 1285.9212 | -1716 | -430.0788
3701 | 1000 | -1016 | -16 | 3701 | 1000 | -1016 | -16 | 3701 | 883.3337 | -1016 | -132.6663 | 3701 | 858.3739 | -1716 | -857.6261 | 3701 | 858.3739 | -1716 | -857.6261 | 3701 | 858.3739 | -1716 | -857.6261 | 3701 | 810.7391 | -1716 | -905.2609 | 3701 | 810.7391 | -1716 | -905.2609 | 3701 | 810.7391 | -1716 | -905.2609
3702 | 624.8562 | -1016 | -391.1438 | 3702 | 624.8562 | -1016 | -391.1438 | 3702 | 624.8562 | -1016 | -391.1438 | 3702 | 1056.3098 | -1716 | -659.6902 | 3702 | 556.3098 | -1716 | -1159.6902 | 3702 | 556.3098 | -1716 | -1159.6902 | 3702 | 1063.5614 | -1716 | -652.4386 | 3702 | 1063.5614 | -1716 | -652.4386 | 3702 | 1002.7873 | -1716 | -713.2127
3703 | 736.3474 | -1016 | -279.6526 | 3703 | 236.3474 | -1016 | -779.6526 | 3703 | 236.3474 | -1016 | -779.6526 | 3703 | 1334.8395 | -1716 | -381.1605 | 3703 | 834.8395 | -1716 | -881.1605 | 3703 | 834.8395 | -1716 | -881.1605 | 3703 | 1146.2332 | -1607.6236 | -461.3904 | 3703 | 754.6096 | -1716 | -961.3904 | 3703 | 754.6096 | -1716 | -961.3904
3704 | -204.5734 | -279.7738 | -484.3472 | 3704 | -704.5734 | -279.7738 | -984.3472 | 3704 | -704.5734 | -279.7738 | -984.3472 | 3704 | 117.0032 | -954.6302 | -837.627 | 3704 | -87.609 | -1210.3051 | -1297.9141 | 3704 | -87.609 | -1210.3051 | -1297.9141 | 3704 | -1437.9374 | 669.9414 | -767.9961 | 3704 | -1437.9374 | 218.1386 | -1219.7988 | 3704 | -1437.9374 | 169.9414 | -1267.9961
3705 | -1000 | 227.9191 | -772.0809 | 3705 | -1000 | 30.4441 | -969.5559 | 3705 | -1000 | 30.4441 | -969.5559 | 3705 | -1447.1648 | -315.45 | -1762.6148 | 3705 | -1447.1648 | -270.2788 | -1717.4437 | 3705 | -1447.1648 | 125.0177 | -1322.1472 | 3705 | -1524.3016 | 776.4295 | -747.8722 | 3705 | -1524.3016 | 276.4295 | -1247.8722 | 3705 | -1524.3016 | 276.4295 | -1247.8722
3706 | -1000 | -642.4671 | -1642.4671 | 3706 | -1000 | -642.4671 | -1642.4671 | 3706 | -1000 | -181.5707 | -1181.5707 | 3706 | -1001.5094 | -1389.3508 | -2390.8602 | 3706 | -997.2768 | -1406.0439 | -2403.3207 | 3706 | -744.054 | -879.9062 | -1623.9602 | 3706 | -1506.5117 | -5.4425 | -1511.9541 | 3706 | -1506.5117 | -334.5623 | -1841.0739 | 3706 | -1506.5117 | 23.4175 | -1483.0942
3707 | -1000 | -462.6879 | -1462.6879 | 3707 | -1000 | -751.8786 | -1751.8786 | 3707 | -1000 | -462.6879 | -1462.6879 | 3707 | -168.6679 | -956.0048 | -1124.6727 | 3707 | -172.9005 | -1716 | -1888.9005 | 3707 | -185.5984 | -1585.223 | -1770.8213 | 3707 | -1473.9666 | 26.3602 | -1447.6064 | 3707 | -1473.9666 | -277.354 | -1751.3206 | 3707 | -1473.9666 | -154.504 | -1628.4706
3708 | -92.6871 | -1016 | -1108.6871 | 3708 | -792.5322 | -1016 | -1808.5322 | 3708 | -294.8895 | -1016 | -1310.8895 | 3708 | 505.8378 | -1716 | -1210.1622 | 3708 | 5.8378 | -1716 | -1710.1622 | 3708 | 5.8378 | -1716 | -1710.1622 | 3708 | -1313.0165 | -1326.7982 | -2639.8146 | 3708 | -1313.0165 | -1427.6484 | -2740.6649 | 3708 | -1313.0165 | -660.7484 | -1973.7649
3709 | 193.7889 | -997.5491 | -803.7602 | 3709 | -122.2111 | -1016 | -1138.2111 | 3709 | -122.2111 | -1016 | -1138.2111 | 3709 | 551.3544 | -1716 | -1164.6456 | 3709 | 203.2712 | -1716 | -1512.7288 | 3709 | 203.2712 | -1716 | -1512.7288 | 3709 | -1142.3496 | -142.2075 | -1284.5571 | 3709 | -1142.3496 | -595.034 | -1737.3837 | 3709 | -1142.3496 | -595.034 | -1737.3837
3710 | 0.76509 | -869.2429 | -868.4778 | 3710 | -315.2349 | -1016 | -1331.2349 | 3710 | -315.2349 | -1016 | -1331.2349 | 3710 | 481.9128 | -1716 | -1234.0872 | 3710 | -18.0872 | -1716 | -1734.0872 | 3710 | -18.0872 | -1716 | -1734.0872 | 3710 | -495.2015 | -832.0635 | -1327.2649 | 3710 | -495.2015 | -1332.0635 | -1827.2649 | 3710 | -495.2015 | -1332.0635 | -1827.2649
3711 | 429.2606 | -1016 | -586.7394 | 3711 | 63.2086 | -1016 | -952.7914 | 3711 | 63.2086 | -1016 | -952.7914 | 3711 | 982.8889 | -1716 | -733.1111 | 3711 | 482.8889 | -1716 | -1233.1111 | 3711 | 482.8889 | -1716 | -1233.1111 | 3711 | -250.4751 | -708.3173 | -958.7924 | 3711 | -844.3741 | -945.3693 | -1789.7434 | 3711 | -250.4751 | -1208.3173 | -1458.7924
3712 | 435.3894 | -1016 | -580.6106 | 3712 | 435.3894 | -1016 | -580.6106 | 3712 | 435.3894 | -1016 | -580.6106 | 3712 | 830.0983 | -1716 | -885.9017 | 3712 | 888.764 | -1716 | -827.236 | 3712 | 830.0983 | -1716 | -885.9017 | 3712 | 604.057 | -1716 | -1111.943 | 3712 | 104.057 | -1716 | -1611.943 | 3712 | 104.057 | -1716 | -1611.943
3713 | 269.42 | -1016 | -746.58 | 3713 | 846.753 | -1016 | -169.247 | 3713 | 769.42 | -1016 | -246.58 | 3713 | 652.7151 | -1716 | -1063.2849 | 3713 | 1152.7151 | -1716 | -563.2849 | 3713 | 1152.7151 | -1716 | -563.2849 | 3713 | 538.0831 | -1716 | -1177.9169 | 3713 | 938.0831 | -1716 | -777.9169 | 3713 | 938.0831 | -1716 | -777.9169
3714 | 272.3767 | -1016 | -743.6233 | 3714 | 1000 | -1016 | -16 | 3714 | 707.2122 | -1016 | -308.7878 | 3714 | 1294.1871 | -1716 | -421.8129 | 3714 | 1448.6917 | -1716 | -267.3083 | 3714 | 1386.7097 | -1716 | -329.2903 | 3714 | 603.1775 | -1716 | -1112.8225 | 3714 | 1103.1775 | -1716 | -612.8225 | 3714 | 1103.1775 | -1716 | -612.8225
3715 | 1000 | -1016 | -16 | 3715 | 1000 | -1016 | -16 | 3715 | 1000 | -1016 | -16 | 3715 | 1487.155 | -1716 | -228.845 | 3715 | 1482.8122 | -1716 | -233.1878 | 3715 | 1427.3925 | -1716 | -288.6075 | 3715 | 615.6522 | -1716 | -1100.3478 | 3715 | 1115.6522 | -1716 | -600.3478 | 3715 | 1115.6522 | -1716 | -600.3478
3716 | 1000 | -1016 | -16 | 3716 | 1000 | -1016 | -16 | 3716 | 1000 | -1016 | -16 | 3716 | 1229.0939 | -1716 | -486.9061 | 3716 | 1782.025 | -1716 | 66.025 | 3716 | 1288.8564 | -1716 | -427.1436 | 3716 | 2000 | -1716 | 284 | 3716 | 2000 | -1716 | 284 | 3716 | 1389.2024 | -1716 | -326.7976
3717 | 754.0878 | -1016 | -261.9122 | 3717 | 1000 | -1016 | -16 | 3717 | 792.5852 | -1016 | -223.4148 | 3717 | 1201.9974 | -1716 | -514.0026 | 3717 | 1207.4387 | -1716 | -508.5613 | 3717 | 1207.4387 | -1716 | -508.5613 | 3717 | 1469.4394 | -1716 | -246.5606 | 3717 | 1777.9736 | -1716 | 61.9736 | 3717 | 1328.2009 | -1716 | -387.7991
3718 | 343.1444 | -1016 | -672.8556 | 3718 | 1000 | -1016 | -16 | 3718 | 843.1444 | -1016 | -172.8556 | 3718 | 780.9996 | -1716 | -935.0004 | 3718 | 1280.9996 | -1716 | -435.0004 | 3718 | 1280.9996 | -1716 | -435.0004 | 3718 | 834.6788 | -1716 | -881.3212 | 3718 | 1334.6788 | -1716 | -381.3212 | 3718 | 1334.6788 | -1716 | -381.3212
3719 | 399.1899 | -1016 | -616.8101 | 3719 | 1000 | -1016 | -16 | 3719 | 899.1899 | -1016 | -116.8101 | 3719 | 864.7849 | -1716 | -851.2151 | 3719 | 1364.7849 | -1716 | -351.2151 | 3719 | 1364.7849 | -1716 | -351.2151 | 3719 | 794.9771 | -1716 | -921.0229 | 3719 | 1294.9771 | -1716 | -421.0229 | 3719 | 1294.9771 | -1716 | -421.0229
3720 | 503.3096 | -1016 | -512.6904 | 3720 | 1000 | -1016 | -16 | 3720 | 1000 | -1016 | -16 | 3720 | 1005.1073 | -1716 | -710.8927 | 3720 | 1505.1073 | -1716 | -210.8927 | 3720 | 1505.1073 | -1716 | -210.8927 | 3720 | 968.3067 | -1716 | -747.6933 | 3720 | 1468.3067 | -1716 | -247.6933 | 3720 | 1468.3067 | -1716 | -247.6933
3721 | 530.483 | -1016 | -485.517 | 3721 | 1000 | -1016 | -16 | 3721 | 1000 | -1016 | -16 | 3721 | 1062.087 | -1716 | -653.913 | 3721 | 1562.087 | -1716 | -153.913 | 3721 | 1562.087 | -1716 | -153.913 | 3721 | 1054.421 | -1716 | -661.579 | 3721 | 1554.421 | -1716 | -161.579 | 3721 | 1554.421 | -1716 | -161.579
3722 | 557.9001 | -1016 | -458.0999 | 3722 | 1000 | -1016 | -16 | 3722 | 1000 | -1016 | -16 | 3722 | 1113.619 | -1716 | -602.381 | 3722 | 1613.619 | -1716 | -102.381 | 3722 | 1613.619 | -1716 | -102.381 | 3722 | 1131.8099 | -1716 | -584.1901 | 3722 | 1631.8099 | -1716 | -84.1901 | 3722 | 1631.8099 | -1716 | -84.1901
3723 | 576.4441 | -1016 | -439.5559 | 3723 | 1000 | -1016 | -16 | 3723 | 1000 | -1016 | -16 | 3723 | 1142.977 | -1716 | -573.023 | 3723 | 1484.3113 | -1716 | -231.6887 | 3723 | 1542.977 | -1716 | -173.023 | 3723 | 1180.4036 | -1716 | -535.5964 | 3723 | 1680.4036 | -1716 | -35.5964 | 3723 | 1680.4036 | -1716 | -35.5964
3724 | 539.8861 | -1016 | -476.1139 | 3724 | 608.0228 | -1016 | -407.9772 | 3724 | 608.0228 | -1016 | -407.9772 | 3724 | 1073.7816 | -1716 | -642.2184 | 3724 | 1073.7816 | -1716 | -642.2184 | 3724 | 1073.7816 | -1716 | -642.2184 | 3724 | 1092.5906 | -1716 | -623.4094 | 3724 | 1092.5906 | -1716 | -623.4094 | 3724 | 1092.5906 | -1716 | -623.4094
3725 | 660.8588 | -1016 | -355.1412 | 3725 | 660.8588 | -1016 | -355.1412 | 3725 | 660.8588 | -1016 | -355.1412 | 3725 | 1155.7053 | -1716 | -560.2947 | 3725 | 1155.7053 | -1716 | -560.2947 | 3725 | 1155.7053 | -1716 | -560.2947 | 3725 | 1171.5972 | -1716 | -544.4028 | 3725 | 1171.5972 | -1716 | -544.4028 | 3725 | 1171.5972 | -1716 | -544.4028
3726 | 773.9933 | -1016 | -242.0067 | 3726 | 689.9834 | -1016 | -326.0166 | 3726 | 689.9834 | -1016 | -326.0166 | 3726 | 1414.1829 | -1716 | -301.8171 | 3726 | 914.1829 | -1716 | -801.8171 | 3726 | 914.1829 | -1716 | -801.8171 | 3726 | 1406.6522 | -1716 | -309.3478 | 3726 | 1406.6522 | -1716 | -309.3478 | 3726 | 1406.6522 | -1716 | -309.3478
3727 | 895.6151 | -1016 | -120.3849 | 3727 | 567.2881 | -1016 | -448.7119 | 3727 | 567.2881 | -1016 | -448.7119 | 3727 | 1569.4442 | -1716 | -146.5558 | 3727 | 1069.4442 | -1716 | -646.5558 | 3727 | 1069.4442 | -1716 | -646.5558 | 3727 | 1684.6444 | -1716 | -31.3556 | 3727 | 1684.6444 | -1716 | -31.3556 | 3727 | 1684.6444 | -1716 | -31.3556
3728 | 883.7589 | -1016 | -132.2411 | 3728 | 467.0213 | -1016 | -548.9787 | 3728 | 467.0213 | -1016 | -548.9787 | 3728 | 1337.1319 | -1716 | -378.8681 | 3728 | 837.1319 | -1716 | -878.8681 | 3728 | 837.1319 | -1716 | -878.8681 | 3728 | -255.8281 | -5.3932 | -261.2213 | 3728 | -855.8281 | 94.6068 | -761.2213 | 3728 | -855.8281 | 94.6068 | -761.2213
3729 | -914.023 | 443.2877 | -470.7353 | 3729 | -914.023 | 392.2062 | -521.8168 | 3729 | -914.023 | 392.2062 | -521.8168 | 3729 | -793.1417 | 502.7386 | -290.4031 | 3729 | -823.1417 | 32.7386 | -790.4031 | 3729 | -823.1417 | 32.7386 | -790.4031 | 3729 | -1463.8309 | 1365.4976 | -98.3332 | 3729 | -1463.8309 | 865.4976 | -598.3332 | 3729 | -1463.8309 | 865.4976 | -598.3332
3730 | -959.1457 | 440.5162 | -518.6295 | 3730 | -959.1457 | 432.0653 | -527.0804 | 3730 | -959.1457 | 432.0653 | -527.0804 | 3730 | -1400.698 | 643.0744 | -757.6236 | 3730 | -1400.698 | 287.1002 | -1113.5979 | 3730 | -1400.698 | 616.6239 | -784.0741 | 3730 | -1525.9369 | 826.1862 | -699.7507 | 3730 | -1525.9369 | 707.7798 | -818.1571 | 3730 | -1525.9369 | 942.4464 | -583.4905
3731 | -972.7103 | 872.6726 | -100.0376 | 3731 | -972.7103 | -254.3058 | -1227.0161 | 3731 | -972.7103 | 226.524 | -746.1863 | 3731 | -1411.9402 | 296.9302 | -1115.01 | 3731 | -1411.9402 | -1.5784 | -1413.5186 | 3731 | -1411.9402 | 414.2511 | -997.6891 | 3731 | -1534.8568 | 938.9161 | -595.9406 | 3731 | -1534.8568 | 244.6775 | -1290.1793 | 3731 | -1534.8568 | 728.7452 | -806.1116
3732 | -1000 | -611.3199 | -1611.3199 | 3732 | -1000 | -611.3199 | -1611.3199 | 3732 | -1000 | 155.5801 | -844.4199 | 3732 | -1492.7005 | 115.8051 | -1376.8954 | 3732 | -1492.7005 | -134.1949 | -1626.8954 | 3732 | -1492.7005 | 407.8698 | -1084.8307 | 3732 | -1603.4487 | 64.2548 | -1539.1939 | 3732 | -1603.4487 | 190.389 | -1413.0596 | 3732 | -1603.4487 | 719.3845 | -884.0642
3733 | -1000 | 856.6989 | -143.3011 | 3733 | -1000 | 356.6989 | -643.3011 | 3733 | -1000 | 356.6989 | -643.3011 | 3733 | -1595.778 | 1040.9985 | -554.7794 | 3733 | -1595.778 | 719.2824 | -876.4956 | 3733 | -1595.778 | 719.2824 | -876.4956 | 3733 | -1722.1966 | 1543.6987 | -178.4978 | 3733 | -1722.1966 | 1043.6987 | -678.4978 | 3733 | -1722.1966 | 1043.6987 | -678.4978
3734 | -1000 | 690.796 | -309.204 | 3734 | -1000 | 190.796 | -809.204 | 3734 | -1000 | 190.796 | -809.204 | 3734 | -1636.5391 | 1082.4904 | -554.0487 | 3734 | -1636.5391 | 582.4904 | -1054.0487 | 3734 | -1636.5391 | 582.4904 | -1054.0487 | 3734 | -1762.9336 | 1366.6226 | -396.3109 | 3734 | -1762.9336 | 866.6226 | -896.3109 | 3734 | -1762.9336 | 866.6226 | -896.3109
3735 | -1000 | 461.8188 | -538.1812 | 3735 | -1000 | -38.1812 | -1038.1812 | 3735 | -1000 | -38.1812 | -1038.1812 | 3735 | -1597.4814 | 797.5765 | -799.9049 | 3735 | -1597.4814 | 297.5765 | -1299.9049 | 3735 | -1597.4814 | 297.5765 | -1299.9049 | 3735 | -1709.6963 | 1012.6533 | -697.043 | 3735 | -1709.6963 | 512.6533 | -1197.043 | 3735 | -1709.6963 | 512.6533 | -1197.043
3736 | -912.3037 | 460.7762 | -451.5275 | 3736 | -912.3037 | -39.2238 | -951.5275 | 3736 | -912.3037 | -39.2238 | -951.5275 | 3736 | -935.863 | 309.4775 | -626.3854 | 3736 | -1603.9185 | 477.5331 | -1126.3854 | 3736 | -1595.863 | 469.4775 | -1126.3854 | 3736 | -1709.1416 | 1167.9678 | -541.1738 | 3736 | -1709.1416 | 1167.9678 | -541.1738 | 3736 | -1709.1416 | 1167.9678 | -541.1738
3737 | 343.3589 | -1016 | -672.6411 | 3737 | 343.3589 | -1016 | -672.6411 | 3737 | 343.3589 | -1016 | -672.6411 | 3737 | 1028.127 | -1716 | -687.873 | 3737 | 543.7749 | -1716 | -1172.2251 | 3737 | 543.7749 | -1716 | -1172.2251 | 3737 | 1025.0555 | -1716 | -690.9445 | 3737 | 1025.0555 | -1716 | -690.9445 | 3737 | 1025.0555 | -1716 | -690.9445
3738 | 687.8766 | -1016 | -328.1234 | 3738 | 1000 | -1016 | -16 | 3738 | 1000 | -1016 | -16 | 3738 | 985.0952 | -1716 | -730.9048 | 3738 | 1861.7806 | -1716 | 145.7806 | 3738 | 1168.0003 | -1716 | -547.9997 | 3738 | 1040.9132 | -1716 | -675.0868 | 3738 | 1490.9132 | -1716 | -225.0868 | 3738 | 1514.684 | -1716 | -201.316
3739 | 857.6934 | -1016 | -158.3066 | 3739 | 1000 | -1016 | -16 | 3739 | 1000 | -1016 | -16 | 3739 | 1100.6949 | -1716 | -615.3051 | 3739 | 1564.3162 | -1716 | -151.6838 | 3739 | 1766.3162 | -1716 | 50.3162 | 3739 | 1143.3561 | -1716 | -572.6439 | 3739 | 1563.9391 | -1716 | -152.0609 | 3739 | 1338.9391 | -1716 | -377.0609
3740 | 1000 | -1016 | -16 | 3740 | 1000 | -1016 | -16 | 3740 | 1000 | -1016 | -16 | 3740 | 1351.087 | -1716 | -364.913 | 3740 | 1706.5302 | -1716 | -9.4698 | 3740 | 1597.009 | -1716 | -118.991 | 3740 | 1254.0199 | -1716 | -461.9801 | 3740 | 1374.0472 | -1716 | -341.9528 | 3740 | 1254.0199 | -1716 | -461.9801
3741 | 1000 | -1016 | -16 | 3741 | 1000 | -1016 | -16 | 3741 | 1000 | -1016 | -16 | 3741 | 1239.1749 | -1716 | -476.8251 | 3741 | 1668.2991 | -1716 | -47.7009 | 3741 | 1739.1749 | -1716 | 23.1749 | 3741 | 1426.9091 | -1716 | -289.0909 | 3741 | 1426.9091 | -1716 | -289.0909 | 3741 | 1277.2478 | -1716 | -438.7522
3742 | 1000 | -1016 | -16 | 3742 | 1000 | -1016 | -16 | 3742 | 1000 | -1016 | -16 | 3742 | 1735.0905 | -1716 | 19.0905 | 3742 | 1865.7503 | -1716 | 149.7503 | 3742 | 1795.061 | -1716 | 79.061 | 3742 | 1645.9697 | -1716 | -70.0303 | 3742 | 1799.7929 | -1716 | 83.7929 | 3742 | 1836.9563 | -1716 | 120.9563
3743 | 1000 | -1016 | -16 | 3743 | 1000 | -1016 | -16 | 3743 | 1000 | -1016 | -16 | 3743 | 1888.8228 | -1716 | 172.8228 | 3743 | 1939.2888 | -1716 | 223.2888 | 3743 | 1880.6133 | -1716 | 164.6133 | 3743 | 1689.7932 | -1716 | -26.2068 | 3743 | 1914.7932 | -1716 | 198.7932 | 3743 | 1689.7932 | -1716 | -26.2068
3744 | 953.3284 | -1016 | -62.6716 | 3744 | 1000 | -1016 | -16 | 3744 | 1000 | -1016 | -16 | 3744 | 1734.45 | -1716 | 18.45 | 3744 | 1988.868 | -1716 | 272.868 | 3744 | 1754.45 | -1716 | 38.45 | 3744 | 1895.4053 | -1716 | 179.4053 | 3744 | 1895.4053 | -1716 | 179.4053 | 3744 | 1895.4053 | -1716 | 179.4053
3745 | 715.9247 | -1016 | -300.0753 | 3745 | 1000 | -1016 | -16 | 3745 | 1000 | -1016 | -16 | 3745 | 1319.9009 | -1716 | -396.0991 | 3745 | 1962.0479 | -1716 | 246.0479 | 3745 | 1819.9009 | -1716 | 103.9009 | 3745 | 1434.0554 | -1716 | -281.9446 | 3745 | 1878.5053 | -1716 | 162.5053 | 3745 | 1650.9326 | -1716 | -65.0674
3746 | 724.2585 | -1016 | -291.7415 | 3746 | 1000 | -1016 | -16 | 3746 | 1000 | -1016 | -16 | 3746 | 1841.7345 | -1716 | 125.7345 | 3746 | 1987.5965 | -1716 | 271.5965 | 3746 | 1739.5965 | -1716 | 23.5965 | 3746 | 1763.173 | -1716 | 47.173 | 3746 | 1751.6107 | -1716 | 35.6107 | 3746 | 1858.4661 | -1716 | 142.4661
3747 | 595.1444 | -1016 | -420.8556 | 3747 | 1000 | -1016 | -16 | 3747 | 955.2379 | -1016 | -60.7621 | 3747 | 1193.0949 | -1716 | -522.9051 | 3747 | 1647.6746 | -1716 | -68.3254 | 3747 | 1693.0949 | -1716 | -22.9051 | 3747 | 1646.0314 | -1716 | -69.9686 | 3747 | 1847.2733 | -1716 | 131.2733 | 3747 | 1652.4056 | -1716 | -63.5944
3748 | 573.1443 | -1016 | -442.8557 | 3748 | 1000 | -1016 | -16 | 3748 | 573.1443 | -1016 | -442.8557 | 3748 | 1193.6875 | -1716 | -522.3125 | 3748 | 1546.5404 | -1716 | -169.4596 | 3748 | 1522.6185 | -1716 | -193.3815 | 3748 | 1195.5209 | -1716 | -520.4791 | 3748 | 1195.5209 | -1716 | -520.4791 | 3748 | 1322.2992 | -1716 | -393.7008
3749 | 571.0016 | -1016 | -444.9984 | 3749 | 571.0016 | -1016 | -444.9984 | 3749 | 571.0016 | -1016 | -444.9984 | 3749 | 1259.6304 | -1716 | -456.3696 | 3749 | 1056.5912 | -1716 | -659.4088 | 3749 | 1056.5912 | -1716 | -659.4088 | 3749 | 1320.2681 | -1716 | -395.7319 | 3749 | 1320.2681 | -1716 | -395.7319 | 3749 | 1320.2681 | -1716 | -395.7319
3750 | 854.9462 | -1016 | -161.0538 | 3750 | 354.9462 | -1016 | -661.0538 | 3750 | 354.9462 | -1016 | -661.0538 | 3750 | 1551.207 | -1716 | -164.793 | 3750 | 1051.207 | -1716 | -664.793 | 3750 | 1051.207 | -1716 | -664.793 | 3750 | 1513.8587 | -1705.7937 | -191.935 | 3750 | 1513.8587 | -1705.7937 | -191.935 | 3750 | 1513.8587 | -1705.7937 | -191.935
3751 | 1000 | -1016 | -16 | 3751 | 220.588 | -1016 | -795.412 | 3751 | 220.588 | -1016 | -795.412 | 3751 | 1674.4698 | -1716 | -41.5302 | 3751 | 1148.1291 | -1716 | -567.8709 | 3751 | 1174.4698 | -1716 | -541.5302 | 3751 | 938.4822 | -1332.7618 | -394.2795 | 3751 | 821.7205 | -1716 | -894.2795 | 3751 | 821.7205 | -1716 | -894.2795
3752 | 925.6678 | -1016 | -90.3322 | 3752 | 425.6678 | -1016 | -590.3322 | 3752 | 425.6678 | -1016 | -590.3322 | 3752 | 1392.6046 | -1716 | -323.3954 | 3752 | 892.6046 | -1716 | -823.3954 | 3752 | 892.6046 | -1716 | -823.3954 | 3752 | 1310.0271 | -1420.4121 | -110.3849 | 3752 | 430.0271 | -1040.4121 | -610.3849 | 3752 | 430.0271 | -1040.4121 | -610.3849
3753 | -953.5491 | 834.6945 | -118.8546 | 3753 | -953.5491 | 477.7943 | -475.7548 | 3753 | -953.5491 | 477.7943 | -475.7548 | 3753 | -1381.7652 | 1178.9159 | -202.8492 | 3753 | -1381.7652 | 678.9159 | -702.8492 | 3753 | -1381.7652 | 678.9159 | -702.8492 | 3753 | -1493.6677 | 1529.8545 | 36.1868 | 3753 | -1493.6677 | 1029.8545 | -463.8132 | 3753 | -1493.6677 | 1029.8545 | -463.8132
3754 | -985.7939 | -59.2961 | -1045.09 | 3754 | -985.7939 | -493.9363 | -1479.7303 | 3754 | -985.7939 | 359.915 | -625.879 | 3754 | -1423.651 | 383.3305 | -1040.3205 | 3754 | -1423.651 | 107.3835 | -1316.2675 | 3754 | -1423.651 | 479.4698 | -944.1812 | 3754 | -1545.1945 | 574.3586 | -970.8359 | 3754 | -1545.1945 | 567.5432 | -977.6513 | 3754 | -1545.1945 | 834.8093 | -710.3852
3755 | -1000 | 49.5365 | -950.4635 | 3755 | -1000 | -194.9237 | -1194.9237 | 3755 | -1000 | 198.9547 | -801.0453 | 3755 | -1451.8854 | 31.0886 | -1420.7968 | 3755 | -1451.8854 | -165.7269 | -1617.6123 | 3755 | -1451.8854 | 508.6762 | -943.2092 | 3755 | -1578.9344 | 192.1402 | -1386.7942 | 3755 | -1578.9344 | 188.8339 | -1390.1005 | 3755 | -1578.9344 | 854.3732 | -724.5612
3756 | -1000 | 556.0249 | -443.9751 | 3756 | -1000 | 405.5147 | -594.4853 | 3756 | -1000 | 405.5147 | -594.4853 | 3756 | -1603.3472 | 811.1913 | -792.1559 | 3756 | -1603.3472 | 557.7549 | -1045.5924 | 3756 | -1603.3472 | 798.6834 | -804.6639 | 3756 | -1689.628 | 1469.1579 | -220.4701 | 3756 | -1736.5613 | 849.7681 | -886.7932 | 3756 | -1717.5157 | 1135.5809 | -581.9349
3757 | -1000 | 783.3417 | -216.6583 | 3757 | -1000 | 283.3417 | -716.6583 | 3757 | -1000 | 283.3417 | -716.6583 | 3757 | -1650.1738 | 1237.3174 | -412.8563 | 3757 | -1650.1738 | 737.3174 | -912.8563 | 3757 | -1650.1738 | 737.3174 | -912.8563 | 3757 | -1782.8981 | 1599.0267 | -183.8714 | 3757 | -1782.8981 | 1099.0267 | -683.8714 | 3757 | -1782.8981 | 1099.0267 | -683.8714
3758 | -1000 | 648.2537 | -351.7463 | 3758 | -1000 | 148.2537 | -851.7463 | 3758 | -1000 | 148.2537 | -851.7463 | 3758 | -1442.3757 | 904.209 | -538.1667 | 3758 | -1442.3757 | 404.209 | -1038.1667 | 3758 | -1442.3757 | 404.209 | -1038.1667 | 3758 | -1718.2146 | 1399.2974 | -318.9173 | 3758 | -1718.2146 | 899.2974 | -818.9173 | 3758 | -1718.2146 | 899.2974 | -818.9173
3759 | -1000 | 501.7542 | -498.2458 | 3759 | -1000 | 1.7542 | -998.2458 | 3759 | -1000 | 1.7542 | -998.2458 | 3759 | -1120.8067 | 436.532 | -684.2747 | 3759 | -1120.8067 | -63.468 | -1184.2747 | 3759 | -1120.8067 | -63.468 | -1184.2747 | 3759 | -1658.3295 | 1147.1722 | -511.1573 | 3759 | -1658.3295 | 647.1722 | -1011.1573 | 3759 | -1658.3295 | 647.1722 | -1011.1573
3760 | -1000 | 236.4549 | -763.5451 | 3760 | -1000 | -263.5451 | -1263.5451 | 3760 | -1000 | -263.5451 | -1263.5451 | 3760 | -389.7868 | -559.6194 | -949.4062 | 3760 | -829.7868 | -619.6194 | -1449.4062 | 3760 | -463.2615 | -946.4319 | -1409.6933 | 3760 | -1558.2166 | 729.5096 | -828.707 | 3760 | -1558.2166 | 629.6869 | -928.5297 | 3760 | -1558.2166 | 538.528 | -1019.6885
3761 | 394.0543 | -1016 | -621.9457 | 3761 | 394.0543 | -1016 | -621.9457 | 3761 | 394.0543 | -1016 | -621.9457 | 3761 | 1171.713 | -1716 | -544.287 | 3761 | 671.713 | -1532.8959 | -861.1829 | 3761 | 671.713 | -1716 | -1044.287 | 3761 | 747.9967 | -1285.2677 | -537.271 | 3761 | 1178.729 | -1716 | -537.271 | 3761 | 1178.729 | -1716 | -537.271
3762 | 433.863 | -1016 | -582.137 | 3762 | 1000 | -1016 | -16 | 3762 | 748.4316 | -1016 | -267.5684 | 3762 | 1065.9854 | -1716 | -650.0146 | 3762 | 1065.9854 | -1716 | -650.0146 | 3762 | 1065.9854 | -1716 | -650.0146 | 3762 | 1530.0632 | -1716 | -185.9368 | 3762 | 2000 | -1716 | 284 | 3762 | 1707.1675 | -1716 | -8.8325
3763 | 769.2259 | -1016 | -246.7741 | 3763 | 1000 | -1016 | -16 | 3763 | 1000 | -1016 | -16 | 3763 | 1258.2876 | -1716 | -457.7124 | 3763 | 2000 | -1716 | 284 | 3763 | 1825.1789 | -1716 | 109.1789 | 3763 | 1613.7461 | -1716 | -102.2539 | 3763 | 1838.7461 | -1716 | 122.7461 | 3763 | 1957.935 | -1716 | 241.935
3764 | 1000 | -1016 | -16 | 3764 | 1000 | -1016 | -16 | 3764 | 1000 | -1016 | -16 | 3764 | 1615.0768 | -1716 | -100.9232 | 3764 | 1976.6768 | -1716 | 260.6768 | 3764 | 1696.5638 | -1716 | -19.4362 | 3764 | 1624.2747 | -1716 | -91.7253 | 3764 | 1972.0914 | -1716 | 256.0914 | 3764 | 1860.4238 | -1716 | 144.4238
3765 | 1000 | -1016 | -16 | 3765 | 1000 | -1016 | -16 | 3765 | 1000 | -1016 | -16 | 3765 | 1594.9778 | -1716 | -121.0222 | 3765 | 1982.9977 | -1716 | 266.9977 | 3765 | 1761.9526 | -1716 | 45.9526 | 3765 | 1459.1388 | -1716 | -256.8612 | 3765 | 1908.8787 | -1716 | 192.8787 | 3765 | 1684.1388 | -1716 | -31.8612
3766 | 1000 | -1016 | -16 | 3766 | 1000 | -1016 | -16 | 3766 | 1000 | -1016 | -16 | 3766 | 1849.3567 | -1716 | 133.3567 | 3766 | 1892.3567 | -1716 | 176.3567 | 3766 | 1874.5659 | -1716 | 158.5659 | 3766 | 1907.4796 | -1716 | 191.4796 | 3766 | 1907.4796 | -1716 | 191.4796 | 3766 | 1907.4796 | -1716 | 191.4796
3767 | 616.1809 | -1016 | -399.8191 | 3767 | 1000 | -1016 | -16 | 3767 | 1000 | -1016 | -16 | 3767 | 1801.2473 | -1716 | 85.2473 | 3767 | 2000 | -1716 | 284 | 3767 | 2000 | -1716 | 284 | 3767 | 1864.0783 | -1716 | 148.0783 | 3767 | 2000 | -1716 | 284 | 3767 | 1864.0783 | -1716 | 148.0783
3768 | 683.199 | -1016 | -332.801 | 3768 | 1000 | -1016 | -16 | 3768 | 683.199 | -1016 | -332.801 | 3768 | 1519.7782 | -1716 | -196.2218 | 3768 | 2000 | -1716 | 284 | 3768 | 2000 | -1716 | 284 | 3768 | 2000 | -1716 | 284 | 3768 | 2000 | -1716 | 284 | 3768 | 1981.9786 | -1716 | 265.9786
3769 | 813.8377 | -1016 | -202.1623 | 3769 | 829.7376 | -1016 | -186.2624 | 3769 | 813.8377 | -1016 | -202.1623 | 3769 | 1664.4781 | -1716 | -51.5219 | 3769 | 2000 | -1716 | 284 | 3769 | 2000 | -1716 | 284 | 3769 | 2000 | -1716 | 284 | 3769 | 2000 | -1716 | 284 | 3769 | 1993.5229 | -1716 | 277.5229
3770 | 818.0011 | -1016 | -197.9989 | 3770 | 1000 | -1016 | -16 | 3770 | 818.0011 | -1016 | -197.9989 | 3770 | 1664.7613 | -1716 | -51.2387 | 3770 | 2000 | -1716 | 284 | 3770 | 2000 | -1716 | 284 | 3770 | 1965.1137 | -1716 | 249.1137 | 3770 | 2000 | -1716 | 284 | 3770 | 2000 | -1716 | 284
3771 | 752.2259 | -1016 | -263.7741 | 3771 | 1000 | -1016 | -16 | 3771 | 1000 | -1016 | -16 | 3771 | 1860.3995 | -1716 | 144.3995 | 3771 | 2000 | -1716 | 284 | 3771 | 1880.3995 | -1716 | 164.3995 | 3771 | 1989.9949 | -1716 | 273.9949 | 3771 | 2000 | -1716 | 284 | 3771 | 2000 | -1716 | 284
3772 | 611.4162 | -1016 | -404.5838 | 3772 | 1000 | -1016 | -16 | 3772 | 1000 | -1016 | -16 | 3772 | 1326.5897 | -1716 | -389.4103 | 3772 | 2000 | -1716 | 284 | 3772 | 1826.5897 | -1716 | 110.5897 | 3772 | 1731.0912 | -1716 | 15.0912 | 3772 | 2000 | -1716 | 284 | 3772 | 1993.9187 | -1716 | 277.9187
3773 | 911.9126 | -1016 | -104.0874 | 3773 | 1000 | -1016 | -16 | 3773 | 1000 | -1016 | -16 | 3773 | 1188.3376 | -1716 | -527.6624 | 3773 | 1472.7091 | -1716 | -243.2909 | 3773 | 1449.7091 | -1716 | -266.2909 | 3773 | 1328.0659 | -1716 | -387.9341 | 3773 | 1328.0659 | -1716 | -387.9341 | 3773 | 1328.0659 | -1716 | -387.9341
3774 | 705.6979 | -1016 | -310.3021 | 3774 | 1000 | -1016 | -16 | 3774 | 705.6979 | -1016 | -310.3021 | 3774 | 1294.7995 | -1716 | -421.2005 | 3774 | 794.7995 | -1716 | -921.2005 | 3774 | 794.7995 | -1716 | -921.2005 | 3774 | 1468.7445 | -1716 | -247.2555 | 3774 | 1468.7445 | -1716 | -247.2555 | 3774 | 1468.7445 | -1716 | -247.2555
3775 | 844.8396 | -1016 | -171.1604 | 3775 | 640.3416 | -1016 | -375.6584 | 3775 | 640.3416 | -1016 | -375.6584 | 3775 | 1605.4441 | -1716 | -110.5559 | 3775 | 1085.0391 | -1716 | -630.9609 | 3775 | 1085.0391 | -1716 | -630.9609 | 3775 | 1011.3139 | -1046.1698 | -34.8559 | 3775 | 1011.3139 | -1046.1698 | -34.8559 | 3775 | 1011.3139 | -1046.1698 | -34.8559
3776 | 782.5322 | -1016 | -233.4678 | 3776 | 205.4402 | -1016 | -810.5598 | 3776 | 205.4402 | -1016 | -810.5598 | 3776 | 1281.7987 | -1716 | -434.2013 | 3776 | 742.0858 | -1716 | -973.9142 | 3776 | 945.7426 | -1716 | -770.2574 | 3776 | 178.0992 | -369.299 | -191.1998 | 3776 | 82.9827 | -774.1825 | -691.1998 | 3776 | 82.9827 | -774.1825 | -691.1998
3777 | 274.8847 | -1016 | -741.1153 | 3777 | 191.5868 | -1016 | -824.4132 | 3777 | 274.8847 | -1016 | -741.1153 | 3777 | -1343.7564 | 108.7056 | -1235.0508 | 3777 | -1343.7564 | 75.5808 | -1268.1756 | 3777 | -1343.7564 | 549.1732 | -794.5832 | 3777 | -1504.1406 | 133.9996 | -1370.141 | 3777 | -1504.1406 | 66.6232 | -1437.5174 | 3777 | -1504.1406 | 820.2929 | -683.8477
3778 | -931.5304 | -723.0095 | -1654.5399 | 3778 | -931.5304 | -723.0095 | -1654.5399 | 3778 | -931.5304 | 43.8905 | -887.6399 | 3778 | -1426.8856 | -327.2665 | -1754.152 | 3778 | -1426.8856 | -327.2665 | -1754.152 | 3778 | -1426.8856 | 486.5591 | -940.3264 | 3778 | -1605.9273 | 700.6574 | -905.2699 | 3778 | -1605.9273 | 581.523 | -1024.4043 | 3778 | -1605.9273 | 1075.583 | -530.3442
3779 | -958.7292 | 291.945 | -666.7842 | 3779 | -958.7292 | -311.2678 | -1269.997 | 3779 | -958.7292 | 86.264 | -872.4652 | 3779 | -1467.6063 | 1068.4022 | -399.2041 | 3779 | -1467.6063 | 375.3279 | -1092.2783 | 3779 | -1467.6063 | 375.3279 | -1092.2783 | 3779 | -1660.1698 | 1611.7572 | -48.4126 | 3779 | -1660.1698 | 1111.7572 | -548.4126 | 3779 | -1660.1698 | 1111.7572 | -548.4126
3780 | -974.3792 | 600.4564 | -373.9228 | 3780 | -974.3792 | 100.4564 | -873.9228 | 3780 | -974.3792 | 100.4564 | -873.9228 | 3780 | -1489.7786 | 1012.4183 | -477.3603 | 3780 | -1489.7786 | 512.4183 | -977.3603 | 3780 | -1489.7786 | 512.4183 | -977.3603 | 3780 | -1688.8645 | 1547.9341 | -140.9304 | 3780 | -1688.8645 | 1047.9341 | -640.9304 | 3780 | -1688.8645 | 1047.9341 | -640.9304
3781 | -985.092 | 592.5694 | -392.5226 | 3781 | -985.092 | 92.5694 | -892.5226 | 3781 | -985.092 | 92.5694 | -892.5226 | 3781 | -1498.2428 | 989.0235 | -509.2193 | 3781 | -1498.2428 | 489.0235 | -1009.2193 | 3781 | -1498.2428 | 489.0235 | -1009.2193 | 3781 | -1695.0801 | 1499.6999 | -195.3801 | 3781 | -1695.0801 | 999.6999 | -695.3801 | 3781 | -1695.0801 | 999.6999 | -695.3801
3782 | -968.1153 | 618.8832 | -349.2321 | 3782 | -968.1153 | 118.8832 | -849.2321 | 3782 | -968.1153 | 118.8832 | -849.2321 | 3782 | -1373.4896 | 877.2689 | -496.2207 | 3782 | -1373.4896 | 377.2689 | -996.2207 | 3782 | -1373.4896 | 377.2689 | -996.2207 | 3782 | -1656.2252 | 1419.4311 | -236.7941 | 3782 | -1656.2252 | 919.4311 | -736.7941 | 3782 | -1656.2252 | 919.4311 | -736.7941
3783 | -890.6274 | 819.9274 | -70.7 | 3783 | -890.6274 | -75.8108 | -966.4382 | 3783 | -890.6274 | -75.8108 | -966.4382 | 3783 | -1014.2333 | 603.1896 | -411.0437 | 3783 | -1465.2736 | 603.1896 | -862.0841 | 3783 | -1263.3248 | 603.1896 | -660.1353 | 3783 | -1559.5494 | 1586.8092 | 27.2598 | 3783 | -1559.5494 | 1586.8092 | 27.2598 | 3783 | -1559.5494 | 1267.8367 | -291.7127
3784 | 655.9705 | -1016 | -360.0295 | 3784 | 655.9705 | -1016 | -360.0295 | 3784 | 655.9705 | -1016 | -360.0295 | 3784 | 530.1538 | -886.6057 | -356.4519 | 3784 | -129.8462 | -726.6057 | -856.4519 | 3784 | -129.8462 | -726.6057 | -856.4519 | 3784 | -1532.775 | 1118.1372 | -414.6378 | 3784 | -1532.775 | 1118.1372 | -414.6378 | 3784 | -1532.775 | 1118.1372 | -414.6378
3785 | 404.734 | -1016 | -611.266 | 3785 | 404.734 | -1016 | -611.266 | 3785 | 404.734 | -1016 | -611.266 | 3785 | 898.2438 | -1716 | -817.7562 | 3785 | 398.2438 | -1716 | -1317.7562 | 3785 | 398.2438 | -1716 | -1317.7562 | 3785 | 892.4654 | -1716 | -823.5346 | 3785 | 828.1661 | -1651.7007 | -823.5346 | 3785 | 828.1661 | -1651.7007 | -823.5346
3786 | 259.1399 | -1016 | -756.8601 | 3786 | 912.6369 | -1016 | -103.3631 | 3786 | 759.1399 | -1016 | -256.8601 | 3786 | 1556.0809 | -1716 | -159.9191 | 3786 | 1599.0809 | -1716 | -116.9191 | 3786 | 1319.6365 | -1716 | -396.3635 | 3786 | 912.4272 | -1716 | -803.5728 | 3786 | 678.3422 | -1716 | -1037.6578 | 3786 | 911.4422 | -1716 | -804.5578
3787 | 1000 | -1016 | -16 | 3787 | 1000 | -1016 | -16 | 3787 | 791.2498 | -1016 | -224.7502 | 3787 | 732.0018 | -1716 | -983.9982 | 3787 | 1188.8844 | -1716 | -527.1156 | 3787 | 1232.0018 | -1716 | -483.9982 | 3787 | 676.0594 | -1716 | -1039.9406 | 3787 | 715.823 | -1716 | -1000.177 | 3787 | 676.0594 | -1716 | -1039.9406
3788 | 1000 | -1016 | -16 | 3788 | 1000 | -1016 | -16 | 3788 | 1000 | -1016 | -16 | 3788 | 876.1627 | -1716 | -839.8373 | 3788 | 1180.1602 | -1716 | -535.8398 | 3788 | 1110.2223 | -1716 | -605.7777 | 3788 | 765.5647 | -1716 | -950.4353 | 3788 | 765.5647 | -1716 | -950.4353 | 3788 | 765.5647 | -1716 | -950.4353
3789 | 1000 | -1016 | -16 | 3789 | 1000 | -1016 | -16 | 3789 | 1000 | -1016 | -16 | 3789 | 866.663 | -1716 | -849.337 | 3789 | 1366.663 | -1716 | -349.337 | 3789 | 1366.663 | -1716 | -349.337 | 3789 | 878.8348 | -1716 | -837.1652 | 3789 | 819.083 | -1716 | -896.917 | 3789 | 871.5592 | -1716 | -844.4408
3790 | 457.236 | -1016 | -558.764 | 3790 | 1000 | -1016 | -16 | 3790 | 913.9501 | -1016 | -102.0499 | 3790 | 1129.8976 | -1716 | -586.1024 | 3790 | 1409.4872 | -1716 | -306.5128 | 3790 | 1470.612 | -1716 | -245.388 | 3790 | 1124.9299 | -1716 | -591.0701 | 3790 | 899.9299 | -1716 | -816.0701 | 3790 | 1124.9299 | -1716 | -591.0701
3791 | 463.9211 | -1016 | -552.0789 | 3791 | 622.4598 | -1016 | -393.5402 | 3791 | 463.9211 | -1016 | -552.0789 | 3791 | 1113.7423 | -1716 | -602.2577 | 3791 | 1429.4888 | -1716 | -286.5112 | 3791 | 1460.0344 | -1716 | -255.9656 | 3791 | 1167.0204 | -1716 | -548.9796 | 3791 | 988.1182 | -1716 | -727.8818 | 3791 | 1213.1182 | -1716 | -502.8818
3792 | 483.9095 | -1016 | -532.0905 | 3792 | 483.9095 | -1016 | -532.0905 | 3792 | 514.744 | -1016 | -501.256 | 3792 | 1135.247 | -1716 | -580.753 | 3792 | 1467.337 | -1716 | -248.663 | 3792 | 1467.337 | -1716 | -248.663 | 3792 | 914.2063 | -1716 | -801.7937 | 3792 | 939.8447 | -1716 | -776.1553 | 3792 | 1211.8644 | -1716 | -504.1356
3793 | 496.7128 | -1016 | -519.2872 | 3793 | 496.7128 | -1016 | -519.2872 | 3793 | 498.6019 | -1016 | -517.3981 | 3793 | 1468.6066 | -1716 | -247.3934 | 3793 | 1736.6066 | -1716 | 20.6066 | 3793 | 1488.6066 | -1716 | -227.3934 | 3793 | 1346.5509 | -1716 | -369.4491 | 3793 | 893.7475 | -1716 | -822.2525 | 3793 | 1307.7287 | -1716 | -408.2713
3794 | 536.279 | -1016 | -479.721 | 3794 | 536.279 | -1016 | -479.721 | 3794 | 536.279 | -1016 | -479.721 | 3794 | 1132.0924 | -1716 | -583.9076 | 3794 | 1509.9101 | -1716 | -206.0899 | 3794 | 1491.5078 | -1716 | -224.4922 | 3794 | 1393.3009 | -1716 | -322.6991 | 3794 | 1126.7169 | -1716 | -589.2831 | 3794 | 1168.3009 | -1716 | -547.6991
3795 | 489.4376 | -1016 | -526.5624 | 3795 | 989.4376 | -1016 | -26.5624 | 3795 | 767.0459 | -1016 | -248.9541 | 3795 | 927.5046 | -1716 | -788.4954 | 3795 | 1427.5046 | -1716 | -288.4954 | 3795 | 1431.3513 | -1716 | -284.6487 | 3795 | 1121.1241 | -1716 | -594.8759 | 3795 | 896.1241 | -1716 | -819.8759 | 3795 | 1052.1116 | -1716 | -663.8884
3796 | 401.2656 | -1016 | -614.7344 | 3796 | 1000 | -1016 | -16 | 3796 | 901.2656 | -1016 | -114.7344 | 3796 | 815.21 | -1716 | -900.79 | 3796 | 1079.7585 | -1716 | -636.2415 | 3796 | 815.21 | -1716 | -900.79 | 3796 | 773.5126 | -1716 | -942.4874 | 3796 | 773.5126 | -1716 | -942.4874 | 3796 | 718.241 | -1716 | -997.759
3797 | 462.7293 | -1016 | -553.2707 | 3797 | 962.7293 | -1016 | -53.2707 | 3797 | 797.3975 | -1016 | -218.6025 | 3797 | 873.3713 | -1716 | -842.6287 | 3797 | 676.7582 | -1716 | -1039.2418 | 3797 | 676.7582 | -1716 | -1039.2418 | 3797 | 809.9289 | -1716 | -906.0711 | 3797 | 809.9289 | -1716 | -906.0711 | 3797 | 809.9289 | -1716 | -906.0711
3798 | 668.6972 | -1016 | -347.3028 | 3798 | 668.6972 | -1016 | -347.3028 | 3798 | 668.6972 | -1016 | -347.3028 | 3798 | 1105.9405 | -1716 | -610.0595 | 3798 | 812.5755 | -1716 | -903.4245 | 3798 | 605.9405 | -1716 | -1110.0595 | 3798 | 914.1913 | -1545.4055 | -631.2142 | 3798 | 914.1913 | -1545.4055 | -631.2142 | 3798 | 914.1913 | -1545.4055 | -631.2142
3799 | 777.5011 | -1016 | -238.4989 | 3799 | 277.5011 | -1016 | -738.4989 | 3799 | 277.5011 | -1016 | -738.4989 | 3799 | 491.7246 | -805.6841 | -313.9595 | 3799 | 271.7246 | -1085.6841 | -813.9595 | 3799 | 271.7246 | -1085.6841 | -813.9595 | 3799 | 63.232 | -424.7453 | -361.5133 | 3799 | 63.232 | -424.7453 | -361.5133 | 3799 | 63.232 | -424.7453 | -361.5133
3800 | -720.0563 | 316.262 | -403.7943 | 3800 | -807.3792 | 299.3232 | -508.0561 | 3800 | -807.3792 | 299.3232 | -508.0561 | 3800 | -216.4703 | -310.6925 | -527.1628 | 3800 | -861.4733 | -310.6925 | -1172.1658 | 3800 | -861.4733 | -310.6925 | -1172.1658 | 3800 | -1348.3367 | 1005.8757 | -342.461 | 3800 | -1348.3367 | 1288.6295 | -59.7072 | 3800 | -1348.3367 | 541.328 | -807.0087
3801 | -783.795 | 507.1485 | -276.6465 | 3801 | -783.795 | -273.3928 | -1057.1878 | 3801 | -783.795 | 7.1485 | -776.6465 | 3801 | -1215.5154 | 336.0162 | -879.4992 | 3801 | -1215.5154 | 149.1664 | -1066.349 | 3801 | -1215.5154 | 149.1664 | -1066.349 | 3801 | -1330.9224 | 858.0332 | -472.8892 | 3801 | -1330.9224 | 549.2967 | -781.6258 | 3801 | -1330.9224 | 434.0677 | -896.8548
3802 | -754.1566 | -247.8743 | -1002.0309 | 3802 | -754.1566 | -387.8361 | -1141.9927 | 3802 | -754.1566 | -143.853 | -898.0097 | 3802 | -1163.2157 | -239.7257 | -1402.9413 | 3802 | -1163.2157 | -738.8499 | -1902.0655 | 3802 | -1163.2157 | -18.0419 | -1181.2576 | 3802 | -1255.9612 | 4.0099 | -1251.9513 | 3802 | -1255.9612 | 400.5645 | -855.3967 | 3802 | -1255.9612 | 167.4645 | -1088.4967
3803 | -716.0513 | -781.5178 | -1497.5692 | 3803 | -716.0513 | -781.5178 | -1497.5692 | 3803 | -716.0513 | -340.2236 | -1056.2749 | 3803 | -1101.7655 | -771.2651 | -1873.0306 | 3803 | -1101.7655 | -811.4901 | -1913.2556 | 3803 | -1101.7655 | -244.88 | -1346.6456 | 3803 | -1171.1663 | -745.8371 | -1917.0034 | 3803 | -1171.1663 | 222.0415 | -949.1248 | 3803 | -1171.1663 | 119.1695 | -1051.9968
3804 | -696.2039 | -210.7008 | -906.9046 | 3804 | -696.2039 | -210.7008 | -906.9046 | 3804 | -696.2039 | -194.7973 | -891.0011 | 3804 | -1066.3351 | 382.8754 | -683.4597 | 3804 | -1066.3351 | -117.1246 | -1183.4597 | 3804 | -1066.3351 | -117.1246 | -1183.4597 | 3804 | -1120.1529 | 579.8919 | -540.2609 | 3804 | -1120.1529 | 204.7536 | -915.3993 | 3804 | -1120.1529 | 79.8919 | -1040.2609
3805 | -658.223 | 98.5307 | -559.6923 | 3805 | -658.223 | -207.1333 | -865.3563 | 3805 | -658.223 | -5.7311 | -663.9541 | 3805 | -1018.5477 | 161.3777 | -857.17 | 3805 | -1018.5477 | -338.6223 | -1357.17 | 3805 | -1018.5477 | -338.6223 | -1357.17 | 3805 | -1062.559 | 845.8743 | -216.6847 | 3805 | -1062.559 | 845.8743 | -216.6847 | 3805 | -1062.559 | 1.4036 | -1061.1554
3806 | -616.3639 | 246.1641 | -370.1997 | 3806 | -616.3639 | -714.1795 | -1330.5434 | 3806 | -616.3639 | -253.8359 | -870.1997 | 3806 | -1037.9495 | 17.3235 | -1020.6259 | 3806 | -1037.9495 | -120.0452 | -1157.9947 | 3806 | -1037.9495 | -120.0452 | -1157.9947 | 3806 | -996.2724 | 540.9125 | -455.3599 | 3806 | -996.2724 | 540.9125 | -455.3599 | 3806 | -996.2724 | 234.0241 | -762.2483
3807 | -132.0671 | -436.6608 | -568.7279 | 3807 | -132.0671 | -936.6608 | -1068.7279 | 3807 | -132.0671 | -936.6608 | -1068.7279 | 3807 | -1036.2193 | 450.1977 | -586.0215 | 3807 | -1090.3879 | 450.1977 | -640.1902 | 3807 | -1090.3879 | 4.3663 | -1086.0215 | 3807 | -1081.4918 | 447.7735 | -633.7183 | 3807 | -1081.4918 | 447.7735 | -633.7183 | 3807 | -1081.4918 | 447.7735 | -633.7183
3808 | 379.9772 | -1016 | -636.0228 | 3808 | 379.9772 | -1016 | -636.0228 | 3808 | 379.9772 | -1016 | -636.0228 | 3808 | 903.661 | -1716 | -812.339 | 3808 | 312.8573 | -1625.1963 | -1312.339 | 3808 | 403.661 | -1716 | -1312.339 | 3808 | -1101.4811 | 187.8413 | -913.6398 | 3808 | -1101.4811 | 187.8413 | -913.6398 | 3808 | -1101.4811 | 187.8413 | -913.6398
3809 | 289.1545 | -1016 | -726.8455 | 3809 | 289.1545 | -1016 | -726.8455 | 3809 | 289.1545 | -1016 | -726.8455 | 3809 | 801.8491 | -1716 | -914.1509 | 3809 | 709.6148 | -1716 | -1006.3852 | 3809 | 709.6148 | -1716 | -1006.3852 | 3809 | 774.7186 | -1716 | -941.2814 | 3809 | 592.8797 | -1534.1611 | -941.2814 | 3809 | 774.7186 | -1716 | -941.2814
3810 | 301.505 | -1016 | -714.495 | 3810 | 1000 | -1016 | -16 | 3810 | 801.505 | -1016 | -214.495 | 3810 | 820.5944 | -1716 | -895.4056 | 3810 | 975.9003 | -1716 | -740.0997 | 3810 | 869.2181 | -1716 | -846.7819 | 3810 | 972.539 | -1716 | -743.461 | 3810 | 972.539 | -1716 | -743.461 | 3810 | 972.539 | -1716 | -743.461
3811 | 1000 | -1016 | -16 | 3811 | 1000 | -1016 | -16 | 3811 | 1000 | -1016 | -16 | 3811 | 1203.5004 | -1716 | -512.4996 | 3811 | 2000 | -1716 | 284 | 3811 | 1560.6372 | -1716 | -155.3628 | 3811 | 1428.5376 | -1716 | -287.4624 | 3811 | 1775.0254 | -1716 | 59.0254 | 3811 | 1566.902 | -1716 | -149.098
3812 | 1000 | -1016 | -16 | 3812 | 1000 | -1016 | -16 | 3812 | 1000 | -1016 | -16 | 3812 | 2000 | -1716 | 284 | 3812 | 2000 | -1716 | 284 | 3812 | 1737.6411 | -1716 | 21.6411 | 3812 | 1809.0586 | -1716 | 93.0586 | 3812 | 1947.3518 | -1716 | 231.3518 | 3812 | 1751.0103 | -1716 | 35.0103
3813 | 1000 | -1016 | -16 | 3813 | 1000 | -1016 | -16 | 3813 | 1000 | -1016 | -16 | 3813 | 2000 | -1716 | 284 | 3813 | 2000 | -1716 | 284 | 3813 | 1653.186 | -1716 | -62.814 | 3813 | 1989.7471 | -1716 | 273.7471 | 3813 | 1989.7471 | -1716 | 273.7471 | 3813 | 1657.3949 | -1716 | -58.6051
3814 | 532.6611 | -1016 | -483.3389 | 3814 | 1000 | -1016 | -16 | 3814 | 904.5441 | -1016 | -111.4559 | 3814 | 1078.8496 | -1716 | -637.1504 | 3814 | 1590.8842 | -1716 | -125.1158 | 3814 | 1578.8496 | -1716 | -137.1504 | 3814 | 1066.7544 | -1716 | -649.2456 | 3814 | 1890.5076 | -1716 | 174.5076 | 3814 | 1566.7544 | -1716 | -149.2456
3815 | 427.93 | -1016 | -588.07 | 3815 | 1000 | -1016 | -16 | 3815 | 927.93 | -1016 | -88.07 | 3815 | 933.3218 | -1716 | -782.6782 | 3815 | 1433.3218 | -1716 | -282.6782 | 3815 | 1433.3218 | -1716 | -282.6782 | 3815 | 1052.1615 | -1716 | -663.8385 | 3815 | 1552.1615 | -1716 | -163.8385 | 3815 | 1552.1615 | -1716 | -163.8385
3816 | 429.1065 | -1016 | -586.8935 | 3816 | 1000 | -1016 | -16 | 3816 | 929.1065 | -1016 | -86.8935 | 3816 | 918.8042 | -1716 | -797.1958 | 3816 | 1418.8042 | -1716 | -297.1958 | 3816 | 1418.8042 | -1716 | -297.1958 | 3816 | 1022.2256 | -1716 | -693.7744 | 3816 | 1522.2256 | -1716 | -193.7744 | 3816 | 1522.2256 | -1716 | -193.7744
3817 | 461.8322 | -1016 | -554.1678 | 3817 | 461.8322 | -1016 | -554.1678 | 3817 | 461.8322 | -1016 | -554.1678 | 3817 | 945.9703 | -1716 | -770.0297 | 3817 | 1445.9703 | -1716 | -270.0297 | 3817 | 1445.9703 | -1716 | -270.0297 | 3817 | 1043.0535 | -1716 | -672.9465 | 3817 | 1543.0535 | -1716 | -172.9465 | 3817 | 1543.0535 | -1716 | -172.9465
3818 | 493.1029 | -1016 | -522.8971 | 3818 | 538.4234 | -1016 | -477.5766 | 3818 | 493.1029 | -1016 | -522.8971 | 3818 | 978.6902 | -1716 | -737.3098 | 3818 | 1478.6902 | -1716 | -237.3098 | 3818 | 1449.4459 | -1716 | -266.5541 | 3818 | 1078.7413 | -1716 | -637.2587 | 3818 | 1578.7413 | -1716 | -137.2587 | 3818 | 1578.7413 | -1716 | -137.2587
3819 | 475.5898 | -1016 | -540.4102 | 3819 | 1000 | -1016 | -16 | 3819 | 859.1365 | -1016 | -156.8635 | 3819 | 954.7744 | -1716 | -761.2256 | 3819 | 1454.7744 | -1716 | -261.2256 | 3819 | 1454.7744 | -1716 | -261.2256 | 3819 | 1057.687 | -1716 | -658.313 | 3819 | 1557.687 | -1716 | -158.313 | 3819 | 1557.687 | -1716 | -158.313
3820 | 416.868 | -1016 | -599.132 | 3820 | 1000 | -1016 | -16 | 3820 | 916.868 | -1016 | -99.132 | 3820 | 869.248 | -1716 | -846.752 | 3820 | 1369.248 | -1716 | -346.752 | 3820 | 1369.248 | -1716 | -346.752 | 3820 | 961.3254 | -1716 | -754.6746 | 3820 | 1461.3254 | -1716 | -254.6746 | 3820 | 1461.3254 | -1716 | -254.6746
3821 | 484.6499 | -1016 | -531.3501 | 3821 | 1000 | -1016 | -16 | 3821 | 484.6499 | -1016 | -531.3501 | 3821 | 920.891 | -1716 | -795.109 | 3821 | 1165.5852 | -1716 | -550.4148 | 3821 | 1301.5116 | -1716 | -414.4884 | 3821 | 1035.8063 | -1716 | -680.1937 | 3821 | 1435.8063 | -1716 | -280.1937 | 3821 | 1435.8063 | -1716 | -280.1937
3822 | 724.287 | -1016 | -291.713 | 3822 | 724.287 | -1016 | -291.713 | 3822 | 724.287 | -1016 | -291.713 | 3822 | 1171.9127 | -1716 | -544.0873 | 3822 | 1171.9127 | -1716 | -544.0873 | 3822 | 1171.9127 | -1716 | -544.0873 | 3822 | 1207.2044 | -1716 | -508.7956 | 3822 | 1207.2044 | -1716 | -508.7956 | 3822 | 1207.2044 | -1716 | -508.7956
3823 | 865.0056 | -1016 | -150.9944 | 3823 | 865.0056 | -1016 | -150.9944 | 3823 | 865.0056 | -1016 | -150.9944 | 3823 | 1477.8114 | -1716 | -238.1886 | 3823 | 977.8114 | -1716 | -738.1886 | 3823 | 977.8114 | -1716 | -738.1886 | 3823 | 1467.1541 | -1716 | -248.8459 | 3823 | 967.1541 | -1716 | -748.8459 | 3823 | 967.1541 | -1716 | -748.8459
3824 | 571.0214 | -872.8087 | -301.7873 | 3824 | 255.0214 | -1016 | -760.9786 | 3824 | 255.0214 | -1016 | -760.9786 | 3824 | 1575.374 | -1716 | -140.626 | 3824 | 714.4134 | -1716 | -1001.5866 | 3824 | 611.1427 | -1716 | -1104.8573 | 3824 | -957.8324 | 421.6794 | -536.153 | 3824 | -1336.1376 | 299.9846 | -1036.153 | 3824 | -1336.1376 | 299.9846 | -1036.153
3825 | -788.3706 | 429.4925 | -358.8782 | 3825 | -788.3706 | -272.0668 | -1060.4374 | 3825 | -788.3706 | -37.8587 | -826.2293 | 3825 | -168.6334 | -346.5596 | -515.193 | 3825 | -168.6334 | -1122.3125 | -1290.9459 | 3825 | -168.6334 | -846.5596 | -1015.193 | 3825 | -1342.3734 | 625.5119 | -716.8615 | 3825 | -1342.3734 | 345.3194 | -997.054 | 3825 | -1342.3734 | 462.1278 | -880.2456
3826 | -804.3479 | -474.3193 | -1278.6672 | 3826 | -804.3479 | -459.2709 | -1263.6187 | 3826 | -804.3479 | -89.7772 | -894.1251 | 3826 | -1242.5574 | -751.2177 | -1993.7751 | 3826 | -1242.5574 | -142.1314 | -1384.6889 | 3826 | -1242.5574 | 65.3805 | -1177.1769 | 3826 | -1364.4536 | 3.142 | -1361.3115 | 3826 | -1364.4536 | -242.2813 | -1606.7348 | 3826 | -1364.4536 | 363.593 | -1000.8605
3827 | -818.5553 | -525.7194 | -1344.2747 | 3827 | -818.5553 | -525.7194 | -1344.2747 | 3827 | -818.5553 | 118.3087 | -700.2467 | 3827 | -1256.7934 | -217.5514 | -1474.3448 | 3827 | -1256.7934 | -777.0837 | -2033.8772 | 3827 | -1256.7934 | 27.0694 | -1229.7241 | 3827 | -1378.7181 | -117.7142 | -1496.4322 | 3827 | -1378.7181 | -278.6092 | -1657.3272 | 3827 | -1378.7181 | 246.4379 | -1132.2802
3828 | -796.2975 | 556.0076 | -240.2899 | 3828 | -796.2975 | 56.0076 | -740.2899 | 3828 | -796.2975 | 56.0076 | -740.2899 | 3828 | -1234.9964 | 665.4933 | -569.5032 | 3828 | -1234.9964 | 165.4933 | -1069.5032 | 3828 | -1234.9964 | 165.4933 | -1069.5032 | 3828 | -1357.3819 | 920.343 | -437.0388 | 3828 | -1357.3819 | 420.343 | -937.0388 | 3828 | -1357.3819 | 420.343 | -937.0388
3829 | -820.8332 | 446.7328 | -374.1005 | 3829 | -820.8332 | -53.2672 | -874.1005 | 3829 | -820.8332 | -53.2672 | -874.1005 | 3829 | -1253.9595 | 554.3196 | -699.64 | 3829 | -1253.9595 | 54.3196 | -1199.64 | 3829 | -1253.9595 | 54.3196 | -1199.64 | 3829 | -1370.7724 | 783.3437 | -587.4287 | 3829 | -1370.7724 | 283.3437 | -1087.4287 | 3829 | -1370.7724 | 283.3437 | -1087.4287
3830 | -820.7652 | 779.2622 | -41.503 | 3830 | -820.7652 | 135.0475 | -685.7177 | 3830 | -820.7652 | 135.0475 | -685.7177 | 3830 | -1206.489 | 612.914 | -593.575 | 3830 | -1206.489 | 460.8237 | -745.6653 | 3830 | -1206.489 | 460.8237 | -745.6653 | 3830 | -1356.5958 | 1240.6769 | -115.9189 | 3830 | -1430.0704 | 853.8644 | -576.206 | 3830 | -1430.0704 | 853.8644 | -576.206
3831 | -822.4693 | 494.4008 | -328.0685 | 3831 | -822.4693 | -5.5992 | -828.0685 | 3831 | -822.4693 | -5.5992 | -828.0685 | 3831 | -2000 | 1617.8194 | -382.1806 | 3831 | -2000 | 1117.8194 | -882.1806 | 3831 | -2000 | 1117.8194 | -882.1806 | 3831 | -1254.251 | 818.9673 | -435.2837 | 3831 | -1254.251 | 318.9673 | -935.2837 | 3831 | -1254.251 | 318.9673 | -935.2837
3832 | 385.1197 | -1016 | -630.8803 | 3832 | -114.8803 | -1016 | -1130.8803 | 3832 | -114.8803 | -1016 | -1130.8803 | 3832 | -770.6535 | 74.0983 | -696.5553 | 3832 | -770.6535 | -425.9017 | -1196.5553 | 3832 | -770.6535 | -425.9017 | -1196.5553 | 3832 | -412.4305 | -405.3585 | -817.789 | 3832 | -412.4305 | -905.3585 | -1317.789 | 3832 | -412.4305 | -905.3585 | -1317.789
3833 | 369.6967 | -1016 | -646.3033 | 3833 | 369.6967 | -1016 | -646.3033 | 3833 | 369.6967 | -1016 | -646.3033 | 3833 | 848.5328 | -1716 | -867.4672 | 3833 | 848.5328 | -1716 | -867.4672 | 3833 | 848.5328 | -1716 | -867.4672 | 3833 | 832.9785 | -1716 | -883.0215 | 3833 | 332.9785 | -1716 | -1383.0215 | 3833 | 332.9785 | -1716 | -1383.0215
3834 | 256.1182 | -1016 | -759.8818 | 3834 | 1000 | -1016 | -16 | 3834 | 755.7634 | -1016 | -260.2366 | 3834 | 741.4416 | -1716 | -974.5584 | 3834 | 1241.4416 | -1716 | -474.5584 | 3834 | 1241.4416 | -1716 | -474.5584 | 3834 | 860.4771 | -1716 | -855.5229 | 3834 | 860.4771 | -1716 | -855.5229 | 3834 | 860.4771 | -1716 | -855.5229
3835 | 1000 | -1016 | -16 | 3835 | 1000 | -1016 | -16 | 3835 | 1000 | -1016 | -16 | 3835 | 1087.6477 | -1716 | -628.3523 | 3835 | 1765.7596 | -1716 | 49.7596 | 3835 | 1406.8272 | -1716 | -309.1728 | 3835 | 895.5697 | -1716 | -820.4303 | 3835 | 1704.1038 | -1716 | -11.8962 | 3835 | 1385.6302 | -1716 | -330.3698
3836 | 1000 | -1016 | -16 | 3836 | 1000 | -1016 | -16 | 3836 | 1000 | -1016 | -16 | 3836 | 2000 | -1716 | 284 | 3836 | 2000 | -1716 | 284 | 3836 | 1693.6896 | -1716 | -22.3104 | 3836 | 2000 | -1716 | 284 | 3836 | 2000 | -1716 | 284 | 3836 | 1676.0193 | -1716 | -39.9807
3837 | 1000 | -1016 | -16 | 3837 | 1000 | -1016 | -16 | 3837 | 1000 | -1016 | -16 | 3837 | 1869.5777 | -1716 | 153.5777 | 3837 | 2000 | -1716 | 284 | 3837 | 1604.6725 | -1716 | -111.3275 | 3837 | 2000 | -1716 | 284 | 3837 | 2000 | -1716 | 284 | 3837 | 1581.884 | -1716 | -134.116
3838 | 402.3893 | -1016 | -613.6107 | 3838 | 1000 | -1016 | -16 | 3838 | 902.3893 | -1016 | -113.6107 | 3838 | 1054.3696 | -1716 | -661.6304 | 3838 | 1554.2927 | -1716 | -161.7073 | 3838 | 1554.2927 | -1716 | -161.7073 | 3838 | 1020.2891 | -1716 | -695.7109 | 3838 | 1520.2891 | -1716 | -195.7109 | 3838 | 1520.2891 | -1716 | -195.7109
3839 | 437.402 | -1016 | -578.598 | 3839 | 1000 | -1016 | -16 | 3839 | 844.2101 | -1016 | -171.7899 | 3839 | 926.3935 | -1716 | -789.6065 | 3839 | 1426.3935 | -1716 | -289.6065 | 3839 | 1426.3935 | -1716 | -289.6065 | 3839 | 1028.7999 | -1716 | -687.2001 | 3839 | 1528.7999 | -1716 | -187.2001 | 3839 | 1528.7999 | -1716 | -187.2001
3840 | 478.4232 | -1016 | -537.5768 | 3840 | 478.4232 | -1016 | -537.5768 | 3840 | 478.4232 | -1016 | -537.5768 | 3840 | 955.0943 | -1716 | -760.9057 | 3840 | 955.0943 | -1716 | -760.9057 | 3840 | 955.0943 | -1716 | -760.9057 | 3840 | 1044.0932 | -1716 | -671.9068 | 3840 | 1544.0932 | -1716 | -171.9068 | 3840 | 1544.0932 | -1716 | -171.9068
3841 | 512.2594 | -1016 | -503.7406 | 3841 | 512.2594 | -1016 | -503.7406 | 3841 | 512.2594 | -1016 | -503.7406 | 3841 | 982.554 | -1716 | -733.446 | 3841 | 982.554 | -1716 | -733.446 | 3841 | 982.554 | -1716 | -733.446 | 3841 | 1064.3765 | -1716 | -651.6235 | 3841 | 1064.3765 | -1716 | -651.6235 | 3841 | 1064.3765 | -1716 | -651.6235
3842 | 585.5957 | -1016 | -430.4043 | 3842 | 585.5957 | -1016 | -430.4043 | 3842 | 585.5957 | -1016 | -430.4043 | 3842 | 1057.0613 | -1716 | -658.9387 | 3842 | 1057.0613 | -1716 | -658.9387 | 3842 | 1057.0613 | -1716 | -658.9387 | 3842 | 1140.1678 | -1716 | -575.8322 | 3842 | 1140.1678 | -1716 | -575.8322 | 3842 | 1140.1678 | -1716 | -575.8322
3843 | 589.6376 | -1016 | -426.3624 | 3843 | 589.6376 | -1016 | -426.3624 | 3843 | 589.6376 | -1016 | -426.3624 | 3843 | 1053.0143 | -1716 | -662.9857 | 3843 | 1053.0143 | -1716 | -662.9857 | 3843 | 1053.0143 | -1716 | -662.9857 | 3843 | 1136.4342 | -1716 | -579.5658 | 3843 | 1551.4342 | -1716 | -164.5658 | 3843 | 1551.4342 | -1716 | -164.5658
3844 | 454.4359 | -1016 | -561.5641 | 3844 | 454.4359 | -1016 | -561.5641 | 3844 | 454.4359 | -1016 | -561.5641 | 3844 | 888.1875 | -1716 | -827.8125 | 3844 | 993.1875 | -1716 | -722.8125 | 3844 | 993.1875 | -1716 | -722.8125 | 3844 | 959.4065 | -1716 | -756.5935 | 3844 | 1459.4065 | -1716 | -256.5935 | 3844 | 1459.4065 | -1716 | -256.5935
3845 | 487.9813 | -1016 | -528.0187 | 3845 | 487.9813 | -1016 | -528.0187 | 3845 | 487.9813 | -1016 | -528.0187 | 3845 | 905.6265 | -1716 | -810.3735 | 3845 | 905.6265 | -1716 | -810.3735 | 3845 | 905.6265 | -1716 | -810.3735 | 3845 | 1001.8817 | -1716 | -714.1183 | 3845 | 1001.8817 | -1716 | -714.1183 | 3845 | 1001.8817 | -1716 | -714.1183
3846 | 739.5447 | -1016 | -276.4553 | 3846 | 739.5447 | -1016 | -276.4553 | 3846 | 739.5447 | -1016 | -276.4553 | 3846 | 1169.235 | -1716 | -546.765 | 3846 | 669.235 | -1716 | -1046.765 | 3846 | 669.235 | -1716 | -1046.765 | 3846 | 1189.4778 | -1716 | -526.5222 | 3846 | 689.4778 | -1716 | -1026.5222 | 3846 | 689.4778 | -1716 | -1026.5222
3847 | 650.0426 | -755.4415 | -105.3989 | 3847 | 410.6011 | -1016 | -605.3989 | 3847 | 410.6011 | -1016 | -605.3989 | 3847 | 1345.6722 | -1666.9147 | -321.2425 | 3847 | 1013.8962 | -1716 | -702.1038 | 3847 | 964.8109 | -1666.9147 | -702.1038 | 3847 | 941.4273 | -1196.8688 | -255.4416 | 3847 | 441.4273 | -1196.8688 | -755.4416 | 3847 | 441.4273 | -1196.8688 | -755.4416
3848 | 224.3901 | -472.0533 | -247.6632 | 3848 | -275.6099 | -472.0533 | -747.6632 | 3848 | -275.6099 | -472.0533 | -747.6632 | 3848 | 1369.0025 | -1716 | -346.9975 | 3848 | 954.1208 | -1716 | -761.8792 | 3848 | 665.158 | -1716 | -1050.842 | 3848 | -934.6616 | 454.5545 | -480.1072 | 3848 | -1326.9483 | 346.8411 | -980.1072 | 3848 | -1326.9483 | 346.8411 | -980.1072
3849 | -709.1097 | 728.4752 | 19.3656 | 3849 | -709.1097 | 228.4752 | -480.6344 | 3849 | -709.1097 | 228.4752 | -480.6344 | 3849 | 95.0199 | -405.8218 | -310.8019 | 3849 | 95.0199 | -905.8218 | -810.8019 | 3849 | 95.0199 | -905.8218 | -810.8019 | 3849 | -1225.2843 | 1044.0779 | -181.2065 | 3849 | -1225.2843 | 544.0779 | -681.2065 | 3849 | -1225.2843 | 544.0779 | -681.2065
3850 | -692.1811 | -161.1788 | -853.3599 | 3850 | -692.1811 | -347.6896 | -1039.8707 | 3850 | -692.1811 | 279.2889 | -412.8923 | 3850 | 53.9045 | -1539.7719 | -1485.8674 | 3850 | -100.3282 | -1633.7768 | -1734.1049 | 3850 | 100.5872 | -1076.8923 | -976.3051 | 3850 | -1195.1963 | 1069.8688 | -125.3275 | 3850 | -1195.1963 | 569.8688 | -625.3275 | 3850 | -1195.1963 | 569.8688 | -625.3275
3851 | -639.9435 | -931.7221 | -1571.6656 | 3851 | -639.9435 | 68.2779 | -571.6656 | 3851 | -639.9435 | -77.8708 | -717.8143 | 3851 | 117.7704 | -1716 | -1598.2296 | 3851 | 113.4109 | -1716 | -1602.5891 | 3851 | 648.3472 | -1716 | -1067.6528 | 3851 | -1116.6967 | -729.1406 | -1845.8373 | 3851 | -1116.6967 | -729.1406 | -1845.8373 | 3851 | -1116.6967 | 111.4612 | -1005.2355
3852 | -671.4516 | 557.4345 | -114.0171 | 3852 | -671.4516 | -942.5655 | -1614.0171 | 3852 | -671.4516 | -175.6655 | -847.1171 | 3852 | 1231.1199 | -1716 | -484.8801 | 3852 | 752.1997 | -1716 | -963.8003 | 3852 | 752.1997 | -1716 | -963.8003 | 3852 | -1158.5776 | -189.8905 | -1348.4681 | 3852 | -1158.5776 | -376.4012 | -1534.9789 | 3852 | -1158.5776 | 30.7267 | -1127.8509
3853 | -552.7685 | 410.8223 | -141.9461 | 3853 | -552.7685 | -89.1777 | -641.9461 | 3853 | -552.7685 | -89.1777 | -641.9461 | 3853 | 632.3252 | -1116.0134 | -483.6882 | 3853 | 267.331 | -1251.0192 | -983.6882 | 3853 | 267.331 | -1251.0192 | -983.6882 | 3853 | -1046.195 | 624.1524 | -422.0427 | 3853 | -1046.195 | 124.1524 | -922.0427 | 3853 | -1046.195 | 124.1524 | -922.0427
3854 | -533.2792 | 305.6385 | -227.6407 | 3854 | -533.2792 | -194.3615 | -727.6407 | 3854 | -533.2792 | -194.3615 | -727.6407 | 3854 | 962.0002 | -1523.9364 | -561.9363 | 3854 | 462.0002 | -1523.9364 | -1061.9363 | 3854 | 462.0002 | -1523.9364 | -1061.9363 | 3854 | 241.4556 | -748.4028 | -506.9472 | 3854 | -258.5444 | -748.4028 | -1006.9472 | 3854 | -258.5444 | -748.4028 | -1006.9472
3855 | 179.7678 | -227.0957 | -47.3279 | 3855 | -31.2322 | -513.9131 | -545.1453 | 3855 | -31.2322 | -909.6513 | -940.8835 | 3855 | 1270.79 | -1538.1135 | -267.3235 | 3855 | 306.5587 | -1538.1135 | -1231.5548 | 3855 | 306.5587 | -1538.1135 | -1231.5548 | 3855 | -879.9145 | 130.7553 | -749.1593 | 3855 | -879.9145 | -369.2447 | -1249.1593 | 3855 | -879.9145 | -369.2447 | -1249.1593
3856 | 618.3258 | -1016 | -397.6742 | 3856 | 618.3258 | -1016 | -397.6742 | 3856 | 618.3258 | -1016 | -397.6742 | 3856 | 958.6829 | -1422.5458 | -463.8629 | 3856 | 752.1371 | -1716 | -963.8629 | 3856 | 752.1371 | -1716 | -963.8629 | 3856 | -306.1509 | -290.2403 | -596.3913 | 3856 | -306.1509 | -790.2403 | -1096.3913 | 3856 | -306.1509 | -790.2403 | -1096.3913
3857 | 426.5327 | -1016 | -589.4673 | 3857 | 426.5327 | -1016 | -589.4673 | 3857 | 426.5327 | -1016 | -589.4673 | 3857 | 918.7194 | -1716 | -797.2806 | 3857 | 918.7194 | -1716 | -797.2806 | 3857 | 918.7194 | -1716 | -797.2806 | 3857 | 913.1696 | -1716 | -802.8304 | 3857 | 413.1696 | -1716 | -1302.8304 | 3857 | 413.1696 | -1716 | -1302.8304
3858 | 319.1506 | -1016 | -696.8494 | 3858 | 909.2248 | -1016 | -106.7752 | 3858 | 600.6871 | -1016 | -415.3129 | 3858 | 991.6381 | -1716 | -724.3619 | 3858 | 1018.4892 | -1716 | -697.5108 | 3858 | 1062.7626 | -1716 | -653.2374 | 3858 | 995.4323 | -1716 | -720.5677 | 3858 | 995.4323 | -1716 | -720.5677 | 3858 | 995.4323 | -1716 | -720.5677
3859 | 765.727 | -1016 | -250.273 | 3859 | 1000 | -1016 | -16 | 3859 | 1000 | -1016 | -16 | 3859 | 1008.8343 | -1716 | -707.1657 | 3859 | 1508.8343 | -1716 | -207.1657 | 3859 | 1508.8343 | -1716 | -207.1657 | 3859 | 1045.9423 | -1716 | -670.0577 | 3859 | 1599.7981 | -1716 | -116.2019 | 3859 | 1545.9423 | -1716 | -170.0577
3860 | 838.5436 | -1016 | -177.4564 | 3860 | 1000 | -1016 | -16 | 3860 | 1000 | -1016 | -16 | 3860 | 1891.1877 | -1716 | 175.1877 | 3860 | 1979.3045 | -1716 | 263.3045 | 3860 | 1757.1563 | -1716 | 41.1563 | 3860 | 1639.4685 | -1716 | -76.5315 | 3860 | 1807.125 | -1716 | 91.125 | 3860 | 1644.8581 | -1716 | -71.1419
3861 | 1000 | -1016 | -16 | 3861 | 1000 | -1016 | -16 | 3861 | 1000 | -1016 | -16 | 3861 | 1433.8497 | -1716 | -282.1503 | 3861 | 2000 | -1716 | 284 | 3861 | 1691.8631 | -1716 | -24.1369 | 3861 | 1776.214 | -1716 | 60.214 | 3861 | 2000 | -1716 | 284 | 3861 | 1894.8064 | -1716 | 178.8064
3862 | 697.332 | -1016 | -318.668 | 3862 | 1000 | -1016 | -16 | 3862 | 1000 | -1016 | -16 | 3862 | 1264.7989 | -1716 | -451.2011 | 3862 | 1764.7989 | -1716 | 48.7989 | 3862 | 1764.7989 | -1716 | 48.7989 | 3862 | 1291.0311 | -1716 | -424.9689 | 3862 | 2000 | -1716 | 284 | 3862 | 1791.0311 | -1716 | 75.0311
3863 | 534.2045 | -1016 | -481.7955 | 3863 | 1000 | -1016 | -16 | 3863 | 1000 | -1016 | -16 | 3863 | 1227.9425 | -1716 | -488.0575 | 3863 | 1592.2159 | -1716 | -123.7841 | 3863 | 1727.9425 | -1716 | 11.9425 | 3863 | 1231.5931 | -1716 | -484.4069 | 3863 | 1731.5931 | -1716 | 15.5931 | 3863 | 1731.5931 | -1716 | 15.5931
3864 | 534.2706 | -1016 | -481.7294 | 3864 | 534.2706 | -1016 | -481.7294 | 3864 | 534.2706 | -1016 | -481.7294 | 3864 | 1200.0133 | -1716 | -515.9867 | 3864 | 1508.8889 | -1716 | -207.1111 | 3864 | 1328.8889 | -1716 | -387.1111 | 3864 | 1175.9658 | -1716 | -540.0342 | 3864 | 1375.9658 | -1716 | -340.0342 | 3864 | 1375.9658 | -1716 | -340.0342
3865 | 1000 | -1016 | -16 | 3865 | 1000 | -1016 | -16 | 3865 | 1000 | -1016 | -16 | 3865 | 1600.7695 | -1716 | -115.2305 | 3865 | 1941.3658 | -1716 | 225.3658 | 3865 | 1709.2197 | -1716 | -6.7803 | 3865 | 2000 | -1716 | 284 | 3865 | 2000 | -1716 | 284 | 3865 | 1812.3746 | -1716 | 96.3746
3866 | 867.6682 | -1016 | -148.3318 | 3866 | 1000 | -1016 | -16 | 3866 | 1000 | -1016 | -16 | 3866 | 1019.3102 | -1716 | -696.6898 | 3866 | 1519.3102 | -1716 | -196.6898 | 3866 | 1519.3102 | -1716 | -196.6898 | 3866 | 1296.5297 | -1716 | -419.4703 | 3866 | 1950.7967 | -1716 | 234.7967 | 3866 | 1608.1369 | -1716 | -107.8631
3867 | 573.0466 | -1016 | -442.9534 | 3867 | 1000 | -1016 | -16 | 3867 | 1000 | -1016 | -16 | 3867 | 1033.7994 | -1716 | -682.2006 | 3867 | 1533.7994 | -1716 | -182.2006 | 3867 | 1533.7994 | -1716 | -182.2006 | 3867 | 1115.2129 | -1716 | -600.7871 | 3867 | 1615.2129 | -1716 | -100.7871 | 3867 | 1615.2129 | -1716 | -100.7871
3868 | 489.8388 | -1016 | -526.1612 | 3868 | 1000 | -1016 | -16 | 3868 | 1000 | -1016 | -16 | 3868 | 1408.6453 | -1716 | -307.3547 | 3868 | 1722.3162 | -1716 | 6.3162 | 3868 | 1424.1771 | -1716 | -291.8229 | 3868 | 994.7054 | -1716 | -721.2946 | 3868 | 1494.7054 | -1716 | -221.2946 | 3868 | 1494.7054 | -1716 | -221.2946
3869 | 869.3487 | -1016 | -146.6513 | 3869 | 1000 | -1016 | -16 | 3869 | 1000 | -1016 | -16 | 3869 | 1029.2886 | -1716 | -686.7114 | 3869 | 1529.2886 | -1716 | -186.7114 | 3869 | 1500.5789 | -1716 | -215.4211 | 3869 | 981.9238 | -1716 | -734.0762 | 3869 | 1481.9238 | -1716 | -234.0762 | 3869 | 1481.9238 | -1716 | -234.0762
3870 | 927.7854 | -1016 | -88.2146 | 3870 | 1000 | -1016 | -16 | 3870 | 1000 | -1016 | -16 | 3870 | 1370.0809 | -1716 | -345.9191 | 3870 | 870.0809 | -1716 | -845.9191 | 3870 | 870.0809 | -1716 | -845.9191 | 3870 | 1397.5351 | -1716 | -318.4649 | 3870 | 968.5983 | -1716 | -747.4017 | 3870 | 968.5983 | -1716 | -747.4017
3871 | 1000 | -863.9982 | 136.0018 | 3871 | 652.0018 | -1016 | -363.9982 | 3871 | 652.0018 | -1016 | -363.9982 | 3871 | 1614.8986 | -1716 | -101.1014 | 3871 | 1114.8986 | -1716 | -601.1014 | 3871 | 1114.8986 | -1716 | -601.1014 | 3871 | 1692.7525 | -1716 | -23.2475 | 3871 | 1232.4654 | -1716 | -483.5346 | 3871 | 1232.4654 | -1716 | -483.5346
3872 | 1000 | -1016 | -16 | 3872 | 792.5185 | -1016 | -223.4815 | 3872 | 785.9019 | -1016 | -230.0981 | 3872 | 1924.1613 | -1716 | 208.1613 | 3872 | 1424.1613 | -1716 | -291.8387 | 3872 | 1424.1613 | -1716 | -291.8387 | 3872 | 2000 | -1716 | 284 | 3872 | 1571.0942 | -1716 | -144.9058 | 3872 | 1571.0942 | -1716 | -144.9058
3873 | 1000 | -1016 | -16 | 3873 | 941.6341 | -1016 | -74.3659 | 3873 | 1000 | -1016 | -16 | 3873 | 1896.8641 | -1716 | 180.8641 | 3873 | 1396.8641 | -1716 | -319.1359 | 3873 | 1396.8641 | -1716 | -319.1359 | 3873 | 1945.1426 | -1716 | 229.1426 | 3873 | 1465.9682 | -1716 | -250.0318 | 3873 | 1593.0126 | -1716 | -122.9874
3874 | 999.88 | -1016 | -16.12 | 3874 | 649.0345 | -1016 | -366.9655 | 3874 | 873.1412 | -1016 | -142.8588 | 3874 | 1923.1998 | -1716 | 207.1998 | 3874 | 923.3691 | -1716 | -792.6309 | 3874 | 1296.3661 | -1716 | -419.6339 | 3874 | 637.8657 | -1716 | -1078.1343 | 3874 | 637.8657 | -1716 | -1078.1343 | 3874 | 1454.1446 | -1716 | -261.8554
3875 | 1000 | -1016 | -16 | 3875 | 874.5635 | -1016 | -141.4365 | 3875 | 911.0512 | -1016 | -104.9488 | 3875 | 1823.1578 | -1716 | 107.1578 | 3875 | 1281.3744 | -1716 | -434.6256 | 3875 | 1323.1578 | -1716 | -392.8422 | 3875 | 1996.4037 | -1716 | 280.4037 | 3875 | 1496.4037 | -1716 | -219.5963 | 3875 | 1496.4037 | -1716 | -219.5963
3876 | 1000 | -1016 | -16 | 3876 | -103.2829 | -1016 | -1119.2829 | 3876 | 663.6171 | -1016 | -352.3829 | 3876 | 349.7373 | -1716 | -1366.2627 | 3876 | 349.7373 | -1716 | -1366.2627 | 3876 | 1116.6373 | -1716 | -599.3627 | 3876 | 1304.5688 | -1716 | -411.4312 | 3876 | 1026.1382 | -1716 | -689.8618 | 3876 | 1330.5448 | -1716 | -385.4552
3877 | 1000 | -1016 | -16 | 3877 | 576.5254 | -1016 | -439.4746 | 3877 | 728.2728 | -1016 | -287.7272 | 3877 | 742.0926 | -1716 | -973.9074 | 3877 | 1097.1959 | -1716 | -618.8041 | 3877 | 1163.2452 | -1716 | -552.7548 | 3877 | 1783.7457 | -1716 | 67.7457 | 3877 | 1283.7457 | -1716 | -432.2543 | 3877 | 1283.7457 | -1716 | -432.2543
3878 | 1000 | -1016 | -16 | 3878 | 1000 | -1016 | -16 | 3878 | 1000 | -1016 | -16 | 3878 | 1712.2099 | -1716 | -3.7901 | 3878 | 1212.2099 | -1716 | -503.7901 | 3878 | 1212.2099 | -1716 | -503.7901 | 3878 | 1624.7369 | -1716 | -91.2631 | 3878 | 1124.7369 | -1716 | -591.2631 | 3878 | 1124.7369 | -1716 | -591.2631
3879 | 924.2566 | -1016 | -91.7434 | 3879 | 924.2566 | -1016 | -91.7434 | 3879 | 924.2566 | -1016 | -91.7434 | 3879 | 1548.6631 | -1716 | -167.3369 | 3879 | 1548.6631 | -1716 | -167.3369 | 3879 | 1548.6631 | -1716 | -167.3369 | 3879 | 1426.3907 | -1716 | -289.6093 | 3879 | 926.3907 | -1716 | -789.6093 | 3879 | 926.3907 | -1716 | -789.6093
3880 | 808.9224 | -1016 | -207.0776 | 3880 | 1000 | -1016 | -16 | 3880 | 1000 | -1016 | -16 | 3880 | 1269.1202 | -1716 | -446.8798 | 3880 | 1819.0726 | -1716 | 103.0726 | 3880 | 1728.7885 | -1716 | 12.7885 | 3880 | 1283.6041 | -1716 | -432.3959 | 3880 | 1783.6041 | -1716 | 67.6041 | 3880 | 1783.6041 | -1716 | 67.6041
3881 | 521.0237 | -1016 | -494.9763 | 3881 | 1000 | -1016 | -16 | 3881 | 1000 | -1016 | -16 | 3881 | 965.9879 | -1716 | -750.0121 | 3881 | 1465.9879 | -1716 | -250.0121 | 3881 | 1465.9879 | -1716 | -250.0121 | 3881 | 913.8327 | -1716 | -802.1673 | 3881 | 1413.8327 | -1716 | -302.1673 | 3881 | 1413.8327 | -1716 | -302.1673
3882 | 817.6398 | -1016 | -198.3602 | 3882 | 1000 | -1016 | -16 | 3882 | 991.0657 | -1016 | -24.9343 | 3882 | 1134.4608 | -1716 | -581.5392 | 3882 | 1318.8517 | -1716 | -397.1483 | 3882 | 1318.8517 | -1716 | -397.1483 | 3882 | 995.9626 | -1716 | -720.0374 | 3882 | 1281.3795 | -1716 | -434.6205 | 3882 | 1281.3795 | -1716 | -434.6205
3883 | 1000 | -1016 | -16 | 3883 | 1000 | -1016 | -16 | 3883 | 1000 | -1016 | -16 | 3883 | 1645.6748 | -1716 | -70.3252 | 3883 | 1658.5088 | -1716 | -57.4912 | 3883 | 1644.7529 | -1716 | -71.2471 | 3883 | 1639.6755 | -1716 | -76.3245 | 3883 | 1651.3554 | -1716 | -64.6446 | 3883 | 1562.2799 | -1716 | -153.7201
3884 | 1000 | -1016 | -16 | 3884 | 1000 | -1016 | -16 | 3884 | 1000 | -1016 | -16 | 3884 | 1862.2084 | -1716 | 146.2084 | 3884 | 2000 | -1716 | 284 | 3884 | 1686.3736 | -1716 | -29.6264 | 3884 | 1877.7796 | -1716 | 161.7796 | 3884 | 2000 | -1716 | 284 | 3884 | 1831.6818 | -1716 | 115.6818
3885 | 1000 | -1016 | -16 | 3885 | 1000 | -1016 | -16 | 3885 | 1000 | -1016 | -16 | 3885 | 1784.7739 | -1716 | 68.7739 | 3885 | 2000 | -1716 | 284 | 3885 | 1784.7739 | -1716 | 68.7739 | 3885 | 1775.273 | -1716 | 59.273 | 3885 | 2000 | -1716 | 284 | 3885 | 1809.1049 | -1716 | 93.1049
3886 | 1000 | -1016 | -16 | 3886 | 1000 | -1016 | -16 | 3886 | 1000 | -1016 | -16 | 3886 | 1541.6608 | -1716 | -174.3392 | 3886 | 2000 | -1716 | 284 | 3886 | 1891.6608 | -1716 | 175.6608 | 3886 | 1499.3549 | -1716 | -216.6451 | 3886 | 2000 | -1716 | 284 | 3886 | 1935.5101 | -1716 | 219.5101
3887 | 968.5765 | -1016 | -47.4235 | 3887 | 1000 | -1016 | -16 | 3887 | 1000 | -1016 | -16 | 3887 | 1585.9587 | -1716 | -130.0413 | 3887 | 1930.9587 | -1716 | 214.9587 | 3887 | 2000 | -1716 | 284 | 3887 | 1648.1885 | -1716 | -67.8115 | 3887 | 2000 | -1716 | 284 | 3887 | 2000 | -1716 | 284
3888 | 1000 | -1016 | -16 | 3888 | 1000 | -1016 | -16 | 3888 | 1000 | -1016 | -16 | 3888 | 1651.2747 | -1716 | -64.7253 | 3888 | 1651.2747 | -1716 | -64.7253 | 3888 | 1651.2747 | -1716 | -64.7253 | 3888 | 1744.8658 | -1716 | 28.8658 | 3888 | 2000 | -1716 | 284 | 3888 | 2000 | -1716 | 284
3889 | 1000 | -1016 | -16 | 3889 | 1000 | -1016 | -16 | 3889 | 1000 | -1016 | -16 | 3889 | 1769.3742 | -1716 | 53.3742 | 3889 | 1769.3742 | -1716 | 53.3742 | 3889 | 1769.3742 | -1716 | 53.3742 | 3889 | 1914.5068 | -1716 | 198.5068 | 3889 | 2000 | -1716 | 284 | 3889 | 2000 | -1716 | 284
3890 | 1000 | -1016 | -16 | 3890 | 1000 | -1016 | -16 | 3890 | 1000 | -1016 | -16 | 3890 | 1800.8491 | -1716 | 84.8491 | 3890 | 1800.8491 | -1716 | 84.8491 | 3890 | 1800.8491 | -1716 | 84.8491 | 3890 | 2000 | -1716 | 284 | 3890 | 2000 | -1716 | 284 | 3890 | 2000 | -1716 | 284
3891 | 1000 | -1016 | -16 | 3891 | 1000 | -1016 | -16 | 3891 | 1000 | -1016 | -16 | 3891 | 1981.795 | -1716 | 265.795 | 3891 | 1981.795 | -1716 | 265.795 | 3891 | 1981.795 | -1716 | 265.795 | 3891 | 2000 | -1615.6345 | 384.3655 | 3891 | 2000 | -1716 | 284 | 3891 | 2000 | -1716 | 284
3892 | 1000 | -997.4965 | 2.5035 | 3892 | 1000 | -997.4965 | 2.5035 | 3892 | 1000 | -997.4965 | 2.5035 | 3892 | 1895.2555 | -1716 | 179.2555 | 3892 | 1895.2555 | -1716 | 179.2555 | 3892 | 1895.2555 | -1716 | 179.2555 | 3892 | 1876.9067 | -1298.1734 | 578.7334 | 3892 | 1876.9067 | -1373.9524 | 502.9543 | 3892 | 1876.9067 | -1298.1734 | 578.7334
3893 | 870.0555 | -795.2626 | 74.7929 | 3893 | 870.0555 | -795.2626 | 74.7929 | 3893 | 870.0555 | -795.2626 | 74.7929 | 3893 | 1456.6211 | -1716 | -259.3789 | 3893 | 1132.9671 | -1716 | -583.0329 | 3893 | 1088.7921 | -1716 | -627.2079 | 3893 | 346.042 | -159.0578 | 186.9842 | 3893 | 346.042 | -159.0578 | 186.9842 | 3893 | 346.042 | -159.0578 | 186.9842
3894 | 106.3634 | 208.801 | 315.1643 | 3894 | 106.3634 | -24.5032 | 81.8602 | 3894 | 106.3634 | 208.801 | 315.1643 | 3894 | 658.694 | -1142.0916 | -483.3976 | 3894 | 220.7933 | -111.7104 | 109.0829 | 3894 | 384.8441 | -793.9843 | -409.1402 | 3894 | -734.2468 | 723.9559 | -10.2909 | 3894 | -734.2468 | 723.9559 | -10.2909 | 3894 | -734.2468 | 723.9559 | -10.2909
3895 | -562.1232 | 1017 | 454.8768 | 3895 | -880.8056 | 1017 | 136.1944 | 3895 | -880.8056 | 1017 | 136.1944 | 3895 | -1004.0073 | 1717 | 712.9927 | 3895 | -1032.6553 | 1245.648 | 212.9927 | 3895 | -1032.6553 | 1245.648 | 212.9927 | 3895 | -1228.6467 | 1717 | 488.3533 | 3895 | -1301.5221 | 1717 | 415.4779 | 3895 | -1301.5221 | 1717 | 415.4779
3896 | -1000 | 1017 | 17 | 3896 | -1000 | 1017 | 17 | 3896 | -1000 | 1017 | 17 | 3896 | -1597.8833 | 1717 | 119.1167 | 3896 | -1058.2794 | 1717 | 658.7206 | 3896 | -1633.652 | 1717 | 83.348 | 3896 | -918.3845 | 1717 | 798.6155 | 3896 | -1418.3845 | 1717 | 298.6155 | 3896 | -1418.3845 | 1717 | 298.6155
3897 | -1000 | 1017 | 17 | 3897 | -1000 | 1017 | 17 | 3897 | -1000 | 1017 | 17 | 3897 | -1731.0677 | 1717 | -14.0677 | 3897 | -1731.0677 | 1717 | -14.0677 | 3897 | -1647.626 | 1717 | 69.374 | 3897 | -771.1026 | 1717 | 945.8974 | 3897 | -1271.1026 | 1717 | 445.8974 | 3897 | -1271.1026 | 1717 | 445.8974
3898 | -1000 | 1017 | 17 | 3898 | -1000 | 1017 | 17 | 3898 | -1000 | 1017 | 17 | 3898 | -1789.3899 | 1717 | -72.3899 | 3898 | -1789.3899 | 1717 | -72.3899 | 3898 | -1789.3899 | 1717 | -72.3899 | 3898 | -877.2056 | 1717 | 839.7944 | 3898 | -1377.2056 | 1717 | 339.7944 | 3898 | -1377.2056 | 1717 | 339.7944
3899 | -1000 | 1017 | 17 | 3899 | -1000 | 1017 | 17 | 3899 | -1000 | 1017 | 17 | 3899 | -1701.6107 | 1717 | 15.3893 | 3899 | -1735.9691 | 1717 | -18.9691 | 3899 | -1735.9691 | 1717 | -18.9691 | 3899 | -1645.4016 | 1717 | 71.5984 | 3899 | -1477.2359 | 1717 | 239.7641 | 3899 | -1477.2359 | 1717 | 239.7641
3900 | -1000 | 1017 | 17 | 3900 | -1000 | 1017 | 17 | 3900 | -1000 | 1017 | 17 | 3900 | -1776.1844 | 1717 | -59.1844 | 3900 | -1776.1844 | 1717 | -59.1844 | 3900 | -1776.1844 | 1717 | -59.1844 | 3900 | -1976.7038 | 1717 | -259.7038 | 3900 | -1928.9851 | 1717 | -211.9851 | 3900 | -1895.9821 | 1717 | -178.9821
3901 | -1000 | 1017 | 17 | 3901 | -1000 | 1017 | 17 | 3901 | -1000 | 1017 | 17 | 3901 | -1839.7032 | 1717 | -122.7032 | 3901 | -1756.2615 | 1717 | -39.2615 | 3901 | -1756.2615 | 1717 | -39.2615 | 3901 | -1371.641 | 1717 | 345.359 | 3901 | -1871.641 | 1717 | -154.641 | 3901 | -1871.641 | 1717 | -154.641
3902 | -1000 | 1017 | 17 | 3902 | -1000 | 1017 | 17 | 3902 | -1000 | 1017 | 17 | 3902 | -1939.867 | 1717 | -222.867 | 3902 | -1939.867 | 1717 | -222.867 | 3902 | -1846.6086 | 1717 | -129.6086 | 3902 | -1056.0286 | 1717 | 660.9714 | 3902 | -1060.1581 | 1717 | 656.8419 | 3902 | -1056.0286 | 1717 | 660.9714
3903 | -1000 | 1017 | 17 | 3903 | -1000 | 1017 | 17 | 3903 | -1000 | 1017 | 17 | 3903 | -1080.0812 | 1327.7194 | 247.6382 | 3903 | -1080.0812 | 1327.7194 | 247.6382 | 3903 | -1080.0812 | 1327.7194 | 247.6382 | 3903 | -1481.434 | 1676.9089 | 195.4749 | 3903 | -1375.834 | 1717 | 341.166 | 3903 | -1481.434 | 1676.9089 | 195.4749
3904 | -1000 | 730.8987 | -269.1013 | 3904 | -1000 | 730.8987 | -269.1013 | 3904 | -1000 | 730.8987 | -269.1013 | 3904 | -1318.6991 | 1164.7084 | -153.9908 | 3904 | -1318.6991 | 1164.7084 | -153.9908 | 3904 | -1318.6991 | 1164.7084 | -153.9908 | 3904 | -1501.3298 | 1717 | 215.6702 | 3904 | -1621.9832 | 1717 | 95.0168 | 3904 | -1621.9832 | 1717 | 95.0168
3905 | -997.431 | 580.0273 | -417.4037 | 3905 | -997.431 | 580.0273 | -417.4037 | 3905 | -997.431 | 580.0273 | -417.4037 | 3905 | -293.8128 | -11.7685 | -305.5813 | 3905 | -515.8128 | 846.2315 | 330.4187 | 3905 | -472.8128 | 667.2315 | 194.4187 | 3905 | -922.1568 | 958.3893 | 36.2325 | 3905 | -922.1568 | 958.3893 | 36.2325 | 3905 | -922.1568 | 958.3893 | 36.2325
3906 | -903.766 | 328.7515 | -575.0144 | 3906 | -903.766 | 328.7515 | -575.0144 | 3906 | -903.766 | 328.7515 | -575.0144 | 3906 | 217.7121 | -755.5498 | -537.8377 | 3906 | 421.5338 | -255.5498 | 165.984 | 3906 | 217.7121 | -255.5498 | -37.8377 | 3906 | -697.2058 | 415.0095 | -282.1963 | 3906 | -697.2058 | 415.0095 | -282.1963 | 3906 | -697.2058 | 415.0095 | -282.1963
3907 | 1000 | -1016 | -16 | 3907 | 1000 | -1016 | -16 | 3907 | 1000 | -1016 | -16 | 3907 | 1011.0943 | -1716 | -704.9057 | 3907 | 1511.0943 | -1716 | -204.9057 | 3907 | 1511.0943 | -1716 | -204.9057 | 3907 | 1145.1108 | -1716 | -570.8892 | 3907 | 1145.1108 | -1217.8052 | -72.6944 | 3907 | 1145.1108 | -1217.8052 | -72.6944
3908 | 1000 | -1016 | -16 | 3908 | 1000 | -356.4692 | 643.5308 | 3908 | 1000 | -1016 | -16 | 3908 | 1932.6681 | -1716 | 216.6681 | 3908 | 2000 | -1716 | 284 | 3908 | 1596.4712 | -1716 | -119.5288 | 3908 | 1502.3585 | -1716 | -213.6415 | 3908 | 1502.3585 | -1715.844 | -213.4855 | 3908 | 1502.3585 | -1715.844 | -213.4855
3909 | 1000 | -1016 | -16 | 3909 | 1000 | -731.524 | 268.476 | 3909 | 1000 | -1016 | -16 | 3909 | 1727.4928 | -1716 | 11.4928 | 3909 | 2000 | -1716 | 284 | 3909 | 1573.5567 | -1716 | -142.4433 | 3909 | 1386.1799 | -1716 | -329.8201 | 3909 | 1386.1799 | -1683.0251 | -296.8453 | 3909 | 1386.1799 | -1683.0251 | -296.8453
3910 | 635.4727 | -1016 | -380.5273 | 3910 | 1000 | -1016 | -16 | 3910 | 883.4366 | -1016 | -132.5634 | 3910 | 1152.119 | -1716 | -563.881 | 3910 | 1620.8141 | -1716 | -95.1859 | 3910 | 1390.2159 | -1716 | -325.7841 | 3910 | 1198.214 | -1716 | -517.786 | 3910 | 1198.214 | -1507.015 | -308.801 | 3910 | 1198.214 | -1507.015 | -308.801
3911 | -435.6569 | -161.0599 | -596.7167 | 3911 | -435.6569 | 122.0729 | -313.584 | 3911 | -435.6569 | 122.0729 | -313.584 | 3911 | 957.2265 | -1716 | -758.7735 | 3911 | 1457.2265 | -1716 | -258.7735 | 3911 | 1457.2265 | -1716 | -258.7735 | 3911 | 897.879 | -1610.4593 | -712.5803 | 3911 | 897.879 | -1454.1269 | -556.2479 | 3911 | 897.879 | -1454.1269 | -556.2479
3912 | -771.8427 | 280.3561 | -491.4866 | 3912 | -771.8427 | 280.3561 | -491.4866 | 3912 | -771.8427 | 280.3561 | -491.4866 | 3912 | 1129.124 | -1716 | -586.876 | 3912 | 1547.8083 | -1716 | -168.1917 | 3912 | 1325.8083 | -1412.6844 | -86.876 | 3912 | 628.6221 | -1105.8544 | -477.2323 | 3912 | 628.6221 | -1105.8544 | -477.2323 | 3912 | 628.6221 | -1105.8544 | -477.2323
3913 | -745.9205 | 273.3119 | -472.6087 | 3913 | -745.9205 | 273.3119 | -472.6087 | 3913 | -745.9205 | 273.3119 | -472.6087 | 3913 | 700.0024 | -1149.6979 | -449.6954 | 3913 | 360.1807 | -1018.3822 | -658.2015 | 3913 | 743.0024 | -1142.6979 | -399.6954 | 3913 | -89.4402 | -132.6719 | -222.1121 | 3913 | 643.3889 | -1390.6152 | -747.2263 | 3913 | -89.4402 | -132.6719 | -222.1121
3914 | -840.7143 | 383.2518 | -457.4625 | 3914 | -840.7143 | 383.2518 | -457.4625 | 3914 | -840.7143 | 383.2518 | -457.4625 | 3914 | 70.5461 | -337.2048 | -266.6587 | 3914 | 70.5461 | -337.2048 | -266.6587 | 3914 | 70.5461 | -337.2048 | -266.6587 | 3914 | -699.8231 | 829.7054 | 129.8823 | 3914 | -699.8231 | 829.7054 | 129.8823 | 3914 | -699.8231 | 829.7054 | 129.8823
3915 | -945.847 | 764.1645 | -181.6825 | 3915 | -945.847 | 764.1645 | -181.6825 | 3915 | -945.847 | 764.1645 | -181.6825 | 3915 | -973.0601 | 1152.8282 | 179.7681 | 3915 | -973.0601 | 1152.8282 | 179.7681 | 3915 | -973.0601 | 1152.8282 | 179.7681 | 3915 | -1240.9548 | 1717 | 476.0452 | 3915 | -1240.9548 | 1717 | 476.0452 | 3915 | -1240.9548 | 1717 | 476.0452
3916 | -990.5702 | 1017 | 26.4298 | 3916 | -990.5702 | 1017 | 26.4298 | 3916 | -990.5702 | 1017 | 26.4298 | 3916 | -1482.6411 | 1717 | 234.3589 | 3916 | -1482.6411 | 1717 | 234.3589 | 3916 | -1482.6411 | 1717 | 234.3589 | 3916 | -517.8658 | 1717 | 1199.1342 | 3916 | -1042.9799 | 1717 | 674.0201 | 3916 | -1042.9799 | 1717 | 674.0201
3917 | -1000 | 1017 | 17 | 3917 | -1000 | 1017 | 17 | 3917 | -1000 | 1017 | 17 | 3917 | -1569.5828 | 1717 | 147.4172 | 3917 | -1383.0661 | 1717 | 333.9339 | 3917 | -1569.5828 | 1717 | 147.4172 | 3917 | -454.4294 | 1717 | 1262.5706 | 3917 | -454.4294 | 1717 | 1262.5706 | 3917 | -454.4294 | 1717 | 1262.5706
3918 | -1000 | 1017 | 17 | 3918 | -1000 | 1017 | 17 | 3918 | -1000 | 1017 | 17 | 3918 | -1793.7126 | 1717 | -76.7126 | 3918 | -1787.9439 | 1717 | -70.9439 | 3918 | -1793.7126 | 1717 | -76.7126 | 3918 | -812.3016 | 1717 | 904.6984 | 3918 | -1367.2994 | 1717 | 349.7006 | 3918 | -1367.2994 | 1717 | 349.7006
3919 | -1000 | 1017 | 17 | 3919 | -868.7917 | 1017 | 148.2083 | 3919 | -1000 | 1017 | 17 | 3919 | -1769.7737 | 1717 | -52.7737 | 3919 | -1769.7737 | 1717 | -52.7737 | 3919 | -1769.7737 | 1717 | -52.7737 | 3919 | -1869.3842 | 1717 | -152.3842 | 3919 | -1869.3842 | 1717 | -152.3842 | 3919 | -1760.486 | 1717 | -43.486
3920 | -1000 | 1017 | 17 | 3920 | -1000 | 1017 | 17 | 3920 | -1000 | 1017 | 17 | 3920 | -1856.6648 | 1717 | -139.6648 | 3920 | -1856.6648 | 1717 | -139.6648 | 3920 | -1856.6648 | 1717 | -139.6648 | 3920 | -1275.1365 | 1717 | 441.8635 | 3920 | -1775.1365 | 1717 | -58.1365 | 3920 | -1775.1365 | 1717 | -58.1365
3921 | -1000 | 1017 | 17 | 3921 | -1000 | 1017 | 17 | 3921 | -1000 | 1017 | 17 | 3921 | -1918.5158 | 1717 | -201.5158 | 3921 | -1918.5158 | 1717 | -201.5158 | 3921 | -1918.5158 | 1717 | -201.5158 | 3921 | -1190.6729 | 1717 | 526.3271 | 3921 | -1690.6729 | 1717 | 26.3271 | 3921 | -1690.6729 | 1717 | 26.3271
3922 | -1000 | 1017 | 17 | 3922 | -1000 | 1017 | 17 | 3922 | -1000 | 1017 | 17 | 3922 | -1759.635 | 1717 | -42.635 | 3922 | -1913.967 | 1717 | -196.967 | 3922 | -1913.967 | 1717 | -196.967 | 3922 | -1240.2528 | 1717 | 476.7472 | 3922 | -1460.2528 | 1717 | 256.7472 | 3922 | -1417.8169 | 1717 | 299.1831
3923 | -1000 | 1017 | 17 | 3923 | -1000 | 1017 | 17 | 3923 | -1000 | 1017 | 17 | 3923 | -1599.0016 | 1717 | 117.9984 | 3923 | -1599.0016 | 1717 | 117.9984 | 3923 | -1765.8849 | 1717 | -48.8849 | 3923 | -667.7082 | 1717 | 1049.2918 | 3923 | -1167.7082 | 1717 | 549.2918 | 3923 | -1167.7082 | 1717 | 549.2918
3924 | -1000 | 1017 | 17 | 3924 | -1000 | 1017 | 17 | 3924 | -1000 | 41.6719 | -958.3281 | 3924 | -1634.1067 | 1717 | 82.8933 | 3924 | -1739.8241 | 1717 | -22.8241 | 3924 | -1739.8241 | 1717 | -22.8241 | 3924 | -1400.339 | 1238.0573 | -162.2817 | 3924 | -1218.026 | 1717 | 498.974 | 3924 | -1218.026 | 1717 | 498.974
3925 | -1000 | 1017 | 17 | 3925 | -1000 | 1017 | 17 | 3925 | -1000 | 1017 | 17 | 3925 | -1848.8646 | 1717 | -131.8646 | 3925 | -1848.8646 | 1717 | -131.8646 | 3925 | -1848.8646 | 1717 | -131.8646 | 3925 | -1962.0476 | 1717 | -245.0476 | 3925 | -1182.8356 | 1717 | 534.1644 | 3925 | -1328.9843 | 1717 | 388.0157
3926 | -1000 | 1017 | 17 | 3926 | -1000 | 1017 | 17 | 3926 | -1000 | 1017 | 17 | 3926 | -1695.9535 | 1717 | 21.0465 | 3926 | -1838.2951 | 1717 | -121.2951 | 3926 | -1838.2951 | 1717 | -121.2951 | 3926 | -796.5639 | 1717 | 920.4361 | 3926 | -1964.652 | 1717 | -247.652 | 3926 | -1296.5639 | 1717 | 420.4361
3927 | -1000 | 1017 | 17 | 3927 | -1000 | 1017 | 17 | 3927 | -1000 | 1017 | 17 | 3927 | -1827.4695 | 1717 | -110.4695 | 3927 | -1827.4695 | 1717 | -110.4695 | 3927 | -1827.4695 | 1717 | -110.4695 | 3927 | -945.743 | 1717 | 771.257 | 3927 | -1937.4737 | 1717 | -220.4737 | 3927 | -1445.743 | 1717 | 271.257
3928 | -1000 | 1017 | 17 | 3928 | -1000 | 1017 | 17 | 3928 | -1000 | 1017 | 17 | 3928 | -1950.1767 | 1717 | -233.1767 | 3928 | -1950.1767 | 1717 | -233.1767 | 3928 | -1950.1767 | 1717 | -233.1767 | 3928 | -1249.6306 | 1717 | 467.3694 | 3928 | -1693.8632 | 1717 | 23.1368 | 3928 | -1693.8632 | 1717 | 23.1368
3929 | -1000 | 1017 | 17 | 3929 | -902.2419 | 1017 | 114.7581 | 3929 | -902.2419 | 1017 | 114.7581 | 3929 | -1935.8327 | 1717 | -218.8327 | 3929 | -1935.8327 | 1717 | -218.8327 | 3929 | -1935.8327 | 1717 | -218.8327 | 3929 | 132.1101 | 1717 | 1849.1101 | 3929 | 132.1101 | 1717 | 1849.1101 | 3929 | 551.4806 | 1717 | 2268.4806
3930 | 1000 | -424.5118 | 575.4882 | 3930 | 1000 | 781.6508 | 1781.6508 | 3930 | 1000 | -38.1191 | 961.8809 | 3930 | 1284.4962 | -331.8338 | 952.6624 | 3930 | 1284.4962 | 168.1662 | 1452.6624 | 3930 | 1284.4962 | 168.1662 | 1452.6624 | 3930 | 377.6121 | 1253.8464 | 1631.4584 | 3930 | 377.6121 | 1253.8464 | 1631.4584 | 3930 | 377.6121 | 1253.8464 | 1631.4584
3931 | 1000 | -758.7971 | 241.2029 | 3931 | 1000 | -258.7971 | 741.2029 | 3931 | 1000 | -169.5357 | 830.4643 | 3931 | 2000 | -1362.9203 | 637.0797 | 3931 | 2000 | -862.9203 | 1137.0797 | 3931 | 2000 | -862.9203 | 1137.0797 | 3931 | 1311.4318 | -94.5958 | 1216.836 | 3931 | 1311.4318 | 405.4042 | 1716.836 | 3931 | 1311.4318 | 405.4042 | 1716.836
3932 | 1000 | 110.3485 | 1110.3485 | 3932 | 1000 | 110.3485 | 1110.3485 | 3932 | 1000 | -219.7133 | 780.2867 | 3932 | 2000 | -1636.7921 | 363.2079 | 3932 | 2000 | -178.7239 | 1821.2761 | 3932 | 2000 | -1136.7921 | 863.2079 | 3932 | 1957.6839 | -1092.7138 | 864.9701 | 3932 | 1957.6839 | -592.7138 | 1364.9701 | 3932 | 1957.6839 | -592.7138 | 1364.9701
3933 | 1000 | -757.31 | 242.69 | 3933 | 1000 | -473.9019 | 526.0981 | 3933 | 1000 | -473.9019 | 526.0981 | 3933 | 2000 | -1716 | 284 | 3933 | 2000 | -1242.4269 | 757.5731 | 3933 | 2000 | -1242.4269 | 757.5731 | 3933 | 2000 | -1325.4179 | 674.5821 | 3933 | 2000 | -1325.4179 | 674.5821 | 3933 | 2000 | -1325.4179 | 674.5821
3934 | 1000 | -1010.2831 | -10.2831 | 3934 | 1000 | -510.2831 | 489.7169 | 3934 | 1000 | -510.2831 | 489.7169 | 3934 | 1868.3135 | -1716 | 152.3135 | 3934 | 2000 | -1347.6865 | 652.3135 | 3934 | 2000 | -1347.6865 | 652.3135 | 3934 | 2000 | -1497.663 | 502.337 | 3934 | 2000 | -1497.663 | 502.337 | 3934 | 2000 | -1497.663 | 502.337
3935 | 1000 | -1016 | -16 | 3935 | 1000 | -1016 | -16 | 3935 | 1000 | -1016 | -16 | 3935 | 2000 | -1716 | 284 | 3935 | 2000 | -1716 | 284 | 3935 | 2000 | -1716 | 284 | 3935 | 2000 | -1695.1161 | 304.8839 | 3935 | 2000 | -1698.4694 | 301.5306 | 3935 | 2000 | -1695.1161 | 304.8839
3936 | 1000 | -1006.7535 | -6.7535 | 3936 | 1000 | -812.1438 | 187.8562 | 3936 | 1000 | -812.1438 | 187.8562 | 3936 | 1888.517 | -1716 | 172.517 | 3936 | 2000 | -1707.7861 | 292.2139 | 3936 | 2000 | -1668.9461 | 331.0539 | 3936 | 2000 | -1716 | 284 | 3936 | 2000 | -1716 | 284 | 3936 | 2000 | -1716 | 284
3937 | 1000 | -996.1711 | 3.8289 | 3937 | 1000 | -496.1711 | 503.8289 | 3937 | 1000 | -542.2469 | 457.7531 | 3937 | 2000 | -1716 | 284 | 3937 | 2000 | -1716 | 284 | 3937 | 2000 | -1716 | 284 | 3937 | 2000 | -1716 | 284 | 3937 | 2000 | -1716 | 284 | 3937 | 2000 | -1716 | 284
3938 | 1000 | -899.0588 | 100.9412 | 3938 | 1000 | -634.2066 | 365.7934 | 3938 | 1000 | -399.0588 | 600.9412 | 3938 | 2000 | -1716 | 284 | 3938 | 2000 | -1554.0352 | 445.9648 | 3938 | 2000 | -1592.8752 | 407.1248 | 3938 | 2000 | -1716 | 284 | 3938 | 2000 | -1716 | 284 | 3938 | 2000 | -1716 | 284
3939 | 1000 | -1016 | -16 | 3939 | 1000 | -650.9118 | 349.0882 | 3939 | 1000 | -1016 | -16 | 3939 | 2000 | -1716 | 284 | 3939 | 2000 | -1716 | 284 | 3939 | 2000 | -1716 | 284 | 3939 | 2000 | -1716 | 284 | 3939 | 2000 | -1716 | 284 | 3939 | 2000 | -1716 | 284
3940 | 1000 | -1016 | -16 | 3940 | 1000 | -816.7726 | 183.2274 | 3940 | 1000 | -816.7726 | 183.2274 | 3940 | 2000 | -1716 | 284 | 3940 | 2000 | -1716 | 284 | 3940 | 2000 | -1716 | 284 | 3940 | 2000 | -1716 | 284 | 3940 | 2000 | -1716 | 284 | 3940 | 2000 | -1716 | 284
3941 | 1000 | -1016 | -16 | 3941 | 1000 | -759.0858 | 240.9142 | 3941 | 1000 | -759.0858 | 240.9142 | 3941 | 1521.9983 | -1716 | -194.0017 | 3941 | 2000 | -1716 | 284 | 3941 | 1930.4296 | -1716 | 214.4296 | 3941 | 2000 | -1716 | 284 | 3941 | 2000 | -1716 | 284 | 3941 | 2000 | -1716 | 284
3942 | 1000 | -969.8879 | 30.1121 | 3942 | 1000 | -969.8879 | 30.1121 | 3942 | 1000 | -969.8879 | 30.1121 | 3942 | 1672.1618 | -1716 | -43.8382 | 3942 | 1948.8646 | -1716 | 232.8646 | 3942 | 1948.8646 | -1716 | 232.8646 | 3942 | 1752.8525 | -1536.1334 | 216.7191 | 3942 | 1820.8948 | -1604.1756 | 216.7191 | 3942 | 1752.8525 | -1536.1334 | 216.7191
3943 | 1000 | -631.0952 | 368.9048 | 3943 | 1000 | -631.0952 | 368.9048 | 3943 | 1000 | -631.0952 | 368.9048 | 3943 | 1259.9119 | -915.6555 | 344.2564 | 3943 | 1039.9119 | -915.6555 | 124.2564 | 3943 | 1044.8202 | -915.6555 | 129.1647 | 3943 | 738.0558 | 62.0546 | 800.1103 | 3943 | 738.0558 | 62.0546 | 800.1103 | 3943 | 738.0558 | 62.0546 | 800.1103
3944 | -543.7491 | 1017 | 473.2509 | 3944 | -543.7491 | 947.3535 | 403.6044 | 3944 | -543.7491 | 997.4898 | 453.7407 | 3944 | 118.7361 | -1253.3868 | -1134.6507 | 3944 | 753.6543 | -1716 | -962.3457 | 3944 | 493.9808 | -128.6314 | 365.3493 | 3944 | -1071.1588 | 1717 | 645.8412 | 3944 | -1082.8922 | 1717 | 634.1078 | 3944 | -1082.8922 | 1717 | 634.1078
3945 | -595.1547 | 1017 | 421.8453 | 3945 | -595.1547 | 1017 | 421.8453 | 3945 | -595.1547 | 1017 | 421.8453 | 3945 | -1021.8513 | 1717 | 695.1487 | 3945 | -1041.4847 | 1717 | 675.5153 | 3945 | -1041.4847 | 1161.9623 | 120.4776 | 3945 | -1148.0345 | 1717 | 568.9655 | 3945 | -1148.0345 | 1717 | 568.9655 | 3945 | -1148.0345 | 1717 | 568.9655
3946 | -664.9672 | 1017 | 352.0328 | 3946 | -664.9672 | 1017 | 352.0328 | 3946 | -664.9672 | 1017 | 352.0328 | 3946 | -1088.1477 | 1717 | 628.8523 | 3946 | -1127.4144 | 1717 | 589.5856 | 3946 | -1088.1477 | 1717 | 628.8523 | 3946 | -1226.6148 | 1717 | 490.3852 | 3946 | -1180.7601 | 1717 | 536.2399 | 3946 | -1180.7601 | 1717 | 536.2399
3947 | -679.2664 | 1017 | 337.7336 | 3947 | -679.2664 | 1017 | 337.7336 | 3947 | -679.2664 | 1017 | 337.7336 | 3947 | -1156.4537 | 1717 | 560.5463 | 3947 | -1156.4537 | 1717 | 560.5463 | 3947 | -1087.737 | 1717 | 629.263 | 3947 | -1235.1941 | 1717 | 481.8059 | 3947 | -1063.6502 | 1717 | 653.3498 | 3947 | -1063.6502 | 1717 | 653.3498
3948 | -726.6297 | 705.2498 | -21.3799 | 3948 | -726.6297 | 1017 | 290.3703 | 3948 | -726.6297 | 1017 | 290.3703 | 3948 | -1209.7422 | 1717 | 507.2578 | 3948 | -1126.3005 | 1717 | 590.6995 | 3948 | -1209.7422 | 1717 | 507.2578 | 3948 | -1036.1812 | 1111.2091 | 75.0279 | 3948 | -405.2897 | 1114.3678 | 709.0781 | 3948 | -585.7946 | 1119.4477 | 533.6531
3949 | -846.6198 | 1017 | 170.3802 | 3949 | -846.6198 | 1017 | 170.3802 | 3949 | -846.6198 | 1017 | 170.3802 | 3949 | -1330.4732 | 1717 | 386.5268 | 3949 | -1234.3154 | 1717 | 482.6846 | 3949 | -1330.4732 | 1717 | 386.5268 | 3949 | -621.6912 | 1717 | 1095.3088 | 3949 | -1119.7347 | 1717 | 597.2653 | 3949 | -1138.4302 | 1717 | 578.5698
3950 | -29.9145 | 1017 | 987.0855 | 3950 | -29.9145 | 863.5682 | 833.6537 | 3950 | -29.9145 | 863.5682 | 833.6537 | 3950 | -1299.2945 | 1717 | 417.7055 | 3950 | -1401.29 | 1717 | 315.71 | 3950 | -1401.29 | 1717 | 315.71 | 3950 | -873.3751 | 1717 | 843.6249 | 3950 | -873.3751 | 1717 | 843.6249 | 3950 | -873.3751 | 1717 | 843.6249
3951 | 1000 | -71.8776 | 928.1224 | 3951 | 1000 | -71.8776 | 928.1224 | 3951 | 1000 | -71.8776 | 928.1224 | 3951 | 2000 | -1083.0626 | 916.9374 | 3951 | 1281.163 | -1716 | -434.837 | 3951 | 1281.163 | -864.2256 | 416.9374 | 3951 | 545.6157 | 1632.9607 | 2178.5764 | 3951 | 545.6157 | 1632.9607 | 2178.5764 | 3951 | 545.6157 | 1107.8465 | 1653.4622
3952 | 1000 | -300.1069 | 699.8931 | 3952 | 1000 | -300.1069 | 699.8931 | 3952 | 1000 | -300.1069 | 699.8931 | 3952 | 2000 | -830.2662 | 1169.7338 | 3952 | 2000 | -830.2662 | 1169.7338 | 3952 | 2000 | -830.2662 | 1169.7338 | 3952 | 1307.0369 | 610.7469 | 1917.7838 | 3952 | 1307.0369 | 610.7469 | 1917.7838 | 3952 | 1307.0369 | 610.7469 | 1917.7838
3953 | 1000 | -68.7617 | 931.2383 | 3953 | 1000 | -48.7617 | 951.2383 | 3953 | 1000 | -32.3568 | 967.6432 | 3953 | 2000 | -1062.1687 | 937.8313 | 3953 | 2000 | -562.1687 | 1437.8313 | 3953 | 2000 | -562.1687 | 1437.8313 | 3953 | 2000 | -375.3076 | 1624.6924 | 3953 | 2000 | -375.3076 | 1624.6924 | 3953 | 2000 | -375.3076 | 1624.6924
3954 | 1000 | 49.4081 | 1049.4081 | 3954 | 1000 | 49.4081 | 1049.4081 | 3954 | 1000 | 49.4081 | 1049.4081 | 3954 | 2000 | -1069.0175 | 930.9825 | 3954 | 2000 | -569.0175 | 1430.9825 | 3954 | 2000 | -569.0175 | 1430.9825 | 3954 | 2000 | -398.2957 | 1601.7043 | 3954 | 2000 | -398.2957 | 1601.7043 | 3954 | 2000 | -398.2957 | 1601.7043
3955 | 1000 | -454.3497 | 545.6503 | 3955 | 1000 | -113.961 | 886.039 | 3955 | 1000 | 45.6503 | 1045.6503 | 3955 | 2000 | -933.6527 | 1066.3473 | 3955 | 2000 | -883.3828 | 1116.6172 | 3955 | 2000 | -883.3828 | 1116.6172 | 3955 | 2000 | -241.6426 | 1758.3574 | 3955 | 2000 | -241.6426 | 1758.3574 | 3955 | 2000 | -241.6426 | 1758.3574
3956 | 1000 | -399.8917 | 600.1083 | 3956 | 1000 | 100.1083 | 1100.1083 | 3956 | 1000 | 100.1083 | 1100.1083 | 3956 | 2000 | -826.3052 | 1173.6948 | 3956 | 2000 | -826.3052 | 1173.6948 | 3956 | 2000 | -826.3052 | 1173.6948 | 3956 | 2000 | -1716 | 284 | 3956 | 2000 | -1716 | 284 | 3956 | 2000 | -1716 | 284
3957 | 1000 | -145.789 | 854.211 | 3957 | 1000 | -145.789 | 854.211 | 3957 | 1000 | -145.789 | 854.211 | 3957 | 2000 | -523.1681 | 1476.8319 | 3957 | 2000 | -523.1681 | 1476.8319 | 3957 | 2000 | -523.1681 | 1476.8319 | 3957 | 2000 | 255.1907 | 2255.1907 | 3957 | 2000 | 255.1907 | 2255.1907 | 3957 | 2000 | 255.1907 | 2255.1907
3958 | 1000 | 221.2409 | 1221.2409 | 3958 | 1000 | 221.2409 | 1221.2409 | 3958 | 1000 | 221.2409 | 1221.2409 | 3958 | 2000 | -579.0947 | 1420.9053 | 3958 | 2000 | -1716 | 284 | 3958 | 2000 | -1716 | 284 | 3958 | 1438.9747 | -1385.1601 | 53.8145 | 3958 | 1438.9747 | -860.046 | 578.9287 | 3958 | 1438.9747 | -860.046 | 578.9287
3959 | 1000 | -30.4009 | 969.5991 | 3959 | 1000 | -30.4009 | 969.5991 | 3959 | 1000 | -30.4009 | 969.5991 | 3959 | 2000 | -1716 | 284 | 3959 | 2000 | -917.1036 | 1082.8964 | 3959 | 2000 | -1716 | 284 | 3959 | 812.4243 | -663.2162 | 149.2081 | 3959 | 812.4243 | 1717 | 2529.4243 | 3959 | 812.4243 | -663.2162 | 149.2081
3960 | 1000 | -95.685 | 904.315 | 3960 | 1000 | -149.3015 | 850.6985 | 3960 | 1000 | -149.3015 | 850.6985 | 3960 | 1078.3806 | -1646.7626 | -568.382 | 3960 | 1078.3806 | -1646.7626 | -568.382 | 3960 | 1078.3806 | -1716 | -637.6194 | 3960 | -308.1484 | 1717 | 1408.8516 | 3960 | -308.1484 | 980.8999 | 672.7515 | 3960 | -308.1484 | 980.8999 | 672.7515
3961 | 1000 | -1016 | -16 | 3961 | 399.4292 | -1016 | -616.5708 | 3961 | 1000 | -1016 | -16 | 3961 | -11.6745 | -552.5605 | -564.235 | 3961 | 103.881 | -552.5605 | -448.6794 | 3961 | -11.6745 | -1015.8566 | -1027.5312 | 3961 | -1488.8963 | 1621.0594 | 132.1631 | 3961 | -1059.7227 | 1717 | 657.2773 | 3961 | -1488.8963 | 1621.0594 | 132.1631
3962 | 622.9841 | -104.4944 | 518.4897 | 3962 | 782.9841 | -1016 | -233.0159 | 3962 | 782.9841 | -1016 | -233.0159 | 3962 | -186.3216 | -395.1343 | -581.4558 | 3962 | -186.3216 | -895.1343 | -1081.4558 | 3962 | -186.3216 | -395.1343 | -581.4558 | 3962 | -1110.3345 | 1717 | 606.6655 | 3962 | -1635.4487 | 1717 | 81.5513 | 3962 | -1110.3345 | 1717 | 606.6655
3963 | 1000 | -560.0228 | 439.9772 | 3963 | 932.7302 | -992.753 | -60.0228 | 3963 | 939.6302 | -1016 | -76.3698 | 3963 | 198.4183 | -801.1065 | -602.6882 | 3963 | 4.8203 | -887.5084 | -882.6882 | 3963 | -215.1797 | -1033.6571 | -1248.8369 | 3963 | -1392.5282 | 1717 | 324.4718 | 3963 | -1444.5763 | 1494.4107 | 49.8344 | 3963 | -1142.0515 | 1717 | 574.9485
3964 | 1000 | -678.167 | 321.833 | 3964 | 888.1097 | -1016 | -127.8903 | 3964 | 1000 | -1016 | -16 | 3964 | 95.2426 | -778.8955 | -683.653 | 3964 | -124.7574 | -1058.8955 | -1183.653 | 3964 | -3.8119 | -1179.8411 | -1183.653 | 3964 | -1218.7788 | 1717 | 498.2212 | 3964 | -1218.7788 | 1717 | 498.2212 | 3964 | -1218.7788 | 1717 | 498.2212
3965 | 710.0674 | -266.1779 | 443.8895 | 3965 | 710.0674 | -766.1779 | -56.1105 | 3965 | 681.4174 | -1016 | -334.5826 | 3965 | -312.998 | -144.4169 | -457.415 | 3965 | -92.998 | -864.4169 | -957.415 | 3965 | -92.998 | -864.4169 | -957.415 | 3965 | -1417.5501 | 1717 | 299.4499 | 3965 | -1417.5501 | 1717 | 299.4499 | 3965 | -1417.5501 | 1717 | 299.4499
3966 | 766.1474 | -611.5793 | 154.5681 | 3966 | 670.5681 | -1016 | -345.4319 | 3966 | 766.1474 | -1016 | -249.8526 | 3966 | 76.6388 | -882.2719 | -805.6331 | 3966 | 76.6388 | -1162.2719 | -1085.6331 | 3966 | -132.4915 | -1173.1416 | -1305.6331 | 3966 | -1134.3564 | 1717 | 582.6436 | 3966 | -1134.3564 | 1717 | 582.6436 | 3966 | -1134.3564 | 1717 | 582.6436
3967 | 548.2767 | -289.9635 | 258.3132 | 3967 | 548.2767 | -789.9635 | -241.6868 | 3967 | 628.1645 | -1016 | -387.8355 | 3967 | -51.7427 | -598.8361 | -650.5788 | 3967 | -271.7427 | -994.3916 | -1266.1343 | 3967 | -51.7427 | -598.8361 | -650.5788 | 3967 | -1173.2487 | 1717 | 543.7513 | 3967 | -1173.2487 | 1717 | 543.7513 | 3967 | -1173.2487 | 1717 | 543.7513
3968 | 440.8318 | 74.0745 | 514.9063 | 3968 | 440.8318 | -425.9255 | 14.9063 | 3968 | 440.8318 | -1016 | -575.1682 | 3968 | 125.9294 | 555.9832 | 681.9126 | 3968 | 593.0089 | -1716 | -1122.9911 | 3968 | 323.9256 | -142.0129 | 181.9126 | 3968 | -1218.1439 | 1717 | 498.8561 | 3968 | -1218.1439 | 1717 | 498.8561 | 3968 | -1218.1439 | 1717 | 498.8561
3969 | -600.0134 | 1017 | 416.9866 | 3969 | -600.0134 | 723.576 | 123.5626 | 3969 | -600.0134 | -525.3656 | -1125.379 | 3969 | -763.9597 | 1491.1526 | 727.1929 | 3969 | -983.9597 | 803.5131 | -180.4466 | 3969 | -543.9597 | 1271.1526 | 727.1929 | 3969 | -1229.7028 | 1717 | 487.2972 | 3969 | -1176.9028 | 1717 | 540.0972 | 3969 | -1229.7028 | 1717 | 487.2972
3970 | -722.9103 | 1017 | 294.0897 | 3970 | -722.9103 | 960.6183 | 237.708 | 3970 | -722.9103 | 960.6183 | 237.708 | 3970 | -1197.7483 | 1717 | 519.2517 | 3970 | -1197.7483 | 1717 | 519.2517 | 3970 | -1142.0952 | 1717 | 574.9048 | 3970 | -641.0195 | 853.0062 | 211.9868 | 3970 | -1141.2581 | 853.2449 | -288.0132 | 3970 | -1195.7697 | 907.7565 | -288.0132
3971 | -731.7891 | 1017 | 285.2109 | 3971 | -692.2891 | -51.2769 | -743.5659 | 3971 | -731.7891 | 1017 | 285.2109 | 3971 | -1203.7139 | 1717 | 513.2861 | 3971 | -1203.7139 | 1717 | 513.2861 | 3971 | -1203.7139 | 1546.6427 | 342.9288 | 3971 | 2.6502 | 342.699 | 345.3492 | 3971 | -496.1911 | 341.5403 | -154.6508 | 3971 | -497.072 | 342.4212 | -154.6508
3972 | -809.5119 | 1017 | 207.4881 | 3972 | -809.5119 | 949.1609 | 139.649 | 3972 | -809.5119 | 1017 | 207.4881 | 3972 | -1311.8893 | 1717 | 405.1107 | 3972 | -1311.8893 | 1717 | 405.1107 | 3972 | -1311.8893 | 1607.7225 | 295.8331 | 3972 | -559.177 | 975.0593 | 415.8822 | 3972 | -1433.4199 | 972.8207 | -460.5993 | 3972 | -1050.5654 | 966.4476 | -84.1178
3973 | -796.1436 | 1017 | 220.8564 | 3973 | -796.1436 | 964.9432 | 168.7997 | 3973 | -796.1436 | 1017 | 220.8564 | 3973 | -1284.632 | 1717 | 432.368 | 3973 | -1284.632 | 1717 | 432.368 | 3973 | -1230.6403 | 1717 | 486.3597 | 3973 | -1213.3474 | 1717 | 503.6526 | 3973 | -1392.2736 | 1717 | 324.7264 | 3973 | -1392.2736 | 1717 | 324.7264
3974 | -711.6174 | 1017 | 305.3826 | 3974 | -711.6174 | 1017 | 305.3826 | 3974 | -711.6174 | 1017 | 305.3826 | 3974 | 92.6792 | 844.0647 | 936.744 | 3974 | 81.8096 | 629.3788 | 711.1884 | 3974 | 301.8096 | 134.9344 | 436.744 | 3974 | -1296.0826 | 1717 | 420.9174 | 3974 | -1296.0826 | 1717 | 420.9174 | 3974 | -1296.0826 | 1717 | 420.9174
3975 | 1000 | -391.4215 | 608.5785 | 3975 | 1000 | -1016 | -16 | 3975 | 1000 | -1016 | -16 | 3975 | 2000 | -1151.083 | 848.917 | 3975 | 2000 | -1186.8517 | 813.1483 | 3975 | 2000 | -1151.083 | 848.917 | 3975 | -401.9928 | 1717 | 1315.0072 | 3975 | -401.9928 | 1717 | 1315.0072 | 3975 | 233.6803 | 1717 | 1950.6803
3976 | 1000 | -329.7449 | 670.2551 | 3976 | 1000 | -694.4354 | 305.5646 | 3976 | 1000 | -582.1377 | 417.8623 | 3976 | 2000 | -1716 | 284 | 3976 | 1810.1617 | -1716 | 94.1617 | 3976 | 2000 | -1716 | 284 | 3976 | -353.9778 | 1717 | 1363.0222 | 3976 | -353.9778 | 1717 | 1363.0222 | 3976 | -353.9778 | 1717 | 1363.0222
3977 | 1000 | -756.0663 | 243.9337 | 3977 | 1000 | -756.0663 | 243.9337 | 3977 | 1000 | -756.0663 | 243.9337 | 3977 | 2000 | -1541.5089 | 458.4911 | 3977 | 2000 | -1541.5089 | 458.4911 | 3977 | 2000 | -1541.5089 | 458.4911 | 3977 | 1417.0534 | -520.9576 | 896.0958 | 3977 | 1417.0534 | -520.9576 | 896.0958 | 3977 | 1452.2534 | -1716 | -263.7466
3978 | 1000 | -1016 | -16 | 3978 | 1000 | -1016 | -16 | 3978 | 1000 | -1016 | -16 | 3978 | 1716.8785 | -1716 | 0.87848 | 3978 | 1716.8785 | -1716 | 0.87848 | 3978 | 1716.8785 | -1716 | 0.87848 | 3978 | 2000 | -1716 | 284 | 3978 | 2000 | -1716 | 284 | 3978 | 2000 | -1706.8577 | 293.1423
3979 | 1000 | -1016 | -16 | 3979 | 1000 | -1016 | -16 | 3979 | 1000 | -1016 | -16 | 3979 | 1786.2389 | -1716 | 70.2389 | 3979 | 2000 | -1716 | 284 | 3979 | 2000 | -1716 | 284 | 3979 | 2000 | -1716 | 284 | 3979 | 2000 | -1716 | 284 | 3979 | 2000 | -1716 | 284
3980 | 1000 | -1016 | -16 | 3980 | 1000 | -1016 | -16 | 3980 | 1000 | -1016 | -16 | 3980 | 1894.3489 | -1716 | 178.3489 | 3980 | 2000 | -1716 | 284 | 3980 | 2000 | -1716 | 284 | 3980 | 2000 | -1716 | 284 | 3980 | 2000 | -1716 | 284 | 3980 | 2000 | -1716 | 284
3981 | 1000 | -1016 | -16 | 3981 | 1000 | -1016 | -16 | 3981 | 1000 | -1016 | -16 | 3981 | 1917.3109 | -1716 | 201.3109 | 3981 | 2000 | -1716 | 284 | 3981 | 2000 | -1716 | 284 | 3981 | 2000 | -1716 | 284 | 3981 | 2000 | -1716 | 284 | 3981 | 2000 | -1716 | 284
3982 | 1000 | -1016 | -16 | 3982 | 1000 | -1016 | -16 | 3982 | 1000 | -1016 | -16 | 3982 | 1947.2364 | -1716 | 231.2364 | 3982 | 2000 | -1716 | 284 | 3982 | 2000 | -1716 | 284 | 3982 | 2000 | -1716 | 284 | 3982 | 2000 | -1716 | 284 | 3982 | 2000 | -1716 | 284
3983 | 1000 | -1016 | -16 | 3983 | 1000 | -1016 | -16 | 3983 | 1000 | -1016 | -16 | 3983 | 2000 | -1716 | 284 | 3983 | 2000 | -1716 | 284 | 3983 | 2000 | -1716 | 284 | 3983 | 2000 | -1716 | 284 | 3983 | 2000 | -1716 | 284 | 3983 | 2000 | -1716 | 284
3984 | 1000 | -1016 | -16 | 3984 | 1000 | -1016 | -16 | 3984 | 1000 | -1016 | -16 | 3984 | 2000 | -1716 | 284 | 3984 | 2000 | -1716 | 284 | 3984 | 2000 | -1716 | 284 | 3984 | 2000 | -1716 | 284 | 3984 | 2000 | -1716 | 284 | 3984 | 2000 | -1716 | 284
3985 | 1000 | -1016 | -16 | 3985 | 1000 | -1016 | -16 | 3985 | 1000 | -1016 | -16 | 3985 | 2000 | -1716 | 284 | 3985 | 2000 | -1716 | 284 | 3985 | 2000 | -1716 | 284 | 3985 | 2000 | -1716 | 284 | 3985 | 2000 | -1716 | 284 | 3985 | 2000 | -1716 | 284
3986 | 1000 | -1016 | -16 | 3986 | 1000 | -1016 | -16 | 3986 | 1000 | -1016 | -16 | 3986 | 2000 | -1716 | 284 | 3986 | 2000 | -1716 | 284 | 3986 | 2000 | -1716 | 284 | 3986 | 2000 | -1716 | 284 | 3986 | 2000 | -1716 | 284 | 3986 | 2000 | -1716 | 284
3987 | 1000 | -1016 | -16 | 3987 | 1000 | -1016 | -16 | 3987 | 1000 | -1016 | -16 | 3987 | 2000 | -1716 | 284 | 3987 | 2000 | -1716 | 284 | 3987 | 2000 | -1716 | 284 | 3987 | 2000 | -1716 | 284 | 3987 | 2000 | -1716 | 284 | 3987 | 2000 | -1716 | 284
3988 | 1000 | -1016 | -16 | 3988 | 1000 | -1016 | -16 | 3988 | 1000 | -1016 | -16 | 3988 | 1947.3618 | -1716 | 231.3618 | 3988 | 2000 | -1716 | 284 | 3988 | 2000 | -1716 | 284 | 3988 | 2000 | -1716 | 284 | 3988 | 2000 | -1716 | 284 | 3988 | 2000 | -1716 | 284
3989 | 1000 | -1016 | -16 | 3989 | 1000 | -1016 | -16 | 3989 | 1000 | -1016 | -16 | 3989 | 1342.4991 | -1716 | -373.5009 | 3989 | 1789.9779 | -1716 | 73.9779 | 3989 | 1679.6578 | -1716 | -36.3422 | 3989 | 2000 | -1716 | 284 | 3989 | 2000 | -937.8601 | 1062.1399 | 3989 | 2000 | -1716 | 284
3990 | 947.555 | -1016 | -68.445 | 3990 | 1000 | -1016 | -16 | 3990 | 1000 | -1016 | -16 | 3990 | 1581.9443 | -1716 | -134.0557 | 3990 | 1581.9443 | -1716 | -134.0557 | 3990 | 1581.9443 | -1716 | -134.0557 | 3990 | 1789.2943 | -1716 | 73.2943 | 3990 | 1789.2943 | -1023.7408 | 765.5535 | 3990 | 1789.2943 | -1231.403 | 557.8913
3991 | 1000 | -688.5543 | 311.4457 | 3991 | 1000 | -688.5543 | 311.4457 | 3991 | 1000 | -688.5543 | 311.4457 | 3991 | 1971.6471 | -1712.2254 | 259.4217 | 3991 | 1971.6471 | -1712.2254 | 259.4217 | 3991 | 1971.6471 | -1712.2254 | 259.4217 | 3991 | 1340.2722 | -734.131 | 606.1412 | 3991 | 891.9385 | -285.7973 | 606.1412 | 3991 | 958.7446 | -352.6034 | 606.1412
3992 | -491.3004 | 1017 | 525.6996 | 3992 | -491.3004 | 1017 | 525.6996 | 3992 | -491.3004 | 1017 | 525.6996 | 3992 | 1596.7821 | -980.603 | 616.1792 | 3992 | 1596.7821 | -980.603 | 616.1792 | 3992 | 1596.7821 | -1154.5533 | 442.2288 | 3992 | 1367.378 | -302.2158 | 1065.1622 | 3992 | 1367.378 | -449.095 | 918.283 | 3992 | 1367.378 | -449.095 | 918.283
3993 | -719.6025 | 1017 | 297.3975 | 3993 | -801.2093 | 1017 | 215.7907 | 3993 | -801.2093 | 1017 | 215.7907 | 3993 | 1387.4795 | -589.5907 | 797.8888 | 3993 | 1387.4795 | -1089.5907 | 297.8888 | 3993 | 1387.4795 | -1089.5907 | 297.8888 | 3993 | -1395.934 | 1717 | 321.066 | 3993 | -1407.6674 | 1711.0781 | 303.4107 | 3993 | -1407.6674 | 1616.6477 | 208.9803
3994 | -969.7049 | 1017 | 47.2951 | 3994 | -969.7049 | 1017 | 47.2951 | 3994 | -969.7049 | 1017 | 47.2951 | 3994 | 646.4254 | 140.8631 | 787.2885 | 3994 | 475.8757 | -188.5872 | 287.2885 | 3994 | 475.8757 | -188.5872 | 287.2885 | 3994 | -1550.2306 | 1717 | 166.7694 | 3994 | -1550.2306 | 1717 | 166.7694 | 3994 | -1532.6306 | 1717 | 184.3694
3995 | -1000 | 1017 | 17 | 3995 | -1000 | 1017 | 17 | 3995 | -1000 | 1017 | 17 | 3995 | -548.0344 | 1506.5015 | 958.4671 | 3995 | -548.0344 | 1006.5015 | 458.4671 | 3995 | -548.0344 | 1006.5015 | 458.4671 | 3995 | -1581.1281 | 1717 | 135.8719 | 3995 | -1616.3281 | 1717 | 100.6719 | 3995 | -1581.1281 | 1717 | 135.8719
3996 | -892.5366 | 1017 | 124.4634 | 3996 | -892.5366 | 1017 | 124.4634 | 3996 | -892.5366 | 1017 | 124.4634 | 3996 | -551.6559 | 779.9474 | 228.2915 | 3996 | -552.9194 | 215.6813 | -337.2381 | 3996 | -599.1852 | 932.4812 | 333.2961 | 3996 | -1477.7393 | 1717 | 239.2607 | 3996 | -1477.7393 | 1717 | 239.2607 | 3996 | -1477.7393 | 1717 | 239.2607
3997 | -864.5068 | 663.1316 | -201.3752 | 3997 | -864.5068 | 663.1316 | -201.3752 | 3997 | -864.5068 | 663.1316 | -201.3752 | 3997 | 1311.5485 | -1716 | -404.4515 | 3997 | 1312.812 | -1716 | -403.188 | 3997 | 1471.2179 | -1716 | -244.7821 | 3997 | -1416.7494 | 1717 | 300.2506 | 3997 | -1416.7494 | 1717 | 300.2506 | 3997 | -1416.7494 | 1717 | 300.2506
3998 | 1000 | -487.4648 | 512.5352 | 3998 | 1000 | -987.4648 | 12.5352 | 3998 | 1000 | -987.4648 | 12.5352 | 3998 | 2000 | -1716 | 284 | 3998 | 1969.8773 | -1716 | 253.8773 | 3998 | 1832.3137 | -1716 | 116.3137 | 3998 | 1344.1906 | -1716 | -371.8094 | 3998 | 1344.1906 | -1404.7117 | -60.5211 | 3998 | 1344.1906 | -1254.4376 | 89.753
3999 | 1000 | -765.1392 | 234.8608 | 3999 | 1000 | -833.708 | 166.292 | 3999 | 1000 | -833.708 | 166.292 | 3999 | 2000 | -1684.1504 | 315.8496 | 3999 | 2000 | -1716 | 284 | 3999 | 2000 | -1716 | 284 | 3999 | 2000 | -1716 | 284 | 3999 | 2000 | -1716 | 284 | 3999 | 2000 | -1716 | 284
4000 | 1000 | -1016 | -16 | 4000 | 1000 | -1016 | -16 | 4000 | 1000 | -1016 | -16 | 4000 | 1861.2044 | -1716 | 145.2044 | 4000 | 2000 | -1716 | 284 | 4000 | 2000 | -1716 | 284 | 4000 | 2000 | -1709.5407 | 290.4593 | 4000 | 2000 | -1716 | 284 | 4000 | 2000 | -1716 | 284
4001 | 684.5885 | -1016 | -331.4115 | 4001 | 1000 | -1016 | -16 | 4001 | 1000 | -1016 | -16 | 4001 | 1399.8059 | -1716 | -316.1941 | 4001 | 1680.6286 | -1716 | -35.3714 | 4001 | 1680.6286 | -1716 | -35.3714 | 4001 | 1628.094 | -1716 | -87.906 | 4001 | 2000 | -1716 | 284 | 4001 | 2000 | -1716 | 284
4002 | 1000 | -1016 | -16 | 4002 | 1000 | -1016 | -16 | 4002 | 1000 | -1016 | -16 | 4002 | 1307.1405 | -1716 | -408.8595 | 4002 | 1975.2354 | -1716 | 259.2354 | 4002 | 1670.9391 | -1716 | -45.0609 | 4002 | 1371.5567 | -1716 | -344.4433 | 4002 | 2000 | -1716 | 284 | 4002 | 1811.8679 | -1716 | 95.8679
4003 | 1000 | -1016 | -16 | 4003 | 1000 | -1016 | -16 | 4003 | 1000 | -1016 | -16 | 4003 | 1622.7399 | -1716 | -93.2601 | 4003 | 2000 | -1716 | 284 | 4003 | 1645.203 | -1716 | -70.797 | 4003 | 2000 | -1716 | 284 | 4003 | 2000 | -1716 | 284 | 4003 | 2000 | -1716 | 284
4004 | 1000 | -1016 | -16 | 4004 | 1000 | -1016 | -16 | 4004 | 1000 | -1016 | -16 | 4004 | 2000 | -1716 | 284 | 4004 | 2000 | -1716 | 284 | 4004 | 2000 | -1716 | 284 | 4004 | 2000 | -1716 | 284 | 4004 | 2000 | -1716 | 284 | 4004 | 2000 | -1716 | 284
4005 | 1000 | -1016 | -16 | 4005 | 1000 | -1016 | -16 | 4005 | 1000 | -1016 | -16 | 4005 | 1863.8704 | -1716 | 147.8704 | 4005 | 2000 | -1716 | 284 | 4005 | 1863.8704 | -1716 | 147.8704 | 4005 | 2000 | -1716 | 284 | 4005 | 2000 | -1716 | 284 | 4005 | 2000 | -1716 | 284
4006 | 789.9866 | -1016 | -226.0134 | 4006 | 1000 | -1016 | -16 | 4006 | 1000 | -1016 | -16 | 4006 | 1463.41 | -1716 | -252.59 | 4006 | 2000 | -1716 | 284 | 4006 | 1813.2645 | -1716 | 97.2645 | 4006 | 2000 | -1716 | 284 | 4006 | 2000 | -1716 | 284 | 4006 | 2000 | -1716 | 284
4007 | 750.151 | -1016 | -265.849 | 4007 | 1000 | -1016 | -16 | 4007 | 1000 | -1016 | -16 | 4007 | 1470.3071 | -1716 | -245.6929 | 4007 | 2000 | -1716 | 284 | 4007 | 1970.3071 | -1716 | 254.3071 | 4007 | 1643.5382 | -1716 | -72.4618 | 4007 | 2000 | -1716 | 284 | 4007 | 2000 | -1716 | 284
4008 | 755.7694 | -1016 | -260.2306 | 4008 | 1000 | -1016 | -16 | 4008 | 1000 | -1016 | -16 | 4008 | 1479.1637 | -1716 | -236.8363 | 4008 | 1979.1637 | -1716 | 263.1637 | 4008 | 1979.1637 | -1716 | 263.1637 | 4008 | 1655.8233 | -1716 | -60.1767 | 4008 | 2000 | -1716 | 284 | 4008 | 2000 | -1716 | 284
4009 | 716.579 | -1016 | -299.421 | 4009 | 1000 | -1016 | -16 | 4009 | 1000 | -1016 | -16 | 4009 | 1423.9662 | -1716 | -292.0338 | 4009 | 1861.3932 | -1716 | 145.3932 | 4009 | 1923.9662 | -1716 | 207.9662 | 4009 | 1586.4166 | -1716 | -129.5834 | 4009 | 2000 | -1716 | 284 | 4009 | 2000 | -1716 | 284
4010 | 797.6225 | -1016 | -218.3775 | 4010 | 1000 | -1016 | -16 | 4010 | 1000 | -1016 | -16 | 4010 | 1484.0581 | -1716 | -231.9419 | 4010 | 1645.5535 | -1716 | -70.4465 | 4010 | 1538.2511 | -1716 | -177.7489 | 4010 | 1625.2234 | -1716 | -90.7766 | 4010 | 2000 | -1716 | 284 | 4010 | 2000 | -1716 | 284
4011 | 836.4232 | -1016 | -179.5768 | 4011 | 1000 | -1016 | -16 | 4011 | 1000 | -1016 | -16 | 4011 | 1498.5587 | -1716 | -217.4413 | 4011 | 1880.018 | -1716 | 164.018 | 4011 | 1998.5587 | -1716 | 282.5587 | 4011 | 1621.5011 | -1716 | -94.4989 | 4011 | 2000 | -1716 | 284 | 4011 | 2000 | -1716 | 284
4012 | 686.4512 | -1016 | -329.5488 | 4012 | 1000 | -1016 | -16 | 4012 | 1000 | -1016 | -16 | 4012 | 1297.26 | -1716 | -418.74 | 4012 | 1797.26 | -1716 | 81.26 | 4012 | 1723.4487 | -1716 | 7.4487 | 4012 | 1388.2405 | -1716 | -327.7595 | 4012 | 2000 | -1716 | 284 | 4012 | 1888.2405 | -1716 | 172.2405
4013 | 720.7727 | -1016 | -295.2273 | 4013 | 1000 | -1016 | -16 | 4013 | 1000 | -1016 | -16 | 4013 | 1270.4574 | -1716 | -445.5426 | 4013 | 1270.4574 | -1716 | -445.5426 | 4013 | 1270.4574 | -1716 | -445.5426 | 4013 | 1327.795 | -1716 | -388.205 | 4013 | 1327.795 | -1716 | -388.205 | 4013 | 1327.795 | -1716 | -388.205
4014 | 882.3817 | -1016 | -133.6183 | 4014 | 382.3817 | -1016 | -633.6183 | 4014 | 382.3817 | -1016 | -633.6183 | 4014 | 1477.5351 | -1716 | -238.4649 | 4014 | 1477.5351 | -1716 | -238.4649 | 4014 | 1477.5351 | -1716 | -238.4649 | 4014 | 1337.9642 | -1431.8554 | -93.8913 | 4014 | 1337.9642 | -1431.8554 | -93.8913 | 4014 | 1337.9642 | -1431.8554 | -93.8913
4015 | 1000 | -791.3272 | 208.6728 | 4015 | 724.6728 | -1016 | -291.3272 | 4015 | 724.6728 | -1016 | -291.3272 | 4015 | 1744.4344 | -1633.1342 | 111.3002 | 4015 | 1327.3002 | -1716 | -388.6998 | 4015 | 1327.3002 | -1716 | -388.6998 | 4015 | -130.6754 | 525.0336 | 394.3582 | 4015 | -700.5008 | 594.859 | -105.6418 | 4015 | -464.0105 | 358.3687 | -105.6418
4016 | -565.1606 | 1017 | 451.8394 | 4016 | -565.1606 | 586.0754 | 20.9148 | 4016 | -565.1606 | 586.0754 | 20.9148 | 4016 | 1077.2993 | -599.4141 | 477.8853 | 4016 | 1077.2993 | -1099.4141 | -22.1147 | 4016 | 1077.2993 | -1099.4141 | -22.1147 | 4016 | -1023.9586 | 1717 | 693.0414 | 4016 | -1098.0171 | 1458.0459 | 360.0287 | 4016 | -1098.0171 | 1458.0459 | 360.0287
4017 | -516.1019 | 1017 | 500.8981 | 4017 | -516.1019 | 766.5403 | 250.4383 | 4017 | -516.1019 | 766.5403 | 250.4383 | 4017 | -957.4887 | 1716.9648 | 759.4761 | 4017 | -957.4887 | 752.7334 | -204.7553 | 4017 | -957.4887 | 752.7334 | -204.7553 | 4017 | -1082.562 | 802.591 | -279.9711 | 4017 | -1082.562 | 1277.4768 | 194.9148 | 4017 | -1082.562 | 1277.4768 | 194.9148
4018 | -509.2966 | 1017 | 507.7034 | 4018 | -509.2966 | 915.2777 | 405.9812 | 4018 | -509.2966 | 915.2777 | 405.9812 | 4018 | -955.382 | 1717 | 761.618 | 4018 | -960.2904 | 950.7171 | -9.5733 | 4018 | -960.2904 | 804.5684 | -155.722 | 4018 | -1094.9707 | 1717 | 622.0293 | 4018 | -1094.9707 | 1542.7664 | 447.7957 | 4018 | -1094.9707 | 1542.7664 | 447.7957
4019 | -468.7352 | 1017 | 548.2648 | 4019 | -468.7352 | 873.1395 | 404.4043 | 4019 | -468.7352 | 873.1395 | 404.4043 | 4019 | -923.3365 | 1717 | 793.6635 | 4019 | -923.3365 | -218.1699 | -1141.5064 | 4019 | -923.3365 | 933.6453 | 10.3088 | 4019 | -1061.6244 | 1717 | 655.3756 | 4019 | -1061.6244 | 1551.8515 | 490.2272 | 4019 | -1061.6244 | 1551.8515 | 490.2272
4020 | -396.4328 | 417.8297 | 21.3969 | 4020 | -396.4328 | 86.5297 | -309.9031 | 4020 | -396.4328 | 240.5677 | -155.8651 | 4020 | -850.1836 | 405.0018 | -445.1818 | 4020 | -850.1836 | 845.4694 | -4.7142 | 4020 | -850.1836 | 612.3694 | -237.8142 | 4020 | -987.6209 | 1717 | 729.3791 | 4020 | -987.6209 | 1000.823 | 13.2021 | 4020 | -987.6209 | 1717 | 729.3791
4021 | -358.5078 | -105.1733 | -463.6812 | 4021 | -358.5078 | -330.8058 | -689.3136 | 4021 | -358.5078 | 1.1301 | -357.3777 | 4021 | -804.2258 | 165.4703 | -638.7555 | 4021 | -804.2258 | -298.761 | -1102.9868 | 4021 | -804.2258 | 701.239 | -102.9868 | 4021 | -933.6302 | 1717 | 783.3698 | 4021 | -933.6302 | 1717 | 783.3698 | 4021 | -933.6302 | 1682.8136 | 749.1833
4022 | -355.0689 | 234.1662 | -120.9027 | 4022 | -355.0689 | -331.8514 | -686.9203 | 4022 | -355.0689 | 34.1662 | -320.9027 | 4022 | -788.8727 | 964.9178 | 176.0451 | 4022 | -788.8727 | 929.1492 | 140.2765 | 4022 | -788.8727 | 464.9178 | -323.9549 | 4022 | -906.3631 | 1717 | 810.6369 | 4022 | -906.3631 | 357.5616 | -548.8015 | 4022 | -906.3631 | 1074.7578 | 168.3947
4023 | 1000 | -781.5525 | 218.4475 | 4023 | 734.4475 | -1016 | -281.5525 | 4023 | 734.4475 | -1016 | -281.5525 | 4023 | 1915.0356 | -1716 | 199.0356 | 4023 | 1415.0356 | -1716 | -300.9644 | 4023 | 1415.0356 | -1716 | -300.9644 | 4023 | 2000 | -1454.0471 | 545.9529 | 4023 | 1919.1664 | -1716 | 203.1664 | 4023 | 1919.1664 | -1716 | 203.1664
4024 | 727.6499 | -1016 | -288.3501 | 4024 | 727.6499 | -1016 | -288.3501 | 4024 | 727.6499 | -1016 | -288.3501 | 4024 | 1339.7251 | -1716 | -376.2749 | 4024 | 1185.1018 | -1716 | -530.8982 | 4024 | 1185.1018 | -1716 | -530.8982 | 4024 | 1559.2418 | -1716 | -156.7582 | 4024 | 1559.2418 | -1716 | -156.7582 | 4024 | 1559.2418 | -1716 | -156.7582
4025 | 465.6985 | -1016 | -550.3015 | 4025 | 1000 | -1016 | -16 | 4025 | 965.6985 | -1016 | -50.3015 | 4025 | 1545.9449 | -1716 | -170.0551 | 4025 | 2000 | -1716 | 284 | 4025 | 1570.3468 | -1716 | -145.6532 | 4025 | 1255.5861 | -1716 | -460.4139 | 4025 | 1913.7556 | -1716 | 197.7556 | 4025 | 1679.8345 | -1716 | -36.1655
4026 | 360.8819 | -1016 | -655.1181 | 4026 | 1000 | -1016 | -16 | 4026 | 860.8819 | -1016 | -155.1181 | 4026 | 1151.6584 | -1716 | -564.3416 | 4026 | 1427.4603 | -1716 | -288.5397 | 4026 | 1516.7217 | -1716 | -199.2783 | 4026 | 2000 | -1716 | 284 | 4026 | 2000 | -1716 | 284 | 4026 | 1708.7029 | -1716 | -7.2971
4027 | 832.7384 | -1016 | -183.2616 | 4027 | 1000 | -1016 | -16 | 4027 | 941.1811 | -1016 | -74.8189 | 4027 | 1999.7685 | -1716 | 283.7685 | 4027 | 1996.1984 | -1716 | 280.1984 | 4027 | 1619.8405 | -1716 | -96.1595 | 4027 | 1717.6301 | -1716 | 1.6301 | 4027 | 2000 | -1716 | 284 | 4027 | 1522.9069 | -1716 | -193.0931
4028 | 968.9293 | -1016 | -47.0707 | 4028 | 1000 | -1016 | -16 | 4028 | 984.4685 | -1016 | -31.5315 | 4028 | 1326.0387 | -1716 | -389.9613 | 4028 | 1908.286 | -1716 | 192.286 | 4028 | 1564.4655 | -1716 | -151.5345 | 4028 | 1356.4449 | -1716 | -359.5551 | 4028 | 1626.4678 | -1716 | -89.5322 | 4028 | 1626.4678 | -1716 | -89.5322
4029 | 594.2296 | -1016 | -421.7704 | 4029 | 1000 | -1016 | -16 | 4029 | 1000 | -1016 | -16 | 4029 | 1310.9795 | -1716 | -405.0205 | 4029 | 1310.9795 | -1716 | -405.0205 | 4029 | 1310.9795 | -1716 | -405.0205 | 4029 | 1325.399 | -1716 | -390.601 | 4029 | 1358.0561 | -1716 | -357.9439 | 4029 | 1358.0561 | -1716 | -357.9439
4030 | 777.0602 | -1016 | -238.9398 | 4030 | 1000 | -1016 | -16 | 4030 | 1000 | -1016 | -16 | 4030 | 1358.7034 | -1716 | -357.2966 | 4030 | 1210.8576 | -1716 | -505.1424 | 4030 | 1210.8576 | -1716 | -505.1424 | 4030 | 1454.4303 | -1716 | -261.5697 | 4030 | 1090.1263 | -1716 | -625.8737 | 4030 | 1090.1263 | -1716 | -625.8737
4031 | 935.4607 | -1016 | -80.5393 | 4031 | 1000 | -1016 | -16 | 4031 | 1000 | -1016 | -16 | 4031 | 1066.2742 | -1716 | -649.7258 | 4031 | 930.6248 | -1716 | -785.3752 | 4031 | 1056.1514 | -1716 | -659.8486 | 4031 | 1459.1026 | -1716 | -256.8974 | 4031 | 1143.8795 | -1716 | -572.1205 | 4031 | 1143.8795 | -1716 | -572.1205
4032 | 1000 | -1016 | -16 | 4032 | 1000 | -1016 | -16 | 4032 | 1000 | -1016 | -16 | 4032 | 1118.2465 | -1716 | -597.7535 | 4032 | 660.6405 | -1716 | -1055.3595 | 4032 | 1158.9787 | -1716 | -557.0213 | 4032 | 1293.5205 | -1716 | -422.4795 | 4032 | 1015.4883 | -1716 | -700.5117 | 4032 | 1348.2955 | -1602.8489 | -254.5534
4033 | 1000 | -1016 | -16 | 4033 | 1000 | -1016 | -16 | 4033 | 1000 | -1016 | -16 | 4033 | 1459.405 | -1577.7035 | -118.2985 | 4033 | 1459.405 | -1577.7035 | -118.2985 | 4033 | 1459.405 | -1577.7035 | -118.2985 | 4033 | 420.6148 | -1147.0659 | -726.4512 | 4033 | 420.6148 | -1147.0659 | -726.4512 | 4033 | 420.6148 | -1147.0659 | -726.4512
4034 | 1000 | -1016 | -16 | 4034 | 1000 | -1016 | -16 | 4034 | 1000 | -1016 | -16 | 4034 | 1419.6632 | -1485.0533 | -65.3901 | 4034 | 1419.6632 | -1485.0533 | -65.3901 | 4034 | 1419.6632 | -1485.0533 | -65.3901 | 4034 | 419.601 | -983.9885 | -564.3874 | 4034 | 419.601 | -983.9885 | -564.3874 | 4034 | 419.601 | -983.9885 | -564.3874
4035 | 1000 | -1016 | -16 | 4035 | 1000 | -1016 | -16 | 4035 | 1000 | -1016 | -16 | 4035 | 1408.7305 | -1529.8308 | -121.1003 | 4035 | 1408.7305 | -1529.8308 | -121.1003 | 4035 | 1408.7305 | -1529.8308 | -121.1003 | 4035 | 492.5834 | -223.1337 | 269.4497 | 4035 | 492.5834 | -223.1337 | 269.4497 | 4035 | 492.5834 | -223.1337 | 269.4497
4036 | 1000 | -1016 | -16 | 4036 | 1000 | -1016 | -16 | 4036 | 1000 | -1016 | -16 | 4036 | 1365.5274 | -1716 | -350.4726 | 4036 | 1365.5274 | -1716 | -350.4726 | 4036 | 1365.5274 | -1716 | -350.4726 | 4036 | 541.4354 | -607.5946 | -66.1593 | 4036 | 541.4354 | -607.5946 | -66.1593 | 4036 | 541.4354 | -607.5946 | -66.1593
4037 | 787.2302 | -1016 | -228.7698 | 4037 | 787.2302 | -1016 | -228.7698 | 4037 | 787.2302 | -1016 | -228.7698 | 4037 | 992.0937 | -1420.6745 | -428.5808 | 4037 | 992.0937 | -1420.6745 | -428.5808 | 4037 | 992.0937 | -1420.6745 | -428.5808 | 4037 | 279.4706 | -395.2443 | -115.7737 | 4037 | 279.4706 | -395.2443 | -115.7737 | 4037 | 279.4706 | -395.2443 | -115.7737
4038 | 635.3216 | -813.4381 | -178.1165 | 4038 | 635.3216 | -813.4381 | -178.1165 | 4038 | 635.3216 | -813.4381 | -178.1165 | 4038 | 890.2976 | -1017.7069 | -127.4093 | 4038 | 890.2976 | -1017.7069 | -127.4093 | 4038 | 890.2976 | -1017.7069 | -127.4093 | 4038 | 227.7869 | 24.9941 | 252.7811 | 4038 | 227.7869 | 24.9941 | 252.7811 | 4038 | 227.7869 | 24.9941 | 252.7811
4039 | 861.733 | -616.2048 | 245.5282 | 4039 | 980.7729 | -735.2447 | 245.5282 | 4039 | 980.7729 | -735.2447 | 245.5282 | 4039 | 1005.1416 | -640.1628 | 364.9788 | 4039 | 565.1416 | -723.0423 | -157.9006 | 4039 | 345.1416 | -723.0423 | -377.9006 | 4039 | -371.9763 | 1246.9725 | 874.9962 | 4039 | -371.9763 | 1717 | 1345.0237 | 4039 | -371.9763 | 1717 | 1345.0237
4040 | 268.8555 | 391.9797 | 660.8352 | 4040 | 268.8555 | 228.5053 | 497.3609 | 4040 | 268.8555 | -20.849 | 248.0065 | 4040 | -251.5019 | 1169.9952 | 918.4933 | 4040 | -251.5019 | 710.7545 | 459.2526 | 4040 | 322.4022 | 596.091 | 918.4933 | 4040 | -1098.2112 | 1717 | 618.7888 | 4040 | -1357.1439 | 1717 | 359.8561 | 4040 | -1357.1439 | 1717 | 359.8561
4041 | -1000 | 1017 | 17 | 4041 | -1000 | 1017 | 17 | 4041 | -1000 | 1017 | 17 | 4041 | -1549.4779 | 1717 | 167.5221 | 4041 | -1549.4779 | 1717 | 167.5221 | 4041 | -1549.4779 | 1717 | 167.5221 | 4041 | -1714.0359 | 1717 | 2.9641 | 4041 | -1208.486 | 1717 | 508.514 | 4041 | -1208.486 | 1717 | 508.514
4042 | -833.5792 | 1017 | 183.4208 | 4042 | -833.5792 | 522.2616 | -311.3175 | 4042 | -833.5792 | 1017 | 183.4208 | 4042 | -1351.4947 | 1717 | 365.5053 | 4042 | -1351.4947 | 1717 | 365.5053 | 4042 | -1390.7614 | 1717 | 326.2386 | 4042 | -173.7964 | 1331.4636 | 1157.6671 | 4042 | -1044.838 | 1335.1622 | 290.3242 | 4042 | -591.0954 | 1336.8977 | 745.8023
4043 | -702.3723 | 1017 | 314.6277 | 4043 | -702.3723 | 1017 | 314.6277 | 4043 | -702.3723 | 1017 | 314.6277 | 4043 | -1266.2893 | 1717 | 450.7107 | 4043 | -1217.206 | 1717 | 499.794 | 4043 | -1266.2893 | 1717 | 450.7107 | 4043 | 133.6618 | 1113.4848 | 1247.1466 | 4043 | -1176.1288 | 1109.7861 | -66.3427 | 4043 | -360.9041 | 1108.0507 | 747.1466
4044 | -697.1706 | 1017 | 319.8294 | 4044 | -697.1706 | 1017 | 319.8294 | 4044 | -697.1706 | 1017 | 319.8294 | 4044 | -1259.4295 | 1717 | 457.5705 | 4044 | -1205.4378 | 1717 | 511.5622 | 4044 | -1259.4295 | 1717 | 457.5705 | 4044 | -449.3299 | 1717 | 1267.6701 | 4044 | -949.3299 | 1717 | 767.6701 | 4044 | -949.3299 | 1717 | 767.6701
4045 | -639.8927 | 1017 | 377.1073 | 4045 | -639.8927 | 722.6592 | 82.7665 | 4045 | -639.8927 | 1017 | 377.1073 | 4045 | -1192.3021 | 1717 | 524.6979 | 4045 | -1133.4021 | 1717 | 583.5979 | 4045 | -1192.3021 | 1717 | 524.6979 | 4045 | -806.0303 | 1717 | 910.9697 | 4045 | -1023.0131 | 1717 | 693.9869 | 4045 | -1212.6374 | 1717 | 504.3626
4046 | -620.1627 | 1017 | 396.8373 | 4046 | -620.1627 | 1017 | 396.8373 | 4046 | -620.1627 | 1017 | 396.8373 | 4046 | -1149.818 | 1717 | 567.182 | 4046 | -1105.643 | 1717 | 611.357 | 4046 | -1149.818 | 1717 | 567.182 | 4046 | -775.335 | 1717 | 941.665 | 4046 | -1275.335 | 1717 | 441.665 | 4046 | -1310.3599 | 1717 | 406.6401
4047 | 769.4861 | -286.307 | 483.1791 | 4047 | 769.4861 | -456.166 | 313.3201 | 4047 | 769.4861 | -286.307 | 483.1791 | 4047 | 2000 | -1716 | 284 | 4047 | 2000 | -1162.7866 | 837.2134 | 4047 | 2000 | -1716 | 284 | 4047 | 325.9839 | 1717 | 2042.9839 | 4047 | 325.9839 | 1220.4508 | 1546.4347 | 4047 | 325.9839 | 1717 | 2042.9839
4048 | 1000 | -1016 | -16 | 4048 | 1000 | -1016 | -16 | 4048 | 1000 | -1016 | -16 | 4048 | 2000 | -1716 | 284 | 4048 | 2000 | -1716 | 284 | 4048 | 2000 | -1716 | 284 | 4048 | 1653.346 | -963.5252 | 689.8209 | 4048 | 1653.346 | -1716 | -62.654 | 4048 | 2000 | -1716 | 284
4049 | 1000 | -1016 | -16 | 4049 | 1000 | -1016 | -16 | 4049 | 1000 | -1016 | -16 | 4049 | 1789.2289 | -1716 | 73.2289 | 4049 | 2000 | -1716 | 284 | 4049 | 2000 | -1716 | 284 | 4049 | 2000 | -1716 | 284 | 4049 | 2000 | -1716 | 284 | 4049 | 2000 | -1716 | 284
4050 | 1000 | -1016 | -16 | 4050 | 1000 | -1016 | -16 | 4050 | 1000 | -1016 | -16 | 4050 | 2000 | -1716 | 284 | 4050 | 2000 | -1716 | 284 | 4050 | 2000 | -1716 | 284 | 4050 | 2000 | -1716 | 284 | 4050 | 2000 | -1716 | 284 | 4050 | 2000 | -1716 | 284
4051 | 1000 | -1016 | -16 | 4051 | 1000 | -1016 | -16 | 4051 | 1000 | -1016 | -16 | 4051 | 2000 | -1716 | 284 | 4051 | 2000 | -1716 | 284 | 4051 | 2000 | -1716 | 284 | 4051 | 2000 | -1716 | 284 | 4051 | 2000 | -1509.8766 | 490.1234 | 4051 | 2000 | -1509.8766 | 490.1234
4052 | 1000 | -1016 | -16 | 4052 | 1000 | -1016 | -16 | 4052 | 1000 | -1016 | -16 | 4052 | 2000 | -1716 | 284 | 4052 | 2000 | -1716 | 284 | 4052 | 2000 | -1716 | 284 | 4052 | 2000 | -1716 | 284 | 4052 | 2000 | -1267.7672 | 732.2328 | 4052 | 2000 | -1267.7672 | 732.2328
4053 | 1000 | -1016 | -16 | 4053 | 1000 | -1016 | -16 | 4053 | 1000 | -1016 | -16 | 4053 | 2000 | -1716 | 284 | 4053 | 2000 | -1716 | 284 | 4053 | 2000 | -1716 | 284 | 4053 | 2000 | -1508.9808 | 491.0192 | 4053 | 2000 | -1008.9808 | 991.0192 | 4053 | 2000 | -1008.9808 | 991.0192
4054 | 1000 | -1016 | -16 | 4054 | 1000 | -1016 | -16 | 4054 | 1000 | -1016 | -16 | 4054 | 1861.6262 | -1716 | 145.6262 | 4054 | 2000 | -1716 | 284 | 4054 | 2000 | -1716 | 284 | 4054 | 1783.1966 | -1229.2258 | 553.9709 | 4054 | 1783.1966 | -1229.2258 | 553.9709 | 4054 | 1783.1966 | -1229.2258 | 553.9709
4055 | 1000 | -1016 | -16 | 4055 | 1000 | -1016 | -16 | 4055 | 1000 | -1016 | -16 | 4055 | 1934.978 | -1716 | 218.978 | 4055 | 2000 | -1716 | 284 | 4055 | 2000 | -1716 | 284 | 4055 | 1283.9814 | -667.9741 | 616.0073 | 4055 | 1283.9814 | -667.9741 | 616.0073 | 4055 | 1283.9814 | -667.9741 | 616.0073
4056 | 1000 | -1016 | -16 | 4056 | 1000 | -1016 | -16 | 4056 | 1000 | -1016 | -16 | 4056 | 1478.8726 | -1706.242 | -227.3694 | 4056 | 1478.8726 | -1706.242 | -227.3694 | 4056 | 1478.8726 | -1706.242 | -227.3694 | 4056 | 620.4128 | -1102.9055 | -482.4927 | 4056 | 725.226 | -1102.9055 | -377.6795 | 4056 | 620.4128 | -998.0923 | -377.6795
4057 | 1000 | -1016 | -16 | 4057 | 1000 | -1016 | -16 | 4057 | 1000 | -1016 | -16 | 4057 | 1407.5273 | -1655.3088 | -247.7815 | 4057 | 1407.5273 | -1655.3088 | -247.7815 | 4057 | 1407.5273 | -1655.3088 | -247.7815 | 4057 | 516.3808 | 94.087 | 610.4678 | 4057 | 516.3808 | 94.087 | 610.4678 | 4057 | 516.3808 | 94.087 | 610.4678
4058 | 1000 | -1016 | -16 | 4058 | 1000 | -1016 | -16 | 4058 | 1000 | -1016 | -16 | 4058 | 1587.0108 | -1389.6208 | 197.39 | 4058 | 1587.0108 | -1389.6208 | 197.39 | 4058 | 1587.0108 | -1389.6208 | 197.39 | 4058 | 699.7631 | -115.2782 | 584.485 | 4058 | 699.7631 | -115.2782 | 584.485 | 4058 | 699.7631 | -115.2782 | 584.485
4059 | 1000 | -1005.2669 | -5.2669 | 4059 | 1000 | -1005.2669 | -5.2669 | 4059 | 1000 | -1005.2669 | -5.2669 | 4059 | 1821.5476 | -1635.0409 | 186.5067 | 4059 | 1821.5476 | -1635.0409 | 186.5067 | 4059 | 1821.5476 | -1635.0409 | 186.5067 | 4059 | 899.3946 | -322.7523 | 576.6422 | 4059 | 899.3946 | 177.2477 | 1076.6422 | 4059 | 899.3946 | 177.2477 | 1076.6422
4060 | 1000 | -1016 | -16 | 4060 | 1000 | -36.5704 | 963.4296 | 4060 | 1000 | -533.4736 | 466.5264 | 4060 | 630.9569 | -499.1603 | 131.7966 | 4060 | 1207.1709 | -17.6817 | 1189.4892 | 4060 | 649.4783 | -17.6817 | 631.7966 | 4060 | 732.6332 | 272.3881 | 1005.0212 | 4060 | 732.6332 | 580.9222 | 1313.5554 | 4060 | 732.6332 | 431.0906 | 1163.7237
4061 | 985.7936 | -948.788 | 37.0056 | 4061 | 985.7936 | -514.6642 | 471.1294 | 4061 | 985.7936 | -680.0836 | 305.71 | 4061 | 138.0736 | 25.8407 | 163.9143 | 4061 | 813.0736 | 324.025 | 1137.0986 | 4061 | 310.1959 | 324.025 | 634.221 | 4061 | 277.8162 | 1500.3112 | 1778.1274 | 4061 | 277.8162 | 1500.3112 | 1778.1274 | 4061 | 277.8162 | 589.5726 | 867.3887
4062 | 633.7384 | -503.6289 | 130.1095 | 4062 | 633.7384 | -503.6289 | 130.1095 | 4062 | 633.7384 | -483.8674 | 149.871 | 4062 | 745.0762 | -637.3971 | 107.6791 | 4062 | 745.0762 | -137.3971 | 607.6791 | 4062 | 745.0762 | -137.3971 | 607.6791 | 4062 | -103.0726 | 514.695 | 411.6224 | 4062 | -103.0726 | 1014.695 | 911.6224 | 4062 | -103.0726 | 1014.695 | 911.6224
4063 | -478.0242 | 532.3869 | 54.3627 | 4063 | -478.0242 | 532.3869 | 54.3627 | 4063 | -478.0242 | 532.3869 | 54.3627 | 4063 | -957.911 | 1396.4711 | 438.5601 | 4063 | -957.911 | 1396.4711 | 438.5601 | 4063 | -957.911 | 1396.4711 | 438.5601 | 4063 | -1115.6177 | 1717 | 601.3823 | 4063 | -1115.6177 | 1717 | 601.3823 | 4063 | -1115.6177 | 1717 | 601.3823
4064 | -523.7797 | 977.8471 | 454.0674 | 4064 | -523.7797 | 977.8471 | 454.0674 | 4064 | -523.7797 | 977.8471 | 454.0674 | 4064 | -1036.0923 | 1531.0882 | 494.9959 | 4064 | -1036.0923 | 1531.0882 | 494.9959 | 4064 | -1036.0923 | 1531.0882 | 494.9959 | 4064 | -1232.0915 | 1717 | 484.9085 | 4064 | -1232.0915 | 1717 | 484.9085 | 4064 | -1232.0915 | 1717 | 484.9085
4065 | -617.7281 | 1017 | 399.2719 | 4065 | -617.7281 | 1017 | 399.2719 | 4065 | -617.7281 | 1017 | 399.2719 | 4065 | -1153.2801 | 1717 | 563.7199 | 4065 | -1158.1884 | 1578.8657 | 420.6772 | 4065 | -1158.1884 | 1578.8657 | 420.6772 | 4065 | -1251.2412 | 1717 | 465.7588 | 4065 | -1382.3353 | 1717 | 334.6647 | 4065 | -1382.3353 | 1717 | 334.6647
4066 | -680.9474 | 1017 | 336.0526 | 4066 | -680.9474 | 1017 | 336.0526 | 4066 | -680.9474 | 1017 | 336.0526 | 4066 | -1220.4401 | 1717 | 496.5599 | 4066 | -1240.0735 | 1671.7407 | 431.6672 | 4066 | -1220.4401 | 1717 | 496.5599 | 4066 | -1459.4194 | 1717 | 257.5806 | 4066 | -1459.4194 | 1717 | 257.5806 | 4066 | -1459.4194 | 1717 | 257.5806
4067 | -800.9298 | 1017 | 216.0702 | 4067 | -800.9298 | 1017 | 216.0702 | 4067 | -800.9298 | 1017 | 216.0702 | 4067 | -1316.8338 | 1717 | 400.1662 | 4067 | -1370.8255 | 1426.3928 | 55.5673 | 4067 | -1370.8255 | 1717 | 346.1745 | 4067 | -1559.8744 | 1717 | 157.1256 | 4067 | -1559.8744 | 1717 | 157.1256 | 4067 | -1559.8744 | 1717 | 157.1256
4068 | -808.919 | 1017 | 208.081 | 4068 | -808.919 | 1017 | 208.081 | 4068 | -808.919 | 1017 | 208.081 | 4068 | -1328.2177 | 1717 | 388.7823 | 4068 | -1372.3927 | 1717 | 344.6073 | 4068 | -1372.3927 | 1717 | 344.6073 | 4068 | -1566.753 | 1717 | 150.247 | 4068 | -1566.753 | 1717 | 150.247 | 4068 | -1566.753 | 1717 | 150.247
4069 | -803.9128 | 1017 | 213.0872 | 4069 | -803.9128 | 1017 | 213.0872 | 4069 | -803.9128 | 1017 | 213.0872 | 4069 | -1319.5469 | 1717 | 397.4531 | 4069 | -1353.9052 | 1717 | 363.0948 | 4069 | -1353.9052 | 1717 | 363.0948 | 4069 | -981.4317 | 1717 | 735.5683 | 4069 | -1587.5842 | 1717 | 129.4158 | 4069 | -1546.5175 | 1717 | 170.4825
4070 | -791.5464 | 1017 | 225.4536 | 4070 | -791.5464 | 1017 | 225.4536 | 4070 | -791.5464 | 1017 | 225.4536 | 4070 | -1322.4166 | 1717 | 394.5834 | 4070 | -1322.4166 | 1717 | 394.5834 | 4070 | -1322.4166 | 1717 | 394.5834 | 4070 | -1154.618 | 1717 | 562.382 | 4070 | -1536.9733 | 1717 | 180.0267 | 4070 | -1536.9733 | 1717 | 180.0267
4071 | -741.6157 | 1017 | 275.3843 | 4071 | -741.6157 | 1017 | 275.3843 | 4071 | -741.6157 | 1017 | 275.3843 | 4071 | -1241.833 | 1717 | 475.167 | 4071 | -1241.833 | 1717 | 475.167 | 4071 | -1241.833 | 1717 | 475.167 | 4071 | -1425.7369 | 1717 | 291.2631 | 4071 | -1425.7369 | 1717 | 291.2631 | 4071 | -1425.7369 | 1717 | 291.2631
4072 | -727.761 | 870.5381 | 142.7771 | 4072 | -727.761 | 870.5381 | 142.7771 | 4072 | -727.761 | 1017 | 289.239 | 4072 | -1189.6886 | 1424.4943 | 234.8057 | 4072 | -1189.6886 | 1703.4498 | 513.7612 | 4072 | -1189.6886 | 1717 | 527.3114 | 4072 | -1098.6537 | 1717 | 618.3463 | 4072 | -598.6537 | 1717 | 1118.3463 | 4072 | -598.6537 | 1717 | 1118.3463
4073 | 681.3393 | -1016 | -334.6607 | 4073 | 1000 | -834.6607 | 165.3393 | 4073 | 1000 | -834.6607 | 165.3393 | 4073 | 1346.3627 | -1644.8575 | -298.4948 | 4073 | 1346.3627 | -1144.8575 | 201.5052 | 4073 | 1346.3627 | -1144.8575 | 201.5052 | 4073 | -214.4368 | 116.7001 | -97.7367 | 4073 | -931.8051 | 1717 | 785.1949 | 4073 | -1221.582 | 1713.1066 | 491.5246
4074 | 950.5585 | -1016 | -65.4415 | 4074 | 1000 | -737.4916 | 262.5084 | 4074 | 1000 | -813.4735 | 186.5265 | 4074 | 2000 | -1216.7131 | 783.2869 | 4074 | 2000 | -835.8932 | 1164.1068 | 4074 | 2000 | -1602.7932 | 397.2068 | 4074 | 2000 | -761.5154 | 1238.4846 | 4074 | 2000 | -761.5154 | 1238.4846 | 4074 | 2000 | -1528.4154 | 471.5846
4075 | 1000 | -1016 | -16 | 4075 | 1000 | -1016 | -16 | 4075 | 1000 | -1016 | -16 | 4075 | 2000 | -1716 | 284 | 4075 | 2000 | -1638.9205 | 361.0795 | 4075 | 2000 | -1716 | 284 | 4075 | 2000 | -1716 | 284 | 4075 | 2000 | -1646.9512 | 353.0488 | 4075 | 2000 | -1646.9512 | 353.0488
4076 | 1000 | -1016 | -16 | 4076 | 1000 | -1016 | -16 | 4076 | 1000 | -994.5147 | 5.4853 | 4076 | 2000 | -1716 | 284 | 4076 | 2000 | -1716 | 284 | 4076 | 2000 | -1716 | 284 | 4076 | 2000 | -1716 | 284 | 4076 | 2000 | -1405.9616 | 594.0384 | 4076 | 2000 | -1405.9616 | 594.0384
4077 | 1000 | -1016 | -16 | 4077 | 1000 | -975.9462 | 24.0538 | 4077 | 1000 | -975.9462 | 24.0538 | 4077 | 1658.2883 | -1716 | -57.7117 | 4077 | 2000 | -1716 | 284 | 4077 | 2000 | -1716 | 284 | 4077 | 2000 | -1716 | 284 | 4077 | 2000 | -1254.9815 | 745.0185 | 4077 | 2000 | -1254.9815 | 745.0185
4078 | 1000 | -1016 | -16 | 4078 | 1000 | -1016 | -16 | 4078 | 1000 | -1016 | -16 | 4078 | 1822.1906 | -1716 | 106.1906 | 4078 | 2000 | -1716 | 284 | 4078 | 2000 | -1716 | 284 | 4078 | 1573.9845 | -1013.0628 | 560.9218 | 4078 | 1573.9845 | -721.7442 | 852.2403 | 4078 | 1573.9845 | -721.7442 | 852.2403
4079 | 890.6247 | -1016 | -125.3753 | 4079 | 1000 | -1016 | -16 | 4079 | 1000 | -1016 | -16 | 4079 | 1721.8244 | -1527.4568 | 194.3676 | 4079 | 1721.8244 | -1527.4568 | 194.3676 | 4079 | 1721.8244 | -1527.4568 | 194.3676 | 4079 | 739.2065 | -33.6661 | 705.5404 | 4079 | 739.2065 | -33.6661 | 705.5404 | 4079 | 739.2065 | -33.6661 | 705.5404
4080 | 932.2342 | -1016 | -83.7658 | 4080 | 1000 | -1016 | -16 | 4080 | 1000 | -1016 | -16 | 4080 | 1093.4889 | -849.4249 | 244.0639 | 4080 | 1093.4889 | -849.4249 | 244.0639 | 4080 | 1093.4889 | -849.4249 | 244.0639 | 4080 | 10.3709 | 752.0034 | 762.3743 | 4080 | 10.3709 | 1040.0448 | 1050.4157 | 4080 | 10.3709 | 1040.0448 | 1050.4157
4081 | 889.1902 | -1016 | -126.8098 | 4081 | 1000 | -626.8098 | 373.1902 | 4081 | 1000 | -626.8098 | 373.1902 | 4081 | 1150.4263 | -942.7476 | 207.6786 | 4081 | 1150.4263 | -907.4279 | 242.9984 | 4081 | 1150.4263 | -920.9781 | 229.4482 | 4081 | 85.6635 | 649.0052 | 734.6687 | 4081 | 85.6635 | 1149.0052 | 1234.6687 | 4081 | 85.6635 | 1149.0052 | 1234.6687
4082 | 955.3415 | -1016 | -60.6585 | 4082 | 1000 | -1016 | -16 | 4082 | 1000 | -1016 | -16 | 4082 | 1144.1901 | -854.1636 | 290.0265 | 4082 | 1144.1901 | -854.1636 | 290.0265 | 4082 | 1144.1901 | -854.1636 | 290.0265 | 4082 | 92.9984 | 740.6151 | 833.6135 | 4082 | 92.9984 | 933.93 | 1026.9284 | 4082 | 92.9984 | 933.93 | 1026.9284
4083 | 1000 | -1016 | -16 | 4083 | 1000 | -1016 | -16 | 4083 | 1000 | -1016 | -16 | 4083 | 1281.4374 | -1271.094 | 10.3434 | 4083 | 1281.4374 | -1215.9091 | 65.5283 | 4083 | 1281.4374 | -1215.9091 | 65.5283 | 4083 | 303.0842 | 661.0006 | 964.0848 | 4083 | 303.0842 | 661.0006 | 964.0848 | 4083 | 303.0842 | 661.0006 | 964.0848
4084 | 1000 | -1016 | -16 | 4084 | 1000 | -1016 | -16 | 4084 | 1000 | -1016 | -16 | 4084 | 1091.5587 | -811.6731 | 279.8856 | 4084 | 1091.5587 | -811.6731 | 279.8856 | 4084 | 1091.5587 | -811.6731 | 279.8856 | 4084 | 176.6662 | 583.063 | 759.7292 | 4084 | 176.6662 | 583.063 | 759.7292 | 4084 | 176.6662 | 583.063 | 759.7292
4085 | 573.24 | -569.3745 | 3.8654 | 4085 | 573.24 | -569.3745 | 3.8654 | 4085 | 573.24 | -772.4669 | -199.227 | 4085 | 654.3168 | -459.902 | 194.4148 | 4085 | 654.3168 | -459.902 | 194.4148 | 4085 | 654.3168 | -459.902 | 194.4148 | 4085 | -224.093 | 865.1977 | 641.1047 | 4085 | -224.093 | 1365.1977 | 1141.1047 | 4085 | -224.093 | 1365.1977 | 1141.1047
4086 | -660.0172 | 910.6699 | 250.6527 | 4086 | -660.0172 | 582.081 | -77.9362 | 4086 | -660.0172 | 582.081 | -77.9362 | 4086 | -1135.8028 | 1561.0055 | 425.2027 | 4086 | -1135.8028 | 1561.0055 | 425.2027 | 4086 | -1135.8028 | 1561.0055 | 425.2027 | 4086 | -1295.275 | 1717 | 421.725 | 4086 | -1171.9009 | 1717 | 545.0991 | 4086 | -1295.275 | 1717 | 421.725
4087 | -632.9067 | 839.3619 | 206.4552 | 4087 | -632.9067 | 839.3619 | 206.4552 | 4087 | -632.9067 | 839.3619 | 206.4552 | 4087 | -1129.7812 | 1717 | 587.2188 | 4087 | -1129.7812 | 1717 | 587.2188 | 4087 | -1129.7812 | 1717 | 587.2188 | 4087 | -1310.3422 | 1717 | 406.6578 | 4087 | -1310.3422 | 1717 | 406.6578 | 4087 | -1304.4756 | 1717 | 412.5244
4088 | -639.259 | 1017 | 377.741 | 4088 | -639.259 | 1017 | 377.741 | 4088 | -639.259 | 1017 | 377.741 | 4088 | -1138.3013 | 1717 | 578.6987 | 4088 | -1157.9346 | 1717 | 559.0654 | 4088 | -1157.9346 | 1717 | 559.0654 | 4088 | -955.3893 | 1717 | 761.6107 | 4088 | -1360.2968 | 1717 | 356.7032 | 4088 | -1336.8302 | 1717 | 380.1698
4089 | -655.952 | 1017 | 361.048 | 4089 | -655.952 | 1017 | 361.048 | 4089 | -655.952 | 1017 | 361.048 | 4089 | -1173.045 | 1717 | 543.955 | 4089 | -1192.6783 | 1717 | 524.3217 | 4089 | -1173.045 | 1717 | 543.955 | 4089 | -1389.6245 | 1717 | 327.3755 | 4089 | -1389.6245 | 1717 | 327.3755 | 4089 | -1389.6245 | 1717 | 327.3755
4090 | -701.1927 | 1017 | 315.8073 | 4090 | -701.1927 | 1017 | 315.8073 | 4090 | -701.1927 | 1017 | 315.8073 | 4090 | -1255.3894 | 1717 | 461.6106 | 4090 | -1255.3894 | 1074.5012 | -180.8882 | 4090 | -1255.3894 | 1717 | 461.6106 | 4090 | -1446.3393 | 1717 | 270.6607 | 4090 | -1493.2726 | 1717 | 223.7274 | 4090 | -1446.3393 | 1717 | 270.6607
4091 | -725.7942 | 1017 | 291.2058 | 4091 | -725.7942 | 1017 | 291.2058 | 4091 | -725.7942 | 1017 | 291.2058 | 4091 | -1284.7305 | 1717 | 432.2695 | 4091 | -1284.7305 | 1717 | 432.2695 | 4091 | -1284.7305 | 1717 | 432.2695 | 4091 | -1486.2867 | 1717 | 230.7133 | 4091 | -1486.2867 | 1717 | 230.7133 | 4091 | -1486.2867 | 1717 | 230.7133
4092 | -728.0064 | 1017 | 288.9936 | 4092 | -728.0064 | 1017 | 288.9936 | 4092 | -728.0064 | 1017 | 288.9936 | 4092 | -1253.795 | 1717 | 463.205 | 4092 | -1283.245 | 1717 | 433.755 | 4092 | -1283.245 | 1717 | 433.755 | 4092 | -921.8843 | 1717 | 795.1157 | 4092 | -1486.9701 | 1717 | 230.0299 | 4092 | -1486.9701 | 1717 | 230.0299
4093 | -693.7439 | 1017 | 323.2561 | 4093 | -717.4439 | 1017 | 299.5561 | 4093 | -717.4439 | 1017 | 299.5561 | 4093 | -1264.2743 | 1717 | 452.7257 | 4093 | -1264.2743 | 1717 | 452.7257 | 4093 | -1234.8243 | 1717 | 482.1757 | 4093 | -923.5461 | 1717 | 793.4539 | 4093 | -1459.5913 | 1717 | 257.4087 | 4093 | -1423.5461 | 1717 | 293.4539
4094 | -671.3703 | 1017 | 345.6297 | 4094 | -695.0703 | 1017 | 321.9297 | 4094 | -695.0703 | 1017 | 321.9297 | 4094 | -1200.5213 | 1717 | 516.4787 | 4094 | -1229.9713 | 1717 | 487.0287 | 4094 | -1229.9713 | 1717 | 487.0287 | 4094 | -1164.3169 | 1717 | 552.6831 | 4094 | -1448.5589 | 1717 | 268.4411 | 4094 | -1448.5589 | 1717 | 268.4411
4095 | -821.8205 | 1017 | 195.1795 | 4095 | -821.8205 | 1017 | 195.1795 | 4095 | -821.8205 | 1017 | 195.1795 | 4095 | -1305.8715 | 1717 | 411.1285 | 4095 | -1340.2298 | 1717 | 376.7702 | 4095 | -1340.2298 | 1717 | 376.7702 | 4095 | -1542.3257 | 1717 | 174.6743 | 4095 | -1542.3257 | 1717 | 174.6743 | 4095 | -1542.3257 | 1717 | 174.6743
4096 | -848.7601 | 999.9996 | 151.2395 | 4096 | -848.7601 | 999.9996 | 151.2395 | 4096 | -848.7601 | 999.9996 | 151.2395 | 4096 | -1339.0275 | 1646.9381 | 307.9106 | 4096 | -1339.0275 | 1646.9381 | 307.9106 | 4096 | -1339.0275 | 1646.9381 | 307.9106 | 4096 | -1490.7214 | 1717 | 226.2786 | 4096 | -1512.9814 | 1717 | 204.0186 | 4096 | -1512.9814 | 1717 | 204.0186
4097 | -50.2373 | -314.0511 | -364.2884 | 4097 | -854.3396 | 490.0511 | -364.2884 | 4097 | -854.3396 | 490.0511 | -364.2884 | 4097 | -1388.0347 | 1127.0713 | -260.9634 | 4097 | -1081.2936 | 338.4384 | -742.8552 | 4097 | 318.7064 | -79.6698 | 239.0366 | 4097 | -1458.4672 | 1502.8219 | 44.3547 | 4097 | 136.7089 | 367.9329 | 504.6418 | 4097 | 136.7089 | 367.9329 | 504.6418
4098 | 1000 | -916.7542 | 83.2458 | 4098 | 1000 | -1009.538 | -9.538 | 4098 | 1000 | -920.2766 | 79.7234 | 4098 | 1457.2419 | -1716 | -258.7581 | 4098 | 1243.8114 | -1716 | -472.1886 | 4098 | 1243.8114 | -1002.5695 | 241.2419 | 4098 | 1156.7691 | -1223.0818 | -66.3128 | 4098 | 2000 | -1606.0256 | 393.9744 | 4098 | 2000 | -1574.7784 | 425.2216
4099 | 1000 | -1016 | -16 | 4099 | 1000 | -263.7243 | 736.2757 | 4099 | 1000 | -832.1291 | 167.8709 | 4099 | 1610.4882 | -1076.6873 | 533.8008 | 4099 | 656.5859 | -844.9837 | -188.3978 | 4099 | 656.5859 | -344.7422 | 311.8437 | 4099 | 1728.6892 | -1085.0785 | 643.6107 | 4099 | 1681.6695 | -810.8343 | 870.8352 | 4099 | 1728.6892 | -1196.1521 | 532.5371
4100 | 1000 | -930.9151 | 69.0849 | 4100 | 1000 | -423.2696 | 576.7304 | 4100 | 1000 | -1004.6965 | -4.6965 | 4100 | 372.0727 | 724.0018 | 1096.0745 | 4100 | 794.6612 | 724.0402 | 1518.7014 | 4100 | 103.7866 | 462.2089 | 565.9956 | 4100 | 747.2036 | 723.3171 | 1470.5207 | 4100 | 794.2233 | 757.6071 | 1551.8304 | 4100 | 255.8439 | 573.7143 | 829.5582
4101 | 1000 | -1016 | -16 | 4101 | 1000 | -763.9854 | 236.0146 | 4101 | 1000 | -763.9854 | 236.0146 | 4101 | 159.8127 | -86.5135 | 73.2991 | 4101 | -542.0494 | 1115.3485 | 573.2991 | 4101 | -542.0494 | 1115.3485 | 573.2991 | 4101 | 4.6366 | 326.7901 | 331.4267 | 4101 | 41.3739 | 786.21 | 827.5839 | 4101 | 41.3739 | 786.21 | 827.5839
4102 | 1000 | -1016 | -16 | 4102 | 1000 | -626.6178 | 373.3822 | 4102 | 1000 | -626.6178 | 373.3822 | 4102 | 97.7356 | 45.5928 | 143.3284 | 4102 | 97.7356 | 545.5928 | 643.3284 | 4102 | 97.7356 | 545.5928 | 643.3284 | 4102 | -170.8348 | 695.5409 | 524.7061 | 4102 | -170.8348 | 1195.5409 | 1024.7061 | 4102 | -170.8348 | 1195.5409 | 1024.7061
4103 | 1000 | -1010.2831 | -10.2831 | 4103 | 1000 | -1010.2831 | -10.2831 | 4103 | 1000 | -1010.2831 | -10.2831 | 4103 | 979.2299 | -687.663 | 291.5668 | 4103 | 979.2299 | -687.663 | 291.5668 | 4103 | 979.2299 | -687.663 | 291.5668 | 4103 | -288.2367 | 1069.0803 | 780.8436 | 4103 | -288.2367 | 1569.0803 | 1280.8436 | 4103 | -288.2367 | 1569.0803 | 1280.8436
4104 | 1000 | -828.6949 | 171.3051 | 4104 | 1000 | -828.6949 | 171.3051 | 4104 | 1000 | -828.6949 | 171.3051 | 4104 | 858.8597 | -328.0029 | 530.8568 | 4104 | 858.8597 | -328.0029 | 530.8568 | 4104 | 858.8597 | -328.0029 | 530.8568 | 4104 | -380.7466 | 1452.7035 | 1071.957 | 4104 | -380.7466 | 1452.7035 | 1071.957 | 4104 | -380.7466 | 1452.7035 | 1071.957
4105 | 852.1595 | -523.6305 | 328.5289 | 4105 | 852.1595 | -775.3901 | 76.7693 | 4105 | 852.1595 | -812.4527 | 39.7068 | 4105 | 635.7442 | 91.942 | 727.6862 | 4105 | 635.7442 | 91.942 | 727.6862 | 4105 | 635.7442 | 91.942 | 727.6862 | 4105 | -498.1578 | 1717 | 1218.8422 | 4105 | -413.7198 | 1717 | 1303.2802 | 4105 | -498.1578 | 1717 | 1218.8422
4106 | 863.2991 | -462.5443 | 400.7548 | 4106 | 863.2991 | -462.5443 | 400.7548 | 4106 | 863.2991 | -688.2833 | 175.0158 | 4106 | 720.7593 | 109.3949 | 830.1542 | 4106 | 720.7593 | 109.3949 | 830.1542 | 4106 | 720.7593 | 109.3949 | 830.1542 | 4106 | -339.2672 | 1717 | 1377.7328 | 4106 | -280.8752 | 1717 | 1436.1248 | 4106 | -280.8752 | 1717 | 1436.1248
4107 | 943.8635 | -947.5982 | -3.7346 | 4107 | 943.8635 | -947.5982 | -3.7346 | 4107 | 943.8635 | -947.5982 | -3.7346 | 4107 | 812.7613 | -71.38 | 741.3813 | 4107 | 812.7613 | -71.38 | 741.3813 | 4107 | 812.7613 | -71.38 | 741.3813 | 4107 | -235.8275 | 1613.5674 | 1377.7399 | 4107 | -235.8275 | 1613.5674 | 1377.7399 | 4107 | -235.8275 | 1613.5674 | 1377.7399
4108 | 915.1083 | -1016 | -100.8917 | 4108 | 915.1083 | -1016 | -100.8917 | 4108 | 915.1083 | -1016 | -100.8917 | 4108 | 856.0281 | -1002.5751 | -146.5469 | 4108 | 856.0281 | -1502.5751 | -646.5469 | 4108 | 856.0281 | -1502.5751 | -646.5469 | 4108 | -120.5386 | 844.3029 | 723.7642 | 4108 | -120.5386 | -118.5393 | -239.0779 | 4108 | -120.5386 | 331.7524 | 211.2137
4109 | 611.0222 | -1016 | -404.9778 | 4109 | 611.0222 | -1016 | -404.9778 | 4109 | 611.0222 | -1016 | -404.9778 | 4109 | 641.5805 | -985.627 | -344.0465 | 4109 | 641.5805 | -1485.627 | -844.0465 | 4109 | 641.5805 | -1485.627 | -844.0465 | 4109 | -245.3478 | 812.904 | 567.5561 | 4109 | -245.3478 | -212.2102 | -457.558 | 4109 | -245.3478 | -212.2102 | -457.558
4110 | 308.1366 | -664.5623 | -356.4257 | 4110 | 308.1366 | -1016 | -707.8634 | 4110 | 308.1366 | -1016 | -707.8634 | 4110 | 357.6298 | -537.5216 | -179.8918 | 4110 | 357.6298 | -1037.5216 | -679.8918 | 4110 | 357.6298 | -1037.5216 | -679.8918 | 4110 | -510.3637 | 1349.116 | 838.7523 | 4110 | -510.3637 | 324.0019 | -186.3618 | 4110 | -510.3637 | 324.0019 | -186.3618
4111 | 681.9038 | -750.1416 | -68.2378 | 4111 | 427.8327 | -996.0705 | -568.2378 | 4111 | 427.8327 | -996.0705 | -568.2378 | 4111 | 672.1672 | -474.0165 | 198.1508 | 4111 | 672.1672 | -787.3498 | -115.1826 | 4111 | 578.8339 | -991.2828 | -412.4489 | 4111 | -1179.056 | 1717 | 537.944 | 4111 | -1179.056 | 1515.9331 | 336.8771 | 4111 | -1179.056 | 1717 | 537.944
4112 | 113.6581 | 115.6558 | 229.3139 | 4112 | 113.6581 | -384.3442 | -270.6861 | 4112 | 113.6581 | -384.3442 | -270.6861 | 4112 | 47.0783 | 501.778 | 548.8563 | 4112 | 47.0783 | 1.778 | 48.8563 | 4112 | 47.0783 | 1.778 | 48.8563 | 4112 | -1332.3584 | 1717 | 384.6416 | 4112 | -1379.2918 | 1717 | 337.7082 | 4112 | -1379.2918 | 1717 | 337.7082
4113 | -688.1959 | 163.7611 | -524.4348 | 4113 | -688.1959 | 780.8923 | 92.6964 | 4113 | -688.1959 | 780.8923 | 92.6964 | 4113 | -1140.9398 | 1717 | 576.0602 | 4113 | -1219.4731 | 1663.7676 | 444.2945 | 4113 | -1219.4731 | 1663.7676 | 444.2945 | 4113 | -1340.5702 | 1717 | 376.4298 | 4113 | -1381.2685 | 1717 | 335.7315 | 4113 | -1381.2685 | 1717 | 335.7315
4114 | -790.6524 | 1017 | 226.3476 | 4114 | -790.6524 | 256.3735 | -534.2788 | 4114 | -790.6524 | 1017 | 226.3476 | 4114 | -1326.1611 | 1717 | 390.8389 | 4114 | -1326.1611 | 1717 | 390.8389 | 4114 | -1326.1611 | 1717 | 390.8389 | 4114 | -1463.2231 | 1717 | 253.7769 | 4114 | -1463.2231 | 1717 | 253.7769 | 4114 | -1463.2231 | 1717 | 253.7769
4115 | -778.4689 | 1017 | 238.5311 | 4115 | -778.4689 | 797.2126 | 18.7437 | 4115 | -778.4689 | 1017 | 238.5311 | 4115 | -1317.9077 | 1717 | 399.0923 | 4115 | -1263.9161 | 1717 | 453.0839 | 4115 | -1317.9077 | 1717 | 399.0923 | 4115 | -1476.4997 | 1717 | 240.5003 | 4115 | -1476.4997 | 1717 | 240.5003 | 4115 | -1260.4409 | 1717 | 456.5591
4116 | -777.6774 | 1017 | 239.3226 | 4116 | -777.6774 | 1017 | 239.3226 | 4116 | -777.6774 | 1017 | 239.3226 | 4116 | -1322.389 | 1334.1186 | 11.7296 | 4116 | -1253.6723 | 1717 | 463.3277 | 4116 | -1322.389 | 1717 | 394.611 | 4116 | -783.4872 | 1717 | 933.5128 | 4116 | -1468.6537 | 1717 | 248.3463 | 4116 | -1468.6537 | 1717 | 248.3463
4117 | -789.6805 | 1017 | 227.3195 | 4117 | -789.6805 | 1017 | 227.3195 | 4117 | -825.2305 | 1017 | 191.7695 | 4117 | -1320.3209 | 1717 | 396.6791 | 4117 | -1320.3209 | 1717 | 396.6791 | 4117 | -1364.4959 | 1717 | 352.5041 | 4117 | -1260.8866 | 1717 | 456.1134 | 4117 | -1534.6478 | 1717 | 182.3522 | 4117 | -1384.1758 | 1717 | 332.8242
4118 | -334.2032 | 1017 | 682.7968 | 4118 | -834.2032 | 1017 | 182.7968 | 4118 | -834.2032 | 1017 | 182.7968 | 4118 | 1568.6745 | -1716 | -147.3255 | 4118 | 268.616 | -787.2287 | -518.6127 | 4118 | 268.616 | 212.7713 | 481.3873 | 4118 | -333.8902 | 1717 | 1383.1098 | 4118 | -1545.0124 | 1717 | 171.9876 | 4118 | -1574.3457 | 1717 | 142.6543
4119 | 564.2757 | -331.7883 | 232.4873 | 4119 | 564.2757 | -831.7883 | -267.5127 | 4119 | 564.2757 | -831.7883 | -267.5127 | 4119 | 322.0955 | 130.0136 | 452.1091 | 4119 | 322.0955 | -369.9864 | -47.8909 | 4119 | 322.0955 | -369.9864 | -47.8909 | 4119 | -845.2239 | 1717 | 871.7761 | 4119 | -845.2239 | 1363.3 | 518.0761 | 4119 | -845.2239 | 1363.3 | 518.0761
4120 | 1000 | -1016 | -16 | 4120 | 1000 | -1016 | -16 | 4120 | 1000 | -1016 | -16 | 4120 | 1308.6574 | -1541.3427 | -232.6853 | 4120 | 1308.6574 | -1716 | -407.3426 | 4120 | 1308.6574 | -1716 | -407.3426 | 4120 | 216.973 | -24.3629 | 192.6101 | 4120 | 216.973 | -524.3629 | -307.3899 | 4120 | 216.973 | -524.3629 | -307.3899
4121 | 530.1063 | -1016 | -485.8937 | 4121 | 678.2166 | -1016 | -337.7834 | 4121 | 678.2166 | -1016 | -337.7834 | 4121 | 1363.0058 | -1716 | -352.9942 | 4121 | 1363.0058 | -1716 | -352.9942 | 4121 | 1363.0058 | -1716 | -352.9942 | 4121 | 946.5286 | -1000.3632 | -53.8345 | 4121 | 946.5286 | -1000.3632 | -53.8345 | 4121 | 946.5286 | -1000.3632 | -53.8345
4122 | 857.7205 | -1016 | -158.2795 | 4122 | 1000 | -1016 | -16 | 4122 | 972.3254 | -1016 | -43.6746 | 4122 | 1084.9413 | -1716 | -631.0587 | 4122 | 1084.9413 | -1716 | -631.0587 | 4122 | 1084.9413 | -1716 | -631.0587 | 4122 | 1135.8239 | -1550.7629 | -414.939 | 4122 | 1135.8239 | -1550.7629 | -414.939 | 4122 | 1135.8239 | -1550.7629 | -414.939
4123 | 980.6422 | -1016 | -35.3578 | 4123 | 1000 | -1016 | -16 | 4123 | 1000 | -1016 | -16 | 4123 | 1193.8623 | -1716 | -522.1377 | 4123 | 1193.8623 | -1716 | -522.1377 | 4123 | 1193.8623 | -1716 | -522.1377 | 4123 | 714.9238 | -1024.6903 | -309.7665 | 4123 | 714.9238 | -1024.6903 | -309.7665 | 4123 | 714.9238 | -1024.6903 | -309.7665
4124 | 986.5214 | -1016 | -29.4786 | 4124 | 997.5214 | -1016 | -18.4786 | 4124 | 997.5214 | -1016 | -18.4786 | 4124 | 682.3276 | -971.07 | -288.7424 | 4124 | 682.3276 | -971.07 | -288.7424 | 4124 | 682.3276 | -971.07 | -288.7424 | 4124 | -445.4036 | 486.0285 | 40.6249 | 4124 | -445.4036 | 486.0285 | 40.6249 | 4124 | -445.4036 | 486.0285 | 40.6249
4125 | 963.8813 | -1016 | -52.1187 | 4125 | 974.8813 | -1016 | -41.1187 | 4125 | 974.8813 | -1016 | -41.1187 | 4125 | 663.7946 | -775.9362 | -112.1417 | 4125 | 663.7946 | -775.9362 | -112.1417 | 4125 | 663.7946 | -775.9362 | -112.1417 | 4125 | -459.8296 | 725.5645 | 265.7348 | 4125 | -459.8296 | 725.5645 | 265.7348 | 4125 | -459.8296 | 725.5645 | 265.7348
4126 | 947.425 | -1016 | -68.575 | 4126 | 1000 | -1016 | -16 | 4126 | 1000 | -1016 | -16 | 4126 | 667.2308 | -253.9737 | 413.2572 | 4126 | 667.2308 | -199.1497 | 468.0812 | 4126 | 667.2308 | -170.3346 | 496.8963 | 4126 | -325.725 | 852.6758 | 526.9508 | 4126 | -325.725 | 852.6758 | 526.9508 | 4126 | -325.725 | 852.6758 | 526.9508
4127 | 1000 | -999.9648 | 0.035211 | 4127 | 1000 | -999.9648 | 0.035211 | 4127 | 1000 | -999.9648 | 0.035211 | 4127 | -174.9303 | 591.5775 | 416.6471 | 4127 | -122.0789 | 1012.613 | 890.5341 | 4127 | -122.0789 | 1009.713 | 887.6341 | 4127 | -176.4431 | 1625.8741 | 1449.431 | 4127 | -176.4431 | 1717 | 1540.5569 | 4127 | -176.4431 | 1579.8892 | 1403.4461
4128 | 1000 | -768.5378 | 231.4622 | 4128 | 1000 | -768.5378 | 231.4622 | 4128 | 1000 | -768.5378 | 231.4622 | 4128 | 285.959 | 335.3625 | 621.3215 | 4128 | 302.2676 | 330.5817 | 632.8492 | 4128 | 302.2676 | 335.3265 | 637.5941 | 4128 | 189.8047 | 1034.0021 | 1223.8069 | 4128 | 189.8047 | 1289.6771 | 1479.4818 | 4128 | 189.8047 | 1289.6771 | 1479.4818
4129 | 1000 | -712.9747 | 287.0253 | 4129 | 1000 | -526.5944 | 473.4056 | 4129 | 1000 | -526.5944 | 473.4056 | 4129 | 1175.5735 | -310.37 | 865.2035 | 4129 | 1287.8205 | -422.617 | 865.2035 | 4129 | 1287.8205 | -422.617 | 865.2035 | 4129 | 479.1978 | 750.2051 | 1229.4029 | 4129 | 479.1978 | 750.2051 | 1229.4029 | 4129 | 479.1978 | 750.2051 | 1229.4029
4130 | 1000 | -659.0783 | 340.9217 | 4130 | 1000 | -659.0783 | 340.9217 | 4130 | 1000 | -659.0783 | 340.9217 | 4130 | 1635.171 | -915.0066 | 720.1644 | 4130 | 1254.5917 | -534.4273 | 720.1644 | 4130 | 1254.5917 | -534.4273 | 720.1644 | 4130 | 911.6548 | 190.86 | 1102.5148 | 4130 | 911.6548 | 581.535 | 1493.1898 | 4130 | 911.6548 | 190.86 | 1102.5148
4131 | 1000 | -1015.6643 | -15.6643 | 4131 | 1000 | -788.3522 | 211.6478 | 4131 | 1000 | -788.3522 | 211.6478 | 4131 | 1139.1293 | -596.7169 | 542.4124 | 4131 | 1139.1293 | -596.7169 | 542.4124 | 4131 | 1707.9559 | -1165.5434 | 542.4124 | 4131 | 1041.4981 | -175.3637 | 866.1344 | 4131 | 1041.4981 | 29.2181 | 1070.7162 | 4131 | 1041.4981 | 29.2181 | 1070.7162
4132 | 1000 | -1016 | -16 | 4132 | 1000 | -1016 | -16 | 4132 | 1000 | -1016 | -16 | 4132 | 1791.2523 | -1716 | 75.2523 | 4132 | 1366.8321 | -1291.5798 | 75.2523 | 4132 | 1791.2523 | -1716 | 75.2523 | 4132 | 1311.8588 | -850.9517 | 460.9071 | 4132 | 1311.8588 | -533.8405 | 778.0183 | 4132 | 1311.8588 | -604.0425 | 707.8163
4133 | 1000 | -1016 | -16 | 4133 | 1000 | -1016 | -16 | 4133 | 1000 | -1016 | -16 | 4133 | 1619.6112 | -1716 | -96.3888 | 4133 | 643.9122 | -740.3009 | -96.3888 | 4133 | 1619.6112 | -1716 | -96.3888 | 4133 | 1188.591 | -307.6625 | 880.9285 | 4133 | 1188.591 | 34.2648 | 1222.8558 | 4133 | 1188.591 | -401.0801 | 787.5109
4134 | 985.0602 | -1016 | -30.9398 | 4134 | 990.059 | -1016 | -25.941 | 4134 | 990.059 | -1016 | -25.941 | 4134 | 1222.554 | -1123.6231 | 98.9308 | 4134 | 435.1448 | -1123.6231 | -688.4783 | 4134 | 1222.554 | -1123.6231 | 98.9308 | 4134 | 752.8316 | -194.8886 | 557.943 | 4134 | 752.8316 | 94.4703 | 847.3019 | 4134 | 752.8316 | 67.2327 | 820.0643
4135 | -529.5979 | 810.2668 | 280.6689 | 4135 | -387.5254 | 668.1943 | 280.6689 | 4135 | -529.5979 | 810.2668 | 280.6689 | 4135 | -675.5381 | 1080.8694 | 405.3313 | 4135 | -675.5381 | 1080.8694 | 405.3313 | 4135 | -675.5381 | 1080.8694 | 405.3313 | 4135 | 193.2319 | 624.6048 | 817.8367 | 4135 | 193.2319 | 624.6048 | 817.8367 | 4135 | 193.2319 | 624.6048 | 817.8367
4136 | -420.7786 | 1017 | 596.2214 | 4136 | -420.7786 | 1017 | 596.2214 | 4136 | -420.7786 | 1017 | 596.2214 | 4136 | -282.0137 | 1055.6213 | 773.6076 | 4136 | -282.0137 | 1055.6213 | 773.6076 | 4136 | -282.0137 | 1055.6213 | 773.6076 | 4136 | -606.9379 | 1717 | 1110.0621 | 4136 | -626.9379 | 1717 | 1090.0621 | 4136 | -626.9379 | 1717 | 1090.0621
4137 | -65.18 | 1017 | 951.82 | 4137 | 18.4174 | 933.4026 | 951.82 | 4137 | -342.9232 | 1017 | 674.0768 | 4137 | -181.9751 | 1346.2327 | 1164.2576 | 4137 | -181.9751 | 1346.2327 | 1164.2576 | 4137 | -181.9751 | 1346.2327 | 1164.2576 | 4137 | -1326.7846 | 1717 | 390.2154 | 4137 | -1326.7846 | 1717 | 390.2154 | 4137 | -1326.7846 | 1717 | 390.2154
4138 | -80.7753 | 936.7995 | 856.0242 | 4138 | -80.7753 | 436.7995 | 356.0242 | 4138 | -80.7753 | 436.7995 | 356.0242 | 4138 | -534.3997 | 1717 | 1182.6003 | 4138 | -534.3997 | 1717 | 1182.6003 | 4138 | -534.3997 | 1717 | 1182.6003 | 4138 | -1429.4397 | 1717 | 287.5603 | 4138 | -1441.173 | 1717 | 275.827 | 4138 | -1441.173 | 1717 | 275.827
4139 | -304.0625 | 321.338 | 17.2754 | 4139 | -206.0813 | 748.8353 | 542.754 | 4139 | -114.5465 | 511.1519 | 396.6053 | 4139 | -738.8918 | 1717 | 978.1082 | 4139 | -909.5366 | 1668.9405 | 759.4039 | 4139 | -909.5366 | 1668.9405 | 759.4039 | 4139 | -1609.2452 | 1717 | 107.7548 | 4139 | -1603.3786 | 1717 | 113.6214 | 4139 | -1609.2452 | 1717 | 107.7548
4140 | 63.7473 | -314.6163 | -250.869 | 4140 | -16.3035 | -264.8405 | -281.144 | 4140 | -107.8383 | 270.0743 | 162.236 | 4140 | -591.5528 | 1677.3223 | 1085.7695 | 4140 | -590.6374 | 788.8491 | 198.2117 | 4140 | -590.6374 | 1176.407 | 585.7695 | 4140 | -1211.4525 | 1717 | 505.5475 | 4140 | -1540.5884 | 1717 | 176.4116 | 4140 | -1540.5884 | 1717 | 176.4116
4141 | 608.119 | -146.6666 | 461.4524 | 4141 | 590.1886 | -424.498 | 165.6906 | 4141 | 590.1886 | -424.498 | 165.6906 | 4141 | 636.2565 | 612.1731 | 1248.4296 | 4141 | 636.2565 | 612.1731 | 1248.4296 | 4141 | 636.2565 | 612.1731 | 1248.4296 | 4141 | -1194.8852 | 1717 | 522.1148 | 4141 | -1153.8185 | 1717 | 563.1815 | 4141 | -1194.8852 | 1717 | 522.1148
4142 | 1000 | -777.6141 | 222.3859 | 4142 | 1000 | -1016 | -16 | 4142 | 1000 | -1016 | -16 | 4142 | 2000 | -1221.0906 | 778.9094 | 4142 | 2000 | -1221.0906 | 778.9094 | 4142 | 2000 | -1221.0906 | 778.9094 | 4142 | 218.1725 | 1007.07 | 1225.2425 | 4142 | 218.1725 | 507.07 | 725.2425 | 4142 | 218.1725 | 507.07 | 725.2425
4143 | 1000 | -787.684 | 212.316 | 4143 | 1000 | -1016 | -16 | 4143 | 1000 | -1016 | -16 | 4143 | 2000 | -1716 | 284 | 4143 | 2000 | -1716 | 284 | 4143 | 2000 | -1716 | 284 | 4143 | 1633.3853 | -1057.1454 | 576.2399 | 4143 | 1633.3853 | -1057.1454 | 576.2399 | 4143 | 1633.3853 | -1057.1454 | 576.2399
4144 | 1000 | -1016 | -16 | 4144 | 1000 | -1016 | -16 | 4144 | 1000 | -1016 | -16 | 4144 | 1773.0622 | -1716 | 57.0622 | 4144 | 1773.0622 | -1716 | 57.0622 | 4144 | 1773.0622 | -1716 | 57.0622 | 4144 | 1857.4746 | -1716 | 141.4746 | 4144 | 1857.4746 | -1716 | 141.4746 | 4144 | 1857.4746 | -1716 | 141.4746
4145 | 1000 | -1016 | -16 | 4145 | 1000 | -1016 | -16 | 4145 | 1000 | -1016 | -16 | 4145 | 1375.7252 | -1716 | -340.2748 | 4145 | 1875.7252 | -1716 | 159.7252 | 4145 | 1875.7252 | -1716 | 159.7252 | 4145 | 1497.082 | -1716 | -218.918 | 4145 | 1993.9933 | -1716 | 277.9933 | 4145 | 1497.082 | -1716 | -218.918
4146 | 1000 | -1016 | -16 | 4146 | 1000 | -1016 | -16 | 4146 | 1000 | -1016 | -16 | 4146 | 1560.9513 | -1716 | -155.0487 | 4146 | 1787.3604 | -1716 | 71.3604 | 4146 | 1759.8842 | -1716 | 43.8842 | 4146 | 1559.3191 | -1716 | -156.6809 | 4146 | 1817.5461 | -1716 | 101.5461 | 4146 | 1817.5461 | -1716 | 101.5461
4147 | 1000 | -1016 | -16 | 4147 | 1000 | -1016 | -16 | 4147 | 1000 | -1016 | -16 | 4147 | 1742.7872 | -1716 | 26.7872 | 4147 | 2000 | -1716 | 284 | 4147 | 1696.6894 | -1716 | -19.3106 | 4147 | 1782.1269 | -1716 | 66.1269 | 4147 | 2000 | -1716 | 284 | 4147 | 1782.1269 | -1716 | 66.1269
4148 | 1000 | -1016 | -16 | 4148 | 1000 | -1016 | -16 | 4148 | 1000 | -1016 | -16 | 4148 | 1901.0443 | -1716 | 185.0443 | 4148 | 2000 | -1716 | 284 | 4148 | 1901.0443 | -1716 | 185.0443 | 4148 | 2000 | -1716 | 284 | 4148 | 2000 | -1716 | 284 | 4148 | 1997.6925 | -1716 | 281.6925
4149 | 1000 | -1016 | -16 | 4149 | 1000 | -1016 | -16 | 4149 | 1000 | -1016 | -16 | 4149 | 1590.5421 | -1716 | -125.4579 | 4149 | 2000 | -1716 | 284 | 4149 | 1635.7179 | -1716 | -80.2821 | 4149 | 1901.8411 | -1716 | 185.8411 | 4149 | 2000 | -1716 | 284 | 4149 | 1743.8855 | -1716 | 27.8855
4150 | 887.1899 | -1016 | -128.8101 | 4150 | 1000 | -1016 | -16 | 4150 | 1000 | -1016 | -16 | 4150 | 1123.9214 | -1716 | -592.0786 | 4150 | 1762.9726 | -1716 | 46.9726 | 4150 | 1623.9214 | -1716 | -92.0786 | 4150 | 1178.4122 | -1716 | -537.5878 | 4150 | 2000 | -1716 | 284 | 4150 | 1678.4122 | -1716 | -37.5878
4151 | 746.7536 | -1016 | -269.2464 | 4151 | 1000 | -1016 | -16 | 4151 | 1000 | -1016 | -16 | 4151 | 1188.5765 | -1716 | -527.4235 | 4151 | 1546.2756 | -1716 | -169.7244 | 4151 | 1688.5765 | -1716 | -27.4235 | 4151 | 1083.2416 | -1716 | -632.7584 | 4151 | 1388.6649 | -1716 | -327.3351 | 4151 | 1583.2416 | -1716 | -132.7584
4152 | 681.5663 | -1016 | -334.4337 | 4152 | 1000 | -1016 | -16 | 4152 | 965.7534 | -1016 | -50.2466 | 4152 | 1127.4721 | -1716 | -588.5279 | 4152 | 1159.3395 | -1716 | -556.6605 | 4152 | 1220.4991 | -1716 | -495.5009 | 4152 | 1028.9652 | -1716 | -687.0348 | 4152 | 1528.9652 | -1716 | -187.0348 | 4152 | 1528.9652 | -1716 | -187.0348
4153 | 762.4983 | -1016 | -253.5017 | 4153 | 1000 | -1016 | -16 | 4153 | 1000 | -1016 | -16 | 4153 | 1232.0071 | -1716 | -483.9929 | 4153 | 1436.4055 | -1716 | -279.5945 | 4153 | 1713.6811 | -1716 | -2.3189 | 4153 | 1154.9502 | -1716 | -561.0498 | 4153 | 1654.6234 | -1716 | -61.3766 | 4153 | 1204.6234 | -1716 | -511.3766
4154 | 787.1722 | -1016 | -228.8278 | 4154 | 1000 | -1016 | -16 | 4154 | 1000 | -1016 | -16 | 4154 | 1281.4541 | -1716 | -434.5459 | 4154 | 1781.4541 | -1716 | 65.4541 | 4154 | 1392.627 | -1716 | -323.373 | 4154 | 1231.1141 | -1716 | -484.8859 | 4154 | 1280.5992 | -1716 | -435.4008 | 4154 | 1731.1141 | -1716 | 15.1141
4155 | 724.3941 | -1016 | -291.6059 | 4155 | 1000 | -1016 | -16 | 4155 | 1000 | -1016 | -16 | 4155 | 1233.6838 | -1716 | -482.3162 | 4155 | 1385.0831 | -1716 | -330.9169 | 4155 | 1733.6838 | -1716 | 17.6838 | 4155 | 1209.6796 | -1716 | -506.3204 | 4155 | 1343.8825 | -1716 | -372.1175 | 4155 | 1709.6796 | -1716 | -6.3204
4156 | 749.4795 | -1016 | -266.5205 | 4156 | 1000 | -1016 | -16 | 4156 | 1000 | -1016 | -16 | 4156 | 1240.2914 | -1716 | -475.7086 | 4156 | 1749.7817 | -1716 | 33.7817 | 4156 | 1299.7817 | -1716 | -416.2183 | 4156 | 1212.0179 | -1716 | -503.9821 | 4156 | 1568.0319 | -1716 | -147.9681 | 4156 | 1504.0545 | -1716 | -211.9455
4157 | 851.9849 | -1016 | -164.0151 | 4157 | 1000 | -1016 | -16 | 4157 | 1000 | -1016 | -16 | 4157 | 1324.82 | -1716 | -391.18 | 4157 | 1096.4585 | -1716 | -619.5415 | 4157 | 1096.4585 | -1716 | -619.5415 | 4157 | 1313.086 | -1716 | -402.914 | 4157 | 835.6664 | -1716 | -880.3336 | 4157 | 835.6664 | -1716 | -880.3336
4158 | 1000 | -1009.8803 | -9.8803 | 4158 | 1000 | -1016 | -16 | 4158 | 1000 | -1016 | -16 | 4158 | 1638.036 | -1716 | -77.964 | 4158 | 1138.036 | -1716 | -577.964 | 4158 | 1138.036 | -1716 | -577.964 | 4158 | 1689.0598 | -1716 | -26.9402 | 4158 | 1189.0598 | -1716 | -526.9402 | 4158 | 1189.0598 | -1716 | -526.9402
4159 | 1000 | -687.8213 | 312.1787 | 4159 | 828.1787 | -1016 | -187.8213 | 4159 | 828.1787 | -1016 | -187.8213 | 4159 | 1900.8246 | -1716 | 184.8246 | 4159 | 1480.2504 | -1716 | -235.7496 | 4159 | 1480.2504 | -1716 | -235.7496 | 4159 | 1756.9186 | -1570.4982 | 186.4205 | 4159 | 1561.272 | -1716 | -154.728 | 4159 | 1561.272 | -1716 | -154.728
4160 | 927.8394 | -912.1789 | 15.6605 | 4160 | 974.5222 | -1016 | -41.4778 | 4160 | 832.0721 | -742.0739 | 89.9982 | 4160 | 1562.6205 | -1716 | -153.3795 | 4160 | 1397.6111 | -1716 | -318.3889 | 4160 | 1378.6356 | -1510.7664 | -132.1308 | 4160 | 957.1627 | -666.2312 | 290.9315 | 4160 | 1002.9301 | -1545.7518 | -542.8217 | 4160 | 957.1627 | -1019.1546 | -61.9919
4161 | 259.1442 | -610.713 | -351.5688 | 4161 | 664.4312 | -1016 | -351.5688 | 4161 | 764.2369 | -348.9056 | 415.3312 | 4161 | 1428.5238 | -1716 | -287.4762 | 4161 | 1338.1187 | -1716 | -377.8813 | 4161 | 1612.5087 | -1371.8686 | 240.64 | 4161 | 939.5456 | -1240.9106 | -301.365 | 4161 | 943.7782 | -1245.1432 | -301.365 | 4161 | 1040.4609 | -574.9259 | 465.535
4162 | 131.1921 | 709.6449 | 840.8369 | 4162 | 309.7863 | -98.3218 | 211.4645 | 4162 | -148.8266 | 709.6449 | 560.8183 | 4162 | 1564.7692 | -1164.5939 | 400.1753 | 4162 | 1599.7598 | -1556.5486 | 43.2112 | 4162 | 1564.7692 | -1152.7399 | 412.0293 | 4162 | 1028.3436 | -420.1386 | 608.205 | 4162 | 978.3436 | -222.8962 | 755.4474 | 4162 | 927.4282 | -171.9808 | 755.4474
4163 | 98.9042 | 785.6204 | 884.5246 | 4163 | 98.9042 | 285.6204 | 384.5246 | 4163 | 98.9042 | 285.6204 | 384.5246 | 4163 | 1632.605 | -833.2705 | 799.3345 | 4163 | 1132.605 | -833.2705 | 299.3345 | 4163 | 1132.605 | -833.2705 | 299.3345 | 4163 | 375.9856 | 637.3097 | 1013.2953 | 4163 | -124.0144 | 637.3097 | 513.2953 | 4163 | -124.0144 | 637.3097 | 513.2953
4164 | 706.1075 | -98.7174 | 607.3901 | 4164 | 706.1075 | -598.7174 | 107.3901 | 4164 | 706.1075 | -598.7174 | 107.3901 | 4164 | 982.64 | -422.2667 | 560.3733 | 4164 | 982.64 | -922.2667 | 60.3733 | 4164 | 982.64 | -922.2667 | 60.3733 | 4164 | -103.2319 | 907.6883 | 804.4564 | 4164 | -103.2319 | 407.6883 | 304.4564 | 4164 | -103.2319 | 407.6883 | 304.4564
4165 | 1000 | -390.407 | 609.593 | 4165 | 1000 | -890.407 | 109.593 | 4165 | 1000 | -890.407 | 109.593 | 4165 | 1689.5039 | -1070.9998 | 618.5041 | 4165 | 1689.5039 | -1570.9998 | 118.5041 | 4165 | 1689.5039 | -1570.9998 | 118.5041 | 4165 | 1247.8728 | -359.8101 | 888.0627 | 4165 | 1247.8728 | -859.8101 | 388.0627 | 4165 | 1247.8728 | -859.8101 | 388.0627
4166 | 1000 | -488.8041 | 511.1959 | 4166 | 1000 | -988.8041 | 11.1959 | 4166 | 1000 | -988.8041 | 11.1959 | 4166 | 2000 | -1438.96 | 561.04 | 4166 | 1777.04 | -1716 | 61.04 | 4166 | 1777.04 | -1716 | 61.04 | 4166 | 2000 | -1147.1635 | 852.8365 | 4166 | 2000 | -1647.1635 | 352.8365 | 4166 | 2000 | -1647.1635 | 352.8365
4167 | 1000 | -712.6986 | 287.3014 | 4167 | 1000 | -1016 | -16 | 4167 | 1000 | -1016 | -16 | 4167 | 2000 | -1646.7567 | 353.2433 | 4167 | 1728.0949 | -1716 | 12.0949 | 4167 | 1728.0949 | -1716 | 12.0949 | 4167 | 2000 | -1358.5054 | 641.4946 | 4167 | 1897.2075 | -1716 | 181.2075 | 4167 | 1897.2075 | -1716 | 181.2075
4168 | 1000 | -971.4077 | 28.5923 | 4168 | 1000 | -1016 | -16 | 4168 | 1000 | -1016 | -16 | 4168 | 1938.7048 | -1716 | 222.7048 | 4168 | 1438.7048 | -1716 | -277.2952 | 4168 | 1438.7048 | -1716 | -277.2952 | 4168 | 2000 | -1696.8042 | 303.1958 | 4168 | 1717.7603 | -1716 | 1.7603 | 4168 | 1717.7603 | -1716 | 1.7603
4169 | 1000 | -1016 | -16 | 4169 | 1000 | -1016 | -16 | 4169 | 1000 | -1016 | -16 | 4169 | 1565.1258 | -1716 | -150.8742 | 4169 | 1435.0129 | -1716 | -280.9871 | 4169 | 1435.0129 | -1716 | -280.9871 | 4169 | 1732.8316 | -1716 | 16.8316 | 4169 | 1732.8316 | -1716 | 16.8316 | 4169 | 1732.8316 | -1716 | 16.8316
4170 | 1000 | -1016 | -16 | 4170 | 1000 | -1016 | -16 | 4170 | 1000 | -1016 | -16 | 4170 | 1408.2489 | -1716 | -307.7511 | 4170 | 1408.2489 | -1716 | -307.7511 | 4170 | 1408.2489 | -1716 | -307.7511 | 4170 | 1482.7085 | -1716 | -233.2915 | 4170 | 1482.7085 | -1716 | -233.2915 | 4170 | 1482.7085 | -1716 | -233.2915
4171 | 1000 | -1016 | -16 | 4171 | 1000 | -1016 | -16 | 4171 | 1000 | -1016 | -16 | 4171 | 1607.1527 | -1716 | -108.8473 | 4171 | 2000 | -1716 | 284 | 4171 | 1849.859 | -1716 | 133.859 | 4171 | 1428.4898 | -1716 | -287.5102 | 4171 | 1676.3701 | -1716 | -39.6299 | 4171 | 1908.0656 | -1716 | 192.0656
4172 | 1000 | -1016 | -16 | 4172 | 1000 | -1016 | -16 | 4172 | 1000 | -1016 | -16 | 4172 | 1528.4429 | -1716 | -187.5571 | 4172 | 1991.6114 | -1716 | 275.6114 | 4172 | 1753.4429 | -1716 | 37.4429 | 4172 | 1363.4793 | -1716 | -352.5207 | 4172 | 1860.6519 | -1716 | 144.6519 | 4172 | 1860.6519 | -1716 | 144.6519
4173 | 1000 | -1016 | -16 | 4173 | 1000 | -1016 | -16 | 4173 | 1000 | -1016 | -16 | 4173 | 2000 | -1716 | 284 | 4173 | 2000 | -1716 | 284 | 4173 | 1996.4757 | -1716 | 280.4757 | 4173 | 1873.3665 | -1716 | 157.3665 | 4173 | 2000 | -1716 | 284 | 4173 | 1873.3665 | -1716 | 157.3665
4174 | 1000 | -1016 | -16 | 4174 | 1000 | -1016 | -16 | 4174 | 1000 | -1016 | -16 | 4174 | 1976.5594 | -1716 | 260.5594 | 4174 | 1976.5594 | -1716 | 260.5594 | 4174 | 1884.3639 | -1716 | 168.3639 | 4174 | 1825.1358 | -1716 | 109.1358 | 4174 | 1825.1358 | -1716 | 109.1358 | 4174 | 1825.1358 | -1716 | 109.1358
4175 | 1000 | -1016 | -16 | 4175 | 1000 | -1016 | -16 | 4175 | 1000 | -1016 | -16 | 4175 | 1402.8743 | -1716 | -313.1257 | 4175 | 2000 | -1716 | 284 | 4175 | 1900.7988 | -1716 | 184.7988 | 4175 | 2000 | -1716 | 284 | 4175 | 2000 | -1716 | 284 | 4175 | 1996.9926 | -1716 | 280.9926
4176 | 1000 | -1016 | -16 | 4176 | 1000 | -1016 | -16 | 4176 | 1000 | -1016 | -16 | 4176 | 1507.2221 | -1716 | -208.7779 | 4176 | 1753.8583 | -1716 | 37.8583 | 4176 | 1753.8583 | -1716 | 37.8583 | 4176 | 1213.7138 | -1716 | -502.2862 | 4176 | 2000 | -1716 | 284 | 4176 | 1729.4696 | -1716 | 13.4696
4177 | 1000 | -1016 | -16 | 4177 | 1000 | -1016 | -16 | 4177 | 1000 | -1016 | -16 | 4177 | 1245.2616 | -1716 | -470.7384 | 4177 | 1589.0069 | -1716 | -126.9931 | 4177 | 1745.2616 | -1716 | 29.2616 | 4177 | 1201.5096 | -1716 | -514.4904 | 4177 | 1701.5096 | -1716 | -14.4904 | 4177 | 1246.8303 | -1716 | -469.1697
4178 | 1000 | -1016 | -16 | 4178 | 1000 | -1016 | -16 | 4178 | 1000 | -1016 | -16 | 4178 | 1324.6859 | -1716 | -391.3141 | 4178 | 1408.5338 | -1716 | -307.4662 | 4178 | 1601.1025 | -1716 | -114.8975 | 4178 | 1283.7396 | -1716 | -432.2604 | 4178 | 1783.7396 | -1716 | 67.7396 | 4178 | 1283.7396 | -1716 | -432.2604
4179 | 1000 | -1016 | -16 | 4179 | 1000 | -1016 | -16 | 4179 | 1000 | -1016 | -16 | 4179 | 1466.8186 | -1716 | -249.1814 | 4179 | 1684.2253 | -1716 | -31.7747 | 4179 | 1466.8186 | -1716 | -249.1814 | 4179 | 1428.6946 | -1716 | -287.3054 | 4179 | 2000 | -1716 | 284 | 4179 | 1928.6946 | -1716 | 212.6946
4180 | 1000 | -1016 | -16 | 4180 | 1000 | -1016 | -16 | 4180 | 1000 | -1016 | -16 | 4180 | 1417.4341 | -1716 | -298.5659 | 4180 | 2000 | -1716 | 284 | 4180 | 1417.4341 | -1716 | -298.5659 | 4180 | 1625.5691 | -1716 | -90.4309 | 4180 | 1850.5691 | -1716 | 134.5691 | 4180 | 1759.4305 | -1716 | 43.4305
4181 | 895.0097 | -1016 | -120.9903 | 4181 | 1000 | -1016 | -16 | 4181 | 895.0097 | -1016 | -120.9903 | 4181 | 1429.602 | -1716 | -286.398 | 4181 | 1455.7926 | -1716 | -260.2074 | 4181 | 1429.602 | -1716 | -286.398 | 4181 | 1407.4621 | -1716 | -308.5379 | 4181 | 1728.2512 | -1716 | 12.2512 | 4181 | 1503.2512 | -1716 | -212.7488
4182 | 793.0531 | -1016 | -222.9469 | 4182 | 1000 | -1016 | -16 | 4182 | 793.0531 | -1016 | -222.9469 | 4182 | 1282.8378 | -1716 | -433.1622 | 4182 | 1282.8378 | -1716 | -433.1622 | 4182 | 1282.8378 | -1716 | -433.1622 | 4182 | 1275.2575 | -1716 | -440.7425 | 4182 | 1247.5285 | -1716 | -468.4715 | 4182 | 1247.5285 | -1716 | -468.4715
4183 | 801.3038 | -1016 | -214.6962 | 4183 | 1000 | -1016 | -16 | 4183 | 801.3038 | -1016 | -214.6962 | 4183 | 1306.9598 | -1716 | -409.0402 | 4183 | 806.9598 | -1716 | -909.0402 | 4183 | 806.9598 | -1716 | -909.0402 | 4183 | 1327.663 | -1716 | -388.337 | 4183 | 827.663 | -1716 | -888.337 | 4183 | 827.663 | -1716 | -888.337
4184 | 886.2476 | -1016 | -129.7524 | 4184 | 386.2476 | -1016 | -629.7524 | 4184 | 386.2476 | -1016 | -629.7524 | 4184 | 1458.1205 | -1716 | -257.8795 | 4184 | 958.1205 | -1249.9458 | -291.8252 | 4184 | 958.1205 | -1716 | -757.8795 | 4184 | 1500.1079 | -1716 | -215.8921 | 4184 | 1000.1079 | -1716 | -715.8921 | 4184 | 1000.1079 | -1716 | -715.8921
4185 | 1000 | -1016 | -16 | 4185 | 366.8625 | -1016 | -649.1375 | 4185 | 670.8601 | -1016 | -345.1399 | 4185 | 1149.0516 | -1716 | -566.9484 | 4185 | 668.5849 | -1716 | -1047.4151 | 4185 | 1260.14 | -1716 | -455.86 | 4185 | 1478.1145 | -1716 | -237.8855 | 4185 | 1403.7094 | -1716 | -312.2906 | 4185 | 1405.1175 | -1716 | -310.8825
4186 | 807.8097 | -1016 | -208.1903 | 4186 | 216.3255 | -1016 | -799.6745 | 4186 | 873.2972 | -1016 | -142.7028 | 4186 | 987.6613 | -1716 | -728.3387 | 4186 | 802.5373 | -1716 | -913.4627 | 4186 | 1273.3654 | -1716 | -442.6346 | 4186 | 2000 | -1716 | 284 | 4186 | 1235.785 | -1716 | -480.215 | 4186 | 1495.4385 | -1716 | -220.5615
4187 | 1000 | -1016 | -16 | 4187 | 555.5472 | -1016 | -460.4528 | 4187 | 824.8713 | -1016 | -191.1287 | 4187 | 2000 | -1716 | 284 | 4187 | 1368.6271 | -1716 | -347.3729 | 4187 | 1542.2226 | -1716 | -173.7774 | 4187 | 2000 | -1716 | 284 | 4187 | 1202.1093 | -1716 | -513.8907 | 4187 | 1845.5946 | -1716 | 129.5946
4188 | 1000 | -1016 | -16 | 4188 | 1000 | -1016 | -16 | 4188 | 1000 | -1016 | -16 | 4188 | 2000 | -1716 | 284 | 4188 | 1697.2058 | -1716 | -18.7942 | 4188 | 1708.9568 | -1716 | -7.0432 | 4188 | 1687.1413 | -1716 | -28.8587 | 4188 | 1637.1413 | -1716 | -78.8587 | 4188 | 1980.3242 | -1716 | 264.3242
4189 | 1000 | -1016 | -16 | 4189 | 1000 | -1016 | -16 | 4189 | 1000 | -1016 | -16 | 4189 | 2000 | -1716 | 284 | 4189 | 1764.556 | -1716 | 48.556 | 4189 | 1764.556 | -1716 | 48.556 | 4189 | 2000 | -1716 | 284 | 4189 | 2000 | -1716 | 284 | 4189 | 2000 | -1716 | 284
4190 | 1000 | -498.5637 | 501.4363 | 4190 | 1000 | -1016 | -16 | 4190 | 1000 | -998.5637 | 1.4363 | 4190 | 2000 | -1716 | 284 | 4190 | 1767.8297 | -1716 | 51.8297 | 4190 | 1767.8297 | -1716 | 51.8297 | 4190 | 2000 | -1325.0779 | 674.9221 | 4190 | 1890.9221 | -1716 | 174.9221 | 4190 | 1890.9221 | -1716 | 174.9221
4191 | 1000 | -788.7178 | 211.2822 | 4191 | 1000 | -1016 | -16 | 4191 | 1000 | -1016 | -16 | 4191 | 1986.8984 | -1716 | 270.8984 | 4191 | 1486.8984 | -1716 | -229.1016 | 4191 | 1486.8984 | -1716 | -229.1016 | 4191 | 2000 | -1715.4666 | 284.5334 | 4191 | 1699.0979 | -1716 | -16.9021 | 4191 | 1699.0979 | -1716 | -16.9021
4192 | 1000 | -1016 | -16 | 4192 | 1000 | -1016 | -16 | 4192 | 1000 | -1016 | -16 | 4192 | 1569.1779 | -1716 | -146.8221 | 4192 | 1569.1779 | -1716 | -146.8221 | 4192 | 1569.1779 | -1716 | -146.8221 | 4192 | 1683.0623 | -1716 | -32.9377 | 4192 | 1683.0623 | -1716 | -32.9377 | 4192 | 1683.0623 | -1716 | -32.9377
4193 | 960.3854 | -1016 | -55.6146 | 4193 | 1000 | -1016 | -16 | 4193 | 1000 | -1016 | -16 | 4193 | 1319.7136 | -1716 | -396.2864 | 4193 | 1438.5896 | -1716 | -277.4104 | 4193 | 1617.2578 | -1716 | -98.7422 | 4193 | 1334.3773 | -1716 | -381.6227 | 4193 | 1334.3773 | -1716 | -381.6227 | 4193 | 1334.3773 | -1716 | -381.6227
4194 | 1000 | -1016 | -16 | 4194 | 1000 | -1016 | -16 | 4194 | 1000 | -1016 | -16 | 4194 | 1152.1387 | -1716 | -563.8613 | 4194 | 1609.683 | -1716 | -106.317 | 4194 | 1512.1387 | -1716 | -203.8613 | 4194 | 1066.4134 | -1716 | -649.5866 | 4194 | 1467.3409 | -1716 | -248.6591 | 4194 | 1566.4134 | -1716 | -149.5866
4195 | 1000 | -1016 | -16 | 4195 | 1000 | -1016 | -16 | 4195 | 1000 | -1016 | -16 | 4195 | 1060.1135 | -1716 | -655.8865 | 4195 | 1572.5307 | -1716 | -143.4693 | 4195 | 1560.1135 | -1716 | -155.8865 | 4195 | 999.2844 | -1716 | -716.7156 | 4195 | 1775.899 | -1716 | 59.899 | 4195 | 1499.2844 | -1716 | -216.7156
4196 | 1000 | -1016 | -16 | 4196 | 1000 | -1016 | -16 | 4196 | 1000 | -1016 | -16 | 4196 | 1534.691 | -1716 | -181.309 | 4196 | 2000 | -1716 | 284 | 4196 | 1754.1216 | -1716 | 38.1216 | 4196 | 2000 | -1716 | 284 | 4196 | 1947.7107 | -1716 | 231.7107 | 4196 | 1694.0401 | -1716 | -21.9599
4197 | 950.5615 | -1016 | -65.4385 | 4197 | 1000 | -1016 | -16 | 4197 | 1000 | -1016 | -16 | 4197 | 1667.6262 | -1716 | -48.3738 | 4197 | 1886.6228 | -1716 | 170.6228 | 4197 | 1614.6333 | -1716 | -101.3667 | 4197 | 1131.1851 | -1716 | -584.8149 | 4197 | 1561.127 | -1716 | -154.873 | 4197 | 1412.0832 | -1716 | -303.9168
4198 | 1000 | -1016 | -16 | 4198 | 1000 | -1016 | -16 | 4198 | 1000 | -1016 | -16 | 4198 | 1188.2664 | -1716 | -527.7336 | 4198 | 1688.2664 | -1716 | -27.7336 | 4198 | 1688.2664 | -1716 | -27.7336 | 4198 | 1144.7801 | -1716 | -571.2199 | 4198 | 1144.7801 | -1716 | -571.2199 | 4198 | 1644.7801 | -1716 | -71.2199
4199 | 715.4957 | -1016 | -300.5043 | 4199 | 1000 | -1016 | -16 | 4199 | 1000 | -1016 | -16 | 4199 | 1196.7748 | -1716 | -519.2252 | 4199 | 1277.8988 | -1716 | -438.1012 | 4199 | 1196.7748 | -1716 | -519.2252 | 4199 | 1138.2598 | -1716 | -577.7402 | 4199 | 1138.2598 | -1716 | -577.7402 | 4199 | 1138.2598 | -1716 | -577.7402
4200 | 598.2214 | -1016 | -417.7786 | 4200 | 628.9312 | -1016 | -387.0688 | 4200 | 598.2214 | -1016 | -417.7786 | 4200 | 1229.9954 | -1716 | -486.0046 | 4200 | 1229.9954 | -1716 | -486.0046 | 4200 | 1229.9954 | -1716 | -486.0046 | 4200 | 1171.1967 | -1716 | -544.8033 | 4200 | 1171.1967 | -1716 | -544.8033 | 4200 | 1171.1967 | -1716 | -544.8033
4201 | 980.9281 | -1016 | -35.0719 | 4201 | 1000 | -1016 | -16 | 4201 | 1000 | -1016 | -16 | 4201 | 1718.0852 | -1716 | 2.0852 | 4201 | 2000 | -1716 | 284 | 4201 | 1579.2446 | -1716 | -136.7554 | 4201 | 1806.194 | -1716 | 90.194 | 4201 | 1856.2194 | -1716 | 140.2194 | 4201 | 1790.6315 | -1716 | 74.6315
4202 | 830.3354 | -1016 | -185.6646 | 4202 | 1000 | -1016 | -16 | 4202 | 1000 | -1016 | -16 | 4202 | 1142.7739 | -1716 | -573.2261 | 4202 | 1913.4844 | -1716 | 197.4844 | 4202 | 1730.7032 | -1716 | 14.7032 | 4202 | 1552.6517 | -1716 | -163.3483 | 4202 | 1780.2038 | -1716 | 64.2038 | 4202 | 1667.5963 | -1716 | -48.4037
4203 | 780.5971 | -1016 | -235.4029 | 4203 | 1000 | -1016 | -16 | 4203 | 1000 | -1016 | -16 | 4203 | 1188.0309 | -1716 | -527.9691 | 4203 | 1688.0309 | -1716 | -27.9691 | 4203 | 1761.2824 | -1716 | 45.2824 | 4203 | 1324.8975 | -1716 | -391.1025 | 4203 | 1674.8975 | -1716 | -41.1025 | 4203 | 1674.8975 | -1716 | -41.1025
4204 | 970.5897 | -1016 | -45.4103 | 4204 | 1000 | -1016 | -16 | 4204 | 1000 | -1016 | -16 | 4204 | 1532.6224 | -1716 | -183.3776 | 4204 | 1634.2643 | -1716 | -81.7357 | 4204 | 1634.2643 | -1716 | -81.7357 | 4204 | 1380.1521 | -1716 | -335.8479 | 4204 | 1806.8416 | -1716 | 90.8416 | 4204 | 1628.1753 | -1716 | -87.8247
4205 | 666.0591 | -1016 | -349.9409 | 4205 | 844.6391 | -1016 | -171.3609 | 4205 | 805.5786 | -1016 | -210.4214 | 4205 | 1150.2847 | -1716 | -565.7153 | 4205 | 1650.2847 | -1716 | -65.7153 | 4205 | 1420.3258 | -1716 | -295.6742 | 4205 | 1133.8242 | -1716 | -582.1758 | 4205 | 1542.4138 | -1716 | -173.5862 | 4205 | 1542.4138 | -1716 | -173.5862
4206 | 830.3195 | -1016 | -185.6805 | 4206 | 830.3195 | -1016 | -185.6805 | 4206 | 830.3195 | -1016 | -185.6805 | 4206 | 1302.5002 | -1716 | -413.4998 | 4206 | 1205.8177 | -1716 | -510.1823 | 4206 | 1205.8177 | -1716 | -510.1823 | 4206 | 1310.5194 | -1716 | -405.4806 | 4206 | 1310.5194 | -1716 | -405.4806 | 4206 | 1310.5194 | -1716 | -405.4806
4207 | 952.8391 | -1016 | -63.1609 | 4207 | 952.8391 | -1016 | -63.1609 | 4207 | 952.8391 | -1016 | -63.1609 | 4207 | 1573.7075 | -1716 | -142.2925 | 4207 | 1073.7075 | -1716 | -642.2925 | 4207 | 1073.7075 | -1716 | -642.2925 | 4207 | 1092.1457 | -1213.0104 | -120.8647 | 4207 | 1180.6464 | -1716 | -535.3536 | 4207 | -188.0554 | -347.2981 | -535.3536
4208 | 1000 | -1016 | -16 | 4208 | 734.1759 | -1016 | -281.8241 | 4208 | 734.1759 | -1016 | -281.8241 | 4208 | 929.6858 | -776.0527 | 153.6332 | 4208 | 874.5258 | -1220.8926 | -346.3668 | 4208 | 874.5258 | -1220.8926 | -346.3668 | 4208 | 1798.0235 | -1680.6681 | 117.3554 | 4208 | 212.3925 | -595.0371 | -382.6446 | 4208 | 1138.0235 | -1520.6681 | -382.6446
4209 | 815.8341 | -586.1319 | 229.7022 | 4209 | 746.5722 | -1016 | -269.4278 | 4209 | 609.1599 | -1016 | -406.8401 | 4209 | 731.3563 | -966.8672 | -235.5109 | 4209 | 117.0123 | -537.7475 | -420.7351 | 4209 | 101.0819 | -912.5577 | -811.4758 | 4209 | 823.5362 | -519.416 | 304.1202 | 4209 | 444.7977 | -640.6775 | -195.8798 | 4209 | 750.0616 | -945.9414 | -195.8798
4210 | 231.2668 | -1016 | -784.7332 | 4210 | 34.0273 | -1016 | -981.9727 | 4210 | 258.3831 | -1016 | -757.6169 | 4210 | -199.3481 | -1166.7662 | -1366.1143 | 4210 | -172.6963 | -1638.3483 | -1811.0446 | 4210 | 749.6519 | -1716 | -966.3481 | 4210 | 228.9742 | -152.1469 | 76.8273 | 4210 | 264.0516 | -864.3268 | -600.2753 | 4210 | 228.9742 | -558.483 | -329.5088
4211 | 214.0462 | -1016 | -801.9538 | 4211 | -10.2711 | -1016 | -1026.2711 | 4211 | 291.0778 | -1016 | -724.9222 | 4211 | 497.0032 | -1716 | -1218.9968 | 4211 | 497.0032 | -1716 | -1218.9968 | 4211 | 555.5531 | -1716 | -1160.4469 | 4211 | 228.1524 | -1716 | -1487.8476 | 4211 | 228.1524 | -1716 | -1487.8476 | 4211 | 246.2146 | -967.1623 | -720.9476
4212 | 725.3796 | -862.2526 | -136.873 | 4212 | 379.127 | -1016 | -636.873 | 4212 | 379.127 | -1016 | -636.873 | 4212 | 953.059 | -1716 | -762.941 | 4212 | 495.0458 | -1716 | -1220.9542 | 4212 | 670.6627 | -1716 | -1045.3373 | 4212 | 476.9346 | -1531.5342 | -1054.5995 | 4212 | 476.9346 | -1716 | -1239.0654 | 4212 | 493.9498 | -1522.9518 | -1029.0021
4213 | 701.4963 | -1016 | -314.5037 | 4213 | 201.4963 | -1016 | -814.5037 | 4213 | 201.4963 | -1016 | -814.5037 | 4213 | 993.2647 | -1716 | -722.7353 | 4213 | 122.2739 | -1716 | -1593.7261 | 4213 | 295.1752 | -1716 | -1420.8248 | 4213 | 697.7071 | -1478.8363 | -781.1292 | 4213 | 649.6413 | -1716 | -1066.3587 | 4213 | 649.6413 | -1716 | -1066.3587
4214 | 606.984 | -1016 | -409.016 | 4214 | 487.6128 | -1016 | -528.3872 | 4214 | 487.6128 | -1016 | -528.3872 | 4214 | 1047.9695 | -1716 | -668.0305 | 4214 | 660.5855 | -1716 | -1055.4145 | 4214 | 660.5855 | -1716 | -1055.4145 | 4214 | 1047.7755 | -1716 | -668.2245 | 4214 | 547.7755 | -1716 | -1168.2245 | 4214 | 547.7755 | -1716 | -1168.2245
4215 | 789.6437 | -1016 | -226.3563 | 4215 | 789.6437 | -1016 | -226.3563 | 4215 | 789.6437 | -1016 | -226.3563 | 4215 | 1209.8758 | -1670.0139 | -460.1381 | 4215 | 755.8619 | -1716 | -960.1381 | 4215 | 755.8619 | -1716 | -960.1381 | 4215 | 1112.1218 | -1716 | -603.8782 | 4215 | 612.1218 | -1716 | -1103.8782 | 4215 | 612.1218 | -1716 | -1103.8782
4216 | 764.7602 | -1016 | -251.2398 | 4216 | 1000 | -1016 | -16 | 4216 | 764.7602 | -1016 | -251.2398 | 4216 | 1252.4912 | -1716 | -463.5088 | 4216 | 752.4912 | -1716 | -963.5088 | 4216 | 752.4912 | -1716 | -963.5088 | 4216 | 1225.8153 | -1716 | -490.1847 | 4216 | 606.6767 | -1716 | -1109.3233 | 4216 | 646.3895 | -1716 | -1069.6105
4217 | 467.3862 | -1016 | -548.6138 | 4217 | 1000 | -1016 | -16 | 4217 | 847.4187 | -1016 | -168.5813 | 4217 | 959.585 | -1716 | -756.415 | 4217 | 672.9426 | -1716 | -1043.0574 | 4217 | 672.9426 | -1716 | -1043.0574 | 4217 | 903.3961 | -1716 | -812.6039 | 4217 | 586.0746 | -1716 | -1129.9254 | 4217 | 586.0746 | -1716 | -1129.9254
4218 | 356.8712 | -1016 | -659.1288 | 4218 | 1000 | -1016 | -16 | 4218 | 869.7363 | -1016 | -146.2637 | 4218 | 878.0668 | -1716 | -837.9332 | 4218 | 1181.6881 | -1716 | -534.3119 | 4218 | 1168.5189 | -1716 | -547.4811 | 4218 | 877.7078 | -1716 | -838.2922 | 4218 | 1922.7004 | -1716 | 206.7004 | 4218 | 1377.7078 | -1716 | -338.2922
4219 | 1000 | -1016 | -16 | 4219 | 1000 | -1016 | -16 | 4219 | 1000 | -1016 | -16 | 4219 | 1552.7649 | -1716 | -163.2351 | 4219 | 1552.7649 | -1716 | -163.2351 | 4219 | 1551.3838 | -1716 | -164.6162 | 4219 | 1149.2933 | -1716 | -566.7067 | 4219 | 1429.7641 | -1716 | -286.2359 | 4219 | 1429.7641 | -1716 | -286.2359
4220 | 1000 | -1016 | -16 | 4220 | 1000 | -1016 | -16 | 4220 | 1000 | -1016 | -16 | 4220 | 1490.7073 | -1716 | -225.2927 | 4220 | 1490.7073 | -1716 | -225.2927 | 4220 | 1490.7073 | -1716 | -225.2927 | 4220 | 1035.0445 | -1716 | -680.9555 | 4220 | 1535.0445 | -1716 | -180.9555 | 4220 | 1535.0445 | -1716 | -180.9555
4221 | 1000 | -1016 | -16 | 4221 | 1000 | -1016 | -16 | 4221 | 1000 | -1016 | -16 | 4221 | 1678.8442 | -1716 | -37.1558 | 4221 | 1678.8442 | -1716 | -37.1558 | 4221 | 1678.8442 | -1716 | -37.1558 | 4221 | 1251.1351 | -1716 | -464.8649 | 4221 | 1709.2328 | -1716 | -6.7672 | 4221 | 1656.4461 | -1716 | -59.5539
4222 | 764.9012 | -1016 | -251.0988 | 4222 | 1000 | -1016 | -16 | 4222 | 1000 | -1016 | -16 | 4222 | 1880.5317 | -1716 | 164.5317 | 4222 | 1880.5317 | -1716 | 164.5317 | 4222 | 1854.3894 | -1716 | 138.3894 | 4222 | 1698.3888 | -1716 | -17.6112 | 4222 | 1965.3529 | -1716 | 249.3529 | 4222 | 1698.3888 | -1716 | -17.6112
4223 | 530.483 | -1016 | -485.517 | 4223 | 1000 | -1016 | -16 | 4223 | 1000 | -1016 | -16 | 4223 | 1414.4325 | -1716 | -301.5675 | 4223 | 2000 | -1716 | 284 | 4223 | 2000 | -1716 | 284 | 4223 | 1930.7435 | -1716 | 214.7435 | 4223 | 1928.5677 | -1716 | 212.5677 | 4223 | 1977.7631 | -1716 | 261.7631
4224 | 575.9461 | -1016 | -440.0539 | 4224 | 1000 | -1016 | -16 | 4224 | 1000 | -1016 | -16 | 4224 | 1143.4253 | -1716 | -572.5747 | 4224 | 2000 | -1716 | 284 | 4224 | 1643.4253 | -1716 | -72.5747 | 4224 | 1879.9126 | -1716 | 163.9126 | 4224 | 1922.9126 | -1716 | 206.9126 | 4224 | 1786.7952 | -1716 | 70.7952
4225 | 592.0809 | -1016 | -423.9191 | 4225 | 1000 | -1016 | -16 | 4225 | 592.0809 | -1016 | -423.9191 | 4225 | 1194.7671 | -1716 | -521.2329 | 4225 | 1776.8448 | -1716 | 60.8448 | 4225 | 1694.7671 | -1716 | -21.2329 | 4225 | 1518.4278 | -1716 | -197.5722 | 4225 | 1756.8496 | -1716 | 40.8496 | 4225 | 1756.8496 | -1716 | 40.8496
4226 | 666.9941 | -1016 | -349.0059 | 4226 | 1000 | -1016 | -16 | 4226 | 666.9941 | -1016 | -349.0059 | 4226 | 1320.028 | -1716 | -395.972 | 4226 | 1854.3423 | -1716 | 138.3423 | 4226 | 1820.028 | -1716 | 104.028 | 4226 | 1431.481 | -1716 | -284.519 | 4226 | 1931.481 | -1716 | 215.481 | 4226 | 1931.481 | -1716 | 215.481
4227 | 707.2149 | -1016 | -308.7851 | 4227 | 1000 | -1016 | -16 | 4227 | 707.2149 | -1016 | -308.7851 | 4227 | 1377.1264 | -1716 | -338.8736 | 4227 | 1570.1745 | -1716 | -145.8255 | 4227 | 1877.1264 | -1716 | 161.1264 | 4227 | 1514.2234 | -1716 | -201.7766 | 4227 | 1543.4002 | -1716 | -172.5998 | 4227 | 1543.4002 | -1716 | -172.5998
4228 | 700.6953 | -1016 | -315.3047 | 4228 | 700.6953 | -1016 | -315.3047 | 4228 | 700.6953 | -1016 | -315.3047 | 4228 | 1352.6674 | -1716 | -363.3326 | 4228 | 1416.4911 | -1716 | -299.5089 | 4228 | 1352.6674 | -1716 | -363.3326 | 4228 | 1448.7498 | -1716 | -267.2502 | 4228 | 1448.7498 | -1716 | -267.2502 | 4228 | 1448.7498 | -1716 | -267.2502
4229 | 781.0816 | -1016 | -234.9184 | 4229 | 781.0816 | -1016 | -234.9184 | 4229 | 781.0816 | -1016 | -234.9184 | 4229 | 1431.5774 | -1716 | -284.4226 | 4229 | 1431.5774 | -1716 | -284.4226 | 4229 | 1431.5774 | -1716 | -284.4226 | 4229 | 1547.6439 | -1716 | -168.3561 | 4229 | 1547.6439 | -1716 | -168.3561 | 4229 | 1547.6439 | -1716 | -168.3561
4230 | 822.5605 | -1016 | -193.4395 | 4230 | 822.5605 | -1016 | -193.4395 | 4230 | 822.5605 | -1016 | -193.4395 | 4230 | 1638.881 | -1716 | -77.119 | 4230 | 1638.881 | -1716 | -77.119 | 4230 | 1138.881 | -1716 | -577.119 | 4230 | 1761.3131 | -1716 | 45.3131 | 4230 | 1761.3131 | -1716 | 45.3131 | 4230 | 1761.3131 | -1716 | 45.3131
4231 | 1000 | -1016 | -16 | 4231 | 900.7198 | -1016 | -115.2802 | 4231 | 900.7198 | -1016 | -115.2802 | 4231 | 1817.5534 | -1716 | 101.5534 | 4231 | 1195.6579 | -1716 | -520.3421 | 4231 | 1317.5534 | -1716 | -398.4466 | 4231 | 332.8786 | -384.812 | -51.9334 | 4231 | 253.5552 | -384.812 | -131.2568 | 4231 | -306.3747 | -384.812 | -691.1867
4232 | 1000 | -1016 | -16 | 4232 | 816.8201 | -1016 | -199.1799 | 4232 | 626.3855 | -1016 | -389.6145 | 4232 | 1538.4445 | -1716 | -177.5555 | 4232 | 1038.4445 | -1716 | -677.5555 | 4232 | 1038.4445 | -1716 | -677.5555 | 4232 | 1220.1202 | -1186.4885 | 33.6317 | 4232 | 1093.6505 | -1560.0188 | -466.3683 | 4232 | 1093.6505 | -1560.0188 | -466.3683
4233 | -421.1684 | 499.808 | 78.6396 | 4233 | -421.1684 | -0.19198 | -421.3604 | 4233 | -421.1684 | -0.19198 | -421.3604 | 4233 | 1686.343 | -1716 | -29.657 | 4233 | 1186.343 | -1716 | -529.657 | 4233 | 1186.343 | -1716 | -529.657 | 4233 | 526.9462 | -281.7875 | 245.1587 | 4233 | 507.9549 | -762.7962 | -254.8413 | 4233 | 507.9549 | -762.7962 | -254.8413
4234 | -579.7677 | 272.0008 | -307.767 | 4234 | -579.7677 | 253.553 | -326.2148 | 4234 | -579.7677 | 253.553 | -326.2148 | 4234 | 1159.2104 | -1269.2636 | -110.0533 | 4234 | 1021.9929 | -1716 | -694.0071 | 4234 | 959.2104 | -1373.3466 | -414.1362 | 4234 | -1189.4171 | 1297.5143 | 108.0973 | 4234 | -1189.4171 | 680.4432 | -508.9738 | 4234 | -1189.4171 | 932.4968 | -256.9203
4235 | -586.7484 | -690.5812 | -1277.3296 | 4235 | -586.7484 | -690.5812 | -1277.3296 | 4235 | -586.7484 | 76.3188 | -510.4296 | 4235 | 469.6913 | -1716 | -1246.3087 | 4235 | 620.6067 | -1716 | -1095.3933 | 4235 | 666.3741 | -1252.8239 | -586.4498 | 4235 | -1201.1886 | 157.7912 | -1043.3974 | 4235 | -1201.1886 | 157.7912 | -1043.3974 | 4235 | -1201.1886 | 924.6912 | -276.4974
4236 | -583.8335 | 618.9195 | 35.0859 | 4236 | -583.8335 | -141.9426 | -725.7761 | 4236 | -583.8335 | 338.8872 | -244.9463 | 4236 | -61.818 | -428.7797 | -490.5977 | 4236 | -62.818 | -726.2584 | -789.0764 | 4236 | -45.8029 | -239.3518 | -285.1547 | 4236 | -1181.2099 | 1717 | 535.7901 | 4236 | -1181.2099 | 1168.1965 | -13.0134 | 4236 | -1181.2099 | 1396.9727 | 215.7628
4237 | -558.7699 | 1017 | 458.2301 | 4237 | -558.7699 | 609.799 | 51.0291 | 4237 | -558.7699 | 609.799 | 51.0291 | 4237 | -171.5759 | 714.9881 | 543.4122 | 4237 | -365.2602 | 408.6725 | 43.4122 | 4237 | -365.2602 | 408.6725 | 43.4122 | 4237 | -1124.3038 | 1717 | 592.6962 | 4237 | -1124.3038 | 1560.2435 | 435.9397 | 4237 | -1124.3038 | 1560.2435 | 435.9397
4238 | -513.6455 | 944.9662 | 431.3207 | 4238 | -513.6455 | 444.9662 | -68.6793 | 4238 | -513.6455 | 444.9662 | -68.6793 | 4238 | 20.9159 | 415.4978 | 436.4137 | 4238 | -454.3284 | 390.7422 | -63.5863 | 4238 | -454.3284 | 390.7422 | -63.5863 | 4238 | -1026.8889 | 1717 | 690.1111 | 4238 | -1026.8889 | 1353.1203 | 326.2314 | 4238 | -1026.8889 | 1353.1203 | 326.2314
4239 | 406.0313 | -208.2424 | 197.7888 | 4239 | 406.0313 | -805.9765 | -399.9453 | 4239 | 406.0313 | -805.9765 | -399.9453 | 4239 | 1288.0298 | -1191.6373 | 96.3925 | 4239 | 990.5495 | -1354.4441 | -363.8946 | 4239 | 990.5495 | -1354.4441 | -363.8946 | 4239 | -949.3697 | 1392.7338 | 443.3641 | 4239 | -949.3697 | 892.7338 | -56.6359 | 4239 | -949.3697 | 892.7338 | -56.6359
4240 | 1000 | -1016 | -16 | 4240 | 1000 | -1016 | -16 | 4240 | 1000 | -1016 | -16 | 4240 | 1886.9287 | -1716 | 170.9287 | 4240 | 1506.0674 | -1716 | -209.9326 | 4240 | 1545.7802 | -1716 | -170.2198 | 4240 | -632.9622 | 1083.4089 | 450.4466 | 4240 | -942.1133 | 1392.5599 | 450.4466 | 4240 | -996.4343 | 1002.824 | 6.3897
4241 | 887.1724 | -1016 | -128.8276 | 4241 | 1000 | -1016 | -16 | 4241 | 1000 | -1016 | -16 | 4241 | 1614.1676 | -1716 | -101.8324 | 4241 | 1273.733 | -1716 | -442.267 | 4241 | 1126.6756 | -1716 | -589.3244 | 4241 | 1679.4075 | -1716 | -36.5925 | 4241 | 1679.4075 | -1716 | -36.5925 | 4241 | 1679.4075 | -1716 | -36.5925
4242 | 801.3179 | -1016 | -214.6821 | 4242 | 1000 | -1016 | -16 | 4242 | 1000 | -1016 | -16 | 4242 | 1331.1374 | -1716 | -384.8626 | 4242 | 1331.1374 | -1716 | -384.8626 | 4242 | 1331.1374 | -1716 | -384.8626 | 4242 | 1508.4776 | -1716 | -207.5224 | 4242 | 2000 | -1716 | 284 | 4242 | 2000 | -1716 | 284
4243 | 1000 | -1016 | -16 | 4243 | 1000 | -1016 | -16 | 4243 | 1000 | -1016 | -16 | 4243 | 1723.1542 | -1716 | 7.1542 | 4243 | 2000 | -1716 | 284 | 4243 | 1994.5671 | -1716 | 278.5671 | 4243 | 2000 | -1716 | 284 | 4243 | 2000 | -1716 | 284 | 4243 | 2000 | -1716 | 284
4244 | 1000 | -1016 | -16 | 4244 | 1000 | -1016 | -16 | 4244 | 1000 | -1016 | -16 | 4244 | 1377.0026 | -1716 | -338.9974 | 4244 | 1926.3755 | -1716 | 210.3755 | 4244 | 1859.871 | -1716 | 143.871 | 4244 | 1462.1224 | -1716 | -253.8776 | 4244 | 1881.9759 | -1716 | 165.9759 | 4244 | 1881.9759 | -1716 | 165.9759
4245 | 1000 | -1016 | -16 | 4245 | 1000 | -1016 | -16 | 4245 | 1000 | -1016 | -16 | 4245 | 1732.0906 | -1716 | 16.0906 | 4245 | 2000 | -1716 | 284 | 4245 | 1863.817 | -1716 | 147.817 | 4245 | 1931.7508 | -1716 | 215.7508 | 4245 | 2000 | -1716 | 284 | 4245 | 2000 | -1716 | 284
4246 | 1000 | -1016 | -16 | 4246 | 1000 | -1016 | -16 | 4246 | 1000 | -1016 | -16 | 4246 | 1930.4588 | -1716 | 214.4588 | 4246 | 2000 | -1716 | 284 | 4246 | 1987.6336 | -1716 | 271.6336 | 4246 | 1892.7461 | -1716 | 176.7461 | 4246 | 2000 | -1716 | 284 | 4246 | 2000 | -1716 | 284
4247 | 1000 | -1016 | -16 | 4247 | 1000 | -1016 | -16 | 4247 | 1000 | -1016 | -16 | 4247 | 2000 | -1716 | 284 | 4247 | 2000 | -1716 | 284 | 4247 | 2000 | -1716 | 284 | 4247 | 2000 | -1716 | 284 | 4247 | 2000 | -1716 | 284 | 4247 | 2000 | -1716 | 284
4248 | 856.9049 | -1016 | -159.0951 | 4248 | 1000 | -1016 | -16 | 4248 | 1000 | -1016 | -16 | 4248 | 1818.8187 | -1716 | 102.8187 | 4248 | 2000 | -1716 | 284 | 4248 | 2000 | -1716 | 284 | 4248 | 2000 | -1716 | 284 | 4248 | 2000 | -1716 | 284 | 4248 | 2000 | -1716 | 284
4249 | 738.9204 | -1016 | -277.0796 | 4249 | 1000 | -1016 | -16 | 4249 | 1000 | -1016 | -16 | 4249 | 1523.3236 | -1716 | -192.6764 | 4249 | 2000 | -1716 | 284 | 4249 | 2000 | -1716 | 284 | 4249 | 2000 | -1716 | 284 | 4249 | 2000 | -1716 | 284 | 4249 | 2000 | -1716 | 284
4250 | 800.1077 | -1016 | -215.8923 | 4250 | 1000 | -1016 | -16 | 4250 | 1000 | -1016 | -16 | 4250 | 1593.9175 | -1716 | -122.0825 | 4250 | 2000 | -1716 | 284 | 4250 | 2000 | -1716 | 284 | 4250 | 2000 | -1716 | 284 | 4250 | 2000 | -1716 | 284 | 4250 | 2000 | -1716 | 284
4251 | 856.2754 | -1016 | -159.7246 | 4251 | 1000 | -1016 | -16 | 4251 | 1000 | -1016 | -16 | 4251 | 1658.8432 | -1716 | -57.1568 | 4251 | 2000 | -1716 | 284 | 4251 | 2000 | -1716 | 284 | 4251 | 2000 | -1716 | 284 | 4251 | 2000 | -1716 | 284 | 4251 | 2000 | -1716 | 284
4252 | 859.4054 | -1016 | -156.5946 | 4252 | 1000 | -1016 | -16 | 4252 | 1000 | -1016 | -16 | 4252 | 1626.7285 | -1716 | -89.2715 | 4252 | 2000 | -1716 | 284 | 4252 | 1822.4314 | -1716 | 106.4314 | 4252 | 2000 | -1716 | 284 | 4252 | 2000 | -1716 | 284 | 4252 | 2000 | -1716 | 284
4253 | 731.5565 | -1016 | -284.4435 | 4253 | 731.5565 | -1016 | -284.4435 | 4253 | 731.5565 | -1016 | -284.4435 | 4253 | 1623.3251 | -1716 | -92.6749 | 4253 | 1623.3251 | -1716 | -92.6749 | 4253 | 1623.3251 | -1716 | -92.6749 | 4253 | 1874.8051 | -1716 | 158.8051 | 4253 | 1874.8051 | -1716 | 158.8051 | 4253 | 1874.8051 | -1716 | 158.8051
4254 | 933.5067 | -1016 | -82.4933 | 4254 | 933.5067 | -1016 | -82.4933 | 4254 | 933.5067 | -1016 | -82.4933 | 4254 | 1774.2618 | -1665.7104 | 108.5513 | 4254 | 1279.1017 | -1673.6865 | -394.5848 | 4254 | 1324.5513 | -1716 | -391.4487 | 4254 | 1951.9575 | -1716 | 235.9575 | 4254 | 1951.9575 | -1716 | 235.9575 | 4254 | 1951.9575 | -1716 | 235.9575
4255 | 101.1342 | -280.6163 | -179.4821 | 4255 | 167.8009 | -847.283 | -679.4821 | 4255 | 167.8009 | -847.283 | -679.4821 | 4255 | -313.0791 | 113.2483 | -199.8308 | 4255 | 686.9209 | -896.9731 | -210.0522 | 4255 | 686.9209 | -998.3393 | -311.4184 | 4255 | 434.6401 | 141.6476 | 576.2877 | 4255 | -225.3599 | 801.6476 | 576.2877 | 4255 | -225.3599 | 301.6476 | 76.2877
4256 | 28.9842 | -28.8821 | 0.10209 | 4256 | 28.9842 | -528.8821 | -499.8979 | 4256 | 28.9842 | -528.8821 | -499.8979 | 4256 | 1508.3176 | -1523.9768 | -15.6592 | 4256 | 1008.3176 | -1523.9768 | -515.6592 | 4256 | 1008.3176 | -1523.9768 | -515.6592 | 4256 | 551.9094 | 50.8574 | 602.7668 | 4256 | 261.1554 | -63.3435 | 197.8119 | 4256 | 273.2354 | -292.5333 | -19.298
4257 | -289.8234 | 326.1607 | 36.3372 | 4257 | -289.8234 | -173.8393 | -463.6628 | 4257 | -289.8234 | -173.8393 | -463.6628 | 4257 | 1669.439 | -1689.9141 | -20.4751 | 4257 | 1235.2378 | -1716 | -480.7622 | 4257 | 1235.2378 | -1716 | -480.7622 | 4257 | 1371.9642 | -1050.3686 | 321.5956 | 4257 | 1371.9642 | -1550.3686 | -178.4044 | 4257 | 1371.9642 | -1550.3686 | -178.4044
4258 | -513.6902 | 561.087 | 47.3968 | 4258 | -513.6902 | 61.087 | -452.6032 | 4258 | -513.6902 | 61.087 | -452.6032 | 4258 | 1361.7866 | -1373.3979 | -11.6114 | 4258 | 1244.1015 | -1716 | -471.8985 | 4258 | 1244.1015 | -1716 | -471.8985 | 4258 | 529.3908 | -195.7415 | 333.6492 | 4258 | 529.3908 | -695.7415 | -166.3508 | 4258 | 529.3908 | -695.7415 | -166.3508
4259 | -503.8819 | -461.5599 | -965.4418 | 4259 | -503.8819 | -639.8134 | -1143.6952 | 4259 | -503.8819 | -53.5599 | -557.4418 | 4259 | 1277.0848 | -1716 | -438.9152 | 4259 | 1261.4266 | -1716 | -454.5734 | 4259 | 1181.3174 | -1716 | -534.6826 | 4259 | -529.7447 | -502.107 | -1031.8517 | 4259 | -634.9773 | -227.3588 | -862.3361 | 4259 | -579.7447 | 547.893 | -31.8517
4260 | -474.8842 | -439.9428 | -914.827 | 4260 | -474.8842 | -687.9428 | -1162.827 | 4260 | -474.8842 | -26.4665 | -501.3508 | 4260 | 992.6038 | -1716 | -723.3962 | 4260 | 871.7085 | -1716 | -844.2915 | 4260 | 1078.3606 | -1716 | -637.6394 | 4260 | -905.0137 | 1341.4648 | 436.4512 | 4260 | -859.2463 | 795.6975 | -63.5488 | 4260 | -905.0137 | 608.3648 | -296.6488
4261 | -527.6805 | 386.2315 | -141.4491 | 4261 | -527.6805 | 125.9742 | -401.7064 | 4261 | -527.6805 | 125.9742 | -401.7064 | 4261 | 664.4549 | -1694.8314 | -1030.3766 | 4261 | 256.853 | -1716 | -1459.147 | 4261 | 739.1814 | -1198.3284 | -459.147 | 4261 | -954.0608 | 47.5134 | -906.5474 | 4261 | -977.5274 | 48.8366 | -928.6908 | 4261 | -977.5274 | 699.182 | -278.3455
4262 | -541.8018 | 593.5354 | 51.7336 | 4262 | -541.8018 | 93.5354 | -448.2664 | 4262 | -541.8018 | 93.5354 | -448.2664 | 4262 | 351.065 | -353.9271 | -2.8621 | 4262 | 351.065 | -1020.1468 | -669.0818 | 4262 | 351.065 | -853.9271 | -502.8621 | 4262 | -982.6895 | 1292.812 | 310.1225 | 4262 | -982.6895 | 792.812 | -189.8775 | 4262 | -982.6895 | 792.812 | -189.8775
4263 | -584.1377 | 404.2278 | -179.9099 | 4263 | -584.1377 | -95.7722 | -679.9099 | 4263 | -584.1377 | -95.7722 | -679.9099 | 4263 | 391.3706 | -636.4472 | -245.0765 | 4263 | 391.3706 | -1136.4472 | -745.0765 | 4263 | 391.3706 | -1136.4472 | -745.0765 | 4263 | -1016.6154 | 1042.9638 | 26.3484 | 4263 | -1016.6154 | 542.9638 | -473.6516 | 4263 | -1016.6154 | 542.9638 | -473.6516
4264 | 436.6921 | -893.3297 | -456.6376 | 4264 | 59.3624 | -1016 | -956.6376 | 4264 | 59.3624 | -1016 | -956.6376 | 4264 | 451.6 | -943.203 | -491.603 | 4264 | -48.4 | -943.203 | -991.603 | 4264 | -48.4 | -943.203 | -991.603 | 4264 | -955.2312 | 641.6282 | -313.6029 | 4264 | -995.3413 | 588.7923 | -406.549 | 4264 | -955.2312 | 141.6282 | -813.6029
4265 | 832.0248 | -1016 | -183.9752 | 4265 | 1000 | -1016 | -16 | 4265 | 1000 | -1016 | -16 | 4265 | 1566.4368 | -1716 | -149.5632 | 4265 | 1254.3978 | -1716 | -461.6022 | 4265 | 1083.5356 | -1716 | -632.4644 | 4265 | 1235.3659 | -1347.9098 | -112.5439 | 4265 | 795.3659 | -907.9098 | -112.5439 | 4265 | 795.3659 | -1135.3531 | -339.9872
4266 | 1000 | -1016 | -16 | 4266 | 1000 | -1016 | -16 | 4266 | 1000 | -1016 | -16 | 4266 | 1330.4096 | -1716 | -385.5904 | 4266 | 1403.6062 | -1716 | -312.3938 | 4266 | 1360.6062 | -1716 | -355.3938 | 4266 | 1528.0762 | -1716 | -187.9238 | 4266 | 2000 | -1716 | 284 | 4266 | 2000 | -1716 | 284
4267 | 1000 | -1016 | -16 | 4267 | 1000 | -1016 | -16 | 4267 | 1000 | -1016 | -16 | 4267 | 1751.339 | -1716 | 35.339 | 4267 | 2000 | -1716 | 284 | 4267 | 1916.3162 | -1716 | 200.3162 | 4267 | 2000 | -1716 | 284 | 4267 | 2000 | -1716 | 284 | 4267 | 2000 | -1716 | 284
4268 | 1000 | -1016 | -16 | 4268 | 1000 | -1016 | -16 | 4268 | 1000 | -1016 | -16 | 4268 | 1861.0734 | -1716 | 145.0734 | 4268 | 2000 | -1716 | 284 | 4268 | 1993.048 | -1716 | 277.048 | 4268 | 1907.7907 | -1716 | 191.7907 | 4268 | 2000 | -1716 | 284 | 4268 | 2000 | -1716 | 284
4269 | 1000 | -1016 | -16 | 4269 | 1000 | -1016 | -16 | 4269 | 1000 | -1016 | -16 | 4269 | 1592.0285 | -1716 | -123.9715 | 4269 | 2000 | -1716 | 284 | 4269 | 2000 | -1716 | 284 | 4269 | 1806.8182 | -1716 | 90.8182 | 4269 | 2000 | -1716 | 284 | 4269 | 2000 | -1716 | 284
4270 | 1000 | -1016 | -16 | 4270 | 1000 | -1016 | -16 | 4270 | 1000 | -1016 | -16 | 4270 | 1700.2378 | -1716 | -15.7622 | 4270 | 2000 | -1716 | 284 | 4270 | 2000 | -1716 | 284 | 4270 | 1889.2083 | -1716 | 173.2083 | 4270 | 2000 | -1716 | 284 | 4270 | 2000 | -1716 | 284
4271 | 1000 | -1016 | -16 | 4271 | 1000 | -1016 | -16 | 4271 | 1000 | -1016 | -16 | 4271 | 2000 | -1716 | 284 | 4271 | 2000 | -1716 | 284 | 4271 | 2000 | -1716 | 284 | 4271 | 1835.181 | -1716 | 119.181 | 4271 | 2000 | -1716 | 284 | 4271 | 2000 | -1716 | 284
4272 | 1000 | -1016 | -16 | 4272 | 1000 | -1016 | -16 | 4272 | 1000 | -1016 | -16 | 4272 | 1862.7381 | -1716 | 146.7381 | 4272 | 2000 | -1716 | 284 | 4272 | 2000 | -1716 | 284 | 4272 | 1759.2611 | -1716 | 43.2611 | 4272 | 2000 | -1716 | 284 | 4272 | 2000 | -1716 | 284
4273 | 1000 | -1016 | -16 | 4273 | 1000 | -1016 | -16 | 4273 | 1000 | -1016 | -16 | 4273 | 1809.7856 | -1716 | 93.7856 | 4273 | 2000 | -1716 | 284 | 4273 | 2000 | -1716 | 284 | 4273 | 1997.8445 | -1716 | 281.8445 | 4273 | 2000 | -1716 | 284 | 4273 | 2000 | -1716 | 284
4274 | 1000 | -1016 | -16 | 4274 | 1000 | -1016 | -16 | 4274 | 1000 | -1016 | -16 | 4274 | 1643.9979 | -1716 | -72.0021 | 4274 | 2000 | -1716 | 284 | 4274 | 1965.0401 | -1716 | 249.0401 | 4274 | 1583.1936 | -1716 | -132.8064 | 4274 | 2000 | -1716 | 284 | 4274 | 2000 | -1716 | 284
4275 | 774.7552 | -1016 | -241.2448 | 4275 | 1000 | -1016 | -16 | 4275 | 1000 | -1016 | -16 | 4275 | 1517.7568 | -1716 | -198.2432 | 4275 | 2000 | -1716 | 284 | 4275 | 1863.787 | -1716 | 147.787 | 4275 | 1667.0439 | -1716 | -48.9561 | 4275 | 2000 | -1716 | 284 | 4275 | 2000 | -1716 | 284
4276 | 902.5886 | -1016 | -113.4114 | 4276 | 1000 | -1016 | -16 | 4276 | 1000 | -1016 | -16 | 4276 | 1287.0081 | -1716 | -428.9919 | 4276 | 2000 | -1716 | 284 | 4276 | 1703.3084 | -1716 | -12.6916 | 4276 | 1989.0656 | -1716 | 273.0656 | 4276 | 2000 | -1716 | 284 | 4276 | 1957.726 | -1716 | 241.726
4277 | 981.6405 | -1016 | -34.3595 | 4277 | 1000 | -1016 | -16 | 4277 | 1000 | -1016 | -16 | 4277 | 1308.97 | -1716 | -407.03 | 4277 | 1848.0677 | -1716 | 132.0677 | 4277 | 1580.0677 | -1716 | -135.9323 | 4277 | 1254.4913 | -1716 | -461.5087 | 4277 | 1612.4949 | -1716 | -103.5051 | 4277 | 1612.4949 | -1716 | -103.5051
4278 | 999.9234 | -1016 | -16.0766 | 4278 | 1000 | -1016 | -16 | 4278 | 1000 | -1016 | -16 | 4278 | 1530.533 | -1716 | -185.467 | 4278 | 1453.7558 | -1716 | -262.2442 | 4278 | 1234.8666 | -1716 | -481.1334 | 4278 | 1625.9991 | -1716 | -90.0009 | 4278 | 1625.9991 | -1716 | -90.0009 | 4278 | 1625.9991 | -1716 | -90.0009
4279 | 1000 | -795.1673 | 204.8327 | 4279 | 325.0945 | -1016 | -690.9055 | 4279 | 325.0945 | -1016 | -690.9055 | 4279 | 1948.3857 | -1716 | 232.3857 | 4279 | 1448.3857 | -1716 | -267.6143 | 4279 | 1448.3857 | -1716 | -267.6143 | 4279 | 1981.1722 | -1716 | 265.1722 | 4279 | 1613.9763 | -1388.5171 | 225.4593 | 4279 | 1540.5017 | -1716 | -175.4983
4280 | 986.8689 | -1016 | -29.1311 | 4280 | 486.8689 | -1016 | -529.1311 | 4280 | 486.8689 | -1016 | -529.1311 | 4280 | 1519.0023 | -1716 | -196.9977 | 4280 | 1144.1257 | -1716 | -571.8743 | 4280 | 1019.0023 | -1716 | -696.9977 | 4280 | 1663.1054 | -1716 | -52.8946 | 4280 | 1163.1054 | -1716 | -552.8946 | 4280 | 1163.1054 | -1716 | -552.8946
4281 | 638.4995 | -560.2242 | 78.2753 | 4281 | 594.2753 | -1016 | -421.7247 | 4281 | 594.2753 | -1016 | -421.7247 | 4281 | 1611.7982 | -1716 | -104.2018 | 4281 | 1151.511 | -1716 | -564.489 | 4281 | 1151.511 | -1716 | -564.489 | 4281 | 1830.178 | -1716 | 114.178 | 4281 | 1330.178 | -1716 | -385.822 | 4281 | 1330.178 | -1716 | -385.822
4282 | -426.0315 | -629.7629 | -1055.7944 | 4282 | -426.0315 | 100.4609 | -325.5706 | 4282 | -426.0315 | -77.5114 | -503.5429 | 4282 | 1808.8442 | -1716 | 92.8442 | 4282 | 1308.8442 | -1716 | -407.1558 | 4282 | 1308.8442 | -1716 | -407.1558 | 4282 | -1068.1689 | 1012.8865 | -55.2824 | 4282 | -1068.1689 | 532.9392 | -535.2297 | 4282 | -1068.1689 | 781.8786 | -286.2903
4283 | -448.0759 | 606.3948 | 158.3189 | 4283 | -448.0759 | -810.3397 | -1258.4156 | 4283 | -448.0759 | 189.6603 | -258.4156 | 4283 | 150.6567 | -1496.1804 | -1345.5237 | 4283 | 150.6567 | -1496.1804 | -1345.5237 | 4283 | 150.6567 | -729.2804 | -578.6237 | 4283 | -1140.2863 | 109.6429 | -1030.6434 | 4283 | -1140.2863 | 109.6429 | -1030.6434 | 4283 | -1140.2863 | 876.5429 | -263.7434
4284 | -579.8898 | -383.3444 | -963.2343 | 4284 | -579.8898 | -383.3444 | -963.2343 | 4284 | -579.8898 | 42.3576 | -537.5323 | 4284 | 46.7837 | -930.8624 | -884.0787 | 4284 | -127.4941 | -970.8624 | -1098.3565 | 4284 | 301.1027 | -890.8624 | -589.7597 | 4284 | -1308.2882 | 1174.2448 | -134.0434 | 4284 | -1308.2882 | 967.6813 | -340.607 | 4284 | -1308.2882 | 1199.5717 | -108.7165
4285 | -603.0083 | 592.4278 | -10.5805 | 4285 | -603.0083 | 92.4278 | -510.5805 | 4285 | -603.0083 | 92.4278 | -510.5805 | 4285 | -555.1006 | 506.6417 | -48.4589 | 4285 | -591.3127 | 42.8538 | -548.4589 | 4285 | -591.3127 | 42.8538 | -548.4589 | 4285 | -1334.811 | 1613.5078 | 278.6968 | 4285 | -1334.811 | 1113.5078 | -221.3032 | 4285 | -1334.811 | 1113.5078 | -221.3032
4286 | 60.079 | -223.759 | -163.68 | 4286 | -176.3296 | -487.3504 | -663.68 | 4286 | -176.3296 | -487.3504 | -663.68 | 4286 | 1152.8349 | -1365.722 | -212.887 | 4286 | 1003.113 | -1716 | -712.887 | 4286 | 1003.113 | -1716 | -712.887 | 4286 | -2.1332 | 76.3665 | 74.2332 | 4286 | -377.1332 | -48.6335 | -425.7668 | 4286 | -377.1332 | -48.6335 | -425.7668
4287 | 1000 | -947.327 | 52.673 | 4287 | 843.3214 | -1016 | -172.6786 | 4287 | 623.3214 | -1016 | -392.6786 | 4287 | 1419.1204 | -1716 | -296.8796 | 4287 | 1003.5452 | -1716 | -712.4548 | 4287 | 1376.557 | -1716 | -339.443 | 4287 | -1275.6686 | 1175.5367 | -100.1319 | 4287 | -1275.6686 | 675.5367 | -600.1319 | 4287 | -1275.6686 | 675.5367 | -600.1319
4288 | 1000 | -1016 | -16 | 4288 | 1000 | -1016 | -16 | 4288 | 1000 | -1016 | -16 | 4288 | 1455.1761 | -1716 | -260.8239 | 4288 | 1319.4047 | -1716 | -396.5953 | 4288 | 1344.8561 | -1716 | -371.1439 | 4288 | 1773.48 | -1580.3096 | 193.1704 | 4288 | 1276.5924 | -1083.422 | 193.1704 | 4288 | 1276.5924 | -1583.422 | -306.8296
4289 | 873.6175 | -1016 | -142.3825 | 4289 | 1000 | -1016 | -16 | 4289 | 1000 | -1016 | -16 | 4289 | 1572.2924 | -1716 | -143.7076 | 4289 | 1367.8413 | -1716 | -348.1587 | 4289 | 1367.8413 | -1716 | -348.1587 | 4289 | 1762.1453 | -1716 | 46.1453 | 4289 | 1762.1453 | -1716 | 46.1453 | 4289 | 1762.1453 | -1716 | 46.1453
4290 | 1000 | -1016 | -16 | 4290 | 1000 | -1016 | -16 | 4290 | 1000 | -1016 | -16 | 4290 | 1400.3733 | -1716 | -315.6267 | 4290 | 1984.718 | -1716 | 268.718 | 4290 | 1833.6996 | -1716 | 117.6996 | 4290 | 1860.9277 | -1716 | 144.9277 | 4290 | 1903.9277 | -1716 | 187.9277 | 4290 | 1903.9277 | -1716 | 187.9277
4291 | 1000 | -1016 | -16 | 4291 | 1000 | -1016 | -16 | 4291 | 1000 | -1016 | -16 | 4291 | 2000 | -1716 | 284 | 4291 | 2000 | -1716 | 284 | 4291 | 2000 | -1716 | 284 | 4291 | 1906.4432 | -1716 | 190.4432 | 4291 | 1949.4432 | -1716 | 233.4432 | 4291 | 1949.4432 | -1716 | 233.4432
4292 | 1000 | -1016 | -16 | 4292 | 1000 | -1016 | -16 | 4292 | 1000 | -1016 | -16 | 4292 | 2000 | -1716 | 284 | 4292 | 2000 | -1716 | 284 | 4292 | 2000 | -1716 | 284 | 4292 | 2000 | -1716 | 284 | 4292 | 2000 | -1716 | 284 | 4292 | 2000 | -1716 | 284
4293 | 1000 | -1016 | -16 | 4293 | 1000 | -1016 | -16 | 4293 | 1000 | -1016 | -16 | 4293 | 2000 | -1716 | 284 | 4293 | 2000 | -1716 | 284 | 4293 | 1871.4576 | -1716 | 155.4576 | 4293 | 1923.2161 | -1716 | 207.2161 | 4293 | 2000 | -1716 | 284 | 4293 | 2000 | -1716 | 284
4294 | 1000 | -1016 | -16 | 4294 | 1000 | -1016 | -16 | 4294 | 1000 | -1016 | -16 | 4294 | 1465.4376 | -1716 | -250.5624 | 4294 | 2000 | -1716 | 284 | 4294 | 1965.4376 | -1716 | 249.4376 | 4294 | 1950.881 | -1716 | 234.881 | 4294 | 2000 | -1716 | 284 | 4294 | 2000 | -1716 | 284
4295 | 1000 | -1016 | -16 | 4295 | 1000 | -1016 | -16 | 4295 | 1000 | -1016 | -16 | 4295 | 1588.9921 | -1716 | -127.0079 | 4295 | 1987.471 | -1716 | 271.471 | 4295 | 1987.471 | -1716 | 271.471 | 4295 | 1839.7777 | -1716 | 123.7777 | 4295 | 2000 | -1716 | 284 | 4295 | 2000 | -1716 | 284
4296 | 1000 | -1016 | -16 | 4296 | 1000 | -1016 | -16 | 4296 | 1000 | -1016 | -16 | 4296 | 1672.4947 | -1716 | -43.5053 | 4296 | 1992.7369 | -1716 | 276.7369 | 4296 | 2000 | -1716 | 284 | 4296 | 1907.9949 | -1716 | 191.9949 | 4296 | 2000 | -1716 | 284 | 4296 | 2000 | -1716 | 284
4297 | 991.0778 | -1016 | -24.9222 | 4297 | 1000 | -1016 | -16 | 4297 | 1000 | -1016 | -16 | 4297 | 1700.4131 | -1716 | -15.5869 | 4297 | 2000 | -1716 | 284 | 4297 | 1848.087 | -1716 | 132.087 | 4297 | 1923.5367 | -1716 | 207.5367 | 4297 | 2000 | -1716 | 284 | 4297 | 2000 | -1716 | 284
4298 | 856.8116 | -1016 | -159.1884 | 4298 | 1000 | -1016 | -16 | 4298 | 1000 | -1016 | -16 | 4298 | 1600.8909 | -1716 | -115.1091 | 4298 | 2000 | -1716 | 284 | 4298 | 1600.8909 | -1716 | -115.1091 | 4298 | 1796.905 | -1716 | 80.905 | 4298 | 2000 | -1716 | 284 | 4298 | 2000 | -1716 | 284
4299 | 782.2188 | -1016 | -233.7812 | 4299 | 1000 | -1016 | -16 | 4299 | 1000 | -1016 | -16 | 4299 | 1470.8637 | -1716 | -245.1363 | 4299 | 1970.8637 | -1716 | 254.8637 | 4299 | 1970.8637 | -1716 | 254.8637 | 4299 | 1621.6403 | -1716 | -94.3597 | 4299 | 2000 | -1716 | 284 | 4299 | 2000 | -1716 | 284
4300 | 729.6375 | -1016 | -286.3625 | 4300 | 1000 | -1016 | -16 | 4300 | 1000 | -1016 | -16 | 4300 | 1331.1105 | -1716 | -384.8895 | 4300 | 1939.1388 | -1716 | 223.1388 | 4300 | 1831.1105 | -1716 | 115.1105 | 4300 | 1410.7156 | -1716 | -305.2844 | 4300 | 1950.422 | -1716 | 234.422 | 4300 | 1950.422 | -1716 | 234.422
4301 | 731.8909 | -1016 | -284.1091 | 4301 | 1000 | -1016 | -16 | 4301 | 1000 | -1016 | -16 | 4301 | 1265.672 | -1716 | -450.328 | 4301 | 1265.672 | -1716 | -450.328 | 4301 | 1285.1557 | -1716 | -430.8443 | 4301 | 1304.1913 | -1716 | -411.8087 | 4301 | 1304.1913 | -1716 | -411.8087 | 4301 | 1304.1913 | -1716 | -411.8087
4302 | 881.9937 | -1016 | -134.0063 | 4302 | 1000 | -1016 | -16 | 4302 | 1000 | -1016 | -16 | 4302 | 1380.6532 | -1716 | -335.3468 | 4302 | 880.6532 | -1716 | -835.3468 | 4302 | 880.6532 | -1716 | -835.3468 | 4302 | 1418.2803 | -1716 | -297.7197 | 4302 | 1376.3353 | -1716 | -339.6647 | 4302 | 1376.3353 | -1716 | -339.6647
4303 | 927.1802 | -1016 | -88.8198 | 4303 | 863.2316 | -1016 | -152.7684 | 4303 | 643.2316 | -1016 | -372.7684 | 4303 | 1559.327 | -1716 | -156.673 | 4303 | 1059.327 | -1716 | -656.673 | 4303 | 1059.327 | -1716 | -656.673 | 4303 | 1513.8481 | -1716 | -202.1519 | 4303 | 1461.909 | -1716 | -254.091 | 4303 | 961.909 | -1716 | -754.091
4304 | 714.7575 | -1016 | -301.2425 | 4304 | 214.7575 | -1016 | -801.2425 | 4304 | 214.7575 | -1016 | -801.2425 | 4304 | 1124.4996 | -1716 | -591.5004 | 4304 | 624.4996 | -1716 | -1091.5004 | 4304 | 624.4996 | -1716 | -1091.5004 | 4304 | 996.3361 | -1590.902 | -594.5659 | 4304 | 621.4341 | -1716 | -1094.5659 | 4304 | 621.4341 | -1716 | -1094.5659
4305 | 660.86 | -712.9002 | -52.0402 | 4305 | 463.9598 | -1016 | -552.0402 | 4305 | 463.9598 | -1016 | -552.0402 | 4305 | 1335.9123 | -1716 | -380.0877 | 4305 | 899.343 | -1716 | -816.657 | 4305 | 899.343 | -1716 | -816.657 | 4305 | 167.2583 | -438.0925 | -270.8342 | 4305 | -73.663 | -697.1712 | -770.8342 | 4305 | -73.663 | -697.1712 | -770.8342
4306 | -92.7214 | -146.2794 | -239.0008 | 4306 | -175.4705 | -166.2794 | -341.7498 | 4306 | -195.4705 | -146.2794 | -341.7498 | 4306 | 640.72 | -1716 | -1075.28 | 4306 | 479.4249 | -1716 | -1236.5751 | 4306 | 873.3033 | -1716 | -842.6967 | 4306 | -748.4927 | 783.3866 | 34.8938 | 4306 | -812.2573 | 347.1511 | -465.1062 | 4306 | -877.1984 | 412.0922 | -465.1062
4307 | -327.3017 | -477.4423 | -804.744 | 4307 | -357.2148 | -829.368 | -1186.5828 | 4307 | 96.5927 | -429.3242 | -332.7315 | 4307 | 866.5399 | -1716 | -849.4601 | 4307 | 300.3283 | -1716 | -1415.6717 | 4307 | 1154.1796 | -1716 | -561.8204 | 4307 | -868.3967 | 210.5578 | -657.8388 | 4307 | -853.6321 | 9.2825 | -844.3496 | 4307 | -868.3967 | 504.8768 | -363.5199
4308 | 231.9786 | -714.8228 | -482.8443 | 4308 | 75.2983 | -734.8228 | -659.5245 | 4308 | 423.934 | -714.8228 | -290.8888 | 4308 | 1473.7833 | -1716 | -242.2167 | 4308 | 1466.3937 | -1716 | -249.6063 | 4308 | 1466.3937 | -1716 | -249.6063 | 4308 | -310.0014 | -698.163 | -1008.1644 | 4308 | -261.0014 | -747.163 | -1008.1644 | 4308 | -181.2957 | -59.9687 | -241.2644
4309 | 811.3254 | -329.569 | 481.7564 | 4309 | 972.5137 | -1016 | -43.4863 | 4309 | 811.3254 | -829.569 | -18.2436 | 4309 | 2000 | -1716 | 284 | 4309 | 1564.3806 | -1716 | -151.6194 | 4309 | 1564.3806 | -1716 | -151.6194 | 4309 | 587.3871 | -23.2348 | 564.1522 | 4309 | 587.3871 | -523.2348 | 64.1522 | 4309 | 587.3871 | -523.2348 | 64.1522
4310 | 1000 | -670.5772 | 329.4228 | 4310 | 845.7357 | -1016 | -170.2643 | 4310 | 845.4228 | -1016 | -170.5772 | 4310 | 2000 | -1716 | 284 | 4310 | 1430.8183 | -1716 | -285.1817 | 4310 | 1408.1116 | -1716 | -307.8884 | 4310 | 2000 | -1622.5045 | 377.4955 | 4310 | 1593.4955 | -1716 | -122.5045 | 4310 | 1593.4955 | -1716 | -122.5045
4311 | 1000 | -949.6825 | 50.3175 | 4311 | 1000 | -1016 | -16 | 4311 | 1000 | -1016 | -16 | 4311 | 2000 | -1716 | 284 | 4311 | 1733.185 | -1716 | 17.185 | 4311 | 1733.185 | -1716 | 17.185 | 4311 | 2000 | -1716 | 284 | 4311 | 2000 | -1716 | 284 | 4311 | 1960.1291 | -1716 | 244.1291
4312 | 1000 | -944.8628 | 55.1372 | 4312 | 1000 | -1016 | -16 | 4312 | 1000 | -1016 | -16 | 4312 | 1809.8493 | -1716 | 93.8493 | 4312 | 2000 | -1716 | 284 | 4312 | 1809.8493 | -1716 | 93.8493 | 4312 | 1949.3893 | -1716 | 233.3893 | 4312 | 1994.4146 | -1716 | 278.4146 | 4312 | 1994.4146 | -1716 | 278.4146
4313 | 1000 | -1016 | -16 | 4313 | 1000 | -1016 | -16 | 4313 | 1000 | -1016 | -16 | 4313 | 1421.5865 | -1716 | -294.4135 | 4313 | 1921.5865 | -1716 | 205.5865 | 4313 | 1921.5865 | -1716 | 205.5865 | 4313 | 1472.3148 | -1716 | -243.6852 | 4313 | 1688.5228 | -1716 | -27.4772 | 4313 | 1972.3148 | -1716 | 256.3148
4314 | 1000 | -1016 | -16 | 4314 | 1000 | -1016 | -16 | 4314 | 1000 | -1016 | -16 | 4314 | 1563.9904 | -1716 | -152.0096 | 4314 | 2000 | -1716 | 284 | 4314 | 1731.1553 | -1716 | 15.1553 | 4314 | 1679.1791 | -1716 | -36.8209 | 4314 | 1814.3746 | -1716 | 98.3746 | 4314 | 1689.2693 | -1716 | -26.7307
4315 | 1000 | -1016 | -16 | 4315 | 1000 | -1016 | -16 | 4315 | 1000 | -1016 | -16 | 4315 | 1609.9352 | -1716 | -106.0648 | 4315 | 2000 | -1716 | 284 | 4315 | 1609.9352 | -1716 | -106.0648 | 4315 | 1618.6419 | -1716 | -97.3581 | 4315 | 2000 | -1716 | 284 | 4315 | 1663.9697 | -1716 | -52.0303
4316 | 1000 | -1016 | -16 | 4316 | 1000 | -1016 | -16 | 4316 | 1000 | -1016 | -16 | 4316 | 1914.3553 | -1716 | 198.3553 | 4316 | 2000 | -1716 | 284 | 4316 | 1936.9441 | -1716 | 220.9441 | 4316 | 1920.7554 | -1716 | 204.7554 | 4316 | 2000 | -1716 | 284 | 4316 | 1954.1221 | -1716 | 238.1221
4317 | 1000 | -1016 | -16 | 4317 | 1000 | -1016 | -16 | 4317 | 1000 | -1016 | -16 | 4317 | 1837.3327 | -1716 | 121.3327 | 4317 | 2000 | -1716 | 284 | 4317 | 1859.8754 | -1716 | 143.8754 | 4317 | 1885.3536 | -1716 | 169.3536 | 4317 | 2000 | -1716 | 284 | 4317 | 1885.3536 | -1716 | 169.3536
4318 | 1000 | -1016 | -16 | 4318 | 1000 | -1016 | -16 | 4318 | 1000 | -1016 | -16 | 4318 | 1724.1289 | -1716 | 8.1289 | 4318 | 2000 | -1716 | 284 | 4318 | 1916.4306 | -1716 | 200.4306 | 4318 | 1768.0927 | -1716 | 52.0927 | 4318 | 2000 | -1716 | 284 | 4318 | 1987.094 | -1716 | 271.094
4319 | 1000 | -1016 | -16 | 4319 | 1000 | -1016 | -16 | 4319 | 1000 | -1016 | -16 | 4319 | 1569.3946 | -1716 | -146.6054 | 4319 | 1877.3965 | -1716 | 161.3965 | 4319 | 1936.1892 | -1716 | 220.1892 | 4319 | 1664.2021 | -1716 | -51.7979 | 4319 | 1970.0652 | -1716 | 254.0652 | 4319 | 1848.1909 | -1716 | 132.1909
4320 | 955.898 | -1016 | -60.102 | 4320 | 1000 | -1016 | -16 | 4320 | 1000 | -1016 | -16 | 4320 | 1565.8063 | -1716 | -150.1937 | 4320 | 1883.5475 | -1716 | 167.5475 | 4320 | 1883.5475 | -1716 | 167.5475 | 4320 | 1669.9377 | -1716 | -46.0623 | 4320 | 2000 | -1716 | 284 | 4320 | 1932.7639 | -1716 | 216.7639
4321 | 944.5425 | -1016 | -71.4575 | 4321 | 1000 | -1016 | -16 | 4321 | 1000 | -1016 | -16 | 4321 | 1590.5324 | -1716 | -125.4676 | 4321 | 1989.2954 | -1716 | 273.2954 | 4321 | 1992.228 | -1716 | 276.228 | 4321 | 1683.6218 | -1716 | -32.3782 | 4321 | 2000 | -1716 | 284 | 4321 | 2000 | -1716 | 284
4322 | 902.7866 | -1016 | -113.2134 | 4322 | 1000 | -1016 | -16 | 4322 | 1000 | -1016 | -16 | 4322 | 1524.4499 | -1716 | -191.5501 | 4322 | 1832.5786 | -1716 | 116.5786 | 4322 | 2000 | -1716 | 284 | 4322 | 1597.3289 | -1716 | -118.6711 | 4322 | 2000 | -1716 | 284 | 4322 | 1962.9735 | -1716 | 246.9735
4323 | 834.2683 | -1016 | -181.7317 | 4323 | 1000 | -1016 | -16 | 4323 | 1000 | -1016 | -16 | 4323 | 1428.67 | -1716 | -287.33 | 4323 | 1884.9264 | -1716 | 168.9264 | 4323 | 1884.9264 | -1716 | 168.9264 | 4323 | 1484.2183 | -1716 | -231.7817 | 4323 | 1984.2183 | -1716 | 268.2183 | 4323 | 1984.2183 | -1716 | 268.2183
4324 | 669.8045 | -1016 | -346.1955 | 4324 | 1000 | -1016 | -16 | 4324 | 1000 | -1016 | -16 | 4324 | 1202.8903 | -1716 | -513.1097 | 4324 | 1452.9409 | -1716 | -263.0591 | 4324 | 1227.9409 | -1716 | -488.0591 | 4324 | 1215.8554 | -1716 | -500.1446 | 4324 | 1925.6518 | -1716 | 209.6518 | 4324 | 1715.8554 | -1716 | -0.14458
4325 | 910.2825 | -1016 | -105.7175 | 4325 | 1000 | -1016 | -16 | 4325 | 1000 | -1016 | -16 | 4325 | 1187.5564 | -1716 | -528.4436 | 4325 | 1187.5564 | -1716 | -528.4436 | 4325 | 1187.5564 | -1716 | -528.4436 | 4325 | 1199.681 | -1716 | -516.319 | 4325 | 1699.681 | -1716 | -16.319 | 4325 | 1425.8179 | -1716 | -290.1821
4326 | 1000 | -1016 | -16 | 4326 | 1000 | -1016 | -16 | 4326 | 1000 | -1016 | -16 | 4326 | 1515.7385 | -1716 | -200.2615 | 4326 | 1515.7385 | -1716 | -200.2615 | 4326 | 1515.7385 | -1716 | -200.2615 | 4326 | 1586.074 | -1716 | -129.926 | 4326 | 1586.074 | -1716 | -129.926 | 4326 | 1586.074 | -1716 | -129.926
4327 | 1000 | -1016 | -16 | 4327 | 882.3891 | -1016 | -133.6109 | 4327 | 787.1498 | -1016 | -228.8502 | 4327 | 1925.7562 | -1716 | 209.7562 | 4327 | 1806.6175 | -1716 | 90.6175 | 4327 | 1925.7562 | -1716 | 209.7562 | 4327 | 1348.6271 | -1716 | -367.3729 | 4327 | 1348.6271 | -1716 | -367.3729 | 4327 | 1348.6271 | -1716 | -367.3729
4328 | 1000 | -1016 | -16 | 4328 | 674.6337 | -1016 | -341.3663 | 4328 | 674.6337 | -1016 | -341.3663 | 4328 | 1609.1599 | -1716 | -106.8401 | 4328 | 1508.1538 | -1716 | -207.8462 | 4328 | 1109.1599 | -1716 | -606.8401 | 4328 | 1638.989 | -1644.3613 | -5.3723 | 4328 | 1596.989 | -1716 | -119.011 | 4328 | 1596.989 | -1716 | -119.011
4329 | 1000 | -1016 | -16 | 4329 | 802.4497 | -1016 | -213.5503 | 4329 | 802.4497 | -1016 | -213.5503 | 4329 | 1702.0743 | -1716 | -13.9257 | 4329 | 1241.7872 | -1716 | -474.2128 | 4329 | 1241.7872 | -1716 | -474.2128 | 4329 | 1483.169 | -1716 | -232.831 | 4329 | 1376.5738 | -1716 | -339.4262 | 4329 | 1376.5738 | -1716 | -339.4262
4330 | 1000 | -1016 | -16 | 4330 | 721.4304 | -1016 | -294.5696 | 4330 | 721.4304 | -1016 | -294.5696 | 4330 | 599.7087 | -1716 | -1116.2913 | 4330 | 775.6469 | -1716 | -940.3531 | 4330 | 971.5437 | -1716 | -744.4563 | 4330 | 1728.9166 | -1716 | 12.9166 | 4330 | 1635.9166 | -1716 | -80.0834 | 4330 | 1635.9166 | -1716 | -80.0834
4331 | 1000 | -1016 | -16 | 4331 | 309.8218 | -1016 | -706.1782 | 4331 | 723.5853 | -1016 | -292.4147 | 4331 | 1427.684 | -1716 | -288.316 | 4331 | 612.0024 | -1716 | -1103.9976 | 4331 | 1127.0361 | -1716 | -588.9639 | 4331 | 1241.4918 | -1716 | -474.5082 | 4331 | 1188.7576 | -1625.7977 | -437.0401 | 4331 | 1255.7056 | -1716 | -460.2944
4332 | -210.953 | -1016 | -1226.953 | 4332 | -233.4311 | -1016 | -1249.4311 | 4332 | 426.2448 | -1016 | -589.7552 | 4332 | 338.8612 | -1716 | -1377.1388 | 4332 | 292.0938 | -1716 | -1423.9062 | 4332 | 828.893 | -1716 | -887.107 | 4332 | -748.546 | 366.2354 | -382.3107 | 4332 | -748.546 | -391.5938 | -1140.1398 | 4332 | -748.546 | 2.2847 | -746.2614
4333 | 875.5631 | -1016 | -140.4369 | 4333 | 203.1946 | -1016 | -812.8054 | 4333 | 377.485 | -1016 | -638.515 | 4333 | 1417.4211 | -1716 | -298.5789 | 4333 | 917.4211 | -1716 | -798.5789 | 4333 | 917.4211 | -1716 | -798.5789 | 4333 | -449.4498 | -1231.8089 | -1681.2587 | 4333 | -304.1809 | -1377.0779 | -1681.2587 | 4333 | -441.483 | -385.9244 | -827.4074
4334 | 827.4799 | -1016 | -188.5201 | 4334 | 327.4799 | -1016 | -688.5201 | 4334 | 327.4799 | -1016 | -688.5201 | 4334 | 1253.451 | -1716 | -462.549 | 4334 | 753.451 | -1716 | -962.549 | 4334 | 753.451 | -1716 | -962.549 | 4334 | 1297.456 | -1716 | -418.544 | 4334 | 1297.456 | -1716 | -418.544 | 4334 | 1297.456 | -1716 | -418.544
4335 | 997.3041 | -1016 | -18.6959 | 4335 | 284.1043 | -1016 | -731.8957 | 4335 | 101.5659 | -1016 | -914.4341 | 4335 | 1484.7762 | -1716 | -231.2238 | 4335 | 1484.7762 | -1716 | -231.2238 | 4335 | 828.507 | -1716 | -887.493 | 4335 | 1021.457 | -1716 | -694.543 | 4335 | 1021.457 | -1716 | -694.543 | 4335 | 1021.457 | -1716 | -694.543
4336 | 600.4886 | -1016 | -415.5114 | 4336 | 600.4886 | -1016 | -415.5114 | 4336 | 600.4886 | -1016 | -415.5114 | 4336 | 1224.6715 | -1716 | -491.3285 | 4336 | 1224.6715 | -1716 | -491.3285 | 4336 | 1224.6715 | -1716 | -491.3285 | 4336 | 1053.1164 | -1716 | -662.8836 | 4336 | 1053.1164 | -1716 | -662.8836 | 4336 | 1053.1164 | -1716 | -662.8836
4337 | 436.9585 | -1016 | -579.0415 | 4337 | 1000 | -1016 | -16 | 4337 | 1000 | -1016 | -16 | 4337 | 1680.7035 | -1716 | -35.2965 | 4337 | 1951.8012 | -1716 | 235.8012 | 4337 | 1403.929 | -1716 | -312.071 | 4337 | 1040.5738 | -1716 | -675.4262 | 4337 | 1621.2714 | -1716 | -94.7286 | 4337 | 1376.8882 | -1716 | -339.1118
4338 | 1000 | -1016 | -16 | 4338 | 1000 | -1016 | -16 | 4338 | 1000 | -1016 | -16 | 4338 | 956.8967 | -1716 | -759.1033 | 4338 | 1527.0452 | -1716 | -188.9548 | 4338 | 1422.5472 | -1716 | -293.4528 | 4338 | 1997.741 | -1716 | 281.741 | 4338 | 1996.819 | -1716 | 280.819 | 4338 | 1537.1586 | -1716 | -178.8414
4339 | 1000 | -1016 | -16 | 4339 | 1000 | -1016 | -16 | 4339 | 1000 | -1016 | -16 | 4339 | 1954.6944 | -1716 | 238.6944 | 4339 | 2000 | -1716 | 284 | 4339 | 1708.1853 | -1716 | -7.8147 | 4339 | 1717.8328 | -1716 | 1.8328 | 4339 | 1946.5913 | -1716 | 230.5913 | 4339 | 1590.0646 | -1716 | -125.9354
4340 | 1000 | -1016 | -16 | 4340 | 1000 | -1016 | -16 | 4340 | 1000 | -1016 | -16 | 4340 | 1382.3354 | -1716 | -333.6646 | 4340 | 1804.3178 | -1716 | 88.3178 | 4340 | 1687.9324 | -1716 | -28.0676 | 4340 | 1295.382 | -1716 | -420.618 | 4340 | 1534.2467 | -1716 | -181.7533 | 4340 | 1534.2467 | -1716 | -181.7533
4341 | 1000 | -1016 | -16 | 4341 | 1000 | -1016 | -16 | 4341 | 1000 | -1016 | -16 | 4341 | 1482.8808 | -1716 | -233.1192 | 4341 | 1511.8149 | -1716 | -204.1851 | 4341 | 1511.8149 | -1716 | -204.1851 | 4341 | 1655.3003 | -1716 | -60.6997 | 4341 | 1655.3003 | -1716 | -60.6997 | 4341 | 1655.3003 | -1716 | -60.6997
4342 | 874.3328 | -1016 | -141.6672 | 4342 | 1000 | -1016 | -16 | 4342 | 1000 | -1016 | -16 | 4342 | 1587.9976 | -1716 | -128.0024 | 4342 | 1587.9976 | -1716 | -128.0024 | 4342 | 1587.9976 | -1716 | -128.0024 | 4342 | 1710.0449 | -1716 | -5.9551 | 4342 | 1710.0449 | -1716 | -5.9551 | 4342 | 1710.0449 | -1716 | -5.9551
4343 | 968.9065 | -1016 | -47.0935 | 4343 | 1000 | -1016 | -16 | 4343 | 1000 | -1016 | -16 | 4343 | 1630.3015 | -1716 | -85.6985 | 4343 | 1630.3015 | -1716 | -85.6985 | 4343 | 1630.3015 | -1716 | -85.6985 | 4343 | 1757.5336 | -1716 | 41.5336 | 4343 | 1757.5336 | -1716 | 41.5336 | 4343 | 1757.5336 | -1716 | 41.5336
4344 | 1000 | -1016 | -16 | 4344 | 1000 | -1016 | -16 | 4344 | 1000 | -1016 | -16 | 4344 | 1834.249 | -1716 | 118.249 | 4344 | 1834.249 | -1716 | 118.249 | 4344 | 1834.249 | -1716 | 118.249 | 4344 | 1884.2731 | -1716 | 168.2731 | 4344 | 1884.2731 | -1716 | 168.2731 | 4344 | 1884.2731 | -1716 | 168.2731
4345 | 1000 | -1016 | -16 | 4345 | 1000 | -1016 | -16 | 4345 | 1000 | -1016 | -16 | 4345 | 1854.0825 | -1716 | 138.0825 | 4345 | 1841.02 | -1716 | 125.02 | 4345 | 1854.0825 | -1716 | 138.0825 | 4345 | 1905.8309 | -1716 | 189.8309 | 4345 | 1905.8309 | -1716 | 189.8309 | 4345 | 1905.8309 | -1716 | 189.8309
4346 | 1000 | -1016 | -16 | 4346 | 1000 | -1016 | -16 | 4346 | 1000 | -1016 | -16 | 4346 | 1842.2145 | -1716 | 126.2145 | 4346 | 1842.2145 | -1716 | 126.2145 | 4346 | 1842.2145 | -1716 | 126.2145 | 4346 | 1897.6274 | -1716 | 181.6274 | 4346 | 1897.6274 | -1716 | 181.6274 | 4346 | 1897.6274 | -1716 | 181.6274
4347 | 1000 | -1016 | -16 | 4347 | 1000 | -1016 | -16 | 4347 | 1000 | -1016 | -16 | 4347 | 1850.0012 | -1716 | 134.0012 | 4347 | 1850.0012 | -1716 | 134.0012 | 4347 | 1850.0012 | -1716 | 134.0012 | 4347 | 1894.9715 | -1716 | 178.9715 | 4347 | 1894.9715 | -1716 | 178.9715 | 4347 | 1894.9715 | -1716 | 178.9715
4348 | 980.2005 | -1016 | -35.7995 | 4348 | 1000 | -1016 | -16 | 4348 | 1000 | -1016 | -16 | 4348 | 1665.849 | -1716 | -50.151 | 4348 | 1665.849 | -1716 | -50.151 | 4348 | 1665.849 | -1716 | -50.151 | 4348 | 1661.6341 | -1716 | -54.3659 | 4348 | 1661.6341 | -1716 | -54.3659 | 4348 | 1661.6341 | -1716 | -54.3659
4349 | 798.4398 | -1016 | -217.5602 | 4349 | 798.4398 | -1016 | -217.5602 | 4349 | 798.4398 | -1016 | -217.5602 | 4349 | 1587.4691 | -1716 | -128.5309 | 4349 | 1587.4691 | -1716 | -128.5309 | 4349 | 1587.4691 | -1716 | -128.5309 | 4349 | 1631.7856 | -1716 | -84.2144 | 4349 | 1631.7856 | -1716 | -84.2144 | 4349 | 1631.7856 | -1716 | -84.2144
4350 | 1000 | -986.1101 | 13.8899 | 4350 | 1000 | -1016 | -16 | 4350 | 1000 | -1016 | -16 | 4350 | 1844.583 | -1716 | 128.583 | 4350 | 1844.583 | -1716 | 128.583 | 4350 | 1844.583 | -1716 | 128.583 | 4350 | 2000 | -1716 | 284 | 4350 | 2000 | -1716 | 284 | 4350 | 2000 | -1716 | 284
4351 | 1000 | -1014.8829 | -14.8829 | 4351 | 1000 | -1016 | -16 | 4351 | 1000 | -1016 | -16 | 4351 | 2000 | -1716 | 284 | 4351 | 2000 | -1716 | 284 | 4351 | 2000 | -1716 | 284 | 4351 | 1913.722 | -1716 | 197.722 | 4351 | 1913.722 | -1716 | 197.722 | 4351 | 1913.722 | -1716 | 197.722
4352 | 1000 | -695.334 | 304.666 | 4352 | 820.666 | -1016 | -195.334 | 4352 | 820.666 | -1016 | -195.334 | 4352 | 1990.219 | -1716 | 274.219 | 4352 | 1490.219 | -1716 | -225.781 | 4352 | 1490.219 | -1716 | -225.781 | 4352 | 2000 | -1400.3777 | 599.6223 | 4352 | 2000 | -1716 | 284 | 4352 | 2000 | -1716 | 284
4353 | 1000 | -619.6787 | 380.3213 | 4353 | 896.3213 | -1016 | -119.6787 | 4353 | 896.3213 | -1016 | -119.6787 | 4353 | 2000 | -1716 | 284 | 4353 | 1547.1761 | -1716 | -168.8239 | 4353 | 1547.1761 | -1716 | -168.8239 | 4353 | 1397.6679 | -660.4665 | 737.2014 | 4353 | 1397.6679 | -1160.4665 | 237.2014 | 4353 | 1397.6679 | -1160.4665 | 237.2014
4354 | 1000 | -924.7042 | 75.2958 | 4354 | 961.3203 | -1016 | -54.6797 | 4354 | 961.3203 | -1016 | -54.6797 | 4354 | 2000 | -1716 | 284 | 4354 | 1612.6879 | -1716 | -103.3121 | 4354 | 1612.6879 | -1716 | -103.3121 | 4354 | -502.6207 | -205.5239 | -708.1446 | 4354 | -522.4432 | -185.7015 | -708.1446 | 4354 | -422.4432 | 568.1499 | 145.7067
4355 | 826.9919 | -1016 | -189.0081 | 4355 | 270.4566 | -1016 | -745.5434 | 4355 | 751.2863 | -1016 | -264.7137 | 4355 | 528.0266 | -1716 | -1187.9734 | 4355 | 528.0266 | -1716 | -1187.9734 | 4355 | 1381.8779 | -1716 | -334.1221 | 4355 | -794.9259 | 534.8338 | -260.0921 | 4355 | 1281.1193 | -1100.7437 | 180.3755 | 4355 | 1281.1193 | -1100.7437 | 180.3755
4356 | -343.0704 | -626.4894 | -969.5599 | 4356 | -343.0704 | -626.4894 | -969.5599 | 4356 | -343.0704 | 140.4106 | -202.6599 | 4356 | 1591.6441 | -1716 | -124.3559 | 4356 | 1054.6427 | -1716 | -661.3573 | 4356 | 1448.5212 | -1716 | -267.4788 | 4356 | -265.7333 | 1106.296 | 840.5627 | 4356 | -243.7697 | -42.6461 | -286.4158 | 4356 | -252.2349 | 359.6976 | 107.4627
4357 | 1000 | -394.9112 | 605.0888 | 4357 | 1000 | -894.9112 | 105.0888 | 4357 | 1000 | -894.9112 | 105.0888 | 4357 | 2000 | -1605.0821 | 394.9179 | 4357 | 1760.668 | -1716 | 44.668 | 4357 | 1760.668 | -1716 | 44.668 | 4357 | 2000 | -1085.2794 | 914.7206 | 4357 | 2000 | -1585.2794 | 414.7206 | 4357 | 2000 | -1585.2794 | 414.7206
4358 | 1000 | -582.2264 | 417.7736 | 4358 | 1000 | -1016 | -16 | 4358 | 1000 | -1016 | -16 | 4358 | 2000 | -1634.5931 | 365.4069 | 4358 | 2000 | -1716 | 284 | 4358 | 1986.5597 | -1716 | 270.5597 | 4358 | 2000 | -1277.1311 | 722.8689 | 4358 | 2000 | -1716 | 284 | 4358 | 2000 | -1716 | 284
4359 | 1000 | -941.5191 | 58.4809 | 4359 | 1000 | -1016 | -16 | 4359 | 1000 | -1016 | -16 | 4359 | 2000 | -1716 | 284 | 4359 | 2000 | -1716 | 284 | 4359 | 2000 | -1716 | 284 | 4359 | 2000 | -1654.0963 | 345.9037 | 4359 | 2000 | -1654.0963 | 345.9037 | 4359 | 2000 | -1654.0963 | 345.9037
4360 | 1000 | -1016 | -16 | 4360 | 1000 | -1016 | -16 | 4360 | 1000 | -1016 | -16 | 4360 | 2000 | -1716 | 284 | 4360 | 2000 | -1716 | 284 | 4360 | 2000 | -1716 | 284 | 4360 | 2000 | -1420.4182 | 579.5818 | 4360 | 2000 | -1420.4182 | 579.5818 | 4360 | 2000 | -1420.4182 | 579.5818
4361 | 1000 | -1016 | -16 | 4361 | 1000 | -1016 | -16 | 4361 | 1000 | -1016 | -16 | 4361 | 2000 | -1716 | 284 | 4361 | 2000 | -1716 | 284 | 4361 | 2000 | -1716 | 284 | 4361 | 2000 | -1653.1241 | 346.8759 | 4361 | 2000 | -1653.1241 | 346.8759 | 4361 | 2000 | -1653.1241 | 346.8759
4362 | 1000 | -1016 | -16 | 4362 | 1000 | -1016 | -16 | 4362 | 1000 | -1016 | -16 | 4362 | 2000 | -1716 | 284 | 4362 | 2000 | -1716 | 284 | 4362 | 2000 | -1716 | 284 | 4362 | 2000 | -1716 | 284 | 4362 | 2000 | -1716 | 284 | 4362 | 2000 | -1716 | 284
4363 | 1000 | -1016 | -16 | 4363 | 1000 | -1016 | -16 | 4363 | 1000 | -1016 | -16 | 4363 | 2000 | -1716 | 284 | 4363 | 2000 | -1716 | 284 | 4363 | 2000 | -1716 | 284 | 4363 | 2000 | -1379.6062 | 620.3938 | 4363 | 2000 | -1510.8247 | 489.1753 | 4363 | 2000 | -1716 | 284
4364 | 1000 | -1016 | -16 | 4364 | 1000 | -1016 | -16 | 4364 | 1000 | -1016 | -16 | 4364 | 2000 | -1716 | 284 | 4364 | 2000 | -1716 | 284 | 4364 | 2000 | -1716 | 284 | 4364 | 2000 | -1159.0635 | 840.9365 | 4364 | 2000 | -1373.5779 | 626.4221 | 4364 | 2000 | -1579.5491 | 420.4509
4365 | 1000 | -1016 | -16 | 4365 | 1000 | -1016 | -16 | 4365 | 1000 | -1016 | -16 | 4365 | 2000 | -1683.4955 | 316.5045 | 4365 | 2000 | -1683.4955 | 316.5045 | 4365 | 2000 | -1683.4955 | 316.5045 | 4365 | 2000 | -1427.4596 | 572.5404 | 4365 | 2000 | -1427.4596 | 572.5404 | 4365 | 2000 | -1427.4596 | 572.5404
4366 | 1000 | -1016 | -16 | 4366 | 1000 | -1016 | -16 | 4366 | 1000 | -1016 | -16 | 4366 | 2000 | -1612.749 | 387.251 | 4366 | 2000 | -1612.749 | 387.251 | 4366 | 2000 | -1612.749 | 387.251 | 4366 | 2000 | -1408.0831 | 591.9169 | 4366 | 2000 | -1408.0831 | 591.9169 | 4366 | 2000 | -1408.0831 | 591.9169
4367 | 1000 | -1016 | -16 | 4367 | 1000 | -1016 | -16 | 4367 | 1000 | -1016 | -16 | 4367 | 2000 | -1657.1331 | 342.8669 | 4367 | 2000 | -1657.1331 | 342.8669 | 4367 | 2000 | -1657.1331 | 342.8669 | 4367 | 2000 | -1467.6319 | 532.3681 | 4367 | 2000 | -1467.6319 | 532.3681 | 4367 | 2000 | -1467.6319 | 532.3681
4368 | 1000 | -1016 | -16 | 4368 | 1000 | -1016 | -16 | 4368 | 1000 | -1016 | -16 | 4368 | 2000 | -1620.3842 | 379.6158 | 4368 | 2000 | -1620.3842 | 379.6158 | 4368 | 2000 | -1620.3842 | 379.6158 | 4368 | 2000 | -1450.5057 | 549.4943 | 4368 | 2000 | -1450.5057 | 549.4943 | 4368 | 2000 | -1450.5057 | 549.4943
4369 | 1000 | -1016 | -16 | 4369 | 1000 | -1016 | -16 | 4369 | 1000 | -1016 | -16 | 4369 | 2000 | -1697.9378 | 302.0622 | 4369 | 2000 | -1697.9378 | 302.0622 | 4369 | 2000 | -1697.9378 | 302.0622 | 4369 | 2000 | -1437.6076 | 562.3924 | 4369 | 2000 | -1437.6076 | 562.3924 | 4369 | 2000 | -1437.6076 | 562.3924
4370 | 1000 | -981.3358 | 18.6642 | 4370 | 1000 | -1016 | -16 | 4370 | 1000 | -1016 | -16 | 4370 | 2000 | -1716 | 284 | 4370 | 2000 | -1716 | 284 | 4370 | 2000 | -1716 | 284 | 4370 | 2000 | -1530.364 | 469.636 | 4370 | 2000 | -1530.364 | 469.636 | 4370 | 2000 | -1530.364 | 469.636
4371 | 1000 | -1016 | -16 | 4371 | 1000 | -1016 | -16 | 4371 | 1000 | -1016 | -16 | 4371 | 2000 | -1716 | 284 | 4371 | 2000 | -1716 | 284 | 4371 | 2000 | -1716 | 284 | 4371 | 2000 | -1716 | 284 | 4371 | 2000 | -1716 | 284 | 4371 | 2000 | -1716 | 284
4372 | 1000 | -1016 | -16 | 4372 | 1000 | -1016 | -16 | 4372 | 1000 | -1016 | -16 | 4372 | 2000 | -1716 | 284 | 4372 | 2000 | -1716 | 284 | 4372 | 2000 | -1716 | 284 | 4372 | 1858.9471 | -1716 | 142.9471 | 4372 | 2000 | -1716 | 284 | 4372 | 2000 | -1716 | 284
4373 | 1000 | -1016 | -16 | 4373 | 1000 | -1016 | -16 | 4373 | 1000 | -1016 | -16 | 4373 | 1668.3014 | -1716 | -47.6986 | 4373 | 1668.3014 | -1716 | -47.6986 | 4373 | 1668.3014 | -1716 | -47.6986 | 4373 | 1641.2118 | -1716 | -74.7882 | 4373 | 1641.2118 | -1716 | -74.7882 | 4373 | 1641.2118 | -1716 | -74.7882
4374 | 1000 | -1016 | -16 | 4374 | 1000 | -1016 | -16 | 4374 | 1000 | -1016 | -16 | 4374 | 1641.342 | -1716 | -74.658 | 4374 | 1641.342 | -1716 | -74.658 | 4374 | 1641.342 | -1716 | -74.658 | 4374 | 1869.6509 | -1716 | 153.6509 | 4374 | 1869.6509 | -1716 | 153.6509 | 4374 | 1869.6509 | -1716 | 153.6509
4375 | 1000 | -1016 | -16 | 4375 | 1000 | -1016 | -16 | 4375 | 1000 | -1016 | -16 | 4375 | 1967.8084 | -1716 | 251.8084 | 4375 | 1967.8084 | -1716 | 251.8084 | 4375 | 1967.8084 | -1716 | 251.8084 | 4375 | 1966.941 | -1643.425 | 323.516 | 4375 | 1966.941 | -1643.425 | 323.516 | 4375 | 1966.941 | -1643.425 | 323.516
4376 | 1000 | -868.1434 | 131.8566 | 4376 | 1000 | -1016 | -16 | 4376 | 1000 | -1016 | -16 | 4376 | 2000 | -1716 | 284 | 4376 | 2000 | -1716 | 284 | 4376 | 2000 | -1716 | 284 | 4376 | 1509.1549 | -859.6488 | 649.5061 | 4376 | 1347.0532 | -859.6488 | 487.4044 | 4376 | 1347.0532 | -859.6488 | 487.4044
4377 | 1000 | -760.0237 | 239.9763 | 4377 | 1000 | -1016 | -16 | 4377 | 1000 | -1016 | -16 | 4377 | 1802.8861 | -1716 | 86.8861 | 4377 | 2000 | -1716 | 284 | 4377 | 1802.8861 | -1716 | 86.8861 | 4377 | 1724.8636 | -1472.6981 | 252.1655 | 4377 | 1724.8636 | -1472.6981 | 252.1655 | 4377 | 1724.8636 | -1472.6981 | 252.1655
4378 | 1000 | -1016 | -16 | 4378 | 1000 | -1016 | -16 | 4378 | 1000 | -1016 | -16 | 4378 | 1926.4731 | -1716 | 210.4731 | 4378 | 2000 | -1716 | 284 | 4378 | 1926.4731 | -1716 | 210.4731 | 4378 | 1519.1223 | -1149.3746 | 369.7477 | 4378 | 1519.1223 | -1149.3746 | 369.7477 | 4378 | 1519.1223 | -1472.1999 | 46.9224
4379 | 1000 | -1016 | -16 | 4379 | 1000 | -1016 | -16 | 4379 | 1000 | -1016 | -16 | 4379 | 1964.2153 | -1716 | 248.2153 | 4379 | 2000 | -1716 | 284 | 4379 | 1807.9586 | -1716 | 91.9586 | 4379 | 1701.4274 | -1175.5591 | 525.8683 | 4379 | 1701.4274 | -1175.5591 | 525.8683 | 4379 | 1701.4274 | -1675.5591 | 25.8683
4380 | 1000 | -1016 | -16 | 4380 | 1000 | -1016 | -16 | 4380 | 1000 | -1016 | -16 | 4380 | 2000 | -1716 | 284 | 4380 | 2000 | -1716 | 284 | 4380 | 2000 | -1716 | 284 | 4380 | 1982.7897 | -1716 | 266.7897 | 4380 | 2000 | -1716 | 284 | 4380 | 1970.6338 | -1716 | 254.6338
4381 | 1000 | -1016 | -16 | 4381 | 1000 | -1016 | -16 | 4381 | 1000 | -1016 | -16 | 4381 | 2000 | -1716 | 284 | 4381 | 2000 | -1716 | 284 | 4381 | 2000 | -1716 | 284 | 4381 | 1912.3303 | -1466.0981 | 446.2322 | 4381 | 1895.12 | -1436.7319 | 458.3881 | 4381 | 1924.4862 | -1466.0981 | 458.3881
4382 | 1000 | -535.2002 | 464.7998 | 4382 | 1000 | -950.1084 | 49.8916 | 4382 | 1000 | -952.0682 | 47.9318 | 4382 | 2000 | -1716 | 284 | 4382 | 2000 | -1716 | 284 | 4382 | 2000 | -1716 | 284 | 4382 | 2000 | -1028.1058 | 971.8942 | 4382 | 2000 | -1028.1058 | 971.8942 | 4382 | 2000 | -1028.1058 | 971.8942
4383 | 1000 | -688.0148 | 311.9852 | 4383 | 1000 | -688.0148 | 311.9852 | 4383 | 1000 | -1016 | -16 | 4383 | 2000 | -1716 | 284 | 4383 | 2000 | -1614.8432 | 385.1568 | 4383 | 2000 | -1716 | 284 | 4383 | 2000 | -743.5977 | 1256.4023 | 4383 | 2000 | -743.5977 | 1256.4023 | 4383 | 2000 | -743.5977 | 1256.4023
4384 | 1000 | -1016 | -16 | 4384 | 1000 | -1016 | -16 | 4384 | 1000 | -1016 | -16 | 4384 | 2000 | -1529.7093 | 470.2907 | 4384 | 2000 | -1529.7093 | 470.2907 | 4384 | 2000 | -1529.7093 | 470.2907 | 4384 | 1665.2158 | -824.0304 | 841.1854 | 4384 | 1665.2158 | -824.0304 | 841.1854 | 4384 | 1665.2158 | -824.0304 | 841.1854
4385 | 1000 | -1016 | -16 | 4385 | 1000 | -1016 | -16 | 4385 | 1000 | -1016 | -16 | 4385 | 1802.6539 | -1716 | 86.6539 | 4385 | 2000 | -1716 | 284 | 4385 | 2000 | -1716 | 284 | 4385 | 2000 | -1716 | 284 | 4385 | 2000 | -1716 | 284 | 4385 | 2000 | -1716 | 284
4386 | 1000 | -1016 | -16 | 4386 | 1000 | -1016 | -16 | 4386 | 1000 | -1016 | -16 | 4386 | 1612.4652 | -1716 | -103.5348 | 4386 | 2000 | -1716 | 284 | 4386 | 2000 | -1716 | 284 | 4386 | 2000 | -1716 | 284 | 4386 | 2000 | -1500.8576 | 499.1424 | 4386 | 2000 | -1500.8576 | 499.1424
4387 | 1000 | -1016 | -16 | 4387 | 1000 | -1016 | -16 | 4387 | 1000 | -1016 | -16 | 4387 | 2000 | -1716 | 284 | 4387 | 2000 | -1716 | 284 | 4387 | 2000 | -1716 | 284 | 4387 | 2000 | -1501.9565 | 498.0435 | 4387 | 2000 | -1307.1442 | 692.8558 | 4387 | 2000 | -1406.1035 | 593.8965
4388 | 1000 | -1016 | -16 | 4388 | 1000 | -1016 | -16 | 4388 | 1000 | -1016 | -16 | 4388 | 2000 | -1716 | 284 | 4388 | 2000 | -1716 | 284 | 4388 | 2000 | -1716 | 284 | 4388 | 2000 | -1395.6632 | 604.3368 | 4388 | 2000 | -994.6605 | 1005.3395 | 4388 | 2000 | -1401.0251 | 598.9749
4389 | 1000 | -1016 | -16 | 4389 | 1000 | -1016 | -16 | 4389 | 1000 | -1016 | -16 | 4389 | 2000 | -1716 | 284 | 4389 | 2000 | -1716 | 284 | 4389 | 2000 | -1716 | 284 | 4389 | 2000 | -1716 | 284 | 4389 | 2000 | -1322.0454 | 677.9546 | 4389 | 2000 | -1322.0454 | 677.9546
4390 | 1000 | -1016 | -16 | 4390 | 1000 | -1016 | -16 | 4390 | 1000 | -1016 | -16 | 4390 | 1892.2742 | -1716 | 176.2742 | 4390 | 2000 | -1716 | 284 | 4390 | 2000 | -1716 | 284 | 4390 | 2000 | -1716 | 284 | 4390 | 2000 | -1716 | 284 | 4390 | 2000 | -1716 | 284
4391 | 1000 | -1016 | -16 | 4391 | 1000 | -1016 | -16 | 4391 | 1000 | -1016 | -16 | 4391 | 1854.9263 | -1716 | 138.9263 | 4391 | 2000 | -1716 | 284 | 4391 | 2000 | -1716 | 284 | 4391 | 2000 | -1716 | 284 | 4391 | 2000 | -1716 | 284 | 4391 | 2000 | -1716 | 284
4392 | 1000 | -1016 | -16 | 4392 | 1000 | -1016 | -16 | 4392 | 1000 | -1016 | -16 | 4392 | 1709.212 | -1716 | -6.788 | 4392 | 2000 | -1716 | 284 | 4392 | 2000 | -1716 | 284 | 4392 | 2000 | -1716 | 284 | 4392 | 2000 | -1716 | 284 | 4392 | 2000 | -1716 | 284
4393 | 1000 | -1016 | -16 | 4393 | 1000 | -1016 | -16 | 4393 | 1000 | -1016 | -16 | 4393 | 1798.384 | -1716 | 82.384 | 4393 | 2000 | -1716 | 284 | 4393 | 2000 | -1716 | 284 | 4393 | 2000 | -1698.859 | 301.141 | 4393 | 2000 | -1698.859 | 301.141 | 4393 | 2000 | -1698.859 | 301.141
4394 | 1000 | -1016 | -16 | 4394 | 1000 | -1016 | -16 | 4394 | 1000 | -1016 | -16 | 4394 | 1854.5572 | -1716 | 138.5572 | 4394 | 1674.7623 | -1716 | -41.2377 | 4394 | 1674.7623 | -1536.2051 | 138.5572 | 4394 | 2000 | -1645.923 | 354.077 | 4394 | 2000 | -1645.923 | 354.077 | 4394 | 2000 | -1645.923 | 354.077
4395 | 1000 | -1016 | -16 | 4395 | 1000 | -1016 | -16 | 4395 | 1000 | -1016 | -16 | 4395 | 1708.9798 | -1716 | -7.0202 | 4395 | 1502.0603 | -1509.0805 | -7.0202 | 4395 | 1708.9798 | -1716 | -7.0202 | 4395 | 1895.818 | -1716 | 179.818 | 4395 | 2000 | -1612.2429 | 387.7571 | 4395 | 2000 | -1638.6121 | 361.3879
4396 | 1000 | -1016 | -16 | 4396 | 1000 | -1016 | -16 | 4396 | 1000 | -1016 | -16 | 4396 | 1417.2471 | -1608.3544 | -191.1074 | 4396 | 1524.8926 | -1716 | -191.1074 | 4396 | 1417.2471 | -1608.3544 | -191.1074 | 4396 | 1160.007 | -1233.4007 | -73.3937 | 4396 | 2000 | -1573.3937 | 426.6063 | 4396 | 1360.007 | -933.4007 | 426.6063
4397 | 1000 | -1016 | -16 | 4397 | 1000 | -1016 | -16 | 4397 | 1000 | -1016 | -16 | 4397 | 1306.274 | -1532.7727 | -226.4987 | 4397 | 1306.274 | -1716 | -409.726 | 4397 | 1306.274 | -1532.7727 | -226.4987 | 4397 | 1614.4982 | -1716 | -101.5018 | 4397 | 1849.9001 | -1716 | 133.9001 | 4397 | 1718.603 | -1716 | 2.603
4398 | 1000 | -1016 | -16 | 4398 | 1000 | -1016 | -16 | 4398 | 1000 | -1016 | -16 | 4398 | 1696.0996 | -1610.6805 | 85.4191 | 4398 | 1696.0996 | -881.6564 | 814.4433 | 4398 | 1696.0996 | -1610.6805 | 85.4191 | 4398 | 1418.2983 | -1191.4057 | 226.8926 | 4398 | 1418.2983 | -1191.4057 | 226.8926 | 4398 | 1418.2983 | -1191.4057 | 226.8926
4399 | 1000 | -975.6658 | 24.3342 | 4399 | 1000 | -975.6658 | 24.3342 | 4399 | 621.402 | -1016 | -394.598 | 4399 | 1277.9539 | -1339.5928 | -61.6389 | 4399 | 1104.4691 | -1166.1081 | -61.6389 | 4399 | 1154.3611 | -1716 | -561.6389 | 4399 | -652.3184 | 1339.5211 | 687.2027 | 4399 | -652.3184 | 1339.5211 | 687.2027 | 4399 | -652.3184 | 1339.5211 | 687.2027
4400 | 756.7043 | -348.7793 | 407.925 | 4400 | 756.7043 | -848.7793 | -92.075 | 4400 | 756.7043 | -848.7793 | -92.075 | 4400 | 1432.6611 | -1105.8613 | 326.7998 | 4400 | 1177.7412 | -1350.9415 | -173.2002 | 4400 | 1177.7412 | -1350.9415 | -173.2002 | 4400 | -25.8157 | 708.5412 | 682.7255 | 4400 | -25.8157 | 708.5412 | 682.7255 | 4400 | -25.8157 | 708.5412 | 682.7255
4401 | 216.5361 | 442.0011 | 658.5372 | 4401 | 302.6512 | -144.114 | 158.5372 | 4401 | 211.6019 | -53.0647 | 158.5372 | 4401 | 923.5081 | -318.4635 | 605.0446 | 4401 | 1024.4235 | -1107.1675 | -82.7441 | 4401 | 914.9582 | -809.9137 | 105.0446 | 4401 | -186.1369 | 1201.289 | 1015.1522 | 4401 | -600.8619 | 1116.0141 | 515.1522 | 4401 | -396.2618 | 911.414 | 515.1522
4402 | -156.5766 | -208.0861 | -364.6626 | 4402 | 173.546 | -312.1311 | -138.5851 | 4402 | 195.2988 | -64.1311 | 131.1677 | 4402 | 945.4098 | -1394.1389 | -448.7291 | 4402 | 936.9446 | -1578.6812 | -641.7365 | 4402 | 1092.1772 | -1051.6433 | 40.5339 | 4402 | 341.6652 | -303.1653 | 38.5 | 4402 | 337.5173 | -264.1892 | 73.3281 | 4402 | 501.0685 | -15.4565 | 485.6121
4403 | 296.3444 | -292.0088 | 4.3356 | 4403 | 174.4404 | -540.0088 | -365.5684 | 4403 | 495.1233 | -292.0088 | 203.1145 | 4403 | 1766.2648 | -1716 | 50.2648 | 4403 | 1673.8147 | -1716 | -42.1853 | 4403 | 1628.0473 | -1432.8222 | 195.2251 | 4403 | 1215.718 | -845.4941 | 370.2239 | 4403 | 856.7094 | -560.8645 | 295.8449 | 4403 | 1111.5473 | -499.1291 | 612.4183
4404 | 936.9325 | -305.7481 | 631.1845 | 4404 | 606.7971 | -553.7481 | 53.0491 | 4404 | 507.2123 | -44.8692 | 462.3431 | 4404 | 2000 | -1435.2511 | 564.7489 | 4404 | 2000 | -1716 | 284 | 4404 | 2000 | -1530.7332 | 469.2668 | 4404 | 1761.7371 | -714.3079 | 1047.4292 | 4404 | 1748.4707 | -829.129 | 919.3417 | 4404 | 1706.5045 | -787.1628 | 919.3417
4405 | 1000 | -1.8533 | 998.1467 | 4405 | 1000 | -466.4021 | 533.5979 | 4405 | 1000 | -466.4021 | 533.5979 | 4405 | 2000 | -985.1904 | 1014.8096 | 4405 | 2000 | -1462.7125 | 537.2875 | 4405 | 2000 | -1462.7125 | 537.2875 | 4405 | 1971.881 | -487.9023 | 1483.9786 | 4405 | 1785.3844 | -767.9023 | 1017.482 | 4405 | 1785.3844 | -801.4058 | 983.9786
4406 | 355.3948 | 564.5377 | 919.9324 | 4406 | 355.3948 | 64.5377 | 419.9324 | 4406 | 355.3948 | 64.5377 | 419.9324 | 4406 | 2000 | -1064.2728 | 935.7272 | 4406 | 2000 | -1564.2728 | 435.7272 | 4406 | 2000 | -1564.2728 | 435.7272 | 4406 | 557.9859 | 808.4466 | 1366.4325 | 4406 | 557.9859 | 808.4466 | 1366.4325 | 4406 | 557.9859 | 380.191 | 938.1769
4407 | 1000 | -559.3816 | 440.6184 | 4407 | 1000 | -559.3816 | 440.6184 | 4407 | 1000 | -1016 | -16 | 4407 | 2000 | -1525.2995 | 474.7005 | 4407 | 2000 | -1525.2995 | 474.7005 | 4407 | 2000 | -1716 | 284 | 4407 | -78.4978 | 1236.0506 | 1157.5528 | 4407 | 83.6039 | 1236.0506 | 1319.6545 | 4407 | 83.6039 | 1236.0506 | 1319.6545
4408 | 1000 | -1016 | -16 | 4408 | 1000 | -1016 | -16 | 4408 | 1000 | -1016 | -16 | 4408 | 1981.8955 | -1716 | 265.8955 | 4408 | 1981.8955 | -1716 | 265.8955 | 4408 | 1981.8955 | -1716 | 265.8955 | 4408 | 1746.4678 | -1185.9118 | 560.556 | 4408 | 1746.4678 | -1185.9118 | 560.556 | 4408 | 1746.4678 | -1185.9118 | 560.556
4409 | 1000 | -1016 | -16 | 4409 | 1000 | -1016 | -16 | 4409 | 1000 | -1016 | -16 | 4409 | 1805.1739 | -1716 | 89.1739 | 4409 | 1816.1739 | -1716 | 100.1739 | 4409 | 1816.1739 | -1716 | 100.1739 | 4409 | 1851.8738 | -1716 | 135.8738 | 4409 | 1851.8738 | -1716 | 135.8738 | 4409 | 1851.8738 | -1716 | 135.8738
4410 | 1000 | -1016 | -16 | 4410 | 1000 | -1016 | -16 | 4410 | 1000 | -1016 | -16 | 4410 | 1792.3204 | -1716 | 76.3204 | 4410 | 2000 | -1716 | 284 | 4410 | 2000 | -1716 | 284 | 4410 | 2000 | -1716 | 284 | 4410 | 2000 | -1716 | 284 | 4410 | 2000 | -1716 | 284
4411 | 1000 | -1016 | -16 | 4411 | 1000 | -1016 | -16 | 4411 | 1000 | -1016 | -16 | 4411 | 2000 | -1716 | 284 | 4411 | 2000 | -1716 | 284 | 4411 | 2000 | -1716 | 284 | 4411 | 2000 | -1716 | 284 | 4411 | 2000 | -1716 | 284 | 4411 | 2000 | -1716 | 284
4412 | 1000 | -1016 | -16 | 4412 | 1000 | -1016 | -16 | 4412 | 1000 | -1016 | -16 | 4412 | 2000 | -1716 | 284 | 4412 | 2000 | -1716 | 284 | 4412 | 2000 | -1716 | 284 | 4412 | 2000 | -1716 | 284 | 4412 | 2000 | -1716 | 284 | 4412 | 2000 | -1716 | 284
4413 | 1000 | -1016 | -16 | 4413 | 1000 | -1016 | -16 | 4413 | 1000 | -1016 | -16 | 4413 | 1858.8794 | -1716 | 142.8794 | 4413 | 2000 | -1716 | 284 | 4413 | 2000 | -1716 | 284 | 4413 | 1801.8514 | -1716 | 85.8514 | 4413 | 2000 | -1716 | 284 | 4413 | 2000 | -1716 | 284
4414 | 1000 | -1016 | -16 | 4414 | 1000 | -1016 | -16 | 4414 | 1000 | -1016 | -16 | 4414 | 1499.4935 | -1716 | -216.5065 | 4414 | 1721.8727 | -1716 | 5.8727 | 4414 | 1721.8727 | -1716 | 5.8727 | 4414 | 1607.716 | -1716 | -108.284 | 4414 | 2000 | -1716 | 284 | 4414 | 2000 | -1716 | 284
4415 | 1000 | -1016 | -16 | 4415 | 1000 | -1016 | -16 | 4415 | 1000 | -1016 | -16 | 4415 | 1470.2384 | -1716 | -245.7616 | 4415 | 1764.3775 | -1716 | 48.3775 | 4415 | 1764.3775 | -1716 | 48.3775 | 4415 | 1872.7925 | -1716 | 156.7925 | 4415 | 1872.7925 | -1716 | 156.7925 | 4415 | 1872.7925 | -1716 | 156.7925
4416 | 1000 | -1016 | -16 | 4416 | 1000 | -1016 | -16 | 4416 | 1000 | -1016 | -16 | 4416 | 1367.2747 | -1716 | -348.7253 | 4416 | 1747.7441 | -1716 | 31.7441 | 4416 | 1674.4719 | -1716 | -41.5281 | 4416 | 1822.435 | -1716 | 106.435 | 4416 | 1822.435 | -1716 | 106.435 | 4416 | 1822.435 | -1716 | 106.435
4417 | 1000 | -1016 | -16 | 4417 | 1000 | -1016 | -16 | 4417 | 1000 | -1016 | -16 | 4417 | 1693.3043 | -1716 | -22.6957 | 4417 | 1693.3043 | -1716 | -22.6957 | 4417 | 1693.3043 | -1716 | -22.6957 | 4417 | 1757.8512 | -1716 | 41.8512 | 4417 | 1757.8512 | -1716 | 41.8512 | 4417 | 1757.8512 | -1716 | 41.8512
4418 | 1000 | -1016 | -16 | 4418 | 1000 | -1016 | -16 | 4418 | 1000 | -1016 | -16 | 4418 | 1714.094 | -1716 | -1.906 | 4418 | 1725.094 | -1716 | 9.094 | 4418 | 1725.094 | -1716 | 9.094 | 4418 | 1714.7082 | -1716 | -1.2918 | 4418 | 1714.7082 | -1716 | -1.2918 | 4418 | 1714.7082 | -1716 | -1.2918
4419 | 1000 | -1016 | -16 | 4419 | 1000 | -1016 | -16 | 4419 | 1000 | -1016 | -16 | 4419 | 1671.3025 | -1716 | -44.6975 | 4419 | 1682.3025 | -1716 | -33.6975 | 4419 | 1682.3025 | -1716 | -33.6975 | 4419 | 1646.8036 | -1716 | -69.1964 | 4419 | 1646.8036 | -1716 | -69.1964 | 4419 | 1646.8036 | -1716 | -69.1964
4420 | 1000 | -1016 | -16 | 4420 | 1000 | -1016 | -16 | 4420 | 1000 | -1016 | -16 | 4420 | 1877.6758 | -1716 | 161.6758 | 4420 | 1888.6758 | -1716 | 172.6758 | 4420 | 1888.6758 | -1716 | 172.6758 | 4420 | 1653.0316 | -1716 | -62.9684 | 4420 | 1800.0889 | -1716 | 84.0889 | 4420 | 1763.3516 | -1716 | 47.3516
4421 | 1000 | -1016 | -16 | 4421 | 1000 | -1016 | -16 | 4421 | 1000 | -1016 | -16 | 4421 | 1412.0608 | -1716 | -303.9392 | 4421 | 2000 | -1716 | 284 | 4421 | 2000 | -1716 | 284 | 4421 | 1905.2051 | -1716 | 189.2051 | 4421 | 2000 | -1716 | 284 | 4421 | 2000 | -1716 | 284
4422 | 1000 | -1016 | -16 | 4422 | 1000 | -1016 | -16 | 4422 | 1000 | -1016 | -16 | 4422 | 1810.8148 | -1716 | 94.8148 | 4422 | 1810.8148 | -1716 | 94.8148 | 4422 | 1810.8148 | -1716 | 94.8148 | 4422 | 1966.9301 | -1716 | 250.9301 | 4422 | 2000 | -1716 | 284 | 4422 | 1966.9301 | -1716 | 250.9301
4423 | 1000 | -937.6905 | 62.3095 | 4423 | 1000 | -937.6905 | 62.3095 | 4423 | 1000 | -1016 | -16 | 4423 | 2000 | -1621.0558 | 378.9442 | 4423 | 2000 | -1621.0558 | 378.9442 | 4423 | 2000 | -1621.0558 | 378.9442 | 4423 | 2000 | -1384.8861 | 615.1139 | 4423 | 2000 | -1384.8861 | 615.1139 | 4423 | 2000 | -1384.8861 | 615.1139
4424 | 1000 | -621.7167 | 378.2833 | 4424 | 1000 | -1016 | -16 | 4424 | 1000 | -1016 | -16 | 4424 | 1994.8322 | -1716 | 278.8322 | 4424 | 1994.8322 | -1716 | 278.8322 | 4424 | 2000 | -1716 | 284 | 4424 | 1818.0612 | -1272.4841 | 545.5771 | 4424 | 1818.0612 | -1272.4841 | 545.5771 | 4424 | 1818.0612 | -1272.4841 | 545.5771
4425 | -61.5403 | 603.3419 | 541.8016 | 4425 | -72.0796 | 113.8813 | 41.8016 | 4425 | -72.0796 | 113.8813 | 41.8016 | 4425 | 2000 | -1566.9563 | 433.0437 | 4425 | 1649.0437 | -1716 | -66.9563 | 4425 | 1649.0437 | -1716 | -66.9563 | 4425 | 1116.7404 | -331.1797 | 785.5607 | 4425 | 1116.7404 | -831.1797 | 285.5607 | 4425 | 1116.7404 | -831.1797 | 285.5607
4426 | -654.6989 | 1017 | 362.3011 | 4426 | -654.6989 | -163.2771 | -817.9761 | 4426 | -654.6989 | 836.7229 | 182.0239 | 4426 | 769.6035 | -1212.8853 | -443.2818 | 4426 | 768.6035 | -1450.8853 | -682.2818 | 4426 | 773.8361 | -922.0371 | -148.201 | 4426 | -1220.6478 | 1055.4069 | -165.2409 | 4426 | -1270.4665 | 1717 | 446.5335 | 4426 | -1250.87 | 1551.2548 | 300.3848
4427 | -654.7084 | 1017 | 362.2916 | 4427 | -654.7084 | 760.9432 | 106.2348 | 4427 | -654.7084 | 1008.673 | 353.9646 | 4427 | 1723.6386 | -1497.6029 | 226.0357 | 4427 | 1677.9558 | -1716 | -38.0442 | 4427 | 1723.6386 | -1352.2954 | 371.3432 | 4427 | -1298.16 | 1717 | 418.84 | 4427 | -1339.2267 | 1068.7861 | -270.4406 | 4427 | -1298.16 | 1717 | 418.84
4428 | -640.2434 | 1017 | 376.7566 | 4428 | -640.2434 | 1017 | 376.7566 | 4428 | -640.2434 | 1017 | 376.7566 | 4428 | 1396.7833 | -1185.5512 | 211.2321 | 4428 | 1443.466 | -1460.6713 | -17.2053 | 4428 | 1392.5506 | -1060.488 | 332.0627 | 4428 | -1141.7077 | 1050.1268 | -91.5809 | 4428 | -1057.2528 | 1252.2112 | 194.9583 | 4428 | -918.9809 | 1717 | 798.0191
4429 | -596.2926 | 777.5294 | 181.2368 | 4429 | -596.2926 | 1017 | 420.7074 | 4429 | -596.2926 | 1017 | 420.7074 | 4429 | 2000 | -1139.2267 | 860.7733 | 4429 | 2000 | -1639.2267 | 360.7733 | 4429 | 2000 | -1639.2267 | 360.7733 | 4429 | -551.5099 | 1717 | 1165.4901 | 4429 | -554.8035 | 1220.2936 | 665.4901 | 4429 | -554.8035 | 1220.2936 | 665.4901
4430 | -294.2024 | 1017 | 722.7976 | 4430 | -304.7418 | 537.8919 | 233.1501 | 4430 | -304.7418 | 537.8919 | 233.1501 | 4430 | 2000 | -1417.26 | 582.74 | 4430 | 1798.74 | -1716 | 82.74 | 4430 | 1798.74 | -1716 | 82.74 | 4430 | -362.1297 | 1195.0752 | 832.9455 | 4430 | -807.584 | 1140.5296 | 332.9455 | 4430 | -644.445 | 977.3905 | 332.9455
4431 | 146.0253 | 218.1165 | 364.1418 | 4431 | 146.0253 | 15.0993 | 161.1246 | 4431 | 146.0253 | -281.8835 | -135.8582 | 4431 | 1633.6774 | -1391.9282 | 241.7492 | 4431 | 1423.6861 | -1181.9369 | 241.7492 | 4431 | 1457.7492 | -1716 | -258.2508 | 4431 | -636.463 | 1232.7315 | 596.2685 | 4431 | -636.463 | 1232.7315 | 596.2685 | 4431 | -636.463 | 1232.7315 | 596.2685
4432 | 1000 | -1016 | -16 | 4432 | 1000 | -1016 | -16 | 4432 | 1000 | -1016 | -16 | 4432 | 1996.9257 | -1716 | 280.9257 | 4432 | 1687.4351 | -1716 | -28.5649 | 4432 | 2000 | -1716 | 284 | 4432 | -168.5732 | 640.2159 | 471.6427 | 4432 | -168.5732 | 640.2159 | 471.6427 | 4432 | -168.5732 | 640.2159 | 471.6427
4433 | 1000 | -1016 | -16 | 4433 | 1000 | -1016 | -16 | 4433 | 1000 | -1016 | -16 | 4433 | 2000 | -1716 | 284 | 4433 | 2000 | -1716 | 284 | 4433 | 2000 | -1716 | 284 | 4433 | 1761.209 | -1716 | 45.209 | 4433 | 1761.209 | -1716 | 45.209 | 4433 | 1761.209 | -1716 | 45.209
4434 | 1000 | -1016 | -16 | 4434 | 1000 | -1016 | -16 | 4434 | 1000 | -1016 | -16 | 4434 | 2000 | -1716 | 284 | 4434 | 2000 | -1716 | 284 | 4434 | 2000 | -1716 | 284 | 4434 | 2000 | -835.6865 | 1164.3135 | 4434 | 2000 | -1266.591 | 733.409 | 4434 | 2000 | -1411.3754 | 588.6246
4435 | 1000 | -1016 | -16 | 4435 | 1000 | -1016 | -16 | 4435 | 1000 | -1016 | -16 | 4435 | 2000 | -1716 | 284 | 4435 | 2000 | -1716 | 284 | 4435 | 2000 | -1716 | 284 | 4435 | 2000 | -1248.6595 | 751.3405 | 4435 | 2000 | -1509.2208 | 490.7792 | 4435 | 2000 | -1496.7414 | 503.2586
4436 | 1000 | -1016 | -16 | 4436 | 1000 | -1016 | -16 | 4436 | 1000 | -1016 | -16 | 4436 | 2000 | -1716 | 284 | 4436 | 2000 | -1716 | 284 | 4436 | 2000 | -1716 | 284 | 4436 | 2000 | -1716 | 284 | 4436 | 2000 | -1716 | 284 | 4436 | 2000 | -1716 | 284
4437 | 1000 | -1016 | -16 | 4437 | 1000 | -1016 | -16 | 4437 | 1000 | -1016 | -16 | 4437 | 2000 | -1716 | 284 | 4437 | 2000 | -1716 | 284 | 4437 | 2000 | -1716 | 284 | 4437 | 2000 | -1716 | 284 | 4437 | 2000 | -1716 | 284 | 4437 | 2000 | -1716 | 284
4438 | 1000 | -1016 | -16 | 4438 | 1000 | -1016 | -16 | 4438 | 1000 | -1016 | -16 | 4438 | 2000 | -1716 | 284 | 4438 | 2000 | -1716 | 284 | 4438 | 2000 | -1716 | 284 | 4438 | 2000 | -1671.6112 | 328.3888 | 4438 | 2000 | -1671.6112 | 328.3888 | 4438 | 2000 | -1671.6112 | 328.3888
4439 | 1000 | -1016 | -16 | 4439 | 1000 | -1016 | -16 | 4439 | 1000 | -1016 | -16 | 4439 | 1947.8133 | -1716 | 231.8133 | 4439 | 1947.8133 | -1716 | 231.8133 | 4439 | 1947.8133 | -1716 | 231.8133 | 4439 | 2000 | -1716 | 284 | 4439 | 2000 | -1716 | 284 | 4439 | 2000 | -1716 | 284
4440 | 1000 | -1016 | -16 | 4440 | 1000 | -1016 | -16 | 4440 | 1000 | -1016 | -16 | 4440 | 1865.5553 | -1716 | 149.5553 | 4440 | 1865.5553 | -1716 | 149.5553 | 4440 | 1865.5553 | -1716 | 149.5553 | 4440 | 1962.5552 | -1716 | 246.5552 | 4440 | 1962.5552 | -1716 | 246.5552 | 4440 | 1962.5552 | -1716 | 246.5552
4441 | 1000 | -1016 | -16 | 4441 | 1000 | -1016 | -16 | 4441 | 1000 | -1016 | -16 | 4441 | 1882.2755 | -1716 | 166.2755 | 4441 | 1882.2755 | -1716 | 166.2755 | 4441 | 1882.2755 | -1716 | 166.2755 | 4441 | 1957.2827 | -1716 | 241.2827 | 4441 | 1957.2827 | -1716 | 241.2827 | 4441 | 1957.2827 | -1716 | 241.2827
4442 | 1000 | -1016 | -16 | 4442 | 1000 | -1016 | -16 | 4442 | 1000 | -1016 | -16 | 4442 | 1760.4876 | -1716 | 44.4876 | 4442 | 1760.4876 | -1716 | 44.4876 | 4442 | 1760.4876 | -1716 | 44.4876 | 4442 | 1836.3348 | -1716 | 120.3348 | 4442 | 1836.3348 | -1716 | 120.3348 | 4442 | 1836.3348 | -1716 | 120.3348
4443 | 1000 | -1016 | -16 | 4443 | 1000 | -1016 | -16 | 4443 | 1000 | -1016 | -16 | 4443 | 1715.6688 | -1716 | -0.33117 | 4443 | 1715.6688 | -1716 | -0.33117 | 4443 | 1715.6688 | -1716 | -0.33117 | 4443 | 1761.0308 | -1716 | 45.0308 | 4443 | 1761.0308 | -1716 | 45.0308 | 4443 | 1761.0308 | -1716 | 45.0308
4444 | 1000 | -1016 | -16 | 4444 | 1000 | -1016 | -16 | 4444 | 1000 | -1016 | -16 | 4444 | 1495.6613 | -1716 | -220.3387 | 4444 | 1495.6613 | -1716 | -220.3387 | 4444 | 1495.6613 | -1716 | -220.3387 | 4444 | 1573.949 | -1716 | -142.051 | 4444 | 1573.949 | -1716 | -142.051 | 4444 | 1573.949 | -1716 | -142.051
4445 | 1000 | -1016 | -16 | 4445 | 1000 | -1016 | -16 | 4445 | 1000 | -1016 | -16 | 4445 | 1323.6584 | -1716 | -392.3416 | 4445 | 1323.6584 | -1716 | -392.3416 | 4445 | 1323.6584 | -1716 | -392.3416 | 4445 | 1275.3127 | -1716 | -440.6873 | 4445 | 1275.3127 | -1716 | -440.6873 | 4445 | 1275.3127 | -1716 | -440.6873
4446 | 958.8667 | -1016 | -57.1333 | 4446 | 1000 | -1016 | -16 | 4446 | 1000 | -1016 | -16 | 4446 | 1319.438 | -1714.4888 | -395.0507 | 4446 | 1319.438 | -1714.4888 | -395.0507 | 4446 | 1319.438 | -1714.4888 | -395.0507 | 4446 | 813.472 | -1057.3997 | -243.9277 | 4446 | 813.472 | -1057.3997 | -243.9277 | 4446 | 813.472 | -1057.3997 | -243.9277
4447 | 982.0706 | -1016 | -33.9294 | 4447 | 982.0706 | -1016 | -33.9294 | 4447 | 982.0706 | -1016 | -33.9294 | 4447 | 786.2119 | -1297.7854 | -511.5735 | 4447 | 608.8935 | -1402.2698 | -793.3763 | 4447 | 712.7373 | -1684.5979 | -971.8606 | 4447 | -89.3503 | 367.9621 | 278.6118 | 4447 | -89.3503 | 367.9621 | 278.6118 | 4447 | -89.3503 | 367.9621 | 278.6118
4448 | 871.1178 | -1016 | -144.8822 | 4448 | 1000 | -1016 | -16 | 4448 | 750.5907 | -1016 | -265.4093 | 4448 | 1122.8863 | -1295.1068 | -172.2205 | 4448 | 1242.361 | -1716 | -473.639 | 4448 | 1242.361 | -1716 | -473.639 | 4448 | 446.7029 | -9.0175 | 437.6855 | 4448 | 392.2582 | -454.5727 | -62.3145 | 4448 | 404.7029 | -467.0175 | -62.3145
4449 | 1000 | -1016 | -16 | 4449 | 1000 | -1016 | -16 | 4449 | 795.7131 | -1016 | -220.2869 | 4449 | 1655.2907 | -1716 | -60.7093 | 4449 | 1571.198 | -1716 | -144.802 | 4449 | 1571.198 | -1716 | -144.802 | 4449 | 699.823 | 159.6432 | 859.4662 | 4449 | 699.823 | -340.3568 | 359.4662 | 4449 | 699.823 | -340.3568 | 359.4662
4450 | 879.941 | -1016 | -136.059 | 4450 | 697.236 | -1016 | -318.764 | 4450 | 912.4195 | -1016 | -103.5805 | 4450 | 1509.137 | -1716 | -206.863 | 4450 | 1472.9599 | -1716 | -243.0401 | 4450 | 1472.9599 | -1716 | -243.0401 | 4450 | -485.879 | 47.5777 | -438.3013 | 4450 | -486.7944 | 113.1733 | -373.621 | 4450 | -483.6715 | 590.8803 | 107.2087
4451 | 529.3257 | -1016 | -486.6743 | 4451 | 546.403 | -1016 | -469.597 | 4451 | 546.403 | -1016 | -469.597 | 4451 | 1270.6819 | -1716 | -445.3181 | 4451 | 1287.3843 | -1716 | -428.6157 | 4451 | 1303.7049 | -1716 | -412.2951 | 4451 | -975.1785 | 264.8232 | -710.3553 | 4451 | -974.2632 | 12.7168 | -961.5464 | 4451 | -928.4958 | 733.8494 | -194.6464
4452 | 502.8004 | -1016 | -513.1996 | 4452 | 552.9021 | -1016 | -463.0979 | 4452 | 552.9021 | -1016 | -463.0979 | 4452 | 1328.446 | -1716 | -387.554 | 4452 | 1232.6786 | -1716 | -483.3214 | 4452 | 1216.358 | -1716 | -499.642 | 4452 | -869.041 | 1397.0536 | 528.0126 | 4452 | -869.041 | 897.0536 | 28.0126 | 4452 | -869.041 | 897.0536 | 28.0126
4453 | 1000 | -1016 | -16 | 4453 | 819.3051 | -1016 | -196.6949 | 4453 | 553.9043 | -1016 | -462.0957 | 4453 | 1578.1298 | -1480.7203 | 97.4095 | 4453 | 1313.4095 | -1716 | -402.5905 | 4453 | 1313.4095 | -1716 | -402.5905 | 4453 | -694.6592 | 1212.6607 | 518.0015 | 4453 | -914.6592 | 932.6607 | 18.0015 | 4453 | -914.6592 | 932.6607 | 18.0015
4454 | 1000 | -1016 | -16 | 4454 | 845.04 | -1016 | -170.96 | 4454 | 651.5384 | -1016 | -364.4616 | 4454 | 1212.601 | -1189.8549 | 22.7461 | 4454 | 1212.601 | -1689.8549 | -477.2539 | 4454 | 1238.7461 | -1716 | -477.2539 | 4454 | -742.1964 | 1151.4711 | 409.2747 | 4454 | -742.1964 | 1151.4711 | 409.2747 | 4454 | -742.1964 | 1151.4711 | 409.2747
4455 | 1000 | -1016 | -16 | 4455 | 1000 | -1016 | -16 | 4455 | 1000 | -1016 | -16 | 4455 | 1636.3544 | -1716 | -79.6456 | 4455 | 1561.3018 | -1640.9474 | -79.6456 | 4455 | 1185.2247 | -1716 | -530.7753 | 4455 | -664.3798 | 1413.403 | 749.0231 | 4455 | -664.3798 | 1413.403 | 749.0231 | 4455 | -664.3798 | 1413.403 | 749.0231
4456 | 899.2713 | -1016 | -116.7287 | 4456 | 919.2534 | -1016 | -96.7466 | 4456 | 919.2534 | -1016 | -96.7466 | 4456 | 1223.1566 | -1716 | -492.8434 | 4456 | 1223.1566 | -1716 | -492.8434 | 4456 | 1223.1566 | -1716 | -492.8434 | 4456 | 908.5194 | -655.5724 | 252.9469 | 4456 | 908.5194 | -655.5724 | 252.9469 | 4456 | 908.5194 | -655.5724 | 252.9469
4457 | 1000 | -1016 | -16 | 4457 | 1000 | -1016 | -16 | 4457 | 1000 | -1016 | -16 | 4457 | 1428.0272 | -1716 | -287.9728 | 4457 | 1428.0272 | -1716 | -287.9728 | 4457 | 1428.0272 | -1716 | -287.9728 | 4457 | 1575.5932 | -1716 | -140.4068 | 4457 | 1575.5932 | -1716 | -140.4068 | 4457 | 1575.5932 | -1716 | -140.4068
4458 | 1000 | -1016 | -16 | 4458 | 1000 | -1016 | -16 | 4458 | 1000 | -1016 | -16 | 4458 | 1714.4496 | -1716 | -1.5504 | 4458 | 1943.5967 | -1716 | 227.5967 | 4458 | 1932.5967 | -1716 | 216.5967 | 4458 | 2000 | -1716 | 284 | 4458 | 2000 | -1716 | 284 | 4458 | 2000 | -1716 | 284
4459 | 1000 | -1016 | -16 | 4459 | 1000 | -1016 | -16 | 4459 | 1000 | -1016 | -16 | 4459 | 1916.438 | -1716 | 200.438 | 4459 | 1927.438 | -1716 | 211.438 | 4459 | 1881.742 | -1716 | 165.742 | 4459 | 2000 | -1716 | 284 | 4459 | 2000 | -1716 | 284 | 4459 | 2000 | -1716 | 284
4460 | 1000 | -1016 | -16 | 4460 | 1000 | -1016 | -16 | 4460 | 1000 | -1016 | -16 | 4460 | 1772.3045 | -1716 | 56.3045 | 4460 | 1783.3045 | -1716 | 67.3045 | 4460 | 1783.3045 | -1716 | 67.3045 | 4460 | 2000 | -1716 | 284 | 4460 | 2000 | -1716 | 284 | 4460 | 2000 | -1716 | 284
4461 | 1000 | -1016 | -16 | 4461 | 1000 | -1016 | -16 | 4461 | 1000 | -1016 | -16 | 4461 | 1999.4626 | -1716 | 283.4626 | 4461 | 2000 | -1716 | 284 | 4461 | 2000 | -1716 | 284 | 4461 | 2000 | -1716 | 284 | 4461 | 2000 | -1716 | 284 | 4461 | 2000 | -1716 | 284
4462 | 1000 | -1016 | -16 | 4462 | 1000 | -1016 | -16 | 4462 | 1000 | -1016 | -16 | 4462 | 2000 | -1716 | 284 | 4462 | 2000 | -1716 | 284 | 4462 | 2000 | -1716 | 284 | 4462 | 2000 | -1716 | 284 | 4462 | 2000 | -1716 | 284 | 4462 | 2000 | -1716 | 284
4463 | 1000 | -1016 | -16 | 4463 | 1000 | -1016 | -16 | 4463 | 1000 | -1016 | -16 | 4463 | 2000 | -1716 | 284 | 4463 | 2000 | -1716 | 284 | 4463 | 2000 | -1716 | 284 | 4463 | 2000 | -1654.2025 | 345.7975 | 4463 | 2000 | -1654.2025 | 345.7975 | 4463 | 2000 | -1654.2025 | 345.7975
4464 | 1000 | -1016 | -16 | 4464 | 1000 | -1016 | -16 | 4464 | 1000 | -1016 | -16 | 4464 | 2000 | -1716 | 284 | 4464 | 2000 | -1716 | 284 | 4464 | 2000 | -1716 | 284 | 4464 | 2000 | -1615.8666 | 384.1334 | 4464 | 2000 | -1615.8666 | 384.1334 | 4464 | 2000 | -1615.8666 | 384.1334
4465 | 1000 | -1016 | -16 | 4465 | 1000 | -1016 | -16 | 4465 | 1000 | -1016 | -16 | 4465 | 2000 | -1716 | 284 | 4465 | 2000 | -1716 | 284 | 4465 | 2000 | -1716 | 284 | 4465 | 2000 | -1574.857 | 425.143 | 4465 | 2000 | -1574.857 | 425.143 | 4465 | 2000 | -1574.857 | 425.143
4466 | 1000 | -1016 | -16 | 4466 | 1000 | -1016 | -16 | 4466 | 1000 | -1016 | -16 | 4466 | 2000 | -1716 | 284 | 4466 | 2000 | -1716 | 284 | 4466 | 2000 | -1716 | 284 | 4466 | 2000 | -1591.8768 | 408.1232 | 4466 | 2000 | -1591.8768 | 408.1232 | 4466 | 2000 | -1591.8768 | 408.1232
4467 | 1000 | -1016 | -16 | 4467 | 1000 | -1016 | -16 | 4467 | 1000 | -1016 | -16 | 4467 | 2000 | -1716 | 284 | 4467 | 2000 | -1716 | 284 | 4467 | 2000 | -1716 | 284 | 4467 | 2000 | -1516.355 | 483.645 | 4467 | 2000 | -1516.355 | 483.645 | 4467 | 2000 | -1516.355 | 483.645
4468 | 1000 | -1016 | -16 | 4468 | 1000 | -1016 | -16 | 4468 | 1000 | -1016 | -16 | 4468 | 1896.1063 | -1716 | 180.1063 | 4468 | 1896.1063 | -1716 | 180.1063 | 4468 | 1896.1063 | -1716 | 180.1063 | 4468 | 2000 | -1716 | 284 | 4468 | 2000 | -1716 | 284 | 4468 | 2000 | -1716 | 284
4469 | 1000 | -1016 | -16 | 4469 | 1000 | -1016 | -16 | 4469 | 1000 | -1016 | -16 | 4469 | 1691.4415 | -1716 | -24.5585 | 4469 | 1691.4415 | -1716 | -24.5585 | 4469 | 1691.4415 | -1716 | -24.5585 | 4469 | 1777.171 | -1716 | 61.171 | 4469 | 1777.171 | -1716 | 61.171 | 4469 | 1777.171 | -1716 | 61.171
4470 | 1000 | -1016 | -16 | 4470 | 1000 | -1016 | -16 | 4470 | 1000 | -1016 | -16 | 4470 | 1673.4532 | -1716 | -42.5468 | 4470 | 1673.4532 | -1716 | -42.5468 | 4470 | 1673.4532 | -1716 | -42.5468 | 4470 | 1859.0044 | -1716 | 143.0044 | 4470 | 1859.0044 | -1716 | 143.0044 | 4470 | 1859.0044 | -1716 | 143.0044
4471 | 1000 | -1016 | -16 | 4471 | 1000 | -1016 | -16 | 4471 | 1000 | -1016 | -16 | 4471 | 1804.259 | -1716 | 88.259 | 4471 | 1804.259 | -1716 | 88.259 | 4471 | 1804.259 | -1716 | 88.259 | 4471 | 2000 | -1553.579 | 446.421 | 4471 | 2000 | -1553.579 | 446.421 | 4471 | 2000 | -1553.579 | 446.421
4472 | 1000 | -1016 | -16 | 4472 | 1000 | -1016 | -16 | 4472 | 1000 | -1016 | -16 | 4472 | 2000 | -1716 | 284 | 4472 | 2000 | -1716 | 284 | 4472 | 2000 | -1716 | 284 | 4472 | -165.7759 | 975.8888 | 810.1129 | 4472 | -165.7759 | 975.8888 | 810.1129 | 4472 | -165.7759 | 975.8888 | 810.1129
4473 | 1000 | -790.7098 | 209.2902 | 4473 | 1000 | -1016 | -16 | 4473 | 1000 | -1016 | -16 | 4473 | 2000 | -1698.3969 | 301.6031 | 4473 | 1870.6896 | -1716 | 154.6896 | 4473 | 1557.316 | -1716 | -158.684 | 4473 | -593.4669 | 1394.0672 | 800.6003 | 4473 | -593.4669 | 1394.0672 | 800.6003 | 4473 | -593.4669 | 894.0672 | 300.6003
4474 | 1000 | -1016 | -16 | 4474 | 1000 | -1016 | -16 | 4474 | 960.3224 | -1016 | -55.6776 | 4474 | 2000 | -1716 | 284 | 4474 | 1669.8444 | -1716 | -46.1556 | 4474 | 1669.8444 | -1716 | -46.1556 | 4474 | -144.1956 | 447.0058 | 302.8102 | 4474 | -144.1956 | 396.2582 | 252.0626 | 4474 | -144.1956 | 459.2134 | 315.0178
4475 | -137.6339 | -964.5358 | -1102.1697 | 4475 | -137.6339 | -964.5358 | -1102.1697 | 4475 | -109.6098 | -225.6599 | -335.2697 | 4475 | 1020.4865 | -1716 | -695.5135 | 4475 | 704.4024 | -1716 | -1011.5976 | 4475 | 1466.0895 | -1623.8358 | -157.7463 | 4475 | -378.5132 | 339.1107 | -39.4025 | 4475 | -378.5132 | 379.3945 | 0.88127 | 4475 | -356.5132 | 607.0016 | 250.4884
4476 | -430.9674 | 310.2015 | -120.7659 | 4476 | -430.9674 | 240.3 | -190.6674 | 4476 | -430.9674 | 240.3 | -190.6674 | 4476 | -859.4072 | 303.2955 | -556.1117 | 4476 | -878.9327 | 242.8616 | -636.0711 | 4476 | -760.3226 | 557.8182 | -202.5044 | 4476 | -1010.5845 | 1717 | 706.4155 | 4476 | -1010.5845 | 1717 | 706.4155 | 4476 | -1010.5845 | 1588.9161 | 578.3317
4477 | -446.5298 | 741.9769 | 295.4471 | 4477 | -446.5298 | -242.4876 | -689.0174 | 4477 | -446.5298 | 238.3422 | -208.1876 | 4477 | -771.8287 | 1118.4977 | 346.669 | 4477 | -887.5192 | 734.1882 | -153.331 | 4477 | -887.5192 | 734.1882 | -153.331 | 4477 | -1012.1952 | 1717 | 704.8048 | 4477 | -1012.1952 | 1717 | 704.8048 | 4477 | -1012.1952 | 1717 | 704.8048
4478 | -267.35 | 244.4218 | -22.9281 | 4478 | -267.35 | -255.5782 | -522.9281 | 4478 | -267.35 | -255.5782 | -522.9281 | 4478 | -843.828 | 834.366 | -9.462 | 4478 | -886.4097 | 376.9477 | -509.462 | 4478 | -788.2142 | 278.7522 | -509.462 | 4478 | -1008.7625 | 1717 | 708.2375 | 4478 | -1008.7625 | 1717 | 708.2375 | 4478 | -1008.7625 | 1717 | 708.2375
4479 | 1000 | -1016 | -16 | 4479 | 1000 | -1016 | -16 | 4479 | 1000 | -1016 | -16 | 4479 | 1611.4871 | -1716 | -104.5129 | 4479 | 1611.4871 | -1716 | -104.5129 | 4479 | 1611.4871 | -1716 | -104.5129 | 4479 | -1036.8661 | 1665.2418 | 628.3757 | 4479 | -1036.8661 | 1665.2418 | 628.3757 | 4479 | -1036.8661 | 1665.2418 | 628.3757
4480 | 952.5803 | -1016 | -63.4197 | 4480 | 1000 | -1016 | -16 | 4480 | 1000 | -1016 | -16 | 4480 | 1689.6017 | -1716 | -26.3983 | 4480 | 1775.1539 | -1716 | 59.1539 | 4480 | 1775.1539 | -1716 | 59.1539 | 4480 | 1757.684 | -1716 | 41.684 | 4480 | 1757.684 | -1716 | 41.684 | 4480 | 1757.684 | -1716 | 41.684
4481 | 867.6513 | -1016 | -148.3487 | 4481 | 1000 | -1016 | -16 | 4481 | 1000 | -1016 | -16 | 4481 | 1357.5163 | -1716 | -358.4837 | 4481 | 1869.9724 | -1716 | 153.9724 | 4481 | 1765.1118 | -1716 | 49.1118 | 4481 | 1411.0622 | -1716 | -304.9378 | 4481 | 1911.0622 | -1716 | 195.0622 | 4481 | 1911.0622 | -1716 | 195.0622
4482 | 1000 | -1016 | -16 | 4482 | 1000 | -1016 | -16 | 4482 | 1000 | -1016 | -16 | 4482 | 1667.455 | -1716 | -48.545 | 4482 | 1756.5527 | -1716 | 40.5527 | 4482 | 1621.3573 | -1716 | -94.6427 | 4482 | 1751.0121 | -1716 | 35.0121 | 4482 | 2000 | -1716 | 284 | 4482 | 1684.9144 | -1716 | -31.0856
4483 | 1000 | -1016 | -16 | 4483 | 1000 | -1016 | -16 | 4483 | 1000 | -1016 | -16 | 4483 | 1715.5593 | -1716 | -0.44075 | 4483 | 1983.5593 | -1716 | 267.5593 | 4483 | 1623.3638 | -1716 | -92.6362 | 4483 | 1764.9349 | -1716 | 48.9349 | 4483 | 1900.8463 | -1716 | 184.8463 | 4483 | 1647.3727 | -1716 | -68.6273
4484 | 1000 | -1016 | -16 | 4484 | 1000 | -1016 | -16 | 4484 | 1000 | -1016 | -16 | 4484 | 1585.8945 | -1716 | -130.1055 | 4484 | 1986.699 | -1716 | 270.699 | 4484 | 1631.0703 | -1716 | -84.9297 | 4484 | 1516.6054 | -1716 | -199.3946 | 4484 | 1913.8985 | -1716 | 197.8985 | 4484 | 1594.1675 | -1716 | -121.8325
4485 | 1000 | -1016 | -16 | 4485 | 1000 | -1016 | -16 | 4485 | 1000 | -1016 | -16 | 4485 | 1298.955 | -1716 | -417.045 | 4485 | 1837.1308 | -1716 | 121.1308 | 4485 | 1746.8033 | -1716 | 30.8033 | 4485 | 1285.9731 | -1716 | -430.0269 | 4485 | 1812.3148 | -1716 | 96.3148 | 4485 | 1715.2866 | -1716 | -0.71339
4486 | 827.8115 | -1016 | -188.1885 | 4486 | 1000 | -1016 | -16 | 4486 | 1000 | -1016 | -16 | 4486 | 1355.2216 | -1716 | -360.7784 | 4486 | 1833.7002 | -1716 | 117.7002 | 4486 | 1833.7002 | -1716 | 117.7002 | 4486 | 1331.3796 | -1716 | -384.6204 | 4486 | 1787.3634 | -1716 | 71.3634 | 4486 | 1750.6261 | -1716 | 34.6261
4487 | 802.0127 | -1016 | -213.9873 | 4487 | 1000 | -1016 | -16 | 4487 | 1000 | -1016 | -16 | 4487 | 1341.2083 | -1716 | -374.7917 | 4487 | 1341.2083 | -1716 | -374.7917 | 4487 | 1341.2083 | -1716 | -374.7917 | 4487 | 1251.5645 | -1716 | -464.4355 | 4487 | 1251.5645 | -1716 | -464.4355 | 4487 | 1251.5645 | -1716 | -464.4355
4488 | 678.6639 | -1016 | -337.3361 | 4488 | 678.6639 | -1016 | -337.3361 | 4488 | 678.6639 | -1016 | -337.3361 | 4488 | 1256.3608 | -1716 | -459.6392 | 4488 | 1256.3608 | -1716 | -459.6392 | 4488 | 1256.3608 | -1716 | -459.6392 | 4488 | 1253.2701 | -1716 | -462.7299 | 4488 | 1253.2701 | -1716 | -462.7299 | 4488 | 1253.2701 | -1716 | -462.7299
4489 | 739.6075 | -1016 | -276.3925 | 4489 | 739.6075 | -1016 | -276.3925 | 4489 | 739.6075 | -1016 | -276.3925 | 4489 | 1337.4478 | -1716 | -378.5522 | 4489 | 1337.4478 | -1716 | -378.5522 | 4489 | 1337.4478 | -1716 | -378.5522 | 4489 | 1313.0191 | -1716 | -402.9809 | 4489 | 1313.0191 | -1716 | -402.9809 | 4489 | 1313.0191 | -1716 | -402.9809
4490 | 678.3956 | -1016 | -337.6044 | 4490 | 678.3956 | -1016 | -337.6044 | 4490 | 678.3956 | -1016 | -337.6044 | 4490 | 1312.107 | -1716 | -403.893 | 4490 | 1312.107 | -1716 | -403.893 | 4490 | 1312.107 | -1716 | -403.893 | 4490 | 1262.124 | -1716 | -453.876 | 4490 | 1262.124 | -1716 | -453.876 | 4490 | 1262.124 | -1716 | -453.876
4491 | 657.4953 | -1016 | -358.5047 | 4491 | 657.4953 | -1016 | -358.5047 | 4491 | 657.4953 | -1016 | -358.5047 | 4491 | 1258.2869 | -1716 | -457.7131 | 4491 | 1258.2869 | -1716 | -457.7131 | 4491 | 1258.2869 | -1716 | -457.7131 | 4491 | 1248.9567 | -1716 | -467.0433 | 4491 | 1248.9567 | -1716 | -467.0433 | 4491 | 1248.9567 | -1716 | -467.0433
4492 | 505.7688 | -1016 | -510.2312 | 4492 | 649.2833 | -1016 | -366.7167 | 4492 | 505.7688 | -1016 | -510.2312 | 4492 | 1148.9508 | -1716 | -567.0492 | 4492 | 1148.9508 | -1716 | -567.0492 | 4492 | 1148.9508 | -1716 | -567.0492 | 4492 | 1041.4981 | -1716 | -674.5019 | 4492 | 1041.4981 | -1716 | -674.5019 | 4492 | 1041.4981 | -1716 | -674.5019
4493 | 641.6297 | -1016 | -374.3703 | 4493 | 1000 | -1016 | -16 | 4493 | 1000 | -1016 | -16 | 4493 | 1128.3499 | -1716 | -587.6501 | 4493 | 1128.3499 | -1716 | -587.6501 | 4493 | 1128.3499 | -1716 | -587.6501 | 4493 | 1049.6714 | -1716 | -666.3286 | 4493 | 1049.6714 | -1716 | -666.3286 | 4493 | 1049.6714 | -1716 | -666.3286
4494 | 925.4873 | -1016 | -90.5127 | 4494 | 983.0247 | -1016 | -32.9753 | 4494 | 983.0247 | -1016 | -32.9753 | 4494 | 1287.6515 | -1716 | -428.3485 | 4494 | 1287.6515 | -1716 | -428.3485 | 4494 | 1287.6515 | -1716 | -428.3485 | 4494 | 725.741 | -979.4158 | -253.6748 | 4494 | 725.741 | -979.4158 | -253.6748 | 4494 | 725.741 | -979.4158 | -253.6748
4495 | 1000 | -1016 | -16 | 4495 | 701.7271 | -1016 | -314.2729 | 4495 | 657.1115 | -1016 | -358.8885 | 4495 | 1360.4231 | -1716 | -355.5769 | 4495 | 860.4231 | -1716 | -855.5769 | 4495 | 860.4231 | -1716 | -855.5769 | 4495 | 980.6109 | -1132.2255 | -151.6145 | 4495 | 598.2836 | -1249.8982 | -651.6145 | 4495 | 858.1191 | -1509.7336 | -651.6145
4496 | 901.7994 | -952.8539 | -51.0545 | 4496 | 860.6837 | -1016 | -155.3163 | 4496 | 860.6837 | -1016 | -155.3163 | 4496 | 1097.9769 | -1225.015 | -127.0381 | 4496 | 1088.9619 | -1716 | -627.0381 | 4496 | 1088.9619 | -1716 | -627.0381 | 4496 | 376.6677 | -166.5388 | 210.1288 | 4496 | 376.6677 | -666.5388 | -289.8712 | 4496 | 376.6677 | -666.5388 | -289.8712
4497 | 440.5068 | -351.7287 | 88.7781 | 4497 | 440.5068 | -1016 | -575.4932 | 4497 | 440.5068 | -851.7287 | -411.2219 | 4497 | 590.7227 | -544.0393 | 46.6834 | 4497 | 590.7227 | -1044.0393 | -453.3166 | 4497 | 590.7227 | -1044.0393 | -453.3166 | 4497 | -176.5482 | 599.6468 | 423.0987 | 4497 | -176.5482 | 99.6468 | -76.9013 | 4497 | -176.5482 | 99.6468 | -76.9013
4498 | 320.5946 | -932.7126 | -612.118 | 4498 | 220.51 | -1016 | -795.49 | 4498 | 224.7426 | -660.1156 | -435.3731 | 4498 | 371.09 | -623.1419 | -252.0519 | 4498 | 371.09 | -1387.7256 | -1016.6356 | 4498 | 371.09 | -710.1717 | -339.0818 | 4498 | -237.3515 | 782.9732 | 545.6217 | 4498 | -237.3515 | -344.0053 | -581.3567 | 4498 | -391.5841 | 437.2058 | 45.6217
4499 | 454.4485 | -1016 | -561.5515 | 4499 | 282.0061 | -1016 | -733.9939 | 4499 | 481.7509 | -1016 | -534.2491 | 4499 | 620.3376 | -1716 | -1095.6624 | 4499 | 574.6548 | -1716 | -1141.3452 | 4499 | 616.2882 | -1233.3186 | -617.0305 | 4499 | -147.1058 | -850.8011 | -997.9069 | 4499 | -91.9578 | -913.5372 | -1005.495 | 4499 | -130.1753 | -108.4197 | -238.595
4500 | 738.9278 | -1016 | -277.0722 | 4500 | 817.3379 | -1016 | -198.6621 | 4500 | 807.4774 | -1016 | -208.5226 | 4500 | 1191.7431 | -1716 | -524.2569 | 4500 | 1237.5105 | -1716 | -478.4895 | 4500 | 1259.5105 | -1667.259 | -407.7485 | 4500 | -420.4893 | 1013.9003 | 593.411 | 4500 | -470.4046 | 563.8156 | 93.411 | 4500 | -473.7219 | 567.1329 | 93.411
4501 | 1000 | -1016 | -16 | 4501 | 258.0617 | -1016 | -757.9383 | 4501 | 788.622 | -1016 | -227.378 | 4501 | 1894.1819 | -1716 | 178.1819 | 4501 | 1427.1637 | -1716 | -288.8363 | 4501 | 1427.1637 | -1716 | -288.8363 | 4501 | 6.242 | 551.0657 | 557.3077 | 4501 | 2.0094 | 55.2983 | 57.3077 | 4501 | 47.7767 | 9.5309 | 57.3077
4502 | 1000 | -908.8413 | 91.1587 | 4502 | 1000 | -1016 | -16 | 4502 | 973.976 | -1016 | -42.024 | 4502 | 1785.1276 | -1716 | 69.1276 | 4502 | 1502.3735 | -1716 | -213.6265 | 4502 | 1285.1276 | -1716 | -430.8724 | 4502 | 1125.7892 | -1716 | -590.2108 | 4502 | 1124.7892 | -1266.9442 | -142.155 | 4502 | 1274.7892 | -1563.0929 | -288.3036
4503 | 1000 | -1016 | -16 | 4503 | 1000 | -1016 | -16 | 4503 | 904.029 | -1016 | -111.971 | 4503 | 1480.2243 | -1716 | -235.7757 | 4503 | 1480.2243 | -1716 | -235.7757 | 4503 | 1480.2243 | -1716 | -235.7757 | 4503 | 1616.5409 | -1716 | -99.4591 | 4503 | 1243.8821 | -1716 | -472.1179 | 4503 | 1243.8821 | -1716 | -472.1179
4504 | 848.7601 | -1016 | -167.2399 | 4504 | 1000 | -1016 | -16 | 4504 | 848.7601 | -1016 | -167.2399 | 4504 | 1407.6627 | -1716 | -308.3373 | 4504 | 1407.6627 | -1716 | -308.3373 | 4504 | 1407.6627 | -1716 | -308.3373 | 4504 | 1621.8483 | -1716 | -94.1517 | 4504 | 1621.8483 | -1716 | -94.1517 | 4504 | 1621.8483 | -1716 | -94.1517
4505 | 553.5513 | -1016 | -462.4487 | 4505 | 1000 | -1016 | -16 | 4505 | 553.5513 | -1016 | -462.4487 | 4505 | 1246.4672 | -1716 | -469.5328 | 4505 | 1504.2627 | -1716 | -211.7373 | 4505 | 1504.2627 | -1716 | -211.7373 | 4505 | 1440.5942 | -1716 | -275.4058 | 4505 | 1440.5942 | -1716 | -275.4058 | 4505 | 1440.5942 | -1716 | -275.4058
4506 | 413.5095 | -1016 | -602.4905 | 4506 | 1000 | -1016 | -16 | 4506 | 901.8746 | -1016 | -114.1254 | 4506 | 1171.3565 | -1716 | -544.6435 | 4506 | 2000 | -1716 | 284 | 4506 | 1557.782 | -1716 | -158.218 | 4506 | 1587.3564 | -1716 | -128.6436 | 4506 | 2000 | -1716 | 284 | 4506 | 1683.3844 | -1716 | -32.6156
4507 | 1000 | -1016 | -16 | 4507 | 1000 | -1016 | -16 | 4507 | 1000 | -1016 | -16 | 4507 | 2000 | -1716 | 284 | 4507 | 2000 | -1716 | 284 | 4507 | 1551.7414 | -1716 | -164.2586 | 4507 | 2000 | -1716 | 284 | 4507 | 2000 | -1716 | 284 | 4507 | 1923.1595 | -1716 | 207.1595
4508 | 1000 | -1016 | -16 | 4508 | 1000 | -1016 | -16 | 4508 | 1000 | -1016 | -16 | 4508 | 1885.4022 | -1716 | 169.4022 | 4508 | 1914.1448 | -1716 | 198.1448 | 4508 | 1744.0511 | -1716 | 28.0511 | 4508 | 1771.8889 | -1716 | 55.8889 | 4508 | 2000 | -1716 | 284 | 4508 | 1771.8889 | -1716 | 55.8889
4509 | 1000 | -1016 | -16 | 4509 | 1000 | -1016 | -16 | 4509 | 1000 | -1016 | -16 | 4509 | 1115.8779 | -1716 | -600.1221 | 4509 | 1567.0261 | -1716 | -148.9739 | 4509 | 1567.0261 | -1716 | -148.9739 | 4509 | 1083.9559 | -1716 | -632.0441 | 4509 | 1751.7354 | -1716 | 35.7354 | 4509 | 1583.9559 | -1716 | -132.0441
4510 | 930.712 | -1016 | -85.288 | 4510 | 1000 | -1016 | -16 | 4510 | 1000 | -1016 | -16 | 4510 | 1192.9839 | -1716 | -523.0161 | 4510 | 1462.697 | -1716 | -253.303 | 4510 | 1462.697 | -1716 | -253.303 | 4510 | 1186.6789 | -1716 | -529.3211 | 4510 | 1241.9926 | -1716 | -474.0074 | 4510 | 1241.9926 | -1716 | -474.0074
4511 | 902.1467 | -1016 | -113.8533 | 4511 | 1000 | -1016 | -16 | 4511 | 907.4026 | -1016 | -108.5974 | 4511 | 1433.0932 | -1716 | -282.9068 | 4511 | 1433.0932 | -1716 | -282.9068 | 4511 | 1433.0932 | -1716 | -282.9068 | 4511 | 1331.6339 | -1716 | -384.3661 | 4511 | 1331.6339 | -1716 | -384.3661 | 4511 | 1331.6339 | -1716 | -384.3661
4512 | 1000 | -1016 | -16 | 4512 | 1000 | -1016 | -16 | 4512 | 1000 | -1016 | -16 | 4512 | 1649.5893 | -1716 | -66.4107 | 4512 | 1649.5893 | -1716 | -66.4107 | 4512 | 1649.5893 | -1716 | -66.4107 | 4512 | 1493.629 | -1716 | -222.371 | 4512 | 1493.629 | -1716 | -222.371 | 4512 | 1493.629 | -1716 | -222.371
4513 | 1000 | -1016 | -16 | 4513 | 1000 | -1016 | -16 | 4513 | 1000 | -1016 | -16 | 4513 | 1638.5492 | -1716 | -77.4508 | 4513 | 1638.5492 | -1716 | -77.4508 | 4513 | 1638.5492 | -1716 | -77.4508 | 4513 | 1560.1996 | -1716 | -155.8004 | 4513 | 1560.1996 | -1716 | -155.8004 | 4513 | 1560.1996 | -1716 | -155.8004
4514 | 1000 | -1016 | -16 | 4514 | 1000 | -1016 | -16 | 4514 | 1000 | -1016 | -16 | 4514 | 1565.6481 | -1716 | -150.3519 | 4514 | 1565.6481 | -1716 | -150.3519 | 4514 | 1565.6481 | -1716 | -150.3519 | 4514 | 1496.9965 | -1716 | -219.0035 | 4514 | 1496.9965 | -1716 | -219.0035 | 4514 | 1496.9965 | -1716 | -219.0035
4515 | 1000 | -1016 | -16 | 4515 | 1000 | -1016 | -16 | 4515 | 1000 | -1016 | -16 | 4515 | 1473.265 | -1716 | -242.735 | 4515 | 1473.265 | -1716 | -242.735 | 4515 | 1473.265 | -1716 | -242.735 | 4515 | 1391.8113 | -1716 | -324.1887 | 4515 | 1391.8113 | -1716 | -324.1887 | 4515 | 1391.8113 | -1716 | -324.1887
4516 | 867.0195 | -1016 | -148.9805 | 4516 | 1000 | -1016 | -16 | 4516 | 1000 | -1016 | -16 | 4516 | 1310.2717 | -1716 | -405.7283 | 4516 | 1310.2717 | -1716 | -405.7283 | 4516 | 1310.2717 | -1716 | -405.7283 | 4516 | 1223.7619 | -1716 | -492.2381 | 4516 | 1223.7619 | -1716 | -492.2381 | 4516 | 1223.7619 | -1716 | -492.2381
4517 | 1000 | -1016 | -16 | 4517 | 1000 | -1016 | -16 | 4517 | 1000 | -1016 | -16 | 4517 | 1292.074 | -1716 | -423.926 | 4517 | 1292.074 | -1716 | -423.926 | 4517 | 1292.074 | -1716 | -423.926 | 4517 | 1127.5183 | -1716 | -588.4817 | 4517 | 1127.5183 | -1716 | -588.4817 | 4517 | 1127.5183 | -1716 | -588.4817
4518 | 987.9557 | -1016 | -28.0443 | 4518 | 1000 | -1016 | -16 | 4518 | 987.9557 | -1016 | -28.0443 | 4518 | 1440.6554 | -1716 | -275.3446 | 4518 | 1440.6554 | -1716 | -275.3446 | 4518 | 1440.6554 | -1716 | -275.3446 | 4518 | 836.3411 | -1666.5779 | -830.2368 | 4518 | 836.3411 | -1666.5779 | -830.2368 | 4518 | 836.3411 | -1666.5779 | -830.2368
4519 | 1000 | -1016 | -16 | 4519 | 1000 | -1016 | -16 | 4519 | 1000 | -1016 | -16 | 4519 | 1528.5773 | -1716 | -187.4227 | 4519 | 1297.4549 | -1716 | -418.5451 | 4519 | 1408.1964 | -1716 | -307.8036 | 4519 | 1071.5283 | -1716 | -644.4717 | 4519 | 1021.5565 | -1716 | -694.4435 | 4519 | 739.3791 | -1716 | -976.6209
4520 | 1000 | -1016 | -16 | 4520 | 848.7394 | -1016 | -167.2606 | 4520 | 848.7394 | -1016 | -167.2606 | 4520 | 1459.3646 | -1716 | -256.6354 | 4520 | 1464.0433 | -1716 | -251.9567 | 4520 | 1252.5085 | -1716 | -463.4915 | 4520 | 939.5183 | -1716 | -776.4817 | 4520 | 891.0639 | -1716 | -824.9361 | 4520 | 925.5043 | -1716 | -790.4957
4521 | 700.2232 | -1016 | -315.7768 | 4521 | 262.7984 | -1016 | -753.2016 | 4521 | 327.1089 | -1016 | -688.8911 | 4521 | 1501.9265 | -1716 | -214.0735 | 4521 | 1356.07 | -1716 | -359.93 | 4521 | 1233.0578 | -1716 | -482.9422 | 4521 | 1545.457 | -1716 | -170.543 | 4521 | 1200.6659 | -1716 | -515.3341 | 4521 | 1045.457 | -1716 | -670.543
4522 | 1000 | -1016 | -16 | 4522 | 252.0884 | -1016 | -763.9116 | 4522 | 361.6808 | -1016 | -654.3192 | 4522 | 765.8653 | -1716 | -950.1347 | 4522 | 665.8653 | -1716 | -1050.1347 | 4522 | 1385.9283 | -1716 | -330.0717 | 4522 | 1480.3826 | -1716 | -235.6174 | 4522 | 980.3826 | -1716 | -735.6174 | 4522 | 1157.4041 | -1716 | -558.5959
4523 | 561.3317 | -1016 | -454.6683 | 4523 | 514.0564 | -1016 | -501.9436 | 4523 | 661.4164 | -1016 | -354.5836 | 4523 | 1010.9646 | -1716 | -705.0354 | 4523 | 742.4389 | -1716 | -973.5611 | 4523 | 1013.709 | -1716 | -702.291 | 4523 | 1193.8855 | -1716 | -522.1145 | 4523 | 881.6132 | -1716 | -834.3868 | 4523 | 1148.3672 | -1716 | -567.6328
4524 | 1000 | -1016 | -16 | 4524 | 670.938 | -1016 | -345.062 | 4524 | 670.938 | -1016 | -345.062 | 4524 | 1383.6416 | -1716 | -332.3584 | 4524 | 1344.9679 | -1716 | -371.0321 | 4524 | 1344.9679 | -1716 | -371.0321 | 4524 | 33.3121 | -1716 | -1682.6879 | 4524 | 33.3121 | -1716 | -1682.6879 | 4524 | 800.2121 | -1716 | -915.7879
4525 | 895.6802 | -1016 | -120.3198 | 4525 | 395.6802 | -1016 | -620.3198 | 4525 | 395.6802 | -1016 | -620.3198 | 4525 | 1588.7373 | -1716 | -127.2627 | 4525 | 1044.6284 | -1716 | -671.3716 | 4525 | 1044.6284 | -1716 | -671.3716 | 4525 | 1297.4124 | -1716 | -418.5876 | 4525 | 828.9671 | -1716 | -887.0329 | 4525 | 1268.9671 | -1716 | -447.0329
4526 | 736.5484 | -1016 | -279.4516 | 4526 | 736.5484 | -1016 | -279.4516 | 4526 | 736.5484 | -1016 | -279.4516 | 4526 | 1424.2726 | -1716 | -291.7274 | 4526 | 1408.3019 | -1716 | -307.6981 | 4526 | 1424.2726 | -1716 | -291.7274 | 4526 | 1643.2025 | -1716 | -72.7975 | 4526 | 1643.2025 | -1716 | -72.7975 | 4526 | 1643.2025 | -1716 | -72.7975
4527 | 774.2022 | -1016 | -241.7978 | 4527 | 774.2022 | -1016 | -241.7978 | 4527 | 774.2022 | -1016 | -241.7978 | 4527 | 1300.1195 | -1716 | -415.8805 | 4527 | 1300.1195 | -1716 | -415.8805 | 4527 | 1300.1195 | -1716 | -415.8805 | 4527 | 1526.2433 | -1716 | -189.7567 | 4527 | 1526.2433 | -1716 | -189.7567 | 4527 | 1526.2433 | -1716 | -189.7567
4528 | 617.5136 | -1016 | -398.4864 | 4528 | 617.5136 | -1016 | -398.4864 | 4528 | 617.5136 | -1016 | -398.4864 | 4528 | 1262.6973 | -1716 | -453.3027 | 4528 | 1262.6973 | -1716 | -453.3027 | 4528 | 1262.6973 | -1716 | -453.3027 | 4528 | 1429.0621 | -1716 | -286.9379 | 4528 | 1429.0621 | -1716 | -286.9379 | 4528 | 1429.0621 | -1716 | -286.9379
4529 | 620.6975 | -1016 | -395.3025 | 4529 | 1000 | -1016 | -16 | 4529 | 1000 | -1016 | -16 | 4529 | 1218.2578 | -1716 | -497.7422 | 4529 | 1155.8481 | -1716 | -560.1519 | 4529 | 1245.8481 | -1716 | -470.1519 | 4529 | 1165.4265 | -1716 | -550.5735 | 4529 | 1864.1371 | -1716 | 148.1371 | 4529 | 1665.4265 | -1716 | -50.5735
4530 | 888.7797 | -1016 | -127.2203 | 4530 | 1000 | -1016 | -16 | 4530 | 1000 | -1016 | -16 | 4530 | 1088.7857 | -1716 | -627.2143 | 4530 | 1588.7857 | -1716 | -127.2143 | 4530 | 1588.7857 | -1716 | -127.2143 | 4530 | 1912.1738 | -1716 | 196.1738 | 4530 | 1966.1738 | -1716 | 250.1738 | 4530 | 1867.6667 | -1716 | 151.6667
4531 | 1000 | -1016 | -16 | 4531 | 1000 | -1016 | -16 | 4531 | 1000 | -1016 | -16 | 4531 | 1513.4262 | -1716 | -202.5738 | 4531 | 1860.0908 | -1716 | 144.0908 | 4531 | 1681.7568 | -1716 | -34.2432 | 4531 | 1637.1435 | -1716 | -78.8565 | 4531 | 1765.9282 | -1716 | 49.9282 | 4531 | 1656.9337 | -1716 | -59.0663
4532 | 1000 | -1016 | -16 | 4532 | 1000 | -1016 | -16 | 4532 | 1000 | -1016 | -16 | 4532 | 1604.3639 | -1716 | -111.6361 | 4532 | 1949.9732 | -1716 | 233.9732 | 4532 | 1598.022 | -1716 | -117.978 | 4532 | 1644.5786 | -1716 | -71.4214 | 4532 | 1698.1176 | -1716 | -17.8824 | 4532 | 1559.0039 | -1716 | -156.9961
4533 | 611.3038 | -1016 | -404.6962 | 4533 | 1000 | -1016 | -16 | 4533 | 1000 | -1016 | -16 | 4533 | 1177.794 | -1716 | -538.206 | 4533 | 1639.7871 | -1716 | -76.2129 | 4533 | 1639.7871 | -1716 | -76.2129 | 4533 | 1128.8393 | -1716 | -587.1607 | 4533 | 1478.8393 | -1716 | -237.1607 | 4533 | 1434.2517 | -1716 | -281.7483
4534 | 661.3409 | -1016 | -354.6591 | 4534 | 1000 | -1016 | -16 | 4534 | 1000 | -1016 | -16 | 4534 | 1205.7956 | -1716 | -510.2044 | 4534 | 1471.8715 | -1716 | -244.1285 | 4534 | 1696.8715 | -1716 | -19.1285 | 4534 | 1060.1553 | -1716 | -655.8447 | 4534 | 1260.1553 | -1716 | -455.8447 | 4534 | 1304.7429 | -1716 | -411.2571
4535 | 756.1206 | -1016 | -259.8794 | 4535 | 1000 | -1016 | -16 | 4535 | 1000 | -1016 | -16 | 4535 | 1325.4422 | -1716 | -390.5578 | 4535 | 1605.1139 | -1716 | -110.8861 | 4535 | 1290.1139 | -1716 | -425.8861 | 4535 | 957.425 | -1716 | -758.575 | 4535 | 1202.1003 | -1716 | -513.8997 | 4535 | 1202.1003 | -1716 | -513.8997
4536 | 711.3508 | -1016 | -304.6492 | 4536 | 711.3508 | -1016 | -304.6492 | 4536 | 711.3508 | -1016 | -304.6492 | 4536 | 1344.0227 | -1716 | -371.9773 | 4536 | 1315.0491 | -1716 | -400.9509 | 4536 | 1315.0491 | -1716 | -400.9509 | 4536 | 564.0667 | -1716 | -1151.9333 | 4536 | 636.136 | -1716 | -1079.864 | 4536 | 1183.2427 | -1716 | -532.7573
4537 | 1000 | -1016 | -16 | 4537 | 1000 | -1016 | -16 | 4537 | 1000 | -1016 | -16 | 4537 | 1426.9342 | -1716 | -289.0658 | 4537 | 1426.9342 | -1716 | -289.0658 | 4537 | 1426.9342 | -1716 | -289.0658 | 4537 | 1445.8952 | -1716 | -270.1048 | 4537 | 1445.8952 | -1716 | -270.1048 | 4537 | 1445.8952 | -1716 | -270.1048
4538 | 1000 | -1016 | -16 | 4538 | 1000 | -1016 | -16 | 4538 | 1000 | -1016 | -16 | 4538 | 1593.8418 | -1716 | -122.1582 | 4538 | 1593.8418 | -1716 | -122.1582 | 4538 | 1593.8418 | -1716 | -122.1582 | 4538 | 1679.1393 | -1716 | -36.8607 | 4538 | 1679.1393 | -1716 | -36.8607 | 4538 | 1679.1393 | -1716 | -36.8607
4539 | 1000 | -1016 | -16 | 4539 | 1000 | -1016 | -16 | 4539 | 1000 | -1016 | -16 | 4539 | 1594.73 | -1627.3909 | -32.6609 | 4539 | 1594.73 | -1627.3909 | -32.6609 | 4539 | 1683.3391 | -1716 | -32.6609 | 4539 | 1774.2139 | -1716 | 58.2139 | 4539 | 1774.2139 | -1716 | 58.2139 | 4539 | 1774.2139 | -1716 | 58.2139
4540 | 1000 | -1016 | -16 | 4540 | 1000 | -1016 | -16 | 4540 | 1000 | -1016 | -16 | 4540 | 662.9837 | -704.3484 | -41.3647 | 4540 | 1123.2875 | -1415.2471 | -291.9595 | 4540 | 837.7638 | -704.3484 | 133.4154 | 4540 | 1254.6229 | -1121.5501 | 133.0728 | 4540 | 1254.6229 | -1121.5501 | 133.0728 | 4540 | 1254.6229 | -1121.5501 | 133.0728
4541 | 1000 | -1016 | -16 | 4541 | 1000 | -1016 | -16 | 4541 | 1000 | -1016 | -16 | 4541 | 369.195 | -720.079 | -350.884 | 4541 | 869.195 | -720.079 | 149.116 | 4541 | 869.195 | -720.079 | 149.116 | 4541 | 655.4363 | -846.1383 | -190.7019 | 4541 | 675.7382 | -366.4401 | 309.2981 | 4541 | 655.4363 | -366.4401 | 288.9963
4542 | 673.6259 | -1016 | -342.3741 | 4542 | 727.6259 | -1016 | -288.3741 | 4542 | 716.6259 | -1016 | -299.3741 | 4542 | 251.7238 | -581.6298 | -329.906 | 4542 | 306.144 | -472.0191 | -165.8751 | 4542 | 751.7238 | -581.6298 | 170.094 | 4542 | 59.7198 | -228.0964 | -168.3766 | 4542 | 39.418 | -7.7945 | 31.6234 | 4542 | 59.7198 | -7.7945 | 51.9252
4543 | 470.0804 | -1016 | -545.9196 | 4543 | 470.0804 | -1016 | -545.9196 | 4543 | 470.0804 | -1016 | -545.9196 | 4543 | -141.7048 | 81.3931 | -60.3116 | 4543 | -141.7048 | 81.3931 | -60.3116 | 4543 | -141.7048 | 81.3931 | -60.3116 | 4543 | -622.9056 | 642.4585 | 19.5529 | 4543 | -622.9056 | 642.4585 | 19.5529 | 4543 | -622.9056 | 642.4585 | 19.5529
4544 | 230.483 | -530.7889 | -300.3059 | 4544 | 230.483 | -530.7889 | -300.3059 | 4544 | 230.483 | -531.9183 | -301.4353 | 4544 | -764.6553 | 987.2096 | 222.5543 | 4544 | -764.6553 | 987.2096 | 222.5543 | 4544 | -764.6553 | 987.2096 | 222.5543 | 4544 | -1192.6057 | 1531.4659 | 338.8602 | 4544 | -1192.6057 | 1531.4659 | 338.8602 | 4544 | -1192.6057 | 1531.4659 | 338.8602
4545 | -465.429 | 170.5609 | -294.8681 | 4545 | -465.429 | 170.5609 | -294.8681 | 4545 | -465.429 | -329.4391 | -794.8681 | 4545 | -1007.1764 | 656.3705 | -350.8059 | 4545 | -1007.1764 | 656.3705 | -350.8059 | 4545 | -1007.1764 | 656.3705 | -350.8059 | 4545 | -1085.6611 | 1501.4031 | 415.742 | 4545 | -1085.6611 | 1501.4031 | 415.742 | 4545 | -1085.6611 | 1501.4031 | 415.742
4546 | -402.7412 | 289.1483 | -113.5929 | 4546 | -402.7412 | -210.8517 | -613.5929 | 4546 | -402.7412 | -210.8517 | -613.5929 | 4546 | -957.3306 | 807.8174 | -149.5133 | 4546 | -957.3306 | 807.8174 | -149.5133 | 4546 | -957.3306 | 807.8174 | -149.5133 | 4546 | -1048.6573 | 1694.512 | 645.8547 | 4546 | -1048.6573 | 1694.512 | 645.8547 | 4546 | -1048.6573 | 1694.512 | 645.8547
4547 | -348.7841 | -1016 | -1364.7841 | 4547 | -348.7841 | -219.4672 | -568.2513 | 4547 | -348.7841 | -219.4672 | -568.2513 | 4547 | -917.0426 | 789.0379 | -128.0047 | 4547 | -917.0426 | 789.0379 | -128.0047 | 4547 | -917.0426 | 789.0379 | -128.0047 | 4547 | -1022.0385 | 1670.3109 | 648.2725 | 4547 | -1022.0385 | 1145.1968 | 123.1583 | 4547 | -1022.0385 | 1670.3109 | 648.2725
4548 | -385.7432 | 520.409 | 134.6658 | 4548 | -385.7432 | 147.7057 | -238.0374 | 4548 | -385.7432 | 20.409 | -365.3342 | 4548 | -966.3657 | 1031.7919 | 65.4262 | 4548 | -966.3657 | 1031.7919 | 65.4262 | 4548 | -966.3657 | 947.181 | -19.1848 | 4548 | -1083.7256 | 1486.5947 | 402.8691 | 4548 | -1083.7256 | 1717 | 633.2744 | 4548 | -1083.7256 | 1717 | 633.2744
4549 | -428.7678 | 511.464 | 82.6962 | 4549 | -428.7678 | 511.464 | 82.6962 | 4549 | -428.7678 | 11.464 | -417.3038 | 4549 | -1015.6542 | 998.5588 | -17.0954 | 4549 | -1015.6542 | 998.5588 | -17.0954 | 4549 | -1015.6542 | 998.5588 | -17.0954 | 4549 | -1139.2779 | 1717 | 577.7221 | 4549 | -1139.2779 | 1717 | 577.7221 | 4549 | -1139.2779 | 1717 | 577.7221
4550 | -113.0345 | -927.0359 | -1040.0704 | 4550 | -113.0345 | -283.1011 | -396.1356 | 4550 | -113.0345 | -283.1011 | -396.1356 | 4550 | -1010.8546 | 994.3463 | -16.5083 | 4550 | -1010.8546 | 994.3463 | -16.5083 | 4550 | -1010.8546 | 994.3463 | -16.5083 | 4550 | -1123.6895 | 1717 | 593.3105 | 4550 | -1123.6895 | 1717 | 593.3105 | 4550 | -1123.6895 | 1717 | 593.3105
4551 | 909.9321 | -1016 | -106.0679 | 4551 | 909.9321 | -1016 | -106.0679 | 4551 | 909.9321 | -1016 | -106.0679 | 4551 | 158.9562 | -426.4952 | -267.539 | 4551 | 158.9562 | -426.4952 | -267.539 | 4551 | 158.9562 | -426.4952 | -267.539 | 4551 | -1083.3926 | 1434.6936 | 351.301 | 4551 | -1083.3926 | 1434.6936 | 351.301 | 4551 | -1083.3926 | 1434.6936 | 351.301
4552 | 1000 | -1016 | -16 | 4552 | 1000 | -1016 | -16 | 4552 | 1000 | -1016 | -16 | 4552 | 937.0305 | -1306.6712 | -369.6407 | 4552 | 937.0305 | -1716 | -778.9695 | 4552 | 1346.3593 | -1716 | -369.6407 | 4552 | 252.1822 | -542.8071 | -290.6249 | 4552 | 252.1822 | -542.8071 | -290.6249 | 4552 | 252.1822 | -542.8071 | -290.6249
4553 | 1000 | -1016 | -16 | 4553 | 1000 | -1016 | -16 | 4553 | 1000 | -1016 | -16 | 4553 | 1173.8037 | -1716 | -542.1963 | 4553 | 1306.1064 | -1716 | -409.8936 | 4553 | 1173.8037 | -1716 | -542.1963 | 4553 | 888.4269 | -1411.2046 | -522.7777 | 4553 | 888.4269 | -911.2046 | -22.7777 | 4553 | 888.4269 | -911.2046 | -22.7777
4554 | 1000 | -1016 | -16 | 4554 | 1000 | -1016 | -16 | 4554 | 1000 | -1016 | -16 | 4554 | 2000 | -1529.9426 | 470.0574 | 4554 | 2000 | -1283.2908 | 716.7092 | 4554 | 1881.9586 | -1716 | 165.9586 | 4554 | 2000 | -1716 | 284 | 4554 | 1499.0643 | -1033.7413 | 465.323 | 4554 | 1823.7777 | -1716 | 107.7777
4555 | 1000 | -1016 | -16 | 4555 | 1000 | -1016 | -16 | 4555 | 1000 | -1016 | -16 | 4555 | 1175.0633 | -1716 | -540.9367 | 4555 | 1675.0633 | -1040.6917 | 634.3717 | 4555 | 1675.0633 | -1716 | -40.9367 | 4555 | 396.9373 | -658.4219 | -261.4846 | 4555 | 869.8813 | -658.4219 | 211.4594 | 4555 | 697.1416 | -658.4219 | 38.7197
4556 | 1000 | -1016 | -16 | 4556 | 1000 | -1016 | -16 | 4556 | 1000 | -1016 | -16 | 4556 | 276.2298 | -406.5204 | -130.2905 | 4556 | 476.2298 | 273.7005 | 749.9303 | 4556 | 96.0094 | 273.7001 | 369.7095 | 4556 | 514.9431 | -484.1147 | 30.8284 | 4556 | 585.2253 | -54.397 | 530.8284 | 4556 | 585.2253 | -54.397 | 530.8284
4557 | 1000 | -1016 | -16 | 4557 | 1000 | -1016 | -16 | 4557 | 1000 | -1016 | -16 | 4557 | 1068.5725 | -970.4885 | 98.084 | 4557 | 1068.5725 | -970.4885 | 98.084 | 4557 | 1068.5725 | -970.4885 | 98.084 | 4557 | 313.3209 | -113.3272 | 199.9937 | 4557 | 313.3209 | -113.3272 | 199.9937 | 4557 | 313.3209 | -113.3272 | 199.9937
4558 | 1000 | -1016 | -16 | 4558 | 1000 | -1016 | -16 | 4558 | 1000 | -1016 | -16 | 4558 | 1965.9544 | -1716 | 249.9544 | 4558 | 1965.9544 | -1716 | 249.9544 | 4558 | 1965.9544 | -1716 | 249.9544 | 4558 | 1403.3431 | -1033.7247 | 369.6184 | 4558 | 1403.3431 | -1033.7247 | 369.6184 | 4558 | 1403.3431 | -1033.7247 | 369.6184
4559 | 1000 | -1016 | -16 | 4559 | 1000 | -1016 | -16 | 4559 | 1000 | -1016 | -16 | 4559 | 1948.9209 | -1716 | 232.9209 | 4559 | 1948.9209 | -1716 | 232.9209 | 4559 | 1948.9209 | -1716 | 232.9209 | 4559 | 1468.6032 | -1039.3511 | 429.2521 | 4559 | 1468.6032 | -1039.3511 | 429.2521 | 4559 | 1468.6032 | -1039.3511 | 429.2521
4560 | 1000 | -1016 | -16 | 4560 | 1000 | -1016 | -16 | 4560 | 1000 | -1016 | -16 | 4560 | 1407.8849 | -1232.5435 | 175.3414 | 4560 | 1407.8849 | -1232.5435 | 175.3414 | 4560 | 1407.8849 | -1232.5435 | 175.3414 | 4560 | 387.4675 | 36.9407 | 424.4082 | 4560 | 387.4675 | 36.9407 | 424.4082 | 4560 | 387.4675 | 36.9407 | 424.4082
4561 | 1000 | -1016 | -16 | 4561 | 1000 | -1016 | -16 | 4561 | 1000 | -1016 | -16 | 4561 | 1442.5048 | -1338.4623 | 104.0425 | 4561 | 1442.5048 | -1338.4623 | 104.0425 | 4561 | 1442.5048 | -1338.4623 | 104.0425 | 4561 | 810.2629 | -449.6524 | 360.6105 | 4561 | 810.2629 | -449.6524 | 360.6105 | 4561 | 810.2629 | -449.6524 | 360.6105
4562 | 1000 | -1016 | -16 | 4562 | 1000 | -1016 | -16 | 4562 | 1000 | -1016 | -16 | 4562 | 1513.7039 | -1716 | -202.2961 | 4562 | 1550.4412 | -1716 | -165.5588 | 4562 | 1550.4412 | -1716 | -165.5588 | 4562 | 466.3772 | -92.6248 | 373.7524 | 4562 | 466.3772 | -92.6248 | 373.7524 | 4562 | 466.3772 | -92.6248 | 373.7524
4563 | 1000 | -1016 | -16 | 4563 | 1000 | -1016 | -16 | 4563 | 1000 | -1016 | -16 | 4563 | 1534.1997 | -1716 | -181.8003 | 4563 | 1593.497 | -1716 | -122.503 | 4563 | 1630.2343 | -1716 | -85.7657 | 4563 | 648.6952 | -275.3684 | 373.3268 | 4563 | 648.6952 | -275.3684 | 373.3268 | 4563 | 648.6952 | -275.3684 | 373.3268
4564 | 1000 | -1016 | -16 | 4564 | 1000 | -1016 | -16 | 4564 | 1000 | -1016 | -16 | 4564 | 1390.3683 | -1716 | -325.6317 | 4564 | 1392.8652 | -1716 | -323.1348 | 4564 | 1427.1057 | -1716 | -288.8943 | 4564 | 577.5434 | -350.6894 | 226.8541 | 4564 | 577.5434 | -350.6894 | 226.8541 | 4564 | 577.5434 | -350.6894 | 226.8541
4565 | 947.6187 | -1016 | -68.3813 | 4565 | 1000 | -1016 | -16 | 4565 | 1000 | -1016 | -16 | 4565 | 1088.8084 | -1590.0952 | -501.2868 | 4565 | 1088.8084 | -1590.0952 | -501.2868 | 4565 | 1088.8084 | -1590.0952 | -501.2868 | 4565 | 343.0954 | -703.2552 | -360.1598 | 4565 | 343.0954 | -703.2552 | -360.1598 | 4565 | 343.0954 | -703.2552 | -360.1598
4566 | 750.2839 | -1016 | -265.7161 | 4566 | 750.2839 | -1016 | -265.7161 | 4566 | 750.2839 | -1016 | -265.7161 | 4566 | 692.5136 | -1008.7312 | -316.2176 | 4566 | 692.5136 | -1008.7312 | -316.2176 | 4566 | 692.5136 | -1008.7312 | -316.2176 | 4566 | -108.2285 | 62.1785 | -46.05 | 4566 | -108.2285 | 62.1785 | -46.05 | 4566 | -108.2285 | 62.1785 | -46.05
4567 | 867.7323 | -883.3958 | -15.6635 | 4567 | 500.3365 | -1016 | -515.6635 | 4567 | 500.3365 | -1016 | -515.6635 | 4567 | 151.26 | -160.453 | -9.193 | 4567 | 151.26 | -160.453 | -9.193 | 4567 | 151.26 | -160.453 | -9.193 | 4567 | -1165.2116 | 1546.4881 | 381.2765 | 4567 | -1165.2116 | 1546.4881 | 381.2765 | 4567 | -1165.2116 | 1546.4881 | 381.2765
4568 | -541.758 | 1017 | 475.242 | 4568 | -541.758 | 585.5332 | 43.7752 | 4568 | -541.758 | 585.5332 | 43.7752 | 4568 | -1028.9729 | 1662.4208 | 633.4479 | 4568 | -1028.9729 | 1162.4208 | 133.4479 | 4568 | -1028.9729 | 1162.4208 | 133.4479 | 4568 | -1176.4077 | 1717 | 540.5923 | 4568 | -1176.4077 | 1717 | 540.5923 | 4568 | -1176.4077 | 1717 | 540.5923
4569 | -549.6773 | 1017 | 467.3227 | 4569 | -549.6773 | 952.515 | 402.8377 | 4569 | -549.6773 | 952.515 | 402.8377 | 4569 | -1054.04 | 1717 | 662.96 | 4569 | -1054.04 | 1599.7141 | 545.6741 | 4569 | -1054.04 | 1599.7141 | 545.6741 | 4569 | -1201.0226 | 1717 | 515.9774 | 4569 | -1201.0226 | 1717 | 515.9774 | 4569 | -1242.0893 | 1717 | 474.9107
4570 | -612.6281 | 1017 | 404.3719 | 4570 | -612.6281 | 883.0968 | 270.4687 | 4570 | -612.6281 | 883.0968 | 270.4687 | 4570 | -1135.6656 | 1717 | 581.3344 | 4570 | -1135.6656 | 1006.1198 | -129.5458 | 4570 | -1135.6656 | 1539.0138 | 403.3482 | 4570 | -1271.9896 | 1717 | 445.0104 | 4570 | -1342.3896 | 1717 | 374.6104 | 4570 | -1342.3896 | 1717 | 374.6104
4571 | -632.4243 | 503.7869 | -128.6374 | 4571 | -632.4243 | 464.4108 | -168.0135 | 4571 | -632.4243 | 578.7236 | -53.7007 | 4571 | -1167.2309 | 1179.2452 | 12.0143 | 4571 | -1167.2309 | 879.2452 | -287.9857 | 4571 | -1167.2309 | 1236.8541 | 69.6232 | 4571 | -1332.9241 | 1717 | 384.0759 | 4571 | -1332.9241 | 1717 | 384.0759 | 4571 | -1385.7241 | 1717 | 331.2759
4572 | -666.0528 | 910.7775 | 244.7247 | 4572 | -666.0528 | -198.7232 | -864.776 | 4572 | -666.0528 | 655.1281 | -10.9247 | 4572 | -1206.7737 | 1486.594 | 279.8202 | 4572 | -1206.7737 | 1188.561 | -18.2127 | 4572 | -1206.7737 | 1378.561 | 171.7873 | 4572 | -1390.1145 | 1717 | 326.8855 | 4572 | -1431.1812 | 1717 | 285.8188 | 4572 | -1431.1812 | 1717 | 285.8188
4573 | -680.0451 | 840.1872 | 160.1421 | 4573 | -680.0451 | 711.9739 | 31.9289 | 4573 | -680.0451 | 711.9739 | 31.9289 | 4573 | -1215.6611 | 1419.2999 | 203.6388 | 4573 | -1215.6611 | 1119.2999 | -96.3612 | 4573 | -1215.6611 | 1326.215 | 110.5539 | 4573 | -1399.7637 | 1717 | 317.2363 | 4573 | -1399.7637 | 1717 | 317.2363 | 4573 | -1434.9637 | 1717 | 282.0363
4574 | -648.5986 | 930.9806 | 282.382 | 4574 | -648.5986 | 151.415 | -497.1836 | 4574 | -648.5986 | 430.9806 | -217.618 | 4574 | -1172.3689 | 1623.5347 | 451.1658 | 4574 | -1172.3689 | 1123.5347 | -48.8342 | 4574 | -1172.3689 | 1123.5347 | -48.8342 | 4574 | -1327.0257 | 1717 | 389.9743 | 4574 | -1327.0257 | 1717 | 389.9743 | 4574 | -1327.0257 | 1717 | 389.9743
4575 | -658.8824 | 628.5667 | -30.3158 | 4575 | -658.8824 | 128.5667 | -530.3158 | 4575 | -658.8824 | 128.5667 | -530.3158 | 4575 | -1181.8119 | 1355.5422 | 173.7302 | 4575 | -1181.8119 | 855.5422 | -326.2698 | 4575 | -1181.8119 | 855.5422 | -326.2698 | 4575 | -1329.7613 | 1717 | 387.2387 | 4575 | -1388.428 | 1717 | 328.572 | 4575 | -1388.428 | 1679.5016 | 291.0736
4576 | -657.8283 | 107.9325 | -549.8958 | 4576 | -657.8283 | 14.0447 | -643.7836 | 4576 | -657.8283 | -392.0675 | -1049.8958 | 4576 | -1171.3122 | 823.405 | -347.9072 | 4576 | -1171.3122 | 823.405 | -347.9072 | 4576 | -1171.3122 | 823.405 | -347.9072 | 4576 | -1368.4826 | 1522.6453 | 154.1627 | 4576 | -1368.4826 | 1522.6453 | 154.1627 | 4576 | -1368.4826 | 1522.6453 | 154.1627
4577 | 448.6345 | -1016 | -567.3655 | 4577 | 52.8963 | -1016 | -963.1037 | 4577 | 376.1126 | -1016 | -639.8874 | 4577 | 1404.0738 | -1716 | -311.9262 | 4577 | 1404.0738 | -1716 | -311.9262 | 4577 | 1404.0738 | -1716 | -311.9262 | 4577 | 619.1454 | -1031.4289 | -412.2835 | 4577 | 619.1454 | -535.5186 | 83.6268 | 4577 | 619.1454 | -823.9583 | -204.8129
4578 | 967.9352 | -1016 | -48.0648 | 4578 | 1000 | -1016 | -16 | 4578 | 1000 | -1016 | -16 | 4578 | 1338.1804 | -1716 | -377.8196 | 4578 | 1338.1804 | -1716 | -377.8196 | 4578 | 1338.1804 | -1716 | -377.8196 | 4578 | 1610.0303 | -1716 | -105.9697 | 4578 | 1610.0303 | -1716 | -105.9697 | 4578 | 1558.6735 | -1716 | -157.3265
4579 | 1000 | -1016 | -16 | 4579 | 1000 | -1016 | -16 | 4579 | 1000 | -1016 | -16 | 4579 | 1923.5101 | -1716 | 207.5101 | 4579 | 1978.6701 | -1716 | 262.6701 | 4579 | 1882.2288 | -1716 | 166.2288 | 4579 | 2000 | -1716 | 284 | 4579 | 2000 | -1716 | 284 | 4579 | 2000 | -1716 | 284
4580 | 1000 | -1016 | -16 | 4580 | 1000 | -1016 | -16 | 4580 | 1000 | -1016 | -16 | 4580 | 1785.1036 | -1716 | 69.1036 | 4580 | 1826.3169 | -1716 | 110.3169 | 4580 | 1500.0592 | -1716 | -215.9408 | 4580 | 2000 | -1716 | 284 | 4580 | 2000 | -1716 | 284 | 4580 | 2000 | -1716 | 284
4581 | 1000 | -1016 | -16 | 4581 | 1000 | -1016 | -16 | 4581 | 1000 | -1016 | -16 | 4581 | 1798.9783 | -1716 | 82.9783 | 4581 | 1854.1383 | -1716 | 138.1383 | 4581 | 1496.2571 | -1716 | -219.7429 | 4581 | 2000 | -1716 | 284 | 4581 | 2000 | -1716 | 284 | 4581 | 1615.4201 | -1716 | -100.5799
4582 | 1000 | -1016 | -16 | 4582 | 1000 | -1016 | -16 | 4582 | 1000 | -1016 | -16 | 4582 | 1611.3225 | -1716 | -104.6775 | 4582 | 1765.0297 | -1716 | 49.0297 | 4582 | 1709.8696 | -1716 | -6.1304 | 4582 | 2000 | -1716 | 284 | 4582 | 2000 | -1716 | 284 | 4582 | 1702.8504 | -1716 | -13.1496
4583 | 1000 | -1016 | -16 | 4583 | 1000 | -1016 | -16 | 4583 | 1000 | -1016 | -16 | 4583 | 1857.8098 | -1716 | 141.8098 | 4583 | 1857.8098 | -1716 | 141.8098 | 4583 | 1857.8098 | -1716 | 141.8098 | 4583 | 1943.8331 | -1716 | 227.8331 | 4583 | 1943.8331 | -1716 | 227.8331 | 4583 | 1943.8331 | -1716 | 227.8331
4584 | 1000 | -1016 | -16 | 4584 | 1000 | -1016 | -16 | 4584 | 1000 | -1016 | -16 | 4584 | 2000 | -1716 | 284 | 4584 | 2000 | -1716 | 284 | 4584 | 2000 | -1716 | 284 | 4584 | 1999.4276 | -1716 | 283.4276 | 4584 | 1958.2276 | -1716 | 242.2276 | 4584 | 1771.1538 | -1716 | 55.1538
4585 | 1000 | -1016 | -16 | 4585 | 1000 | -1016 | -16 | 4585 | 1000 | -1016 | -16 | 4585 | 2000 | -1716 | 284 | 4585 | 2000 | -1716 | 284 | 4585 | 1825.775 | -1716 | 109.775 | 4585 | 1881.1158 | -1716 | 165.1158 | 4585 | 1826.6158 | -1716 | 110.6158 | 4585 | 1716.5794 | -1716 | 0.57938
4586 | 1000 | -1016 | -16 | 4586 | 1000 | -1016 | -16 | 4586 | 1000 | -1016 | -16 | 4586 | 2000 | -1716 | 284 | 4586 | 1924.557 | -1716 | 208.557 | 4586 | 1984.754 | -1716 | 268.754 | 4586 | 1850.8246 | -1716 | 134.8246 | 4586 | 1850.8246 | -1716 | 134.8246 | 4586 | 1850.8246 | -1716 | 134.8246
4587 | 1000 | -1016 | -16 | 4587 | 1000 | -1016 | -16 | 4587 | 1000 | -1016 | -16 | 4587 | 1866.1486 | -1716 | 150.1486 | 4587 | 1951.7306 | -1716 | 235.7306 | 4587 | 1866.1486 | -1716 | 150.1486 | 4587 | 1990.0369 | -1716 | 274.0369 | 4587 | 1990.0369 | -1716 | 274.0369 | 4587 | 1990.0369 | -1716 | 274.0369
4588 | 1000 | -1016 | -16 | 4588 | 1000 | -1016 | -16 | 4588 | 1000 | -1016 | -16 | 4588 | 1881.5213 | -1716 | 165.5213 | 4588 | 1881.5213 | -1716 | 165.5213 | 4588 | 1881.5213 | -1716 | 165.5213 | 4588 | 2000 | -1703.9185 | 296.0815 | 4588 | 2000 | -1703.9185 | 296.0815 | 4588 | 2000 | -1703.9185 | 296.0815
4589 | 1000 | -1016 | -16 | 4589 | 1000 | -1016 | -16 | 4589 | 1000 | -1016 | -16 | 4589 | 1909.8041 | -1716 | 193.8041 | 4589 | 1909.8041 | -1716 | 193.8041 | 4589 | 1909.8041 | -1716 | 193.8041 | 4589 | 2000 | -1427.5602 | 572.4398 | 4589 | 2000 | -1716 | 284 | 4589 | 2000 | -1427.5602 | 572.4398
4590 | 1000 | -1016 | -16 | 4590 | 1000 | -1016 | -16 | 4590 | 1000 | -1016 | -16 | 4590 | 2000 | -1716 | 284 | 4590 | 2000 | -1716 | 284 | 4590 | 2000 | -1716 | 284 | 4590 | 2000 | -1590.6262 | 409.3738 | 4590 | 2000 | -1590.6262 | 409.3738 | 4590 | 2000 | -1590.6262 | 409.3738
4591 | 1000 | -876.1591 | 123.8409 | 4591 | 1000 | -1016 | -16 | 4591 | 639.8409 | -1016 | -376.1591 | 4591 | 2000 | -1700.6654 | 299.3346 | 4591 | 2000 | -1700.6654 | 299.3346 | 4591 | 2000 | -1700.6654 | 299.3346 | 4591 | 1899.6491 | -1075.7044 | 823.9447 | 4591 | 1899.6491 | -1075.7044 | 823.9447 | 4591 | 1899.6491 | -1075.7044 | 823.9447
4592 | 1000 | -630.3333 | 369.6667 | 4592 | 885.6667 | -1016 | -130.3333 | 4592 | 885.6667 | -1016 | -130.3333 | 4592 | 1857.2852 | -1306.3143 | 550.9709 | 4592 | 1857.2852 | -1716 | 141.2852 | 4592 | 1857.2852 | -1716 | 141.2852 | 4592 | 1883.7859 | -934.5193 | 949.2667 | 4592 | 1044.8943 | -935.6039 | 109.2904 | 4592 | 833.2074 | -935.6039 | -102.3965
4593 | -577.2606 | 1017 | 439.7394 | 4593 | -577.2606 | 576.3518 | -0.90886 | 4593 | -577.2606 | 576.3518 | -0.90886 | 4593 | -243.5486 | 903.7832 | 660.2346 | 4593 | -381.015 | 541.2496 | 160.2346 | 4593 | -381.015 | 541.2496 | 160.2346 | 4593 | -1177.6952 | 1717 | 539.3048 | 4593 | -1177.6952 | 1717 | 539.3048 | 4593 | -1177.6952 | 1717 | 539.3048
4594 | -555.8486 | 1017 | 461.1514 | 4594 | -555.8486 | 611.8525 | 56.0039 | 4594 | -555.8486 | 611.8525 | 56.0039 | 4594 | -23.0819 | 184.1051 | 161.0233 | 4594 | -225.5803 | 30.0713 | -195.509 | 4594 | -151.2396 | 332.8973 | 181.6576 | 4594 | -1145.2969 | 1717 | 571.7031 | 4594 | -1145.2969 | 1717 | 571.7031 | 4594 | -1145.2969 | 1717 | 571.7031
4595 | -541.7407 | 268.3144 | -273.4264 | 4595 | -541.7407 | 268.3144 | -273.4264 | 4595 | -541.7407 | 385.3538 | -156.387 | 4595 | 864.9869 | -1392.3537 | -527.3668 | 4595 | 848.1253 | -1716 | -867.8747 | 4595 | 1032.4136 | -1096.7751 | -64.3615 | 4595 | -1146.3047 | 1380.479 | 234.1744 | 4595 | -1146.3047 | 820.9467 | -325.358 | 4595 | -1146.3047 | 1674.798 | 528.4934
4596 | -506.3059 | -535.2261 | -1041.532 | 4596 | -506.3059 | -548.2065 | -1054.5124 | 4596 | -506.3059 | 400.898 | -105.408 | 4596 | 846.4148 | -1129.4302 | -283.0155 | 4596 | 847.7597 | -1383.6761 | -535.9164 | 4596 | 873.1458 | -1078.582 | -205.4362 | 4596 | -1074.924 | 475.1636 | -599.7604 | 4596 | -1074.924 | 1475.1636 | 400.2396 | 4596 | -1074.924 | 1475.1636 | 400.2396
4597 | -480.4061 | 772.5215 | 292.1153 | 4597 | -480.4061 | -55.2132 | -535.6193 | 4597 | -480.4061 | 126.3728 | -354.0334 | 4597 | 1593.2277 | -1296.2493 | 296.9785 | 4597 | 1504.5463 | -1707.5943 | -203.048 | 4597 | 1504.5463 | -1707.5679 | -203.0215 | 4597 | -1006.0944 | 1717 | 710.9056 | 4597 | -1017.8277 | 608.4997 | -409.328 | 4597 | -1017.8277 | 1235.4782 | 217.6504
4598 | -111.5561 | 298.1312 | 186.5751 | 4598 | -111.5561 | -201.8688 | -313.4249 | 4598 | -111.5561 | -201.8688 | -313.4249 | 4598 | 1858.8076 | -1716 | 142.8076 | 4598 | 1358.8076 | -1716 | -357.1924 | 4598 | 1358.8076 | -1716 | -357.1924 | 4598 | -964.0023 | 1472.2358 | 508.2335 | 4598 | -640.1223 | 648.3558 | 8.2335 | 4598 | -964.0023 | 972.2358 | 8.2335
4599 | 889.1114 | -1016 | -126.8886 | 4599 | 389.1114 | -1016 | -626.8886 | 4599 | 389.1114 | -1016 | -626.8886 | 4599 | 1478.3593 | -1716 | -237.6407 | 4599 | 978.3593 | -1716 | -737.6407 | 4599 | 978.3593 | -1716 | -737.6407 | 4599 | 1737.3816 | -1716 | 21.3816 | 4599 | 1737.3816 | -1716 | 21.3816 | 4599 | 1737.3816 | -1716 | 21.3816
4600 | 876.9086 | -1016 | -139.0914 | 4600 | 876.9086 | -1016 | -139.0914 | 4600 | 876.9086 | -1016 | -139.0914 | 4600 | 1538.3718 | -1716 | -177.6282 | 4600 | 1538.3718 | -1716 | -177.6282 | 4600 | 1538.3718 | -1716 | -177.6282 | 4600 | 1119.993 | -1716 | -596.007 | 4600 | 1119.993 | -1716 | -596.007 | 4600 | 1119.993 | -1716 | -596.007
4601 | 629.383 | -1016 | -386.617 | 4601 | 629.383 | -1016 | -386.617 | 4601 | 629.383 | -1016 | -386.617 | 4601 | 1193.5419 | -1716 | -522.4581 | 4601 | 1693.5419 | -1716 | -22.4581 | 4601 | 1693.5419 | -1716 | -22.4581 | 4601 | 1259.5577 | -1716 | -456.4423 | 4601 | 1494.8443 | -1716 | -221.1557 | 4601 | 1639.8888 | -1716 | -76.1112
4602 | 932.3456 | -1016 | -83.6544 | 4602 | 1000 | -1016 | -16 | 4602 | 995.2658 | -1016 | -20.7342 | 4602 | 1596.485 | -1716 | -119.515 | 4602 | 1689.6024 | -1716 | -26.3976 | 4602 | 1655.7514 | -1716 | -60.2486 | 4602 | 1134.9089 | -1716 | -581.0911 | 4602 | 1586.4286 | -1716 | -129.5714 | 4602 | 1586.4286 | -1716 | -129.5714
4603 | 1000 | -1016 | -16 | 4603 | 1000 | -1016 | -16 | 4603 | 1000 | -1016 | -16 | 4603 | 1533.6209 | -1716 | -182.3791 | 4603 | 1533.6209 | -1716 | -182.3791 | 4603 | 1429.1787 | -1716 | -286.8213 | 4603 | 1456.2386 | -1716 | -259.7614 | 4603 | 2000 | -1716 | 284 | 4603 | 1574.6277 | -1716 | -141.3723
4604 | 1000 | -1016 | -16 | 4604 | 1000 | -1016 | -16 | 4604 | 1000 | -1016 | -16 | 4604 | 1774.3521 | -1716 | 58.3521 | 4604 | 2000 | -1716 | 284 | 4604 | 1567.4917 | -1716 | -148.5083 | 4604 | 2000 | -1716 | 284 | 4604 | 2000 | -1716 | 284 | 4604 | 1803.629 | -1716 | 87.629
4605 | 814.9563 | -1016 | -201.0437 | 4605 | 1000 | -1016 | -16 | 4605 | 1000 | -1016 | -16 | 4605 | 956.436 | -1716 | -759.564 | 4605 | 1946.2049 | -1716 | 230.2049 | 4605 | 1456.436 | -1716 | -259.564 | 4605 | 1857.6172 | -1716 | 141.6172 | 4605 | 1857.6172 | -1716 | 141.6172 | 4605 | 1683.563 | -1716 | -32.437
4606 | 484.8878 | -1016 | -531.1122 | 4606 | 1000 | -1016 | -16 | 4606 | 984.8878 | -1016 | -31.1122 | 4606 | 998.2619 | -1716 | -717.7381 | 4606 | 1498.2619 | -1716 | -217.7381 | 4606 | 1498.2619 | -1716 | -217.7381 | 4606 | 1122.9445 | -1716 | -593.0555 | 4606 | 1591.2437 | -1716 | -124.7563 | 4606 | 1591.2437 | -1716 | -124.7563
4607 | 492.7932 | -1016 | -523.2068 | 4607 | 1000 | -1016 | -16 | 4607 | 992.7932 | -1016 | -23.2068 | 4607 | 986.8401 | -1716 | -729.1599 | 4607 | 1486.8401 | -1716 | -229.1599 | 4607 | 1486.8401 | -1716 | -229.1599 | 4607 | 1092.64 | -1716 | -623.36 | 4607 | 1313.8927 | -1716 | -402.1073 | 4607 | 1442.64 | -1716 | -273.36
4608 | 544.3969 | -1016 | -471.6031 | 4608 | 1000 | -1016 | -16 | 4608 | 544.3969 | -1016 | -471.6031 | 4608 | 1022.0243 | -1716 | -693.9757 | 4608 | 1522.0243 | -1716 | -193.9757 | 4608 | 1522.0243 | -1716 | -193.9757 | 4608 | 960.2632 | -1716 | -755.7368 | 4608 | 1460.2632 | -1716 | -255.7368 | 4608 | 1460.2632 | -1716 | -255.7368
4609 | 568.8271 | -1016 | -447.1729 | 4609 | 568.8271 | -1016 | -447.1729 | 4609 | 568.8271 | -1016 | -447.1729 | 4609 | 1032.5194 | -1716 | -683.4806 | 4609 | 1532.5194 | -1716 | -183.4806 | 4609 | 1532.5194 | -1716 | -183.4806 | 4609 | 956.3534 | -1716 | -759.6466 | 4609 | 1399.8141 | -1716 | -316.1859 | 4609 | 956.3534 | -1716 | -759.6466
4610 | 573.9791 | -1016 | -442.0209 | 4610 | 573.9791 | -1016 | -442.0209 | 4610 | 573.9791 | -1016 | -442.0209 | 4610 | 1031.2792 | -1716 | -684.7208 | 4610 | 1531.2792 | -1716 | -184.7208 | 4610 | 1531.2792 | -1716 | -184.7208 | 4610 | 949.9803 | -1716 | -766.0197 | 4610 | 949.9803 | -1716 | -766.0197 | 4610 | 949.9803 | -1716 | -766.0197
4611 | 621.0194 | -1016 | -394.9806 | 4611 | 675.4168 | -1016 | -340.5832 | 4611 | 621.0194 | -1016 | -394.9806 | 4611 | 1082.1495 | -1716 | -633.8505 | 4611 | 1136.2602 | -1716 | -579.7398 | 4611 | 1136.2602 | -1716 | -579.7398 | 4611 | 1009.5393 | -1716 | -706.4607 | 4611 | 1009.5393 | -1716 | -706.4607 | 4611 | 1009.5393 | -1716 | -706.4607
4612 | 568.9046 | -1016 | -447.0954 | 4612 | 1000 | -1016 | -16 | 4612 | 568.9046 | -1016 | -447.0954 | 4612 | 1024.1379 | -1716 | -691.8621 | 4612 | 1024.1379 | -1716 | -691.8621 | 4612 | 1024.1379 | -1716 | -691.8621 | 4612 | 960.5624 | -1716 | -755.4376 | 4612 | 960.5624 | -1716 | -755.4376 | 4612 | 960.5624 | -1716 | -755.4376
4613 | 649.2463 | -1016 | -366.7537 | 4613 | 1000 | -1016 | -16 | 4613 | 907.5788 | -1016 | -108.4212 | 4613 | 1105.4535 | -1716 | -610.5465 | 4613 | 1105.4535 | -1716 | -610.5465 | 4613 | 1105.4535 | -1716 | -610.5465 | 4613 | 1079.318 | -1716 | -636.682 | 4613 | 1079.318 | -1716 | -636.682 | 4613 | 1079.318 | -1716 | -636.682
4614 | 947.5957 | -1016 | -68.4043 | 4614 | 947.5957 | -1016 | -68.4043 | 4614 | 947.5957 | -1016 | -68.4043 | 4614 | 1419.9784 | -1716 | -296.0216 | 4614 | 1419.9784 | -1716 | -296.0216 | 4614 | 1419.9784 | -1716 | -296.0216 | 4614 | 1467.897 | -1716 | -248.103 | 4614 | 1467.897 | -1716 | -248.103 | 4614 | 1467.897 | -1716 | -248.103
4615 | 1000 | -1016 | -16 | 4615 | 644.5727 | -1016 | -371.4273 | 4615 | 644.5727 | -1016 | -371.4273 | 4615 | 1369.3315 | -1716 | -346.6685 | 4615 | 1369.3315 | -1716 | -346.6685 | 4615 | 1369.3315 | -1716 | -346.6685 | 4615 | 933.1897 | -1469.9307 | -536.741 | 4615 | 933.1897 | -1469.9307 | -536.741 | 4615 | 933.1897 | -1520.0081 | -586.8184
4616 | 1000 | -973.4465 | 26.5535 | 4616 | 542.5535 | -1016 | -473.4465 | 4616 | 542.5535 | -1016 | -473.4465 | 4616 | 1465.5492 | -1716 | -250.4508 | 4616 | 965.5492 | -1716 | -750.4508 | 4616 | 965.5492 | -1716 | -750.4508 | 4616 | 240.147 | -412.0655 | -171.9186 | 4616 | 240.147 | -912.0655 | -671.9186 | 4616 | 240.147 | -912.0655 | -671.9186
4617 | 276.7031 | -97.1826 | 179.5205 | 4617 | 276.7031 | -597.1826 | -320.4795 | 4617 | 276.7031 | -597.1826 | -320.4795 | 4617 | 1373.2917 | -1504.2278 | -130.9361 | 4617 | 1085.0639 | -1716 | -630.9361 | 4617 | 1085.0639 | -1716 | -630.9361 | 4617 | -588.0455 | 602.6061 | 14.5606 | 4617 | -588.0455 | 102.6061 | -485.4394 | 4617 | -588.0455 | 102.6061 | -485.4394
4618 | -369.8774 | -227.977 | -597.8543 | 4618 | -369.8774 | -397.6179 | -767.4953 | 4618 | -44.7993 | -227.977 | -272.7763 | 4618 | 1380.3413 | -1425.1041 | -44.7627 | 4618 | 1171.2373 | -1716 | -544.7627 | 4618 | 1171.2373 | -1716 | -544.7627 | 4618 | -861.9522 | -522.8111 | -1384.7633 | 4618 | -861.9522 | 477.1889 | -384.7633 | 4618 | -861.9522 | 477.1889 | -384.7633
4619 | -327.1822 | -408.8244 | -736.0066 | 4619 | -327.1822 | -657.6942 | -984.8764 | 4619 | -327.1822 | -172.6834 | -499.8657 | 4619 | -303.9804 | -1264.4852 | -1568.4656 | 4619 | -303.9804 | -1280.0539 | -1584.0343 | 4619 | -303.9804 | -426.1708 | -730.1512 | 4619 | -858.344 | 531.7915 | -326.5526 | 4619 | -858.344 | -202.6808 | -1061.0248 | 4619 | -858.344 | 278.149 | -580.1951
4620 | -231.9637 | -171.609 | -403.5728 | 4620 | -231.9637 | -439.609 | -671.5728 | 4620 | -231.9637 | -171.609 | -403.5728 | 4620 | -649.5469 | -420.2514 | -1069.7983 | 4620 | -649.5469 | -630.9135 | -1280.4604 | 4620 | -649.5469 | -197.3469 | -846.8938 | 4620 | -750.8166 | 775.8673 | 25.0507 | 4620 | -750.8166 | -724.1327 | -1474.9493 | 4620 | -750.8166 | 42.7673 | -708.0493
4621 | -183.3156 | 368.4893 | 185.1737 | 4621 | -183.3156 | -131.5107 | -314.8263 | 4621 | -183.3156 | -131.5107 | -314.8263 | 4621 | -591.0937 | 456.1804 | -134.9133 | 4621 | -591.0937 | -43.8196 | -634.9133 | 4621 | -591.0937 | -43.8196 | -634.9133 | 4621 | -682.5584 | 130.7537 | -551.8047 | 4621 | -670.8251 | 130.7537 | -540.0714 | 4621 | -682.5584 | 137.3092 | -545.2492
4622 | 168.0142 | -214.5398 | -46.5256 | 4622 | 168.0142 | -714.5398 | -546.5256 | 4622 | 168.0142 | -714.5398 | -546.5256 | 4622 | 622.5409 | -1002.1696 | -379.6287 | 4622 | 622.5409 | -1502.1696 | -879.6287 | 4622 | 622.5409 | -1502.1696 | -879.6287 | 4622 | 1422.5267 | -1716 | -293.4733 | 4622 | 922.5267 | -1716 | -793.4733 | 4622 | 922.5267 | -1716 | -793.4733
4623 | 1000 | -1016 | -16 | 4623 | 1000 | -1016 | -16 | 4623 | 1000 | -1016 | -16 | 4623 | 1478.3585 | -1716 | -237.6415 | 4623 | 978.3585 | -1716 | -737.6415 | 4623 | 978.3585 | -1716 | -737.6415 | 4623 | 368.2946 | -1091.5012 | -723.2066 | 4623 | 368.2946 | -1091.5012 | -723.2066 | 4623 | 368.2946 | -1091.5012 | -723.2066
4624 | 785.5017 | -1016 | -230.4983 | 4624 | 785.5017 | -1016 | -230.4983 | 4624 | 785.5017 | -1016 | -230.4983 | 4624 | 1229.0459 | -1716 | -486.9541 | 4624 | 1229.0459 | -1716 | -486.9541 | 4624 | 1229.0459 | -1716 | -486.9541 | 4624 | 1073.1625 | -1716 | -642.8375 | 4624 | 1073.1625 | -1716 | -642.8375 | 4624 | 1073.1625 | -1716 | -642.8375
4625 | 463.777 | -1016 | -552.223 | 4625 | 463.777 | -1016 | -552.223 | 4625 | 463.777 | -1016 | -552.223 | 4625 | 1125.7028 | -1716 | -590.2972 | 4625 | 1662.8614 | -1716 | -53.1386 | 4625 | 1405.3598 | -1716 | -310.6402 | 4625 | 855.1482 | -1716 | -860.8518 | 4625 | 855.1482 | -1716 | -860.8518 | 4625 | 855.1482 | -1716 | -860.8518
4626 | 329.9767 | -1016 | -686.0233 | 4626 | 1000 | -1016 | -16 | 4626 | 895.513 | -1016 | -120.487 | 4626 | 2000 | -1716 | 284 | 4626 | 2000 | -1716 | 284 | 4626 | 1540.4559 | -1716 | -175.5441 | 4626 | 1701.5149 | -1716 | -14.4851 | 4626 | 1007.0988 | -1716 | -708.9012 | 4626 | 1176.7676 | -1716 | -539.2324
4627 | 1000 | -1016 | -16 | 4627 | 1000 | -1016 | -16 | 4627 | 1000 | -1016 | -16 | 4627 | 1524.5622 | -1716 | -191.4378 | 4627 | 1830.0515 | -1716 | 114.0515 | 4627 | 1486.5269 | -1716 | -229.4731 | 4627 | 934.7733 | -1716 | -781.2267 | 4627 | 934.7733 | -1716 | -781.2267 | 4627 | 934.7733 | -1716 | -781.2267
4628 | 1000 | -1016 | -16 | 4628 | 1000 | -1016 | -16 | 4628 | 1000 | -1016 | -16 | 4628 | 1105.961 | -1716 | -610.039 | 4628 | 1384.1816 | -1716 | -331.8184 | 4628 | 1384.1816 | -1716 | -331.8184 | 4628 | 1194.0756 | -1716 | -521.9244 | 4628 | 1194.0756 | -1716 | -521.9244 | 4628 | 1194.0756 | -1716 | -521.9244
4629 | 1000 | -1016 | -16 | 4629 | 1000 | -1016 | -16 | 4629 | 1000 | -1016 | -16 | 4629 | 1278.4076 | -1716 | -437.5924 | 4629 | 1278.4076 | -1439.0578 | -160.6502 | 4629 | 1001.4654 | -1439.0578 | -437.5924 | 4629 | 1238.5722 | -1497.8844 | -259.3122 | 4629 | 1238.5722 | -1497.8844 | -259.3122 | 4629 | 1238.5722 | -1497.8844 | -259.3122
4630 | 958.4997 | -1016 | -57.5003 | 4630 | 1000 | -1016 | -16 | 4630 | 1000 | -1016 | -16 | 4630 | 885.2632 | -1175.7248 | -290.4616 | 4630 | 885.2632 | -1716 | -830.7368 | 4630 | 1425.5384 | -1716 | -290.4616 | 4630 | 1075.0448 | -1157.8163 | -82.7715 | 4630 | 1075.0448 | -1157.8163 | -82.7715 | 4630 | 1075.0448 | -1157.8163 | -82.7715
4631 | 789.9297 | -1016 | -226.0703 | 4631 | 1000 | -1016 | -16 | 4631 | 975.4586 | -1016 | -40.5414 | 4631 | 1558.609 | -1716 | -157.391 | 4631 | 969.9341 | -1127.3251 | -157.391 | 4631 | 1558.609 | -1716 | -157.391 | 4631 | 848.7095 | -786.006 | 62.7036 | 4631 | 848.7095 | -786.006 | 62.7036 | 4631 | 848.7095 | -786.006 | 62.7036
4632 | 847.6079 | -1016 | -168.3921 | 4632 | 1000 | -1016 | -16 | 4632 | 847.6079 | -1016 | -168.3921 | 4632 | 1616.9406 | -1716 | -99.0594 | 4632 | 1616.9406 | -1023.8078 | 593.1328 | 4632 | 924.7484 | -1023.8078 | -99.0594 | 4632 | 477.2789 | -356.9979 | 120.2811 | 4632 | 477.1169 | -356.8358 | 120.2811 | 4632 | 477.1169 | -356.8358 | 120.2811
4633 | 831.6052 | -1016 | -184.3948 | 4633 | 1000 | -1016 | -16 | 4633 | 831.6052 | -1016 | -184.3948 | 4633 | 608.9657 | -726.4261 | -117.4604 | 4633 | 608.9657 | -726.4261 | -117.4604 | 4633 | 608.9657 | -726.4261 | -117.4604 | 4633 | 776.4894 | -676.2523 | 100.2371 | 4633 | 240.5275 | -140.2904 | 100.2371 | 4633 | 240.5275 | -140.2904 | 100.2371
4634 | 802.4648 | -1016 | -213.5352 | 4634 | 1000 | -1016 | -16 | 4634 | 802.4648 | -1016 | -213.5352 | 4634 | 907.3539 | -1057.714 | -150.3602 | 4634 | 1565.6398 | -1716 | -150.3602 | 4634 | 907.3539 | -1057.714 | -150.3602 | 4634 | 1289.5986 | -1223.5055 | 66.0932 | 4634 | 1289.5986 | -1223.5055 | 66.0932 | 4634 | 1289.5986 | -1223.5055 | 66.0932
4635 | 756.678 | -1016 | -259.322 | 4635 | 1000 | -1016 | -16 | 4635 | 945.1834 | -1016 | -70.8166 | 4635 | 1493.3747 | -1716 | -222.6253 | 4635 | 1248.3263 | -1470.9516 | -222.6253 | 4635 | 1493.3747 | -1716 | -222.6253 | 4635 | 1685.8292 | -1709.1349 | -23.3057 | 4635 | 838.5675 | -861.8732 | -23.3057 | 4635 | 1685.8292 | -1709.1349 | -23.3057
4636 | 716.6565 | -1016 | -299.3435 | 4636 | 1000 | -1016 | -16 | 4636 | 1000 | -1016 | -16 | 4636 | 1378.2487 | -1716 | -337.7513 | 4636 | 1378.2487 | -1407.8918 | -29.6431 | 4636 | 1070.1406 | -1407.8918 | -337.7513 | 4636 | 1020.5809 | -1220.6274 | -200.0465 | 4636 | 1092.2019 | -1292.2483 | -200.0465 | 4636 | 1020.5809 | -1220.6274 | -200.0465
4637 | 798.7671 | -1016 | -217.2329 | 4637 | 1000 | -1016 | -16 | 4637 | 1000 | -1016 | -16 | 4637 | 517.311 | -936.6574 | -419.3464 | 4637 | 517.311 | -1716 | -1198.689 | 4637 | 517.311 | -936.6574 | -419.3464 | 4637 | 1188.893 | -1516.9561 | -328.0631 | 4637 | 1188.893 | -1516.9561 | -328.0631 | 4637 | 1188.893 | -1516.9561 | -328.0631
4638 | 765.081 | -1016 | -250.919 | 4638 | 1000 | -1016 | -16 | 4638 | 765.081 | -1016 | -250.919 | 4638 | 1315.8473 | -1716 | -400.1527 | 4638 | 1315.8473 | -1716 | -400.1527 | 4638 | 1315.8473 | -1716 | -400.1527 | 4638 | 1376.4772 | -1684.216 | -307.7389 | 4638 | 1376.4772 | -1684.216 | -307.7389 | 4638 | 1376.4772 | -1684.216 | -307.7389
4639 | 925.4877 | -1016 | -90.5123 | 4639 | 925.4877 | -1016 | -90.5123 | 4639 | 925.4877 | -1016 | -90.5123 | 4639 | 1472.7478 | -1716 | -243.2522 | 4639 | 1472.7478 | -1716 | -243.2522 | 4639 | 1472.7478 | -1716 | -243.2522 | 4639 | 1391.3444 | -1628.0798 | -236.7355 | 4639 | 1391.3444 | -1628.0798 | -236.7355 | 4639 | 1391.3444 | -1628.0798 | -236.7355
4640 | 529.304 | -1016 | -486.696 | 4640 | -69.4468 | -1016 | -1085.4468 | 4640 | -69.4468 | -1016 | -1085.4468 | 4640 | 188.6657 | -1018.1504 | -829.4847 | 4640 | 188.6657 | -1518.1504 | -1329.4847 | 4640 | 188.6657 | -1518.1504 | -1329.4847 | 4640 | 1315.49 | -1592.9201 | -277.43 | 4640 | 1315.49 | -1592.9201 | -277.43 | 4640 | 1315.49 | -1592.9201 | -277.43
4641 | 662.0089 | -1016 | -353.9911 | 4641 | 162.0089 | -1016 | -853.9911 | 4641 | 162.0089 | -1016 | -853.9911 | 4641 | 1123.5603 | -1716 | -592.4397 | 4641 | 623.5603 | -1716 | -1092.4397 | 4641 | 623.5603 | -1716 | -1092.4397 | 4641 | -760.7427 | 230.3179 | -530.4248 | 4641 | -760.7427 | 230.3179 | -530.4248 | 4641 | -760.7427 | 230.3179 | -530.4248
4642 | -385.3979 | -371.3592 | -756.7571 | 4642 | -395.9548 | -657.6414 | -1053.5962 | 4642 | -385.3979 | -223.4936 | -608.8915 | 4642 | 1321.5226 | -1663.857 | -342.3344 | 4642 | 873.6656 | -1716 | -842.3344 | 4642 | 873.6656 | -1716 | -842.3344 | 4642 | -950.8514 | 495.8375 | -455.0139 | 4642 | -950.8514 | 264.9448 | -685.9065 | 4642 | -950.8514 | 264.9448 | -685.9065
4643 | -439.8361 | -733.6866 | -1173.5227 | 4643 | -439.8361 | -981.6866 | -1421.5227 | 4643 | -439.8361 | -320.3332 | -760.1693 | 4643 | 750.4987 | -1716 | -965.5013 | 4643 | 367.5561 | -1716 | -1348.4439 | 4643 | 803.6618 | -1716 | -912.3382 | 4643 | -925.3695 | 18.1537 | -907.2158 | 4643 | -925.3695 | 66.0066 | -859.3629 | 4643 | -925.3695 | 113.7274 | -811.6422
4644 | -464.4571 | -215.1643 | -679.6214 | 4644 | -464.4571 | -356.836 | -821.2931 | 4644 | -464.4571 | -215.1643 | -679.6214 | 4644 | -507.1135 | -1120.5941 | -1627.7076 | 4644 | -659.8226 | -1120.5941 | -1780.4167 | 4644 | -338.7626 | -674.7541 | -1013.5167 | 4644 | -948.0989 | 860.5103 | -87.5886 | 4644 | -948.0989 | 360.5103 | -587.5886 | 4644 | -948.0989 | 360.5103 | -587.5886
4645 | -464.7058 | 167.8711 | -296.8347 | 4645 | -464.7058 | -332.1289 | -796.8347 | 4645 | -464.7058 | -332.1289 | -796.8347 | 4645 | -704.3028 | -219.9674 | -924.2702 | 4645 | -855.1619 | -219.9674 | -1075.1294 | 4645 | -810.4378 | -219.9674 | -1030.4052 | 4645 | -929.3046 | 551.0915 | -378.2132 | 4645 | -929.3046 | 551.0915 | -378.2132 | 4645 | -929.3046 | 551.0915 | -378.2132
4646 | -503.9633 | 21.2927 | -482.6706 | 4646 | -514.1586 | -468.5119 | -982.6706 | 4646 | -514.1586 | -468.5119 | -982.6706 | 4646 | -0.77932 | -720.5673 | -721.3467 | 4646 | -660.7793 | -560.5673 | -1221.3467 | 4646 | -251.2338 | -970.1128 | -1221.3467 | 4646 | -953.7616 | 345.0643 | -608.6973 | 4646 | -953.7616 | 345.0643 | -608.6973 | 4646 | -953.7616 | 345.0643 | -608.6973
4647 | 775.8914 | -1016 | -240.1086 | 4647 | 775.8914 | -1016 | -240.1086 | 4647 | 775.8914 | -1016 | -240.1086 | 4647 | 1336.5153 | -1716 | -379.4847 | 4647 | 836.5153 | -1716 | -879.4847 | 4647 | 836.5153 | -1716 | -879.4847 | 4647 | -900.2222 | 491.1505 | -409.0717 | 4647 | -900.2222 | 610.1379 | -290.0843 | 4647 | -900.2222 | 85.0237 | -815.1985
4648 | 768.6388 | -1016 | -247.3612 | 4648 | 768.6388 | -1016 | -247.3612 | 4648 | 768.6388 | -1016 | -247.3612 | 4648 | 1168.6189 | -1716 | -547.3811 | 4648 | 943.8132 | -1716 | -772.1868 | 4648 | 943.8132 | -1716 | -772.1868 | 4648 | 1255.2815 | -1716 | -460.7185 | 4648 | 1255.2815 | -1716 | -460.7185 | 4648 | 1255.2815 | -1716 | -460.7185
4649 | 605.2107 | -1016 | -410.7893 | 4649 | 1000 | -1016 | -16 | 4649 | 605.2107 | -1016 | -410.7893 | 4649 | 1155.999 | -1716 | -560.001 | 4649 | 1155.999 | -1716 | -560.001 | 4649 | 1155.999 | -1716 | -560.001 | 4649 | 1207.7666 | -1716 | -508.2334 | 4649 | 1207.7666 | -1716 | -508.2334 | 4649 | 1207.7666 | -1716 | -508.2334
4650 | 1000 | -1016 | -16 | 4650 | 1000 | -1016 | -16 | 4650 | 1000 | -1016 | -16 | 4650 | 1761.4619 | -1716 | 45.4619 | 4650 | 1918.672 | -1716 | 202.672 | 4650 | 1452.2038 | -1716 | -263.7962 | 4650 | 1410.8849 | -1716 | -305.1151 | 4650 | 1410.8849 | -1716 | -305.1151 | 4650 | 1410.8849 | -1716 | -305.1151
4651 | 1000 | -1016 | -16 | 4651 | 1000 | -1016 | -16 | 4651 | 1000 | -1016 | -16 | 4651 | 1198.2135 | -1716 | -517.7865 | 4651 | 1832.6044 | -1716 | 116.6044 | 4651 | 1617.5648 | -1716 | -98.4352 | 4651 | 1484.3711 | -1716 | -231.6289 | 4651 | 1484.3711 | -1716 | -231.6289 | 4651 | 1484.3711 | -1716 | -231.6289
4652 | 1000 | -1016 | -16 | 4652 | 1000 | -1016 | -16 | 4652 | 1000 | -1016 | -16 | 4652 | 1778.5996 | -1716 | 62.5996 | 4652 | 2000 | -1716 | 284 | 4652 | 1887.5605 | -1716 | 171.5605 | 4652 | 1900.8941 | -1716 | 184.8941 | 4652 | 1900.8941 | -1716 | 184.8941 | 4652 | 1900.8941 | -1716 | 184.8941
4653 | 1000 | -1016 | -16 | 4653 | 1000 | -1016 | -16 | 4653 | 945.7777 | -1016 | -70.2223 | 4653 | 1679.332 | -1716 | -36.668 | 4653 | 2000 | -1716 | 284 | 4653 | 1733.377 | -1716 | 17.377 | 4653 | 1818.5824 | -1716 | 102.5824 | 4653 | 1818.5824 | -1716 | 102.5824 | 4653 | 1818.5824 | -1716 | 102.5824
4654 | 600.4362 | -1016 | -415.5638 | 4654 | 1000 | -1016 | -16 | 4654 | 600.4362 | -1016 | -415.5638 | 4654 | 1252.9498 | -1716 | -463.0502 | 4654 | 1727.8145 | -1716 | 11.8145 | 4654 | 1727.8145 | -1716 | 11.8145 | 4654 | 1312.042 | -1716 | -403.958 | 4654 | 1312.042 | -1716 | -403.958 | 4654 | 1312.042 | -1716 | -403.958
4655 | 613.8939 | -1016 | -402.1061 | 4655 | 676.4811 | -1016 | -339.5189 | 4655 | 613.8939 | -1016 | -402.1061 | 4655 | 1218.8696 | -1716 | -497.1304 | 4655 | 1308.7774 | -1716 | -407.2226 | 4655 | 1308.7774 | -1716 | -407.2226 | 4655 | 1281.0324 | -1716 | -434.9676 | 4655 | 1281.0324 | -1716 | -434.9676 | 4655 | 1281.0324 | -1716 | -434.9676
4656 | 557.5243 | -1016 | -458.4757 | 4656 | 557.5243 | -1016 | -458.4757 | 4656 | 557.5243 | -1016 | -458.4757 | 4656 | 922.3019 | -1716 | -793.6981 | 4656 | 922.3019 | -1716 | -793.6981 | 4656 | 933.4041 | -1716 | -782.5959 | 4656 | 1156.9363 | -1716 | -559.0637 | 4656 | 1156.9363 | -1716 | -559.0637 | 4656 | 1156.9363 | -1716 | -559.0637
4657 | 526.0411 | -1016 | -489.9589 | 4657 | 526.0411 | -1016 | -489.9589 | 4657 | 526.0411 | -1016 | -489.9589 | 4657 | 1148.8515 | -1716 | -567.1485 | 4657 | 1202.8515 | -1716 | -513.1485 | 4657 | 1202.8515 | -1716 | -513.1485 | 4657 | 1070.7268 | -1716 | -645.2732 | 4657 | 1070.7268 | -1716 | -645.2732 | 4657 | 1070.7268 | -1716 | -645.2732
4658 | 616.4348 | -1016 | -399.5652 | 4658 | 616.4348 | -1016 | -399.5652 | 4658 | 616.4348 | -1016 | -399.5652 | 4658 | 1240.1096 | -1716 | -475.8904 | 4658 | 1492.8556 | -1716 | -223.1444 | 4658 | 1492.8556 | -1716 | -223.1444 | 4658 | 1135.9435 | -1716 | -580.0565 | 4658 | 1135.9435 | -1716 | -580.0565 | 4658 | 1135.9435 | -1716 | -580.0565
4659 | 718.2781 | -1016 | -297.7219 | 4659 | 718.2781 | -1016 | -297.7219 | 4659 | 718.2781 | -1016 | -297.7219 | 4659 | 1076.2219 | -1716 | -639.7781 | 4659 | 1087.3241 | -1716 | -628.6759 | 4659 | 1076.2219 | -1716 | -639.7781 | 4659 | 1235.9655 | -1716 | -480.0345 | 4659 | 1235.9655 | -1716 | -480.0345 | 4659 | 1235.9655 | -1716 | -480.0345
4660 | 600.1999 | -1016 | -415.8001 | 4660 | 600.1999 | -1016 | -415.8001 | 4660 | 600.1999 | -1016 | -415.8001 | 4660 | 1194.3797 | -1716 | -521.6203 | 4660 | 1473.3797 | -1716 | -242.6203 | 4660 | 1473.3797 | -1716 | -242.6203 | 4660 | 1091.6258 | -1716 | -624.3742 | 4660 | 1091.6258 | -1716 | -624.3742 | 4660 | 1091.6258 | -1716 | -624.3742
4661 | 539.3028 | -1016 | -476.6972 | 4661 | 794.6671 | -1016 | -221.3329 | 4661 | 521.7752 | -1016 | -494.2248 | 4661 | 1068.5444 | -1716 | -647.4556 | 4661 | 1293.4283 | -1716 | -422.5717 | 4661 | 1293.4283 | -1716 | -422.5717 | 4661 | 1010.9057 | -1716 | -705.0943 | 4661 | 1010.9057 | -1716 | -705.0943 | 4661 | 1010.9057 | -1716 | -705.0943
4662 | 731.6209 | -1016 | -284.3791 | 4662 | 731.6209 | -1016 | -284.3791 | 4662 | 731.6209 | -1016 | -284.3791 | 4662 | 1230.6229 | -1716 | -485.3771 | 4662 | 961.5721 | -1716 | -754.4279 | 4662 | 961.5721 | -1716 | -754.4279 | 4662 | 1282.2015 | -1716 | -433.7985 | 4662 | 1282.2015 | -1716 | -433.7985 | 4662 | 1282.2015 | -1716 | -433.7985
4663 | 1000 | -1016 | -16 | 4663 | 1000 | -1016 | -16 | 4663 | 1000 | -1016 | -16 | 4663 | 1478.7104 | -1716 | -237.2896 | 4663 | 978.7104 | -1716 | -737.2896 | 4663 | 978.7104 | -1716 | -737.2896 | 4663 | 1276.9669 | -1459.7461 | -182.7792 | 4663 | 1276.9669 | -1459.7461 | -182.7792 | 4663 | 1276.9669 | -1459.7461 | -182.7792
4664 | 1000 | -1016 | -16 | 4664 | 966.5778 | -1016 | -49.4222 | 4664 | 966.5778 | -1016 | -49.4222 | 4664 | 1688.9329 | -1716 | -27.0671 | 4664 | 1188.9329 | -1716 | -527.0671 | 4664 | 1188.9329 | -1716 | -527.0671 | 4664 | 1040.8113 | -1405.1377 | -364.3265 | 4664 | 1040.8113 | -1436.8869 | -396.0756 | 4664 | 1040.8113 | -1436.8869 | -396.0756
4665 | 1000 | -1016 | -16 | 4665 | 746.2071 | -1016 | -269.7929 | 4665 | 867.2112 | -1016 | -148.7888 | 4665 | 697.1536 | -1716 | -1018.8464 | 4665 | 330.4337 | -1716 | -1385.5663 | 4665 | 810.3459 | -1716 | -905.6541 | 4665 | 1124.6564 | -1248.746 | -124.0896 | 4665 | 1124.6564 | -1276.3182 | -151.6618 | 4665 | 1124.6564 | -1599.7465 | -475.0901
4666 | 739.9574 | -1016 | -276.0426 | 4666 | -37.3008 | -1016 | -1053.3008 | 4666 | 370.3657 | -1016 | -645.6343 | 4666 | 1107.9001 | -1716 | -608.0999 | 4666 | 786.9001 | -1716 | -929.0999 | 4666 | 1019.5086 | -1716 | -696.4914 | 4666 | 107.5938 | -161.244 | -53.6502 | 4666 | 107.5938 | -661.244 | -553.6502 | 4666 | 107.5938 | -661.244 | -553.6502
4667 | 931.6838 | -1016 | -84.3162 | 4667 | 271.6838 | -1016 | -744.3162 | 4667 | 491.6838 | -1016 | -524.3162 | 4667 | 1328.156 | -1716 | -387.844 | 4667 | 967.1369 | -1716 | -748.8631 | 4667 | 1431.3683 | -1716 | -284.6317 | 4667 | 31.6661 | -984.9035 | -953.2375 | 4667 | 42.1079 | -743.2131 | -701.1052 | 4667 | 31.6661 | -750.0152 | -718.3491
4668 | 1000 | -1016 | -16 | 4668 | 718.8568 | -1016 | -297.1432 | 4668 | 894.6996 | -1016 | -121.3004 | 4668 | 1957.0419 | -1716 | 241.0419 | 4668 | 1457.0419 | -1716 | -258.9581 | 4668 | 1457.0419 | -1716 | -258.9581 | 4668 | -831.4264 | -813.8262 | -1645.2526 | 4668 | -841.8683 | -599.8302 | -1441.6985 | 4668 | -553.3246 | -325.0281 | -878.3526
4669 | 1000 | -1016 | -16 | 4669 | 1000 | -1016 | -16 | 4669 | 1000 | -1016 | -16 | 4669 | 1806.829 | -1716 | 90.829 | 4669 | 1306.829 | -1716 | -409.171 | 4669 | 1306.829 | -1716 | -409.171 | 4669 | 1128.7357 | -1466.3584 | -337.6227 | 4669 | 1128.7357 | -1466.3584 | -337.6227 | 4669 | 1128.7357 | -1716 | -587.2643
4670 | 1000 | -1016 | -16 | 4670 | 1000 | -1016 | -16 | 4670 | 1000 | -1016 | -16 | 4670 | 1549.7422 | -1716 | -166.2578 | 4670 | 1170.4062 | -1716 | -545.5938 | 4670 | 1170.4062 | -1716 | -545.5938 | 4670 | 1462.0191 | -1716 | -253.9809 | 4670 | 1462.0191 | -1716 | -253.9809 | 4670 | 1462.0191 | -1716 | -253.9809
4671 | 870.6638 | -1016 | -145.3362 | 4671 | 870.6638 | -1016 | -145.3362 | 4671 | 870.6638 | -1016 | -145.3362 | 4671 | 1296.8721 | -1716 | -419.1279 | 4671 | 1296.8721 | -1716 | -419.1279 | 4671 | 1296.8721 | -1716 | -419.1279 | 4671 | 1297.3793 | -1716 | -418.6207 | 4671 | 1297.3793 | -1716 | -418.6207 | 4671 | 1297.3793 | -1716 | -418.6207
4672 | 703.4556 | -1016 | -312.5444 | 4672 | 703.4556 | -1016 | -312.5444 | 4672 | 703.4556 | -1016 | -312.5444 | 4672 | 1116.8701 | -1716 | -599.1299 | 4672 | 1116.8701 | -1716 | -599.1299 | 4672 | 1116.8701 | -1716 | -599.1299 | 4672 | 1053.9156 | -1716 | -662.0844 | 4672 | 1053.9156 | -1716 | -662.0844 | 4672 | 1053.9156 | -1716 | -662.0844
4673 | 1000 | -1016 | -16 | 4673 | 1000 | -1016 | -16 | 4673 | 1000 | -1016 | -16 | 4673 | 1078.1956 | -1716 | -637.8044 | 4673 | 1537.4419 | -1716 | -178.5581 | 4673 | 1410.1527 | -1716 | -305.8473 | 4673 | 810.8073 | -1716 | -905.1927 | 4673 | 1310.8073 | -1716 | -405.1927 | 4673 | 1310.8073 | -1716 | -405.1927
4674 | 1000 | -1016 | -16 | 4674 | 1000 | -1016 | -16 | 4674 | 1000 | -1016 | -16 | 4674 | 1407.6769 | -1716 | -308.3231 | 4674 | 1782.6769 | -1716 | 66.6769 | 4674 | 1374.1308 | -1716 | -341.8692 | 4674 | 981.6264 | -1716 | -734.3736 | 4674 | 1632.0475 | -1716 | -83.9525 | 4674 | 1212.5817 | -1716 | -503.4183
4675 | 1000 | -1016 | -16 | 4675 | 1000 | -1016 | -16 | 4675 | 1000 | -1016 | -16 | 4675 | 1291.5442 | -1716 | -424.4558 | 4675 | 1804.1252 | -1716 | 88.1252 | 4675 | 1382.8177 | -1716 | -333.1823 | 4675 | 1689.3908 | -1716 | -26.6092 | 4675 | 1688.4688 | -1716 | -27.5312 | 4675 | 1419.6926 | -1716 | -296.3074
4676 | 1000 | -1016 | -16 | 4676 | 1000 | -1016 | -16 | 4676 | 1000 | -1016 | -16 | 4676 | 1411.2176 | -1716 | -304.7824 | 4676 | 1712.1395 | -1716 | -3.8605 | 4676 | 1614.6561 | -1716 | -101.3439 | 4676 | 1640.7456 | -1716 | -75.2544 | 4676 | 1799.7807 | -1716 | 83.7807 | 4676 | 1427.4525 | -1716 | -288.5475
4677 | 1000 | -1016 | -16 | 4677 | 1000 | -1016 | -16 | 4677 | 1000 | -1016 | -16 | 4677 | 1259.576 | -1716 | -456.424 | 4677 | 1420.3609 | -1716 | -295.6391 | 4677 | 1414.4168 | -1716 | -301.5832 | 4677 | 828.6656 | -1716 | -887.3344 | 4677 | 1328.6656 | -1716 | -387.3344 | 4677 | 1328.6656 | -1716 | -387.3344
4678 | 793.1339 | -1016 | -222.8661 | 4678 | 1000 | -1016 | -16 | 4678 | 1000 | -1016 | -16 | 4678 | 1019.9678 | -1716 | -696.0322 | 4678 | 1519.9678 | -1716 | -196.0322 | 4678 | 1519.9678 | -1716 | -196.0322 | 4678 | 943.7821 | -1716 | -772.2179 | 4678 | 1443.7821 | -1716 | -272.2179 | 4678 | 1443.7821 | -1716 | -272.2179
4679 | 592.8883 | -1016 | -423.1117 | 4679 | 592.8883 | -1016 | -423.1117 | 4679 | 592.8883 | -1016 | -423.1117 | 4679 | 1056.3456 | -1716 | -659.6544 | 4679 | 1056.3456 | -1716 | -659.6544 | 4679 | 1056.3456 | -1716 | -659.6544 | 4679 | 982.814 | -1716 | -733.186 | 4679 | 1448.199 | -1716 | -267.801 | 4679 | 1482.814 | -1716 | -233.186
4680 | 605.6916 | -1016 | -410.3084 | 4680 | 641.7311 | -1016 | -374.2689 | 4680 | 605.6916 | -1016 | -410.3084 | 4680 | 1071.4887 | -1716 | -644.5113 | 4680 | 1172.5238 | -1716 | -543.4762 | 4680 | 1474.4142 | -1716 | -241.5858 | 4680 | 1000.1999 | -1716 | -715.8001 | 4680 | 1500.1999 | -1716 | -215.8001 | 4680 | 1151.0976 | -1716 | -564.9024
4681 | 603.5368 | -1016 | -412.4632 | 4681 | 603.5368 | -1016 | -412.4632 | 4681 | 603.5368 | -1016 | -412.4632 | 4681 | 1072.2358 | -1716 | -643.7642 | 4681 | 1072.2358 | -1716 | -643.7642 | 4681 | 1159.4325 | -1716 | -556.5675 | 4681 | 1004.1886 | -1716 | -711.8114 | 4681 | 1004.1886 | -1716 | -711.8114 | 4681 | 1314.0433 | -1716 | -401.9567
4682 | 794.6798 | -1016 | -221.3202 | 4682 | 1000 | -1016 | -16 | 4682 | 1000 | -1016 | -16 | 4682 | 1119.908 | -1716 | -596.092 | 4682 | 1619.908 | -1716 | -96.092 | 4682 | 1382.021 | -1716 | -333.979 | 4682 | 1058.5097 | -1716 | -657.4903 | 4682 | 1336.7251 | -1716 | -379.2749 | 4682 | 1341.3576 | -1716 | -374.6424
4683 | 888.2277 | -1016 | -127.7723 | 4683 | 1000 | -1016 | -16 | 4683 | 1000 | -1016 | -16 | 4683 | 1229.8853 | -1716 | -486.1147 | 4683 | 1596.3918 | -1716 | -119.6082 | 4683 | 1445.1918 | -1716 | -270.8082 | 4683 | 1188.2843 | -1716 | -527.7157 | 4683 | 1188.2843 | -1716 | -527.7157 | 4683 | 1188.2843 | -1716 | -527.7157
4684 | 707.0238 | -1016 | -308.9762 | 4684 | 875.4238 | -1016 | -140.5762 | 4684 | 707.0238 | -1016 | -308.9762 | 4684 | 1191.4549 | -1716 | -524.5451 | 4684 | 1191.4549 | -1716 | -524.5451 | 4684 | 1191.4549 | -1716 | -524.5451 | 4684 | 1155.6491 | -1716 | -560.3509 | 4684 | 1155.6491 | -1716 | -560.3509 | 4684 | 1155.6491 | -1716 | -560.3509
4685 | 755.4099 | -1016 | -260.5901 | 4685 | 1000 | -1016 | -16 | 4685 | 755.4099 | -1016 | -260.5901 | 4685 | 1021.2514 | -1716 | -694.7486 | 4685 | 718.4367 | -1716 | -997.5633 | 4685 | 718.4367 | -1716 | -997.5633 | 4685 | 1002.6176 | -1716 | -713.3824 | 4685 | 593.4635 | -1716 | -1122.5365 | 4685 | 593.4635 | -1716 | -1122.5365
4686 | 846.0765 | -1016 | -169.9235 | 4686 | 846.0765 | -1016 | -169.9235 | 4686 | 846.0765 | -1016 | -169.9235 | 4686 | 1316.0524 | -1716 | -399.9476 | 4686 | 816.0524 | -1716 | -899.9476 | 4686 | 816.0524 | -1716 | -899.9476 | 4686 | 1357.4548 | -1716 | -358.5452 | 4686 | 857.4548 | -1716 | -858.5452 | 4686 | 857.4548 | -1716 | -858.5452
4687 | 797.2299 | -1016 | -218.7701 | 4687 | 537.9118 | -1016 | -478.0882 | 4687 | 537.9118 | -1016 | -478.0882 | 4687 | 1510.7022 | -1716 | -205.2978 | 4687 | 1090.1279 | -1716 | -625.8721 | 4687 | 1090.1279 | -1716 | -625.8721 | 4687 | 1622.9332 | -1716 | -93.0668 | 4687 | 1122.9332 | -1716 | -593.0668 | 4687 | 1122.9332 | -1716 | -593.0668
4688 | 207.4976 | -840.6936 | -633.1959 | 4688 | 207.4976 | -803.5458 | -596.0482 | 4688 | 207.4976 | -778.127 | -570.6294 | 4688 | 800.2744 | -1114.9352 | -314.6607 | 4688 | 850.2744 | -1716 | -865.7256 | 4688 | 800.2744 | -1614.9352 | -814.6607 | 4688 | 1980.5138 | -1692.8854 | 287.6284 | 4688 | 1503.6284 | -1716 | -212.3716 | 4688 | 1503.6284 | -1716 | -212.3716
4689 | 82.5323 | 82.7855 | 165.3178 | 4689 | 128.2997 | -1016 | -887.7003 | 4689 | -59.0025 | -275.6797 | -334.6822 | 4689 | 496.7641 | -587.003 | -90.2389 | 4689 | 496.7641 | -1599.5913 | -1102.8272 | 4689 | 496.7641 | -1087.003 | -590.2389 | 4689 | 922.8324 | -363.6824 | 559.15 | 4689 | 922.8324 | -863.6824 | 59.15 | 4689 | 922.8324 | -863.6824 | 59.15
4690 | -164.9236 | 122.9149 | -42.0087 | 4690 | -147.0778 | -501.9581 | -649.036 | 4690 | -164.9236 | -177.0851 | -342.0087 | 4690 | 455.5762 | -1598.1359 | -1142.5597 | 4690 | 427.2743 | -1716 | -1288.7257 | 4690 | 526.678 | -1215.4397 | -688.7617 | 4690 | -540.055 | 601.2806 | 61.2256 | 4690 | -540.055 | 101.2806 | -438.7744 | 4690 | -540.055 | 101.2806 | -438.7744
4691 | -13.2294 | -1016 | -1029.2294 | 4691 | -13.1447 | -1016 | -1029.1447 | 4691 | 344.8883 | -1016 | -671.1117 | 4691 | 620.7071 | -1716 | -1095.2929 | 4691 | 662.1572 | -1716 | -1053.8428 | 4691 | 829.0434 | -1716 | -886.9566 | 4691 | -734.2047 | -202.1784 | -936.3831 | 4691 | -1160.4135 | -202.1784 | -1362.5919 | 4691 | -439.8857 | -202.1784 | -642.0641
4692 | 509.5872 | -1016 | -506.4128 | 4692 | 445.8894 | -1016 | -570.1106 | 4692 | 450.122 | -1016 | -565.878 | 4692 | 1151.5178 | -1716 | -564.4822 | 4692 | 1088.3696 | -1716 | -627.6304 | 4692 | 1050.6025 | -1716 | -665.3975 | 4692 | 275.1079 | -1716 | -1440.8921 | 4692 | 514.8059 | -1716 | -1201.1941 | 4692 | 1042.0079 | -1716 | -673.9921
4693 | 1000 | -1016 | -16 | 4693 | 759.6309 | -1016 | -256.3691 | 4693 | 759.6309 | -1016 | -256.3691 | 4693 | 1851.4411 | -1716 | 135.4411 | 4693 | 1362.8509 | -1716 | -353.1491 | 4693 | 1362.8509 | -1716 | -353.1491 | 4693 | 1561.8927 | -1716 | -154.1073 | 4693 | 1061.8927 | -1716 | -654.1073 | 4693 | 1061.8927 | -1716 | -654.1073
4694 | 1000 | -1016 | -16 | 4694 | 1000 | -1016 | -16 | 4694 | 1000 | -1016 | -16 | 4694 | 1801.1747 | -1716 | 85.1747 | 4694 | 1358.3245 | -1716 | -357.6755 | 4694 | 1358.3245 | -1716 | -357.6755 | 4694 | 1942.2635 | -1716 | 226.2635 | 4694 | 1546.5896 | -1716 | -169.4104 | 4694 | 1546.5896 | -1716 | -169.4104
4695 | 1000 | -1016 | -16 | 4695 | 1000 | -1016 | -16 | 4695 | 1000 | -1016 | -16 | 4695 | 1584.9503 | -1716 | -131.0497 | 4695 | 1489.5655 | -1716 | -226.4345 | 4695 | 1489.5655 | -1716 | -226.4345 | 4695 | 1766.4129 | -1716 | 50.4129 | 4695 | 1436.554 | -1716 | -279.446 | 4695 | 1436.554 | -1716 | -279.446
4696 | 975.6763 | -1016 | -40.3237 | 4696 | 1000 | -1016 | -16 | 4696 | 1000 | -1016 | -16 | 4696 | 1369.0917 | -1716 | -346.9083 | 4696 | 1369.0917 | -1716 | -346.9083 | 4696 | 1369.0917 | -1716 | -346.9083 | 4696 | 1461.6213 | -1716 | -254.3787 | 4696 | 1461.6213 | -1716 | -254.3787 | 4696 | 1461.6213 | -1716 | -254.3787
4697 | 1000 | -1016 | -16 | 4697 | 1000 | -1016 | -16 | 4697 | 1000 | -1016 | -16 | 4697 | 1198.2402 | -1716 | -517.7598 | 4697 | 1548.2402 | -1716 | -167.7598 | 4697 | 1479.4891 | -1716 | -236.5109 | 4697 | 1060.7836 | -1716 | -655.2164 | 4697 | 1060.7836 | -1716 | -655.2164 | 4697 | 1060.7836 | -1716 | -655.2164
4698 | 1000 | -1016 | -16 | 4698 | 1000 | -1016 | -16 | 4698 | 1000 | -1016 | -16 | 4698 | 1666.6512 | -1716 | -49.3488 | 4698 | 1692.1122 | -1716 | -23.8878 | 4698 | 1692.1122 | -1716 | -23.8878 | 4698 | 937.9789 | -1716 | -778.0211 | 4698 | 1389.2768 | -1716 | -326.7232 | 4698 | 1389.2768 | -1716 | -326.7232
4699 | 1000 | -1016 | -16 | 4699 | 1000 | -1016 | -16 | 4699 | 1000 | -1016 | -16 | 4699 | 1457.345 | -1716 | -258.655 | 4699 | 1701.7462 | -1716 | -14.2538 | 4699 | 1569.9169 | -1716 | -146.0831 | 4699 | 1560.3501 | -1716 | -155.6499 | 4699 | 1676.039 | -1716 | -39.961 | 4699 | 1514.2524 | -1716 | -201.7476
4700 | 1000 | -1016 | -16 | 4700 | 1000 | -1016 | -16 | 4700 | 1000 | -1016 | -16 | 4700 | 1051.2726 | -1716 | -664.7274 | 4700 | 1404.4073 | -1716 | -311.5927 | 4700 | 1446.6976 | -1716 | -269.3024 | 4700 | 1326.6066 | -1716 | -389.3934 | 4700 | 1695.7532 | -1716 | -20.2468 | 4700 | 1372.2434 | -1716 | -343.7566
4701 | 868.2915 | -1016 | -147.7085 | 4701 | 1000 | -1016 | -16 | 4701 | 1000 | -1016 | -16 | 4701 | 1152.1115 | -1716 | -563.8885 | 4701 | 1536.1291 | -1716 | -179.8709 | 4701 | 1537.1115 | -1716 | -178.8885 | 4701 | 1232.9726 | -1716 | -483.0274 | 4701 | 1452.4043 | -1716 | -263.5957 | 4701 | 1452.4043 | -1716 | -263.5957
4702 | 973.8878 | -1016 | -42.1122 | 4702 | 1000 | -1016 | -16 | 4702 | 1000 | -1016 | -16 | 4702 | 1237.2212 | -1716 | -478.7788 | 4702 | 1587.2212 | -1716 | -128.7788 | 4702 | 1615.2435 | -1716 | -100.7565 | 4702 | 1073.0803 | -1716 | -642.9197 | 4702 | 1573.0803 | -1716 | -142.9197 | 4702 | 1573.0803 | -1716 | -142.9197
4703 | 1000 | -1016 | -16 | 4703 | 1000 | -1016 | -16 | 4703 | 1000 | -1016 | -16 | 4703 | 1333.6835 | -1716 | -382.3165 | 4703 | 1183.6835 | -1716 | -532.3165 | 4703 | 1312.969 | -1716 | -403.031 | 4703 | 1182.9199 | -1716 | -533.0801 | 4703 | 1382.9199 | -1716 | -333.0801 | 4703 | 1382.9199 | -1716 | -333.0801
4704 | 1000 | -1016 | -16 | 4704 | 1000 | -1016 | -16 | 4704 | 1000 | -1016 | -16 | 4704 | 1431.0004 | -1716 | -284.9996 | 4704 | 1281.0004 | -1716 | -434.9996 | 4704 | 1281.0004 | -1716 | -434.9996 | 4704 | 1280.4249 | -1716 | -435.5751 | 4704 | 1280.4249 | -1716 | -435.5751 | 4704 | 1280.4249 | -1716 | -435.5751
4705 | 1000 | -1016 | -16 | 4705 | 1000 | -1016 | -16 | 4705 | 1000 | -1016 | -16 | 4705 | 1233.7449 | -1716 | -482.2551 | 4705 | 1913.6055 | -1716 | 197.6055 | 4705 | 1729.852 | -1716 | 13.852 | 4705 | 1474.1871 | -1716 | -241.8129 | 4705 | 1785.8977 | -1716 | 69.8977 | 4705 | 1722.3952 | -1716 | 6.3952
4706 | 1000 | -1016 | -16 | 4706 | 1000 | -1016 | -16 | 4706 | 1000 | -1016 | -16 | 4706 | 1291.3755 | -1716 | -424.6245 | 4706 | 1791.3755 | -1716 | 75.3755 | 4706 | 1791.3755 | -1716 | 75.3755 | 4706 | 1274.079 | -1716 | -441.921 | 4706 | 1774.079 | -1716 | 58.079 | 4706 | 1774.079 | -1716 | 58.079
4707 | 1000 | -1016 | -16 | 4707 | 1000 | -1016 | -16 | 4707 | 1000 | -1016 | -16 | 4707 | 1206.3779 | -1716 | -509.6221 | 4707 | 1879.0833 | -1716 | 163.0833 | 4707 | 1706.3779 | -1716 | -9.6221 | 4707 | 1357.7218 | -1716 | -358.2782 | 4707 | 2000 | -1716 | 284 | 4707 | 1677.1518 | -1716 | -38.8482
4708 | 810.6832 | -1016 | -205.3168 | 4708 | 1000 | -1016 | -16 | 4708 | 1000 | -1016 | -16 | 4708 | 1904.251 | -1716 | 188.251 | 4708 | 1927.2999 | -1716 | 211.2999 | 4708 | 1753.4736 | -1716 | 37.4736 | 4708 | 1460.5677 | -1716 | -255.4323 | 4708 | 1848.491 | -1716 | 132.491 | 4708 | 1704.5566 | -1716 | -11.4434
4709 | 569.0383 | -1016 | -446.9617 | 4709 | 1000 | -1016 | -16 | 4709 | 1000 | -1016 | -16 | 4709 | 1230.0283 | -1716 | -485.9717 | 4709 | 1508.6806 | -1716 | -207.3194 | 4709 | 1508.6806 | -1716 | -207.3194 | 4709 | 1146.2401 | -1716 | -569.7599 | 4709 | 1458.595 | -1716 | -257.405 | 4709 | 1458.595 | -1716 | -257.405
4710 | 766.6689 | -1016 | -249.3311 | 4710 | 1000 | -1016 | -16 | 4710 | 1000 | -1016 | -16 | 4710 | 1205.009 | -1716 | -510.991 | 4710 | 1405.009 | -1716 | -310.991 | 4710 | 1405.009 | -1716 | -310.991 | 4710 | 1197.537 | -1716 | -518.463 | 4710 | 1318.1112 | -1716 | -397.8888 | 4710 | 1318.1112 | -1716 | -397.8888
4711 | 869.3112 | -1016 | -146.6888 | 4711 | 869.3112 | -1016 | -146.6888 | 4711 | 561.864 | -1016 | -454.136 | 4711 | 1313.541 | -1716 | -402.459 | 4711 | 1313.541 | -1716 | -402.459 | 4711 | 1313.541 | -1716 | -402.459 | 4711 | 1370.3262 | -1716 | -345.6738 | 4711 | 1370.3262 | -1716 | -345.6738 | 4711 | 1370.3262 | -1716 | -345.6738
4712 | 1000 | -981.3844 | 18.6156 | 4712 | 534.6156 | -1016 | -481.3844 | 4712 | 534.6156 | -1016 | -481.3844 | 4712 | 1459.8069 | -1716 | -256.1931 | 4712 | 1459.8069 | -1716 | -256.1931 | 4712 | 1459.8069 | -1716 | -256.1931 | 4712 | 1525.253 | -1716 | -190.747 | 4712 | 1066.351 | -1716 | -649.649 | 4712 | 1066.351 | -1716 | -649.649
4713 | -23.1427 | 92.3078 | 69.165 | 4713 | -82.608 | -348.227 | -430.835 | 4713 | -82.608 | -348.227 | -430.835 | 4713 | 1103.8543 | -1716 | -612.1457 | 4713 | 1103.8543 | -1716 | -612.1457 | 4713 | 1103.8543 | -1716 | -612.1457 | 4713 | 782.9437 | -831.802 | -48.8583 | 4713 | -175.1025 | -1716 | -1891.1025 | 4713 | -227.1701 | -554.7882 | -781.9583
4714 | -15.6454 | -395.4672 | -411.1127 | 4714 | 30.0373 | -800.1375 | -770.1002 | 4714 | -169.878 | -665.1375 | -835.0155 | 4714 | 993.9024 | -1716 | -722.0976 | 4714 | 993.9024 | -1716 | -722.0976 | 4714 | 996.9601 | -1716 | -719.0399 | 4714 | 200.2809 | -0.48202 | 199.7989 | 4714 | -185.4865 | -741.6931 | -927.1795 | 4714 | -459.7191 | 13.3693 | -446.3498
4715 | 51.4238 | -1016 | -964.5762 | 4715 | 59.9737 | -1016 | -956.0263 | 4715 | 248.1912 | -1016 | -767.8088 | 4715 | 1198.5822 | -1716 | -517.4178 | 4715 | 1198.5822 | -1716 | -517.4178 | 4715 | 1238.6642 | -1716 | -477.3358 | 4715 | 226.7191 | -177.3147 | 49.4044 | 4715 | -263.2809 | 156.9324 | -106.3485 | 4715 | -43.2809 | -588.1817 | -631.4627
4716 | 468.2599 | -1016 | -547.7401 | 4716 | 473.4926 | -1016 | -542.5074 | 4716 | 485.1904 | -1016 | -530.8096 | 4716 | 1616.678 | -1716 | -99.322 | 4716 | 1452.7707 | -1716 | -263.2293 | 4716 | 1452.7707 | -1716 | -263.2293 | 4716 | 422.842 | -1418.3007 | -995.4587 | 4716 | 208.2558 | -203.7145 | 4.5413 | 4716 | 383.4037 | -378.8624 | 4.5413
4717 | 1000 | -754.5978 | 245.4022 | 4717 | 1000 | -1016 | -16 | 4717 | 761.4022 | -1016 | -254.5978 | 4717 | 1868.429 | -1716 | 152.429 | 4717 | 1868.429 | -1716 | 152.429 | 4717 | 1868.429 | -1716 | 152.429 | 4717 | 1545.2272 | -1716 | -170.7728 | 4717 | 1304.9295 | -1379.4818 | -74.5522 | 4717 | 1524.0142 | -1598.5664 | -74.5522
4718 | 1000 | -692.899 | 307.101 | 4718 | 1000 | -1016 | -16 | 4718 | 1000 | -1016 | -16 | 4718 | 1967.4097 | -1716 | 251.4097 | 4718 | 1967.4097 | -1716 | 251.4097 | 4718 | 1967.4097 | -1716 | 251.4097 | 4718 | 2000 | -1716 | 284 | 4718 | 1771.6873 | -1716 | 55.6873 | 4718 | 1771.6873 | -1716 | 55.6873
4719 | 1000 | -938.2583 | 61.7417 | 4719 | 1000 | -1016 | -16 | 4719 | 1000 | -1016 | -16 | 4719 | 1732.9337 | -1716 | 16.9337 | 4719 | 1732.9337 | -1716 | 16.9337 | 4719 | 1732.9337 | -1716 | 16.9337 | 4719 | 2000 | -1716 | 284 | 4719 | 2000 | -1716 | 284 | 4719 | 2000 | -1716 | 284
4720 | 1000 | -1016 | -16 | 4720 | 1000 | -1016 | -16 | 4720 | 1000 | -1016 | -16 | 4720 | 1628.411 | -1716 | -87.589 | 4720 | 1573.251 | -1716 | -142.749 | 4720 | 1573.251 | -1716 | -142.749 | 4720 | 1654.4119 | -1716 | -61.5881 | 4720 | 2000 | -1716 | 284 | 4720 | 2000 | -1716 | 284
4721 | 1000 | -1016 | -16 | 4721 | 1000 | -1016 | -16 | 4721 | 1000 | -1016 | -16 | 4721 | 1603.1035 | -1716 | -112.8965 | 4721 | 1547.9435 | -1716 | -168.0565 | 4721 | 1547.9435 | -1716 | -168.0565 | 4721 | 2000 | -1716 | 284 | 4721 | 2000 | -1716 | 284 | 4721 | 2000 | -1716 | 284
4722 | 1000 | -1016 | -16 | 4722 | 1000 | -1016 | -16 | 4722 | 1000 | -1016 | -16 | 4722 | 1818.5473 | -1716 | 102.5473 | 4722 | 1550.345 | -1716 | -165.655 | 4722 | 1550.345 | -1716 | -165.655 | 4722 | 2000 | -1682.4102 | 317.5898 | 4722 | 2000 | -878.7106 | 1121.2894 | 4722 | 2000 | -1681.3415 | 318.6585
4723 | 1000 | -1016 | -16 | 4723 | 1000 | -1016 | -16 | 4723 | 1000 | -1016 | -16 | 4723 | 2000 | -1716 | 284 | 4723 | 2000 | -1716 | 284 | 4723 | 2000 | -1716 | 284 | 4723 | 2000 | -991.6608 | 1008.3392 | 4723 | 2000 | -986.8262 | 1013.1738 | 4723 | 2000 | -1244.7656 | 755.2344
4724 | 1000 | -1016 | -16 | 4724 | 1000 | -1016 | -16 | 4724 | 1000 | -1016 | -16 | 4724 | 2000 | -1716 | 284 | 4724 | 2000 | -1716 | 284 | 4724 | 2000 | -1716 | 284 | 4724 | 2000 | -1699.3981 | 300.6019 | 4724 | 2000 | -1199.3981 | 800.6019 | 4724 | 2000 | -1199.3981 | 800.6019
4725 | 1000 | -1016 | -16 | 4725 | 1000 | -1016 | -16 | 4725 | 1000 | -1016 | -16 | 4725 | 2000 | -1716 | 284 | 4725 | 1977.0905 | -1716 | 261.0905 | 4725 | 1977.0905 | -1716 | 261.0905 | 4725 | 1572.559 | -1145.5651 | 426.9938 | 4725 | 1572.559 | -645.5651 | 926.9938 | 4725 | 1572.559 | -645.5651 | 926.9938
4726 | 884.7815 | -1016 | -131.2185 | 4726 | 1000 | -1016 | -16 | 4726 | 927.7815 | -1016 | -88.2185 | 4726 | 1799.2879 | -1716 | 83.2879 | 4726 | 1799.2879 | -1716 | 83.2879 | 4726 | 1799.2879 | -1716 | 83.2879 | 4726 | 1363.639 | -969.5737 | 394.0653 | 4726 | 1363.639 | -965.4885 | 398.1505 | 4726 | 1363.639 | -965.4885 | 398.1505
4727 | 1000 | -1016 | -16 | 4727 | 1000 | -1016 | -16 | 4727 | 1000 | -1016 | -16 | 4727 | 1894.3792 | -1716 | 178.3792 | 4727 | 1894.3792 | -1716 | 178.3792 | 4727 | 1894.3792 | -1716 | 178.3792 | 4727 | 1775.1496 | -1324.9303 | 450.2193 | 4727 | 1775.1496 | -1324.9303 | 450.2193 | 4727 | 1775.1496 | -1324.9303 | 450.2193
4728 | 835.7244 | -1016 | -180.2756 | 4728 | 1000 | -1016 | -16 | 4728 | 853.5232 | -1016 | -162.4768 | 4728 | 1729.3306 | -1716 | 13.3306 | 4728 | 1729.3306 | -1716 | 13.3306 | 4728 | 1729.3306 | -1716 | 13.3306 | 4728 | 962.8749 | -660.5718 | 302.3031 | 4728 | 1182.8749 | -880.5718 | 302.3031 | 4728 | 962.8749 | -1049.7298 | -86.8549
4729 | 710.8674 | -1016 | -305.1326 | 4729 | 710.8674 | -1016 | -305.1326 | 4729 | 710.8674 | -1016 | -305.1326 | 4729 | 1511.7409 | -1716 | -204.2591 | 4729 | 1511.7409 | -1716 | -204.2591 | 4729 | 1511.7409 | -1716 | -204.2591 | 4729 | 939.5652 | -924.3576 | 15.2076 | 4729 | 939.5652 | -924.3576 | 15.2076 | 4729 | 939.5652 | -924.3576 | 15.2076
4730 | 698.5547 | -1016 | -317.4453 | 4730 | 752.5547 | -1016 | -263.4453 | 4730 | 741.5547 | -1016 | -274.4453 | 4730 | 1426.4673 | -1716 | -289.5327 | 4730 | 1426.4673 | -1716 | -289.5327 | 4730 | 1426.4673 | -1716 | -289.5327 | 4730 | 1321.4703 | -1716 | -394.5297 | 4730 | 1331.6209 | -1716 | -384.3791 | 4730 | 1395.6185 | -1716 | -320.3815
4731 | 638.5719 | -1016 | -377.4281 | 4731 | 638.5719 | -1016 | -377.4281 | 4731 | 638.5719 | -1016 | -377.4281 | 4731 | 1325.9598 | -1716 | -390.0402 | 4731 | 1325.9598 | -1716 | -390.0402 | 4731 | 1325.9598 | -1716 | -390.0402 | 4731 | 1111.2953 | -1385.516 | -274.2207 | 4731 | 1111.2953 | -1716 | -604.7047 | 4731 | 1331.2953 | -1605.516 | -274.2207
4732 | 605.4671 | -1016 | -410.5329 | 4732 | 976.0891 | -1016 | -39.9109 | 4732 | 605.4671 | -1016 | -410.5329 | 4732 | 1220.1079 | -1716 | -495.8921 | 4732 | 1220.1079 | -1716 | -495.8921 | 4732 | 1220.1079 | -1716 | -495.8921 | 4732 | 1169.0934 | -1606.7505 | -437.6571 | 4732 | 892.4201 | -1716 | -823.5799 | 4732 | 753.2287 | -1716 | -962.7713
4733 | 629.3936 | -1016 | -386.6064 | 4733 | 629.3936 | -1016 | -386.6064 | 4733 | 629.3936 | -1016 | -386.6064 | 4733 | 1053.1781 | -1612.5975 | -559.4194 | 4733 | 1053.1781 | -1716 | -662.8219 | 4733 | 1053.1781 | -1716 | -662.8219 | 4733 | 504.4338 | -976.4256 | -471.9917 | 4733 | 613.1502 | -1716 | -1102.8498 | 4733 | 504.4338 | -1716 | -1211.5662
4734 | 989.4734 | -1016 | -26.5266 | 4734 | 989.4734 | -1016 | -26.5266 | 4734 | 489.4734 | -1016 | -526.5266 | 4734 | 1205.6611 | -1398.4469 | -192.7858 | 4734 | 1205.6611 | -1716 | -510.3389 | 4734 | 1205.6611 | -1716 | -510.3389 | 4734 | 1136.4861 | -1171.0297 | -34.5436 | 4734 | 476.4861 | -1011.0297 | -534.5436 | 4734 | 696.4861 | -1716 | -1019.5139
4735 | 1000 | -604.6815 | 395.3185 | 4735 | 1000 | -1016 | -16 | 4735 | 911.3185 | -1016 | -104.6815 | 4735 | 1253.7561 | -991.1885 | 262.5676 | 4735 | 1253.7561 | -1491.1885 | -237.4324 | 4735 | 1253.7561 | -1491.1885 | -237.4324 | 4735 | 754.6083 | -234.6336 | 519.9746 | 4735 | 756.5946 | -736.62 | 19.9746 | 4735 | 821.8059 | -947.9799 | -126.174
4736 | 1000 | -726.8561 | 273.1439 | 4736 | 1000 | -1016 | -16 | 4736 | 1000 | -1016 | -16 | 4736 | 1776.8412 | -1716 | 60.8412 | 4736 | 1333.8412 | -1716 | -382.1588 | 4736 | 1553.8412 | -1716 | -162.1588 | 4736 | -950.3056 | 1717 | 766.6944 | 4736 | 171.5533 | 227.7562 | 399.3095 | 4736 | -63.6038 | 462.9133 | 399.3095
4737 | 853.7214 | -381.9801 | 471.7413 | 4737 | 616.6441 | -644.9028 | -28.2587 | 4737 | 619.3721 | -647.6308 | -28.2587 | 4737 | 2000 | -1716 | 284 | 4737 | 1826.2707 | -1716 | 110.2707 | 4737 | 1762.0456 | -1716 | 46.0456 | 4737 | -983.5379 | 1717 | 733.4621 | 4737 | -983.5379 | 1634.3179 | 650.78 | 4737 | -983.5379 | 1634.3179 | 650.78
4738 | -397.6231 | 945.5764 | 547.9533 | 4738 | -397.6231 | 445.5764 | 47.9533 | 4738 | -397.6231 | 445.5764 | 47.9533 | 4738 | 1842.2242 | -1716 | 126.2242 | 4738 | 1756.5076 | -1716 | 40.5076 | 4738 | 1600.7326 | -1716 | -115.2674 | 4738 | -961.4171 | 1717 | 755.5829 | 4738 | -967.2838 | 1688.8465 | 721.5627 | 4738 | -967.2838 | 1688.8465 | 721.5627
4739 | -405.1465 | 1017 | 611.8535 | 4739 | -420.9465 | 544.0464 | 123.0999 | 4739 | -420.9465 | 544.0464 | 123.0999 | 4739 | -167.8478 | 617.0518 | 449.204 | 4739 | -160.0152 | -897.0815 | -1057.0967 | 4739 | -142.8383 | -54.1063 | -196.9447 | 4739 | -937.7343 | 1717 | 779.2657 | 4739 | -961.2009 | 213.4949 | -747.7061 | 4739 | -961.2009 | 1717 | 755.7991
4740 | -424.6129 | -185.4091 | -610.0219 | 4740 | -424.6129 | -71.026 | -495.6389 | 4740 | -424.6129 | 409.8038 | -14.8091 | 4740 | -847.6882 | 1022.3422 | 174.6541 | 4740 | -847.6882 | 127.2411 | -720.447 | 4740 | -847.6882 | 560.8078 | -286.8804 | 4740 | -954.45 | 1275.9635 | 321.5135 | 4740 | -954.45 | 564.3386 | -390.1114 | 4740 | -954.45 | 1716.4311 | 761.9812
4741 | -434.3098 | -246.6033 | -680.9131 | 4741 | -358.5015 | -623.3054 | -981.807 | 4741 | -434.3098 | 219.4029 | -214.907 | 4741 | -853.2426 | -324.5476 | -1177.7902 | 4741 | 1092.6652 | -1716 | -623.3348 | 4741 | -853.2426 | 675.4524 | -177.7902 | 4741 | -955.8618 | 1717 | 761.1382 | 4741 | -955.8618 | 1572.1114 | 616.2496 | 4741 | -955.8618 | 1572.1114 | 616.2496
4742 | -437.9413 | 725.5455 | 287.6041 | 4742 | -437.9413 | 225.5455 | -212.3959 | 4742 | -437.9413 | 225.5455 | -212.3959 | 4742 | 1468.0086 | -1716 | -247.9914 | 4742 | 1306.906 | -1716 | -409.094 | 4742 | 1306.906 | -1716 | -409.094 | 4742 | -948.9386 | 301.2495 | -647.689 | 4742 | -913.7386 | 1266.0495 | 352.311 | 4742 | -913.7386 | 1200.8678 | 287.1293
4743 | 1000 | -1016 | -16 | 4743 | 812.3332 | -1016 | -203.6668 | 4743 | 812.3332 | -1016 | -203.6668 | 4743 | 1874.881 | -1716 | 158.881 | 4743 | 1449.2847 | -1716 | -266.7153 | 4743 | 1404.0147 | -1716 | -311.9853 | 4743 | 2000 | -1607.2463 | 392.7537 | 4743 | 2000 | -1716 | 284 | 4743 | 1608.7537 | -1716 | -107.2463
4744 | 882.1721 | -1016 | -133.8279 | 4744 | 1000 | -1016 | -16 | 4744 | 882.1721 | -1016 | -133.8279 | 4744 | 1427.39 | -1716 | -288.61 | 4744 | 1427.39 | -1716 | -288.61 | 4744 | 1427.39 | -1716 | -288.61 | 4744 | 1579.8103 | -1716 | -136.1897 | 4744 | 1901.57 | -1716 | 185.57 | 4744 | 1901.57 | -1716 | 185.57
4745 | 623.8306 | -1016 | -392.1694 | 4745 | 1000 | -1016 | -16 | 4745 | 1000 | -1016 | -16 | 4745 | 1192.074 | -1716 | -523.926 | 4745 | 1343.7098 | -1716 | -372.2902 | 4745 | 1343.7098 | -1716 | -372.2902 | 4745 | 1063.7165 | -1716 | -652.2835 | 4745 | 1563.7165 | -1716 | -152.2835 | 4745 | 1563.7165 | -1716 | -152.2835
4746 | 463.7898 | -1016 | -552.2102 | 4746 | 1000 | -1016 | -16 | 4746 | 1000 | -1016 | -16 | 4746 | 1013.8935 | -1716 | -702.1065 | 4746 | 1513.8935 | -1716 | -202.1065 | 4746 | 1513.8935 | -1716 | -202.1065 | 4746 | 960.5291 | -1716 | -755.4709 | 4746 | 1381.1033 | -1716 | -334.8967 | 4746 | 1381.1033 | -1716 | -334.8967
4747 | 1000 | -1016 | -16 | 4747 | 1000 | -1016 | -16 | 4747 | 1000 | -1016 | -16 | 4747 | 1022.5513 | -1716 | -693.4487 | 4747 | 1594.9185 | -1716 | -121.0815 | 4747 | 1522.5513 | -1716 | -193.4487 | 4747 | 1033.3124 | -1716 | -682.6876 | 4747 | 1533.3124 | -1716 | -182.6876 | 4747 | 1533.3124 | -1716 | -182.6876
4748 | 1000 | -1016 | -16 | 4748 | 1000 | -1016 | -16 | 4748 | 1000 | -1016 | -16 | 4748 | 1993.7037 | -1716 | 277.7037 | 4748 | 2000 | -1716 | 284 | 4748 | 1718.193 | -1716 | 2.193 | 4748 | 1333.3788 | -1716 | -382.6212 | 4748 | 1742.4716 | -1716 | 26.4716 | 4748 | 1480.3304 | -1716 | -235.6696
4749 | 1000 | -1016 | -16 | 4749 | 1000 | -1016 | -16 | 4749 | 1000 | -1016 | -16 | 4749 | 2000 | -1716 | 284 | 4749 | 2000 | -1716 | 284 | 4749 | 1523.4746 | -1716 | -192.5254 | 4749 | 1747.9591 | -1716 | 31.9591 | 4749 | 2000 | -1716 | 284 | 4749 | 1529.8744 | -1716 | -186.1256
4750 | 825.7229 | -1016 | -190.2771 | 4750 | 1000 | -1016 | -16 | 4750 | 1000 | -1016 | -16 | 4750 | 1017.9563 | -1716 | -698.0437 | 4750 | 1747.827 | -1716 | 31.827 | 4750 | 1517.9563 | -1716 | -198.0437 | 4750 | 1891.3877 | -1716 | 175.3877 | 4750 | 1988.9771 | -1716 | 272.9771 | 4750 | 1801.1351 | -1716 | 85.1351
4751 | 533.2261 | -1016 | -482.7739 | 4751 | 1000 | -1016 | -16 | 4751 | 1000 | -1016 | -16 | 4751 | 1183.2437 | -1716 | -532.7563 | 4751 | 1683.2437 | -1716 | -32.7563 | 4751 | 1683.2437 | -1716 | -32.7563 | 4751 | 1384.4397 | -1716 | -331.5603 | 4751 | 1934.2507 | -1716 | 218.2507 | 4751 | 1793.7892 | -1716 | 77.7892
4752 | 661.71 | -1016 | -354.29 | 4752 | 1000 | -1016 | -16 | 4752 | 1000 | -1016 | -16 | 4752 | 1382.1719 | -1716 | -333.8281 | 4752 | 1882.1719 | -1716 | 166.1719 | 4752 | 1882.1719 | -1716 | 166.1719 | 4752 | 1559.1996 | -1716 | -156.8004 | 4752 | 2000 | -1716 | 284 | 4752 | 2000 | -1716 | 284
4753 | 727.0294 | -1016 | -288.9706 | 4753 | 1000 | -1016 | -16 | 4753 | 1000 | -1016 | -16 | 4753 | 1510.5259 | -1716 | -205.4741 | 4753 | 2000 | -1716 | 284 | 4753 | 2000 | -1716 | 284 | 4753 | 1748.4371 | -1716 | 32.4371 | 4753 | 2000 | -1716 | 284 | 4753 | 2000 | -1716 | 284
4754 | 725.5574 | -1016 | -290.4426 | 4754 | 1000 | -1016 | -16 | 4754 | 1000 | -1016 | -16 | 4754 | 1733.3849 | -1716 | 17.3849 | 4754 | 2000 | -1716 | 284 | 4754 | 2000 | -1716 | 284 | 4754 | 2000 | -1716 | 284 | 4754 | 2000 | -1716 | 284 | 4754 | 2000 | -1716 | 284
4755 | 841.3146 | -1016 | -174.6854 | 4755 | 1000 | -1016 | -16 | 4755 | 841.3146 | -1016 | -174.6854 | 4755 | 1909.7787 | -1716 | 193.7787 | 4755 | 2000 | -1716 | 284 | 4755 | 2000 | -1716 | 284 | 4755 | 2000 | -1632.4031 | 367.5969 | 4755 | 2000 | -1632.4031 | 367.5969 | 4755 | 2000 | -1632.4031 | 367.5969
4756 | 975.24 | -1016 | -40.76 | 4756 | 975.24 | -1016 | -40.76 | 4756 | 975.24 | -1016 | -40.76 | 4756 | 2000 | -1716 | 284 | 4756 | 2000 | -1716 | 284 | 4756 | 2000 | -1716 | 284 | 4756 | 2000 | -1716 | 284 | 4756 | 2000 | -1453.9287 | 546.0713 | 4756 | 2000 | -1716 | 284
4757 | 1000 | -927.0941 | 72.9059 | 4757 | 1000 | -927.0941 | 72.9059 | 4757 | 1000 | -927.0941 | 72.9059 | 4757 | 2000 | -1716 | 284 | 4757 | 2000 | -1716 | 284 | 4757 | 2000 | -1716 | 284 | 4757 | 2000 | -1716 | 284 | 4757 | 2000 | -1716 | 284 | 4757 | 2000 | -1259.6157 | 740.3843
4758 | 1000 | -465.415 | 534.585 | 4758 | 1000 | -861.1532 | 138.8468 | 4758 | 1000 | -465.415 | 534.585 | 4758 | 2000 | -1716 | 284 | 4758 | 2000 | -1716 | 284 | 4758 | 2000 | -1716 | 284 | 4758 | 2000 | -1716 | 284 | 4758 | 2000 | -1716 | 284 | 4758 | 2000 | -1716 | 284
4759 | 723.6154 | 300.5219 | 1024.1374 | 4759 | 723.6154 | 300.5219 | 1024.1374 | 4759 | 723.6154 | 300.5219 | 1024.1374 | 4759 | 2000 | -651.0989 | 1348.9011 | 4759 | 2000 | -651.0989 | 1348.9011 | 4759 | 2000 | -651.0989 | 1348.9011 | 4759 | 459.3176 | 1577.2525 | 2036.5701 | 4759 | 459.3176 | 1052.1383 | 1511.4559 | 4759 | -1226.1538 | 1717 | 490.8462
4760 | -624.5863 | 1017 | 392.4137 | 4760 | -691.7363 | 1017 | 325.2637 | 4760 | -624.5863 | 1017 | 392.4137 | 4760 | 2000 | -1716 | 284 | 4760 | -1206.158 | 1717 | 510.842 | 4760 | -1122.7163 | 1717 | 594.2837 | 4760 | -746.363 | 1717 | 970.637 | 4760 | -1246.363 | 1717 | 470.637 | 4760 | -1246.363 | 1717 | 470.637
4761 | -706.1513 | 1017 | 310.8487 | 4761 | -654.8013 | 1017 | 362.1987 | 4761 | -706.1513 | 1017 | 310.8487 | 4761 | -1238.5993 | 1717 | 478.4007 | 4761 | -1174.791 | 1717 | 542.209 | 4761 | -1238.5993 | 1717 | 478.4007 | 4761 | -881.2148 | 1717 | 835.7852 | 4761 | -982.7372 | 1717 | 734.2628 | 4761 | -982.7372 | 1717 | 734.2628
4762 | -743.3308 | 509.5777 | -233.7531 | 4762 | -688.0308 | 1017 | 328.9692 | 4762 | -743.3308 | 1017 | 273.6692 | 4762 | -1292.2756 | 1717 | 424.7244 | 4762 | -1292.2756 | 1405.5794 | 113.3038 | 4762 | -1292.2756 | 1717 | 424.7244 | 4762 | -1442.7737 | 1717 | 274.2263 | 4762 | -1432.9585 | 1717 | 284.0415 | 4762 | -1063.6915 | 1717 | 653.3085
4763 | -704.9959 | 1017 | 312.0041 | 4763 | -704.9959 | 1017 | 312.0041 | 4763 | -764.2459 | 1017 | 252.7541 | 4763 | -1327.3589 | 1717 | 389.6411 | 4763 | -1327.3589 | 1717 | 389.6411 | 4763 | -1327.3589 | 1717 | 389.6411 | 4763 | -1486.1584 | 1717 | 230.8416 | 4763 | -1486.1584 | 1717 | 230.8416 | 4763 | -1380.2203 | 1717 | 336.7797
4764 | -780.0962 | 1017 | 236.9038 | 4764 | -780.0962 | 283.3559 | -496.7403 | 4764 | -720.8462 | 1017 | 296.1538 | 4764 | -1351.0713 | 1717 | 365.9287 | 4764 | -1351.0713 | 1717 | 365.9287 | 4764 | -1351.0713 | 1717 | 365.9287 | 4764 | -911.2749 | 1717 | 805.7251 | 4764 | -1517.733 | 1717 | 199.267 | 4764 | -1517.733 | 1717 | 199.267
4765 | -787.3335 | 1017 | 229.6665 | 4765 | -787.3335 | 1017 | 229.6665 | 4765 | -787.3335 | 1017 | 229.6665 | 4765 | -1359.5778 | 1717 | 357.4222 | 4765 | -1281.0445 | 1717 | 435.9555 | 4765 | -1281.0445 | 1717 | 435.9555 | 4765 | -991.1758 | 1717 | 725.8242 | 4765 | -1521.642 | 1717 | 195.358 | 4765 | -1521.642 | 1717 | 195.358
4766 | -764.3351 | 1017 | 252.6649 | 4766 | -764.3351 | 1017 | 252.6649 | 4766 | -709.0351 | 1017 | 307.9649 | 4766 | -1324.4805 | 1717 | 392.5195 | 4766 | -1324.4805 | 1717 | 392.5195 | 4766 | -1324.4805 | 1717 | 392.5195 | 4766 | -1486.1791 | 1717 | 230.8209 | 4766 | -1568.3125 | 1717 | 148.6875 | 4766 | -1486.1791 | 1717 | 230.8209
4767 | -736.9806 | 1017 | 280.0194 | 4767 | -736.9806 | 930.2988 | 193.3181 | 4767 | -736.9806 | 930.2988 | 193.3181 | 4767 | -1283.8576 | 1717 | 433.1424 | 4767 | -1283.8576 | 1717 | 433.1424 | 4767 | -1283.8576 | 1717 | 433.1424 | 4767 | -1413.6955 | 1717 | 303.3045 | 4767 | -1514.4211 | 1717 | 202.5789 | 4767 | -1426.4211 | 1717 | 290.5789
4768 | -675.0653 | 1017 | 341.9347 | 4768 | -675.0653 | 1017 | 341.9347 | 4768 | -675.0653 | 1017 | 341.9347 | 4768 | -1197.0708 | 1717 | 519.9292 | 4768 | -1197.0708 | 1449.8737 | 252.8028 | 4768 | -1197.0708 | 1449.8737 | 252.8028 | 4768 | -1402.7629 | 1717 | 314.2371 | 4768 | -1402.7629 | 1304.324 | -98.4389 | 4768 | -1402.7629 | 1304.324 | -98.4389
4769 | -615.5454 | 610.6568 | -4.8886 | 4769 | -615.5454 | 610.6568 | -4.8886 | 4769 | -615.5454 | 610.6568 | -4.8886 | 4769 | -1106.2518 | 1314.2001 | 207.9484 | 4769 | -1106.2518 | 814.2001 | -292.0516 | 4769 | -1106.2518 | 814.2001 | -292.0516 | 4769 | -1280.6446 | 1717 | 436.3554 | 4769 | -1280.6446 | 1717 | 436.3554 | 4769 | -1280.6446 | 1717 | 436.3554
4770 | 1000 | -931.6578 | 68.3422 | 4770 | 1000 | -931.6578 | 68.3422 | 4770 | 1000 | -931.6578 | 68.3422 | 4770 | 2000 | -1678.1392 | 321.8608 | 4770 | 2000 | -1678.1392 | 321.8608 | 4770 | 2000 | -1678.1392 | 321.8608 | 4770 | 1966.7538 | -1716 | 250.7538 | 4770 | 2000 | -1224.132 | 775.868 | 4770 | 1767.7843 | -1716 | 51.7843
4771 | 1000 | -920.5187 | 79.4813 | 4771 | 1000 | -920.5187 | 79.4813 | 4771 | 1000 | -920.5187 | 79.4813 | 4771 | 2000 | -1667.3605 | 332.6395 | 4771 | 2000 | -1667.3605 | 332.6395 | 4771 | 2000 | -1667.3605 | 332.6395 | 4771 | 2000 | -1226.0354 | 773.9646 | 4771 | 2000 | -1226.0354 | 773.9646 | 4771 | 1960.3078 | -1186.3432 | 773.9646
4772 | 1000 | -1016 | -16 | 4772 | 1000 | -1016 | -16 | 4772 | 1000 | -1016 | -16 | 4772 | 2000 | -1716 | 284 | 4772 | 2000 | -1716 | 284 | 4772 | 2000 | -1716 | 284 | 4772 | 2000 | -1716 | 284 | 4772 | 2000 | -1343.154 | 656.846 | 4772 | 2000 | -1343.154 | 656.846
4773 | 1000 | -996.1112 | 3.8888 | 4773 | 1000 | -996.1112 | 3.8888 | 4773 | 1000 | -996.1112 | 3.8888 | 4773 | 2000 | -1716 | 284 | 4773 | 2000 | -1716 | 284 | 4773 | 2000 | -1716 | 284 | 4773 | 2000 | -1716 | 284 | 4773 | 2000 | -1354.888 | 645.112 | 4773 | 2000 | -1716 | 284
4774 | 1000 | -842.0866 | 157.9134 | 4774 | 1000 | -842.0866 | 157.9134 | 4774 | 1000 | -842.0866 | 157.9134 | 4774 | 2000 | -1627.3808 | 372.6192 | 4774 | 2000 | -1627.3808 | 372.6192 | 4774 | 2000 | -1627.3808 | 372.6192 | 4774 | 2000 | -1716 | 284 | 4774 | 2000 | -1231.1673 | 768.8327 | 4774 | 2000 | -1231.1673 | 768.8327
4775 | 1000 | -938.757 | 61.243 | 4775 | 1000 | -938.757 | 61.243 | 4775 | 1000 | -938.757 | 61.243 | 4775 | 2000 | -1716 | 284 | 4775 | 2000 | -1716 | 284 | 4775 | 2000 | -1716 | 284 | 4775 | 2000 | -1716 | 284 | 4775 | 2000 | -1716 | 284 | 4775 | 2000 | -1345.4171 | 654.5829
4776 | 1000 | -892.7718 | 107.2282 | 4776 | 1000 | -892.7718 | 107.2282 | 4776 | 1000 | -892.7718 | 107.2282 | 4776 | 2000 | -1693.4252 | 306.5748 | 4776 | 2000 | -1693.4252 | 306.5748 | 4776 | 2000 | -1693.4252 | 306.5748 | 4776 | 2000 | -1716 | 284 | 4776 | 2000 | -1716 | 284 | 4776 | 2000 | -1309.8065 | 690.1935
4777 | 1000 | -908.7745 | 91.2255 | 4777 | 1000 | -908.7745 | 91.2255 | 4777 | 1000 | -908.7745 | 91.2255 | 4777 | 2000 | -1714.8534 | 285.1466 | 4777 | 2000 | -1714.8534 | 285.1466 | 4777 | 2000 | -1714.8534 | 285.1466 | 4777 | 2000 | -1716 | 284 | 4777 | 2000 | -1716 | 284 | 4777 | 2000 | -1335.905 | 664.095
4778 | 1000 | -908.5866 | 91.4134 | 4778 | 1000 | -908.5866 | 91.4134 | 4778 | 1000 | -908.5866 | 91.4134 | 4778 | 2000 | -1706.6567 | 293.3433 | 4778 | 2000 | -1706.6567 | 293.3433 | 4778 | 2000 | -1706.6567 | 293.3433 | 4778 | 2000 | -1716 | 284 | 4778 | 2000 | -1716 | 284 | 4778 | 2000 | -1318.1957 | 681.8043
4779 | 1000 | -968.3987 | 31.6013 | 4779 | 1000 | -968.3987 | 31.6013 | 4779 | 1000 | -968.3987 | 31.6013 | 4779 | 2000 | -1716 | 284 | 4779 | 2000 | -1716 | 284 | 4779 | 2000 | -1716 | 284 | 4779 | 2000 | -1716 | 284 | 4779 | 2000 | -1716 | 284 | 4779 | 2000 | -1373.5847 | 626.4153
4780 | 1000 | -1016 | -16 | 4780 | 1000 | -553.1072 | 446.8928 | 4780 | 1000 | -553.1072 | 446.8928 | 4780 | 2000 | -1716 | 284 | 4780 | 2000 | -1412.1423 | 587.8577 | 4780 | 2000 | -1412.1423 | 587.8577 | 4780 | 2000 | -1560.6988 | 439.3012 | 4780 | 2000 | -1560.6988 | 439.3012 | 4780 | 2000 | -1560.6988 | 439.3012
4781 | 1000 | -1016 | -16 | 4781 | 1000 | -547.2579 | 452.7421 | 4781 | 1000 | -547.2579 | 452.7421 | 4781 | 2000 | -1716 | 284 | 4781 | 2000 | -459.7494 | 1540.2506 | 4781 | 2000 | -1459.7494 | 540.2506 | 4781 | 2000 | -1626.9106 | 373.0894 | 4781 | 2000 | -1626.9106 | 373.0894 | 4781 | 2000 | -1626.9106 | 373.0894
4782 | 1000 | -755.3033 | 244.6967 | 4782 | 1000 | -255.3033 | 744.6967 | 4782 | 1000 | -255.3033 | 744.6967 | 4782 | 1955.9884 | -1646.8393 | 309.1491 | 4782 | 1955.9884 | -796.8393 | 1159.1491 | 4782 | 1955.9884 | -1146.8393 | 809.1491 | 4782 | 1604.1189 | -936.2619 | 667.857 | 4782 | 1604.1189 | -936.2619 | 667.857 | 4782 | 1604.1189 | -936.2619 | 667.857
4783 | 1000 | -500.3424 | 499.6576 | 4783 | 1000 | -248.7659 | 751.2341 | 4783 | 1000 | -248.7659 | 751.2341 | 4783 | 954.9194 | -404.1648 | 550.7546 | 4783 | 954.9194 | -404.1648 | 550.7546 | 4783 | 954.9194 | -404.1648 | 550.7546 | 4783 | 647.541 | 310.7417 | 958.2826 | 4783 | 559.8788 | 253.4328 | 813.3115 | 4783 | 762.2788 | 196.0039 | 958.2826
4784 | 855.7852 | -133.2804 | 722.5048 | 4784 | 855.7852 | -133.2804 | 722.5048 | 4784 | 855.7852 | -133.2804 | 722.5048 | 4784 | 450.5966 | 324.9162 | 775.5127 | 4784 | 450.5966 | 324.9162 | 775.5127 | 4784 | 450.5966 | 324.9162 | 775.5127 | 4784 | -1083.8841 | 1717 | 633.1159 | 4784 | -1083.8841 | 1717 | 633.1159 | 4784 | -1083.8841 | 1717 | 633.1159
4785 | -39.6575 | 534.0049 | 494.3473 | 4785 | 197.4198 | 296.9276 | 494.3473 | 4785 | 194.6918 | 299.6556 | 494.3473 | 4785 | 1419.1687 | -1662.6158 | -243.4471 | 4785 | 1703.7253 | -1716 | -12.2747 | 4785 | 1703.7253 | -1716 | -12.2747 | 4785 | -953.859 | 1717 | 763.141 | 4785 | -771.9416 | 1717 | 945.0584 | 4785 | -1081.7732 | 1717 | 635.2268
4786 | -503.9626 | 1017 | 513.0374 | 4786 | -519.1407 | 1017 | 497.8593 | 4786 | -519.1407 | 1017 | 497.8593 | 4786 | 1813.0904 | -1716 | 97.0904 | 4786 | 1537.7774 | -1716 | -178.2226 | 4786 | 1608.0864 | -1716 | -107.9136 | 4786 | -1148.2039 | 1717 | 568.7961 | 4786 | -1118.8706 | 1717 | 598.1294 | 4786 | -1069.2688 | 1717 | 647.7312
4787 | -16.3049 | 533.3526 | 517.0477 | 4787 | -480.9019 | 533.3526 | 52.4507 | 4787 | -480.9019 | 533.3526 | 52.4507 | 4787 | 2000 | -1716 | 284 | 4787 | 1743.3445 | -1716 | 27.3445 | 4787 | 1731.9383 | -1716 | 15.9383 | 4787 | -797.51 | 1717 | 919.49 | 4787 | -1017.51 | 1717 | 699.49 | 4787 | -1023.3767 | 1717 | 693.6233
4788 | 90.3557 | 372.5466 | 462.9023 | 4788 | -85.7498 | 372.5466 | 286.7967 | 4788 | -85.7498 | 372.5466 | 286.7967 | 4788 | 2000 | -1495.0928 | 504.9072 | 4788 | 1829.5875 | -1716 | 113.5875 | 4788 | 1829.5875 | -1716 | 113.5875 | 4788 | -725.6999 | 1717 | 991.3001 | 4788 | -725.6999 | 1717 | 991.3001 | 4788 | -505.6999 | 1717 | 1211.3001
4789 | 593.3542 | -36.7477 | 556.6065 | 4789 | 693.2695 | -636.663 | 56.6065 | 4789 | 512.5544 | -455.948 | 56.6065 | 4789 | 2000 | -1716 | 284 | 4789 | 2000 | -1716 | 284 | 4789 | 2000 | -1716 | 284 | 4789 | -418.589 | 1544.1295 | 1125.5405 | 4789 | -418.589 | 1544.1295 | 1125.5405 | 4789 | -418.589 | 1717 | 1298.411
4790 | 1000 | -568.4422 | 431.5578 | 4790 | 1000 | -1016 | -16 | 4790 | 1000 | -1016 | -16 | 4790 | 2000 | -1716 | 284 | 4790 | 2000 | -1716 | 284 | 4790 | 2000 | -1716 | 284 | 4790 | -71.5642 | 1065.8927 | 994.3286 | 4790 | -244.6308 | 1717 | 1472.3692 | 4790 | -197.5573 | 1717 | 1519.4427
4791 | 1000 | -848.4909 | 151.5091 | 4791 | 1000 | -848.4909 | 151.5091 | 4791 | 1000 | -848.4909 | 151.5091 | 4791 | 2000 | -1716 | 284 | 4791 | 2000 | -1716 | 284 | 4791 | 2000 | -1716 | 284 | 4791 | 731.6837 | -914.1076 | -182.4239 | 4791 | 2000 | -1657.3098 | 342.6902 | 4791 | 2000 | -1657.3098 | 342.6902
4792 | 1000 | -1016 | -16 | 4792 | 1000 | -1016 | -16 | 4792 | 1000 | -1016 | -16 | 4792 | 2000 | -1716 | 284 | 4792 | 2000 | -1716 | 284 | 4792 | 2000 | -1716 | 284 | 4792 | 1889.0009 | -1716 | 173.0009 | 4792 | 1669.0009 | -1623.6328 | 45.3681 | 4792 | 2000 | -1169.4833 | 830.5167
4793 | 1000 | -1016 | -16 | 4793 | 1000 | -1016 | -16 | 4793 | 1000 | -1016 | -16 | 4793 | 1758.6437 | -1716 | 42.6437 | 4793 | 2000 | -1716 | 284 | 4793 | 2000 | -1716 | 284 | 4793 | 2000 | -1635.8866 | 364.1134 | 4793 | 2000 | -1635.8866 | 364.1134 | 4793 | 2000 | -1635.8866 | 364.1134
4794 | 1000 | -1016 | -16 | 4794 | 1000 | -1016 | -16 | 4794 | 1000 | -1016 | -16 | 4794 | 1872.2142 | -1716 | 156.2142 | 4794 | 2000 | -1716 | 284 | 4794 | 2000 | -1716 | 284 | 4794 | 2000 | -1716 | 284 | 4794 | 2000 | -1716 | 284 | 4794 | 2000 | -1716 | 284
4795 | 1000 | -1016 | -16 | 4795 | 1000 | -1016 | -16 | 4795 | 1000 | -1016 | -16 | 4795 | 2000 | -1716 | 284 | 4795 | 2000 | -1716 | 284 | 4795 | 2000 | -1716 | 284 | 4795 | 2000 | -1716 | 284 | 4795 | 2000 | -1716 | 284 | 4795 | 2000 | -1716 | 284
4796 | 1000 | -1016 | -16 | 4796 | 1000 | -1016 | -16 | 4796 | 1000 | -1016 | -16 | 4796 | 2000 | -1716 | 284 | 4796 | 2000 | -1716 | 284 | 4796 | 2000 | -1716 | 284 | 4796 | 2000 | -1716 | 284 | 4796 | 2000 | -1716 | 284 | 4796 | 2000 | -1716 | 284
4797 | 1000 | -1016 | -16 | 4797 | 1000 | -1016 | -16 | 4797 | 1000 | -1016 | -16 | 4797 | 1967.8005 | -1716 | 251.8005 | 4797 | 2000 | -1716 | 284 | 4797 | 2000 | -1716 | 284 | 4797 | 2000 | -1716 | 284 | 4797 | 2000 | -1618.0769 | 381.9231 | 4797 | 2000 | -1716 | 284
4798 | 1000 | -956.5906 | 43.4094 | 4798 | 1000 | -998.9211 | 1.0789 | 4798 | 1000 | -956.5906 | 43.4094 | 4798 | 1996.3372 | -1716 | 280.3372 | 4798 | 2000 | -1716 | 284 | 4798 | 2000 | -1716 | 284 | 4798 | 2000 | -1716 | 284 | 4798 | 2000 | -1535.3638 | 464.6362 | 4798 | 2000 | -1716 | 284
4799 | 1000 | -877.8795 | 122.1205 | 4799 | 1000 | -1016 | -16 | 4799 | 1000 | -877.8795 | 122.1205 | 4799 | 2000 | -1716 | 284 | 4799 | 2000 | -1716 | 284 | 4799 | 2000 | -1716 | 284 | 4799 | 2000 | -1474.8889 | 525.1111 | 4799 | 2000 | -1474.8889 | 525.1111 | 4799 | 2000 | -1474.8889 | 525.1111
4800 | 1000 | -939.2132 | 60.7868 | 4800 | 1000 | -939.2132 | 60.7868 | 4800 | 1000 | -939.2132 | 60.7868 | 4800 | 1994.1324 | -1716 | 278.1324 | 4800 | 2000 | -1716 | 284 | 4800 | 2000 | -1716 | 284 | 4800 | 2000 | -1716 | 284 | 4800 | 2000 | -1556.7392 | 443.2608 | 4800 | 2000 | -1556.7392 | 443.2608
4801 | 1000 | -1016 | -16 | 4801 | 1000 | -1016 | -16 | 4801 | 1000 | -1016 | -16 | 4801 | 2000 | -1716 | 284 | 4801 | 2000 | -1716 | 284 | 4801 | 2000 | -1716 | 284 | 4801 | 2000 | -1716 | 284 | 4801 | 2000 | -1716 | 284 | 4801 | 2000 | -1716 | 284
4802 | 1000 | -1016 | -16 | 4802 | 1000 | -1016 | -16 | 4802 | 1000 | -1016 | -16 | 4802 | 2000 | -1716 | 284 | 4802 | 2000 | -1716 | 284 | 4802 | 2000 | -1716 | 284 | 4802 | 2000 | -1716 | 284 | 4802 | 2000 | -1716 | 284 | 4802 | 2000 | -1716 | 284
4803 | 1000 | -1016 | -16 | 4803 | 1000 | -1016 | -16 | 4803 | 1000 | -1016 | -16 | 4803 | 2000 | -1716 | 284 | 4803 | 2000 | -1716 | 284 | 4803 | 2000 | -1716 | 284 | 4803 | 2000 | -1716 | 284 | 4803 | 2000 | -1716 | 284 | 4803 | 2000 | -1716 | 284
4804 | 1000 | -1016 | -16 | 4804 | 1000 | -1016 | -16 | 4804 | 1000 | -1016 | -16 | 4804 | 1986.9408 | -1716 | 270.9408 | 4804 | 2000 | -1716 | 284 | 4804 | 2000 | -1716 | 284 | 4804 | 2000 | -1716 | 284 | 4804 | 2000 | -1716 | 284 | 4804 | 2000 | -1716 | 284
4805 | 1000 | -1016 | -16 | 4805 | 1000 | -723.8528 | 276.1472 | 4805 | 1000 | -1016 | -16 | 4805 | 1892.9986 | -1716 | 176.9986 | 4805 | 2000 | -1716 | 284 | 4805 | 2000 | -1716 | 284 | 4805 | 2000 | -1716 | 284 | 4805 | 2000 | -1716 | 284 | 4805 | 2000 | -1716 | 284
4806 | 1000 | -811.9375 | 188.0625 | 4806 | 1000 | -811.9375 | 188.0625 | 4806 | 1000 | -811.9375 | 188.0625 | 4806 | 2000 | -1716 | 284 | 4806 | 2000 | -1716 | 284 | 4806 | 2000 | -1716 | 284 | 4806 | 1975.9295 | -1351.0071 | 624.9223 | 4806 | 2000 | -1375.0777 | 624.9223 | 4806 | 2000 | -1375.0777 | 624.9223
4807 | 1000 | -673.5522 | 326.4478 | 4807 | 1000 | -673.5522 | 326.4478 | 4807 | 1000 | -673.5522 | 326.4478 | 4807 | 997.7087 | -497.3939 | 500.3148 | 4807 | 997.7087 | -497.3939 | 500.3148 | 4807 | 997.7087 | -497.3939 | 500.3148 | 4807 | 1113.9682 | -637.9988 | 475.9694 | 4807 | 1113.9682 | -112.8847 | 1001.0836 | 4807 | 1113.9682 | -112.8847 | 1001.0836
4808 | 609.2338 | -148.3625 | 460.8713 | 4808 | 609.2338 | -148.3625 | 460.8713 | 4808 | 609.2338 | -148.3625 | 460.8713 | 4808 | 176.7449 | 541.7436 | 718.4885 | 4808 | 176.7449 | 541.7436 | 718.4885 | 4808 | 176.7449 | 541.7436 | 718.4885 | 4808 | -1335.3092 | 1717 | 381.6908 | 4808 | -394.3015 | 1717 | 1322.6985 | 4808 | -1335.3092 | 1717 | 381.6908
4809 | -766.2618 | 846.7642 | 80.5024 | 4809 | -766.2618 | 846.7642 | 80.5024 | 4809 | -766.2618 | 846.7642 | 80.5024 | 4809 | 394.333 | -59.0432 | 335.2898 | 4809 | 344.333 | -745.1728 | -400.8398 | 4809 | 344.333 | -509.0432 | -164.7102 | 4809 | -1490.0105 | 1717 | 226.9895 | 4809 | -1490.0105 | 1717 | 226.9895 | 4809 | -1490.0105 | 1717 | 226.9895
4810 | -811.5736 | 1017 | 205.4264 | 4810 | -811.5736 | 1017 | 205.4264 | 4810 | -811.5736 | 1017 | 205.4264 | 4810 | -371.9498 | 911.9099 | 539.9601 | 4810 | -321.9498 | -934.2739 | -1256.2238 | 4810 | 28.4402 | 11.5199 | 39.9601 | 4810 | -1467.9479 | 1717 | 249.0521 | 4810 | -1467.9479 | 1717 | 249.0521 | 4810 | -1467.9479 | 1717 | 249.0521
4811 | -745.5271 | 1017 | 271.473 | 4811 | -745.5271 | 1017 | 271.473 | 4811 | -745.5271 | 1017 | 271.473 | 4811 | -302.6749 | 1157.1149 | 854.44 | 4811 | -302.6749 | 657.1995 | 354.5246 | 4811 | -302.7596 | 657.1995 | 354.44 | 4811 | -1428.1407 | 1717 | 288.8593 | 4811 | -1428.1407 | 1717 | 288.8593 | 4811 | -1568.9407 | 1717 | 148.0593
4812 | -788.3277 | 1017 | 228.6723 | 4812 | -788.3277 | 1017 | 228.6723 | 4812 | -788.3277 | 1017 | 228.6723 | 4812 | -1374.5951 | 1717 | 342.4049 | 4812 | -1313.768 | 1717 | 403.232 | 4812 | -1311.9742 | 1717 | 405.0258 | 4812 | -1486.1491 | 1717 | 230.8509 | 4812 | -1486.1491 | 1717 | 230.8509 | 4812 | -1560.564 | 1717 | 156.436
4813 | -719.8471 | 1017 | 297.1529 | 4813 | -719.8471 | 1017 | 297.1529 | 4813 | -605.1128 | 1017 | 411.8872 | 4813 | -1060.9884 | 1717 | 656.0116 | 4813 | -813.6591 | 1717 | 903.3409 | 4813 | -679.9764 | 1583.3173 | 903.3409 | 4813 | -1031.761 | 1717 | 685.239 | 4813 | -1417.7724 | 1717 | 299.2276 | 4813 | -1523.8952 | 1717 | 193.1048
4814 | -465.7466 | 1017 | 551.2534 | 4814 | -465.7466 | 1017 | 551.2534 | 4814 | -465.7466 | 1017 | 551.2534 | 4814 | -575.6024 | 1006.5274 | 430.925 | 4814 | -625.6024 | 1546.995 | 921.3926 | 4814 | -675.6024 | 1546.995 | 871.3926 | 4814 | -1128.0168 | 1717 | 588.9832 | 4814 | -1128.0168 | 1717 | 588.9832 | 4814 | -1134.3456 | 1717 | 582.6544
4815 | 223.6147 | 620.9504 | 844.5651 | 4815 | 223.6147 | 620.9504 | 844.5651 | 4815 | 223.6147 | 620.9504 | 844.5651 | 4815 | 1345.1867 | -1555.6449 | -210.4582 | 4815 | 1298.4194 | -989.6423 | 308.7771 | 4815 | 1294.1867 | -504.6449 | 789.5418 | 4815 | -1384.8642 | 1717 | 332.1358 | 4815 | -1384.8642 | 1717 | 332.1358 | 4815 | -1384.8642 | 1717 | 332.1358
4816 | 1000 | -330.1633 | 669.8367 | 4816 | 1000 | -330.1633 | 669.8367 | 4816 | 1000 | -330.1633 | 669.8367 | 4816 | 1208.8013 | -420.8905 | 787.9108 | 4816 | 1047.2297 | -425.792 | 621.4377 | 4816 | 1047.2297 | -425.792 | 621.4377 | 4816 | 31.968 | 1717 | 1748.968 | 4816 | -1131.2188 | 1717 | 585.7812 | 4816 | -1131.2188 | 1717 | 585.7812
4817 | 1000 | -911.47 | 88.53 | 4817 | 1000 | -911.47 | 88.53 | 4817 | 1000 | -911.47 | 88.53 | 4817 | 1868.352 | -1460.9901 | 407.3619 | 4817 | 1868.352 | -1460.9901 | 407.3619 | 4817 | 1868.352 | -1460.9901 | 407.3619 | 4817 | 748.8088 | -325.3687 | 423.44 | 4817 | 968.8088 | -20.2546 | 948.5542 | 4817 | 968.8088 | -20.2546 | 948.5542
4818 | 1000 | -1003.5493 | -3.5493 | 4818 | 1000 | -1003.5493 | -3.5493 | 4818 | 1000 | -1003.5493 | -3.5493 | 4818 | 2000 | -1716 | 284 | 4818 | 2000 | -1716 | 284 | 4818 | 2000 | -1716 | 284 | 4818 | 1651.0383 | -920.4835 | 730.5548 | 4818 | 1651.0383 | -920.4835 | 730.5548 | 4818 | 1431.0383 | -700.4835 | 730.5548
4819 | 1000 | -1016 | -16 | 4819 | 1000 | -1016 | -16 | 4819 | 1000 | -1016 | -16 | 4819 | 2000 | -1716 | 284 | 4819 | 2000 | -1716 | 284 | 4819 | 2000 | -1716 | 284 | 4819 | 1557.333 | -1636.9809 | -79.6479 | 4819 | 1337.333 | -1716 | -378.667 | 4819 | 1261.0663 | -850.3504 | 410.7159
4820 | 1000 | -1016 | -16 | 4820 | 1000 | -709.9028 | 290.0972 | 4820 | 1000 | -1016 | -16 | 4820 | 2000 | -1716 | 284 | 4820 | 2000 | -1716 | 284 | 4820 | 2000 | -1716 | 284 | 4820 | 980.2662 | -438.9286 | 541.3376 | 4820 | 980.2662 | -438.9286 | 541.3376 | 4820 | 1200.2662 | -658.9286 | 541.3376
4821 | 1000 | -964.0398 | 35.9602 | 4821 | 1000 | -964.0398 | 35.9602 | 4821 | 1000 | -964.0398 | 35.9602 | 4821 | 1695.6865 | -1358.4221 | 337.2644 | 4821 | 1695.6865 | -1358.4221 | 337.2644 | 4821 | 1695.6865 | -1358.4221 | 337.2644 | 4821 | 899.2495 | -75.9333 | 823.3163 | 4821 | 1056.191 | -757.9889 | 298.2021 | 4821 | 820.187 | 3.1292 | 823.3163
4822 | 1000 | -642.3409 | 357.6591 | 4822 | 1000 | -642.3409 | 357.6591 | 4822 | 1000 | -642.3409 | 357.6591 | 4822 | 1476.4861 | -802.5234 | 673.9627 | 4822 | 1476.4861 | -802.5234 | 673.9627 | 4822 | 1476.4861 | -802.5234 | 673.9627 | 4822 | 377.0788 | 787.7217 | 1164.8005 | 4822 | 597.1635 | 42.5229 | 639.6864 | 4822 | 377.0788 | 787.7217 | 1164.8005
4823 | 1000 | -710.7935 | 289.2065 | 4823 | 1000 | -710.7935 | 289.2065 | 4823 | 1000 | -710.7935 | 289.2065 | 4823 | 1643.3856 | -1046.2191 | 597.1665 | 4823 | 1643.3856 | -1046.2191 | 597.1665 | 4823 | 1643.3856 | -1046.2191 | 597.1665 | 4823 | 2000 | -1442.3472 | 557.6528 | 4823 | 2000 | -1442.3472 | 557.6528 | 4823 | 776.572 | 306.1949 | 1082.7669
4824 | 1000 | -868.9958 | 131.0042 | 4824 | 1000 | -868.9958 | 131.0042 | 4824 | 1000 | -868.9958 | 131.0042 | 4824 | 1800.5068 | -1390.7313 | 409.7755 | 4824 | 1800.5068 | -1390.7313 | 409.7755 | 4824 | 1800.5068 | -1390.7313 | 409.7755 | 4824 | 965.5025 | -93.5882 | 871.9143 | 4824 | 965.5025 | -618.7024 | 346.8001 | 4824 | 965.5025 | -93.5882 | 871.9143
4825 | 1000 | -907.1418 | 92.8582 | 4825 | 1000 | -907.1418 | 92.8582 | 4825 | 1000 | -907.1418 | 92.8582 | 4825 | 2000 | -1652.517 | 347.483 | 4825 | 2000 | -1652.517 | 347.483 | 4825 | 2000 | -1652.517 | 347.483 | 4825 | 1353.8082 | -566.8538 | 786.9545 | 4825 | 1353.8082 | -1091.9679 | 261.8403 | 4825 | 1133.8082 | -346.8538 | 786.9545
4826 | 1000 | -952.3509 | 47.6491 | 4826 | 1000 | -952.3509 | 47.6491 | 4826 | 1000 | -952.3509 | 47.6491 | 4826 | 2000 | -1707.1701 | 292.8299 | 4826 | 2000 | -1707.1701 | 292.8299 | 4826 | 2000 | -1707.1701 | 292.8299 | 4826 | 1256.9673 | -531.1364 | 725.8309 | 4826 | 1696.9673 | -1496.2505 | 200.7167 | 4826 | 1280.4339 | -1716 | -435.5661
4827 | 1000 | -907.5873 | 92.4127 | 4827 | 1000 | -907.5873 | 92.4127 | 4827 | 1000 | -907.5873 | 92.4127 | 4827 | 1985.1952 | -1640.5468 | 344.6483 | 4827 | 1985.1952 | -1640.5468 | 344.6483 | 4827 | 1985.1952 | -1640.5468 | 344.6483 | 4827 | 1401.5575 | -612.8615 | 788.6959 | 4827 | 1181.5575 | -917.9757 | 263.5818 | 4827 | 1401.5575 | -612.8615 | 788.6959
4828 | 1000 | -1016 | -16 | 4828 | 1000 | -544.4113 | 455.5887 | 4828 | 1000 | -544.4113 | 455.5887 | 4828 | 1871.5679 | -1705.8044 | 165.7635 | 4828 | 1871.5679 | -1205.8044 | 665.7635 | 4828 | 1871.5679 | -1205.8044 | 665.7635 | 4828 | 1167.8323 | -583.0901 | 584.7422 | 4828 | 1607.8323 | -1548.2043 | 59.6281 | 4828 | 1387.8323 | -803.0901 | 584.7422
4829 | 1000 | -998.5397 | 1.4603 | 4829 | 1000 | -498.5397 | 501.4603 | 4829 | 1000 | -498.5397 | 501.4603 | 4829 | 1699.8563 | -1505.9092 | 193.9471 | 4829 | 1699.8563 | -5.9092 | 1693.9471 | 4829 | 1699.8563 | -1005.9092 | 693.9471 | 4829 | 1064.8402 | -433.997 | 630.8432 | 4829 | 1064.8402 | -433.997 | 630.8432 | 4829 | 1064.8402 | -433.997 | 630.8432
4830 | 1000 | -668.8637 | 331.1363 | 4830 | 1000 | -168.8637 | 831.1363 | 4830 | 1000 | -168.8637 | 831.1363 | 4830 | 1437.7582 | -914.2471 | 523.5112 | 4830 | 1437.7582 | -64.2471 | 1373.5112 | 4830 | 1437.7582 | -414.2471 | 1023.5112 | 4830 | 805.2681 | 215.3346 | 1020.6027 | 4830 | 805.2681 | 215.3346 | 1020.6027 | 4830 | 805.2681 | 215.3346 | 1020.6027
4831 | 1000 | -311.2801 | 688.7199 | 4831 | 1000 | -311.2801 | 688.7199 | 4831 | 1000 | -311.2801 | 688.7199 | 4831 | 1245.2067 | -358.829 | 886.3777 | 4831 | 1245.2067 | -358.829 | 886.3777 | 4831 | 1245.2067 | -358.829 | 886.3777 | 4831 | 597.8477 | 840.3892 | 1438.2369 | 4831 | 1037.8477 | 400.3892 | 1438.2369 | 4831 | 1037.8477 | -124.725 | 913.1227
4832 | 1000 | -154.9919 | 845.0081 | 4832 | 1000 | -154.9919 | 845.0081 | 4832 | 1000 | -154.9919 | 845.0081 | 4832 | 938.3576 | 106.268 | 1044.6256 | 4832 | 938.3576 | 106.268 | 1044.6256 | 4832 | 938.3576 | 106.268 | 1044.6256 | 4832 | 281.9302 | 1338.054 | 1619.9842 | 4832 | 281.9302 | 1338.054 | 1619.9842 | 4832 | 506.1628 | 1113.8213 | 1619.9842
4833 | 238.1529 | 681.6753 | 919.8283 | 4833 | 238.1529 | 477.0771 | 715.23 | 4833 | 238.1529 | 723.8916 | 962.0446 | 4833 | 1513.3118 | -644.9884 | 868.3234 | 4833 | 1513.3118 | -644.9884 | 868.3234 | 4833 | 1513.3118 | -644.9884 | 868.3234 | 4833 | 156.001 | 1717 | 1873.001 | 4833 | 458.7009 | 964.3047 | 1423.0056 | 4833 | 657.8376 | 765.168 | 1423.0056
4834 | 1000 | -138.1076 | 861.8924 | 4834 | 1000 | -138.1076 | 861.8924 | 4834 | 1000 | -138.1076 | 861.8924 | 4834 | 2000 | -1716 | 284 | 4834 | 2000 | -1716 | 284 | 4834 | 2000 | -1470.3954 | 529.6046 | 4834 | -360.8544 | 1717 | 1356.1456 | 4834 | -117.2554 | 1717 | 1599.7446 | 4834 | 196.2232 | 1403.5214 | 1599.7446
4835 | 639.5525 | 308.5042 | 948.0567 | 4835 | 524.1316 | 24.5359 | 548.6675 | 4835 | 524.1316 | 24.5359 | 548.6675 | 4835 | 1167.0285 | -38.2497 | 1128.7788 | 4835 | 1847.4416 | -1716 | 131.4416 | 4835 | 1747.4416 | -1716 | 31.4416 | 4835 | -1267.6799 | 1717 | 449.3201 | 4835 | -1267.6799 | 1717 | 449.3201 | 4835 | -1564.7687 | 1717 | 152.2313
4836 | 252.1162 | -596.6713 | -344.5552 | 4836 | 117.7481 | 205.8137 | 323.5618 | 4836 | 163.5155 | -29.578 | 133.9375 | 4836 | 659.2191 | 356.1343 | 1015.3534 | 4836 | 713.4517 | -238.633 | 474.8187 | 4836 | 754.9865 | -239.633 | 515.3534 | 4836 | -1352.8961 | 1717 | 364.1039 | 4836 | -1352.8961 | 1717 | 364.1039 | 4836 | -1352.8961 | 1717 | 364.1039
4837 | 497.3483 | 345.8816 | 843.2298 | 4837 | 286.909 | 56.3208 | 343.2298 | 4837 | 241.1417 | 102.0882 | 343.2298 | 4837 | 2000 | -1716 | 284 | 4837 | 2000 | -1716 | 284 | 4837 | 1095.378 | -527.5924 | 567.7856 | 4837 | -1327.6338 | 1717 | 389.3662 | 4837 | -1540.3048 | 1717 | 176.6952 | 4837 | -1327.6338 | 1717 | 389.3662
4838 | 1000 | -150.5602 | 849.4398 | 4838 | 1000 | -1016 | -16 | 4838 | 1000 | -650.5602 | 349.4398 | 4838 | 2000 | -891.533 | 1108.467 | 4838 | 2000 | -1391.533 | 608.467 | 4838 | 2000 | -1716 | 284 | 4838 | -523.5623 | 1717 | 1193.4377 | 4838 | -584.5694 | 1717 | 1132.4306 | 4838 | -1244.5694 | 1717 | 472.4306
4839 | 1000 | -298.3302 | 701.6698 | 4839 | 1000 | -798.3302 | 201.6698 | 4839 | 1000 | -798.3302 | 201.6698 | 4839 | 2000 | -1024.629 | 975.371 | 4839 | 2000 | -1716 | 284 | 4839 | 2000 | -1716 | 284 | 4839 | -134.9147 | 1717 | 1582.0853 | 4839 | -107.8189 | 1717 | 1609.1811 | 4839 | 110.109 | 1471.9763 | 1582.0853
4840 | 1000 | -637.7214 | 362.2786 | 4840 | 1000 | -637.7214 | 362.2786 | 4840 | 1000 | -637.7214 | 362.2786 | 4840 | 2000 | -1716 | 284 | 4840 | 2000 | -1716 | 284 | 4840 | 2000 | -1716 | 284 | 4840 | 1784.3349 | -1716 | 68.3349 | 4840 | 1124.3349 | -1264.9844 | -140.6496 | 4840 | 1128.5675 | -1269.217 | -140.6496
4841 | 1000 | -665.262 | 334.738 | 4841 | 1000 | -665.262 | 334.738 | 4841 | 1000 | -665.262 | 334.738 | 4841 | 2000 | -1633.688 | 366.312 | 4841 | 2000 | -1716 | 284 | 4841 | 2000 | -1716 | 284 | 4841 | 2000 | -1716 | 284 | 4841 | 2000 | -1716 | 284 | 4841 | 2000 | -1716 | 284
4842 | 1000 | -963.0606 | 36.9394 | 4842 | 1000 | -963.0606 | 36.9394 | 4842 | 1000 | -963.0606 | 36.9394 | 4842 | 2000 | -1716 | 284 | 4842 | 2000 | -1716 | 284 | 4842 | 2000 | -1716 | 284 | 4842 | 2000 | -1716 | 284 | 4842 | 2000 | -1716 | 284 | 4842 | 2000 | -1275.7094 | 724.2906
4843 | 1000 | -1016 | -16 | 4843 | 1000 | -1016 | -16 | 4843 | 1000 | -1016 | -16 | 4843 | 2000 | -1716 | 284 | 4843 | 2000 | -1716 | 284 | 4843 | 2000 | -1716 | 284 | 4843 | 2000 | -1470.573 | 529.427 | 4843 | 2000 | -1470.573 | 529.427 | 4843 | 2000 | -1470.573 | 529.427
4844 | 1000 | -1016 | -16 | 4844 | 1000 | -1016 | -16 | 4844 | 1000 | -1016 | -16 | 4844 | 2000 | -1716 | 284 | 4844 | 2000 | -1716 | 284 | 4844 | 2000 | -1716 | 284 | 4844 | 2000 | -1484.7872 | 515.2128 | 4844 | 2000 | -1716 | 284 | 4844 | 2000 | -1716 | 284
4845 | 1000 | -983.4399 | 16.5601 | 4845 | 1000 | -983.4399 | 16.5601 | 4845 | 1000 | -983.4399 | 16.5601 | 4845 | 2000 | -1716 | 284 | 4845 | 2000 | -1716 | 284 | 4845 | 2000 | -1716 | 284 | 4845 | 2000 | -1716 | 284 | 4845 | 2000 | -1716 | 284 | 4845 | 2000 | -1716 | 284
4846 | 1000 | -1016 | -16 | 4846 | 1000 | -1016 | -16 | 4846 | 1000 | -1016 | -16 | 4846 | 2000 | -1716 | 284 | 4846 | 2000 | -1716 | 284 | 4846 | 2000 | -1716 | 284 | 4846 | 2000 | -1716 | 284 | 4846 | 2000 | -1716 | 284 | 4846 | 2000 | -1716 | 284
4847 | 1000 | -932.2924 | 67.7076 | 4847 | 1000 | -1016 | -16 | 4847 | 1000 | -726.274 | 273.726 | 4847 | 2000 | -1716 | 284 | 4847 | 2000 | -1716 | 284 | 4847 | 2000 | -1716 | 284 | 4847 | 2000 | -1716 | 284 | 4847 | 2000 | -1197.324 | 802.676 | 4847 | 2000 | -1197.324 | 802.676
4848 | 1000 | -1016 | -16 | 4848 | 1000 | -1016 | -16 | 4848 | 1000 | -1016 | -16 | 4848 | 2000 | -1716 | 284 | 4848 | 2000 | -1716 | 284 | 4848 | 2000 | -1716 | 284 | 4848 | 2000 | -1716 | 284 | 4848 | 2000 | -1384.6274 | 615.3726 | 4848 | 2000 | -1384.6274 | 615.3726
4849 | 1000 | -1016 | -16 | 4849 | 1000 | -1016 | -16 | 4849 | 1000 | -1016 | -16 | 4849 | 2000 | -1716 | 284 | 4849 | 2000 | -1716 | 284 | 4849 | 2000 | -1716 | 284 | 4849 | 2000 | -1716 | 284 | 4849 | 2000 | -1716 | 284 | 4849 | 2000 | -1716 | 284
4850 | 1000 | -1016 | -16 | 4850 | 1000 | -1016 | -16 | 4850 | 1000 | -1016 | -16 | 4850 | 2000 | -1716 | 284 | 4850 | 2000 | -1716 | 284 | 4850 | 2000 | -1716 | 284 | 4850 | 2000 | -1716 | 284 | 4850 | 2000 | -1716 | 284 | 4850 | 2000 | -1716 | 284
4851 | 1000 | -1016 | -16 | 4851 | 1000 | -1016 | -16 | 4851 | 1000 | -1016 | -16 | 4851 | 2000 | -1716 | 284 | 4851 | 2000 | -1716 | 284 | 4851 | 2000 | -1716 | 284 | 4851 | 2000 | -1716 | 284 | 4851 | 2000 | -1716 | 284 | 4851 | 2000 | -1716 | 284
4852 | 1000 | -1016 | -16 | 4852 | 1000 | -1016 | -16 | 4852 | 1000 | -1016 | -16 | 4852 | 2000 | -1716 | 284 | 4852 | 2000 | -1716 | 284 | 4852 | 2000 | -1716 | 284 | 4852 | 2000 | -1716 | 284 | 4852 | 2000 | -1716 | 284 | 4852 | 2000 | -1716 | 284
4853 | 1000 | -1016 | -16 | 4853 | 1000 | -1016 | -16 | 4853 | 1000 | -1016 | -16 | 4853 | 2000 | -1716 | 284 | 4853 | 2000 | -1716 | 284 | 4853 | 2000 | -1716 | 284 | 4853 | 2000 | -1716 | 284 | 4853 | 2000 | -1716 | 284 | 4853 | 2000 | -1716 | 284
4854 | 1000 | -623.4876 | 376.5124 | 4854 | 1000 | -623.4876 | 376.5124 | 4854 | 1000 | -623.4876 | 376.5124 | 4854 | 2000 | -1563.1818 | 436.8182 | 4854 | 2000 | -1563.1818 | 436.8182 | 4854 | 2000 | -1563.1818 | 436.8182 | 4854 | 2000 | -1716 | 284 | 4854 | 2000 | -1205.5251 | 794.4749 | 4854 | 2000 | -1205.5251 | 794.4749
4855 | 1000 | -93.6344 | 906.3656 | 4855 | 1000 | -93.6344 | 906.3656 | 4855 | 1000 | -93.6344 | 906.3656 | 4855 | 2000 | -1197.192 | 802.808 | 4855 | 2000 | -1415.9564 | 584.0436 | 4855 | 2000 | -1415.9564 | 584.0436 | 4855 | 1543.7189 | -524.0467 | 1019.6722 | 4855 | 1763.7189 | -744.0467 | 1019.6722 | 4855 | 1323.7189 | 221.0674 | 1544.7864
4856 | 1000 | -175.9402 | 824.0598 | 4856 | 1000 | -175.9402 | 824.0598 | 4856 | 1000 | -175.9402 | 824.0598 | 4856 | 2000 | -1032.5217 | 967.4783 | 4856 | 2000 | -1532.5217 | 467.4783 | 4856 | 2000 | -1716 | 284 | 4856 | 305.196 | 1202.0487 | 1507.2446 | 4856 | 305.196 | 1202.0487 | 1507.2446 | 4856 | 967.0996 | 1065.2592 | 2032.3588
4857 | 217.399 | 803.1834 | 1020.5824 | 4857 | 217.399 | 803.1834 | 1020.5824 | 4857 | 217.399 | 803.1834 | 1020.5824 | 4857 | 1685.1818 | -1716 | -30.8182 | 4857 | 1134.2537 | -457.4579 | 676.7959 | 4857 | 1288.571 | -561.7751 | 726.7959 | 4857 | -649.4183 | 1717 | 1067.5817 | 4857 | -1183.9218 | 1717 | 533.0782 | 4857 | -1236.1154 | 1717 | 480.8846
4858 | -888.3603 | 1017 | 128.6397 | 4858 | -888.3603 | 1017 | 128.6397 | 4858 | -888.3603 | 1017 | 128.6397 | 4858 | -42.2754 | 1397.2217 | 1354.9463 | 4858 | 12.9572 | 897.2217 | 910.1789 | 4858 | -42.2754 | 897.2217 | 854.9463 | 4858 | -1101.3904 | 1717 | 615.6096 | 4858 | -1101.3904 | 1717 | 615.6096 | 4858 | -1101.3904 | 1717 | 615.6096
4859 | -871.3862 | 1017 | 145.6138 | 4859 | -800.2862 | 1017 | 216.7138 | 4859 | -871.3862 | 1017 | 145.6138 | 4859 | -699.0489 | 1717 | 1017.9511 | 4859 | -704.2815 | 1392.2199 | 687.9383 | 4859 | -758.5142 | 1538.9873 | 780.4731 | 4859 | -1562.0591 | 1717 | 154.9409 | 4859 | -1667.6591 | 1717 | 49.3409 | 4859 | -1667.6591 | 1717 | 49.3409
4860 | -886.8717 | 1017 | 130.1283 | 4860 | -827.6217 | 1017 | 189.3783 | 4860 | -886.8717 | 1017 | 130.1283 | 4860 | -994.8322 | 1717 | 722.1678 | 4860 | -1144.8322 | 1717 | 572.1678 | 4860 | -1043.9221 | 1717 | 673.0779 | 4860 | -1609.6723 | 1717 | 107.3277 | 4860 | -1609.6723 | 1717 | 107.3277 | 4860 | -1681.1137 | 1717 | 35.8863
4861 | -827.1041 | 1017 | 189.8959 | 4861 | -827.1041 | 427.8204 | -399.2837 | 4861 | -827.1041 | 427.8204 | -399.2837 | 4861 | -646.8255 | 568.4902 | -78.3353 | 4861 | -546.8255 | 1556.8701 | 1010.0446 | 4861 | -646.8255 | 1562.4257 | 915.6002 | 4861 | -1114.733 | 1717 | 602.267 | 4861 | -1553.2421 | 1717 | 163.7579 | 4861 | -1333.2421 | 1717 | 383.7579
4862 | -799.5388 | 1017 | 217.4612 | 4862 | -716.5888 | 1017 | 300.4112 | 4862 | -799.5388 | 1017 | 217.4612 | 4862 | 515.4049 | 876.4003 | 1391.8052 | 4862 | 515.4049 | -623.7108 | -108.3059 | 4862 | 519.6375 | 372.1677 | 891.8052 | 4862 | -859.4671 | 1717 | 857.5329 | 4862 | -607.2804 | 1717 | 1109.7196 | 4862 | -483.0329 | 1717 | 1233.9671
4863 | 437.6279 | 443.9034 | 881.5313 | 4863 | 437.6279 | 443.9034 | 881.5313 | 4863 | 437.6279 | 443.9034 | 881.5313 | 4863 | 1886.4785 | -547.1012 | 1339.3773 | 4863 | 2000 | -1675.7002 | 324.2998 | 4863 | 2000 | -1676.5891 | 323.4109 | 4863 | 909.6805 | 1717 | 2626.6805 | 4863 | -1086.1576 | 1717 | 630.8424 | 4863 | -866.1576 | 1717 | 850.8424
4864 | 1000 | 25.738 | 1025.738 | 4864 | 1000 | 25.738 | 1025.738 | 4864 | 1000 | 25.738 | 1025.738 | 4864 | 2000 | -479.1127 | 1520.8873 | 4864 | 2000 | -479.1127 | 1520.8873 | 4864 | 2000 | -479.1127 | 1520.8873 | 4864 | 416.5474 | 1328.6921 | 1745.2395 | 4864 | 416.5474 | 1717 | 2133.5474 | 4864 | 416.5474 | 1717 | 2133.5474
4865 | 1000 | -505.0825 | 494.9175 | 4865 | 1000 | -505.0825 | 494.9175 | 4865 | 1000 | -505.0825 | 494.9175 | 4865 | 2000 | -1097.4151 | 902.5849 | 4865 | 2000 | -1097.4151 | 902.5849 | 4865 | 2000 | -1097.4151 | 902.5849 | 4865 | 2000 | -1716 | 284 | 4865 | 2000 | -1716 | 284 | 4865 | 2000 | -1003.5501 | 996.4499
4866 | 1000 | -667.1006 | 332.8994 | 4866 | 1000 | -647.6039 | 352.3961 | 4866 | 1000 | -167.1006 | 832.8994 | 4866 | 2000 | -1376.4842 | 623.5158 | 4866 | 2000 | -876.4842 | 1123.5158 | 4866 | 2000 | -967.0476 | 1032.9524 | 4866 | 2000 | -1716 | 284 | 4866 | 2000 | -1716 | 284 | 4866 | 2000 | -1716 | 284
4867 | 1000 | -833.442 | 166.558 | 4867 | 1000 | -423.4779 | 576.5221 | 4867 | 1000 | -423.4779 | 576.5221 | 4867 | 2000 | -1654.64 | 345.36 | 4867 | 2000 | -1044.0966 | 955.9034 | 4867 | 2000 | -1654.64 | 345.36 | 4867 | 2000 | -1292.9413 | 707.0587 | 4867 | 2000 | -1292.9413 | 707.0587 | 4867 | 2000 | -1716 | 284
4868 | 1000 | -1016 | -16 | 4868 | 1000 | -1016 | -16 | 4868 | 1000 | -898.2589 | 101.7411 | 4868 | 2000 | -1716 | 284 | 4868 | 2000 | -1716 | 284 | 4868 | 2000 | -1716 | 284 | 4868 | 2000 | -1716 | 284 | 4868 | 2000 | -1628.4762 | 371.5238 | 4868 | 2000 | -1628.4762 | 371.5238
4869 | 1000 | -1016 | -16 | 4869 | 1000 | -1016 | -16 | 4869 | 1000 | -1016 | -16 | 4869 | 2000 | -1716 | 284 | 4869 | 2000 | -1716 | 284 | 4869 | 2000 | -1716 | 284 | 4869 | 2000 | -1716 | 284 | 4869 | 2000 | -1716 | 284 | 4869 | 2000 | -1716 | 284
4870 | 1000 | -1016 | -16 | 4870 | 1000 | -1016 | -16 | 4870 | 1000 | -1016 | -16 | 4870 | 1990.4238 | -1716 | 274.4238 | 4870 | 2000 | -1716 | 284 | 4870 | 2000 | -1716 | 284 | 4870 | 2000 | -1716 | 284 | 4870 | 2000 | -1716 | 284 | 4870 | 2000 | -1716 | 284
4871 | 1000 | -1016 | -16 | 4871 | 1000 | -1016 | -16 | 4871 | 1000 | -1016 | -16 | 4871 | 1715.2043 | -1716 | -0.79568 | 4871 | 2000 | -1716 | 284 | 4871 | 2000 | -1716 | 284 | 4871 | 1825.0964 | -1716 | 109.0964 | 4871 | 2000 | -1716 | 284 | 4871 | 2000 | -1716 | 284
4872 | 1000 | -1016 | -16 | 4872 | 1000 | -1016 | -16 | 4872 | 1000 | -1016 | -16 | 4872 | 1444.4902 | -1716 | -271.5098 | 4872 | 2000 | -1716 | 284 | 4872 | 1966.5364 | -1716 | 250.5364 | 4872 | 1670.8618 | -1716 | -45.1382 | 4872 | 1744.3364 | -1716 | 28.3364 | 4872 | 1744.3364 | -1716 | 28.3364
4873 | 1000 | -1016 | -16 | 4873 | 1000 | -1016 | -16 | 4873 | 1000 | -1016 | -16 | 4873 | 2000 | -1716 | 284 | 4873 | 2000 | -1716 | 284 | 4873 | 2000 | -1716 | 284 | 4873 | 1720.5836 | -1716 | 4.5836 | 4873 | 1720.5836 | -1716 | 4.5836 | 4873 | 1720.5836 | -1716 | 4.5836
4874 | 1000 | -1016 | -16 | 4874 | 1000 | -1016 | -16 | 4874 | 1000 | -1016 | -16 | 4874 | 2000 | -1716 | 284 | 4874 | 2000 | -1716 | 284 | 4874 | 2000 | -1716 | 284 | 4874 | 1563.7319 | -1716 | -152.2681 | 4874 | 1563.7319 | -1716 | -152.2681 | 4874 | 1563.7319 | -1716 | -152.2681
4875 | 1000 | -1016 | -16 | 4875 | 1000 | -1016 | -16 | 4875 | 1000 | -1016 | -16 | 4875 | 1735.2441 | -1716 | 19.2441 | 4875 | 2000 | -1716 | 284 | 4875 | 2000 | -1716 | 284 | 4875 | 1384.1808 | -1680.4835 | -296.3027 | 4875 | 1384.1808 | -1680.4835 | -296.3027 | 4875 | 1384.1808 | -1680.4835 | -296.3027
4876 | 1000 | -1016 | -16 | 4876 | 1000 | -1016 | -16 | 4876 | 1000 | -1016 | -16 | 4876 | 1767.2493 | -1716 | 51.2493 | 4876 | 1767.2493 | -1716 | 51.2493 | 4876 | 1767.2493 | -1716 | 51.2493 | 4876 | 1039.5141 | -1181.2915 | -141.7773 | 4876 | 1039.5141 | -1181.2915 | -141.7773 | 4876 | 1039.5141 | -1181.2915 | -141.7773
4877 | 1000 | -1016 | -16 | 4877 | 1000 | -1016 | -16 | 4877 | 1000 | -1016 | -16 | 4877 | 899.9971 | -1151.8931 | -251.896 | 4877 | 899.9971 | -1151.8931 | -251.896 | 4877 | 899.9971 | -1151.8931 | -251.896 | 4877 | 92.4856 | 15.928 | 108.4136 | 4877 | 92.4856 | 15.928 | 108.4136 | 4877 | 92.4856 | 15.928 | 108.4136
4878 | 937.6047 | -963.3822 | -25.7775 | 4878 | 937.6047 | -963.3822 | -25.7775 | 4878 | 937.6047 | -963.3822 | -25.7775 | 4878 | 138.6103 | -40.189 | 98.4214 | 4878 | 138.6103 | -40.189 | 98.4214 | 4878 | 138.6103 | -494.1872 | -355.5769 | 4878 | -697.8707 | 1220.278 | 522.4073 | 4878 | -697.8707 | 1220.278 | 522.4073 | 4878 | -697.8707 | 1220.278 | 522.4073
4879 | -138.07 | 471.5089 | 333.4389 | 4879 | -138.07 | -28.4911 | -166.5611 | 4879 | -138.07 | -28.4911 | -166.5611 | 4879 | -725.0274 | 1180.0341 | 455.0067 | 4879 | -816.2739 | 875.7341 | 59.4602 | 4879 | -920.7274 | 875.7341 | -44.9933 | 4879 | -1273.9111 | 796.8825 | -477.0287 | 4879 | -1273.9111 | 1699.577 | 425.6658 | 4879 | -1273.9111 | 1717 | 443.0889
4880 | -698.0766 | 1017 | 318.9234 | 4880 | -698.0766 | 689.2135 | -8.863 | 4880 | -698.0766 | 689.2135 | -8.863 | 4880 | -691.1397 | 1299.723 | 608.5833 | 4880 | -687.9071 | 653.9556 | -33.9515 | 4880 | -686.9071 | 562.3904 | -124.5167 | 4880 | -1389.3218 | 1717 | 327.6782 | 4880 | -1359.9885 | 1717 | 357.0115 | 4880 | -1389.3218 | 1717 | 327.6782
4881 | -708.3398 | 1017 | 308.6602 | 4881 | -708.3398 | 658.4347 | -49.9052 | 4881 | -708.3398 | 658.4347 | -49.9052 | 4881 | -667.4857 | 1224.9698 | 557.4841 | 4881 | -721.7183 | 779.2024 | 57.4841 | 4881 | -721.7183 | 779.2024 | 57.4841 | 4881 | -1479.2466 | 1717 | 237.7534 | 4881 | -1479.2466 | 1717 | 237.7534 | 4881 | -1479.2466 | 1717 | 237.7534
4882 | -858.9274 | 1017 | 158.0726 | 4882 | -858.9274 | 762.292 | -96.6354 | 4882 | -858.9274 | 762.292 | -96.6354 | 4882 | -745.6277 | -236.2218 | -981.8495 | 4882 | -840.3951 | 195.7886 | -644.6065 | 4882 | -841.3951 | 713.3969 | -127.9982 | 4882 | -1583.3738 | 1717 | 133.6262 | 4882 | -1618.5738 | 1312.1185 | -306.4553 | 4882 | -1583.3738 | 1717 | 133.6262
4883 | -862.625 | 1017 | 154.375 | 4883 | -862.625 | 929.9185 | 67.2935 | 4883 | -862.625 | 910.3709 | 47.7459 | 4883 | -320.904 | 1032.502 | 711.598 | 4883 | -270.8194 | -467.6091 | -738.4285 | 4883 | -320.8194 | 532.4174 | 211.598 | 4883 | -1592.095 | 1717 | 124.905 | 4883 | -1592.095 | 1717 | 124.905 | 4883 | -1592.095 | 1717 | 124.905
4884 | -877.6868 | 1017 | 139.3132 | 4884 | -877.6868 | 178.6378 | -699.049 | 4884 | -877.6868 | 822.0503 | -55.6365 | 4884 | 430.2836 | -521.8476 | -91.564 | 4884 | 430.1989 | -97.962 | 332.237 | 4884 | 580.1989 | -231.2953 | 348.9036 | 4884 | -1347.715 | 1717 | 369.285 | 4884 | -1604.4342 | 1717 | 112.5658 | 4884 | -1604.4342 | 1717 | 112.5658
4885 | -659.0188 | 1017 | 357.9812 | 4885 | -659.0188 | 957.4923 | 298.4736 | 4885 | -659.0188 | 957.4923 | 298.4736 | 4885 | 880.6817 | 102.6126 | 983.2943 | 4885 | 976.4491 | -393.1548 | 583.2943 | 4885 | 876.4491 | -393.1548 | 483.2943 | 4885 | -1291.0272 | 1717 | 425.9728 | 4885 | -1587.1482 | 1717 | 129.8518 | 4885 | -1587.1482 | 1717 | 129.8518
4886 | 314.4526 | 512.9624 | 827.415 | 4886 | 314.4526 | 12.9624 | 327.415 | 4886 | 314.4526 | 12.9624 | 327.415 | 4886 | 1073.8641 | -64.7187 | 1009.1454 | 4886 | 1045.3953 | -640.7034 | 404.6919 | 4886 | 1149.8488 | -640.7034 | 509.1454 | 4886 | -741.4153 | 1717 | 975.5847 | 4886 | -841.1486 | 1717 | 875.8514 | 4886 | -841.1486 | 1717 | 875.8514
4887 | 1000 | -496.3771 | 503.6229 | 4887 | 1000 | -496.3771 | 503.6229 | 4887 | 1000 | -496.3771 | 503.6229 | 4887 | 1938.3119 | -1282.3495 | 655.9625 | 4887 | 1938.3119 | -1389.7009 | 548.611 | 4887 | 1938.3119 | -1570.0475 | 368.2645 | 4887 | 499.992 | 648.413 | 1148.4051 | 4887 | 149.8241 | 660.7734 | 810.5974 | 4887 | -70.1759 | 1086.6318 | 1016.4558
4888 | 1000 | -700.9987 | 299.0013 | 4888 | 1000 | -700.9987 | 299.0013 | 4888 | 1000 | -922.6985 | 77.3015 | 4888 | 2000 | -1716 | 284 | 4888 | 2000 | -1716 | 284 | 4888 | 2000 | -1716 | 284 | 4888 | 857.8901 | 273.8734 | 1131.7635 | 4888 | 857.8901 | 273.8734 | 1131.7635 | 4888 | 857.8901 | 273.8734 | 1131.7635
4889 | 1000 | -1016 | -16 | 4889 | 1000 | -1016 | -16 | 4889 | 1000 | -1016 | -16 | 4889 | 1781.0506 | -1716 | 65.0506 | 4889 | 1781.0506 | -1716 | 65.0506 | 4889 | 1781.0506 | -1716 | 65.0506 | 4889 | 2000 | -1593.6932 | 406.3068 | 4889 | 2000 | -1593.6932 | 406.3068 | 4889 | 2000 | -1593.6932 | 406.3068
4890 | 1000 | -1016 | -16 | 4890 | 1000 | -1016 | -16 | 4890 | 1000 | -1016 | -16 | 4890 | 2000 | -1716 | 284 | 4890 | 2000 | -1716 | 284 | 4890 | 2000 | -1716 | 284 | 4890 | 2000 | -1716 | 284 | 4890 | 2000 | -1716 | 284 | 4890 | 2000 | -1716 | 284
4891 | 1000 | -1016 | -16 | 4891 | 1000 | -1016 | -16 | 4891 | 1000 | -1016 | -16 | 4891 | 2000 | -1716 | 284 | 4891 | 2000 | -1716 | 284 | 4891 | 2000 | -1716 | 284 | 4891 | 2000 | -1716 | 284 | 4891 | 2000 | -1716 | 284 | 4891 | 2000 | -1716 | 284
4892 | 1000 | -1016 | -16 | 4892 | 1000 | -1016 | -16 | 4892 | 1000 | -1016 | -16 | 4892 | 2000 | -1716 | 284 | 4892 | 2000 | -1716 | 284 | 4892 | 2000 | -1716 | 284 | 4892 | 2000 | -1716 | 284 | 4892 | 2000 | -1716 | 284 | 4892 | 2000 | -1716 | 284
4893 | 1000 | -1016 | -16 | 4893 | 1000 | -1016 | -16 | 4893 | 1000 | -1016 | -16 | 4893 | 2000 | -1716 | 284 | 4893 | 2000 | -1716 | 284 | 4893 | 2000 | -1716 | 284 | 4893 | 2000 | -1716 | 284 | 4893 | 2000 | -1716 | 284 | 4893 | 2000 | -1716 | 284
4894 | 1000 | -1016 | -16 | 4894 | 1000 | -1016 | -16 | 4894 | 1000 | -1016 | -16 | 4894 | 2000 | -1716 | 284 | 4894 | 2000 | -1716 | 284 | 4894 | 2000 | -1716 | 284 | 4894 | 2000 | -1716 | 284 | 4894 | 2000 | -1716 | 284 | 4894 | 2000 | -1716 | 284
4895 | 1000 | -1016 | -16 | 4895 | 1000 | -1016 | -16 | 4895 | 1000 | -1016 | -16 | 4895 | 1599.0246 | -1716 | -116.9754 | 4895 | 2000 | -1716 | 284 | 4895 | 2000 | -1716 | 284 | 4895 | 2000 | -1716 | 284 | 4895 | 2000 | -1716 | 284 | 4895 | 2000 | -1716 | 284
4896 | 1000 | -1016 | -16 | 4896 | 1000 | -1016 | -16 | 4896 | 1000 | -1016 | -16 | 4896 | 1543.9732 | -1716 | -172.0268 | 4896 | 2000 | -1716 | 284 | 4896 | 1949.2573 | -1716 | 233.2573 | 4896 | 1889.8326 | -1716 | 173.8326 | 4896 | 2000 | -1716 | 284 | 4896 | 2000 | -1716 | 284
4897 | 1000 | -1016 | -16 | 4897 | 1000 | -1016 | -16 | 4897 | 1000 | -1016 | -16 | 4897 | 1564.4121 | -1716 | -151.5879 | 4897 | 2000 | -1716 | 284 | 4897 | 1796.1397 | -1716 | 80.1397 | 4897 | 1939.7287 | -1716 | 223.7287 | 4897 | 2000 | -1716 | 284 | 4897 | 2000 | -1716 | 284
4898 | 938.6137 | -1016 | -77.3863 | 4898 | 1000 | -1016 | -16 | 4898 | 1000 | -1016 | -16 | 4898 | 1581.9388 | -1716 | -134.0612 | 4898 | 2000 | -1716 | 284 | 4898 | 1736.3705 | -1716 | 20.3705 | 4898 | 1782.7499 | -1716 | 66.7499 | 4898 | 2000 | -1716 | 284 | 4898 | 2000 | -1716 | 284
4899 | 690.2129 | -1016 | -325.7871 | 4899 | 1000 | -1016 | -16 | 4899 | 1000 | -1016 | -16 | 4899 | 1427.6937 | -1716 | -288.3063 | 4899 | 1673.1555 | -1716 | -42.8445 | 4899 | 1574.7511 | -1716 | -141.2489 | 4899 | 1356.2979 | -1716 | -359.7021 | 4899 | 2000 | -1716 | 284 | 4899 | 1856.2979 | -1716 | 140.2979
4900 | 752.5164 | -1016 | -263.4836 | 4900 | 1000 | -1016 | -16 | 4900 | 1000 | -1016 | -16 | 4900 | 1338.3455 | -1716 | -377.6545 | 4900 | 1656.8405 | -1716 | -59.1595 | 4900 | 1471.9301 | -1716 | -244.0699 | 4900 | 1393.4727 | -1716 | -322.5273 | 4900 | 2000 | -1716 | 284 | 4900 | 1897.1087 | -1716 | 181.1087
4901 | 660.375 | -1016 | -355.625 | 4901 | 1000 | -1016 | -16 | 4901 | 684.8818 | -1016 | -331.1182 | 4901 | 1364.4179 | -1716 | -351.5821 | 4901 | 1638.3441 | -1716 | -77.6559 | 4901 | 1379.3211 | -1716 | -336.6789 | 4901 | 1870.7203 | -1716 | 154.7203 | 4901 | 2000 | -1716 | 284 | 4901 | 2000 | -1716 | 284
4902 | 1000 | -1004.14 | -4.14 | 4902 | 1000 | -1004.14 | -4.14 | 4902 | 578.0952 | -1016 | -437.9048 | 4902 | 1641.9377 | -1716 | -74.0623 | 4902 | 1641.9377 | -1716 | -74.0623 | 4902 | 1641.9377 | -1716 | -74.0623 | 4902 | 1758.8255 | -1716 | 42.8255 | 4902 | 1758.8255 | -1716 | 42.8255 | 4902 | 1758.8255 | -1716 | 42.8255
4903 | 1000 | -1016 | -16 | 4903 | 1000 | -1016 | -16 | 4903 | 834.9843 | -1016 | -181.0157 | 4903 | 1465.0496 | -1716 | -250.9504 | 4903 | 1465.0496 | -1716 | -250.9504 | 4903 | 1465.0496 | -1716 | -250.9504 | 4903 | 289.296 | 58.2284 | 347.5244 | 4903 | 289.296 | 58.2284 | 347.5244 | 4903 | 289.296 | 58.2284 | 347.5244
4904 | 302.1671 | -144.5897 | 157.5774 | 4904 | 291.6277 | -634.0503 | -342.4226 | 4904 | 291.6277 | -634.0503 | -342.4226 | 4904 | 937.4768 | -1002.1427 | -64.6659 | 4904 | 937.4768 | -1502.1427 | -564.6659 | 4904 | 937.4768 | -1502.1427 | -564.6659 | 4904 | -1079.1822 | 1211.0847 | 131.9024 | 4904 | -1079.1822 | 711.0847 | -368.0976 | 4904 | -1079.1822 | 711.0847 | -368.0976
4905 | -592.7223 | 831.8761 | 239.1538 | 4905 | -592.7223 | 331.8761 | -260.8462 | 4905 | -592.7223 | 331.8761 | -260.8462 | 4905 | -1023.1795 | 1049.723 | 26.5435 | 4905 | -1023.1795 | 549.723 | -473.4565 | 4905 | -1023.1795 | 549.723 | -473.4565 | 4905 | -1137.3232 | 1376.0844 | 238.7612 | 4905 | -1137.3232 | 876.0844 | -261.2388 | 4905 | -1137.3232 | 876.0844 | -261.2388
4906 | -603.0671 | -121.1066 | -724.1737 | 4906 | -603.0671 | -121.1066 | -724.1737 | 4906 | -603.0671 | 374.4142 | -228.6529 | 4906 | -1041.2486 | 1015.4237 | -25.8249 | 4906 | -1041.2486 | 609.7634 | -431.4852 | 4906 | -1041.2486 | 609.7634 | -431.4852 | 4906 | -1163.1167 | 1453.6206 | 290.5039 | 4906 | -1163.1167 | 326.6421 | -836.4745 | 4906 | -1163.1167 | 807.4719 | -355.6448
4907 | -638.6703 | 295.9076 | -342.7627 | 4907 | -638.6703 | 270.588 | -368.0823 | 4907 | -638.6703 | 295.9076 | -342.7627 | 4907 | -1081.8777 | 287.1609 | -794.7169 | 4907 | -1081.8777 | -347.0974 | -1428.9751 | 4907 | -1081.8777 | 506.7539 | -575.1238 | 4907 | -1208.7717 | 4.4042 | -1204.3674 | 4907 | -1208.7717 | 1004.4042 | -204.3674 | 4907 | -1208.7717 | 1004.4042 | -204.3674
4908 | -671.201 | 282.2019 | -388.9991 | 4908 | -671.201 | -498.9939 | -1170.1949 | 4908 | -671.201 | 267.9061 | -403.2949 | 4908 | -1115.5976 | 77.6977 | -1037.8998 | 4908 | -1115.5976 | 106.2219 | -1009.3757 | 4908 | -1115.5976 | 539.7885 | -575.809 | 4908 | -1243.6806 | 1643.2432 | 399.5626 | 4908 | -1243.6806 | 143.2432 | -1100.4374 | 4908 | -1243.6806 | 910.1432 | -333.5374
4909 | -680.1549 | 763.6712 | 83.5163 | 4909 | -680.1549 | 383.6758 | -296.4791 | 4909 | -680.1549 | 343.6651 | -336.4898 | 4909 | -1117.9905 | 870.7499 | -247.2406 | 4909 | -1117.9905 | 655.9453 | -462.0452 | 4909 | -1117.9905 | 655.9453 | -462.0452 | 4909 | -1239.5126 | 1517.5887 | 278.0761 | 4909 | -1239.5126 | 1017.5887 | -221.9239 | 4909 | -1239.5126 | 1017.5887 | -221.9239
4910 | -789.5122 | 905.9286 | 116.4163 | 4910 | -789.5122 | 405.9286 | -383.5837 | 4910 | -789.5122 | 405.9286 | -383.5837 | 4910 | -1211.1111 | 1162.371 | -48.7401 | 4910 | -1211.1111 | 662.371 | -548.7401 | 4910 | -1211.1111 | 662.371 | -548.7401 | 4910 | -1316.3965 | 550.3148 | -766.0817 | 4910 | -1316.3965 | 990.7824 | -325.6141 | 4910 | -1316.3965 | 990.7824 | -325.6141
4911 | -753.6145 | 618.1096 | -135.5048 | 4911 | -753.6145 | 118.1096 | -635.5048 | 4911 | -753.6145 | 118.1096 | -635.5048 | 4911 | -1045.2897 | 729.64 | -315.6497 | 4911 | -1150.2377 | 334.588 | -815.6497 | 4911 | -1150.2377 | 334.588 | -815.6497 | 4911 | -1156.0682 | 1014.0154 | -142.0528 | 4911 | -1156.0682 | 514.0154 | -642.0528 | 4911 | -1156.0682 | 514.0154 | -642.0528
4912 | 865.1037 | -1016 | -150.8963 | 4912 | 865.1037 | -1016 | -150.8963 | 4912 | 865.1037 | -1016 | -150.8963 | 4912 | 1419.4079 | -1716 | -296.5921 | 4912 | 1419.4079 | -1716 | -296.5921 | 4912 | 1419.4079 | -1716 | -296.5921 | 4912 | -238.6887 | 91.659 | -147.0297 | 4912 | -238.6887 | 91.659 | -147.0297 | 4912 | -238.6887 | 91.659 | -147.0297
4913 | 640.9085 | -1016 | -375.0915 | 4913 | 1000 | -1016 | -16 | 4913 | 1000 | -1016 | -16 | 4913 | 1211.9885 | -1716 | -504.0115 | 4913 | 1711.9885 | -1716 | -4.0115 | 4913 | 1711.9885 | -1716 | -4.0115 | 4913 | 1123.2686 | -1716 | -592.7314 | 4913 | 1123.2686 | -1716 | -592.7314 | 4913 | 1123.2686 | -1716 | -592.7314
4914 | 1000 | -1016 | -16 | 4914 | 1000 | -1016 | -16 | 4914 | 1000 | -1016 | -16 | 4914 | 1205.0422 | -1716 | -510.9578 | 4914 | 1554.3331 | -1716 | -161.6669 | 4914 | 1554.3331 | -1716 | -161.6669 | 4914 | 1113.7437 | -1716 | -602.2563 | 4914 | 1659.2392 | -1716 | -56.7608 | 4914 | 1590.0087 | -1716 | -125.9913
4915 | 1000 | -1016 | -16 | 4915 | 1000 | -1016 | -16 | 4915 | 1000 | -1016 | -16 | 4915 | 1954.9153 | -1716 | 238.9153 | 4915 | 2000 | -1716 | 284 | 4915 | 1607.4682 | -1716 | -108.5318 | 4915 | 2000 | -1716 | 284 | 4915 | 2000 | -1716 | 284 | 4915 | 1639.2585 | -1716 | -76.7415
4916 | 1000 | -1016 | -16 | 4916 | 1000 | -1016 | -16 | 4916 | 1000 | -1016 | -16 | 4916 | 2000 | -1716 | 284 | 4916 | 2000 | -1716 | 284 | 4916 | 1746.12 | -1716 | 30.12 | 4916 | 2000 | -1716 | 284 | 4916 | 2000 | -1716 | 284 | 4916 | 1771.1091 | -1716 | 55.1091
4917 | 977.6554 | -1016 | -38.3446 | 4917 | 1000 | -1016 | -16 | 4917 | 1000 | -1016 | -16 | 4917 | 1065.1319 | -1716 | -650.8681 | 4917 | 1979.2904 | -1716 | 263.2904 | 4917 | 1565.1319 | -1716 | -150.8681 | 4917 | 1226.3433 | -1716 | -489.6567 | 4917 | 1989.382 | -1716 | 273.382 | 4917 | 1587.6744 | -1716 | -128.3256
4918 | 571.5042 | -1016 | -444.4958 | 4918 | 1000 | -1016 | -16 | 4918 | 1000 | -1016 | -16 | 4918 | 1129.1329 | -1716 | -586.8671 | 4918 | 1629.1329 | -1716 | -86.8671 | 4918 | 1629.1329 | -1716 | -86.8671 | 4918 | 1146.4045 | -1716 | -569.5955 | 4918 | 1646.4045 | -1716 | -69.5955 | 4918 | 1646.4045 | -1716 | -69.5955
4919 | 422.6807 | -1016 | -593.3193 | 4919 | 1000 | -1016 | -16 | 4919 | 922.6807 | -1016 | -93.3193 | 4919 | 1114.6154 | -1716 | -601.3846 | 4919 | 1614.6154 | -1716 | -101.3846 | 4919 | 1614.6154 | -1716 | -101.3846 | 4919 | 1116.4686 | -1716 | -599.5314 | 4919 | 1616.4686 | -1716 | -99.5314 | 4919 | 1616.4686 | -1716 | -99.5314
4920 | 434.3736 | -1016 | -581.6264 | 4920 | 1000 | -1016 | -16 | 4920 | 934.3736 | -1016 | -81.6264 | 4920 | 1109.2834 | -1716 | -606.7166 | 4920 | 1609.2834 | -1716 | -106.7166 | 4920 | 1609.2834 | -1716 | -106.7166 | 4920 | 1094.0359 | -1716 | -621.9641 | 4920 | 1594.0359 | -1716 | -121.9641 | 4920 | 1594.0359 | -1716 | -121.9641
4921 | 484.2125 | -1016 | -531.7875 | 4921 | 1000 | -1016 | -16 | 4921 | 783.307 | -1016 | -232.693 | 4921 | 1146.0622 | -1716 | -569.9378 | 4921 | 1646.0622 | -1716 | -69.9378 | 4921 | 1646.0622 | -1716 | -69.9378 | 4921 | 1116.1997 | -1716 | -599.8003 | 4921 | 1576.4868 | -1716 | -139.5132 | 4921 | 1576.4868 | -1716 | -139.5132
4922 | 527.4547 | -1016 | -488.5453 | 4922 | 922.3239 | -1016 | -93.6761 | 4922 | 527.4547 | -1016 | -488.5453 | 4922 | 1179.3866 | -1716 | -536.6134 | 4922 | 1661.7491 | -1716 | -54.2509 | 4922 | 1661.7491 | -1716 | -54.2509 | 4922 | 1138.4763 | -1716 | -577.5237 | 4922 | 1559.0505 | -1716 | -156.9495 | 4922 | 1559.0505 | -1716 | -156.9495
4923 | 573.3948 | -1016 | -442.6052 | 4923 | 573.3948 | -1016 | -442.6052 | 4923 | 573.3948 | -1016 | -442.6052 | 4923 | 1217.6966 | -1716 | -498.3034 | 4923 | 1297.6141 | -1716 | -418.3859 | 4923 | 1525.6706 | -1716 | -190.3294 | 4923 | 1173.4236 | -1716 | -542.5764 | 4923 | 1436.725 | -1716 | -279.275 | 4923 | 1436.725 | -1716 | -279.275
4924 | 604.3213 | -1016 | -411.6787 | 4924 | 604.3213 | -1016 | -411.6787 | 4924 | 604.3213 | -1016 | -411.6787 | 4924 | 1241.6417 | -1716 | -474.3583 | 4924 | 1241.6417 | -1716 | -474.3583 | 4924 | 1241.6417 | -1716 | -474.3583 | 4924 | 1082.1648 | -1716 | -633.8352 | 4924 | 1582.1648 | -1716 | -133.8352 | 4924 | 1076.6709 | -1569.8824 | -493.2115
4925 | 718.4536 | -1016 | -297.5464 | 4925 | 718.4536 | -1016 | -297.5464 | 4925 | 718.4536 | -1016 | -297.5464 | 4925 | 1355.8309 | -1716 | -360.1691 | 4925 | 1331.7742 | -1716 | -384.2258 | 4925 | 1335.2742 | -1716 | -380.7258 | 4925 | 616.7037 | -1102.1491 | -485.4454 | 4925 | 1248.1146 | -1716 | -467.8854 | 4925 | 616.7037 | -1102.1491 | -485.4454
4926 | 1000 | -949.6156 | 50.3844 | 4926 | 566.3844 | -1016 | -449.6156 | 4926 | 566.3844 | -1016 | -449.6156 | 4926 | 1602.4397 | -1716 | -113.5603 | 4926 | 1602.4397 | -1573.2766 | 29.1631 | 4926 | 1602.4397 | -1716 | -113.5603 | 4926 | 824.3904 | -901.1918 | -76.8014 | 4926 | 1316.0183 | -1392.8197 | -76.8014 | 4926 | 1316.0183 | -1392.8197 | -76.8014
4927 | 441.5212 | 54.0178 | 495.539 | 4927 | -58.4788 | 54.0178 | -4.461 | 4927 | -219.3145 | 54.0178 | -165.2967 | 4927 | 738.5831 | -460.8111 | 277.772 | 4927 | 738.5831 | -460.8111 | 277.772 | 4927 | 738.5831 | -460.8111 | 277.772 | 4927 | -869.8591 | 1315.5272 | 445.668 | 4927 | -869.8591 | 1315.5272 | 445.668 | 4927 | -869.8591 | 1315.5272 | 445.668
4928 | -507.1049 | 891.5288 | 384.4239 | 4928 | -507.1049 | 391.5288 | -115.5761 | 4928 | -507.1049 | 391.5288 | -115.5761 | 4928 | -903.4712 | 1022.7734 | 119.3022 | 4928 | -903.4712 | 611.603 | -291.8682 | 4928 | -903.4712 | 522.7734 | -380.6978 | 4928 | -983.5239 | 1503.1379 | 519.614 | 4928 | -983.5239 | 1503.1379 | 519.614 | 4928 | -983.5239 | 1503.1379 | 519.614
4929 | -486.517 | 995.9235 | 509.4065 | 4929 | -486.517 | 495.9235 | 9.4065 | 4929 | -486.517 | 495.9235 | 9.4065 | 4929 | -895.0274 | 1149.6642 | 254.6368 | 4929 | -895.0274 | 649.6642 | -245.3632 | 4929 | -895.0274 | 649.6642 | -245.3632 | 4929 | -987.2244 | 1457.7517 | 470.5273 | 4929 | -987.2244 | 957.7517 | -29.4727 | 4929 | -987.2244 | 957.7517 | -29.4727
4930 | -462.103 | -200.5149 | -662.6179 | 4930 | -462.103 | -200.5149 | -662.6179 | 4930 | -462.103 | 578.8252 | 116.7222 | 4930 | -877.8394 | 721.2677 | -156.5718 | 4930 | -877.8394 | 534.2677 | -343.5718 | 4930 | -877.8394 | 751.0999 | -126.7396 | 4930 | -977.2624 | 1341.1204 | 363.858 | 4930 | -977.2624 | 1091.2594 | 113.997 | 4930 | -977.2624 | 1091.2594 | 113.997
4931 | -458.9045 | 1017 | 558.0955 | 4931 | -458.9045 | 644.2323 | 185.3278 | 4931 | -458.9045 | 498.0836 | 39.1792 | 4931 | -876.5673 | 225.9496 | -650.6178 | 4931 | -876.5673 | 53.9929 | -822.5744 | 4931 | -876.5673 | 597.5787 | -278.9887 | 4931 | -977.9167 | 476.7245 | -501.1922 | 4931 | -977.9167 | 240.6652 | -737.2515 | 4931 | -977.9167 | 946.8639 | -31.0527
4932 | -457.3762 | 753.3707 | 295.9945 | 4932 | -457.3762 | -60.3724 | -517.7486 | 4932 | -457.3762 | 378.1 | -79.2762 | 4932 | -872.4227 | 479.7224 | -392.7003 | 4932 | -872.4227 | 112.4801 | -759.9426 | 4932 | -872.4227 | 639.4801 | -232.9426 | 4932 | -971.1556 | 648.122 | -323.0336 | 4932 | -971.1556 | 447.5315 | -523.6241 | 4932 | -971.1556 | 989.0626 | 17.907
4933 | -455.8659 | 315.0257 | -140.8401 | 4933 | -455.8659 | 315.0257 | -140.8401 | 4933 | -455.8659 | 491.0917 | 35.2258 | 4933 | -866.1805 | 1152.6786 | 286.4982 | 4933 | -866.1805 | 652.6786 | -213.5018 | 4933 | -866.1805 | 652.6786 | -213.5018 | 4933 | -960.1816 | 1465.5484 | 505.3668 | 4933 | -960.1816 | 965.5484 | 5.3668 | 4933 | -960.1816 | 965.5484 | 5.3668
4934 | -449.2467 | 697.3052 | 248.0585 | 4934 | -449.2467 | 197.3052 | -251.9415 | 4934 | -449.2467 | 197.3052 | -251.9415 | 4934 | -852.1818 | 822.7458 | -29.436 | 4934 | -852.1818 | 322.7458 | -529.436 | 4934 | -852.1818 | 322.7458 | -529.436 | 4934 | -938.8034 | 1062.4263 | 123.6229 | 4934 | -938.8034 | 564.3601 | -374.4433 | 4934 | -938.8034 | 564.3601 | -374.4433
4935 | -417.621 | 240.3365 | -177.2845 | 4935 | -417.621 | -259.6635 | -677.2845 | 4935 | -417.621 | -259.6635 | -677.2845 | 4935 | -805.1778 | 310.0053 | -495.1724 | 4935 | -805.1778 | 310.0053 | -495.1724 | 4935 | -805.1778 | 310.0053 | -495.1724 | 4935 | -876.421 | 964.9499 | 88.529 | 4935 | -876.421 | 964.9499 | 88.529 | 4935 | -876.421 | 964.9499 | 88.529
4936 | 623.4488 | -869.5704 | -246.1216 | 4936 | 269.8784 | -1016 | -746.1216 | 4936 | 269.8784 | -1016 | -746.1216 | 4936 | -848.7822 | 351.3593 | -497.4229 | 4936 | -1073.9248 | 576.5019 | -497.4229 | 4936 | -848.7822 | 351.3593 | -497.4229 | 4936 | -1824.46 | 1301.1016 | -523.3583 | 4936 | -1824.46 | 1301.1016 | -523.3583 | 4936 | -824.46 | 301.1016 | -523.3583
4937 | 367.2669 | -1016 | -648.7331 | 4937 | 774.809 | -1016 | -241.191 | 4937 | 374.6054 | -1016 | -641.3946 | 4937 | 1045.1038 | -1716 | -670.8962 | 4937 | 1442.2706 | -1716 | -273.7294 | 4937 | 1442.2706 | -1716 | -273.7294 | 4937 | -780.7586 | -225.2561 | -1006.0147 | 4937 | 709.9853 | -1716 | -1006.0147 | 4937 | 709.9853 | -1716 | -1006.0147
4938 | 372.3619 | -1016 | -643.6381 | 4938 | 1000 | -1016 | -16 | 4938 | 998.2727 | -1016 | -17.7273 | 4938 | 1803.4354 | -1716 | 87.4354 | 4938 | 2000 | -1716 | 284 | 4938 | 1520.9495 | -1716 | -195.0505 | 4938 | 2000 | -1716 | 284 | 4938 | 1980.8296 | -1716 | 264.8296 | 4938 | 1413.6737 | -1716 | -302.3263
4939 | 1000 | -1016 | -16 | 4939 | 1000 | -1016 | -16 | 4939 | 1000 | -1016 | -16 | 4939 | 1764.0686 | -1716 | 48.0686 | 4939 | 1858.8803 | -1716 | 142.8803 | 4939 | 1397.3515 | -1716 | -318.6485 | 4939 | 1452.9219 | -1716 | -263.0781 | 4939 | 1780.6265 | -1716 | 64.6265 | 4939 | 1287.2121 | -1716 | -428.7879
4940 | 1000 | -1016 | -16 | 4940 | 1000 | -1016 | -16 | 4940 | 1000 | -1016 | -16 | 4940 | 850.3787 | -1716 | -865.6213 | 4940 | 1245.9839 | -1716 | -470.0161 | 4940 | 1245.9839 | -1716 | -470.0161 | 4940 | 743.0547 | -1716 | -972.9453 | 4940 | 1203.3418 | -1716 | -512.6582 | 4940 | 1203.3418 | -1716 | -512.6582
4941 | 1000 | -1016 | -16 | 4941 | 1000 | -1016 | -16 | 4941 | 1000 | -1016 | -16 | 4941 | 944.4624 | -1716 | -771.5376 | 4941 | 944.4624 | -1716 | -771.5376 | 4941 | 944.4624 | -1716 | -771.5376 | 4941 | 772.7882 | -1716 | -943.2118 | 4941 | 995.1121 | -1716 | -720.8879 | 4941 | 1003.5323 | -1716 | -712.4677
4942 | 774.7134 | -1016 | -241.2866 | 4942 | 1000 | -1016 | -16 | 4942 | 1000 | -1016 | -16 | 4942 | 1047.1379 | -1716 | -668.8621 | 4942 | 1025.4367 | -1716 | -690.5633 | 4942 | 1025.4367 | -1716 | -690.5633 | 4942 | 698.6826 | -1615.6441 | -916.9614 | 4942 | 698.6826 | -1615.6441 | -916.9614 | 4942 | 698.6826 | -1615.6441 | -916.9614
4943 | 663.997 | -1016 | -352.003 | 4943 | 1000 | -1016 | -16 | 4943 | 1000 | -1016 | -16 | 4943 | 1008.2891 | -1716 | -707.7109 | 4943 | 1008.2891 | -1716 | -707.7109 | 4943 | 1008.2891 | -1716 | -707.7109 | 4943 | 280.8824 | -1068.3424 | -787.46 | 4943 | 280.8824 | -1068.3424 | -787.46 | 4943 | 280.8824 | -1068.3424 | -787.46
4944 | 752.6362 | -1016 | -263.3638 | 4944 | 1000 | -1016 | -16 | 4944 | 1000 | -1016 | -16 | 4944 | 1125.6539 | -1716 | -590.3461 | 4944 | 1125.6539 | -1716 | -590.3461 | 4944 | 1125.6539 | -1716 | -590.3461 | 4944 | 488.3179 | -1132.2869 | -643.9691 | 4944 | 488.3179 | -1132.2869 | -643.9691 | 4944 | 488.3179 | -1132.2869 | -643.9691
4945 | 790.8482 | -1016 | -225.1518 | 4945 | 1000 | -1016 | -16 | 4945 | 1000 | -1016 | -16 | 4945 | 1185.2443 | -1716 | -530.7557 | 4945 | 1185.2443 | -1716 | -530.7557 | 4945 | 1185.2443 | -1716 | -530.7557 | 4945 | 534.0143 | -1098.1969 | -564.1826 | 4945 | 534.0143 | -1098.1969 | -564.1826 | 4945 | 534.0143 | -1098.1969 | -564.1826
4946 | 775.9559 | -1016 | -240.0441 | 4946 | 1000 | -1016 | -16 | 4946 | 1000 | -1016 | -16 | 4946 | 1257.6721 | -1716 | -458.3279 | 4946 | 1226.0224 | -1716 | -489.9776 | 4946 | 1257.6721 | -1716 | -458.3279 | 4946 | 553.8201 | -1100.2462 | -546.4261 | 4946 | 553.8201 | -1100.2462 | -546.4261 | 4946 | 553.8201 | -1100.2462 | -546.4261
4947 | 925.762 | -1016 | -90.238 | 4947 | 1000 | -1016 | -16 | 4947 | 1000 | -1016 | -16 | 4947 | 1236.2968 | -1716 | -479.7032 | 4947 | 1211.8332 | -1716 | -504.1668 | 4947 | 1236.2968 | -1716 | -479.7032 | 4947 | 551.4625 | -1113.2625 | -561.8 | 4947 | 551.4625 | -1113.2625 | -561.8 | 4947 | 551.4625 | -1113.2625 | -561.8
4948 | 698.4781 | -1016 | -317.5219 | 4948 | 1000 | -1016 | -16 | 4948 | 1000 | -1016 | -16 | 4948 | 1169.8634 | -1716 | -546.1366 | 4948 | 1169.8634 | -1716 | -546.1366 | 4948 | 1169.8634 | -1716 | -546.1366 | 4948 | 633.5725 | -1267.9371 | -634.3646 | 4948 | 633.5725 | -1267.9371 | -634.3646 | 4948 | 633.5725 | -1267.9371 | -634.3646
4949 | 726.4706 | -1016 | -289.5294 | 4949 | 927.8786 | -1016 | -88.1214 | 4949 | 927.8786 | -1016 | -88.1214 | 4949 | 972.2513 | -1556.6628 | -584.4115 | 4949 | 972.2513 | -1556.6628 | -584.4115 | 4949 | 972.2513 | -1556.6628 | -584.4115 | 4949 | 193.0866 | -787.5155 | -594.4289 | 4949 | 193.0866 | -787.5155 | -594.4289 | 4949 | 193.0866 | -787.5155 | -594.4289
4950 | 842.1699 | -1016 | -173.8301 | 4950 | 885.1699 | -1016 | -130.8301 | 4950 | 885.1699 | -1016 | -130.8301 | 4950 | 949.4687 | -1270.7311 | -321.2623 | 4950 | 949.4687 | -1270.7311 | -321.2623 | 4950 | 949.4687 | -1270.7311 | -321.2623 | 4950 | 196.9187 | -456.7613 | -259.8426 | 4950 | 196.9187 | -456.7613 | -259.8426 | 4950 | 196.9187 | -456.7613 | -259.8426
4951 | 1000 | -831.6281 | 168.3719 | 4951 | 1000 | -831.6281 | 168.3719 | 4951 | 1000 | -936.8558 | 63.1442 | 4951 | 695.8926 | -656.8791 | 39.0135 | 4951 | 695.8926 | -656.8791 | 39.0135 | 4951 | 695.8926 | -656.8791 | 39.0135 | 4951 | -63.9322 | 276.4111 | 212.479 | 4951 | -63.9322 | 276.4111 | 212.479 | 4951 | -63.9322 | 276.4111 | 212.479
4952 | 1000 | -890.6834 | 109.3166 | 4952 | 1000 | -634.1737 | 365.8263 | 4952 | 1000 | -1016 | -16 | 4952 | 377.6875 | -453.0728 | -75.3853 | 4952 | 377.6875 | -453.0728 | -75.3853 | 4952 | 377.6875 | -453.0728 | -75.3853 | 4952 | -522.5227 | 1228.1912 | 705.6685 | 4952 | -522.5227 | 1228.1912 | 705.6685 | 4952 | -522.5227 | 1228.1912 | 705.6685
4953 | -305.5667 | 639.7981 | 334.2314 | 4953 | -305.5667 | 139.7981 | -165.7686 | 4953 | -305.5667 | 139.7981 | -165.7686 | 4953 | -759.0064 | 941.9123 | 182.906 | 4953 | -759.0064 | 441.9123 | -317.094 | 4953 | -759.0064 | 441.9123 | -317.094 | 4953 | -896.1325 | 1399.1746 | 503.0421 | 4953 | -896.1325 | 899.1746 | 3.0421 | 4953 | -896.1325 | 899.1746 | 3.0421
4954 | -363.8826 | -443.3973 | -807.2799 | 4954 | -363.8826 | -345.168 | -709.0506 | 4954 | -363.8826 | 135.6618 | -228.2209 | 4954 | -832.8877 | 1092.7712 | 259.8834 | 4954 | -832.8877 | 212.7712 | -620.1166 | 4954 | -832.8877 | 451.7505 | -381.1372 | 4954 | -985.5794 | 1061.5034 | 75.924 | 4954 | -985.5794 | 907.0914 | -78.488 | 4954 | -985.5794 | 1079.799 | 94.2197
4955 | -334.314 | -116.6012 | -450.9152 | 4955 | -334.314 | -762.3161 | -1096.6301 | 4955 | -334.314 | 4.5839 | -329.7301 | 4955 | -803.0516 | -191.4991 | -994.5507 | 4955 | -803.0516 | -475.9157 | -1278.9673 | 4955 | -803.0516 | 290.9843 | -512.0673 | 4955 | -955.4757 | -24.6333 | -980.109 | 4955 | -955.4757 | -24.6333 | -980.109 | 4955 | -955.4757 | 742.2667 | -213.209
4956 | -320.037 | 374.7932 | 54.7562 | 4956 | -320.037 | 235.7681 | -84.2689 | 4956 | -320.037 | 235.7681 | -84.2689 | 4956 | -783.1629 | -232.7859 | -1015.9489 | 4956 | -783.1629 | 205.4316 | -577.7313 | 4956 | -783.1629 | 486.9703 | -296.1927 | 4956 | -929.9753 | 970.3588 | 40.3835 | 4956 | -929.9753 | 438.2601 | -491.7153 | 4956 | -929.9753 | 746.3822 | -183.5932
4957 | -330.887 | 677.3159 | 346.4289 | 4957 | -330.887 | 177.3159 | -153.5711 | 4957 | -330.887 | 177.3159 | -153.5711 | 4957 | -783.8452 | 881.7212 | 97.8761 | 4957 | -783.8452 | 381.7212 | -402.1239 | 4957 | -783.8452 | 381.7212 | -402.1239 | 4957 | -920.4898 | 1217.7518 | 297.262 | 4957 | -920.4898 | 717.7518 | -202.738 | 4957 | -920.4898 | 717.7518 | -202.738
4958 | -328.0438 | 494.7113 | 166.6675 | 4958 | -328.0438 | -5.2887 | -333.3325 | 4958 | -328.0438 | -5.2887 | -333.3325 | 4958 | -759.6518 | 639.2798 | -120.3721 | 4958 | -759.6518 | 639.2798 | -120.3721 | 4958 | -759.6518 | 372.9823 | -386.6696 | 4958 | -865.9802 | 1396.9183 | 530.9381 | 4958 | -865.9802 | 1396.9183 | 530.9381 | 4958 | -865.9802 | 1396.9183 | 530.9381
4959 | 818.9801 | -638.6544 | 180.3257 | 4959 | 818.9801 | -638.6544 | 180.3257 | 4959 | 818.9801 | -638.6544 | 180.3257 | 4959 | 195.521 | -276.8117 | -81.2907 | 4959 | 195.521 | -276.8117 | -81.2907 | 4959 | 195.521 | -276.8117 | -81.2907 | 4959 | -837.7183 | 851.1245 | 13.4062 | 4959 | -837.7183 | 851.1245 | 13.4062 | 4959 | -837.7183 | 851.1245 | 13.4062
4960 | 785.9303 | -1016 | -230.0697 | 4960 | 785.9303 | -1016 | -230.0697 | 4960 | 785.9303 | -1016 | -230.0697 | 4960 | 806.6957 | -1296.9428 | -490.2471 | 4960 | 1225.7529 | -1716 | -490.2471 | 4960 | 1225.7529 | -1716 | -490.2471 | 4960 | 374.5145 | -869.3627 | -494.8482 | 4960 | 374.5145 | -869.3627 | -494.8482 | 4960 | 374.5145 | -869.3627 | -494.8482
4961 | 949.3134 | -1016 | -66.6866 | 4961 | 1000 | -1016 | -16 | 4961 | 1000 | -1016 | -16 | 4961 | 1139.5902 | -1716 | -576.4098 | 4961 | 1139.5902 | -1716 | -576.4098 | 4961 | 1139.5902 | -1716 | -576.4098 | 4961 | 612.6209 | -1498.4228 | -885.8018 | 4961 | 726.2665 | -1112.0684 | -385.8018 | 4961 | 1314.4154 | -1700.2172 | -385.8018
4962 | 1000 | -1016 | -16 | 4962 | 1000 | -990.5522 | 9.4478 | 4962 | 1000 | -1016 | -16 | 4962 | 1366.9379 | -1688.7084 | -321.7705 | 4962 | 2000 | -1406.88 | 593.12 | 4962 | 1366.9379 | -1540.7179 | -173.78 | 4962 | 880.0287 | -396.4859 | 483.5428 | 4962 | 1116.4173 | -632.8744 | 483.5428 | 4962 | 790.9262 | -1074.2834 | -283.3572
4963 | 1000 | -1016 | -16 | 4963 | 1000 | -1011.2642 | -11.2642 | 4963 | 1000 | -1016 | -16 | 4963 | 951.1544 | -1623.1402 | -671.9858 | 4963 | 951.1544 | -922.6623 | 28.4921 | 4963 | 1381.2723 | -1613.5188 | -232.2465 | 4963 | -122.001 | -225.3948 | -347.3958 | 4963 | 103.7272 | -142.5889 | -38.8617 | 4963 | -110.0874 | -222.4445 | -332.532
4964 | 1000 | -1016 | -16 | 4964 | 1000 | -1016 | -16 | 4964 | 1000 | -1016 | -16 | 4964 | 1007.2384 | -1597.279 | -590.0406 | 4964 | 1007.2384 | -1574.229 | -566.9906 | 4964 | 1007.2384 | -1597.279 | -590.0406 | 4964 | 476.0495 | -1134.4534 | -658.4039 | 4964 | 942.7275 | -1140.8443 | -198.1168 | 4964 | 942.7275 | -1140.8443 | -198.1168
4965 | 1000 | -1016 | -16 | 4965 | 1000 | -1016 | -16 | 4965 | 1000 | -1016 | -16 | 4965 | 1384.362 | -1716 | -331.638 | 4965 | 1384.362 | -1716 | -331.638 | 4965 | 1384.362 | -1716 | -331.638 | 4965 | 1142.84 | -1600.9992 | -458.1593 | 4965 | 1142.84 | -1166.6991 | -23.8591 | 4965 | 1142.84 | -1166.6991 | -23.8591
4966 | 1000 | -1016 | -16 | 4966 | 1000 | -1016 | -16 | 4966 | 1000 | -1016 | -16 | 4966 | 1785.0122 | -1716 | 69.0122 | 4966 | 1745.2993 | -1716 | 29.2993 | 4966 | 1745.2993 | -1716 | 29.2993 | 4966 | 1154.7776 | -1203.5029 | -48.7253 | 4966 | 1154.7776 | -1203.5029 | -48.7253 | 4966 | 1154.7776 | -1203.5029 | -48.7253
4967 | 1000 | -1016 | -16 | 4967 | 1000 | -731.3702 | 268.6298 | 4967 | 1000 | -731.3702 | 268.6298 | 4967 | 1952.235 | -1653.4419 | 298.7932 | 4967 | 1952.235 | -1653.4419 | 298.7932 | 4967 | 1952.235 | -1653.4419 | 298.7932 | 4967 | 1181.2258 | -753.8081 | 427.4177 | 4967 | 1181.2258 | -753.8081 | 427.4177 | 4967 | 1181.2258 | -753.8081 | 427.4177
4968 | 1000 | -1016 | -16 | 4968 | 1000 | -751.7487 | 248.2513 | 4968 | 1000 | -751.7487 | 248.2513 | 4968 | 1963.163 | -1619.0388 | 344.1243 | 4968 | 1963.163 | -1619.0388 | 344.1243 | 4968 | 1963.163 | -1619.0388 | 344.1243 | 4968 | 1258.4806 | -718.8846 | 539.596 | 4968 | 1258.4806 | -718.8846 | 539.596 | 4968 | 1258.4806 | -718.8846 | 539.596
4969 | 1000 | -1016 | -16 | 4969 | 1000 | -946.4643 | 53.5357 | 4969 | 1000 | -946.4643 | 53.5357 | 4969 | 1759.7733 | -1573.7329 | 186.0404 | 4969 | 1759.7733 | -1573.7329 | 186.0404 | 4969 | 1759.7733 | -1573.7329 | 186.0404 | 4969 | 1109.084 | -683.9142 | 425.1698 | 4969 | 1109.084 | -683.9142 | 425.1698 | 4969 | 1109.084 | -683.9142 | 425.1698
4970 | 1000 | -1016 | -16 | 4970 | 1000 | -1016 | -16 | 4970 | 1000 | -1016 | -16 | 4970 | 1916.0197 | -1716 | 200.0197 | 4970 | 1916.0197 | -1716 | 200.0197 | 4970 | 1916.0197 | -1716 | 200.0197 | 4970 | 1457.0849 | -1071.558 | 385.5268 | 4970 | 1457.0849 | -1071.558 | 385.5268 | 4970 | 1457.0849 | -1071.558 | 385.5268
4971 | 1000 | -1016 | -16 | 4971 | 1000 | -1016 | -16 | 4971 | 1000 | -1016 | -16 | 4971 | 1907.9434 | -1716 | 191.9434 | 4971 | 1907.9434 | -1716 | 191.9434 | 4971 | 1907.9434 | -1716 | 191.9434 | 4971 | 1685.2208 | -1297.5211 | 387.6997 | 4971 | 1685.2208 | -1297.5211 | 387.6997 | 4971 | 1685.2208 | -1297.5211 | 387.6997
4972 | 1000 | -1016 | -16 | 4972 | 1000 | -1016 | -16 | 4972 | 1000 | -1016 | -16 | 4972 | 1698.1089 | -1716 | -17.8911 | 4972 | 1698.1089 | -1716 | -17.8911 | 4972 | 1698.1089 | -1716 | -17.8911 | 4972 | 1629.2677 | -1488.3206 | 140.9471 | 4972 | 1629.2677 | -1488.3206 | 140.9471 | 4972 | 1629.2677 | -1488.3206 | 140.9471
4973 | 1000 | -1016 | -16 | 4973 | 1000 | -1016 | -16 | 4973 | 1000 | -1016 | -16 | 4973 | 1688.9389 | -1716 | -27.0611 | 4973 | 1671.9075 | -1716 | -44.0925 | 4973 | 1675.4075 | -1716 | -40.5925 | 4973 | 1828.8503 | -1716 | 112.8503 | 4973 | 1843.9991 | -1716 | 127.9991 | 4973 | 1843.9991 | -1716 | 127.9991
4974 | 1000 | -1016 | -16 | 4974 | 1000 | -1016 | -16 | 4974 | 1000 | -1016 | -16 | 4974 | 1775.7411 | -1716 | 59.7411 | 4974 | 1775.7411 | -1716 | 59.7411 | 4974 | 1775.7411 | -1716 | 59.7411 | 4974 | 1958.5777 | -1712.4164 | 246.1613 | 4974 | 1958.5777 | -1602.4509 | 356.1268 | 4974 | 1958.5777 | -1610.8711 | 347.7066
4975 | 1000 | -906.0823 | 93.9177 | 4975 | 1000 | -906.0823 | 93.9177 | 4975 | 1000 | -906.0823 | 93.9177 | 4975 | 1995.3261 | -1716 | 279.3261 | 4975 | 1995.3261 | -1716 | 279.3261 | 4975 | 1995.3261 | -1716 | 279.3261 | 4975 | 1566.2735 | -990.6609 | 575.6126 | 4975 | 1566.2735 | -990.6609 | 575.6126 | 4975 | 1566.2735 | -990.6609 | 575.6126
4976 | 977.2079 | -505.8855 | 471.3224 | 4976 | 977.2079 | -505.8855 | 471.3224 | 4976 | 977.2079 | -505.8855 | 471.3224 | 4976 | 680.7259 | -29.5496 | 651.1763 | 4976 | 680.7259 | 970.4504 | 1651.1763 | 4976 | 680.7259 | -29.5496 | 651.1763 | 4976 | 152.4036 | 1003.8291 | 1156.2327 | 4976 | 152.4036 | 1003.8291 | 1156.2327 | 4976 | 152.4036 | 1003.8291 | 1156.2327
4977 | 465.635 | 403.0386 | 868.6737 | 4977 | 465.635 | 403.0386 | 868.6737 | 4977 | 465.635 | 403.0386 | 868.6737 | 4977 | 1337.3991 | -193.5431 | 1143.856 | 4977 | 1337.3991 | -193.5431 | 1143.856 | 4977 | 1337.3991 | -193.5431 | 1143.856 | 4977 | 61.435 | 1717 | 1778.435 | 4977 | 61.435 | 1717 | 1778.435 | 4977 | 61.435 | 1717 | 1778.435
4978 | -754.2866 | 1017 | 262.7134 | 4978 | -754.2866 | 973.6287 | 219.3421 | 4978 | -754.2866 | 973.6287 | 219.3421 | 4978 | 314.2072 | 565.4189 | 879.6261 | 4978 | 314.2072 | 565.4189 | 879.6261 | 4978 | 314.2072 | 565.4189 | 879.6261 | 4978 | -1525.6596 | 1717 | 191.3404 | 4978 | -1539.5151 | 1717 | 177.4849 | 4978 | -1562.9818 | 1717 | 154.0182
4979 | -652.2697 | 239.3963 | -412.8734 | 4979 | -652.2697 | -8.6037 | -660.8734 | 4979 | -652.2697 | 614.4503 | -37.8194 | 4979 | 612.6206 | -476.5483 | 136.0723 | 4979 | 612.6206 | 201.146 | 813.7666 | 4979 | 612.6206 | 201.146 | 813.7666 | 4979 | -1435.4425 | 1717 | 281.5575 | 4979 | -1435.4425 | 1717 | 281.5575 | 4979 | -1435.4425 | 1717 | 281.5575
4980 | -609.1643 | 376.0742 | -233.0902 | 4980 | -609.1643 | 88.3202 | -520.8441 | 4980 | -609.1643 | 539.9453 | -69.2191 | 4980 | 539.3179 | -278.2345 | 261.0834 | 4980 | 706.5722 | -40.5467 | 666.0255 | 4980 | 706.5722 | -40.5467 | 666.0255 | 4980 | -1364.6047 | 1717 | 352.3953 | 4980 | -1364.6047 | 1717 | 352.3953 | 4980 | -1364.6047 | 1717 | 352.3953
4981 | -554.9452 | 1017 | 462.0548 | 4981 | -554.9452 | 582.6652 | 27.72 | 4981 | -554.9452 | 582.6652 | 27.72 | 4981 | 606.2447 | 470.1219 | 1076.3666 | 4981 | 606.2447 | 470.1219 | 1076.3666 | 4981 | 606.2447 | 470.1219 | 1076.3666 | 4981 | -1279.8217 | 1717 | 437.1783 | 4981 | -1157.7882 | 1717 | 559.2118 | 4981 | -1221.155 | 1717 | 495.845
4982 | 1000 | -599.843 | 400.157 | 4982 | 1000 | -599.843 | 400.157 | 4982 | 1000 | -599.843 | 400.157 | 4982 | -111.721 | 698.8941 | 587.1731 | 4982 | 224.4244 | 698.8941 | 923.3185 | 4982 | -92.7609 | 679.934 | 587.1731 | 4982 | -712.1411 | 1717 | 1004.8589 | 4982 | -712.1411 | 1717 | 1004.8589 | 4982 | -712.1411 | 1717 | 1004.8589
4983 | 1000 | -1016 | -16 | 4983 | 1000 | -1016 | -16 | 4983 | 1000 | -1016 | -16 | 4983 | 1417.2642 | -1247.0617 | 170.2025 | 4983 | 1417.2642 | -1247.0617 | 170.2025 | 4983 | 1417.2642 | -1247.0617 | 170.2025 | 4983 | -1118.8325 | 1694.8257 | 575.9933 | 4983 | -1141.0067 | 1717 | 575.9933 | 4983 | -1118.8325 | 1694.8257 | 575.9933
4984 | 1000 | -1016 | -16 | 4984 | 1000 | -1016 | -16 | 4984 | 1000 | -1016 | -16 | 4984 | 1759.6382 | -1716 | 43.6382 | 4984 | 1759.6382 | -1716 | 43.6382 | 4984 | 1759.6382 | -1716 | 43.6382 | 4984 | 2000 | -1575.6479 | 424.3521 | 4984 | 2000 | -1575.6479 | 424.3521 | 4984 | 2000 | -1575.6479 | 424.3521
4985 | 1000 | -1016 | -16 | 4985 | 1000 | -1016 | -16 | 4985 | 1000 | -1016 | -16 | 4985 | 2000 | -1716 | 284 | 4985 | 2000 | -1716 | 284 | 4985 | 2000 | -1716 | 284 | 4985 | 2000 | -1673.5625 | 326.4375 | 4985 | 2000 | -1673.5625 | 326.4375 | 4985 | 2000 | -1673.5625 | 326.4375
4986 | 1000 | -1016 | -16 | 4986 | 1000 | -1016 | -16 | 4986 | 1000 | -1016 | -16 | 4986 | 2000 | -1716 | 284 | 4986 | 2000 | -1716 | 284 | 4986 | 2000 | -1716 | 284 | 4986 | 2000 | -1716 | 284 | 4986 | 2000 | -1218.3291 | 781.6709 | 4986 | 2000 | -1218.3291 | 781.6709
4987 | 1000 | -1016 | -16 | 4987 | 1000 | -1016 | -16 | 4987 | 1000 | -1016 | -16 | 4987 | 2000 | -1716 | 284 | 4987 | 2000 | -1716 | 284 | 4987 | 2000 | -1716 | 284 | 4987 | 2000 | -1716 | 284 | 4987 | 2000 | -1716 | 284 | 4987 | 2000 | -1716 | 284
4988 | 1000 | -1016 | -16 | 4988 | 1000 | -1016 | -16 | 4988 | 1000 | -1016 | -16 | 4988 | 2000 | -1716 | 284 | 4988 | 2000 | -1716 | 284 | 4988 | 2000 | -1716 | 284 | 4988 | 2000 | -1716 | 284 | 4988 | 2000 | -1716 | 284 | 4988 | 2000 | -1716 | 284
4989 | 1000 | -1002.3839 | -2.3839 | 4989 | 1000 | -1002.3839 | -2.3839 | 4989 | 1000 | -1002.3839 | -2.3839 | 4989 | 2000 | -1716 | 284 | 4989 | 2000 | -1716 | 284 | 4989 | 2000 | -1716 | 284 | 4989 | 2000 | -1431.7947 | 568.2053 | 4989 | 2000 | -1431.7947 | 568.2053 | 4989 | 2000 | -1431.7947 | 568.2053
4990 | 1000 | -1016 | -16 | 4990 | 1000 | -1016 | -16 | 4990 | 1000 | -1016 | -16 | 4990 | 2000 | -1716 | 284 | 4990 | 2000 | -1716 | 284 | 4990 | 2000 | -1716 | 284 | 4990 | 2000 | -1198.2864 | 801.7136 | 4990 | 2000 | -1198.2864 | 801.7136 | 4990 | 2000 | -1198.2864 | 801.7136
4991 | 1000 | -1016 | -16 | 4991 | 1000 | -1016 | -16 | 4991 | 1000 | -1016 | -16 | 4991 | 2000 | -1716 | 284 | 4991 | 2000 | -1716 | 284 | 4991 | 2000 | -1716 | 284 | 4991 | 2000 | -1716 | 284 | 4991 | 2000 | -1716 | 284 | 4991 | 2000 | -1716 | 284
4992 | 1000 | -1016 | -16 | 4992 | 1000 | -1016 | -16 | 4992 | 1000 | -1016 | -16 | 4992 | 2000 | -1716 | 284 | 4992 | 2000 | -1716 | 284 | 4992 | 2000 | -1716 | 284 | 4992 | 2000 | -1684.3299 | 315.6701 | 4992 | 2000 | -1684.3299 | 315.6701 | 4992 | 2000 | -1684.3299 | 315.6701
4993 | 1000 | -1016 | -16 | 4993 | 1000 | -1016 | -16 | 4993 | 1000 | -1016 | -16 | 4993 | 2000 | -1716 | 284 | 4993 | 2000 | -1716 | 284 | 4993 | 2000 | -1716 | 284 | 4993 | 2000 | -1384.2332 | 615.7668 | 4993 | 2000 | -1384.2332 | 615.7668 | 4993 | 2000 | -1384.2332 | 615.7668
4994 | 1000 | -1016 | -16 | 4994 | 1000 | -658.7337 | 341.2663 | 4994 | 1000 | -658.7337 | 341.2663 | 4994 | 2000 | -1637.5608 | 362.4392 | 4994 | 2000 | -1637.5608 | 362.4392 | 4994 | 2000 | -1637.5608 | 362.4392 | 4994 | 2000 | -1519.7711 | 480.2289 | 4994 | 2000 | -1519.7711 | 480.2289 | 4994 | 2000 | -1519.7711 | 480.2289
4995 | 1000 | -847.8412 | 152.1588 | 4995 | 1000 | -847.8412 | 152.1588 | 4995 | 1000 | -847.8412 | 152.1588 | 4995 | 2000 | -1716 | 284 | 4995 | 2000 | -1716 | 284 | 4995 | 2000 | -1716 | 284 | 4995 | 2000 | -1716 | 284 | 4995 | 2000 | -1716 | 284 | 4995 | 2000 | -1716 | 284
4996 | 1000 | -895.0583 | 104.9417 | 4996 | 1000 | -895.0583 | 104.9417 | 4996 | 1000 | -895.0583 | 104.9417 | 4996 | 1973.5931 | -1716 | 257.5931 | 4996 | 1973.5931 | -1716 | 257.5931 | 4996 | 1973.5931 | -1716 | 257.5931 | 4996 | 2000 | -1716 | 284 | 4996 | 2000 | -1716 | 284 | 4996 | 2000 | -1716 | 284
4997 | 1000 | -797.7886 | 202.2114 | 4997 | 1000 | -797.7886 | 202.2114 | 4997 | 1000 | -797.7886 | 202.2114 | 4997 | 2000 | -1697.2225 | 302.7775 | 4997 | 2000 | -1697.2225 | 302.7775 | 4997 | 2000 | -1697.2225 | 302.7775 | 4997 | 2000 | -1314.0361 | 685.9639 | 4997 | 2000 | -751.1903 | 1248.8097 | 4997 | 2000 | -1044.8606 | 955.1394
4998 | 1000 | -975.0907 | 24.9093 | 4998 | 1000 | -975.0907 | 24.9093 | 4998 | 1000 | -975.0907 | 24.9093 | 4998 | 1920.2096 | -1716 | 204.2096 | 4998 | 1658.1303 | -1544.3082 | 113.8221 | 4998 | 1920.2096 | -1716 | 204.2096 | 4998 | 2000 | -169.8524 | 1830.1476 | 4998 | 2000 | -169.8524 | 1830.1476 | 4998 | 2000 | -897.0395 | 1102.9605
4999 | 1000 | -984.3531 | 15.6469 | 4999 | 1000 | -984.3531 | 15.6469 | 4999 | 1000 | -984.3531 | 15.6469 | 4999 | 549.4124 | -328.268 | 221.1444 | 4999 | -450.5876 | -708.0874 | -1158.675 | 4999 | 570.5307 | -349.3863 | 221.1444 | 4999 | -877.0074 | 1510.2408 | 633.2334 | 4999 | 1039.8828 | -406.6494 | 633.2334 | 4999 | -877.0074 | 1510.2408 | 633.2334
5000 | 816.4067 | -471.9793 | 344.4274 | 5000 | 725.1485 | -380.7211 | 344.4274 | 5000 | 720.9159 | -376.4885 | 344.4274 | 5000 | -752.5104 | 1512.0816 | 759.5713 | 5000 | 247.4896 | 512.0816 | 759.5713 | 5000 | -752.5104 | 1512.0816 | 759.5713 | 5000 | 157.4973 | 1209.9202 | 1367.4174 | 5000 | 1124.9997 | 242.4177 | 1367.4174 | 5000 | 405.4973 | 961.9202 | 1367.4174
5001 | 728.0412 | -187.6828 | 540.3584 | 5001 | 814.1514 | -273.793 | 540.3584 | 5001 | 828.0412 | -331.3143 | 496.7269 | 5001 | 165.4365 | 902.354 | 1067.7905 | 5001 | -106.8438 | 1174.6343 | 1067.7905 | 5001 | 165.4365 | 902.354 | 1067.7905 | 5001 | 100.4806 | 1717 | 1817.4806 | 5001 | 100.4806 | 1717 | 1817.4806 | 5001 | 100.4806 | 1717 | 1817.4806
5002 | 48.4447 | 808.1308 | 856.5755 | 5002 | 48.36 | 808.2155 | 856.5755 | 5002 | 48.36 | 808.2155 | 856.5755 | 5002 | 451.3889 | 957.0463 | 1408.4351 | 5002 | 451.3889 | 957.0463 | 1408.4351 | 5002 | 451.3889 | 957.0463 | 1408.4351 | 5002 | 58.4686 | 1717 | 1775.4686 | 5002 | 58.4686 | 1717 | 1775.4686 | 5002 | 58.4686 | 1717 | 1775.4686
5003 | 138.272 | 1017 | 1155.272 | 5003 | 138.272 | 1017 | 1155.272 | 5003 | 132.8475 | 1017 | 1149.8475 | 5003 | 1020.1214 | 721.9287 | 1742.0501 | 5003 | 1020.1214 | 721.9287 | 1742.0501 | 5003 | 1020.1214 | 721.9287 | 1742.0501 | 5003 | 584.4173 | 1717 | 2301.4173 | 5003 | 450.9699 | 1717 | 2167.9699 | 5003 | 591.7635 | 1717 | 2308.7635
5004 | 961.1707 | 385.4157 | 1346.5865 | 5004 | 966.4033 | 380.1831 | 1346.5865 | 5004 | 962.1707 | 100.3035 | 1062.4742 | 5004 | 1403.2748 | 555.9548 | 1959.2296 | 5004 | 1403.2748 | 555.9548 | 1959.2296 | 5004 | 1403.2748 | 555.9548 | 1959.2296 | 5004 | 710.125 | 1717 | 2427.125 | 5004 | 843.5723 | 1717 | 2560.5723 | 5004 | 702.7788 | 1717 | 2419.7788
5005 | 1000 | 158.7704 | 1158.7704 | 5005 | 1000 | 158.7704 | 1158.7704 | 5005 | 1000 | 158.7704 | 1158.7704 | 5005 | 1654.5664 | 89.299 | 1743.8653 | 5005 | 1654.5664 | 89.299 | 1743.8653 | 5005 | 1654.5664 | 89.299 | 1743.8653 | 5005 | 971.7598 | 1717 | 2688.7598 | 5005 | 971.7598 | 1717 | 2688.7598 | 5005 | 971.7598 | 1717 | 2688.7598
5006 | 1000 | -32.5654 | 967.4346 | 5006 | 1000 | -32.5654 | 967.4346 | 5006 | 1000 | -32.5654 | 967.4346 | 5006 | 1757.1452 | -221.7314 | 1535.4138 | 5006 | 1757.1452 | -221.7314 | 1535.4138 | 5006 | 1757.1452 | -221.7314 | 1535.4138 | 5006 | 666.2299 | 1701.5076 | 2367.7375 | 5006 | 666.2299 | 1701.5076 | 2367.7375 | 5006 | 666.2299 | 1701.5076 | 2367.7375
5007 | 1000 | -446.2188 | 553.7812 | 5007 | 1000 | -446.2188 | 553.7812 | 5007 | 1000 | -446.2188 | 553.7812 | 5007 | 1621.7927 | -588.4584 | 1033.3344 | 5007 | 1621.7927 | -588.4584 | 1033.3344 | 5007 | 1621.7927 | -588.4584 | 1033.3344 | 5007 | 2000 | -259.5303 | 1740.4697 | 5007 | 1333.3163 | 407.1534 | 1740.4697 | 5007 | 1333.3163 | 407.1534 | 1740.4697
5008 | 1000 | -763.9122 | 236.0878 | 5008 | 1000 | -763.9122 | 236.0878 | 5008 | 1000 | -1016 | -16 | 5008 | 2000 | -1370.4362 | 629.5638 | 5008 | 2000 | -1370.4362 | 629.5638 | 5008 | 2000 | -1370.4362 | 629.5638 | 5008 | 2000 | -798.703 | 1201.297 | 5008 | 2000 | -798.703 | 1201.297 | 5008 | 2000 | -798.703 | 1201.297
5009 | 1000 | -971.8253 | 28.1747 | 5009 | 1000 | -971.8253 | 28.1747 | 5009 | 1000 | -971.8253 | 28.1747 | 5009 | 2000 | -1656.4072 | 343.5928 | 5009 | 2000 | -1656.4072 | 343.5928 | 5009 | 2000 | -1656.4072 | 343.5928 | 5009 | 2000 | -1196.1481 | 803.8519 | 5009 | 2000 | -1196.1481 | 803.8519 | 5009 | 2000 | -1196.1481 | 803.8519
5010 | 1000 | -1016 | -16 | 5010 | 1000 | -1016 | -16 | 5010 | 1000 | -1016 | -16 | 5010 | 2000 | -1716 | 284 | 5010 | 2000 | -1716 | 284 | 5010 | 2000 | -1716 | 284 | 5010 | 2000 | -1591.5872 | 408.4128 | 5010 | 2000 | -1591.5872 | 408.4128 | 5010 | 2000 | -1591.5872 | 408.4128
5011 | 1000 | -1016 | -16 | 5011 | 1000 | -1016 | -16 | 5011 | 1000 | -1016 | -16 | 5011 | 2000 | -1716 | 284 | 5011 | 2000 | -1716 | 284 | 5011 | 2000 | -1716 | 284 | 5011 | 2000 | -1716 | 284 | 5011 | 2000 | -1716 | 284 | 5011 | 2000 | -1716 | 284
5012 | 1000 | -1016 | -16 | 5012 | 1000 | -1016 | -16 | 5012 | 1000 | -1016 | -16 | 5012 | 2000 | -1716 | 284 | 5012 | 2000 | -1716 | 284 | 5012 | 2000 | -1716 | 284 | 5012 | 2000 | -1716 | 284 | 5012 | 2000 | -1716 | 284 | 5012 | 2000 | -1716 | 284
5013 | 1000 | -1016 | -16 | 5013 | 1000 | -1016 | -16 | 5013 | 1000 | -1016 | -16 | 5013 | 2000 | -1716 | 284 | 5013 | 2000 | -1716 | 284 | 5013 | 2000 | -1716 | 284 | 5013 | 2000 | -1716 | 284 | 5013 | 2000 | -1716 | 284 | 5013 | 2000 | -1716 | 284
5014 | 1000 | -1016 | -16 | 5014 | 1000 | -1016 | -16 | 5014 | 1000 | -1016 | -16 | 5014 | 2000 | -1716 | 284 | 5014 | 2000 | -1716 | 284 | 5014 | 2000 | -1716 | 284 | 5014 | 2000 | -1652.2716 | 347.7284 | 5014 | 2000 | -1652.2716 | 347.7284 | 5014 | 2000 | -1652.2716 | 347.7284
5015 | 1000 | -1016 | -16 | 5015 | 1000 | -1016 | -16 | 5015 | 1000 | -1016 | -16 | 5015 | 1987.6909 | -1716 | 271.6909 | 5015 | 1987.6909 | -1716 | 271.6909 | 5015 | 1987.6909 | -1716 | 271.6909 | 5015 | 2000 | -1499.5803 | 500.4197 | 5015 | 2000 | -1499.5803 | 500.4197 | 5015 | 2000 | -1499.5803 | 500.4197
5016 | 1000 | -985.2645 | 14.7355 | 5016 | 1000 | -985.2645 | 14.7355 | 5016 | 1000 | -985.2645 | 14.7355 | 5016 | 2000 | -1677.5929 | 322.4071 | 5016 | 1332.5919 | -1677.5929 | -345.001 | 5016 | 1332.5919 | -1010.1848 | 322.4071 | 5016 | 1102.0271 | -364.2793 | 737.7478 | 5016 | 2000 | -1262.2522 | 737.7478 | 5016 | 2000 | -1262.2522 | 737.7478
5017 | 1000 | -1016 | -16 | 5017 | 1000 | -1016 | -16 | 5017 | 1000 | -1016 | -16 | 5017 | 1330.0793 | -1026.9962 | 303.0831 | 5017 | 2000 | -1026.9962 | 973.0038 | 5017 | 2000 | -1696.9169 | 303.0831 | 5017 | 1978.958 | -1242.4964 | 736.4616 | 5017 | 1978.958 | -1242.4964 | 736.4616 | 5017 | 1978.958 | -1242.4964 | 736.4616
5018 | 1000 | -1007.864 | -7.864 | 5018 | 1000 | -1007.864 | -7.864 | 5018 | 1000 | -1007.864 | -7.864 | 5018 | 1425.8762 | -1110.1883 | 315.6879 | 5018 | 1425.8762 | -1684.3121 | -258.436 | 5018 | 1425.8762 | -1110.1883 | 315.6879 | 5018 | 1017.2013 | -269.1121 | 748.0891 | 5018 | 2000 | -1251.9109 | 748.0891 | 5018 | 2000 | -1251.9109 | 748.0891
5019 | 1000 | -922.7023 | 77.2977 | 5019 | 1000 | -893.6386 | 106.3614 | 5019 | 1000 | -893.6386 | 106.3614 | 5019 | 2000 | -1561.5726 | 438.4274 | 5019 | 2000 | -938.2394 | 1061.7606 | 5019 | 2000 | -1561.5726 | 438.4274 | 5019 | 957.694 | -79.9194 | 877.7746 | 5019 | 1957.694 | -1079.9194 | 877.7746 | 5019 | 1957.694 | -1079.9194 | 877.7746
5020 | 1000 | -897.669 | 102.331 | 5020 | 1000 | -897.669 | 102.331 | 5020 | 1000 | -897.669 | 102.331 | 5020 | 1279.0144 | -887.628 | 391.3864 | 5020 | 1922.3543 | -887.628 | 1034.7262 | 5020 | 1279.0144 | -887.628 | 391.3864 | 5020 | 882.9974 | -82.9243 | 800.0732 | 5020 | 1882.9974 | -1082.9243 | 800.0732 | 5020 | 1882.9974 | -1082.9243 | 800.0732
5021 | 1000 | -1016 | -16 | 5021 | 1000 | -1016 | -16 | 5021 | 1000 | -1016 | -16 | 5021 | 1957.0353 | -1716 | 241.0353 | 5021 | 1255.9594 | -1716 | -460.0406 | 5021 | 1255.9594 | -1014.9241 | 241.0353 | 5021 | 908.4741 | -206.8678 | 701.6063 | 5021 | 1908.4741 | -1206.8678 | 701.6063 | 5021 | 1908.4741 | -1206.8678 | 701.6063
5022 | 1000 | -735.4646 | 264.5354 | 5022 | 1000 | -735.4646 | 264.5354 | 5022 | 1000 | -735.4646 | 264.5354 | 5022 | 2000 | -1362.4119 | 637.5881 | 5022 | 2000 | -739.397 | 1260.603 | 5022 | 2000 | -1362.4119 | 637.5881 | 5022 | 998.2609 | 202.9433 | 1201.2042 | 5022 | 998.2609 | 202.9433 | 1201.2042 | 5022 | 1998.2609 | -797.0567 | 1201.2042
5023 | 1000 | -282.6795 | 717.3205 | 5023 | 1000 | -282.6795 | 717.3205 | 5023 | 1000 | -282.6795 | 717.3205 | 5023 | 2000 | -861.3419 | 1138.6581 | 5023 | 1656.2618 | -517.6037 | 1138.6581 | 5023 | 2000 | -861.3419 | 1138.6581 | 5023 | 92.1274 | 1717 | 1809.1274 | 5023 | 92.1274 | 1717 | 1809.1274 | 5023 | 92.1274 | 1717 | 1809.1274
5024 | -316.5789 | 1017 | 700.4211 | 5024 | -316.5789 | 1017 | 700.4211 | 5024 | -316.5789 | 1017 | 700.4211 | 5024 | 959.0212 | 100.215 | 1059.2362 | 5024 | 959.0212 | 100.215 | 1059.2362 | 5024 | 959.0212 | 100.215 | 1059.2362 | 5024 | 584.7818 | 1636.1574 | 2220.9392 | 5024 | 584.7818 | 1636.1574 | 2220.9392 | 5024 | 584.7818 | 1636.1574 | 2220.9392
5025 | -803.9164 | 1017 | 213.0836 | 5025 | -803.9164 | 1017 | 213.0836 | 5025 | -803.9164 | 1017 | 213.0836 | 5025 | -1352.7348 | 1717 | 364.2652 | 5025 | -1352.7348 | 1717 | 364.2652 | 5025 | -1352.7348 | 1717 | 364.2652 | 5025 | -897.3986 | 1717 | 819.6014 | 5025 | -1397.3986 | 1717 | 319.6014 | 5025 | -1397.3986 | 1717 | 319.6014
5026 | -1000 | 1017 | 17 | 5026 | -966.0156 | 1017 | 50.9844 | 5026 | -1000 | 1017 | 17 | 5026 | -1560.1248 | 1717 | 156.8752 | 5026 | -1510.1565 | 1717 | 206.8435 | 5026 | -1627.9565 | 1717 | 89.0435 | 5026 | -840.2002 | 1717 | 876.7998 | 5026 | -1737.9839 | 1717 | -20.9839 | 5026 | -1244.0045 | 1717 | 472.9955
5027 | -943.4576 | 1017 | 73.5424 | 5027 | -943.4576 | 1017 | 73.5424 | 5027 | -1000 | 1017 | 17 | 5027 | -1659.8713 | 1717 | 57.1287 | 5027 | -1659.8713 | 1717 | 57.1287 | 5027 | -1659.8713 | 1717 | 57.1287 | 5027 | -1726.2048 | 1717 | -9.2048 | 5027 | -1726.2048 | 1717 | -9.2048 | 5027 | -1396.6 | 1717 | 320.4
5028 | -1000 | 1017 | 17 | 5028 | -1000 | 1017 | 17 | 5028 | -1000 | 1017 | 17 | 5028 | -1581.392 | 1717 | 135.608 | 5028 | -1587.4817 | 1717 | 129.5183 | 5028 | -1587.4817 | 1717 | 129.5183 | 5028 | -1689.5668 | 1717 | 27.4332 | 5028 | -1689.5668 | 1717 | 27.4332 | 5028 | -1241.5026 | 1717 | 475.4974
5029 | -827.7749 | 1017 | 189.2251 | 5029 | -926.5249 | 1017 | 90.4751 | 5029 | -926.5249 | 1017 | 90.4751 | 5029 | -1496.0964 | 1717 | 220.9036 | 5029 | -1496.0964 | 1717 | 220.9036 | 5029 | -1496.0964 | 1717 | 220.9036 | 5029 | -1252.1481 | 1717 | 464.8519 | 5029 | -1602.6876 | 1717 | 114.3124 | 5029 | -1468.5981 | 1717 | 248.4019
5030 | -827.8649 | 1017 | 189.1351 | 5030 | -827.8649 | 1017 | 189.1351 | 5030 | -977.9649 | 1017 | 39.0351 | 5030 | -1565.8722 | 1717 | 151.1278 | 5030 | -1379.3555 | 1717 | 337.6445 | 5030 | -1565.8722 | 1717 | 151.1278 | 5030 | -975.8902 | 1717 | 741.1098 | 5030 | -1475.8902 | 1717 | 241.1098 | 5030 | -1475.8902 | 1717 | 241.1098
5031 | -1000 | 1017 | 17 | 5031 | -1000 | 1017 | 17 | 5031 | -1000 | 1017 | 17 | 5031 | -528.8113 | 1577.5365 | 1048.7252 | 5031 | -528.8113 | 1077.5365 | 548.7252 | 5031 | -528.8113 | 1077.5365 | 548.7252 | 5031 | -1240.6085 | 1717 | 476.3915 | 5031 | -1740.6085 | 1717 | -23.6085 | 5031 | -1740.6085 | 1717 | -23.6085
5032 | -129.5588 | 286.2781 | 156.7193 | 5032 | -129.5588 | 286.2781 | 156.7193 | 5032 | -129.5588 | 286.2781 | 156.7193 | 5032 | 1188.498 | -571.3272 | 617.1708 | 5032 | 1188.498 | -1071.3272 | 117.1708 | 5032 | 1188.498 | -1071.3272 | 117.1708 | 5032 | -53.8652 | 1390.3132 | 1336.448 | 5032 | 625.6443 | 210.8036 | 836.448 | 5032 | 625.6443 | 210.8036 | 836.448
5033 | 1000 | -727.3476 | 272.6524 | 5033 | 1000 | -727.3476 | 272.6524 | 5033 | 1000 | -727.3476 | 272.6524 | 5033 | 2000 | -1210.3142 | 789.6858 | 5033 | 2000 | -1210.3142 | 789.6858 | 5033 | 2000 | -1210.3142 | 789.6858 | 5033 | 1186.2643 | 329.3348 | 1515.5991 | 5033 | 1186.2643 | 329.3348 | 1515.5991 | 5033 | 1186.2643 | 329.3348 | 1515.5991
5034 | 1000 | 196.0499 | 1196.0499 | 5034 | 1000 | -149.683 | 850.317 | 5034 | 1000 | -841.1488 | 158.8512 | 5034 | 1305.9485 | 437.0042 | 1742.9527 | 5034 | 2000 | -148.1372 | 1851.8628 | 5034 | 1236.8321 | -31.0782 | 1205.754 | 5034 | 1684.6926 | 716.2021 | 2400.8947 | 5034 | 1684.6926 | 870.4692 | 2555.1618 | 5034 | 1075.7183 | 787.9776 | 1863.6959
5035 | 1000 | -867.3898 | 132.6102 | 5035 | 1000 | -867.3898 | 132.6102 | 5035 | 1000 | -867.3898 | 132.6102 | 5035 | 2000 | -1337.6007 | 662.3993 | 5035 | 2000 | -505.5417 | 1494.4583 | 5035 | 2000 | -1136.42 | 863.58 | 5035 | 2000 | -705.3604 | 1294.6396 | 5035 | 2000 | -665.3604 | 1334.6396 | 5035 | 2000 | -504.1797 | 1495.8203
5036 | 1000 | -935.0417 | 64.9583 | 5036 | 1000 | -800.0417 | 199.9583 | 5036 | 1000 | -638.861 | 361.139 | 5036 | 2000 | -1444.345 | 555.655 | 5036 | 2000 | -1444.345 | 555.655 | 5036 | 2000 | -1444.345 | 555.655 | 5036 | 2000 | -844.6756 | 1155.3244 | 5036 | 2000 | -844.6756 | 1155.3244 | 5036 | 2000 | -844.6756 | 1155.3244
5037 | 1000 | -1004.0509 | -4.0509 | 5037 | 1000 | -1004.0509 | -4.0509 | 5037 | 1000 | -1004.0509 | -4.0509 | 5037 | 2000 | -1464.4652 | 535.5348 | 5037 | 2000 | -1551.8602 | 448.1398 | 5037 | 2000 | -1551.8602 | 448.1398 | 5037 | 1050.2191 | 459.7154 | 1509.9345 | 5037 | 1050.2191 | 459.7154 | 1509.9345 | 5037 | 1050.2191 | 459.7154 | 1509.9345
5038 | 1000 | -483.5943 | 516.4057 | 5038 | 1000 | -448.7358 | 551.2642 | 5038 | 1000 | -837.884 | 162.116 | 5038 | 1982.9027 | -943.279 | 1039.6238 | 5038 | 1982.9027 | -943.279 | 1039.6238 | 5038 | 1982.9027 | -943.279 | 1039.6238 | 5038 | 857.706 | 837.8071 | 1695.5131 | 5038 | 857.706 | 837.8071 | 1695.5131 | 5038 | 857.706 | 837.8071 | 1695.5131
5039 | 1000 | -823.3711 | 176.6289 | 5039 | 1000 | -438.0873 | 561.9127 | 5039 | 1000 | -823.3711 | 176.6289 | 5039 | 1676.1311 | -753.1058 | 923.0252 | 5039 | 1676.1311 | -630.7079 | 1045.4232 | 5039 | 1676.1311 | -630.7079 | 1045.4232 | 5039 | 498.7859 | 1197.9201 | 1696.7061 | 5039 | 498.7859 | 1197.9201 | 1696.7061 | 5039 | 498.7859 | 1197.9201 | 1696.7061
5040 | 1000 | -732.449 | 267.551 | 5040 | 1000 | -732.449 | 267.551 | 5040 | 1000 | -732.449 | 267.551 | 5040 | 1087.3636 | -413.3431 | 674.0205 | 5040 | 1087.3636 | -413.3431 | 674.0205 | 5040 | 1087.3636 | -413.3431 | 674.0205 | 5040 | -213.3308 | 1466.21 | 1252.8791 | 5040 | -213.3308 | 1466.21 | 1252.8791 | 5040 | -213.3308 | 1466.21 | 1252.8791
5041 | 738.2703 | 882.0061 | 1620.2764 | 5041 | 738.2703 | 1017 | 1755.2703 | 5041 | 738.2703 | 505.988 | 1244.2583 | 5041 | 288.5614 | 763.774 | 1052.3354 | 5041 | 288.5614 | 1475.4335 | 1763.9949 | 5041 | 288.5614 | 1263.774 | 1552.3354 | 5041 | -1078.6341 | 1717 | 638.3659 | 5041 | -1078.6341 | 1717 | 638.3659 | 5041 | -1078.6341 | 1717 | 638.3659
5042 | 314.7194 | 267.836 | 582.5554 | 5042 | 314.7194 | 787.1091 | 1101.8286 | 5042 | 314.7194 | 767.836 | 1082.5554 | 5042 | -187.4792 | 1238.3167 | 1050.8375 | 5042 | -187.4792 | 1717 | 1529.5208 | 5042 | -187.4792 | 1717 | 1529.5208 | 5042 | -1348.7043 | 1717 | 368.2957 | 5042 | -1348.7043 | 1717 | 368.2957 | 5042 | -1607.1644 | 1717 | 109.8356
5043 | -455.1401 | 1017 | 561.8599 | 5043 | -455.1401 | 1017 | 561.8599 | 5043 | -455.1401 | 1017 | 561.8599 | 5043 | -1000.3233 | 1717 | 716.6767 | 5043 | -1022.3233 | 1717 | 694.6767 | 5043 | -1022.3233 | 1717 | 694.6767 | 5043 | -492.9267 | 1717 | 1224.0733 | 5043 | -1811.5736 | 1717 | -94.5736 | 5043 | -1811.5736 | 1717 | -94.5736
5044 | -813.9463 | 1017 | 203.0537 | 5044 | -997.5969 | 1017 | 19.4031 | 5044 | -843.5469 | 1017 | 173.4531 | 5044 | -1396.6358 | 1717 | 320.3642 | 5044 | -1396.6358 | 1717 | 320.3642 | 5044 | -1588.0608 | 1717 | 128.9392 | 5044 | 99.3297 | 1717 | 1816.3297 | 5044 | -1804.8274 | 1717 | -87.8274 | 5044 | -1804.8274 | 1717 | -87.8274
5045 | -1000 | 1017 | 17 | 5045 | -1000 | 1017 | 17 | 5045 | -1000 | 1017 | 17 | 5045 | -1708.7502 | 1717 | 8.2498 | 5045 | -1532.0502 | 1717 | 184.9498 | 5045 | -1708.7502 | 1717 | 8.2498 | 5045 | -1018.7101 | 1717 | 698.2899 | 5045 | -1626.739 | 1717 | 90.261 | 5045 | -1626.739 | 1717 | 90.261
5046 | -870.4698 | 1017 | 146.5302 | 5046 | -870.4698 | 1017 | 146.5302 | 5046 | -870.4698 | 1017 | 146.5302 | 5046 | -1501.3067 | 1717 | 215.6933 | 5046 | -1501.3067 | 1717 | 215.6933 | 5046 | -1501.3067 | 1717 | 215.6933 | 5046 | -1160.2459 | 1717 | 556.7541 | 5046 | -1160.2459 | 1717 | 556.7541 | 5046 | -1160.2459 | 1717 | 556.7541
5047 | -868.3388 | 1017 | 148.6612 | 5047 | -868.3388 | 1017 | 148.6612 | 5047 | -868.3388 | 1017 | 148.6612 | 5047 | -1525.74 | 1717 | 191.26 | 5047 | -1525.74 | 1717 | 191.26 | 5047 | -1525.74 | 1717 | 191.26 | 5047 | -836.9274 | 1717 | 880.0726 | 5047 | -1336.9274 | 1717 | 380.0726 | 5047 | -836.9274 | 1717 | 880.0726
5048 | -908.3664 | 1017 | 108.6336 | 5048 | -908.3664 | 1017 | 108.6336 | 5048 | -908.3664 | 1017 | 108.6336 | 5048 | -1589.6738 | 1717 | 127.3262 | 5048 | -1589.6738 | 1717 | 127.3262 | 5048 | -1589.6738 | 1717 | 127.3262 | 5048 | -631.0815 | 1717 | 1085.9185 | 5048 | -1131.0815 | 1717 | 585.9185 | 5048 | -1131.0815 | 1717 | 585.9185
5049 | -948.3239 | 1017 | 68.6761 | 5049 | -948.3239 | 1017 | 68.6761 | 5049 | -948.3239 | 1017 | 68.6761 | 5049 | -1587.5558 | 1717 | 129.4442 | 5049 | -1644.3982 | 1717 | 72.6018 | 5049 | -1587.5558 | 1717 | 129.4442 | 5049 | -616.3702 | 1717 | 1100.6298 | 5049 | -753.5889 | 1717 | 963.4111 | 5049 | -616.3702 | 1717 | 1100.6298
5050 | -970.8464 | 1017 | 46.1536 | 5050 | -970.8464 | 1017 | 46.1536 | 5050 | -970.8464 | 1017 | 46.1536 | 5050 | -1499.878 | 1717 | 217.122 | 5050 | -1499.878 | 1717 | 217.122 | 5050 | -1499.878 | 1717 | 217.122 | 5050 | -507.1519 | 1717 | 1209.8481 | 5050 | -1755.2315 | 1717 | -38.2315 | 5050 | -696.7762 | 1717 | 1020.2238
5051 | -954.8245 | 1017 | 62.1755 | 5051 | -954.8245 | 1017 | 62.1755 | 5051 | -954.8245 | 1017 | 62.1755 | 5051 | -1570.9457 | 1717 | 146.0543 | 5051 | -1657.3215 | 1717 | 59.6785 | 5051 | -1657.3215 | 1717 | 59.6785 | 5051 | -590.3445 | 1717 | 1126.6555 | 5051 | -1726.7051 | 1717 | -9.7051 | 5051 | -590.3445 | 1717 | 1126.6555
5052 | -957.8209 | 1017 | 59.1791 | 5052 | -957.8209 | 1017 | 59.1791 | 5052 | -957.8209 | 1017 | 59.1791 | 5052 | -1656.1949 | 1717 | 60.8051 | 5052 | -1656.1949 | 1717 | 60.8051 | 5052 | -1656.1949 | 1717 | 60.8051 | 5052 | -856.0071 | 1717 | 860.9929 | 5052 | -1727.322 | 1717 | -10.322 | 5052 | -1356.0071 | 1717 | 360.9929
5053 | -899.9419 | 1017 | 117.0581 | 5053 | -899.9419 | 1017 | 117.0581 | 5053 | -899.9419 | 1017 | 117.0581 | 5053 | -1563.6715 | 1717 | 153.3285 | 5053 | -1563.6715 | 1717 | 153.3285 | 5053 | -1563.6715 | 1717 | 153.3285 | 5053 | -1016.972 | 1717 | 700.028 | 5053 | -1516.972 | 1717 | 200.028 | 5053 | -1516.972 | 1717 | 200.028
5054 | -991.6198 | 1017 | 25.3802 | 5054 | -991.6198 | 1017 | 25.3802 | 5054 | -991.6198 | 1017 | 25.3802 | 5054 | -1644.9864 | 1717 | 72.0136 | 5054 | -1644.9864 | 1717 | 72.0136 | 5054 | -1644.9864 | 1717 | 72.0136 | 5054 | -1177.1025 | 1717 | 539.8975 | 5054 | -1177.1025 | 1717 | 539.8975 | 5054 | -1671.1061 | 1717 | 45.8939
5055 | -1000 | 1017 | 17 | 5055 | -1000 | 1017 | 17 | 5055 | -1000 | 1017 | 17 | 5055 | -1667.9321 | 1717 | 49.0679 | 5055 | -1667.9321 | 1717 | 49.0679 | 5055 | -1667.9321 | 1717 | 49.0679 | 5055 | -1414.2657 | 1717 | 302.7343 | 5055 | -1414.2657 | 1717 | 302.7343 | 5055 | -1414.2657 | 1717 | 302.7343
5056 | -589.546 | 1017 | 427.454 | 5056 | -1000 | 1017 | 17 | 5056 | -1000 | 1017 | 17 | 5056 | -1721.4079 | 1717 | -4.4079 | 5056 | -1466.1745 | 1717 | 250.8255 | 5056 | -1721.4079 | 1717 | -4.4079 | 5056 | -1037.2054 | 1717 | 679.7946 | 5056 | -1606.3081 | 1717 | 110.6919 | 5056 | -1606.3081 | 1717 | 110.6919
5057 | -867.0461 | 1017 | 149.9539 | 5057 | -867.0461 | 1017 | 149.9539 | 5057 | -993.7787 | 1017 | 23.2213 | 5057 | -1744.3952 | 1717 | -27.3952 | 5057 | -1039.8149 | 1717 | 677.1851 | 5057 | -1744.3952 | 1717 | -27.3952 | 5057 | -1801.5708 | 1717 | -84.5708 | 5057 | -1801.5708 | 1717 | -84.5708 | 5057 | -1801.5708 | 1717 | -84.5708
5058 | -648.2023 | 1017 | 368.7977 | 5058 | -648.2023 | 1017 | 368.7977 | 5058 | -648.2023 | 1017 | 368.7977 | 5058 | -1366.1708 | 1717 | 350.8292 | 5058 | -1329.2856 | 1717 | 387.7144 | 5058 | -1366.1708 | 1717 | 350.8292 | 5058 | -2000 | 1717 | -283 | 5058 | -2000 | 1717 | -283 | 5058 | -2000 | 1717 | -283
5059 | -690.3776 | 1017 | 326.6224 | 5059 | -690.3776 | 1017 | 326.6224 | 5059 | -690.3776 | 1017 | 326.6224 | 5059 | -1408.0657 | 1717 | 308.9343 | 5059 | -1430.0657 | 1717 | 286.9343 | 5059 | -1430.0657 | 1717 | 286.9343 | 5059 | -2000 | 1717 | -283 | 5059 | -2000 | 1717 | -283 | 5059 | -1628.1385 | 1717 | 88.8615
5060 | -979.53 | 1017 | 37.47 | 5060 | -979.53 | 1017 | 37.47 | 5060 | -979.53 | 1017 | 37.47 | 5060 | -1704.7023 | 1717 | 12.2977 | 5060 | -1704.7023 | 1717 | 12.2977 | 5060 | -1704.7023 | 1717 | 12.2977 | 5060 | -2000 | 1717 | -283 | 5060 | -2000 | 1717 | -283 | 5060 | -1569.1511 | 1717 | 147.8489
5061 | -890.2103 | 1017 | 126.7897 | 5061 | -890.2103 | 1017 | 126.7897 | 5061 | -890.2103 | 1017 | 126.7897 | 5061 | -1435.6584 | 1717 | 281.3416 | 5061 | -1365.3334 | 1717 | 351.6666 | 5061 | -1482.3251 | 1717 | 234.6749 | 5061 | -1953.1605 | 1717 | -236.1605 | 5061 | -1443.8061 | 1717 | 273.1939 | 5061 | -1443.8061 | 1717 | 273.1939
5062 | -734.7108 | 1017 | 282.2892 | 5062 | -734.7108 | 1017 | 282.2892 | 5062 | -734.7108 | 1017 | 282.2892 | 5062 | -1430.5099 | 1717 | 286.4901 | 5062 | -1209.6349 | 1717 | 507.3651 | 5062 | -1430.5099 | 1717 | 286.4901 | 5062 | -1927.6601 | 1717 | -210.6601 | 5062 | -1440.4457 | 1717 | 276.5543 | 5062 | -1440.4457 | 1717 | 276.5543
5063 | -743.343 | 1017 | 273.657 | 5063 | -743.343 | 1017 | 273.657 | 5063 | -743.343 | 1017 | 273.657 | 5063 | -1405.066 | 1717 | 311.934 | 5063 | -1405.066 | 1717 | 311.934 | 5063 | -1405.066 | 1717 | 311.934 | 5063 | -1909.3758 | 1717 | -192.3758 | 5063 | -1441.7295 | 1717 | 275.2705 | 5063 | -1909.3758 | 1717 | -192.3758
5064 | -600.4846 | 1017 | 416.5154 | 5064 | -600.4846 | 1017 | 416.5154 | 5064 | -600.4846 | 1017 | 416.5154 | 5064 | -1214.8201 | 1717 | 502.1799 | 5064 | -1236.8201 | 1717 | 480.1799 | 5064 | -1236.8201 | 1717 | 480.1799 | 5064 | -1806.1355 | 1717 | -89.1355 | 5064 | -1461.24 | 1717 | 255.76 | 5064 | -1461.24 | 1717 | 255.76
5065 | -456.258 | 1017 | 560.742 | 5065 | -456.258 | 1017 | 560.742 | 5065 | -456.258 | 1017 | 560.742 | 5065 | -1013.585 | 1717 | 703.415 | 5065 | -1035.585 | 1717 | 681.415 | 5065 | -1035.585 | 1717 | 681.415 | 5065 | -1682.3426 | 1717 | 34.6574 | 5065 | -1565.7371 | 1717 | 151.2629 | 5065 | -1565.7371 | 1717 | 151.2629
5066 | -156.7521 | 1017 | 860.2479 | 5066 | -156.7521 | 1017 | 860.2479 | 5066 | -156.7521 | 1017 | 860.2479 | 5066 | -892.053 | 1717 | 824.947 | 5066 | -667.053 | 1717 | 1049.947 | 5066 | -667.053 | 1717 | 1049.947 | 5066 | -1607.1377 | 1717 | 109.8623 | 5066 | -1607.1377 | 1717 | 109.8623 | 5066 | -1607.1377 | 1717 | 109.8623
5067 | 194.1522 | 1017 | 1211.1522 | 5067 | 194.1522 | 1017 | 1211.1522 | 5067 | 18.6671 | 1017 | 1035.6671 | 5067 | -469.5429 | 1717 | 1247.4571 | 5067 | -280.3327 | 1717 | 1436.6673 | 5067 | -469.5429 | 1717 | 1247.4571 | 5067 | -1588.9424 | 1717 | 128.0576 | 5067 | -1588.9424 | 1717 | 128.0576 | 5067 | -1588.9424 | 1717 | 128.0576
5068 | 3.4053 | 1017 | 1020.4053 | 5068 | 256.2125 | 1017 | 1273.2125 | 5068 | 75.0086 | 1017 | 1092.0086 | 5068 | -334.1747 | 1717 | 1382.8253 | 5068 | -109.1747 | 1717 | 1607.8253 | 5068 | -592.2913 | 1717 | 1124.7087 | 5068 | -1392.0485 | 1717 | 324.9515 | 5068 | -1392.0485 | 1717 | 324.9515 | 5068 | -1268.8485 | 1717 | 448.1515
5069 | -683.9029 | 1017 | 333.0971 | 5069 | -185.8382 | 1017 | 831.1618 | 5069 | -185.8382 | 1017 | 831.1618 | 5069 | -1080.2306 | 1717 | 636.7694 | 5069 | -510.3911 | 1717 | 1206.6089 | 5069 | -898.6345 | 1717 | 818.3655 | 5069 | -1512.7226 | 1717 | 204.2774 | 5069 | -1512.7226 | 1717 | 204.2774 | 5069 | -1512.7226 | 1717 | 204.2774
5070 | -792.7396 | 1017 | 224.2604 | 5070 | -792.7396 | 1017 | 224.2604 | 5070 | -792.7396 | 1017 | 224.2604 | 5070 | -1316.408 | 1717 | 400.592 | 5070 | -1316.408 | 1717 | 400.592 | 5070 | -1316.408 | 1717 | 400.592 | 5070 | -1523.763 | 1717 | 193.237 | 5070 | -1523.763 | 1717 | 193.237 | 5070 | -1435.763 | 1717 | 281.237
5071 | -796.29 | 1017 | 220.71 | 5071 | -796.29 | 1017 | 220.71 | 5071 | -796.29 | 1017 | 220.71 | 5071 | -1351.7579 | 1717 | 365.2421 | 5071 | -1323.5205 | 1717 | 393.4795 | 5071 | -1351.7579 | 1717 | 365.2421 | 5071 | -1479.4456 | 1717 | 237.5544 | 5071 | -1590.9123 | 1717 | 126.0877 | 5071 | -1479.4456 | 1717 | 237.5544
5072 | -815.9254 | 1017 | 201.0746 | 5072 | -815.9254 | 1017 | 201.0746 | 5072 | -815.9254 | 1017 | 201.0746 | 5072 | -1406.8879 | 1717 | 310.1121 | 5072 | -1406.8879 | 1717 | 310.1121 | 5072 | -1406.8879 | 1717 | 310.1121 | 5072 | -1534.8702 | 1717 | 182.1298 | 5072 | -1473.4514 | 1717 | 243.5486 | 5072 | -1473.4514 | 1717 | 243.5486
5073 | -875.2618 | 1017 | 141.7382 | 5073 | -748.8618 | 1017 | 268.1382 | 5073 | -875.2618 | 1017 | 141.7382 | 5073 | -1493.6352 | 1717 | 223.3648 | 5073 | -1493.6352 | 1717 | 223.3648 | 5073 | -1493.6352 | 1717 | 223.3648 | 5073 | -1607.9618 | 1717 | 109.0382 | 5073 | -1361.6418 | 1717 | 355.3582 | 5073 | -1361.6418 | 1717 | 355.3582
5074 | -935.3951 | 1017 | 81.6049 | 5074 | -923.7783 | 1017 | 93.2217 | 5074 | -935.3951 | 1017 | 81.6049 | 5074 | -1569.3167 | 1717 | 147.6833 | 5074 | -1569.3167 | 1717 | 147.6833 | 5074 | -1569.3167 | 1717 | 147.6833 | 5074 | -1693.3249 | 1717 | 23.6751 | 5074 | -1237.434 | 1717 | 479.566 | 5074 | -1237.434 | 1717 | 479.566
5075 | -960.4452 | 1017 | 56.5548 | 5075 | -960.4452 | 1017 | 56.5548 | 5075 | -960.4452 | 1017 | 56.5548 | 5075 | -1602.0482 | 1717 | 114.9518 | 5075 | -1430.2566 | 1717 | 286.7434 | 5075 | -1602.0482 | 1717 | 114.9518 | 5075 | -1707.7507 | 1717 | 9.2493 | 5075 | -1251.1466 | 1717 | 465.8534 | 5075 | -1590.4763 | 1717 | 126.5237
5076 | -974.3697 | 1017 | 42.6303 | 5076 | -836.1197 | 1017 | 180.8803 | 5076 | -974.3697 | 1017 | 42.6303 | 5076 | -1617.8867 | 1717 | 99.1133 | 5076 | -1446.095 | 1717 | 270.905 | 5076 | -1617.8867 | 1717 | 99.1133 | 5076 | -1169.9259 | 1717 | 547.0741 | 5076 | -1739.7568 | 1717 | -22.7568 | 5076 | -1669.9259 | 1717 | 47.0741
5077 | -879.3277 | 1017 | 137.6723 | 5077 | -879.3277 | 1017 | 137.6723 | 5077 | -879.3277 | 1017 | 137.6723 | 5077 | -1493.5658 | 1717 | 223.4342 | 5077 | -1385.5824 | 1717 | 331.4176 | 5077 | -1493.5658 | 1717 | 223.4342 | 5077 | -1160.2225 | 1717 | 556.7775 | 5077 | -1160.2225 | 1717 | 556.7775 | 5077 | -1660.2225 | 1717 | 56.7775
5078 | -867.3742 | 1017 | 149.6258 | 5078 | -867.3742 | 1017 | 149.6258 | 5078 | -867.3742 | 1017 | 149.6258 | 5078 | -1459.4147 | 1717 | 257.5853 | 5078 | -1366.1564 | 1717 | 350.8436 | 5078 | -1459.4147 | 1717 | 257.5853 | 5078 | -1263.4235 | 1717 | 453.5765 | 5078 | -1263.4235 | 1717 | 453.5765 | 5078 | -1623.6751 | 1717 | 93.3249
5079 | -737.115 | 1017 | 279.885 | 5079 | -737.115 | 1017 | 279.885 | 5079 | -737.115 | 1017 | 279.885 | 5079 | -1277.4247 | 1717 | 439.5753 | 5079 | -1277.4247 | 1717 | 439.5753 | 5079 | -1277.4247 | 1717 | 439.5753 | 5079 | -339.1087 | 1717 | 1377.8913 | 5079 | -1426.1878 | 1717 | 290.8122 | 5079 | -1426.1878 | 1717 | 290.8122
5080 | -604.6622 | 1017 | 412.3378 | 5080 | -604.6622 | 1017 | 412.3378 | 5080 | -604.6622 | 1017 | 412.3378 | 5080 | -891.0345 | 1717 | 825.9655 | 5080 | -891.0345 | 1717 | 825.9655 | 5080 | -891.0345 | 1717 | 825.9655 | 5080 | -1255.8545 | 1717 | 461.1455 | 5080 | -1255.8545 | 1717 | 461.1455 | 5080 | -1255.8545 | 1717 | 461.1455
5081 | 434.445 | -408.9828 | 25.4623 | 5081 | 434.445 | -408.9828 | 25.4623 | 5081 | 434.445 | -408.9828 | 25.4623 | 5081 | -1347.9462 | 1692.0081 | 344.0619 | 5081 | -347.9462 | 1692.0081 | 1344.0619 | 5081 | -347.9462 | 692.0081 | 344.0619 | 5081 | -911.1339 | 1717 | 805.8661 | 5081 | -411.1339 | 1717 | 1305.8661 | 5081 | -411.1339 | 1717 | 1305.8661
5082 | 990.745 | -496.2326 | 494.5124 | 5082 | 1000 | -416.0838 | 583.9162 | 5082 | 990.745 | -555.9015 | 434.8435 | 5082 | 793.9399 | -852.563 | -58.6232 | 5082 | 936.8416 | -852.563 | 84.2786 | 5082 | 978.338 | -852.563 | 125.775 | 5082 | 168.9189 | 181.6428 | 350.5617 | 5082 | 405.8495 | 444.7123 | 850.5617 | 5082 | 168.9189 | 681.6428 | 850.5617
5083 | 1000 | -619.7361 | 380.2639 | 5083 | 1000 | -266.6995 | 733.3005 | 5083 | 1000 | -697.2119 | 302.7881 | 5083 | 1125.7484 | -1061.8804 | 63.8679 | 5083 | 1625.7484 | -1061.8804 | 563.8679 | 5083 | 1598.9175 | -1035.0495 | 563.8679 | 5083 | 2000 | -716.4636 | 1283.5364 | 5083 | 1852.7858 | -202.7785 | 1650.0074 | 5083 | 2000 | -932.6907 | 1067.3093
5084 | 1000 | -766.4072 | 233.5928 | 5084 | 1000 | -400.3134 | 599.6866 | 5084 | 1000 | -881.2986 | 118.7014 | 5084 | 2000 | -597.7915 | 1402.2085 | 5084 | 1279.7531 | -597.7915 | 681.9616 | 5084 | 1949.6096 | -1314.3011 | 635.3085 | 5084 | 2000 | -1261.1419 | 738.8581 | 5084 | 2000 | -826.1049 | 1173.8951 | 5084 | 2000 | -1303.9771 | 696.0229
5085 | 604.3948 | -1016 | -411.6052 | 5085 | 1000 | -911.6052 | 88.3948 | 5085 | 1000 | -911.6052 | 88.3948 | 5085 | 2000 | -1603.488 | 396.512 | 5085 | 2000 | -1327.8855 | 672.1145 | 5085 | 2000 | -1588.6241 | 411.3759 | 5085 | 2000 | -1716 | 284 | 5085 | 2000 | -1521.4929 | 478.5071 | 5085 | 2000 | -1521.4929 | 478.5071
5086 | 740.1297 | -1016 | -275.8703 | 5086 | 1000 | -775.8703 | 224.1297 | 5086 | 1000 | -775.8703 | 224.1297 | 5086 | 1666.9643 | -1716 | -49.0357 | 5086 | 2000 | -1549.0357 | 450.9643 | 5086 | 2000 | -1549.0357 | 450.9643 | 5086 | 2000 | -1716 | 284 | 5086 | 2000 | -1443.1938 | 556.8062 | 5086 | 2000 | -1443.1938 | 556.8062
5087 | 898.5301 | -1016 | -117.4699 | 5087 | 1000 | -617.4699 | 382.5301 | 5087 | 1000 | -617.4699 | 382.5301 | 5087 | 1871.4759 | -1716 | 155.4759 | 5087 | 2000 | -1344.5241 | 655.4759 | 5087 | 2000 | -1344.5241 | 655.4759 | 5087 | 2000 | -1697.4069 | 302.5931 | 5087 | 2000 | -1197.4069 | 802.5931 | 5087 | 2000 | -1197.4069 | 802.5931
5088 | 998.7961 | -1016 | -17.2039 | 5088 | 1000 | -718.6084 | 281.3916 | 5088 | 1000 | -718.6084 | 281.3916 | 5088 | 1606.4918 | -1288.8541 | 317.6376 | 5088 | 1661.6518 | -883.7271 | 777.9247 | 5088 | 1661.6518 | -883.7271 | 777.9247 | 5088 | 771.4788 | -247.8005 | 523.6783 | 5088 | 980.8648 | 3.1006 | 983.9654 | 5088 | 879.4423 | 104.5231 | 983.9654
5089 | 1000 | -910.3411 | 89.6589 | 5089 | 1000 | -910.3411 | 89.6589 | 5089 | 1000 | -910.3411 | 89.6589 | 5089 | 166.0806 | 197.3842 | 363.4648 | 5089 | 841.0806 | 22.3842 | 863.4648 | 5089 | 841.0806 | 22.3842 | 863.4648 | 5089 | -107.6513 | 731.8624 | 624.2111 | 5089 | -107.6513 | 1231.8624 | 1124.2111 | 5089 | -107.6513 | 1231.8624 | 1124.2111
5090 | 385.4137 | -303.462 | 81.9517 | 5090 | 385.4137 | -303.462 | 81.9517 | 5090 | 385.4137 | -303.462 | 81.9517 | 5090 | -586.1907 | 907.854 | 321.6633 | 5090 | -203.629 | 1066.7886 | 863.1596 | 5090 | -245.1254 | 1066.7886 | 821.6633 | 5090 | -1445.8758 | 1717 | 271.1242 | 5090 | -1445.8758 | 1717 | 271.1242 | 5090 | -1445.8758 | 1717 | 271.1242
5091 | -63.6549 | 78.376 | 14.7211 | 5091 | -63.6549 | 78.376 | 14.7211 | 5091 | -63.6549 | 578.376 | 514.7211 | 5091 | -732.1723 | 1053.9798 | 321.8074 | 5091 | -732.1723 | 1053.9798 | 321.8074 | 5091 | -732.1723 | 1053.9798 | 321.8074 | 5091 | -1544.2735 | 1717 | 172.7265 | 5091 | -1544.2735 | 1717 | 172.7265 | 5091 | -1544.2735 | 1717 | 172.7265
5092 | -1000 | 1017 | 17 | 5092 | -1000 | 1017 | 17 | 5092 | -1000 | 1017 | 17 | 5092 | -1368.9158 | 1717 | 348.0842 | 5092 | -1537.6545 | 1717 | 179.3455 | 5092 | -1537.6545 | 1717 | 179.3455 | 5092 | -1561.9597 | 1717 | 155.0403 | 5092 | -1749.693 | 1717 | -32.693 | 5092 | -1749.693 | 1717 | -32.693
5093 | -1000 | 1017 | 17 | 5093 | -1000 | 1017 | 17 | 5093 | -1000 | 1017 | 17 | 5093 | -1411.3643 | 1717 | 305.6357 | 5093 | -1593.7719 | 1717 | 123.2281 | 5093 | -1593.7719 | 1717 | 123.2281 | 5093 | -1596.6417 | 1717 | 120.3583 | 5093 | -1837.175 | 1717 | -120.175 | 5093 | -1402.3221 | 1717 | 314.6779
5094 | -859.9645 | 1017 | 157.0355 | 5094 | -1000 | 1017 | 17 | 5094 | -1000 | 1017 | 17 | 5094 | -1417.4685 | 1717 | 299.5315 | 5094 | -1638.3435 | 1717 | 78.6565 | 5094 | -1638.3435 | 1717 | 78.6565 | 5094 | -1658.6591 | 1717 | 58.3409 | 5094 | -1922.6591 | 1717 | -205.6591 | 5094 | -1922.6591 | 1717 | -205.6591
5095 | -1000 | 1017 | 17 | 5095 | -1000 | 1017 | 17 | 5095 | -1000 | 1017 | 17 | 5095 | -1447.2587 | 1717 | 269.7413 | 5095 | -1677.9504 | 1717 | 39.0496 | 5095 | -1677.9504 | 1717 | 39.0496 | 5095 | -1723.9398 | 1717 | -6.9398 | 5095 | -1999.6732 | 1717 | -282.6732 | 5095 | -1723.9398 | 1717 | -6.9398
5096 | -876.0743 | 1017 | 140.9257 | 5096 | -1000 | 1017 | 17 | 5096 | -1000 | 1017 | 17 | 5096 | -1490.6637 | 1717 | 226.3363 | 5096 | -1706.6304 | 1717 | 10.3696 | 5096 | -1706.6304 | 1717 | 10.3696 | 5096 | -1788.9398 | 1717 | -71.9398 | 5096 | -1971.8098 | 1717 | -254.8098 | 5096 | -1971.8098 | 1717 | -254.8098
5097 | -872.1108 | 1017 | 144.8892 | 5097 | -1000 | 1017 | 17 | 5097 | -1000 | 1017 | 17 | 5097 | -1700.3196 | 1717 | 16.6804 | 5097 | -1700.3196 | 1717 | 16.6804 | 5097 | -1700.3196 | 1717 | 16.6804 | 5097 | -1809.7317 | 1717 | -92.7317 | 5097 | -1809.7317 | 1717 | -92.7317 | 5097 | -1986.8408 | 1717 | -269.8408
5098 | -906.4822 | 1017 | 110.5178 | 5098 | -1000 | 1017 | 17 | 5098 | -1000 | 1017 | 17 | 5098 | -1730.5888 | 1717 | -13.5888 | 5098 | -1730.5888 | 1717 | -13.5888 | 5098 | -1730.5888 | 1717 | -13.5888 | 5098 | -1855.5319 | 1717 | -138.5319 | 5098 | -1855.5319 | 1717 | -138.5319 | 5098 | -1855.5319 | 1717 | -138.5319
5099 | -1000 | 1017 | 17 | 5099 | -1000 | 1017 | 17 | 5099 | -1000 | 1017 | 17 | 5099 | -1698.8881 | 1717 | 18.1119 | 5099 | -1698.8881 | 1717 | 18.1119 | 5099 | -1698.8881 | 1717 | 18.1119 | 5099 | -1815.3431 | 1717 | -98.3431 | 5099 | -1816.5087 | 1717 | -99.5087 | 5099 | -1815.3431 | 1717 | -98.3431
5100 | -554.4995 | 1017 | 462.5005 | 5100 | -997.0398 | 1017 | 19.9602 | 5100 | -819.2506 | 1017 | 197.7494 | 5100 | -754.4788 | 1717 | 962.5212 | 5100 | -1108.1255 | 1717 | 608.8745 | 5100 | -1108.1255 | 1717 | 608.8745 | 5100 | -1166.7534 | 1717 | 550.2466 | 5100 | -1666.7534 | 1717 | 50.2466 | 5100 | -1666.7534 | 1717 | 50.2466
5101 | 156.5967 | 1017 | 1173.5967 | 5101 | -915.6033 | 1017 | 101.3967 | 5101 | -322.6294 | 1017 | 694.3706 | 5101 | 172.358 | 1717 | 1889.358 | 5101 | -536.1414 | 1717 | 1180.8586 | 5101 | -536.1414 | 1717 | 1180.8586 | 5101 | -863.1671 | 1717 | 853.8329 | 5101 | -1673.4156 | 1717 | 43.5844 | 5101 | -1363.1671 | 1717 | 353.8329
5102 | 142.3472 | 1017 | 1159.3472 | 5102 | -79.7617 | 1017 | 937.2383 | 5102 | -79.7617 | 1017 | 937.2383 | 5102 | 399.6553 | 1717 | 2116.6553 | 5102 | 127.1749 | 1717 | 1844.1749 | 5102 | 127.1749 | 1717 | 1844.1749 | 5102 | 287.0829 | 1717 | 2004.0829 | 5102 | 492.4162 | 1717 | 2209.4162 | 5102 | 249.7612 | 1717 | 1966.7612
5103 | 1000 | 535.8482 | 1535.8482 | 5103 | 1000 | 535.8482 | 1535.8482 | 5103 | 1000 | 535.8482 | 1535.8482 | 5103 | 1569.9739 | 551.6884 | 2121.6622 | 5103 | 1569.9739 | 551.6884 | 2121.6622 | 5103 | 1569.9739 | 551.6884 | 2121.6622 | 5103 | 1104.8784 | 1717 | 2821.8784 | 5103 | 1104.8784 | 1717 | 2821.8784 | 5103 | 1179.5383 | 1717 | 2896.5383
5104 | 1000 | 208.1154 | 1208.1154 | 5104 | 1000 | 208.1154 | 1208.1154 | 5104 | 1000 | 208.1154 | 1208.1154 | 5104 | 1861.7839 | -88.1343 | 1773.6497 | 5104 | 2000 | -226.3503 | 1773.6497 | 5104 | 1783.1399 | -9.4903 | 1773.6497 | 5104 | 2000 | 484.7122 | 2484.7122 | 5104 | 2000 | 484.7122 | 2484.7122 | 5104 | 2000 | 484.7122 | 2484.7122
5105 | 1000 | -294.1562 | 705.8438 | 5105 | 1000 | -294.1562 | 705.8438 | 5105 | 1000 | -294.1562 | 705.8438 | 5105 | 2000 | -776.9784 | 1223.0216 | 5105 | 2000 | -776.9784 | 1223.0216 | 5105 | 2000 | -776.9784 | 1223.0216 | 5105 | 2000 | -142.5389 | 1857.4611 | 5105 | 1970.8573 | 386.6038 | 2357.4611 | 5105 | 2000 | 357.4611 | 2357.4611
5106 | 1000 | -697.3867 | 302.6133 | 5106 | 1000 | -111.9397 | 888.0603 | 5106 | 1000 | -197.3867 | 802.6133 | 5106 | 2000 | -1108.985 | 891.015 | 5106 | 2000 | -121.2065 | 1878.7935 | 5106 | 2000 | -608.985 | 1391.015 | 5106 | 2000 | -364.4367 | 1635.5633 | 5106 | 2000 | 798.2217 | 2798.2217 | 5106 | 2000 | -32.7467 | 1967.2533
5107 | 1000 | -908.603 | 91.397 | 5107 | 1000 | 205.1192 | 1205.1192 | 5107 | 1000 | -285.8953 | 714.1047 | 5107 | 2000 | -1383.9115 | 616.0885 | 5107 | 2000 | -478.9962 | 1521.0038 | 5107 | 2000 | -883.9115 | 1116.0885 | 5107 | 2000 | -610.4051 | 1389.5949 | 5107 | 2000 | -381.8515 | 1618.1485 | 5107 | 2000 | -452.6018 | 1547.3982
5108 | 1000 | -879.7644 | 120.2356 | 5108 | 1000 | -340.3725 | 659.6275 | 5108 | 1000 | -393.3353 | 606.6647 | 5108 | 2000 | -1486.42 | 513.58 | 5108 | 2000 | -986.42 | 1013.58 | 5108 | 2000 | -986.42 | 1013.58 | 5108 | 2000 | -1091.3183 | 908.6817 | 5108 | 2000 | -631.0312 | 1368.9688 | 5108 | 2000 | -631.0312 | 1368.9688
5109 | 1000 | -981.0869 | 18.9131 | 5109 | 1000 | -864.2146 | 135.7854 | 5109 | 1000 | -864.2146 | 135.7854 | 5109 | 2000 | -1582.148 | 417.852 | 5109 | 2000 | -1121.8609 | 878.1391 | 5109 | 2000 | -1121.8609 | 878.1391 | 5109 | 2000 | -1195.9522 | 804.0478 | 5109 | 2000 | -695.9522 | 1304.0478 | 5109 | 2000 | -695.9522 | 1304.0478
5110 | 1000 | -996.3692 | 3.6308 | 5110 | 1000 | -996.3692 | 3.6308 | 5110 | 1000 | -996.3692 | 3.6308 | 5110 | 2000 | -1710.8012 | 289.1988 | 5110 | 2000 | -1669.9508 | 330.0492 | 5110 | 2000 | -1669.9508 | 330.0492 | 5110 | 2000 | -1317.3505 | 682.6495 | 5110 | 2000 | -817.3505 | 1182.6495 | 5110 | 2000 | -817.3505 | 1182.6495
5111 | 1000 | -996.8254 | 3.1746 | 5111 | 1000 | -996.8254 | 3.1746 | 5111 | 1000 | -996.8254 | 3.1746 | 5111 | 2000 | -1716 | 284 | 5111 | 2000 | -1716 | 284 | 5111 | 2000 | -1716 | 284 | 5111 | 2000 | -1431.8007 | 568.1993 | 5111 | 2000 | -1431.8007 | 568.1993 | 5111 | 2000 | -1431.8007 | 568.1993
5112 | 1000 | -1016 | -16 | 5112 | 1000 | -1016 | -16 | 5112 | 1000 | -776.0729 | 223.9271 | 5112 | 2000 | -1716 | 284 | 5112 | 2000 | -1716 | 284 | 5112 | 2000 | -1716 | 284 | 5112 | 2000 | -1530.6639 | 469.3361 | 5112 | 2000 | -1530.6639 | 469.3361 | 5112 | 2000 | -1166.5324 | 833.4676
5113 | 1000 | -1016 | -16 | 5113 | 1000 | -1016 | -16 | 5113 | 1000 | -1016 | -16 | 5113 | 1998.6369 | -1716 | 282.6369 | 5113 | 2000 | -1716 | 284 | 5113 | 2000 | -1716 | 284 | 5113 | 2000 | -1716 | 284 | 5113 | 2000 | -1351.8685 | 648.1315 | 5113 | 2000 | -1716 | 284
5114 | 1000 | -1016 | -16 | 5114 | 1000 | -1016 | -16 | 5114 | 1000 | -1016 | -16 | 5114 | 1980.4504 | -1716 | 264.4504 | 5114 | 2000 | -1716 | 284 | 5114 | 2000 | -1716 | 284 | 5114 | 2000 | -1716 | 284 | 5114 | 2000 | -1716 | 284 | 5114 | 2000 | -1716 | 284
5115 | 1000 | -1016 | -16 | 5115 | 1000 | -1016 | -16 | 5115 | 1000 | -1016 | -16 | 5115 | 1782.7978 | -1716 | 66.7978 | 5115 | 2000 | -1716 | 284 | 5115 | 2000 | -1716 | 284 | 5115 | 2000 | -1716 | 284 | 5115 | 2000 | -1716 | 284 | 5115 | 2000 | -1716 | 284
5116 | 1000 | -1016 | -16 | 5116 | 1000 | -1016 | -16 | 5116 | 1000 | -1016 | -16 | 5116 | 2000 | -1716 | 284 | 5116 | 2000 | -1716 | 284 | 5116 | 2000 | -1716 | 284 | 5116 | 2000 | -1716 | 284 | 5116 | 2000 | -1716 | 284 | 5116 | 2000 | -1716 | 284
5117 | 1000 | -1016 | -16 | 5117 | 1000 | -1016 | -16 | 5117 | 1000 | -1016 | -16 | 5117 | 2000 | -1716 | 284 | 5117 | 2000 | -1716 | 284 | 5117 | 2000 | -1716 | 284 | 5117 | 2000 | -1716 | 284 | 5117 | 2000 | -1716 | 284 | 5117 | 2000 | -1716 | 284
5118 | 1000 | -1016 | -16 | 5118 | 1000 | -1016 | -16 | 5118 | 1000 | -1016 | -16 | 5118 | 2000 | -1716 | 284 | 5118 | 2000 | -1716 | 284 | 5118 | 1997.1311 | -1716 | 281.1311 | 5118 | 2000 | -1716 | 284 | 5118 | 2000 | -1716 | 284 | 5118 | 2000 | -1716 | 284
5119 | 1000 | -1016 | -16 | 5119 | 1000 | -1016 | -16 | 5119 | 1000 | -1016 | -16 | 5119 | 1468.5566 | -1716 | -247.4434 | 5119 | 2000 | -1716 | 284 | 5119 | 1867.9241 | -1716 | 151.9241 | 5119 | 1262.0437 | -1716 | -453.9563 | 5119 | 1762.0437 | -1716 | 46.0437 | 5119 | 1762.0437 | -1716 | 46.0437
5120 | 794.2996 | -1016 | -221.7004 | 5120 | 794.2996 | -1016 | -221.7004 | 5120 | 794.2996 | -1016 | -221.7004 | 5120 | 1261.6946 | -1716 | -454.3054 | 5120 | 1261.6946 | -1716 | -454.3054 | 5120 | 1261.6946 | -1716 | -454.3054 | 5120 | 1355.3895 | -1716 | -360.6105 | 5120 | 1355.3895 | -1716 | -360.6105 | 5120 | 1355.3895 | -1716 | -360.6105
5121 | -171.5634 | -65.7947 | -237.3581 | 5121 | -171.5634 | -565.7947 | -737.3581 | 5121 | -171.5634 | -753.3545 | -924.9179 | 5121 | -85.0279 | -405.1208 | -490.1487 | 5121 | -85.0279 | -881.9155 | -966.9434 | 5121 | -85.0279 | -881.9155 | -966.9434 | 5121 | -195.234 | -334.0341 | -529.2681 | 5121 | -657.5616 | -328.915 | -986.4766 | 5121 | -585.0101 | -334.0341 | -919.0442
5122 | -418.4233 | -811.9028 | -1230.3261 | 5122 | -418.4233 | -358.6893 | -777.1125 | 5122 | -418.4233 | -754.4275 | -1172.8507 | 5122 | -790.4794 | -1253.7345 | -2044.2139 | 5122 | -790.4794 | -1253.7345 | -2044.2139 | 5122 | -790.4794 | -399.8832 | -1190.3625 | 5122 | -846.222 | -1143.0278 | -1989.2497 | 5122 | -811.022 | -1581.9705 | -2392.9925 | 5122 | -846.222 | -901.2419 | -1747.4639
5123 | -449.0377 | -1016 | -1465.0377 | 5123 | -449.0377 | -165.5045 | -614.5422 | 5123 | -449.0377 | -749.9527 | -1198.9904 | 5123 | -839.7263 | -663.9776 | -1503.7039 | 5123 | -839.7263 | -890.1767 | -1729.9029 | 5123 | -839.7263 | -456.61 | -1296.3363 | 5123 | -914.1014 | -533.6768 | -1447.7782 | 5123 | -914.1014 | -1324.0689 | -2238.1703 | 5123 | -861.3014 | -1089.0542 | -1950.3556
5124 | -537.464 | 215.3893 | -322.0747 | 5124 | -537.464 | 215.3893 | -322.0747 | 5124 | -537.464 | 215.3893 | -322.0747 | 5124 | -937.7752 | 388.6895 | -549.0858 | 5124 | -937.7752 | 388.6895 | -549.0858 | 5124 | -937.7752 | 388.6895 | -549.0858 | 5124 | -1021.773 | 555.7371 | -466.0359 | 5124 | -1021.773 | 55.7371 | -966.0359 | 5124 | -1021.773 | 55.7371 | -966.0359
5125 | -513.5618 | 93.6225 | -419.9393 | 5125 | -513.5618 | 93.6225 | -419.9393 | 5125 | -513.5618 | 93.6225 | -419.9393 | 5125 | -932.7024 | 312.3565 | -620.3459 | 5125 | -932.7024 | 312.3565 | -620.3459 | 5125 | -932.7024 | 312.3565 | -620.3459 | 5125 | -1035.5295 | 505.3707 | -530.1587 | 5125 | -1035.5295 | 505.3707 | -530.1587 | 5125 | -1035.5295 | 505.3707 | -530.1587
5126 | -717.3536 | 168.8881 | -548.4654 | 5126 | -717.3536 | 168.8881 | -548.4654 | 5126 | -717.3536 | 168.8881 | -548.4654 | 5126 | -1169.0473 | 447.7521 | -721.2952 | 5126 | -1169.0473 | 447.7521 | -721.2952 | 5126 | -1169.0473 | 447.7521 | -721.2952 | 5126 | -1304.4276 | 685.9444 | -618.4832 | 5126 | -1304.4276 | 1185.9444 | -118.4832 | 5126 | -1304.4276 | 734.6221 | -569.8055
5127 | -934.2533 | 372.5628 | -561.6905 | 5127 | -934.2533 | 372.5628 | -561.6905 | 5127 | -934.2533 | 372.5628 | -561.6905 | 5127 | -1407.4033 | 722.0347 | -685.3686 | 5127 | -1407.4033 | 722.0347 | -685.3686 | 5127 | -1407.4033 | 722.0347 | -685.3686 | 5127 | -1564.2398 | 1315.1977 | -249.0421 | 5127 | -1564.2398 | 1396.4137 | -167.8261 | 5127 | -1564.2398 | 1519.28 | -44.9598
5128 | -870.293 | 309.9144 | -560.3786 | 5128 | -870.293 | 309.9144 | -560.3786 | 5128 | -870.293 | 309.9144 | -560.3786 | 5128 | -1354.2879 | 695.1447 | -659.1432 | 5128 | -1354.2879 | 695.1447 | -659.1432 | 5128 | -1354.2879 | 695.1447 | -659.1432 | 5128 | -1521.9693 | 1082.9487 | -439.0206 | 5128 | -1521.9693 | 1082.661 | -439.3083 | 5128 | -1521.9693 | 1082.9487 | -439.0206
5129 | 362.5641 | -1016 | -653.4359 | 5129 | 1000 | -1016 | -16 | 5129 | 862.5641 | -1016 | -153.4359 | 5129 | 765.4439 | -443.3855 | 322.0583 | 5129 | 990.4439 | -443.3855 | 547.0583 | 5129 | 940.6311 | -932.9685 | 7.6626 | 5129 | -174.2593 | 405.2134 | 230.9541 | 5129 | -174.2593 | 411.959 | 237.6997 | 5129 | -174.2593 | 262.1273 | 87.868
5130 | 1000 | -1016 | -16 | 5130 | 1000 | -1016 | -16 | 5130 | 1000 | -1016 | -16 | 5130 | 870.1154 | -590.7815 | 279.3339 | 5130 | 1058.8127 | -590.7815 | 468.0313 | 5130 | 943.825 | -1102.1314 | -158.3065 | 5130 | -86.4932 | 232.2773 | 145.7841 | 5130 | -86.4932 | 401.3058 | 314.8126 | 5130 | -86.4932 | -9.4328 | -95.9261
5131 | 859.2257 | -1016 | -156.7743 | 5131 | 859.2257 | -1016 | -156.7743 | 5131 | 872.1609 | -947.4711 | -75.3102 | 5131 | 416.1864 | -1044.3199 | -628.1335 | 5131 | 572.6772 | -1044.3199 | -471.6427 | 5131 | 572.6772 | -1044.3199 | -471.6427 | 5131 | -673.3579 | 117.8466 | -555.5113 | 5131 | -673.3579 | 289.6785 | -383.6795 | 5131 | -673.3579 | 117.8466 | -555.5113
5132 | 790.5443 | -1016 | -225.4557 | 5132 | 803.4795 | -1016 | -212.5205 | 5132 | 790.5443 | -878.5816 | -88.0373 | 5132 | 488.3237 | -1149.9552 | -661.6314 | 5132 | 488.3237 | -1149.9552 | -661.6314 | 5132 | 488.3237 | -1149.9552 | -661.6314 | 5132 | -773.3835 | 242.8106 | -530.5729 | 5132 | -773.3835 | 242.8106 | -530.5729 | 5132 | -773.3835 | 242.8106 | -530.5729
5133 | 641.3857 | -1016 | -374.6143 | 5133 | 641.3857 | -1016 | -374.6143 | 5133 | 641.3857 | -1016 | -374.6143 | 5133 | 358.9123 | -816.8744 | -457.962 | 5133 | 358.9123 | -816.8744 | -457.962 | 5133 | 358.9123 | -816.8744 | -457.962 | 5133 | -883.0478 | 588.4351 | -294.6127 | 5133 | -883.0478 | 588.4351 | -294.6127 | 5133 | -883.0478 | 588.4351 | -294.6127
5134 | 711.4709 | -1016 | -304.5291 | 5134 | 711.4709 | -1016 | -304.5291 | 5134 | 711.4709 | -1016 | -304.5291 | 5134 | 465.9862 | -869.6867 | -403.7005 | 5134 | 465.9862 | -869.6867 | -403.7005 | 5134 | 465.9862 | -869.6867 | -403.7005 | 5134 | -696.9852 | 511.138 | -185.8472 | 5134 | -696.9852 | 511.138 | -185.8472 | 5134 | -696.9852 | 511.138 | -185.8472
5135 | 995.3058 | -1016 | -20.6942 | 5135 | 995.3058 | -1016 | -20.6942 | 5135 | 995.3058 | -1016 | -20.6942 | 5135 | 799.986 | -934.4054 | -134.4194 | 5135 | 799.986 | -934.4054 | -134.4194 | 5135 | 799.986 | -934.4054 | -134.4194 | 5135 | -312.8204 | 457.0148 | 144.1944 | 5135 | -312.8204 | 457.0148 | 144.1944 | 5135 | -312.8204 | 457.0148 | 144.1944
5136 | 1000 | -941.044 | 58.956 | 5136 | 1000 | -941.044 | 58.956 | 5136 | 1000 | -941.044 | 58.956 | 5136 | 1178.9993 | -976.3546 | 202.6447 | 5136 | 1178.9993 | -976.3546 | 202.6447 | 5136 | 1178.9993 | -976.3546 | 202.6447 | 5136 | 123.792 | 407.8911 | 531.683 | 5136 | 123.792 | 407.8911 | 531.683 | 5136 | 123.792 | 407.8911 | 531.683
5137 | 1000 | -964.82 | 35.18 | 5137 | 1000 | -1016 | -16 | 5137 | 1000 | -1016 | -16 | 5137 | 1298.7859 | -1081.2793 | 217.5066 | 5137 | 1298.7859 | -1081.2793 | 217.5066 | 5137 | 1298.7859 | -1081.2793 | 217.5066 | 5137 | 506.5968 | 79.4906 | 586.0874 | 5137 | 987.8152 | -401.7278 | 586.0874 | 5137 | 506.5968 | -401.7278 | 104.869
5138 | 1000 | -882.8436 | 117.1564 | 5138 | 1000 | -1016 | -16 | 5138 | 1000 | -1016 | -16 | 5138 | 1415.4558 | -1054.0916 | 361.3642 | 5138 | 1415.4558 | -1054.0916 | 361.3642 | 5138 | 1415.4558 | -1054.0916 | 361.3642 | 5138 | 861.9293 | -72.5745 | 789.3548 | 5138 | 769.1946 | 20.1603 | 789.3548 | 5138 | 1221.9293 | -432.5745 | 789.3548
5139 | 1000 | -854.7808 | 145.2192 | 5139 | 1000 | -1016 | -16 | 5139 | 1000 | -1016 | -16 | 5139 | 1373.0281 | -746.5407 | 626.4874 | 5139 | 1373.0281 | -886.5328 | 486.4952 | 5139 | 1373.0281 | -886.5328 | 486.4952 | 5139 | 807.3538 | -1212.5141 | -405.1603 | 5139 | 807.3538 | -1187.3999 | -380.0461 | 5139 | 1027.3538 | -1716 | -688.6462
5140 | 1000 | -1016 | -16 | 5140 | 1000 | -1016 | -16 | 5140 | 1000 | -1016 | -16 | 5140 | 1538.1015 | -845.8105 | 692.291 | 5140 | 1415.1722 | -1529.6703 | -114.4981 | 5140 | 1415.1722 | -1529.6703 | -114.4981 | 5140 | 1104.3732 | -1444.0341 | -339.6609 | 5140 | 884.3732 | -1716 | -831.6268 | 5140 | 884.3732 | -1198.9199 | -314.5467
5141 | 1000 | -981.0364 | 18.9636 | 5141 | 1000 | -1016 | -16 | 5141 | 1000 | -1016 | -16 | 5141 | 1599.6056 | -876.9916 | 722.6139 | 5141 | 1357.6056 | -1488.7714 | -131.1659 | 5141 | 1357.6056 | -1488.7714 | -131.1659 | 5141 | 884.7675 | 58.8924 | 943.6599 | 5141 | 1412.7675 | -1716 | -303.2325 | 5141 | 884.7675 | -441.1076 | 443.6599
5142 | 1000 | -782.0484 | 217.9516 | 5142 | 1000 | -1016 | -16 | 5142 | 1000 | -1016 | -16 | 5142 | 1729.1504 | -1113.913 | 615.2374 | 5142 | 1336.8517 | -1221.6143 | 115.2374 | 5142 | 1540.3091 | -1425.0717 | 115.2374 | 5142 | 688.0682 | 578.3265 | 1266.3946 | 5142 | 1128.0682 | -361.6735 | 766.3946 | 5142 | 468.0682 | 298.3265 | 766.3946
5143 | 1000 | -484.4828 | 515.5172 | 5143 | 1000 | -984.4828 | 15.5172 | 5143 | 1000 | -984.4828 | 15.5172 | 5143 | 1591.1361 | -637.2165 | 953.9196 | 5143 | 1591.1361 | -1137.2165 | 453.9196 | 5143 | 1641.1361 | -1187.2165 | 453.9196 | 5143 | 479.5224 | 1717 | 2196.5224 | 5143 | 239.8773 | -68.469 | 171.4083 | 5143 | -20.4776 | 1717 | 1696.5224
5144 | 1000 | -412.4026 | 587.5974 | 5144 | 1000 | -912.4026 | 87.5974 | 5144 | 1000 | -912.4026 | 87.5974 | 5144 | 1251.6259 | -211.6056 | 1040.0203 | 5144 | 1902.8906 | -910.7167 | 992.1739 | 5144 | 1250.6259 | -710.6056 | 540.0203 | 5144 | 72.0743 | 1717 | 1789.0743 | 5144 | 140.656 | 1148.4184 | 1289.0743 | 5144 | -79.344 | 1717 | 1637.656
5145 | 578.5259 | 55.4785 | 634.0044 | 5145 | 624.2932 | -684.9579 | -60.6647 | 5145 | 574.2932 | -440.2889 | 134.0044 | 5145 | -1363.391 | 1717 | 353.609 | 5145 | -1363.391 | 1717 | 353.609 | 5145 | -1363.391 | 1717 | 353.609 | 5145 | -1639.879 | 1717 | 77.121 | 5145 | -1639.879 | 1717 | 77.121 | 5145 | -1639.879 | 1717 | 77.121
5146 | -295.071 | 1011.6614 | 716.5903 | 5146 | -294.1557 | -489.254 | -783.4097 | 5146 | -294.1557 | 510.746 | 216.5903 | 5146 | -924.9253 | 1717 | 792.0747 | 5146 | -1029.1579 | 1701.9382 | 672.7803 | 5146 | -1029.1579 | 1702.9382 | 673.7803 | 5146 | -1638.4819 | 1717 | 78.5181 | 5146 | -1685.4152 | 1717 | 31.5848 | 5146 | -1685.4152 | 1717 | 31.5848
5147 | -293.7333 | -523.8121 | -817.5453 | 5147 | -336.1834 | 518.6381 | 182.4547 | 5147 | -340.416 | 522.8707 | 182.4547 | 5147 | -272.8225 | 1390.8082 | 1117.9858 | 5147 | -277.0551 | 895.0408 | 617.9858 | 5147 | -268.5898 | 886.5756 | 617.9858 | 5147 | -1398.5361 | 1717 | 318.4639 | 5147 | -1640.9901 | 1717 | 76.0099 | 5147 | -1640.9901 | 1717 | 76.0099
5148 | 5.5231 | 653.789 | 659.3121 | 5148 | 1.2905 | -274.2878 | -272.9973 | 5148 | 5.5231 | 7.6403 | 13.1634 | 5148 | 113.72 | 956.496 | 1070.2159 | 5148 | 130.6504 | 456.496 | 587.1464 | 5148 | 117.9526 | 306.1147 | 424.0673 | 5148 | 74.6751 | 1717 | 1791.6751 | 5148 | -1531.2788 | 1717 | 185.7212 | 5148 | -1323.2876 | 1717 | 393.7124
5149 | 589.4552 | -1016 | -426.5448 | 5149 | 569.7052 | -490.7823 | 78.9229 | 5149 | 619.7052 | -773.8823 | -154.1771 | 5149 | 698.6419 | -983.8326 | -285.1907 | 5149 | 698.6419 | -1266.1097 | -567.4678 | 5149 | 698.6419 | -243.8875 | 454.7544 | 5149 | -523.908 | 1717 | 1193.092 | 5149 | -303.908 | 1445.8177 | 1141.9097 | 5149 | -743.908 | 1717 | 973.092
5150 | 1000 | -1016 | -16 | 5150 | 1000 | -1016 | -16 | 5150 | 1000 | -716.7333 | 283.2667 | 5150 | 1648.2018 | -1716 | -67.7982 | 5150 | 1721.7459 | -1677.9115 | 43.8344 | 5150 | 1643.9692 | -1244.3448 | 399.6243 | 5150 | 583.6596 | 1717 | 2300.6596 | 5150 | 214.2095 | 1561.3359 | 1775.5454 | 5150 | -1325.7905 | 1717 | 391.2095
5151 | 1000 | -1016 | -16 | 5151 | 1000 | -1016 | -16 | 5151 | 1000 | -1016 | -16 | 5151 | 2000 | -1716 | 284 | 5151 | 2000 | -1716 | 284 | 5151 | 2000 | -1716 | 284 | 5151 | 2000 | -195.9472 | 1804.0528 | 5151 | 1557.2202 | -505.3628 | 1051.8574 | 5151 | 1917.2202 | -1138.2816 | 778.9386
5152 | 1000 | -882.2135 | 117.7865 | 5152 | 1000 | -1016 | -16 | 5152 | 1000 | -1016 | -16 | 5152 | 2000 | -1716 | 284 | 5152 | 2000 | -1716 | 284 | 5152 | 2000 | -1716 | 284 | 5152 | 2000 | -683.4002 | 1316.5998 | 5152 | 2000 | -1716 | 284 | 5152 | 2000 | -1716 | 284
5153 | 1000 | -1016 | -16 | 5153 | 1000 | -1016 | -16 | 5153 | 1000 | -1016 | -16 | 5153 | 2000 | -1716 | 284 | 5153 | 2000 | -1716 | 284 | 5153 | 2000 | -1716 | 284 | 5153 | 2000 | -1276.4146 | 723.5854 | 5153 | 2000 | -1716 | 284 | 5153 | 2000 | -1716 | 284
5154 | 1000 | -1016 | -16 | 5154 | 1000 | -1016 | -16 | 5154 | 1000 | -1016 | -16 | 5154 | 2000 | -1716 | 284 | 5154 | 2000 | -1716 | 284 | 5154 | 2000 | -1716 | 284 | 5154 | 2000 | -1716 | 284 | 5154 | 2000 | -1561.5781 | 438.4219 | 5154 | 2000 | -1716 | 284
5155 | 1000 | -1016 | -16 | 5155 | 1000 | -1016 | -16 | 5155 | 1000 | -1016 | -16 | 5155 | 2000 | -1716 | 284 | 5155 | 2000 | -1716 | 284 | 5155 | 2000 | -1716 | 284 | 5155 | 2000 | -1716 | 284 | 5155 | 2000 | -1716 | 284 | 5155 | 2000 | -1716 | 284
5156 | 1000 | -1016 | -16 | 5156 | 1000 | -1016 | -16 | 5156 | 1000 | -1016 | -16 | 5156 | 2000 | -1716 | 284 | 5156 | 2000 | -1716 | 284 | 5156 | 2000 | -1716 | 284 | 5156 | 2000 | -1716 | 284 | 5156 | 2000 | -1716 | 284 | 5156 | 2000 | -1716 | 284
5157 | 1000 | -1016 | -16 | 5157 | 1000 | -1016 | -16 | 5157 | 1000 | -1016 | -16 | 5157 | 2000 | -1716 | 284 | 5157 | 2000 | -1716 | 284 | 5157 | 2000 | -1716 | 284 | 5157 | 2000 | -1716 | 284 | 5157 | 2000 | -1716 | 284 | 5157 | 2000 | -1716 | 284
5158 | 1000 | -1016 | -16 | 5158 | 1000 | -1016 | -16 | 5158 | 1000 | -1016 | -16 | 5158 | 2000 | -1716 | 284 | 5158 | 2000 | -1716 | 284 | 5158 | 2000 | -1716 | 284 | 5158 | 2000 | -1716 | 284 | 5158 | 2000 | -1716 | 284 | 5158 | 2000 | -1716 | 284
5159 | 1000 | -1016 | -16 | 5159 | 1000 | -1016 | -16 | 5159 | 1000 | -1016 | -16 | 5159 | 2000 | -1716 | 284 | 5159 | 2000 | -1716 | 284 | 5159 | 2000 | -1716 | 284 | 5159 | 2000 | -1716 | 284 | 5159 | 2000 | -1716 | 284 | 5159 | 2000 | -1716 | 284
5160 | 1000 | -1016 | -16 | 5160 | 1000 | -1016 | -16 | 5160 | 1000 | -1016 | -16 | 5160 | 1903.8351 | -1716 | 187.8351 | 5160 | 2000 | -1716 | 284 | 5160 | 1907.5071 | -1716 | 191.5071 | 5160 | 2000 | -1716 | 284 | 5160 | 2000 | -1716 | 284 | 5160 | 2000 | -1716 | 284
5161 | 1000 | -1016 | -16 | 5161 | 1000 | -1016 | -16 | 5161 | 1000 | -1016 | -16 | 5161 | 1367.1167 | -1716 | -348.8833 | 5161 | 2000 | -1716 | 284 | 5161 | 1867.1167 | -1716 | 151.1167 | 5161 | 1417.802 | -1716 | -298.198 | 5161 | 2000 | -1716 | 284 | 5161 | 1917.802 | -1716 | 201.802
5162 | 1000 | -1016 | -16 | 5162 | 1000 | -1016 | -16 | 5162 | 1000 | -1016 | -16 | 5162 | 1344.2629 | -1716 | -371.7371 | 5162 | 2000 | -1716 | 284 | 5162 | 1987.8895 | -1716 | 271.8895 | 5162 | 1402.7567 | -1716 | -313.2433 | 5162 | 2000 | -1716 | 284 | 5162 | 1953.1908 | -1716 | 237.1908
5163 | 1000 | -1016 | -16 | 5163 | 1000 | -1016 | -16 | 5163 | 1000 | -1016 | -16 | 5163 | 1357.9685 | -1716 | -358.0315 | 5163 | 1856.4007 | -1716 | 140.4007 | 5163 | 1686.4007 | -1716 | -29.5993 | 5163 | 2000 | -1716 | 284 | 5163 | 2000 | -1716 | 284 | 5163 | 2000 | -1716 | 284
5164 | 1000 | -1016 | -16 | 5164 | 1000 | -1016 | -16 | 5164 | 1000 | -1016 | -16 | 5164 | 1473.1323 | -1716 | -242.8677 | 5164 | 2000 | -1716 | 284 | 5164 | 1962.9483 | -1716 | 246.9483 | 5164 | 1752.255 | -1716 | 36.255 | 5164 | 2000 | -1716 | 284 | 5164 | 1977.255 | -1716 | 261.255
5165 | 1000 | -1016 | -16 | 5165 | 1000 | -1016 | -16 | 5165 | 1000 | -1016 | -16 | 5165 | 1804.8584 | -1716 | 88.8584 | 5165 | 2000 | -1716 | 284 | 5165 | 2000 | -1716 | 284 | 5165 | 1469.1405 | -1716 | -246.8595 | 5165 | 2000 | -1716 | 284 | 5165 | 1969.1405 | -1716 | 253.1405
5166 | 1000 | -1016 | -16 | 5166 | 1000 | -1016 | -16 | 5166 | 1000 | -1016 | -16 | 5166 | 1735.8539 | -1716 | 19.8539 | 5166 | 1735.8539 | -1716 | 19.8539 | 5166 | 1735.8539 | -1716 | 19.8539 | 5166 | 1716.0472 | -1716 | 0.047174 | 5166 | 1716.0472 | -1716 | 0.047174 | 5166 | 1716.0472 | -1716 | 0.047174
5167 | 1000 | -1016 | -16 | 5167 | 1000 | -1016 | -16 | 5167 | 1000 | -1016 | -16 | 5167 | 1894.9631 | -1716 | 178.9631 | 5167 | 1394.9631 | -1716 | -321.0369 | 5167 | 1394.9631 | -1716 | -321.0369 | 5167 | 2000 | -1716 | 284 | 5167 | 1447.1652 | -1716 | -268.8348 | 5167 | 1578.2492 | -1716 | -137.7508
5168 | 432.731 | -1016 | -583.269 | 5168 | 432.731 | -1016 | -583.269 | 5168 | 577.1804 | -1016 | -438.8196 | 5168 | 526.8989 | -1716 | -1189.1011 | 5168 | 526.8989 | -1716 | -1189.1011 | 5168 | 1174.6602 | -1716 | -541.3398 | 5168 | 746.5902 | -1716 | -969.4098 | 5168 | 733.2931 | -1716 | -982.7069 | 5168 | 1341.3415 | -1716 | -374.6585
5169 | 1000 | -1016 | -16 | 5169 | 1000 | -1016 | -16 | 5169 | 1000 | -1016 | -16 | 5169 | 1195.3733 | -1716 | -520.6267 | 5169 | 730.5572 | -1716 | -985.4428 | 5169 | 1176.6973 | -1716 | -539.3027 | 5169 | 1615.1492 | -1716 | -100.8508 | 5169 | 1009.1005 | -1716 | -706.8995 | 5169 | 1358.8463 | -1716 | -357.1537
5170 | 1000 | -1016 | -16 | 5170 | 1000 | -1016 | -16 | 5170 | 1000 | -1016 | -16 | 5170 | 1509.0258 | -1716 | -206.9742 | 5170 | 1287.3311 | -1716 | -428.6689 | 5170 | 1322.0208 | -1716 | -393.9792 | 5170 | 2000 | -1716 | 284 | 5170 | 1514.6159 | -1716 | -201.3841 | 5170 | 1514.6159 | -1716 | -201.3841
5171 | 1000 | -1016 | -16 | 5171 | 1000 | -1016 | -16 | 5171 | 1000 | -1016 | -16 | 5171 | 1815.5459 | -1716 | 99.5459 | 5171 | 1315.5459 | -1716 | -400.4541 | 5171 | 1315.5459 | -1716 | -400.4541 | 5171 | 2000 | -1716 | 284 | 5171 | 1503.8074 | -1716 | -212.1926 | 5171 | 1503.8074 | -1716 | -212.1926
5172 | 1000 | -1016 | -16 | 5172 | 1000 | -1016 | -16 | 5172 | 1000 | -1016 | -16 | 5172 | 1989.098 | -1716 | 273.098 | 5172 | 1697.5144 | -1716 | -18.4856 | 5172 | 1697.5144 | -1716 | -18.4856 | 5172 | 2000 | -1716 | 284 | 5172 | 1723.5212 | -1716 | 7.5212 | 5172 | 1723.5212 | -1716 | 7.5212
5173 | 1000 | -1016 | -16 | 5173 | 1000 | -1016 | -16 | 5173 | 1000 | -1016 | -16 | 5173 | 1890.6366 | -1716 | 174.6366 | 5173 | 1890.6366 | -1716 | 174.6366 | 5173 | 1890.6366 | -1716 | 174.6366 | 5173 | 2000 | -1716 | 284 | 5173 | 1620.5774 | -1716 | -95.4226 | 5173 | 1620.5774 | -1716 | -95.4226
5174 | 1000 | -1016 | -16 | 5174 | 1000 | -1016 | -16 | 5174 | 1000 | -1016 | -16 | 5174 | 1913.4963 | -1716 | 197.4963 | 5174 | 1913.4963 | -1716 | 197.4963 | 5174 | 1913.4963 | -1716 | 197.4963 | 5174 | 2000 | -1716 | 284 | 5174 | 2000 | -1716 | 284 | 5174 | 1830.8628 | -1716 | 114.8628
5175 | 1000 | -1016 | -16 | 5175 | 1000 | -1016 | -16 | 5175 | 1000 | -1016 | -16 | 5175 | 1601.3512 | -1716 | -114.6488 | 5175 | 1601.3512 | -1716 | -114.6488 | 5175 | 1601.3512 | -1716 | -114.6488 | 5175 | 1746.0805 | -1716 | 30.0805 | 5175 | 1746.0805 | -1716 | 30.0805 | 5175 | 1746.0805 | -1716 | 30.0805
5176 | 720.0183 | -1016 | -295.9817 | 5176 | 720.0183 | -1016 | -295.9817 | 5176 | 720.0183 | -1016 | -295.9817 | 5176 | 1378.1353 | -1716 | -337.8647 | 5176 | 1378.1353 | -1716 | -337.8647 | 5176 | 1378.1353 | -1716 | -337.8647 | 5176 | 1427.7064 | -1716 | -288.2936 | 5176 | 1427.7064 | -1716 | -288.2936 | 5176 | 1427.7064 | -1716 | -288.2936
5177 | 1000 | -1016 | -16 | 5177 | 1000 | -1016 | -16 | 5177 | 1000 | -1016 | -16 | 5177 | 1010.7251 | -1716 | -705.2749 | 5177 | 1566.4181 | -1716 | -149.5819 | 5177 | 1510.7251 | -1716 | -205.2749 | 5177 | 971.6569 | -1716 | -744.3431 | 5177 | 1471.6569 | -1716 | -244.3431 | 5177 | 1471.6569 | -1716 | -244.3431
5178 | 1000 | -1016 | -16 | 5178 | 1000 | -1016 | -16 | 5178 | 1000 | -1016 | -16 | 5178 | 1475.0276 | -1716 | -240.9724 | 5178 | 1849.1056 | -1716 | 133.1056 | 5178 | 1365.0567 | -1716 | -350.9433 | 5178 | 779.4734 | -1716 | -936.5266 | 5178 | 1279.4734 | -1716 | -436.5266 | 5178 | 1279.4734 | -1716 | -436.5266
5179 | 1000 | -1016 | -16 | 5179 | 1000 | -1016 | -16 | 5179 | 1000 | -1016 | -16 | 5179 | 1533.4348 | -1716 | -182.5652 | 5179 | 1838.5432 | -1716 | 122.5432 | 5179 | 1463.5432 | -1716 | -252.4568 | 5179 | 2000 | -1716 | 284 | 5179 | 2000 | -1716 | 284 | 5179 | 1289.0046 | -1716 | -426.9954
5180 | 1000 | -1016 | -16 | 5180 | 1000 | -1016 | -16 | 5180 | 1000 | -1016 | -16 | 5180 | 1211.6408 | -1716 | -504.3592 | 5180 | 1633.6605 | -1716 | -82.3395 | 5180 | 1487.8321 | -1716 | -228.1679 | 5180 | 1480.311 | -1716 | -235.689 | 5180 | 1788.8452 | -1716 | 72.8452 | 5180 | 1439.2703 | -1716 | -276.7297
5181 | 1000 | -1016 | -16 | 5181 | 1000 | -1016 | -16 | 5181 | 1000 | -1016 | -16 | 5181 | 1258.5627 | -1716 | -457.4373 | 5181 | 1410.1976 | -1716 | -305.8024 | 5181 | 1410.1976 | -1716 | -305.8024 | 5181 | 797.5907 | -1716 | -918.4093 | 5181 | 1297.5907 | -1716 | -418.4093 | 5181 | 1297.5907 | -1716 | -418.4093
5182 | 1000 | -1016 | -16 | 5182 | 1000 | -1016 | -16 | 5182 | 1000 | -1016 | -16 | 5182 | 979.0436 | -1716 | -736.9564 | 5182 | 1479.0436 | -1716 | -236.9564 | 5182 | 1479.0436 | -1716 | -236.9564 | 5182 | 874.8456 | -1716 | -841.1544 | 5182 | 1374.8456 | -1716 | -341.1544 | 5182 | 1374.8456 | -1716 | -341.1544
5183 | 579.6287 | -1016 | -436.3713 | 5183 | 1000 | -1016 | -16 | 5183 | 1000 | -1016 | -16 | 5183 | 1017.8299 | -1716 | -698.1701 | 5183 | 1517.8299 | -1716 | -198.1701 | 5183 | 1517.8299 | -1716 | -198.1701 | 5183 | 919.5954 | -1716 | -796.4046 | 5183 | 1419.5954 | -1716 | -296.4046 | 5183 | 1419.5954 | -1716 | -296.4046
5184 | 609.023 | -1016 | -406.977 | 5184 | 1000 | -1016 | -16 | 5184 | 1000 | -1016 | -16 | 5184 | 1053.1969 | -1716 | -662.8031 | 5184 | 1553.1969 | -1716 | -162.8031 | 5184 | 1301.6552 | -1716 | -414.3448 | 5184 | 960.2208 | -1716 | -755.7792 | 5184 | 1460.2208 | -1716 | -255.7792 | 5184 | 1404.5015 | -1716 | -311.4985
5185 | 516.3662 | -1016 | -499.6338 | 5185 | 692.0115 | -1016 | -323.9885 | 5185 | 516.3662 | -1016 | -499.6338 | 5185 | 1073.9411 | -1716 | -642.0589 | 5185 | 1304.6896 | -1716 | -411.3104 | 5185 | 1073.9411 | -1716 | -642.0589 | 5185 | 985.1823 | -1716 | -730.8177 | 5185 | 985.1823 | -1716 | -730.8177 | 5185 | 985.1823 | -1716 | -730.8177
5186 | 602.8265 | -1016 | -413.1735 | 5186 | 602.8265 | -1016 | -413.1735 | 5186 | 602.8265 | -1016 | -413.1735 | 5186 | 1095.4009 | -1716 | -620.5991 | 5186 | 1229.1425 | -1716 | -486.8575 | 5186 | 1095.4009 | -1716 | -620.5991 | 5186 | 1012.7066 | -1716 | -703.2934 | 5186 | 1012.7066 | -1716 | -703.2934 | 5186 | 1012.7066 | -1716 | -703.2934
5187 | 527.9175 | -1016 | -488.0825 | 5187 | 527.9175 | -1016 | -488.0825 | 5187 | 527.9175 | -1016 | -488.0825 | 5187 | 1141.6661 | -1716 | -574.3339 | 5187 | 1141.6661 | -1716 | -574.3339 | 5187 | 1141.6661 | -1716 | -574.3339 | 5187 | 1068.4632 | -1716 | -647.5368 | 5187 | 1468.4632 | -1716 | -247.5368 | 5187 | 1068.4632 | -1716 | -647.5368
5188 | 498.1129 | -1016 | -517.8871 | 5188 | 498.1129 | -1016 | -517.8871 | 5188 | 498.1129 | -1016 | -517.8871 | 5188 | 1100.2263 | -1716 | -615.7737 | 5188 | 1100.2263 | -1716 | -615.7737 | 5188 | 1100.2263 | -1716 | -615.7737 | 5188 | 1025.2031 | -1716 | -690.7969 | 5188 | 1525.2031 | -1716 | -190.7969 | 5188 | 1525.2031 | -1716 | -190.7969
5189 | 673.1893 | -1016 | -342.8107 | 5189 | 673.1893 | -1016 | -342.8107 | 5189 | 673.1893 | -1016 | -342.8107 | 5189 | 1182.921 | -1716 | -533.079 | 5189 | 1182.921 | -1716 | -533.079 | 5189 | 1182.921 | -1716 | -533.079 | 5189 | 1122.7792 | -1716 | -593.2208 | 5189 | 1622.7792 | -1716 | -93.2208 | 5189 | 1622.7792 | -1716 | -93.2208
5190 | 916.6487 | -1016 | -99.3513 | 5190 | 916.6487 | -1016 | -99.3513 | 5190 | 916.6487 | -1016 | -99.3513 | 5190 | 1368.0944 | -1716 | -347.9056 | 5190 | 1368.0944 | -1716 | -347.9056 | 5190 | 1368.0944 | -1716 | -347.9056 | 5190 | 1535.3855 | -1716 | -180.6145 | 5190 | 1535.3855 | -1716 | -180.6145 | 5190 | 1535.3855 | -1716 | -180.6145
5191 | 1000 | -838.0017 | 161.9983 | 5191 | 1000 | -1016 | -16 | 5191 | 1000 | -1016 | -16 | 5191 | 1808.4065 | -1716 | 92.4065 | 5191 | 1808.4065 | -1716 | 92.4065 | 5191 | 1804.3105 | -1716 | 88.3105 | 5191 | 1926.564 | -1716 | 210.564 | 5191 | 1926.564 | -1716 | 210.564 | 5191 | 1926.564 | -1716 | 210.564
5192 | 1000 | -537.1987 | 462.8013 | 5192 | 978.8013 | -1016 | -37.1987 | 5192 | 978.8013 | -1016 | -37.1987 | 5192 | 1447.5622 | -1716 | -268.4378 | 5192 | 1479.5396 | -1716 | -236.4604 | 5192 | 1479.5396 | -1716 | -236.4604 | 5192 | 2000 | -1716 | 284 | 5192 | 1633.785 | -1716 | -82.215 | 5192 | 1633.785 | -1716 | -82.215
5193 | 1000 | -1016 | -16 | 5193 | 1000 | -1016 | -16 | 5193 | 1000 | -1016 | -16 | 5193 | 2000 | -1716 | 284 | 5193 | 997.9056 | -1716 | -718.0944 | 5193 | 1435.0963 | -1716 | -280.9037 | 5193 | 1762.2515 | -1716 | 46.2515 | 5193 | 1757.1404 | -1716 | 41.1404 | 5193 | 1757.1404 | -1716 | 41.1404
5194 | 1000 | -1016 | -16 | 5194 | 1000 | -1016 | -16 | 5194 | 1000 | -1016 | -16 | 5194 | 1077.3582 | -1716 | -638.6418 | 5194 | 1358.2666 | -1716 | -357.7334 | 5194 | 1323.2829 | -1716 | -392.7171 | 5194 | 1691.5965 | -1716 | -24.4035 | 5194 | 849.1534 | -1716 | -866.8466 | 5194 | 1586.1356 | -1716 | -129.8644
5195 | 1000 | -1016 | -16 | 5195 | 1000 | -1016 | -16 | 5195 | 1000 | -1016 | -16 | 5195 | 2000 | -1716 | 284 | 5195 | 1080.4329 | -1716 | -635.5671 | 5195 | 1598.0008 | -1716 | -117.9992 | 5195 | 1992.5855 | -1716 | 276.5855 | 5195 | 1230.6782 | -1716 | -485.3218 | 5195 | 1554.0515 | -1716 | -161.9485
5196 | 1000 | -1016 | -16 | 5196 | 1000 | -1016 | -16 | 5196 | 1000 | -1016 | -16 | 5196 | 2000 | -1716 | 284 | 5196 | 1319.3844 | -1716 | -396.6156 | 5196 | 1647.3393 | -1716 | -68.6607 | 5196 | 2000 | -1716 | 284 | 5196 | 1840.3863 | -1716 | 124.3863 | 5196 | 1840.3863 | -1716 | 124.3863
5197 | 1000 | -520.7163 | 479.2837 | 5197 | 1000 | -1016 | -16 | 5197 | 1000 | -959.4973 | 40.5027 | 5197 | 1717.2328 | -1716 | 1.2328 | 5197 | 1687.7944 | -1716 | -28.2056 | 5197 | 1687.7944 | -1716 | -28.2056 | 5197 | 2000 | -1716 | 284 | 5197 | 1877.0946 | -1716 | 161.0946 | 5197 | 1877.0946 | -1716 | 161.0946
5198 | 1000 | -441.0024 | 558.9976 | 5198 | 1000 | -1016 | -16 | 5198 | 1000 | -941.0024 | 58.9976 | 5198 | 2000 | -1716 | 284 | 5198 | 1632.3188 | -1716 | -83.6812 | 5198 | 1663.0532 | -1716 | -52.9468 | 5198 | 2000 | -1665.9617 | 334.0383 | 5198 | 1848.8104 | -1716 | 132.8104 | 5198 | 1848.8104 | -1716 | 132.8104
5199 | 1000 | -753.7109 | 246.2891 | 5199 | 1000 | -1016 | -16 | 5199 | 1000 | -1016 | -16 | 5199 | 1937.3388 | -1716 | 221.3388 | 5199 | 1796.1726 | -1716 | 80.1726 | 5199 | 1733.4713 | -1716 | 17.4713 | 5199 | 1949.895 | -1716 | 233.895 | 5199 | 1989.6079 | -1716 | 273.6079 | 5199 | 1829.0431 | -1716 | 113.0431
5200 | 920.328 | -1016 | -95.672 | 5200 | 920.328 | -1016 | -95.672 | 5200 | 920.328 | -1016 | -95.672 | 5200 | 1656.0674 | -1716 | -59.9326 | 5200 | 1935.5284 | -1716 | 219.5284 | 5200 | 1935.5284 | -1716 | 219.5284 | 5200 | 1680.42 | -1716 | -35.58 | 5200 | 1680.42 | -1716 | -35.58 | 5200 | 1680.42 | -1716 | -35.58
5201 | 1000 | -1016 | -16 | 5201 | 1000 | -1016 | -16 | 5201 | 1000 | -1016 | -16 | 5201 | 1632.0592 | -1716 | -83.9408 | 5201 | 1743.0687 | -1716 | 27.0687 | 5201 | 1628.9342 | -1716 | -87.0658 | 5201 | 1401.5482 | -1716 | -314.4518 | 5201 | 1401.5482 | -1716 | -314.4518 | 5201 | 1401.5482 | -1716 | -314.4518
5202 | 1000 | -1016 | -16 | 5202 | 1000 | -1016 | -16 | 5202 | 1000 | -1016 | -16 | 5202 | 1244.2821 | -1602.1249 | -357.8428 | 5202 | 1481.5332 | -1347.214 | 134.3193 | 5202 | 1418.9538 | -1602.1249 | -183.1711 | 5202 | 2000 | -1716 | 284 | 5202 | 2000 | -1716 | 284 | 5202 | 1875.2234 | -1716 | 159.2234
5203 | 1000 | -1016 | -16 | 5203 | 1000 | -1016 | -16 | 5203 | 1000 | -1016 | -16 | 5203 | 1855.0014 | -1253.5218 | 601.4796 | 5203 | 1909.0014 | -979.9575 | 929.0439 | 5203 | 1607.5755 | -1253.5218 | 354.0536 | 5203 | 1366.9251 | -1550.4227 | -183.4976 | 5203 | 1532.5024 | -1716 | -183.4976 | 5203 | 1532.5024 | -1716 | -183.4976
5204 | 714.5439 | -1016 | -301.4561 | 5204 | 714.5439 | -1016 | -301.4561 | 5204 | 714.5439 | -1016 | -301.4561 | 5204 | 920.5914 | -1126.6531 | -206.0617 | 5204 | 918.2837 | -1126.6531 | -208.3694 | 5204 | 920.5914 | -1126.6531 | -206.0617 | 5204 | 1189.8425 | -1149.5836 | 40.2589 | 5204 | 1189.8425 | -1149.5836 | 40.2589 | 5204 | 189.8425 | -149.5836 | 40.2589
5205 | 876.9961 | -1016 | -139.0039 | 5205 | 876.9961 | -1016 | -139.0039 | 5205 | 876.9961 | -1016 | -139.0039 | 5205 | 1093.8474 | -1112.2251 | -18.3777 | 5205 | 93.8474 | -612.2251 | -518.3777 | 5205 | 93.8474 | -612.2251 | -518.3777 | 5205 | 244.4102 | -74.8295 | 169.5807 | 5205 | 101.2645 | 68.3162 | 169.5807 | 5205 | 101.2645 | 68.3162 | 169.5807
5206 | 792.5136 | -1016 | -223.4864 | 5206 | 792.5136 | -1016 | -223.4864 | 5206 | 792.5136 | -1016 | -223.4864 | 5206 | 66.8012 | -114.9928 | -48.1916 | 5206 | -283.3107 | -225.168 | -508.4787 | 5206 | -283.3107 | -225.168 | -508.4787 | 5206 | -383.4013 | 506.0026 | 122.6012 | 5206 | -383.4013 | 506.0026 | 122.6012 | 5206 | -383.4013 | 506.0026 | 122.6012
5207 | 796.4993 | -1016 | -219.5007 | 5207 | 261.4697 | -1016 | -754.5303 | 5207 | 296.4993 | -1016 | -719.5007 | 5207 | 566.6741 | -717.4987 | -150.8247 | 5207 | 444.3085 | -717.4987 | -273.1903 | 5207 | 66.6741 | -717.4987 | -650.8247 | 5207 | -518.6546 | 301.6518 | -217.0028 | 5207 | -430.0738 | 283.6535 | -146.4202 | 5207 | -484.7201 | 283.6535 | -201.0666
5208 | 250.9474 | -1016 | -765.0526 | 5208 | -205.6644 | -1016 | -1221.6644 | 5208 | 251.6706 | -1016 | -764.3294 | 5208 | -96.6128 | -1248.9005 | -1345.5132 | 5208 | 277.2314 | -1499.1195 | -1221.8881 | 5208 | 221.1856 | -1036.0893 | -814.9038 | 5208 | -535.7028 | 574.1484 | 38.4455 | 5208 | -535.5493 | 106.0957 | -429.4537 | 5208 | -509.5482 | 3.0957 | -506.4525
5209 | 475.533 | -616.9109 | -141.378 | 5209 | 475.533 | -116.9109 | 358.622 | 5209 | 475.533 | -116.9109 | 358.622 | 5209 | -695.5004 | 582.2193 | -113.2811 | 5209 | -1098.3997 | 719.511 | -378.8886 | 5209 | -151.8921 | 538.611 | 386.7189 | 5209 | -1689.4249 | 1717 | 27.5751 | 5209 | -879.0712 | 1717 | 837.9288 | 5209 | -1079.277 | 1606.8521 | 527.5751
5210 | -15.9235 | 167.8279 | 151.9044 | 5210 | 326.8743 | 730.9869 | 1057.8611 | 5210 | 229.6743 | 297.9017 | 527.576 | 5210 | -759.6144 | 632.243 | -127.3713 | 5210 | -759.6144 | 1717 | 957.3856 | 5210 | -759.6144 | 1132.243 | 372.6287 | 5210 | -1670.1077 | 1717 | 46.8923 | 5210 | -951.4426 | 1717 | 765.5574 | 5210 | -1067.5738 | 1624.8984 | 557.3246
5211 | 69.1664 | -302.7274 | -233.561 | 5211 | 36.7664 | 229.6726 | 266.439 | 5211 | 69.1664 | 82.4116 | 151.578 | 5211 | -1162.7427 | 913.4957 | -249.2469 | 5211 | -1269.6372 | 1717 | 447.3628 | 5211 | -1162.7427 | 1413.4957 | 250.7531 | 5211 | -1863.6401 | 1717 | -146.6401 | 5211 | -1407.1892 | 1717 | 309.8108 | 5211 | -1407.1892 | 1717 | 309.8108
5212 | -322.1248 | 673.7538 | 351.629 | 5212 | -124.5386 | 287.1578 | 162.6192 | 5212 | -59.7386 | 37.2188 | -22.5199 | 5212 | -1743.2149 | 1498.6682 | -244.5467 | 5212 | -1349.8226 | 1717 | 367.1774 | 5212 | -1349.8226 | 1561.2615 | 211.4388 | 5212 | -1420.2165 | 1717 | 296.7835 | 5212 | -1420.2165 | 1717 | 296.7835 | 5212 | -1420.2165 | 1717 | 296.7835
5213 | -27.5953 | -206.5636 | -234.1589 | 5213 | -27.5953 | 230.7565 | 203.1612 | 5213 | -27.5953 | 230.7565 | 203.1612 | 5213 | -1185.4339 | 1692.1358 | 506.7018 | 5213 | -1364.3649 | 1717 | 352.6351 | 5213 | -1542.3017 | 1717 | 174.6983 | 5213 | -1272.5168 | 1337.7405 | 65.2237 | 5213 | -1272.5168 | 1462.9889 | 190.4721 | 5213 | -1272.5168 | 1451.2902 | 178.7734
5214 | -331.2682 | 346.3589 | 15.0907 | 5214 | -331.2682 | 546.3589 | 215.0907 | 5214 | -331.2682 | 846.3589 | 515.0907 | 5214 | -847.5176 | 797.2554 | -50.2623 | 5214 | -847.5176 | 997.2554 | 149.7377 | 5214 | -847.5176 | 997.2554 | 149.7377 | 5214 | -1525.2344 | 1717 | 191.7656 | 5214 | -1566.3011 | 1717 | 150.6989 | 5214 | -1566.3011 | 1717 | 150.6989
5215 | -547.4007 | 1017 | 469.5993 | 5215 | -547.4007 | 1017 | 469.5993 | 5215 | -547.4007 | 1017 | 469.5993 | 5215 | -1143.7965 | 1691.7616 | 547.9651 | 5215 | -1143.7965 | 1580.6959 | 436.8994 | 5215 | -1143.7965 | 1580.6959 | 436.8994 | 5215 | -1525.1031 | 1717 | 191.8969 | 5215 | -1595.5031 | 1717 | 121.4969 | 5215 | -1595.5031 | 1717 | 121.4969
5216 | -350.9677 | 1017 | 666.0323 | 5216 | -850.9677 | 1017 | 166.0323 | 5216 | -850.9677 | 1017 | 166.0323 | 5216 | -961.0735 | 1717 | 755.9265 | 5216 | -1460.6796 | 1717 | 256.3204 | 5216 | -1460.6796 | 1717 | 256.3204 | 5216 | -1358.481 | 1717 | 358.519 | 5216 | -1703.298 | 1717 | 13.702 | 5216 | -1358.481 | 1717 | 358.519
5217 | 125.9995 | 1017 | 1142.9995 | 5217 | -374.0005 | 1017 | 642.9995 | 5217 | -374.0005 | 1017 | 642.9995 | 5217 | -860.8698 | 1717 | 856.1302 | 5217 | -899.0544 | 1717 | 817.9456 | 5217 | -899.0544 | 1717 | 817.9456 | 5217 | -1096.7134 | 1717 | 620.2866 | 5217 | -1596.7134 | 1717 | 120.2866 | 5217 | -1562.2858 | 1717 | 154.7142
5218 | 330.4689 | 1017 | 1347.4689 | 5218 | -754.279 | 1017 | 262.721 | 5218 | -169.5311 | 1017 | 847.4689 | 5218 | -1163.9875 | 1717 | 553.0125 | 5218 | -971.1038 | 1717 | 745.8962 | 5218 | -971.1038 | 1717 | 745.8962 | 5218 | -1366.8851 | 1717 | 350.1149 | 5218 | -1533.9096 | 1717 | 183.0904 | 5218 | -1533.9096 | 1717 | 183.0904
5219 | 299.9149 | 1017 | 1316.9149 | 5219 | -200.0851 | 1017 | 816.9149 | 5219 | -433.1851 | 1017 | 583.8149 | 5219 | -1324.3247 | 1717 | 392.6753 | 5219 | -1324.3247 | 1717 | 392.6753 | 5219 | -1324.3247 | 1717 | 392.6753 | 5219 | -1084.9912 | 1717 | 632.0088 | 5219 | -1366.7459 | 1717 | 350.2541 | 5219 | -1366.7459 | 1717 | 350.2541
5220 | 205.723 | 1017 | 1222.723 | 5220 | -294.277 | 1017 | 722.723 | 5220 | -440.4257 | 1017 | 576.5743 | 5220 | -1342.3576 | 1717 | 374.6424 | 5220 | -1342.3576 | 1717 | 374.6424 | 5220 | -1342.3576 | 1717 | 374.6424 | 5220 | -977.7999 | 1717 | 739.2001 | 5220 | -1477.7999 | 1717 | 239.2001 | 5220 | -1477.7999 | 1717 | 239.2001
5221 | -725.4342 | 1017 | 291.5658 | 5221 | -725.4342 | 1017 | 291.5658 | 5221 | -123.2747 | 1017 | 893.7253 | 5221 | -1305.7506 | 1717 | 411.2494 | 5221 | -1305.7506 | 1717 | 411.2494 | 5221 | -1305.7506 | 1717 | 411.2494 | 5221 | -1340.9536 | 1717 | 376.0464 | 5221 | -1237.506 | 1717 | 479.494 | 5221 | -1237.506 | 1717 | 479.494
5222 | -708.1597 | 1017 | 308.8403 | 5222 | -708.1597 | 1017 | 308.8403 | 5222 | -205.8545 | 1017 | 811.1455 | 5222 | -1276.5522 | 1717 | 440.4478 | 5222 | -1276.5522 | 1717 | 440.4478 | 5222 | -1276.5522 | 1717 | 440.4478 | 5222 | -969.7494 | 1717 | 747.2506 | 5222 | -1311.5646 | 1717 | 405.4354 | 5222 | -969.7494 | 1717 | 747.2506
5223 | -276.9062 | 1017 | 740.0938 | 5223 | -567.5006 | 1017 | 449.4994 | 5223 | -440.9033 | 1017 | 576.0967 | 5223 | -433.8159 | 1717 | 1283.1841 | 5223 | -599.0734 | 1717 | 1117.9266 | 5223 | -599.0734 | 1717 | 1117.9266 | 5223 | -1030.9061 | 1717 | 686.0939 | 5223 | -1489.6276 | 1717 | 227.3724 | 5223 | -1489.6276 | 1717 | 227.3724
5224 | -390.1022 | 1017 | 626.8978 | 5224 | -517.2429 | 1017 | 499.7571 | 5224 | -517.2429 | 1017 | 499.7571 | 5224 | -114.3817 | 1717 | 1602.6183 | 5224 | -578.613 | 1717 | 1138.387 | 5224 | -390.3197 | 1717 | 1326.6803 | 5224 | -1440.6781 | 1717 | 276.3219 | 5224 | -1440.6781 | 1717 | 276.3219 | 5224 | -1440.6781 | 1717 | 276.3219
5225 | -652.7993 | 1017 | 364.2007 | 5225 | -652.7993 | 1017 | 364.2007 | 5225 | -652.7993 | 1017 | 364.2007 | 5225 | -255.6734 | 1717 | 1461.3266 | 5225 | 301.696 | 1717 | 2018.696 | 5225 | 57.0366 | 1717 | 1774.0366 | 5225 | -1451.8692 | 1717 | 265.1308 | 5225 | -1451.8692 | 1717 | 265.1308 | 5225 | -1451.8692 | 1717 | 265.1308
5226 | 713.6215 | 600.116 | 1313.7374 | 5226 | 713.6215 | 449.4245 | 1163.046 | 5226 | 713.6215 | 617.9157 | 1331.5372 | 5226 | 289.6322 | 1717 | 2006.6322 | 5226 | 289.6322 | 1717 | 2006.6322 | 5226 | 25.3206 | 1717 | 1742.3206 | 5226 | -1051.8436 | 1717 | 665.1564 | 5226 | -1051.8436 | 1717 | 665.1564 | 5226 | -946.2436 | 1717 | 770.7564
5227 | 794.1775 | -236.8552 | 557.3223 | 5227 | 794.1775 | 263.1448 | 1057.3223 | 5227 | 794.1775 | -53.8713 | 740.3063 | 5227 | 390.4692 | 1717 | 2107.4692 | 5227 | 390.4692 | 1717 | 2107.4692 | 5227 | 390.4692 | 1416.5656 | 1807.0348 | 5227 | -825.1258 | 1717 | 891.8742 | 5227 | -930.7258 | 1717 | 786.2742 | 5227 | -486.2258 | 1717 | 1230.7742
5228 | 1000 | -493.6168 | 506.3832 | 5228 | 1000 | 6.3832 | 1006.3832 | 5228 | 1000 | 6.3832 | 1006.3832 | 5228 | 715.0902 | 294.3692 | 1009.4594 | 5228 | 715.0902 | 843.7893 | 1558.8795 | 5228 | 715.0902 | 794.3692 | 1509.4594 | 5228 | -559.4202 | 1717 | 1157.5798 | 5228 | -559.4202 | 1717 | 1157.5798 | 5228 | -559.4202 | 1717 | 1157.5798
5229 | 1000 | -391.5199 | 608.4801 | 5229 | 1000 | -504.6781 | 495.3219 | 5229 | 1000 | -504.6781 | 495.3219 | 5229 | 1165.7386 | -507.0452 | 658.6934 | 5229 | 1165.7386 | -507.0452 | 658.6934 | 5229 | 1165.7386 | -507.0452 | 658.6934 | 5229 | 56.9771 | 1717 | 1773.9771 | 5229 | -31.0229 | 1717 | 1685.9771 | 5229 | -31.0229 | 1717 | 1685.9771
5230 | 1000 | -790.9136 | 209.0864 | 5230 | 1000 | -790.9136 | 209.0864 | 5230 | 1000 | -790.9136 | 209.0864 | 5230 | 1798.2959 | -1131.924 | 666.3719 | 5230 | 1798.2959 | -1131.924 | 666.3719 | 5230 | 1798.2959 | -1131.924 | 666.3719 | 5230 | 664.0853 | 1157.4539 | 1821.5393 | 5230 | 664.0853 | 1157.4539 | 1821.5393 | 5230 | 664.0853 | 1157.4539 | 1821.5393
5231 | 1000 | -740.4204 | 259.5796 | 5231 | 1000 | -740.4204 | 259.5796 | 5231 | 1000 | -740.4204 | 259.5796 | 5231 | 2000 | -1272.5014 | 727.4986 | 5231 | 2000 | -1272.5014 | 727.4986 | 5231 | 2000 | -1272.5014 | 727.4986 | 5231 | 1086.1669 | 280.8984 | 1367.0652 | 5231 | 1086.1669 | 280.8984 | 1367.0652 | 5231 | 1086.1669 | -163.832 | 922.3349
5232 | 1000 | -764.1303 | 235.8697 | 5232 | 1000 | -764.1303 | 235.8697 | 5232 | 1000 | -764.1303 | 235.8697 | 5232 | 2000 | -1298.6867 | 701.3133 | 5232 | 2000 | -1455.7886 | 544.2114 | 5232 | 2000 | -1555.5948 | 444.4052 | 5232 | 1316.6147 | 22.9914 | 1339.6061 | 5232 | 1316.6147 | 22.9914 | 1339.6061 | 5232 | 1328.3283 | 11.2779 | 1339.6061
5233 | 1000 | -694.3691 | 305.6309 | 5233 | 1000 | -694.3691 | 305.6309 | 5233 | 1000 | -694.3691 | 305.6309 | 5233 | 2000 | -1228.6943 | 771.3057 | 5233 | 2000 | -1228.6943 | 771.3057 | 5233 | 2000 | -1228.6943 | 771.3057 | 5233 | 2000 | -1007.0941 | 992.9059 | 5233 | 2000 | -592.4066 | 1407.5934 | 5233 | 2000 | -1007.0941 | 992.9059
5234 | 1000 | -676.0794 | 323.9206 | 5234 | 1000 | -676.0794 | 323.9206 | 5234 | 1000 | -676.0794 | 323.9206 | 5234 | 2000 | -1200.2993 | 799.7007 | 5234 | 2000 | -1200.2993 | 799.7007 | 5234 | 2000 | -1200.2993 | 799.7007 | 5234 | 2000 | -554.4073 | 1445.5927 | 5234 | 2000 | -554.4073 | 1445.5927 | 5234 | 2000 | -554.4073 | 1445.5927
5235 | 1000 | -652.2374 | 347.7626 | 5235 | 1000 | -652.2374 | 347.7626 | 5235 | 1000 | -652.2374 | 347.7626 | 5235 | 2000 | -1147.2276 | 852.7724 | 5235 | 2000 | -1477.2522 | 522.7478 | 5235 | 2000 | -1526.5158 | 473.4842 | 5235 | 2000 | -1452.497 | 547.503 | 5235 | 2000 | -472.7135 | 1527.2865 | 5235 | 2000 | -1452.497 | 547.503
5236 | 1000 | -450.1592 | 549.8408 | 5236 | 1000 | -450.1592 | 549.8408 | 5236 | 1000 | -450.1592 | 549.8408 | 5236 | 2000 | -911.9398 | 1088.0602 | 5236 | 2000 | -1352.5985 | 647.4015 | 5236 | 2000 | -1411.9398 | 588.0602 | 5236 | 2000 | 315.7016 | 2315.7016 | 5236 | 2000 | -209.4126 | 1790.5874 | 5236 | 2000 | -1343.1807 | 656.8193
5237 | 1000 | -487.0934 | 512.9066 | 5237 | 1000 | -487.0934 | 512.9066 | 5237 | 1000 | -487.0934 | 512.9066 | 5237 | 2000 | -937.4975 | 1062.5025 | 5237 | 2000 | -937.4975 | 1062.5025 | 5237 | 2000 | -937.4975 | 1062.5025 | 5237 | 2000 | -454.097 | 1545.903 | 5237 | 2000 | -219.7036 | 1780.2964 | 5237 | 2000 | -454.097 | 1545.903
5238 | 1000 | -567.0921 | 432.9079 | 5238 | 1000 | -567.0921 | 432.9079 | 5238 | 1000 | -567.0921 | 432.9079 | 5238 | 2000 | -1001.1433 | 998.8567 | 5238 | 2000 | -1001.1433 | 998.8567 | 5238 | 2000 | -1001.1433 | 998.8567 | 5238 | 2000 | 265.2544 | 2265.2544 | 5238 | 2000 | 265.2544 | 2265.2544 | 5238 | 2000 | 265.2544 | 2265.2544
5239 | 1000 | -793.7322 | 206.2678 | 5239 | 1000 | -793.7322 | 206.2678 | 5239 | 1000 | -793.7322 | 206.2678 | 5239 | 2000 | -1262.1987 | 737.8013 | 5239 | 2000 | -1262.1987 | 737.8013 | 5239 | 2000 | -1262.1987 | 737.8013 | 5239 | 2000 | -1221.0388 | 778.9612 | 5239 | 2000 | -543.1363 | 1456.8637 | 5239 | 2000 | -543.1363 | 1456.8637
5240 | -577.4435 | 687.3095 | 109.866 | 5240 | -577.4435 | 187.3095 | -390.134 | 5240 | -577.4435 | 187.3095 | -390.134 | 5240 | 1409.7411 | -1716 | -306.2589 | 5240 | 1409.7411 | -1307.1487 | 102.5924 | 5240 | 1409.7411 | -1307.1487 | 102.5924 | 5240 | -1240.0302 | 1717 | 476.9698 | 5240 | -1240.0302 | 1717 | 476.9698 | 5240 | -1240.0302 | 1717 | 476.9698
5241 | -503.5673 | -288.5395 | -792.1068 | 5241 | -503.5673 | -395.9802 | -899.5475 | 5241 | -503.5673 | -221.2451 | -724.8124 | 5241 | 1191.0258 | -1716 | -524.9742 | 5241 | 1191.0258 | -1242.0166 | -50.9908 | 5241 | 1245.8008 | -1529.8916 | -284.0908 | 5241 | -1151.6973 | 1717 | 565.3027 | 5241 | -1151.6973 | 1717 | 565.3027 | 5241 | -1151.6973 | 1717 | 565.3027
5242 | -501.0871 | 470.4387 | -30.6484 | 5242 | -501.0871 | -29.5613 | -530.6484 | 5242 | -501.0871 | -29.5613 | -530.6484 | 5242 | 852.7796 | -1716 | -863.2204 | 5242 | 849.7813 | -1052.0567 | -202.2754 | 5242 | 849.7813 | -985.2789 | -135.4976 | 5242 | -1097.5697 | 1717 | 619.4303 | 5242 | -1097.5697 | 1611.3257 | 513.756 | 5242 | -1091.7031 | 1717 | 625.2969
5243 | -468.2181 | 371.0841 | -97.134 | 5243 | -468.2181 | -128.9159 | -597.134 | 5243 | -468.2181 | -128.9159 | -597.134 | 5243 | 362.3686 | -114.8876 | 247.481 | 5243 | 362.3686 | -721.4432 | -359.0746 | 5243 | 389.4849 | -642.0039 | -252.519 | 5243 | -1035.1093 | 1717 | 681.8907 | 5243 | -1035.1093 | 1717 | 681.8907 | 5243 | -1035.1093 | 1500.6305 | 465.5212
5244 | -458.654 | 349.9591 | -108.6949 | 5244 | -458.654 | -150.0409 | -608.6949 | 5244 | -458.654 | -150.0409 | -608.6949 | 5244 | -713.1311 | 870.7316 | 157.6005 | 5244 | -767.3637 | -241.7025 | -1009.0662 | 5244 | -767.3637 | 424.9642 | -342.3995 | 5244 | -1000.4266 | 498.6097 | -501.817 | 5244 | -1000.4266 | -1.3903 | -1001.817 | 5244 | -1000.4266 | -1.3903 | -1001.817
5245 | -419.9547 | 96.6777 | -323.277 | 5245 | -419.9547 | -403.3223 | -823.277 | 5245 | -419.9547 | -403.3223 | -823.277 | 5245 | -818.5132 | -321.667 | -1140.1802 | 5245 | -818.5132 | 118.8006 | -699.7126 | 5245 | -818.5132 | -27.3481 | -845.8613 | 5245 | -900.7582 | 139.0324 | -761.7259 | 5245 | -900.7582 | 139.0324 | -761.7259 | 5245 | -900.7582 | -360.9676 | -1261.7259
5246 | -422.0264 | -152.9901 | -575.0165 | 5246 | -422.0264 | -652.9901 | -1075.0165 | 5246 | -422.0264 | -652.9901 | -1075.0165 | 5246 | -813.9731 | -1308.8867 | -2122.8598 | 5246 | -813.9731 | -1308.8867 | -2122.8598 | 5246 | -813.9731 | -308.8867 | -1122.8598 | 5246 | -889.6064 | -186.0241 | -1075.6305 | 5246 | -889.6064 | -686.0241 | -1575.6305 | 5246 | -889.6064 | -686.0241 | -1575.6305
5247 | -351.2892 | -490.3798 | -841.6691 | 5247 | -428.9706 | -912.6984 | -1341.6691 | 5247 | -428.9706 | -912.6984 | -1341.6691 | 5247 | 436.8211 | -1716 | -1279.1789 | 5247 | 182.9685 | -1716 | -1533.0315 | 5247 | 182.9685 | -1716 | -1533.0315 | 5247 | -864.6654 | -499.2338 | -1363.8992 | 5247 | -864.6654 | -999.2338 | -1863.8992 | 5247 | -864.6654 | -999.2338 | -1863.8992
5248 | 360.3385 | -1016 | -655.6615 | 5248 | 73.0759 | -1016 | -942.9241 | 5248 | 86.3237 | -1016 | -929.6763 | 5248 | 972.9296 | -1716 | -743.0704 | 5248 | 1200.5173 | -1716 | -515.4827 | 5248 | 1200.5173 | -1716 | -515.4827 | 5248 | 484.4022 | -1716 | -1231.5978 | 5248 | 484.4022 | -1716 | -1231.5978 | 5248 | 484.4022 | -1716 | -1231.5978
5249 | 459.276 | -1016 | -556.724 | 5249 | 1000 | -1016 | -16 | 5249 | 851.9358 | -1016 | -164.0642 | 5249 | 852.7532 | -1716 | -863.2468 | 5249 | 1352.7532 | -1716 | -363.2468 | 5249 | 1352.7532 | -1716 | -363.2468 | 5249 | 797.1877 | -1716 | -918.8123 | 5249 | 1297.1877 | -1716 | -418.8123 | 5249 | 1297.1877 | -1716 | -418.8123
5250 | 1000 | -1016 | -16 | 5250 | 1000 | -1016 | -16 | 5250 | 1000 | -1016 | -16 | 5250 | 872.3785 | -1716 | -843.6215 | 5250 | 1458.6321 | -1716 | -257.3679 | 5250 | 1348.9049 | -1716 | -367.0951 | 5250 | 907.8365 | -1716 | -808.1635 | 5250 | 1328.7274 | -1716 | -387.2726 | 5250 | 1328.4107 | -1716 | -387.5893
5251 | 1000 | -1016 | -16 | 5251 | 1000 | -1016 | -16 | 5251 | 1000 | -1016 | -16 | 5251 | 2000 | -1716 | 284 | 5251 | 2000 | -1716 | 284 | 5251 | 1721.8229 | -1716 | 5.8229 | 5251 | 2000 | -1716 | 284 | 5251 | 2000 | -1716 | 284 | 5251 | 1682.8198 | -1716 | -33.1802
5252 | 1000 | -1016 | -16 | 5252 | 1000 | -1016 | -16 | 5252 | 1000 | -1016 | -16 | 5252 | 1783.4397 | -1716 | 67.4397 | 5252 | 2000 | -1716 | 284 | 5252 | 1542.1377 | -1716 | -173.8623 | 5252 | 1540.38 | -1716 | -175.62 | 5252 | 2000 | -1716 | 284 | 5252 | 1568.2768 | -1716 | -147.7232
5253 | 1000 | -1016 | -16 | 5253 | 1000 | -1016 | -16 | 5253 | 1000 | -1016 | -16 | 5253 | 1293.255 | -1716 | -422.745 | 5253 | 1492.2251 | -1716 | -223.7749 | 5253 | 1492.2251 | -1716 | -223.7749 | 5253 | 1647.8128 | -1716 | -68.1872 | 5253 | 1758.1329 | -1716 | 42.1329 | 5253 | 1685.0602 | -1716 | -30.9398
5254 | 729.2836 | -1016 | -286.7164 | 5254 | 1000 | -1016 | -16 | 5254 | 1000 | -1016 | -16 | 5254 | 1266.9583 | -1716 | -449.0417 | 5254 | 1636.8666 | -1716 | -79.1334 | 5254 | 1636.8666 | -1716 | -79.1334 | 5254 | 1225.6158 | -1716 | -490.3842 | 5254 | 1685.9029 | -1716 | -30.0971 | 5254 | 1685.9029 | -1716 | -30.0971
5255 | 716.4198 | -1016 | -299.5802 | 5255 | 1000 | -1016 | -16 | 5255 | 1000 | -1016 | -16 | 5255 | 1403.2189 | -1716 | -312.7811 | 5255 | 1903.2189 | -1716 | 187.2189 | 5255 | 1903.2189 | -1716 | 187.2189 | 5255 | 1508.5045 | -1716 | -207.4955 | 5255 | 2000 | -1716 | 284 | 5255 | 2000 | -1716 | 284
5256 | 608.5786 | -1016 | -407.4214 | 5256 | 1000 | -1016 | -16 | 5256 | 1000 | -1016 | -16 | 5256 | 1298.1455 | -1716 | -417.8545 | 5256 | 1798.1455 | -1716 | 82.1455 | 5256 | 1798.1455 | -1716 | 82.1455 | 5256 | 1489.6375 | -1716 | -226.3625 | 5256 | 1989.6375 | -1716 | 273.6375 | 5256 | 1989.6375 | -1716 | 273.6375
5257 | 541.6266 | -1016 | -474.3734 | 5257 | 541.6266 | -1016 | -474.3734 | 5257 | 541.6266 | -1016 | -474.3734 | 5257 | 1280.0082 | -1716 | -435.9918 | 5257 | 1280.0082 | -1716 | -435.9918 | 5257 | 1280.0082 | -1716 | -435.9918 | 5257 | 1522.6464 | -1716 | -193.3536 | 5257 | 1658.2705 | -1716 | -57.7295 | 5257 | 1658.2705 | -1716 | -57.7295
5258 | 662.8594 | -1016 | -353.1406 | 5258 | 662.8594 | -1016 | -353.1406 | 5258 | 662.8594 | -1016 | -353.1406 | 5258 | 1471.3157 | -1716 | -244.6843 | 5258 | 1471.3157 | -1716 | -244.6843 | 5258 | 1471.3157 | -1716 | -244.6843 | 5258 | 1009.5046 | -1716 | -706.4954 | 5258 | 1009.5046 | -1470.5622 | -461.0576 | 5258 | 1009.5046 | -1565.7715 | -556.2669
5259 | 709.5547 | -1016 | -306.4453 | 5259 | 482.3421 | -1016 | -533.6579 | 5259 | 709.5547 | -1016 | -306.4453 | 5259 | 1567.114 | -1716 | -148.886 | 5259 | 1567.114 | -1716 | -148.886 | 5259 | 1567.114 | -1716 | -148.886 | 5259 | 678.1794 | -1345.0957 | -666.9164 | 5259 | 678.1794 | -1492.7855 | -814.6061 | 5259 | 736.8461 | -1551.4522 | -814.6061
5260 | 736.5509 | -1016 | -279.4491 | 5260 | 340.8127 | -1016 | -675.1873 | 5260 | 736.5509 | -1016 | -279.4491 | 5260 | 1273.7807 | -1716 | -442.2193 | 5260 | 1273.7807 | -1716 | -442.2193 | 5260 | 1273.7807 | -1716 | -442.2193 | 5260 | 484.1563 | -1281.2349 | -797.0786 | 5260 | 419.623 | -1334.1934 | -914.5704 | 5260 | 419.623 | -1334.1934 | -914.5704
5261 | 647.3546 | -1016 | -368.6454 | 5261 | 345.6312 | -1016 | -670.3688 | 5261 | 647.3546 | -1016 | -368.6454 | 5261 | 992.7788 | -1716 | -723.2212 | 5261 | 773.5346 | -1716 | -942.4654 | 5261 | 773.5346 | -1716 | -942.4654 | 5261 | -17.7719 | -891.271 | -909.043 | 5261 | -17.7719 | -1391.271 | -1409.043 | 5261 | -17.7719 | -1391.271 | -1409.043
5262 | 508.1822 | -1016 | -507.8178 | 5262 | 324.354 | -1016 | -691.646 | 5262 | 324.354 | -1016 | -691.646 | 5262 | 1142.3865 | -1716 | -573.6135 | 5262 | 653.6213 | -1716 | -1062.3787 | 5262 | 653.6213 | -1716 | -1062.3787 | 5262 | -260.8955 | -519.5102 | -780.4057 | 5262 | -260.8955 | -519.5102 | -780.4057 | 5262 | -260.8955 | -1019.5102 | -1280.4057
5263 | 614.1515 | -1016 | -401.8485 | 5263 | 114.1515 | -1016 | -901.8485 | 5263 | 114.1515 | -1016 | -901.8485 | 5263 | 1260.3764 | -1716 | -455.6236 | 5263 | 760.3764 | -1716 | -955.6236 | 5263 | 760.3764 | -1716 | -955.6236 | 5263 | -1048.7185 | 840.7942 | -207.9243 | 5263 | -1048.7185 | 379.5962 | -669.1223 | 5263 | -1048.7185 | 1365.9083 | 317.1898
5264 | 895.4674 | -1016 | -120.5326 | 5264 | 395.4674 | -1016 | -620.5326 | 5264 | 395.4674 | -1016 | -620.5326 | 5264 | 1536.931 | -1716 | -179.069 | 5264 | 1036.931 | -1716 | -679.069 | 5264 | 1036.931 | -1716 | -679.069 | 5264 | -1014.7499 | 1119.5668 | 104.8169 | 5264 | -1014.7499 | 1119.5668 | 104.8169 | 5264 | -1014.7499 | 619.5668 | -395.1831
5265 | -534.6609 | 444.2298 | -90.4311 | 5265 | -534.6609 | -55.7702 | -590.4311 | 5265 | -534.6609 | -55.7702 | -590.4311 | 5265 | 579.3857 | -713.6177 | -134.2319 | 5265 | 575.2378 | -1716 | -1140.7622 | 5265 | 583.6183 | -1217.8503 | -634.2319 | 5265 | -1116.2345 | 1305.7675 | 189.5331 | 5265 | -1116.2345 | 805.7675 | -310.4669 | 5265 | -1116.2345 | 659.6188 | -456.6156
5266 | -571.1209 | -439.5975 | -1010.7184 | 5266 | -571.1209 | 63.6936 | -507.4273 | 5266 | -571.1209 | -54.4672 | -625.5881 | 5266 | -327.2591 | -1200.3794 | -1527.6385 | 5266 | -334.7244 | -1203.0252 | -1537.7496 | 5266 | -235.7244 | -291.9141 | -527.6385 | 5266 | -1191.965 | 1494.8915 | 302.9264 | 5266 | -1191.965 | 994.8915 | -197.0736 | 5266 | -1191.965 | 761.7915 | -430.1736
5267 | -551.6101 | -628.7013 | -1180.3113 | 5267 | -551.6101 | -626.7013 | -1178.3113 | 5267 | -551.6101 | 1.3879 | -550.2222 | 5267 | -890.624 | 102.2635 | -788.3605 | 5267 | -782.2434 | 181.7641 | -600.4793 | 5267 | -886.476 | 538.5832 | -347.8928 | 5267 | -1169.9221 | 1689.7738 | 519.8518 | 5267 | -1169.9221 | 1189.7738 | 19.8518 | 5267 | -1169.9221 | 1689.7738 | 519.8518
5268 | -553.9051 | 763.044 | 209.139 | 5268 | -553.9051 | 309.0436 | -244.8615 | 5268 | -553.9051 | 309.0436 | -244.8615 | 5268 | -312.7613 | 540.3755 | 227.6142 | 5268 | -209.5287 | 45.497 | -164.0317 | 5268 | -267.9939 | -150.5406 | -418.5345 | 5268 | -1176.3634 | 1717 | 540.6366 | 5268 | -1176.3634 | 643.1381 | -533.2253 | 5268 | -1176.3634 | 1270.1165 | 93.7531
5269 | -583.3242 | 672.2919 | 88.9677 | 5269 | -583.3242 | 172.2919 | -411.0323 | 5269 | -583.3242 | 172.2919 | -411.0323 | 5269 | 130.4221 | -97.0412 | 33.3809 | 5269 | -19.5779 | -447.0412 | -466.6191 | 5269 | -15.2606 | -684.4585 | -699.7191 | 5269 | -1135.6419 | 547.1038 | -588.5382 | 5269 | -1135.6419 | 987.5714 | -148.0705 | 5269 | -1135.6419 | 987.5714 | -148.0705
5270 | -592.0351 | 491.1779 | -100.8572 | 5270 | -592.0351 | -8.8221 | -600.8572 | 5270 | -592.0351 | -8.8221 | -600.8572 | 5270 | -980.786 | 814.4128 | -166.3732 | 5270 | -245.1364 | 353.3017 | 108.1653 | 5270 | -194.1364 | -472.2368 | -666.3732 | 5270 | -1254.5123 | 1379.342 | 124.8297 | 5270 | -1254.5123 | -120.658 | -1375.1703 | 5270 | -1254.5123 | 879.342 | -375.1703
5271 | -569.9739 | -31.8393 | -601.8133 | 5271 | -569.9739 | -369.4671 | -939.4411 | 5271 | -569.9739 | -369.4671 | -939.4411 | 5271 | -721.7808 | 0.97589 | -720.805 | 5271 | -721.7808 | -499.0241 | -1220.805 | 5271 | -721.7808 | -499.0241 | -1220.805 | 5271 | -1213.7166 | -824.4196 | -2038.1362 | 5271 | -1213.7166 | 175.5804 | -1038.1362 | 5271 | -1213.7166 | 675.5804 | -538.1362
5272 | 438.1284 | -1016 | -577.8716 | 5272 | 438.1284 | -1016 | -577.8716 | 5272 | 438.1284 | -1016 | -577.8716 | 5272 | 714.1446 | -1716 | -1001.8554 | 5272 | 548.7076 | -1716 | -1167.2924 | 5272 | 548.7076 | -1716 | -1167.2924 | 5272 | 1136.2316 | -1716 | -579.7684 | 5272 | 1136.2316 | -1716 | -579.7684 | 5272 | 1136.2316 | -1716 | -579.7684
5273 | 365.2225 | -1016 | -650.7775 | 5273 | 1000 | -1016 | -16 | 5273 | 877.8214 | -1016 | -138.1786 | 5273 | 895.871 | -1716 | -820.129 | 5273 | 856.1581 | -1716 | -859.8419 | 5273 | 911.4235 | -1716 | -804.5765 | 5273 | 786.4273 | -1716 | -929.5727 | 5273 | 827.2233 | -1716 | -888.7767 | 5273 | 786.4273 | -1716 | -929.5727
5274 | 690.9125 | -1016 | -325.0875 | 5274 | 1000 | -1016 | -16 | 5274 | 1000 | -1016 | -16 | 5274 | 1383.3264 | -1716 | -332.6736 | 5274 | 1299.0155 | -1716 | -416.9845 | 5274 | 1297.9834 | -1716 | -418.0166 | 5274 | 1907.9305 | -1716 | 191.9305 | 5274 | 2000 | -1716 | 284 | 5274 | 1443.3796 | -1716 | -272.6204
5275 | 1000 | -1016 | -16 | 5275 | 1000 | -1016 | -16 | 5275 | 1000 | -1016 | -16 | 5275 | 909.5346 | -1716 | -806.4654 | 5275 | 1119.3563 | -1716 | -596.6437 | 5275 | 1190.8229 | -1716 | -525.1771 | 5275 | 1565.1463 | -1716 | -150.8537 | 5275 | 1675.3582 | -1716 | -40.6418 | 5275 | 1495.6613 | -1716 | -220.3387
5276 | 1000 | -1016 | -16 | 5276 | 1000 | -1016 | -16 | 5276 | 1000 | -1016 | -16 | 5276 | 1090.0346 | -1716 | -625.9654 | 5276 | 1050.3217 | -1716 | -665.6783 | 5276 | 1050.3217 | -1716 | -665.6783 | 5276 | 1000.285 | -1716 | -715.715 | 5276 | 1546.5477 | -1716 | -169.4523 | 5276 | 1460.5721 | -1716 | -255.4279
5277 | 1000 | -1016 | -16 | 5277 | 1000 | -1016 | -16 | 5277 | 1000 | -1016 | -16 | 5277 | 1173.1114 | -1716 | -542.8886 | 5277 | 1246.8185 | -1716 | -469.1815 | 5277 | 1133.3985 | -1716 | -582.6015 | 5277 | 1055.421 | -1716 | -660.579 | 5277 | 1103.7616 | -1716 | -612.2384 | 5277 | 1103.7616 | -1716 | -612.2384
5278 | 934.7322 | -1016 | -81.2678 | 5278 | 1000 | -1016 | -16 | 5278 | 1000 | -1016 | -16 | 5278 | 1289.4756 | -1716 | -426.5244 | 5278 | 1249.7627 | -1716 | -466.2373 | 5278 | 1249.7627 | -1716 | -466.2373 | 5278 | 1239.0306 | -1716 | -476.9694 | 5278 | 1239.0306 | -1716 | -476.9694 | 5278 | 1239.0306 | -1716 | -476.9694
5279 | 759.557 | -1016 | -256.443 | 5279 | 1000 | -1016 | -16 | 5279 | 1000 | -1016 | -16 | 5279 | 1348.31 | -1716 | -367.69 | 5279 | 1348.31 | -1716 | -367.69 | 5279 | 1348.31 | -1716 | -367.69 | 5279 | 1350.0953 | -1716 | -365.9047 | 5279 | 1350.0953 | -1716 | -365.9047 | 5279 | 1350.0953 | -1716 | -365.9047
5280 | 769.6172 | -1016 | -246.3828 | 5280 | 1000 | -1016 | -16 | 5280 | 1000 | -1016 | -16 | 5280 | 1390.9902 | -1716 | -325.0098 | 5280 | 1358.1993 | -1716 | -357.8007 | 5280 | 1351.2774 | -1716 | -364.7226 | 5280 | 1346.0745 | -1716 | -369.9255 | 5280 | 1346.0745 | -1716 | -369.9255 | 5280 | 1346.0745 | -1716 | -369.9255
5281 | 819.4561 | -1016 | -196.5439 | 5281 | 1000 | -1016 | -16 | 5281 | 1000 | -1016 | -16 | 5281 | 1490.3322 | -1716 | -225.6678 | 5281 | 1450.6193 | -1716 | -265.3807 | 5281 | 1450.6193 | -1716 | -265.3807 | 5281 | 1493.3645 | -1716 | -222.6355 | 5281 | 1493.3645 | -1716 | -222.6355 | 5281 | 1493.3645 | -1716 | -222.6355
5282 | 906.9188 | -1016 | -109.0812 | 5282 | 1000 | -1016 | -16 | 5282 | 1000 | -1016 | -16 | 5282 | 1588.8686 | -1716 | -127.1314 | 5282 | 1588.8686 | -1716 | -127.1314 | 5282 | 1583.5107 | -1716 | -132.4893 | 5282 | 1668.8094 | -1716 | -47.1906 | 5282 | 1668.8094 | -1716 | -47.1906 | 5282 | 1709.6054 | -1716 | -6.3946
5283 | 899.2673 | -1016 | -116.7327 | 5283 | 1000 | -1016 | -16 | 5283 | 1000 | -1016 | -16 | 5283 | 1523.0194 | -1716 | -192.9806 | 5283 | 1523.0194 | -1716 | -192.9806 | 5283 | 1523.0194 | -1716 | -192.9806 | 5283 | 1715.6862 | -1716 | -0.31382 | 5283 | 2000 | -1716 | 284 | 5283 | 2000 | -1716 | 284
5284 | 945.5771 | -1016 | -70.4229 | 5284 | 1000 | -1016 | -16 | 5284 | 1000 | -1016 | -16 | 5284 | 1597.8103 | -1716 | -118.1897 | 5284 | 1597.8103 | -1716 | -118.1897 | 5284 | 1597.8103 | -1716 | -118.1897 | 5284 | 1863.4109 | -1716 | 147.4109 | 5284 | 2000 | -1716 | 284 | 5284 | 2000 | -1716 | 284
5285 | 962.4023 | -1016 | -53.5977 | 5285 | 1000 | -1016 | -16 | 5285 | 1000 | -1016 | -16 | 5285 | 1618.8176 | -1716 | -97.1824 | 5285 | 1618.8176 | -1716 | -97.1824 | 5285 | 1618.8176 | -1716 | -97.1824 | 5285 | 2000 | -1716 | 284 | 5285 | 2000 | -1716 | 284 | 5285 | 2000 | -1716 | 284
5286 | 1000 | -1016 | -16 | 5286 | 1000 | -1016 | -16 | 5286 | 1000 | -1016 | -16 | 5286 | 1793.3623 | -1716 | 77.3623 | 5286 | 1793.3623 | -1716 | 77.3623 | 5286 | 1793.3623 | -1716 | 77.3623 | 5286 | 2000 | -1602.1909 | 397.8091 | 5286 | 2000 | -1602.1909 | 397.8091 | 5286 | 2000 | -1602.1909 | 397.8091
5287 | 1000 | -973.5192 | 26.4808 | 5287 | 1000 | -1016 | -16 | 5287 | 1000 | -1016 | -16 | 5287 | 1875.3901 | -1716 | 159.3901 | 5287 | 1875.3901 | -1716 | 159.3901 | 5287 | 1875.3901 | -1716 | 159.3901 | 5287 | 1427.0357 | -855.0503 | 571.9853 | 5287 | 1427.0357 | -855.0503 | 571.9853 | 5287 | 1427.0357 | -855.0503 | 571.9853
5288 | 1000 | -1016 | -16 | 5288 | 780.0086 | -1016 | -235.9914 | 5288 | 780.0086 | -1016 | -235.9914 | 5288 | 2000 | -1716 | 284 | 5288 | 2000 | -1716 | 284 | 5288 | 2000 | -1716 | 284 | 5288 | 935.2183 | -149.885 | 785.3333 | 5288 | 935.2183 | -649.885 | 285.3333 | 5288 | 935.2183 | -649.885 | 285.3333
5289 | -589.958 | -1016 | -1605.958 | 5289 | -589.958 | -1016 | -1605.958 | 5289 | -589.958 | -283.5892 | -873.5472 | 5289 | 1712.7146 | -1692.9168 | 19.7978 | 5289 | 1235.7978 | -1716 | -480.2022 | 5289 | 1235.7978 | -1716 | -480.2022 | 5289 | -1225.3821 | 235.1106 | -990.2715 | 5289 | -1225.3821 | 235.1106 | -990.2715 | 5289 | -1090.4488 | 249.4081 | -841.0406
5290 | -607.733 | -515.8762 | -1123.6093 | 5290 | -607.733 | -702.387 | -1310.12 | 5290 | -607.733 | -187.068 | -794.8011 | 5290 | -1079.0049 | 381.6455 | -697.3594 | 5290 | -1079.0049 | 231.6455 | -847.3594 | 5290 | -1079.0049 | 445.6026 | -633.4023 | 5290 | -1233.9633 | 1396.4317 | 162.4684 | 5290 | -1233.9633 | 1120.5343 | -113.429 | 5290 | -1233.9633 | 1398.154 | 164.1907
5291 | -645.1191 | 831.1186 | 185.9995 | 5291 | -645.1191 | 331.1186 | -314.0005 | 5291 | -645.1191 | 331.1186 | -314.0005 | 5291 | -1112.3448 | 1049.7765 | -62.5683 | 5291 | -1112.3448 | 1049.7765 | -62.5683 | 5291 | -1112.3448 | 1049.7765 | -62.5683 | 5291 | -1263.2571 | 1717 | 453.7429 | 5291 | -1263.2571 | 1717 | 453.7429 | 5291 | -1263.2571 | 1717 | 453.7429
5292 | -561.4883 | 811.7734 | 250.2851 | 5292 | -561.4883 | 311.7734 | -249.7149 | 5292 | -561.4883 | 311.7734 | -249.7149 | 5292 | -1009.3817 | 1453.0056 | 443.6239 | 5292 | -1009.3817 | 1441.9994 | 432.6177 | 5292 | -1009.3817 | 1453.0056 | 443.6239 | 5292 | -1140.9616 | 1717 | 576.0384 | 5292 | -1140.9616 | 1717 | 576.0384 | 5292 | -1140.9616 | 1717 | 576.0384
5293 | -487.7912 | 768.0696 | 280.2784 | 5293 | -487.7912 | 268.0696 | -219.7216 | 5293 | -487.7912 | 268.0696 | -219.7216 | 5293 | -935.1973 | 1385.086 | 449.8887 | 5293 | -935.1973 | 1385.086 | 449.8887 | 5293 | -935.1973 | 1385.086 | 449.8887 | 5293 | -1066.29 | 1717 | 650.71 | 5293 | -1066.29 | 1717 | 650.71 | 5293 | -1066.29 | 1717 | 650.71
5294 | -621.4925 | 625.3603 | 3.8678 | 5294 | -621.4925 | 125.3603 | -496.1322 | 5294 | -621.4925 | 125.3603 | -496.1322 | 5294 | -1088.2502 | 1215.1132 | 126.863 | 5294 | -1088.2502 | 1215.1132 | 126.863 | 5294 | -1088.2502 | 1215.1132 | 126.863 | 5294 | -1238.6944 | 1717 | 478.3056 | 5294 | -1238.6944 | 1717 | 478.3056 | 5294 | -1238.6944 | 1717 | 478.3056
5295 | 827.6128 | -1016 | -188.3872 | 5295 | 725.8907 | -1016 | -290.1093 | 5295 | 725.8907 | -1016 | -290.1093 | 5295 | 1263.0747 | -1376.7438 | -113.669 | 5295 | 1263.0747 | -1376.7438 | -113.669 | 5295 | 1263.0747 | -1376.7438 | -113.669 | 5295 | -1226.3395 | 1454.3639 | 228.0244 | 5295 | -1226.3395 | 1454.3639 | 228.0244 | 5295 | -1226.3395 | 1454.3639 | 228.0244
5296 | 1000 | -1016 | -16 | 5296 | 1000 | -1016 | -16 | 5296 | 1000 | -1016 | -16 | 5296 | 1747.8239 | -1716 | 31.8239 | 5296 | 1747.8239 | -1716 | 31.8239 | 5296 | 1747.8239 | -1716 | 31.8239 | 5296 | 1843.8673 | -1716 | 127.8673 | 5296 | 1843.8673 | -1716 | 127.8673 | 5296 | 1843.8673 | -1716 | 127.8673
5297 | 1000 | -1016 | -16 | 5297 | 1000 | -1016 | -16 | 5297 | 1000 | -1016 | -16 | 5297 | 2000 | -1716 | 284 | 5297 | 2000 | -1716 | 284 | 5297 | 2000 | -1716 | 284 | 5297 | 2000 | -1716 | 284 | 5297 | 2000 | -1716 | 284 | 5297 | 2000 | -1716 | 284
5298 | 1000 | -1016 | -16 | 5298 | 1000 | -1016 | -16 | 5298 | 1000 | -1016 | -16 | 5298 | 2000 | -1716 | 284 | 5298 | 2000 | -1716 | 284 | 5298 | 2000 | -1716 | 284 | 5298 | 2000 | -1590.7476 | 409.2524 | 5298 | 2000 | -450.3025 | 1549.6975 | 5298 | 2000 | -1317.7837 | 682.2163
5299 | 1000 | -1016 | -16 | 5299 | 1000 | -1016 | -16 | 5299 | 1000 | -1016 | -16 | 5299 | 2000 | -1716 | 284 | 5299 | 2000 | -1716 | 284 | 5299 | 2000 | -1716 | 284 | 5299 | 2000 | -1716 | 284 | 5299 | 2000 | -1716 | 284 | 5299 | 2000 | -1716 | 284
5300 | 1000 | -1016 | -16 | 5300 | 1000 | -1016 | -16 | 5300 | 1000 | -1016 | -16 | 5300 | 2000 | -1716 | 284 | 5300 | 2000 | -1716 | 284 | 5300 | 2000 | -1716 | 284 | 5300 | 2000 | -1716 | 284 | 5300 | 2000 | -1716 | 284 | 5300 | 2000 | -1716 | 284
5301 | 1000 | -1016 | -16 | 5301 | 1000 | -1016 | -16 | 5301 | 1000 | -1016 | -16 | 5301 | 2000 | -1716 | 284 | 5301 | 2000 | -1716 | 284 | 5301 | 2000 | -1716 | 284 | 5301 | 2000 | -1716 | 284 | 5301 | 2000 | -1716 | 284 | 5301 | 2000 | -1716 | 284
5302 | 1000 | -1016 | -16 | 5302 | 1000 | -1016 | -16 | 5302 | 1000 | -1016 | -16 | 5302 | 1822.4394 | -1716 | 106.4394 | 5302 | 2000 | -1716 | 284 | 5302 | 2000 | -1716 | 284 | 5302 | 2000 | -1716 | 284 | 5302 | 2000 | -1716 | 284 | 5302 | 2000 | -1716 | 284
5303 | 1000 | -1016 | -16 | 5303 | 1000 | -1016 | -16 | 5303 | 1000 | -1016 | -16 | 5303 | 1797.8989 | -1716 | 81.8989 | 5303 | 2000 | -1716 | 284 | 5303 | 2000 | -1716 | 284 | 5303 | 2000 | -1716 | 284 | 5303 | 2000 | -1716 | 284 | 5303 | 2000 | -1716 | 284
5304 | 1000 | -1016 | -16 | 5304 | 1000 | -1016 | -16 | 5304 | 1000 | -1016 | -16 | 5304 | 1837.9141 | -1716 | 121.9141 | 5304 | 1837.9141 | -1716 | 121.9141 | 5304 | 1837.9141 | -1716 | 121.9141 | 5304 | 2000 | -1716 | 284 | 5304 | 2000 | -1716 | 284 | 5304 | 2000 | -1716 | 284
5305 | 1000 | -1016 | -16 | 5305 | 1000 | -1016 | -16 | 5305 | 1000 | -1016 | -16 | 5305 | 1961.5954 | -1716 | 245.5954 | 5305 | 1961.5954 | -1716 | 245.5954 | 5305 | 1961.5954 | -1716 | 245.5954 | 5305 | 2000 | -1570.5618 | 429.4382 | 5305 | 2000 | -1570.5618 | 429.4382 | 5305 | 2000 | -1570.5618 | 429.4382
5306 | 1000 | -1016 | -16 | 5306 | 1000 | -1016 | -16 | 5306 | 1000 | -1016 | -16 | 5306 | 1903.9386 | -1716 | 187.9386 | 5306 | 1903.9386 | -1716 | 187.9386 | 5306 | 1903.9386 | -1716 | 187.9386 | 5306 | 2000 | -1612.0644 | 387.9356 | 5306 | 2000 | -1612.0644 | 387.9356 | 5306 | 2000 | -1612.0644 | 387.9356
5307 | 1000 | -1016 | -16 | 5307 | 1000 | -1016 | -16 | 5307 | 1000 | -1016 | -16 | 5307 | 1848.1411 | -1716 | 132.1411 | 5307 | 1856.3799 | -1716 | 140.3799 | 5307 | 1856.3799 | -1716 | 140.3799 | 5307 | 2000 | -1665.9718 | 334.0282 | 5307 | 2000 | -1665.9718 | 334.0282 | 5307 | 2000 | -1665.9718 | 334.0282
5308 | 1000 | -1016 | -16 | 5308 | 1000 | -1016 | -16 | 5308 | 1000 | -1016 | -16 | 5308 | 1692.5473 | -1716 | -23.4527 | 5308 | 1692.5473 | -1716 | -23.4527 | 5308 | 1692.5473 | -1716 | -23.4527 | 5308 | 2000 | -1716 | 284 | 5308 | 2000 | -1716 | 284 | 5308 | 2000 | -1716 | 284
5309 | 1000 | -1016 | -16 | 5309 | 1000 | -1016 | -16 | 5309 | 1000 | -1016 | -16 | 5309 | 1578.9621 | -1716 | -137.0379 | 5309 | 1578.9621 | -1716 | -137.0379 | 5309 | 1578.9621 | -1716 | -137.0379 | 5309 | 2000 | -1716 | 284 | 5309 | 2000 | -1522.9109 | 477.0891 | 5309 | 2000 | -1716 | 284
5310 | 1000 | -1016 | -16 | 5310 | 1000 | -1016 | -16 | 5310 | 1000 | -1016 | -16 | 5310 | 1757.0907 | -1716 | 41.0907 | 5310 | 1757.0907 | -1716 | 41.0907 | 5310 | 1757.0907 | -1716 | 41.0907 | 5310 | 1701.9953 | -1466.011 | 235.9842 | 5310 | 1701.9953 | -1466.011 | 235.9842 | 5310 | 1701.9953 | -1466.011 | 235.9842
5311 | 1000 | -892.7846 | 107.2154 | 5311 | 623.2154 | -1016 | -392.7846 | 5311 | 623.2154 | -1016 | -392.7846 | 5311 | 1690.666 | -1457.4711 | 233.1949 | 5311 | 1690.666 | -1457.4711 | 233.1949 | 5311 | 1690.666 | -1457.4711 | 233.1949 | 5311 | 1247.6027 | -632.5283 | 615.0744 | 5311 | 1247.6027 | -632.5283 | 615.0744 | 5311 | 1247.6027 | -632.5283 | 615.0744
5312 | 1000 | -553.8598 | 446.1402 | 5312 | 962.1402 | -1016 | -53.8598 | 5312 | 962.1402 | -1016 | -53.8598 | 5312 | 1827.9408 | -1273.3911 | 554.5498 | 5312 | 1827.9408 | -1299.4498 | 528.491 | 5312 | 1827.9408 | -1299.4498 | 528.491 | 5312 | 837.4711 | 217.4491 | 1054.9203 | 5312 | 837.4711 | 217.4491 | 1054.9203 | 5312 | 837.4711 | 217.4491 | 1054.9203
5313 | -417.3533 | 621.067 | 203.7137 | 5313 | -417.3533 | 121.067 | -296.2863 | 5313 | -417.3533 | 121.067 | -296.2863 | 5313 | 1099.0148 | -1716 | -616.9852 | 5313 | 1186.4679 | -1716 | -529.5321 | 5313 | 1003.3983 | -1381.6304 | -378.2321 | 5313 | -1049.5271 | 1717 | 667.4729 | 5313 | -1049.5271 | 1717 | 667.4729 | 5313 | -1049.5271 | 1717 | 667.4729
5314 | -377.2727 | -247.6786 | -624.9513 | 5314 | -377.2727 | -434.1894 | -811.4621 | 5314 | -377.2727 | -40.311 | -417.5837 | 5314 | 818.7535 | -1716 | -897.2465 | 5314 | 888.7755 | -1716 | -827.2245 | 5314 | 1099.2949 | -1423.3631 | -324.0682 | 5314 | -974.0038 | 1099.1685 | 125.1647 | 5314 | -974.0038 | 775.7126 | -198.2912 | 5314 | -974.0038 | 1402.691 | 428.6873
5315 | -342.2047 | -815.7808 | -1157.9855 | 5315 | -342.2047 | -815.7808 | -1157.9855 | 5315 | -342.2047 | 38.0706 | -304.1342 | 5315 | 2000 | -1716 | 284 | 5315 | 1661.5014 | -1716 | -54.4986 | 5315 | 1661.5014 | -1716 | -54.4986 | 5315 | -933.1523 | 401.2778 | -531.8746 | 5315 | -933.1523 | 401.2778 | -531.8746 | 5315 | -933.1523 | 1168.1778 | 235.0254
5316 | 481.6341 | -246.7925 | 234.8416 | 5316 | 481.6341 | -746.7925 | -265.1584 | 5316 | 481.6341 | -746.7925 | -265.1584 | 5316 | 2000 | -1716 | 284 | 5316 | 1672.1768 | -1716 | -43.8232 | 5316 | 1682.7336 | -1716 | -33.2664 | 5316 | -923.2558 | 1717 | 793.7442 | 5316 | -923.2558 | 1271.012 | 347.7562 | 5316 | -923.2558 | 1124.8633 | 201.6076
5317 | 1000 | -772.8624 | 227.1376 | 5317 | 1000 | -1016 | -16 | 5317 | 1000 | -1016 | -16 | 5317 | 2000 | -1716 | 284 | 5317 | 2000 | -1716 | 284 | 5317 | 2000 | -1716 | 284 | 5317 | 1375.6185 | -40.2084 | 1335.4101 | 5317 | 1375.6185 | -540.2084 | 835.4101 | 5317 | 1375.6185 | -540.2084 | 835.4101
5318 | 1000 | -544.3677 | 455.6323 | 5318 | 1000 | -1016 | -16 | 5318 | 1000 | -1016 | -16 | 5318 | 2000 | -1527.2776 | 472.7224 | 5318 | 2000 | -1716 | 284 | 5318 | 2000 | -1716 | 284 | 5318 | 2000 | -932.3707 | 1067.6293 | 5318 | 2000 | -932.3707 | 1067.6293 | 5318 | 2000 | -932.3707 | 1067.6293
5319 | 1000 | -980.9963 | 19.0037 | 5319 | 1000 | -1016 | -16 | 5319 | 1000 | -1016 | -16 | 5319 | 1937.2426 | -1716 | 221.2426 | 5319 | 1937.2426 | -1716 | 221.2426 | 5319 | 1937.2426 | -1716 | 221.2426 | 5319 | 2000 | -1522.1525 | 477.8475 | 5319 | 2000 | -1522.1525 | 477.8475 | 5319 | 2000 | -1522.1525 | 477.8475
5320 | 866.2208 | -1016 | -149.7792 | 5320 | 1000 | -1016 | -16 | 5320 | 1000 | -1016 | -16 | 5320 | 1611.8765 | -1716 | -104.1235 | 5320 | 1864.2977 | -1716 | 148.2977 | 5320 | 1825.3615 | -1716 | 109.3615 | 5320 | 2000 | -1716 | 284 | 5320 | 2000 | -1716 | 284 | 5320 | 2000 | -1716 | 284
5321 | 1000 | -1016 | -16 | 5321 | 1000 | -1016 | -16 | 5321 | 1000 | -1016 | -16 | 5321 | 1382.3573 | -1716 | -333.6427 | 5321 | 1671.4374 | -1716 | -44.5626 | 5321 | 1732.3573 | -1716 | 16.3573 | 5321 | 1513.6131 | -1716 | -202.3869 | 5321 | 1913.6131 | -1716 | 197.6131 | 5321 | 1991.5786 | -1716 | 275.5786
5322 | 585.51 | -1016 | -430.49 | 5322 | 1000 | -1016 | -16 | 5322 | 885.51 | -1016 | -130.49 | 5322 | 921.8418 | -1716 | -794.1582 | 5322 | 1421.8418 | -1716 | -294.1582 | 5322 | 1421.8418 | -1716 | -294.1582 | 5322 | 1125.7136 | -1716 | -590.2864 | 5322 | 1969.9233 | -1716 | 253.9233 | 5322 | 1625.7136 | -1716 | -90.2864
5323 | 983.4446 | -1016 | -32.5554 | 5323 | 1000 | -1016 | -16 | 5323 | 1000 | -1016 | -16 | 5323 | 1788.3503 | -1716 | 72.3503 | 5323 | 1959.2722 | -1716 | 243.2722 | 5323 | 1678.8243 | -1716 | -37.1757 | 5323 | 1725.4886 | -1716 | 9.4886 | 5323 | 1895.4886 | -1716 | 179.4886 | 5323 | 1634.0538 | -1716 | -81.9462
5324 | 1000 | -1016 | -16 | 5324 | 1000 | -1016 | -16 | 5324 | 1000 | -1016 | -16 | 5324 | 1973.8716 | -1716 | 257.8716 | 5324 | 2000 | -1716 | 284 | 5324 | 1910.4959 | -1716 | 194.4959 | 5324 | 1971.6562 | -1716 | 255.6562 | 5324 | 2000 | -1716 | 284 | 5324 | 1952.6506 | -1716 | 236.6506
5325 | 1000 | -1016 | -16 | 5325 | 1000 | -1016 | -16 | 5325 | 1000 | -1016 | -16 | 5325 | 1792.1765 | -1716 | 76.1765 | 5325 | 2000 | -1716 | 284 | 5325 | 1713.042 | -1716 | -2.958 | 5325 | 2000 | -1716 | 284 | 5325 | 2000 | -1716 | 284 | 5325 | 1917.257 | -1716 | 201.257
5326 | 1000 | -1016 | -16 | 5326 | 1000 | -1016 | -16 | 5326 | 1000 | -1016 | -16 | 5326 | 1261.1015 | -1716 | -454.8985 | 5326 | 2000 | -1716 | 284 | 5326 | 1761.1015 | -1716 | 45.1015 | 5326 | 1434.1896 | -1716 | -281.8104 | 5326 | 2000 | -1716 | 284 | 5326 | 1875.337 | -1716 | 159.337
5327 | 498.8017 | -1016 | -517.1983 | 5327 | 1000 | -1016 | -16 | 5327 | 998.8017 | -1016 | -17.1983 | 5327 | 1168.0882 | -1716 | -547.9118 | 5327 | 1668.0882 | -1716 | -47.9118 | 5327 | 1668.0882 | -1716 | -47.9118 | 5327 | 1448.5647 | -1716 | -267.4353 | 5327 | 1948.5647 | -1716 | 232.5647 | 5327 | 1948.5647 | -1716 | 232.5647
5328 | 566.9302 | -1016 | -449.0698 | 5328 | 1000 | -1016 | -16 | 5328 | 1000 | -1016 | -16 | 5328 | 1239.3165 | -1716 | -476.6835 | 5328 | 1739.3165 | -1716 | 23.3165 | 5328 | 1683.4444 | -1716 | -32.5556 | 5328 | 1520.8368 | -1716 | -195.1632 | 5328 | 1520.8368 | -1716 | -195.1632 | 5328 | 1520.8368 | -1716 | -195.1632
5329 | 564.1871 | -1016 | -451.8129 | 5329 | 1000 | -1016 | -16 | 5329 | 1000 | -1016 | -16 | 5329 | 1221.0861 | -1716 | -494.9139 | 5329 | 1221.0861 | -1716 | -494.9139 | 5329 | 1221.0861 | -1716 | -494.9139 | 5329 | 1487.3212 | -1716 | -228.6788 | 5329 | 1987.3212 | -1716 | 271.3212 | 5329 | 1909.3557 | -1716 | 193.3557
5330 | 534.8588 | -1016 | -481.1412 | 5330 | 1000 | -1016 | -16 | 5330 | 654.2567 | -1016 | -361.7433 | 5330 | 1170.9079 | -1716 | -545.0921 | 5330 | 1170.9079 | -1716 | -545.0921 | 5330 | 1413.295 | -1716 | -302.705 | 5330 | 1417.3046 | -1716 | -298.6954 | 5330 | 1417.3046 | -1716 | -298.6954 | 5330 | 1417.3046 | -1716 | -298.6954
5331 | 521.1328 | -1016 | -494.8672 | 5331 | 820.9279 | -1016 | -195.0721 | 5331 | 521.1328 | -1016 | -494.8672 | 5331 | 1133.3954 | -1716 | -582.6046 | 5331 | 1133.3954 | -1716 | -582.6046 | 5331 | 1133.3954 | -1716 | -582.6046 | 5331 | 1357.6277 | -1716 | -358.3723 | 5331 | 1857.6277 | -1716 | 141.6277 | 5331 | 1857.6277 | -1716 | 141.6277
5332 | 452.5941 | -1016 | -563.4059 | 5332 | 701.0971 | -1016 | -314.9029 | 5332 | 452.5941 | -1016 | -563.4059 | 5332 | 1012.7038 | -1716 | -703.2962 | 5332 | 1512.7038 | -1716 | -203.2962 | 5332 | 1512.7038 | -1716 | -203.2962 | 5332 | 1195.9398 | -1716 | -520.0602 | 5332 | 1695.9398 | -1716 | -20.0602 | 5332 | 1695.9398 | -1716 | -20.0602
5333 | 509.7513 | -1016 | -506.2487 | 5333 | 1000 | -1016 | -16 | 5333 | 1000 | -1016 | -16 | 5333 | 1009.5255 | -1716 | -706.4745 | 5333 | 1509.5255 | -1716 | -206.4745 | 5333 | 1509.5255 | -1716 | -206.4745 | 5333 | 1152.5429 | -1716 | -563.4571 | 5333 | 1852.7132 | -1716 | 136.7132 | 5333 | 1652.5429 | -1716 | -63.4571
5334 | 630.0594 | -1016 | -385.9406 | 5334 | 1000 | -1016 | -16 | 5334 | 1000 | -1016 | -16 | 5334 | 1092.4861 | -1716 | -623.5139 | 5334 | 1300.9848 | -1716 | -415.0152 | 5334 | 1092.4861 | -1716 | -623.5139 | 5334 | 1234.4658 | -1716 | -481.5342 | 5334 | 1234.4658 | -1716 | -481.5342 | 5334 | 1234.4658 | -1716 | -481.5342
5335 | 725.338 | -1016 | -290.662 | 5335 | 725.338 | -1016 | -290.662 | 5335 | 725.338 | -1016 | -290.662 | 5335 | 1170.3309 | -1716 | -545.6691 | 5335 | 1170.3309 | -1716 | -545.6691 | 5335 | 1170.3309 | -1716 | -545.6691 | 5335 | 1167.8881 | -1716 | -548.1119 | 5335 | 1004.0075 | -1716 | -711.9925 | 5335 | 1004.0075 | -1716 | -711.9925
5336 | 590.4394 | -1016 | -425.5606 | 5336 | 590.4394 | -1016 | -425.5606 | 5336 | 590.4394 | -1016 | -425.5606 | 5336 | 1174.1385 | -1716 | -541.8615 | 5336 | 954.1424 | -1716 | -761.8576 | 5336 | 954.1424 | -1716 | -761.8576 | 5336 | 975.6255 | -1716 | -740.3745 | 5336 | 475.6255 | -1716 | -1240.3745 | 5336 | 475.6255 | -1716 | -1240.3745
5337 | 779.1087 | -1016 | -236.8913 | 5337 | 279.1087 | -1016 | -736.8913 | 5337 | 279.1087 | -1016 | -736.8913 | 5337 | 1175.9172 | -1716 | -540.0828 | 5337 | 715.6301 | -1716 | -1000.3699 | 5337 | 715.6301 | -1716 | -1000.3699 | 5337 | 1210.6793 | -1716 | -505.3207 | 5337 | 710.6793 | -1716 | -1005.3207 | 5337 | 710.6793 | -1716 | -1005.3207
5338 | -348.0218 | -1016 | -1364.0218 | 5338 | -348.0218 | -1016 | -1364.0218 | 5338 | -311.9134 | -969.0998 | -1281.0132 | 5338 | 1272.6854 | -1716 | -443.3146 | 5338 | 772.6854 | -1716 | -943.3146 | 5338 | 772.6854 | -1716 | -943.3146 | 5338 | 565.6627 | -1716 | -1150.3373 | 5338 | 416.6627 | -1716 | -1299.3373 | 5338 | 592.6337 | -1716 | -1123.3663
5339 | -350.8393 | -1016 | -1366.8393 | 5339 | -350.8393 | -1016 | -1366.8393 | 5339 | -350.8393 | -860.8892 | -1211.7285 | 5339 | 933.6196 | -1716 | -782.3804 | 5339 | 751.443 | -1716 | -964.557 | 5339 | 751.443 | -1716 | -964.557 | 5339 | -111.7172 | -1716 | -1827.7172 | 5339 | -162.9552 | -1716 | -1878.9552 | 5339 | -115.9498 | -1466.2609 | -1582.2108
5340 | -327.1303 | -1016 | -1343.1303 | 5340 | -327.1303 | -1016 | -1343.1303 | 5340 | -327.1303 | -991.6132 | -1318.7435 | 5340 | -52.9633 | -1716 | -1768.9633 | 5340 | -102.2468 | -1716 | -1818.2468 | 5340 | -10.132 | -1716 | -1726.132 | 5340 | -441.762 | -1716 | -2157.762 | 5340 | -306.6122 | -1716 | -2022.6122 | 5340 | -300.2272 | -1702.7367 | -2002.964
5341 | -310.9002 | -767.4113 | -1078.3115 | 5341 | -310.9002 | -1016 | -1326.9002 | 5341 | -310.9002 | -968.6985 | -1279.5987 | 5341 | -402.1028 | -1716 | -2118.1028 | 5341 | -318.0332 | -1716 | -2034.0332 | 5341 | -218.0332 | -1677.3333 | -1895.3665 | 5341 | -717.7095 | 15.3905 | -702.3191 | 5341 | -717.7095 | -484.6095 | -1202.3191 | 5341 | -717.7095 | -484.6095 | -1202.3191
5342 | -307.1293 | -524.3558 | -831.4851 | 5342 | -307.1293 | -1016 | -1323.1293 | 5342 | -307.1293 | -1016 | -1323.1293 | 5342 | -244.6486 | -1716 | -1960.6486 | 5342 | -295.564 | -1716 | -2011.564 | 5342 | -395.564 | -1556.8793 | -1952.4433 | 5342 | -689.4794 | -210.8428 | -900.3222 | 5342 | -689.4794 | -710.8428 | -1400.3222 | 5342 | -689.4794 | -710.8428 | -1400.3222
5343 | -387.0703 | -344.202 | -731.2723 | 5343 | -387.0703 | -844.202 | -1231.2723 | 5343 | -387.0703 | -844.202 | -1231.2723 | 5343 | -115.6433 | -957.4707 | -1073.114 | 5343 | -115.6433 | -1457.4707 | -1573.114 | 5343 | -115.6433 | -1457.4707 | -1573.114 | 5343 | -725.2746 | -427.3507 | -1152.6253 | 5343 | -725.2746 | -927.3507 | -1652.6253 | 5343 | -725.2746 | -927.3507 | -1652.6253
5344 | -636.9757 | -183.4341 | -820.4099 | 5344 | -636.9757 | -683.4341 | -1320.4099 | 5344 | -636.9757 | -683.4341 | -1320.4099 | 5344 | -270.445 | -905.9724 | -1176.4174 | 5344 | -270.445 | -1405.9724 | -1676.4174 | 5344 | -270.445 | -1405.9724 | -1676.4174 | 5344 | -718.3161 | -567.6368 | -1285.9529 | 5344 | -718.3161 | -1067.6368 | -1785.9529 | 5344 | -718.3161 | -1067.6368 | -1785.9529
5345 | 273.2872 | -1016 | -742.7128 | 5345 | 273.2872 | -1016 | -742.7128 | 5345 | 273.2872 | -1016 | -742.7128 | 5345 | 655.6745 | -1716 | -1060.3255 | 5345 | 655.6745 | -1716 | -1060.3255 | 5345 | 655.6745 | -1716 | -1060.3255 | 5345 | 521.9071 | -1716 | -1194.0929 | 5345 | 21.9071 | -1716 | -1694.0929 | 5345 | 21.9071 | -1716 | -1694.0929
5346 | 236.6865 | -1016 | -779.3135 | 5346 | 1000 | -1016 | -16 | 5346 | 339.2912 | -1016 | -676.7088 | 5346 | 614.3173 | -1716 | -1101.6827 | 5346 | 1032.5142 | -1716 | -683.4858 | 5346 | 614.3173 | -1716 | -1101.6827 | 5346 | 833.3081 | -1716 | -882.6919 | 5346 | 1552.4468 | -1716 | -163.5532 | 5346 | 1113.7773 | -1716 | -602.2227
5347 | 1000 | -1016 | -16 | 5347 | 1000 | -1016 | -16 | 5347 | 1000 | -1016 | -16 | 5347 | 1374.0291 | -1716 | -341.9709 | 5347 | 1466.2245 | -1716 | -249.7755 | 5347 | 1420.1268 | -1716 | -295.8732 | 5347 | 963.5364 | -1716 | -752.4636 | 5347 | 1142.4386 | -1716 | -573.5614 | 5347 | 1135.5157 | -1716 | -580.4843
5348 | 1000 | -1016 | -16 | 5348 | 1000 | -1016 | -16 | 5348 | 1000 | -1016 | -16 | 5348 | 1559.8039 | -1716 | -156.1961 | 5348 | 1514.6281 | -1716 | -201.3719 | 5348 | 1468.5304 | -1716 | -247.4696 | 5348 | 1106.408 | -1716 | -609.592 | 5348 | 1189.0942 | -1716 | -526.9058 | 5348 | 1189.0942 | -1716 | -526.9058
5349 | 953.0592 | -1016 | -62.9408 | 5349 | 1000 | -1016 | -16 | 5349 | 860.6477 | -1016 | -155.3523 | 5349 | 1643.8974 | -1716 | -72.1026 | 5349 | 1689.9951 | -1716 | -26.0049 | 5349 | 1474.972 | -1716 | -241.028 | 5349 | 1309.6254 | -1716 | -406.3746 | 5349 | 1759.6254 | -1716 | 43.6254 | 5349 | 1334.5484 | -1716 | -381.4516
5350 | 456.604 | -1016 | -559.396 | 5350 | 1000 | -1016 | -16 | 5350 | 956.604 | -1016 | -59.396 | 5350 | 1103.6966 | -1716 | -612.3034 | 5350 | 1623.0132 | -1716 | -92.9868 | 5350 | 1565.7616 | -1716 | -150.2384 | 5350 | 1277.2464 | -1716 | -438.7536 | 5350 | 1486.9207 | -1716 | -229.0793 | 5350 | 1486.9207 | -1716 | -229.0793
5351 | 538.0581 | -1016 | -477.9419 | 5351 | 1000 | -1016 | -16 | 5351 | 1000 | -1016 | -16 | 5351 | 1021.7944 | -1716 | -694.2056 | 5351 | 1617.8945 | -1716 | -98.1055 | 5351 | 1521.7944 | -1716 | -194.2056 | 5351 | 1450.5593 | -1716 | -265.4407 | 5351 | 1615.22 | -1716 | -100.78 | 5351 | 1675.5593 | -1716 | -40.4407
5352 | 517.0914 | -1016 | -498.9086 | 5352 | 683.0295 | -1016 | -332.9705 | 5352 | 517.0914 | -1016 | -498.9086 | 5352 | 1017.8756 | -1716 | -698.1244 | 5352 | 1517.8756 | -1716 | -198.1244 | 5352 | 1517.8756 | -1716 | -198.1244 | 5352 | 1129.3491 | -1716 | -586.6509 | 5352 | 1629.3491 | -1716 | -86.6509 | 5352 | 1649.481 | -1716 | -66.519
5353 | 485.0199 | -1016 | -530.9801 | 5353 | 485.0199 | -1016 | -530.9801 | 5353 | 485.0199 | -1016 | -530.9801 | 5353 | 998.9121 | -1716 | -717.0879 | 5353 | 998.9121 | -1716 | -717.0879 | 5353 | 998.9121 | -1716 | -717.0879 | 5353 | 1124.7069 | -1716 | -591.2931 | 5353 | 1624.7069 | -1716 | -91.2931 | 5353 | 1316.0772 | -1716 | -399.9228
5354 | 513.2377 | -1016 | -502.7623 | 5354 | 513.2377 | -1016 | -502.7623 | 5354 | 513.2377 | -1016 | -502.7623 | 5354 | 1046.7786 | -1716 | -669.2214 | 5354 | 1046.7786 | -1716 | -669.2214 | 5354 | 1046.7786 | -1716 | -669.2214 | 5354 | 1191.2319 | -1716 | -524.7681 | 5354 | 1191.2319 | -1716 | -524.7681 | 5354 | 1191.2319 | -1716 | -524.7681
5355 | 594.0376 | -1016 | -421.9624 | 5355 | 594.0376 | -1016 | -421.9624 | 5355 | 594.0376 | -1016 | -421.9624 | 5355 | 1163.7813 | -1716 | -552.2187 | 5355 | 1163.7813 | -1716 | -552.2187 | 5355 | 1163.7813 | -1716 | -552.2187 | 5355 | 1341.6905 | -1716 | -374.3095 | 5355 | 1341.6905 | -1716 | -374.3095 | 5355 | 1341.6905 | -1716 | -374.3095
5356 | 536.7044 | -1016 | -479.2956 | 5356 | 536.7044 | -1016 | -479.2956 | 5356 | 536.7044 | -1016 | -479.2956 | 5356 | 1110.2071 | -1716 | -605.7929 | 5356 | 1110.2071 | -1716 | -605.7929 | 5356 | 1110.2071 | -1716 | -605.7929 | 5356 | 1298.1288 | -1716 | -417.8712 | 5356 | 1792.7517 | -1716 | 76.7517 | 5356 | 1652.8226 | -1716 | -63.1774
5357 | 432.9962 | -1016 | -583.0038 | 5357 | 1000 | -1016 | -16 | 5357 | 932.9962 | -1016 | -83.0038 | 5357 | 966.3996 | -1716 | -749.6004 | 5357 | 966.3996 | -1716 | -749.6004 | 5357 | 1384.5964 | -1716 | -331.4036 | 5357 | 1129.682 | -1716 | -586.318 | 5357 | 1321.2744 | -1716 | -394.7256 | 5357 | 1499.4611 | -1716 | -216.5389
5358 | 448.6309 | -1016 | -567.3691 | 5358 | 448.6309 | -1016 | -567.3691 | 5358 | 448.6309 | -1016 | -567.3691 | 5358 | 931.203 | -1716 | -784.797 | 5358 | 931.203 | -1716 | -784.797 | 5358 | 931.203 | -1716 | -784.797 | 5358 | 920.9136 | -1716 | -795.0864 | 5358 | 920.9136 | -1716 | -795.0864 | 5358 | 920.9136 | -1716 | -795.0864
5359 | 402.1598 | -1016 | -613.8402 | 5359 | -97.8402 | -1016 | -1113.8402 | 5359 | -97.8402 | -1016 | -1113.8402 | 5359 | 83.4562 | -860.3534 | -776.8971 | 5359 | 439.1029 | -1716 | -1276.8971 | 5359 | 439.1029 | -1716 | -1276.8971 | 5359 | 554.7775 | -1369.5783 | -814.8009 | 5359 | 901.1991 | -1716 | -814.8009 | 5359 | 901.1991 | -1716 | -814.8009
5360 | -378.4998 | -562.5717 | -941.0715 | 5360 | -378.4998 | -562.5717 | -941.0715 | 5360 | -378.4998 | -731.1329 | -1109.6327 | 5360 | -164.483 | -473.7868 | -638.2698 | 5360 | -1434.474 | 272.9661 | -1161.5079 | 5360 | -1164.483 | 26.2132 | -1138.2698 | 5360 | -1001.7151 | 418.4147 | -583.3004 | 5360 | -1864.0792 | 1280.7787 | -583.3004 | 5360 | -1864.0792 | 985.3427 | -878.7365
5361 | -402.3411 | 212.8241 | -189.517 | 5361 | -402.3411 | -694.4523 | -1096.7935 | 5361 | -402.3411 | -287.1759 | -689.517 | 5361 | -813.5659 | 377.6855 | -435.8804 | 5361 | -813.5659 | -144.8401 | -958.4059 | 5361 | -813.5659 | -268.4632 | -1082.0291 | 5361 | -908.4771 | 560.2611 | -348.216 | 5361 | -1579.6114 | 731.3954 | -848.216 | 5361 | -1060.3781 | 212.1621 | -848.216
5362 | -368.914 | 447.4423 | 78.5283 | 5362 | -368.914 | -138.0357 | -506.9497 | 5362 | -368.914 | -52.5577 | -421.4717 | 5362 | -793.2393 | 425.6631 | -367.5762 | 5362 | -793.2393 | -114.6885 | -907.9277 | 5362 | -793.2393 | 155.0724 | -638.1669 | 5362 | -901.251 | 908.2873 | 7.0363 | 5362 | -901.251 | 408.2873 | -492.9637 | 5362 | -901.251 | 408.2873 | -492.9637
5363 | -361.1687 | -839.4962 | -1200.6649 | 5363 | -361.1687 | 160.5038 | -200.6649 | 5363 | -361.1687 | 160.5038 | -200.6649 | 5363 | -796.3728 | 202.0972 | -594.2756 | 5363 | -796.3728 | 413.1555 | -383.2173 | 5363 | -796.3728 | 413.1555 | -383.2173 | 5363 | -915.2635 | 1233.5128 | 318.2493 | 5363 | -915.2635 | 733.5128 | -181.7507 | 5363 | -915.2635 | 733.5128 | -181.7507
5364 | -380.0669 | 671.4754 | 291.4084 | 5364 | -380.0669 | -323.3974 | -703.4643 | 5364 | -380.0669 | 171.4754 | -208.5916 | 5364 | -826.1758 | 960.7314 | 134.5556 | 5364 | -826.1758 | -539.2686 | -1365.4444 | 5364 | -826.1758 | 460.7314 | -365.4444 | 5364 | -955.9711 | 1009.3141 | 53.3429 | 5364 | -955.9711 | 552.5897 | -403.3814 | 5364 | -955.9711 | 804.2303 | -151.7408
5365 | -459.221 | 687.8022 | 228.5812 | 5365 | -459.221 | 187.8022 | -271.4188 | 5365 | -459.221 | 187.8022 | -271.4188 | 5365 | -916.7989 | -482.3036 | -1399.1025 | 5365 | -916.7989 | 143.3161 | -773.4828 | 5365 | -916.7989 | 517.6964 | -399.1025 | 5365 | -1058.0632 | 452.1509 | -605.9123 | 5365 | -1058.0632 | 315.6199 | -742.4433 | 5365 | -1058.0632 | 687.8441 | -370.2191
5366 | -574.1549 | 440.9573 | -133.1976 | 5366 | -574.1549 | -212.9815 | -787.1364 | 5366 | -574.1549 | 316.8862 | -257.2687 | 5366 | -1040.7422 | 1194.3924 | 153.6502 | 5366 | -1040.7422 | 694.3924 | -346.3498 | 5366 | -1040.7422 | 461.2924 | -579.4498 | 5366 | -1191.016 | 1580.1711 | 389.1551 | 5366 | -1191.016 | 1080.1711 | -110.8449 | 5366 | -1191.016 | 1080.1711 | -110.8449
5367 | -599.8888 | 689.2978 | 89.409 | 5367 | -599.8888 | 144.3532 | -455.5356 | 5367 | -599.8888 | 43.1492 | -556.7396 | 5367 | -1068.83 | 1080.8528 | 12.0228 | 5367 | -1068.83 | 952.3164 | -116.5136 | 5367 | -1068.83 | 580.8528 | -487.9772 | 5367 | -1483.0018 | 1717 | 233.9982 | 5367 | -1488.2604 | 1388.9253 | -99.3351 | 5367 | -1520.8991 | 1717 | 196.1009
5368 | 830.9893 | -1016 | -185.0107 | 5368 | 676.1149 | -1016 | -339.8851 | 5368 | 676.1149 | -1016 | -339.8851 | 5368 | 680.9425 | -904.2445 | -223.302 | 5368 | 61.2197 | -744.2445 | -683.0248 | 5368 | 405.6246 | -1128.9266 | -723.302 | 5368 | -1238.9207 | 1159.2136 | -79.7071 | 5368 | -1238.9207 | 1159.2136 | -79.7071 | 5368 | -1238.9207 | 1159.2136 | -79.7071
5369 | 659.4948 | -1016 | -356.5052 | 5369 | 1000 | -1016 | -16 | 5369 | 817.6588 | -1016 | -198.3412 | 5369 | 1326.8804 | -1716 | -389.1196 | 5369 | 826.8804 | -1716 | -889.1196 | 5369 | 826.8804 | -1716 | -889.1196 | 5369 | 1476.2132 | -1716 | -239.7868 | 5369 | 1476.2132 | -1716 | -239.7868 | 5369 | 795.4493 | -1035.2361 | -239.7868
5370 | 863.3488 | -1016 | -152.6512 | 5370 | 1000 | -1016 | -16 | 5370 | 1000 | -1016 | -16 | 5370 | 1333.1678 | -1716 | -382.8322 | 5370 | 1533.5561 | -1628.5868 | -95.0308 | 5370 | 1294.1942 | -1625.3754 | -331.1812 | 5370 | 1368.4635 | -1716 | -347.5365 | 5370 | 1111.3845 | -1458.921 | -347.5365 | 5370 | 1111.3845 | -1458.921 | -347.5365
5371 | 1000 | -1016 | -16 | 5371 | 1000 | -1016 | -16 | 5371 | 1000 | -1016 | -16 | 5371 | 1301.072 | -1644.9021 | -343.83 | 5371 | 1721.4015 | -1415.7975 | 305.604 | 5371 | 1571.9675 | -1415.7975 | 156.17 | 5371 | 1126.1865 | -1289.0747 | -162.8881 | 5371 | 1553.1119 | -1716 | -162.8881 | 5371 | 1126.1865 | -1289.0747 | -162.8881
5372 | 1000 | -1016 | -16 | 5372 | 1000 | -1016 | -16 | 5372 | 1000 | -1016 | -16 | 5372 | 1850.0647 | -1612.4592 | 237.6054 | 5372 | 1870.0647 | -1412.852 | 457.2127 | 5372 | 1726.6865 | -1416.214 | 310.4725 | 5372 | 1347.6379 | -1328.4302 | 19.2076 | 5372 | 1347.6379 | -1328.4302 | 19.2076 | 5372 | 1347.6379 | -1328.4302 | 19.2076
5373 | 1000 | -1016 | -16 | 5373 | 1000 | -1016 | -16 | 5373 | 1000 | -1016 | -16 | 5373 | 1996.072 | -1716 | 280.072 | 5373 | 1941.4681 | -1716 | 225.4681 | 5373 | 1952.8902 | -1716 | 236.8902 | 5373 | 1880.0676 | -1716 | 164.0676 | 5373 | 1784.7771 | -1620.7095 | 164.0676 | 5373 | 1880.0676 | -1716 | 164.0676
5374 | 968.9666 | -1016 | -47.0334 | 5374 | 1000 | -1016 | -16 | 5374 | 1000 | -1016 | -16 | 5374 | 1748.2594 | -1716 | 32.2594 | 5374 | 2000 | -1716 | 284 | 5374 | 1930.4231 | -1716 | 214.4231 | 5374 | 1903.26 | -1647.6135 | 255.6465 | 5374 | 1903.26 | -1647.6135 | 255.6465 | 5374 | 1903.26 | -1647.6135 | 255.6465
5375 | 958.5823 | -1016 | -57.4177 | 5375 | 1000 | -1016 | -16 | 5375 | 1000 | -1016 | -16 | 5375 | 1884.5181 | -1716 | 168.5181 | 5375 | 1754.1745 | -1716 | 38.1745 | 5375 | 2000 | -1716 | 284 | 5375 | 1941.6878 | -1716 | 225.6878 | 5375 | 1941.6878 | -1716 | 225.6878 | 5375 | 1849.8328 | -1624.145 | 225.6878
5376 | 997.3826 | -1016 | -18.6174 | 5376 | 1000 | -1016 | -16 | 5376 | 1000 | -1016 | -16 | 5376 | 1747.6562 | -1716 | 31.6562 | 5376 | 1933.438 | -1716 | 217.438 | 5376 | 1747.6562 | -1716 | 31.6562 | 5376 | 1941.9251 | -1716 | 225.9251 | 5376 | 1626.9288 | -1401.0037 | 225.9251 | 5376 | 1626.9288 | -1401.0037 | 225.9251
5377 | 1000 | -1016 | -16 | 5377 | 1000 | -949.2462 | 50.7538 | 5377 | 1000 | -965.4646 | 34.5354 | 5377 | 1694.4208 | -1716 | -21.5792 | 5377 | 2000 | -1521.5792 | 478.4208 | 5377 | 1326.1781 | -847.7574 | 478.4208 | 5377 | 1821.1035 | -1716 | 105.1035 | 5377 | 2000 | -1434.6094 | 565.3906 | 5377 | 1554.5302 | -989.1396 | 565.3906
5378 | 1000 | -1016 | -16 | 5378 | 1000 | -816.2744 | 183.7256 | 5378 | 1000 | -800.0559 | 199.9441 | 5378 | 1038.7009 | -1163.8713 | -125.1703 | 5378 | 1038.7009 | -663.8713 | 374.8297 | 5378 | 1038.7009 | -663.8713 | 374.8297 | 5378 | 1696.3363 | -1716 | -19.6637 | 5378 | 2000 | -1559.3766 | 440.6234 | 5378 | 1493.1581 | -1052.5347 | 440.6234
5379 | 1000 | -1016 | -16 | 5379 | 1000 | -797.9578 | 202.0422 | 5379 | 1000 | -797.9578 | 202.0422 | 5379 | 1033.5281 | -1201.6538 | -168.1257 | 5379 | 1033.5281 | -701.6538 | 331.8743 | 5379 | 2000 | -1668.1257 | 331.8743 | 5379 | 1637.7735 | -1716 | -78.2265 | 5379 | 1352.9919 | -931.2184 | 421.7735 | 5379 | 1247.0545 | -825.281 | 421.7735
5380 | 1000 | -1016 | -16 | 5380 | 1000 | -915.4027 | 84.5973 | 5380 | 1000 | -915.4027 | 84.5973 | 5380 | 1694.7727 | -1673.8914 | 20.8813 | 5380 | 786.9681 | -1537.4406 | -750.4725 | 5380 | 1763.9193 | -1581.4307 | 182.4885 | 5380 | 1885.4394 | -1552.7002 | 332.7391 | 5380 | 954.5859 | -319.0053 | 635.5806 | 5380 | 931.5371 | -680.5169 | 251.0202
5381 | 1000 | -1016 | -16 | 5381 | 1000 | -259.2273 | 740.7727 | 5381 | 1000 | -788.8475 | 211.1525 | 5381 | 879.5258 | -590.2678 | 289.258 | 5381 | 157.6779 | -216.0653 | -58.3873 | 5381 | 1180.7268 | -929.0941 | 251.6327 | 5381 | 1358.0261 | -1276.6892 | 81.3369 | 5381 | 1288.8795 | -856.117 | 432.7625 | 5381 | 1311.9284 | -1024.8907 | 287.0377
5382 | 1000 | -1016 | -16 | 5382 | 1000 | -812.4882 | 187.5118 | 5382 | 1000 | -813.1532 | 186.8468 | 5382 | 1172.1565 | -1461.2936 | -289.1371 | 5382 | 1098.9393 | -1126.2936 | -27.3543 | 5382 | 1037.1565 | -1126.2936 | -89.1371 | 5382 | 1219.9895 | -1522.4235 | -302.434 | 5382 | 1219.9895 | -1322.4235 | -102.434 | 5382 | 1219.9895 | -1322.4235 | -102.434
5383 | 1000 | -821.693 | 178.307 | 5383 | 1000 | -821.693 | 178.307 | 5383 | 1000 | -821.693 | 178.307 | 5383 | 646.3018 | -523.2628 | 123.039 | 5383 | 946.3018 | -1095.8284 | -149.5266 | 5383 | 1347.378 | -1224.339 | 123.039 | 5383 | 805.7526 | -463.3085 | 342.4441 | 5383 | 805.7526 | -463.3085 | 342.4441 | 5383 | 805.7526 | -463.3085 | 342.4441
5384 | -156.9876 | 969.1317 | 812.1441 | 5384 | -156.9876 | 969.1317 | 812.1441 | 5384 | -156.9876 | 969.1317 | 812.1441 | 5384 | 1071.0171 | -201.4877 | 869.5294 | 5384 | 1071.0171 | -201.4877 | 869.5294 | 5384 | 1071.0171 | -201.4877 | 869.5294 | 5384 | 465.3379 | 879.4073 | 1344.7453 | 5384 | 465.3379 | 879.4073 | 1344.7453 | 5384 | 465.3379 | 879.4073 | 1344.7453
5385 | 155.4524 | 1017 | 1172.4524 | 5385 | -344.5476 | 1017 | 672.4524 | 5385 | -344.5476 | 1017 | 672.4524 | 5385 | 584.3519 | 776.7854 | 1361.1373 | 5385 | 584.3519 | 776.7854 | 1361.1373 | 5385 | 584.3519 | 776.7854 | 1361.1373 | 5385 | -724.0646 | 1717 | 992.9354 | 5385 | -423.0776 | 1717 | 1293.9224 | 5385 | -828.5086 | 1717 | 888.4914
5386 | -647.1418 | 1017 | 369.8582 | 5386 | -647.1418 | 1017 | 369.8582 | 5386 | -611.5918 | 1017 | 405.4082 | 5386 | -818.3137 | 1717 | 898.6863 | 5386 | -1183.2223 | 1717 | 533.7777 | 5386 | -743.6801 | 1717 | 973.3199 | 5386 | -1402.9894 | 1717 | 314.0106 | 5386 | -1402.9894 | 1717 | 314.0106 | 5386 | -1402.9894 | 1717 | 314.0106
5387 | -661.3682 | 1017 | 355.6318 | 5387 | -661.3682 | 1017 | 355.6318 | 5387 | -661.3682 | 1017 | 355.6318 | 5387 | -1191.1002 | 1717 | 525.8998 | 5387 | -1191.1002 | 1702.4961 | 511.3958 | 5387 | -1191.1002 | 1717 | 525.8998 | 5387 | -1334.1188 | 1717 | 382.8812 | 5387 | -1404.5188 | 1717 | 312.4812 | 5387 | -1404.5188 | 1717 | 312.4812
5388 | -668.4298 | 1017 | 348.5702 | 5388 | -668.4298 | 1017 | 348.5702 | 5388 | -613.1298 | 1017 | 403.8702 | 5388 | -1187.6048 | 1717 | 529.3952 | 5388 | -1187.6048 | 1316.2545 | 128.6497 | 5388 | -968.8915 | 1717 | 748.1085 | 5388 | -1308.333 | 1717 | 408.667 | 5388 | -1308.333 | 1717 | 408.667 | 5388 | -1390.4663 | 1717 | 326.5337
5389 | -134.082 | 1017 | 882.918 | 5389 | -606.9367 | 1017 | 410.0633 | 5389 | -606.9367 | 1017 | 410.0633 | 5389 | -582.1256 | 1717 | 1134.8744 | 5389 | -859.7489 | 1717 | 857.2511 | 5389 | -1028.1665 | 1717 | 688.8335 | 5389 | -1239.8708 | 1717 | 477.1292 | 5389 | -1327.8708 | 1717 | 389.1292 | 5389 | -1327.8708 | 1717 | 389.1292
5390 | -138.9286 | 1017 | 878.0714 | 5390 | -138.9286 | 1017 | 878.0714 | 5390 | -138.9286 | 1017 | 878.0714 | 5390 | 188.7243 | 964.8972 | 1153.6215 | 5390 | 188.7243 | 964.8972 | 1153.6215 | 5390 | 188.7243 | 964.8972 | 1153.6215 | 5390 | 68.0795 | 1717 | 1785.0795 | 5390 | -727.7321 | 1717 | 989.2679 | 5390 | -431.9205 | 1717 | 1285.0795
5391 | 1000 | -398.8999 | 601.1001 | 5391 | 1000 | -398.8999 | 601.1001 | 5391 | 1000 | -398.8999 | 601.1001 | 5391 | 1436.4227 | -549.107 | 887.3157 | 5391 | 1436.4227 | -1112.6843 | 323.7384 | 5391 | 1436.4227 | -549.107 | 887.3157 | 5391 | -313.6005 | 1717 | 1403.3995 | 5391 | -313.6005 | 1717 | 1403.3995 | 5391 | -313.6005 | 1717 | 1403.3995
5392 | 1000 | -988.9968 | 11.0032 | 5392 | 1000 | -988.9968 | 11.0032 | 5392 | 1000 | -750.7008 | 249.2992 | 5392 | 2000 | -1716 | 284 | 5392 | 2000 | -1716 | 284 | 5392 | 2000 | -1716 | 284 | 5392 | 2000 | -1326.522 | 673.478 | 5392 | 2000 | -826.522 | 1173.478 | 5392 | 2000 | -826.522 | 1173.478
5393 | 1000 | -1016 | -16 | 5393 | 1000 | -890.3881 | 109.6119 | 5393 | 1000 | -1016 | -16 | 5393 | 2000 | -1716 | 284 | 5393 | 2000 | -1716 | 284 | 5393 | 2000 | -1716 | 284 | 5393 | 2000 | -1688.7128 | 311.2872 | 5393 | 2000 | -1105.9651 | 894.0349 | 5393 | 2000 | -1272.1576 | 727.8424
5394 | 1000 | -765.6706 | 234.3294 | 5394 | 1000 | -254.6867 | 745.3133 | 5394 | 1000 | -793.4814 | 206.5186 | 5394 | 2000 | -1716 | 284 | 5394 | 2000 | -1716 | 284 | 5394 | 2000 | -1716 | 284 | 5394 | 2000 | -598.821 | 1401.179 | 5394 | 2000 | -598.821 | 1401.179 | 5394 | 2000 | -1365.721 | 634.279
5395 | 1000 | -1016 | -16 | 5395 | 1000 | -1016 | -16 | 5395 | 1000 | -953.5213 | 46.4787 | 5395 | 2000 | -1716 | 284 | 5395 | 2000 | -1087.8264 | 912.1736 | 5395 | 2000 | -1716 | 284 | 5395 | 2000 | -1706.3012 | 293.6988 | 5395 | 2000 | -1344.3012 | 655.6988 | 5395 | 2000 | -1471.779 | 528.221
5396 | 1000 | -1016 | -16 | 5396 | 1000 | -903.3159 | 96.6841 | 5396 | 1000 | -1016 | -16 | 5396 | 2000 | -1716 | 284 | 5396 | 2000 | -1716 | 284 | 5396 | 2000 | -1716 | 284 | 5396 | 2000 | -1716 | 284 | 5396 | 2000 | -1422.2135 | 577.7865 | 5396 | 2000 | -1422.2135 | 577.7865
5397 | 1000 | -1016 | -16 | 5397 | 1000 | -1016 | -16 | 5397 | 1000 | -1016 | -16 | 5397 | 1874.1486 | -1716 | 158.1486 | 5397 | 1874.1486 | -1716 | 158.1486 | 5397 | 1874.1486 | -1716 | 158.1486 | 5397 | 1065.6397 | -526.4803 | 539.1594 | 5397 | 1065.6397 | -526.4803 | 539.1594 | 5397 | 1065.6397 | -526.4803 | 539.1594
5398 | 1000 | -1016 | -16 | 5398 | 1000 | -1016 | -16 | 5398 | 1000 | -1016 | -16 | 5398 | 1109.3529 | -866.6225 | 242.7304 | 5398 | 1109.3529 | -866.6225 | 242.7304 | 5398 | 1109.3529 | -866.6225 | 242.7304 | 5398 | 17.8006 | 684.5995 | 702.4001 | 5398 | 17.8006 | 684.5995 | 702.4001 | 5398 | 17.8006 | 684.5995 | 702.4001
5399 | 1000 | -963.9077 | 36.0923 | 5399 | 1000 | -963.9077 | 36.0923 | 5399 | 1000 | -963.9077 | 36.0923 | 5399 | 825.3383 | -536.8687 | 288.4696 | 5399 | 825.3383 | -536.8687 | 288.4696 | 5399 | 825.3383 | -536.8687 | 288.4696 | 5399 | -270.3551 | 996.5438 | 726.1887 | 5399 | -270.3551 | 996.5438 | 726.1887 | 5399 | -270.3551 | 996.5438 | 726.1887
5400 | 532.1597 | -351.5808 | 180.5789 | 5400 | 532.1597 | -351.5808 | 180.5789 | 5400 | 532.1597 | -351.5808 | 180.5789 | 5400 | 326.9397 | 171.7956 | 498.7352 | 5400 | 326.9397 | 171.7956 | 498.7352 | 5400 | 326.9397 | 171.7956 | 498.7352 | 5400 | -795.767 | 1717 | 921.233 | 5400 | -795.767 | 1717 | 921.233 | 5400 | -795.767 | 1717 | 921.233
5401 | 138.2589 | 191.7706 | 330.0295 | 5401 | 138.2589 | 191.7706 | 330.0295 | 5401 | 138.2589 | 191.7706 | 330.0295 | 5401 | -135.299 | 855.0447 | 719.7457 | 5401 | -135.299 | 855.0447 | 719.7457 | 5401 | -135.299 | 855.0447 | 719.7457 | 5401 | -1326.3436 | 1717 | 390.6564 | 5401 | -1326.3436 | 1717 | 390.6564 | 5401 | -1326.3436 | 1717 | 390.6564
5402 | 363.1252 | 72.0684 | 435.1936 | 5402 | 363.1252 | 72.0684 | 435.1936 | 5402 | 363.1252 | 72.0684 | 435.1936 | 5402 | 81.7131 | 784.3779 | 866.091 | 5402 | 81.7131 | 784.3779 | 866.091 | 5402 | 81.7131 | 784.3779 | 866.091 | 5402 | -999.8524 | 1717 | 717.1476 | 5402 | -999.8524 | 1717 | 717.1476 | 5402 | -1117.1857 | 1717 | 599.8143
5403 | 773.5346 | -311.1676 | 462.367 | 5403 | 773.5346 | -311.1676 | 462.367 | 5403 | 773.5346 | -311.1676 | 462.367 | 5403 | 577.3316 | 335.6482 | 912.9799 | 5403 | 577.3316 | 335.6482 | 912.9799 | 5403 | 577.3316 | 335.6482 | 912.9799 | 5403 | -181.9307 | 1717 | 1535.0693 | 5403 | -465.958 | 1717 | 1251.042 | 5403 | -536.358 | 1717 | 1180.642
5404 | 751.6472 | -207.2374 | 544.4098 | 5404 | 751.6472 | -207.2374 | 544.4098 | 5404 | 751.6472 | -207.2374 | 544.4098 | 5404 | 622.5907 | 349.3139 | 971.9046 | 5404 | 622.5907 | 349.3139 | 971.9046 | 5404 | 622.5907 | 349.3139 | 971.9046 | 5404 | -190.2659 | 1717 | 1526.7341 | 5404 | -141.1766 | 1717 | 1575.8234 | 5404 | -423.9525 | 1717 | 1293.0475
5405 | 875.5222 | -228.5585 | 646.9637 | 5405 | 875.5222 | -228.5585 | 646.9637 | 5405 | 875.5222 | -228.5585 | 646.9637 | 5405 | 892.8645 | 131.134 | 1023.9985 | 5405 | 892.8645 | 131.134 | 1023.9985 | 5405 | 892.8645 | 131.134 | 1023.9985 | 5405 | -49.2798 | 1679.9885 | 1630.7087 | 5405 | -49.2798 | 1717 | 1667.7202 | 5405 | -49.2798 | 1717 | 1667.7202
5406 | 628.5884 | 246.9939 | 875.5823 | 5406 | 628.5884 | 246.9939 | 875.5823 | 5406 | 628.5884 | 246.9939 | 875.5823 | 5406 | 675.3976 | 557.0469 | 1232.4445 | 5406 | 625.0296 | 557.0469 | 1182.0765 | 5406 | 675.3976 | 557.0469 | 1232.4445 | 5406 | -48.3306 | 1717 | 1668.6694 | 5406 | -48.3306 | 1717 | 1668.6694 | 5406 | -48.3306 | 1717 | 1668.6694
5407 | -242.2925 | 1017 | 774.7075 | 5407 | -242.2925 | 1017 | 774.7075 | 5407 | -242.2925 | 1017 | 774.7075 | 5407 | -616.2929 | 1717 | 1100.7071 | 5407 | -616.2929 | 1717 | 1100.7071 | 5407 | -616.2929 | 1717 | 1100.7071 | 5407 | -1351.274 | 1717 | 365.726 | 5407 | -1351.274 | 1717 | 365.726 | 5407 | -1351.274 | 1717 | 365.726
5408 | -649.884 | 1017 | 367.116 | 5408 | -649.884 | 1017 | 367.116 | 5408 | -649.884 | 1017 | 367.116 | 5408 | -1173.1548 | 1717 | 543.8452 | 5408 | -1173.1548 | 1717 | 543.8452 | 5408 | -1173.1548 | 1717 | 543.8452 | 5408 | -1380.1122 | 1717 | 336.8878 | 5408 | -1380.1122 | 1717 | 336.8878 | 5408 | -1380.1122 | 1717 | 336.8878
5409 | -660.308 | 1017 | 356.692 | 5409 | -660.308 | 1017 | 356.692 | 5409 | -660.308 | 1017 | 356.692 | 5409 | -1192.7383 | 1717 | 524.2617 | 5409 | -1192.7383 | 1717 | 524.2617 | 5409 | -1192.7383 | 1717 | 524.2617 | 5409 | -1408.8552 | 1717 | 308.1448 | 5409 | -1332.5885 | 1717 | 384.4115 | 5409 | -1408.8552 | 1717 | 308.1448
5410 | -693.8355 | 1017 | 323.1645 | 5410 | -693.8355 | 1017 | 323.1645 | 5410 | -693.8355 | 1017 | 323.1645 | 5410 | -1231.6573 | 1717 | 485.3427 | 5410 | -1231.6573 | 1717 | 485.3427 | 5410 | -1231.6573 | 1717 | 485.3427 | 5410 | -1048.9863 | 1717 | 668.0137 | 5410 | -1359.2989 | 1717 | 357.7011 | 5410 | -1359.2989 | 1717 | 357.7011
5411 | -704.2655 | 1017 | 312.7345 | 5411 | -704.2655 | 1017 | 312.7345 | 5411 | -704.2655 | 1017 | 312.7345 | 5411 | -1243.5322 | 1717 | 473.4678 | 5411 | -1150.2739 | 1522.7893 | 372.5154 | 5411 | -1243.5322 | 1717 | 473.4678 | 5411 | -1355.0188 | 1717 | 361.9812 | 5411 | -1355.0188 | 1717 | 361.9812 | 5411 | -1355.0188 | 1717 | 361.9812
5412 | -752.7201 | 1017 | 264.2799 | 5412 | -752.7201 | 1017 | 264.2799 | 5412 | -752.7201 | 1017 | 264.2799 | 5412 | -1300.9059 | 1717 | 416.0941 | 5412 | -1300.9059 | 1717 | 416.0941 | 5412 | -1300.9059 | 1717 | 416.0941 | 5412 | -1008.0512 | 1717 | 708.9488 | 5412 | -1350.9115 | 1717 | 366.0885 | 5412 | -1350.9115 | 1717 | 366.0885
5413 | -781.3504 | 1017 | 235.6496 | 5413 | -781.3504 | 1017 | 235.6496 | 5413 | -781.3504 | 1017 | 235.6496 | 5413 | -1331.5197 | 1717 | 385.4803 | 5413 | -1154.8197 | 1238.0005 | 83.1808 | 5413 | -1331.5197 | 1717 | 385.4803 | 5413 | -1160.9146 | 1717 | 556.0854 | 5413 | -1354.1755 | 1717 | 362.8245 | 5413 | -1354.1755 | 1717 | 362.8245
5414 | -799.8005 | 1017 | 217.1995 | 5414 | -799.8005 | 1017 | 217.1995 | 5414 | -645.7505 | 1017 | 371.2495 | 5414 | -1348.3957 | 1717 | 368.6043 | 5414 | -1348.3957 | 1717 | 368.6043 | 5414 | -1348.3957 | 1717 | 368.6043 | 5414 | -1242.61 | 1717 | 474.39 | 5414 | -1351.8774 | 1717 | 365.1226 | 5414 | -1351.8774 | 1717 | 365.1226
5415 | -808.6262 | 1017 | 208.3738 | 5415 | -808.6262 | 1017 | 208.3738 | 5415 | -650.6262 | 1017 | 366.3738 | 5415 | -1353.4159 | 1717 | 363.5841 | 5415 | -1353.4159 | 1717 | 363.5841 | 5415 | -1353.4159 | 1717 | 363.5841 | 5415 | -554.3423 | 1717 | 1162.6577 | 5415 | -930.391 | 1717 | 786.609 | 5415 | -319.6757 | 1717 | 1397.3243
5416 | -278.1893 | 1017 | 738.8107 | 5416 | -841.6509 | 1017 | 175.3491 | 5416 | -841.6509 | 1017 | 175.3491 | 5416 | -222.6249 | 1411.7962 | 1189.1713 | 5416 | -222.6249 | 1411.7962 | 1189.1713 | 5416 | -222.6249 | 1411.7962 | 1189.1713 | 5416 | 152.4895 | 1717 | 1869.4895 | 5416 | 152.4895 | 1717 | 1869.4895 | 5416 | -1276.8834 | 1717 | 440.1166
5417 | 386.5543 | -146.1965 | 240.3578 | 5417 | 386.5543 | 353.8035 | 740.3578 | 5417 | 386.5543 | 353.8035 | 740.3578 | 5417 | 1164.9447 | -239.6846 | 925.2601 | 5417 | 1189.084 | -12.1195 | 1176.9645 | 5417 | 1189.084 | -12.1195 | 1176.9645 | 5417 | -1012.6422 | 1717 | 704.3578 | 5417 | -1012.6422 | 1717 | 704.3578 | 5417 | -1012.6422 | 1717 | 704.3578
5418 | 1000 | 474.6903 | 1474.6903 | 5418 | 1000 | 568.4882 | 1568.4882 | 5418 | 1000 | -198.4118 | 801.5882 | 5418 | 2000 | 14.3223 | 2014.3223 | 5418 | 2000 | -114.7319 | 1885.2681 | 5418 | 2000 | -752.5777 | 1247.4223 | 5418 | 942.53 | 207.8262 | 1150.3562 | 5418 | 942.53 | 707.8262 | 1650.3562 | 5418 | 942.53 | 707.8262 | 1650.3562
5419 | 1000 | -177.1626 | 822.8374 | 5419 | 1000 | 37.5736 | 1037.5736 | 5419 | 1000 | -256.0967 | 743.9033 | 5419 | 2000 | -1059.7489 | 940.2511 | 5419 | 2000 | -406.7967 | 1593.2033 | 5419 | 2000 | -796.5894 | 1203.4106 | 5419 | 1121.4945 | 131.4953 | 1252.9898 | 5419 | 1121.4945 | 144.4739 | 1265.9684 | 5419 | 1121.4945 | 144.4739 | 1265.9684
5420 | 1000 | -793.8205 | 206.1795 | 5420 | 1000 | -293.8205 | 706.1795 | 5420 | 1000 | -293.8205 | 706.1795 | 5420 | 1968.4212 | -1294.1858 | 674.2353 | 5420 | 1968.4212 | -794.1858 | 1174.2353 | 5420 | 1968.4212 | -794.1858 | 1174.2353 | 5420 | 791.2265 | 528.9594 | 1320.1859 | 5420 | 791.2265 | 528.9594 | 1320.1859 | 5420 | 791.2265 | 528.9594 | 1320.1859
5421 | 1000 | -441.6829 | 558.3171 | 5421 | 1000 | 58.3171 | 1058.3171 | 5421 | 1000 | 58.3171 | 1058.3171 | 5421 | 1547.1771 | -490.8171 | 1056.36 | 5421 | 1547.1771 | 9.1829 | 1556.36 | 5421 | 1547.1771 | 9.1829 | 1556.36 | 5421 | 316.6967 | 1404.3546 | 1721.0513 | 5421 | 316.6967 | 1404.3546 | 1721.0513 | 5421 | 316.6967 | 1404.3546 | 1721.0513
5422 | 1000 | -320.318 | 679.682 | 5422 | 1000 | -320.318 | 679.682 | 5422 | 1000 | -320.318 | 679.682 | 5422 | 756.8553 | 439.9992 | 1196.8546 | 5422 | 756.8553 | 439.9992 | 1196.8546 | 5422 | 756.8553 | 439.9992 | 1196.8546 | 5422 | -272.2824 | 1717 | 1444.7176 | 5422 | -565.6157 | 1717 | 1151.3843 | 5422 | -272.2824 | 1717 | 1444.7176
5423 | 365.4428 | 376.8815 | 742.3243 | 5423 | 365.4428 | 376.8815 | 742.3243 | 5423 | 365.4428 | 376.8815 | 742.3243 | 5423 | -130.8015 | 1405.8142 | 1275.0127 | 5423 | -130.8015 | 1405.8142 | 1275.0127 | 5423 | -130.8015 | 1405.8142 | 1275.0127 | 5423 | -272.7947 | 1717 | 1444.2053 | 5423 | -1277.7136 | 1717 | 439.2864 | 5423 | 252.3194 | 1717 | 1969.3194
5424 | 45.9786 | 564.7286 | 610.7072 | 5424 | 45.9786 | 564.7286 | 610.7072 | 5424 | 45.9786 | 564.7286 | 610.7072 | 5424 | -492.1743 | 1651.0981 | 1158.9238 | 5424 | -492.1743 | 1651.0981 | 1158.9238 | 5424 | -492.1743 | 1651.0981 | 1158.9238 | 5424 | -368.438 | 1717 | 1348.562 | 5424 | -1212.3007 | 1717 | 504.6993 | 5424 | 156.6762 | 1717 | 1873.6762
5425 | -133.6975 | 928.1476 | 794.4502 | 5425 | -133.6975 | 928.1476 | 794.4502 | 5425 | -133.6975 | 928.1476 | 794.4502 | 5425 | -670.3741 | 1717 | 1046.6259 | 5425 | -670.3741 | 1717 | 1046.6259 | 5425 | -670.3741 | 1717 | 1046.6259 | 5425 | -174.1488 | 1717 | 1542.8512 | 5425 | -1199.1997 | 1717 | 517.8003 | 5425 | -149.0347 | 1717 | 1567.9653
5426 | 464.6335 | 394.5478 | 859.1813 | 5426 | 464.6335 | 894.5478 | 1359.1813 | 5426 | 464.6335 | 894.5478 | 1359.1813 | 5426 | -62.4412 | 1485.5308 | 1423.0896 | 5426 | -62.4412 | 1717 | 1654.5588 | 5426 | -62.4412 | 1717 | 1654.5588 | 5426 | -97.0876 | 1717 | 1619.9124 | 5426 | -1192.6005 | 1717 | 524.3995 | 5426 | -97.0876 | 1717 | 1619.9124
5427 | 303.9408 | 529.9536 | 833.8945 | 5427 | 303.9408 | 899.1921 | 1203.1329 | 5427 | 303.9408 | 899.1921 | 1203.1329 | 5427 | -205.9391 | 1613.6437 | 1407.7046 | 5427 | -205.9391 | 1707.9793 | 1502.0402 | 5427 | -205.9391 | 1707.9793 | 1502.0402 | 5427 | -100.2788 | 1717 | 1616.7212 | 5427 | -1145.4617 | 1717 | 571.5383 | 5427 | -222.8685 | 1717 | 1494.1315
5428 | 232.5871 | 1017 | 1249.5871 | 5428 | -93.6332 | 1017 | 923.3668 | 5428 | -93.6332 | 1017 | 923.3668 | 5428 | -602.0518 | 1717 | 1114.9482 | 5428 | -435.1685 | 1717 | 1281.8315 | 5428 | -602.0518 | 1717 | 1114.9482 | 5428 | 156.001 | 1717 | 1873.001 | 5428 | -1070.4104 | 1717 | 646.5896 | 5428 | 355.4677 | 1717 | 2072.4677
5429 | -40.6793 | 1017 | 976.3207 | 5429 | -255.3118 | 1017 | 761.6882 | 5429 | -562.9015 | 1017 | 454.0985 | 5429 | -1225.0157 | 1717 | 491.9843 | 5429 | -792.2066 | 1717 | 924.7934 | 5429 | -1225.0157 | 1717 | 491.9843 | 5429 | -541.5582 | 1717 | 1175.4418 | 5429 | -965.1036 | 1717 | 751.8964 | 5429 | -541.5582 | 1717 | 1175.4418
5430 | -762.2583 | 1017 | 254.7417 | 5430 | -892.8259 | 1017 | 124.1741 | 5430 | -611.1472 | 1017 | 405.8528 | 5430 | -1654.3645 | 1717 | 62.6355 | 5430 | -1654.3645 | 1717 | 62.6355 | 5430 | -1654.3645 | 1717 | 62.6355 | 5430 | -1022.2475 | 1717 | 694.7525 | 5430 | -1287.2847 | 1717 | 429.7153 | 5430 | -1287.2847 | 1717 | 429.7153
5431 | -1000 | 1017 | 17 | 5431 | -1000 | 1017 | 17 | 5431 | -1000 | 1017 | 17 | 5431 | -1627.3844 | 1717 | 89.6156 | 5431 | -1715.4779 | 1717 | 1.5221 | 5431 | -1715.4779 | 1717 | 1.5221 | 5431 | -699.1499 | 1717 | 1017.8501 | 5431 | -1199.1499 | 1717 | 517.8501 | 5431 | -1199.1499 | 1717 | 517.8501
5432 | -1000 | 1017 | 17 | 5432 | -1000 | 1017 | 17 | 5432 | -1000 | 1017 | 17 | 5432 | -1507.2764 | 1717 | 209.7236 | 5432 | -1747.7848 | 1717 | -30.7848 | 5432 | -1747.7848 | 1717 | -30.7848 | 5432 | -432.4322 | 1717 | 1284.5678 | 5432 | -932.4322 | 1717 | 784.5678 | 5432 | -1078.5809 | 1717 | 638.4191
5433 | -1000 | 1017 | 17 | 5433 | -1000 | 1017 | 17 | 5433 | -1000 | 1017 | 17 | 5433 | -1531.4952 | 1717 | 185.5048 | 5433 | -1772.0036 | 1717 | -55.0036 | 5433 | -1772.0036 | 1717 | -55.0036 | 5433 | -446.8463 | 1717 | 1270.1537 | 5433 | -946.8463 | 1717 | 770.1537 | 5433 | -1263.5579 | 1717 | 453.4421
5434 | -1000 | 1017 | 17 | 5434 | -1000 | 1017 | 17 | 5434 | -1000 | 1017 | 17 | 5434 | -1484.9343 | 1717 | 232.0657 | 5434 | -1734.689 | 1717 | -17.689 | 5434 | -1734.689 | 1717 | -17.689 | 5434 | -1535.9272 | 1717 | 181.0728 | 5434 | -1558.8109 | 1717 | 158.1891 | 5434 | -1585.9272 | 1717 | 131.0728
5435 | -1000 | 1017 | 17 | 5435 | -1000 | 1017 | 17 | 5435 | -1000 | 1017 | 17 | 5435 | -1712.1301 | 1717 | 4.8699 | 5435 | -1787.9888 | 1717 | -70.9888 | 5435 | -1787.9888 | 1717 | -70.9888 | 5435 | -1830.659 | 1717 | -113.659 | 5435 | -1847.729 | 1717 | -130.729 | 5435 | -1830.659 | 1717 | -113.659
5436 | -1000 | 1017 | 17 | 5436 | -1000 | 1017 | 17 | 5436 | -1000 | 1017 | 17 | 5436 | -1784.5246 | 1717 | -67.5246 | 5436 | -1784.5246 | 1717 | -67.5246 | 5436 | -1784.5246 | 1717 | -67.5246 | 5436 | -1724.0759 | 1717 | -7.0759 | 5436 | -1845.6206 | 1717 | -128.6206 | 5436 | -1845.6206 | 1717 | -128.6206
5437 | -1000 | 1017 | 17 | 5437 | -1000 | 1017 | 17 | 5437 | -1000 | 1017 | 17 | 5437 | -1776.3858 | 1717 | -59.3858 | 5437 | -1776.3858 | 1717 | -59.3858 | 5437 | -1776.3858 | 1717 | -59.3858 | 5437 | -1823.7401 | 1717 | -106.7401 | 5437 | -1823.7401 | 1717 | -106.7401 | 5437 | -1211.7538 | 1717 | 505.2462
5438 | -1000 | 1017 | 17 | 5438 | -1000 | 1017 | 17 | 5438 | -1000 | 1017 | 17 | 5438 | -1687.9738 | 1717 | 29.0262 | 5438 | -1762.2413 | 1717 | -45.2413 | 5438 | -1762.2413 | 1717 | -45.2413 | 5438 | -748.6204 | 1717 | 968.3796 | 5438 | -1266.3108 | 1717 | 450.6892 | 5438 | -1248.6204 | 1717 | 468.3796
5439 | -1000 | 1017 | 17 | 5439 | -1000 | 1017 | 17 | 5439 | -1000 | 1017 | 17 | 5439 | -1705.5793 | 1717 | 11.4207 | 5439 | -1705.5793 | 1717 | 11.4207 | 5439 | -1705.5793 | 1717 | 11.4207 | 5439 | -1727.826 | 1717 | -10.826 | 5439 | -1727.826 | 1717 | -10.826 | 5439 | -1653.0553 | 1717 | 63.9447
5440 | -77.2199 | 1017 | 939.7801 | 5440 | -529.691 | 1017 | 487.309 | 5440 | -925.4292 | 1017 | 91.5708 | 5440 | -432.0159 | 1717 | 1284.9841 | 5440 | -550.3679 | 1717 | 1166.6321 | 5440 | -771.7708 | 1717 | 945.2292 | 5440 | -1499.1603 | 1717 | 217.8397 | 5440 | -1646.5215 | 1717 | 70.4785 | 5440 | -1646.5215 | 1717 | 70.4785
5441 | 3.799 | 792.8774 | 796.6764 | 5441 | 3.799 | 792.8774 | 796.6764 | 5441 | 3.799 | 792.8774 | 796.6764 | 5441 | -332.7921 | 1717 | 1384.2079 | 5441 | -332.7921 | 1717 | 1384.2079 | 5441 | -332.7921 | 1717 | 1384.2079 | 5441 | 433.2312 | 1717 | 2150.2312 | 5441 | -415.8338 | 1717 | 1301.1662 | 5441 | -66.7688 | 1717 | 1650.2312
5442 | 1000 | -415.6713 | 584.3287 | 5442 | 1000 | 84.3287 | 1084.3287 | 5442 | 1000 | 84.3287 | 1084.3287 | 5442 | -509.6124 | 1717 | 1207.3876 | 5442 | 730.1031 | 937.7775 | 1667.8806 | 5442 | 813.3808 | 894.0069 | 1707.3876 | 5442 | 163.3696 | 1717 | 1880.3696 | 5442 | 544.6636 | 1717 | 2261.6636 | 5442 | 544.6636 | 1717 | 2261.6636
5443 | 1000 | -497.5364 | 502.4636 | 5443 | 1000 | 2.4636 | 1002.4636 | 5443 | 1000 | 2.4636 | 1002.4636 | 5443 | 1121.3085 | 799.3231 | 1920.6317 | 5443 | 330.6042 | 1090.0284 | 1420.6326 | 5443 | 18.0902 | 1717 | 1735.0902 | 5443 | 865.6067 | 1419.8241 | 2285.4308 | 5443 | 865.6067 | 1515.2568 | 2380.8635 | 5443 | 865.6067 | 1500.7754 | 2366.3821
5444 | 1000 | 1017 | 2017 | 5444 | 1000 | 1017 | 2017 | 5444 | 1000 | 426.7434 | 1426.7434 | 5444 | 662.6044 | 1717 | 2379.6044 | 5444 | 1440.5385 | 1717 | 3157.5385 | 5444 | 1440.5385 | 467.0673 | 1907.6057 | 5444 | 1253.806 | 883.6491 | 2137.4551 | 5444 | 1253.806 | 1054.0579 | 2307.8639 | 5444 | 1253.806 | 1054.0579 | 2307.8639
5445 | 1000 | -138.4785 | 861.5215 | 5445 | 1000 | 609.8868 | 1609.8868 | 5445 | 1000 | 139.5731 | 1139.5731 | 5445 | 1588.3147 | -395.256 | 1193.0587 | 5445 | 679.5882 | -81.9474 | 597.6408 | 5445 | 1680.5102 | -81.9474 | 1598.5627 | 5445 | 1566.774 | 35.0848 | 1601.8587 | 5445 | 1566.774 | 535.0848 | 2101.8587 | 5445 | 1566.774 | 535.0848 | 2101.8587
5446 | 1000 | -265.6471 | 734.3529 | 5446 | 1000 | 234.3529 | 1234.3529 | 5446 | 1000 | 234.3529 | 1234.3529 | 5446 | 1798.9041 | -634.4468 | 1164.4573 | 5446 | 1690.3444 | -537.075 | 1153.2694 | 5446 | 1690.3444 | -525.8871 | 1164.4573 | 5446 | 1760.8293 | -67.4797 | 1693.3496 | 5446 | 1760.8293 | 432.5203 | 2193.3496 | 5446 | 1760.8293 | 432.5203 | 2193.3496
5447 | 1000 | -387.27 | 612.73 | 5447 | 1000 | -361.3543 | 638.6457 | 5447 | 1000 | -361.3543 | 638.6457 | 5447 | 1423.7861 | -385.6229 | 1038.1632 | 5447 | 2000 | -525.8197 | 1474.1803 | 5447 | 2000 | -501.5497 | 1498.4503 | 5447 | 1882.854 | -51.806 | 1831.048 | 5447 | 1882.854 | 127.2057 | 2010.0597 | 5447 | 1882.854 | 127.2057 | 2010.0597
5448 | 1000 | -645.6063 | 354.3937 | 5448 | 1000 | -645.6063 | 354.3937 | 5448 | 1000 | -645.6063 | 354.3937 | 5448 | 1924.389 | -1196.7832 | 727.6058 | 5448 | 1924.389 | -696.7832 | 1227.6058 | 5448 | 1924.389 | -696.7832 | 1227.6058 | 5448 | 2000 | -195.0683 | 1804.9317 | 5448 | 2000 | -178.4507 | 1821.5493 | 5448 | 2000 | -188.6179 | 1811.3821
5449 | 1000 | -595.2452 | 404.7548 | 5449 | 1000 | -544.8604 | 455.1396 | 5449 | 1000 | -544.8604 | 455.1396 | 5449 | 1891.5021 | -1135.7104 | 755.7917 | 5449 | 1027.2783 | -691.5305 | 335.7478 | 5449 | 1952.0243 | -735.9455 | 1216.0788 | 5449 | 2000 | -650.2706 | 1349.7294 | 5449 | 2000 | 351.6972 | 2351.6972 | 5449 | 1227.1746 | 433.6964 | 1660.871
5450 | 1000 | -780.0326 | 219.9674 | 5450 | 1000 | -280.0326 | 719.9674 | 5450 | 1000 | -280.0326 | 719.9674 | 5450 | 888.6548 | -342.1111 | 546.5437 | 5450 | 457.9694 | 694.3803 | 1152.3496 | 5450 | 1352.1634 | -305.6197 | 1046.5437 | 5450 | 764.8086 | 168.8903 | 933.6989 | 5450 | 1613.4002 | 165.3942 | 1778.7944 | 5450 | 1264.8086 | 168.8903 | 1433.6989
5451 | 1000 | -917.2123 | 82.7877 | 5451 | 1000 | -523.3039 | 476.6961 | 5451 | 1000 | -523.3039 | 476.6961 | 5451 | 1224.9817 | -832.1641 | 392.8176 | 5451 | 522.572 | -332.1641 | 190.4079 | 5451 | 1224.9817 | -332.1641 | 892.8176 | 5451 | 1348.6899 | -579.6265 | 769.0635 | 5451 | 1348.6899 | -79.6265 | 1269.0635 | 5451 | 1348.6899 | -79.6265 | 1269.0635
5452 | 1000 | -1012.9803 | -12.9803 | 5452 | 1000 | -512.9803 | 487.0197 | 5452 | 1000 | -512.9803 | 487.0197 | 5452 | 330.7193 | -63.5835 | 267.1358 | 5452 | 423.8367 | 363.2173 | 787.054 | 5452 | 423.8367 | 343.2991 | 767.1358 | 5452 | 351.1826 | 273.2035 | 624.3862 | 5452 | 424.6572 | 696.6665 | 1121.3237 | 5452 | 424.6572 | 696.6665 | 1121.3237
5453 | 392.7312 | -311.2969 | 81.4344 | 5453 | 392.7312 | -311.2969 | 81.4344 | 5453 | 392.7312 | -311.2969 | 81.4344 | 5453 | -411.3458 | 529.5106 | 118.1648 | 5453 | -171.2226 | 578.7106 | 407.4879 | 5453 | -132.8861 | 578.7106 | 445.8244 | 5453 | -947.5663 | 1328.3844 | 380.818 | 5453 | -947.5663 | 1328.3844 | 380.818 | 5453 | -947.5663 | 1328.3844 | 380.818
5454 | -189.8688 | 328.3086 | 138.4398 | 5454 | -189.8688 | 328.3086 | 138.4398 | 5454 | -189.8688 | 328.3086 | 138.4398 | 5454 | -519.5874 | 811.9479 | 292.3605 | 5454 | -519.5874 | 811.9479 | 292.3605 | 5454 | -519.5874 | 811.9479 | 292.3605 | 5454 | -1389.8784 | 1717 | 327.1216 | 5454 | -1389.8784 | 1717 | 327.1216 | 5454 | -1389.8784 | 1717 | 327.1216
5455 | -685.6599 | 1017 | 331.3401 | 5455 | -685.6599 | 1017 | 331.3401 | 5455 | -685.6599 | 1017 | 331.3401 | 5455 | -1153.4388 | 1717 | 563.5612 | 5455 | -1153.4388 | 1717 | 563.5612 | 5455 | -1153.4388 | 1717 | 563.5612 | 5455 | -1347.8546 | 1717 | 369.1454 | 5455 | -1347.8546 | 1717 | 369.1454 | 5455 | -1347.8546 | 1717 | 369.1454
5456 | -703.1043 | 1017 | 313.8957 | 5456 | -703.1043 | 1017 | 313.8957 | 5456 | -703.1043 | 1017 | 313.8957 | 5456 | -1208.9279 | 1717 | 508.0721 | 5456 | -1208.9279 | 1717 | 508.0721 | 5456 | -1208.9279 | 1717 | 508.0721 | 5456 | -1398.4381 | 1717 | 318.5619 | 5456 | -1398.4381 | 1717 | 318.5619 | 5456 | -1398.4381 | 1717 | 318.5619
5457 | -740.8498 | 1017 | 276.1502 | 5457 | -740.8498 | 1017 | 276.1502 | 5457 | -740.8498 | 1017 | 276.1502 | 5457 | -1265.7086 | 1717 | 451.2914 | 5457 | -1265.7086 | 1717 | 451.2914 | 5457 | -1265.7086 | 1717 | 451.2914 | 5457 | -1356.9207 | 1717 | 360.0793 | 5457 | -1389.0141 | 1717 | 327.9859 | 5457 | -1474.254 | 1717 | 242.746
5458 | -713.5432 | 1017 | 303.4568 | 5458 | -713.5432 | 1017 | 303.4568 | 5458 | -713.5432 | 1017 | 303.4568 | 5458 | -1258.7064 | 1717 | 458.2936 | 5458 | -1258.7064 | 1717 | 458.2936 | 5458 | -1258.7064 | 1717 | 458.2936 | 5458 | -1487.556 | 1717 | 229.444 | 5458 | -1487.556 | 1717 | 229.444 | 5458 | -1487.556 | 1717 | 229.444
5459 | -671.5373 | 1017 | 345.4627 | 5459 | -671.5373 | 1017 | 345.4627 | 5459 | -671.5373 | 1017 | 345.4627 | 5459 | -1228.2521 | 1717 | 488.7479 | 5459 | -1228.2521 | 1717 | 488.7479 | 5459 | -1228.2521 | 1717 | 488.7479 | 5459 | -1468.6534 | 1717 | 248.3466 | 5459 | -1468.6534 | 1717 | 248.3466 | 5459 | -1468.6534 | 1717 | 248.3466
5460 | -598.6715 | 1017 | 418.3285 | 5460 | -598.6715 | 1017 | 418.3285 | 5460 | -598.6715 | 1017 | 418.3285 | 5460 | -1165.3833 | 1717 | 551.6167 | 5460 | -1165.3833 | 1717 | 551.6167 | 5460 | -1165.3833 | 1717 | 551.6167 | 5460 | -1415.7817 | 1717 | 301.2183 | 5460 | -1415.7817 | 1717 | 301.2183 | 5460 | -1415.7817 | 1717 | 301.2183
5461 | -624.4087 | 1017 | 392.5913 | 5461 | -624.4087 | 1017 | 392.5913 | 5461 | -624.4087 | 1017 | 392.5913 | 5461 | -1202.9828 | 1717 | 514.0172 | 5461 | -1202.9828 | 1717 | 514.0172 | 5461 | -1202.9828 | 1717 | 514.0172 | 5461 | -945.4586 | 1717 | 771.5414 | 5461 | -1465.2435 | 1717 | 251.7565 | 5461 | -1465.2435 | 1717 | 251.7565
5462 | -568.712 | 679.631 | 110.9189 | 5462 | -568.712 | 679.631 | 110.9189 | 5462 | -568.712 | 679.631 | 110.9189 | 5462 | -1362.9792 | 1717 | 354.0208 | 5462 | -1199.5268 | 1553.5476 | 354.0208 | 5462 | -1199.5268 | 1553.5476 | 354.0208 | 5462 | -895.2041 | 1717 | 821.7959 | 5462 | -1367.0789 | 1717 | 349.9211 | 5462 | -1367.0789 | 1717 | 349.9211
5463 | 733.7396 | -852.1773 | -118.4377 | 5463 | 733.7396 | -852.1773 | -118.4377 | 5463 | 733.7396 | -852.1773 | -118.4377 | 5463 | -1626.4811 | 1717 | 90.5189 | 5463 | -1626.4811 | 1717 | 90.5189 | 5463 | -1173.7484 | 1264.2673 | 90.5189 | 5463 | -1223.5859 | 1717 | 493.4141 | 5463 | -1223.5859 | 1717 | 493.4141 | 5463 | -1223.5859 | 1717 | 493.4141
5464 | 1000 | -1016 | -16 | 5464 | 1000 | -1016 | -16 | 5464 | 1000 | -1016 | -16 | 5464 | 964.2676 | -1230.5484 | -266.2807 | 5464 | 1263.3514 | -1181.3484 | 82.003 | 5464 | 1141.4056 | -1181.3484 | -39.9428 | 5464 | 1638.3596 | -1613.4388 | 24.9208 | 5464 | 1912.4499 | -1387.5291 | 524.9208 | 5464 | 1912.4499 | -1387.5291 | 524.9208
5465 | 1000 | -969.8015 | 30.1985 | 5465 | 1000 | -957.2372 | 42.7628 | 5465 | 1000 | -957.2372 | 42.7628 | 5465 | 992.2512 | -655.6624 | 336.5888 | 5465 | 807.8603 | -692.147 | 115.7133 | 5465 | 807.8603 | -687.7342 | 120.1261 | 5465 | 2000 | -1100.7499 | 899.2501 | 5465 | 2000 | -776.8879 | 1223.1121 | 5465 | 2000 | -1382.6465 | 617.3535
5466 | 1000 | -1016 | -16 | 5466 | 1000 | -1016 | -16 | 5466 | 1000 | -1016 | -16 | 5466 | 1857.6529 | -1151.6559 | 705.997 | 5466 | 1182.6529 | -1163.21 | 19.443 | 5466 | 1407.6529 | -1047.4559 | 360.197 | 5466 | 1842.797 | -749.1503 | 1093.6467 | 5466 | 1842.797 | -694.5615 | 1148.2355 | 5466 | 1842.797 | -1149.3732 | 693.4238
5467 | 1000 | -1016 | -16 | 5467 | 1000 | -1016 | -16 | 5467 | 1000 | -1016 | -16 | 5467 | 1702.2822 | -1716 | -13.7178 | 5467 | 1838.2748 | -1716 | 122.2748 | 5467 | 1675.1617 | -1716 | -40.8383 | 5467 | 2000 | -1716 | 284 | 5467 | 2000 | -1285.9166 | 714.0834 | 5467 | 2000 | -1285.9166 | 714.0834
5468 | 1000 | -1016 | -16 | 5468 | 1000 | -1016 | -16 | 5468 | 1000 | -1016 | -16 | 5468 | 1804.0588 | -1716 | 88.0588 | 5468 | 1795.4112 | -1716 | 79.4112 | 5468 | 1783.0896 | -1716 | 67.0896 | 5468 | 2000 | -1711.6832 | 288.3168 | 5468 | 2000 | -1251.3961 | 748.6039 | 5468 | 2000 | -1251.3961 | 748.6039
5469 | 1000 | -935.4979 | 64.5021 | 5469 | 1000 | -935.4979 | 64.5021 | 5469 | 1000 | -935.4979 | 64.5021 | 5469 | 1972.1992 | -1716 | 256.1992 | 5469 | 1932.4863 | -1716 | 216.4863 | 5469 | 1972.1992 | -1716 | 256.1992 | 5469 | 2000 | -1528.248 | 471.752 | 5469 | 2000 | -1028.248 | 971.752 | 5469 | 2000 | -1028.248 | 971.752
5470 | 1000 | -723.3389 | 276.6611 | 5470 | 1000 | -723.3389 | 276.6611 | 5470 | 1000 | -723.3389 | 276.6611 | 5470 | 1938.8523 | -1466.2628 | 472.5895 | 5470 | 1938.8523 | -1527.4105 | 411.4418 | 5470 | 2000 | -1527.4105 | 472.5895 | 5470 | 2000 | -1234.5177 | 765.4823 | 5470 | 2000 | -1234.5177 | 765.4823 | 5470 | 2000 | -1234.5177 | 765.4823
5471 | 1000 | -707.7263 | 292.2737 | 5471 | 1000 | -707.7263 | 292.2737 | 5471 | 1000 | -707.7263 | 292.2737 | 5471 | 2000 | -1531.0479 | 468.9521 | 5471 | 2000 | -1531.0479 | 468.9521 | 5471 | 2000 | -1531.0479 | 468.9521 | 5471 | 2000 | -1257.407 | 742.593 | 5471 | 2000 | -1257.407 | 742.593 | 5471 | 2000 | -1257.407 | 742.593
5472 | 1000 | -998.7222 | 1.2778 | 5472 | 1000 | -998.7222 | 1.2778 | 5472 | 1000 | -998.7222 | 1.2778 | 5472 | 1905.4301 | -1716 | 189.4301 | 5472 | 1948.8316 | -1716 | 232.8316 | 5472 | 1865.7172 | -1716 | 149.7172 | 5472 | 2000 | -1594.512 | 405.488 | 5472 | 2000 | -1594.512 | 405.488 | 5472 | 2000 | -1594.512 | 405.488
5473 | 1000 | -1016 | -16 | 5473 | 1000 | -1016 | -16 | 5473 | 1000 | -1016 | -16 | 5473 | 1812.2111 | -1716 | 96.2111 | 5473 | 1772.4982 | -1716 | 56.4982 | 5473 | 1772.4982 | -1716 | 56.4982 | 5473 | 1979.884 | -1716 | 263.884 | 5473 | 2000 | -1262.6362 | 737.3638 | 5473 | 2000 | -1262.6362 | 737.3638
5474 | 1000 | -1016 | -16 | 5474 | 1000 | -1016 | -16 | 5474 | 1000 | -1016 | -16 | 5474 | 1696.1121 | -1716 | -19.8879 | 5474 | 1994.1263 | -1716 | 278.1263 | 5474 | 2000 | -1716 | 284 | 5474 | 1787.0803 | -1716 | 71.0803 | 5474 | 1787.0803 | -1716 | 71.0803 | 5474 | 1787.0803 | -1716 | 71.0803
5475 | 891.0809 | -1016 | -124.9191 | 5475 | 1000 | -1016 | -16 | 5475 | 1000 | -1016 | -16 | 5475 | 1677.6287 | -1716 | -38.3713 | 5475 | 1567.8022 | -1716 | -148.1978 | 5475 | 1621.6178 | -1716 | -94.3822 | 5475 | 1111.5265 | -1171.4552 | -59.9286 | 5475 | 1111.5265 | -1171.4552 | -59.9286 | 5475 | 1111.5265 | -1171.4552 | -59.9286
5476 | 730.6478 | -1016 | -285.3522 | 5476 | 1000 | -1016 | -16 | 5476 | 1000 | -1016 | -16 | 5476 | 1382.8726 | -1716 | -333.1274 | 5476 | 1475.1495 | -1716 | -240.8505 | 5476 | 1343.1597 | -1716 | -372.8403 | 5476 | 344.8551 | -680.1314 | -335.2763 | 5476 | 344.8551 | -680.1314 | -335.2763 | 5476 | 344.8551 | -680.1314 | -335.2763
5477 | 1000 | -1016 | -16 | 5477 | 1000 | -1016 | -16 | 5477 | 1000 | -1016 | -16 | 5477 | 898.2149 | -1568.1638 | -669.9489 | 5477 | 898.2149 | -1716 | -817.7851 | 5477 | 898.2149 | -1568.1638 | -669.9489 | 5477 | 1029.3149 | -1716 | -686.6851 | 5477 | 1029.3149 | -1716 | -686.6851 | 5477 | 1029.3149 | -1716 | -686.6851
5478 | 460.511 | -1016 | -555.489 | 5478 | 980.5929 | -1016 | -35.4071 | 5478 | 980.5929 | -1016 | -35.4071 | 5478 | 961.4767 | -1716 | -754.5233 | 5478 | 47.5646 | -1716 | -1668.4354 | 5478 | 47.5646 | -802.0879 | -754.5233 | 5478 | 301.9989 | -1059.0174 | -757.0185 | 5478 | 301.9989 | -1059.0174 | -757.0185 | 5478 | 301.9989 | -1059.0174 | -757.0185
5479 | -323.0725 | -75.7918 | -398.8643 | 5479 | -323.0725 | -75.7918 | -398.8643 | 5479 | -323.0725 | -75.7918 | -398.8643 | 5479 | -1303.6486 | 699.9163 | -603.7323 | 5479 | -761.3396 | 157.6073 | -603.7323 | 5479 | -1559.3236 | 955.5913 | -603.7323 | 5479 | -736.3439 | 157.1229 | -579.2211 | 5479 | -736.3439 | 157.1229 | -579.2211 | 5479 | -736.3439 | 157.1229 | -579.2211
5480 | -288.5976 | 10.6638 | -277.9338 | 5480 | -288.5976 | 10.6638 | -277.9338 | 5480 | -288.5976 | 10.6638 | -277.9338 | 5480 | -714.8936 | 230.5189 | -484.3747 | 5480 | -1714.8936 | 230.5189 | -1484.3747 | 5480 | -1714.8936 | 1230.5189 | -484.3747 | 5480 | -677.9268 | 233.7085 | -444.2184 | 5480 | -677.9268 | 233.7085 | -444.2184 | 5480 | -677.9268 | 233.7085 | -444.2184
5481 | -253.3136 | -35.0809 | -288.3944 | 5481 | -253.3136 | -35.0809 | -288.3944 | 5481 | -253.3136 | -35.0809 | -288.3944 | 5481 | -1671.1193 | 1189.1419 | -481.9774 | 5481 | -1671.1193 | 189.1419 | -1481.9774 | 5481 | -1671.1193 | 1189.1419 | -481.9774 | 5481 | -625.6624 | 197.9603 | -427.7021 | 5481 | -625.6624 | 197.9603 | -427.7021 | 5481 | -625.6624 | 197.9603 | -427.7021
5482 | -337.1605 | -17.3717 | -354.5322 | 5482 | -337.1605 | -17.3717 | -354.5322 | 5482 | -337.1605 | -17.3717 | -354.5322 | 5482 | -1782.2885 | 1233.6802 | -548.6083 | 5482 | -1782.2885 | 1180.9961 | -601.2923 | 5482 | -1782.2885 | 1233.6802 | -548.6083 | 5482 | -764.1537 | 250.9229 | -513.2308 | 5482 | -764.1537 | 250.9229 | -513.2308 | 5482 | -764.1537 | 250.9229 | -513.2308
5483 | -468.4037 | -148.2978 | -616.7015 | 5483 | -468.4037 | -148.2978 | -616.7015 | 5483 | -468.4037 | -148.2978 | -616.7015 | 5483 | -1977.1695 | 1124.2515 | -852.918 | 5483 | -977.1695 | 1124.2515 | 147.082 | 5483 | -1977.1695 | 1124.2515 | -852.918 | 5483 | -1022.6726 | 126.8423 | -895.8303 | 5483 | -1022.6726 | 126.8423 | -895.8303 | 5483 | -1022.6726 | 126.8423 | -895.8303
5484 | -654.2435 | -0.21427 | -654.4577 | 5484 | -654.2435 | -0.21427 | -654.4577 | 5484 | -654.2435 | -0.21427 | -654.4577 | 5484 | -1242.3191 | 342.5784 | -899.7407 | 5484 | -2000 | 342.5784 | -1657.4216 | 5484 | -2000 | 1100.2593 | -899.7407 | 5484 | -1367.132 | 409.0169 | -958.1151 | 5484 | -1367.132 | 409.0169 | -958.1151 | 5484 | -1367.132 | 409.0169 | -958.1151
5485 | -725.6644 | 63.7813 | -661.8831 | 5485 | -725.6644 | 63.7813 | -661.8831 | 5485 | -725.6644 | 63.7813 | -661.8831 | 5485 | -2000 | 1113.277 | -886.723 | 5485 | -1395.7842 | 458.1068 | -937.6774 | 5485 | -2000 | 1113.277 | -886.723 | 5485 | -1500.7326 | 556.5603 | -944.1723 | 5485 | -1500.7326 | 556.5603 | -944.1723 | 5485 | -1500.7326 | 556.5603 | -944.1723
5486 | -825.7756 | 188.1274 | -637.6481 | 5486 | -825.7756 | 188.1274 | -637.6481 | 5486 | -825.7756 | 188.1274 | -637.6481 | 5486 | -2000 | 1204.7569 | -795.2431 | 5486 | -1456.2012 | 1204.7569 | -251.4443 | 5486 | -2000 | 1204.7569 | -795.2431 | 5486 | -1623.3641 | 812.0423 | -811.3218 | 5486 | -1623.3641 | 812.0423 | -811.3218 | 5486 | -1623.3641 | 812.0423 | -811.3218
5487 | -712.5862 | 362.9886 | -349.5976 | 5487 | -712.5862 | 362.9886 | -349.5976 | 5487 | -712.5862 | 362.9886 | -349.5976 | 5487 | -1342.149 | 1218.5288 | -123.6202 | 5487 | -1342.149 | 1218.5288 | -123.6202 | 5487 | -1840.6202 | 1717 | -123.6202 | 5487 | -1508.4491 | 1717 | 208.5509 | 5487 | -1508.4491 | 1717 | 208.5509 | 5487 | -1508.4491 | 1717 | 208.5509
5488 | -729.61 | 613.2599 | -116.3501 | 5488 | -729.61 | 613.2599 | -116.3501 | 5488 | -729.61 | 613.2599 | -116.3501 | 5488 | -1342.515 | 1710.8044 | 368.2894 | 5488 | -1342.515 | 1710.8044 | 368.2894 | 5488 | -1342.515 | 1710.8044 | 368.2894 | 5488 | -1492.1573 | 1717 | 224.8427 | 5488 | -1492.1573 | 1717 | 224.8427 | 5488 | -1492.1573 | 1717 | 224.8427
5489 | -605.6952 | 1017 | 411.3048 | 5489 | -605.6952 | 1017 | 411.3048 | 5489 | -605.6952 | 1017 | 411.3048 | 5489 | -1077.4913 | 1717 | 639.5087 | 5489 | -805.049 | 1717 | 911.951 | 5489 | -1077.4913 | 1717 | 639.5087 | 5489 | -1644.5766 | 1717 | 72.4234 | 5489 | -1644.5766 | 1717 | 72.4234 | 5489 | -1644.5766 | 1717 | 72.4234
5490 | -571.6883 | 694.5521 | 122.8638 | 5490 | -571.6883 | 694.5521 | 122.8638 | 5490 | -571.6883 | 694.5521 | 122.8638 | 5490 | -1193.4393 | 1717 | 523.5607 | 5490 | -1153.1093 | 1717 | 563.8907 | 5490 | -1193.4393 | 1717 | 523.5607 | 5490 | -1627.6024 | 1717 | 89.3976 | 5490 | -1627.6024 | 1717 | 89.3976 | 5490 | -1627.6024 | 1717 | 89.3976
5491 | -810.4358 | 904.7823 | 94.3465 | 5491 | -810.4358 | 904.7823 | 94.3465 | 5491 | -810.4358 | 904.7823 | 94.3465 | 5491 | -1360.3414 | 1717 | 356.6586 | 5491 | -1360.3414 | 1717 | 356.6586 | 5491 | -1360.3414 | 1717 | 356.6586 | 5491 | -1593.9335 | 1717 | 123.0665 | 5491 | -1593.9335 | 1717 | 123.0665 | 5491 | -1593.9335 | 1717 | 123.0665
5492 | -912.747 | 1017 | 104.253 | 5492 | -912.747 | 1017 | 104.253 | 5492 | -912.747 | 1017 | 104.253 | 5492 | -1479.9563 | 1717 | 237.0437 | 5492 | -1479.9563 | 1717 | 237.0437 | 5492 | -1479.9563 | 1717 | 237.0437 | 5492 | -1730.8521 | 1717 | -13.8521 | 5492 | -1730.8521 | 1717 | -13.8521 | 5492 | -1730.8521 | 1717 | -13.8521
5493 | -809.7016 | 1017 | 207.2984 | 5493 | -963.7516 | 1017 | 53.2484 | 5493 | -963.7516 | 1017 | 53.2484 | 5493 | -1537.6722 | 1717 | 179.3278 | 5493 | -1537.6722 | 1717 | 179.3278 | 5493 | -1346.2472 | 1717 | 370.7528 | 5493 | -1656.2531 | 1717 | 60.7469 | 5493 | -1795.2793 | 1330.9121 | -464.3672 | 5493 | -1656.2531 | 1717 | 60.7469
5494 | -1000 | 1017 | 17 | 5494 | -904.1939 | 1017 | 112.8061 | 5494 | -904.1939 | 1017 | 112.8061 | 5494 | -1662.0161 | 1717 | 54.9839 | 5494 | -1662.0161 | 1717 | 54.9839 | 5494 | -1662.0161 | 1717 | 54.9839 | 5494 | -1931.4785 | 1717 | -214.4785 | 5494 | -1931.4785 | 1717 | -214.4785 | 5494 | -1485.0982 | 1717 | 231.9018
5495 | -679.4297 | 1017 | 337.5703 | 5495 | -283.6915 | 1017 | 733.3085 | 5495 | -962.4369 | 1017 | 54.5631 | 5495 | 2000 | -1207.3537 | 792.6463 | 5495 | 2000 | -1207.3537 | 792.6463 | 5495 | -1702.5165 | 1717 | 14.4835 | 5495 | -1870.7694 | 1717 | -153.7694 | 5495 | -1345.6552 | 1717 | 371.3448 | 5495 | -1845.6552 | 1717 | -128.6552
5496 | -593.5998 | 1017 | 423.4002 | 5496 | -593.5998 | 1017 | 423.4002 | 5496 | -996.5848 | 1017 | 20.4152 | 5496 | -1695.1492 | 1717 | 21.8508 | 5496 | -1695.1492 | 1717 | 21.8508 | 5496 | -1695.1492 | 1717 | 21.8508 | 5496 | -1244.4601 | 1717 | 472.5399 | 5496 | -1244.4601 | 1717 | 472.5399 | 5496 | -1962.85 | 1717 | -245.85
5497 | -1000 | 1017 | 17 | 5497 | -1000 | 1017 | 17 | 5497 | -1000 | 1017 | 17 | 5497 | -1668.5289 | 1022.9417 | -645.5872 | 5497 | -1668.5289 | 1717 | 48.4711 | 5497 | -1668.5289 | 1717 | 48.4711 | 5497 | -1149.9906 | 1717 | 567.0094 | 5497 | -1149.9906 | 1717 | 567.0094 | 5497 | -1931.5904 | 1717 | -214.5904
5498 | -1000 | 1017 | 17 | 5498 | -1000 | 1017 | 17 | 5498 | -1000 | 1017 | 17 | 5498 | -1649.3764 | 1717 | 67.6236 | 5498 | -1649.3764 | 1052.3534 | -597.023 | 5498 | -1649.3764 | 1052.3534 | -597.023 | 5498 | -1574.5808 | 1717 | 142.4192 | 5498 | -1574.5808 | 1717 | 142.4192 | 5498 | -1574.5808 | 1717 | 142.4192
5499 | -975.31 | 1017 | 41.69 | 5499 | -975.31 | 1017 | 41.69 | 5499 | -975.31 | 1017 | 41.69 | 5499 | -1632.7266 | 1717 | 84.2734 | 5499 | -1632.7266 | 1717 | 84.2734 | 5499 | -1632.7266 | 1717 | 84.2734 | 5499 | -1086.5619 | 1717 | 630.4381 | 5499 | -1086.5619 | 1717 | 630.4381 | 5499 | -1611.6761 | 1717 | 105.3239
5500 | -912.2217 | 1017 | 104.7783 | 5500 | -997.573 | 1017 | 19.427 | 5500 | -912.2217 | 1017 | 104.7783 | 5500 | -1602.0425 | 1717 | 114.9575 | 5500 | -1602.0425 | 1717 | 114.9575 | 5500 | -1602.0425 | 1717 | 114.9575 | 5500 | -1231.5989 | 1717 | 485.4011 | 5500 | -1756.7131 | 1717 | -39.7131 | 5500 | -1756.7131 | 1717 | -39.7131
5501 | -540.226 | 1017 | 476.774 | 5501 | -540.226 | 1017 | 476.774 | 5501 | -1000 | 1017 | 17 | 5501 | -1764.4405 | 1717 | -47.4405 | 5501 | -1764.4405 | 1717 | -47.4405 | 5501 | -1764.4405 | 1717 | -47.4405 | 5501 | -1906.7967 | 1717 | -189.7967 | 5501 | -1171.5535 | 1506.871 | 335.3174 | 5501 | -1906.7967 | 1717 | -189.7967
5502 | -529.6982 | 1017 | 487.3018 | 5502 | -1000 | 1017 | 17 | 5502 | -1000 | 1017 | 17 | 5502 | -1783.3672 | 1717 | -66.3672 | 5502 | -1783.3672 | 1717 | -66.3672 | 5502 | -1783.3672 | 1717 | -66.3672 | 5502 | -1719.9383 | 1717 | -2.9383 | 5502 | -2000 | 1717 | -283 | 5502 | -1962.4659 | 1717 | -245.4659
5503 | -1000 | 1017 | 17 | 5503 | -1000 | 1017 | 17 | 5503 | -1000 | 1017 | 17 | 5503 | -1788.0436 | 1717 | -71.0436 | 5503 | -1788.0436 | 1717 | -71.0436 | 5503 | -1788.0436 | 1717 | -71.0436 | 5503 | -1742.551 | 1717 | -25.551 | 5503 | -1742.551 | 1717 | -25.551 | 5503 | -1881.7731 | 1717 | -164.7731
5504 | -1000 | 1017 | 17 | 5504 | -1000 | 1017 | 17 | 5504 | -1000 | 1017 | 17 | 5504 | -1834.9749 | 1717 | -117.9749 | 5504 | -1834.9749 | 1717 | -117.9749 | 5504 | -1834.9749 | 1717 | -117.9749 | 5504 | -1754.5783 | 1717 | -37.5783 | 5504 | -2000 | 1717 | -283 | 5504 | -1754.5783 | 1717 | -37.5783
5505 | -76.7637 | 1017 | 940.2363 | 5505 | -1000 | 1017 | 17 | 5505 | -1000 | 1017 | 17 | 5505 | -1899.5498 | 1717 | -182.5498 | 5505 | -1899.5498 | 1717 | -182.5498 | 5505 | -1899.5498 | 1717 | -182.5498 | 5505 | -1639.1684 | 1717 | 77.8316 | 5505 | -1639.1684 | 1717 | 77.8316 | 5505 | -1639.1684 | 1717 | 77.8316
5506 | -1000 | 1017 | 17 | 5506 | -1000 | 1017 | 17 | 5506 | -1000 | 1017 | 17 | 5506 | -1885.4848 | 1717 | -168.4848 | 5506 | -1763.6953 | 1717 | -46.6953 | 5506 | -1885.4848 | 1717 | -168.4848 | 5506 | -2000 | 1717 | -283 | 5506 | -2000 | 1717 | -283 | 5506 | -2000 | 1717 | -283
5507 | -1000 | 1017 | 17 | 5507 | -1000 | 1017 | 17 | 5507 | -1000 | 1017 | 17 | 5507 | -1825.31 | 1717 | -108.31 | 5507 | -1807.6771 | 1717 | -90.6771 | 5507 | -1825.31 | 1717 | -108.31 | 5507 | -1916.2911 | 1717 | -199.2911 | 5507 | -1916.2911 | 1717 | -199.2911 | 5507 | -1916.2911 | 1717 | -199.2911
5508 | -966.5358 | 1017 | 50.4642 | 5508 | -966.5358 | 1017 | 50.4642 | 5508 | -966.5358 | 1017 | 50.4642 | 5508 | -1618.5039 | 1717 | 98.4961 | 5508 | -1618.5039 | 1717 | 98.4961 | 5508 | -1618.5039 | 1717 | 98.4961 | 5508 | -1637.2388 | 1717 | 79.7612 | 5508 | -1858.122 | 1717 | -141.122 | 5508 | -1684.2919 | 1717 | 32.7081
5509 | -1000 | 1017 | 17 | 5509 | -1000 | 1017 | 17 | 5509 | -1000 | 1017 | 17 | 5509 | -1676.1047 | 1717 | 40.8953 | 5509 | -1630.8578 | 1717 | 86.1422 | 5509 | -1676.1047 | 1717 | 40.8953 | 5509 | -1225.2254 | 1717 | 491.7746 | 5509 | -1725.2254 | 1717 | -8.2254 | 5509 | -1699.2598 | 1717 | 17.7402
5510 | -916.3872 | 1017 | 100.6128 | 5510 | -916.3872 | 1017 | 100.6128 | 5510 | 246.2368 | 1017 | 1263.2368 | 5510 | -1574.64 | 1717 | 142.36 | 5510 | -1574.64 | 1717 | 142.36 | 5510 | -1574.64 | 1717 | 142.36 | 5510 | -1448.7539 | 1717 | 268.2461 | 5510 | -1599.7792 | 1717 | 117.2208 | 5510 | -1599.7792 | 1717 | 117.2208
5511 | -920.6935 | 1017 | 96.3065 | 5511 | 106.9957 | 1017 | 1123.9957 | 5511 | -393.0043 | 1017 | 623.9957 | 5511 | -1565.251 | 1717 | 151.749 | 5511 | -1565.251 | 1717 | 151.749 | 5511 | -1565.251 | 1717 | 151.749 | 5511 | 154.9838 | 1717 | 1871.9838 | 5511 | 154.9838 | 1717 | 1871.9838 | 5511 | 154.9838 | 1717 | 1871.9838
5512 | -903.52 | 1017 | 113.48 | 5512 | -55.1336 | 1017 | 961.8664 | 5512 | -55.1336 | 1017 | 961.8664 | 5512 | -1530.3083 | 1717 | 186.6917 | 5512 | -1530.3083 | 1717 | 186.6917 | 5512 | -1530.3083 | 1717 | 186.6917 | 5512 | -527.5362 | 1717 | 1189.4638 | 5512 | -527.5362 | 1717 | 1189.4638 | 5512 | -527.5362 | 1717 | 1189.4638
5513 | -304.9112 | 1017 | 712.0888 | 5513 | -304.9112 | 1017 | 712.0888 | 5513 | 120.4888 | 1017 | 1137.4888 | 5513 | -772.4163 | 1717 | 944.5837 | 5513 | -992.4163 | 1717 | 724.5837 | 5513 | -772.4163 | 1717 | 944.5837 | 5513 | 1058.3521 | 1717 | 2775.3521 | 5513 | 533.2379 | 1717 | 2250.2379 | 5513 | -1357.4895 | 1717 | 359.5105
5514 | -180.5291 | 1017 | 836.4709 | 5514 | -400.5291 | 1017 | 616.4709 | 5514 | -228.1034 | 1017 | 788.8966 | 5514 | -1074.9329 | 1717 | 642.0671 | 5514 | -854.9329 | 1717 | 862.0671 | 5514 | -894.9329 | 1717 | 822.0671 | 5514 | 963.5322 | 1717 | 2680.5322 | 5514 | 438.418 | 1717 | 2155.418 | 5514 | -1361.7153 | 1717 | 355.2847
5515 | -61.8161 | 1017 | 955.1839 | 5515 | -501.8161 | 1017 | 515.1839 | 5515 | -254.8661 | 1017 | 762.1339 | 5515 | -1188.3059 | 1717 | 528.6941 | 5515 | -1188.3059 | 1717 | 528.6941 | 5515 | -968.3059 | 1717 | 748.6941 | 5515 | 948.7468 | 1717 | 2665.7468 | 5515 | 423.6326 | 1717 | 2140.6326 | 5515 | -1356.3687 | 1717 | 360.6313
5516 | -893.5394 | 1017 | 123.4606 | 5516 | -893.5394 | 1017 | 123.4606 | 5516 | -323.7749 | 1017 | 693.2251 | 5516 | -1515.5545 | 1717 | 201.4455 | 5516 | -1515.5545 | 1717 | 201.4455 | 5516 | -1515.5545 | 1717 | 201.4455 | 5516 | 885.4618 | 1717 | 2602.4618 | 5516 | 360.3476 | 1717 | 2077.3476 | 5516 | 360.3476 | 1717 | 2077.3476
5517 | -881.3014 | 1017 | 135.6986 | 5517 | -78.8902 | 1017 | 938.1098 | 5517 | -78.8902 | 1017 | 938.1098 | 5517 | -1558.6579 | 1717 | 158.3421 | 5517 | -1558.6579 | 1717 | 158.3421 | 5517 | -1347.6531 | 1717 | 369.3469 | 5517 | 1137.4569 | 1717 | 2854.4569 | 5517 | 1137.4569 | 1717 | 2854.4569 | 5517 | 612.3427 | 1717 | 2329.3427
5518 | -1000 | 1017 | 17 | 5518 | -96.9818 | 1017 | 920.0182 | 5518 | -596.9818 | 1017 | 420.0182 | 5518 | -1669.3391 | 1717 | 47.6609 | 5518 | -1568.0317 | 1717 | 148.9683 | 5518 | -1669.3391 | 1717 | 47.6609 | 5518 | 562.8599 | 1717 | 2279.8599 | 5518 | 1083.7864 | 1717 | 2800.7864 | 5518 | 562.8599 | 1717 | 2279.8599
5519 | -1000 | 1017 | 17 | 5519 | -1000 | 1017 | 17 | 5519 | -667.1331 | 1017 | 349.8669 | 5519 | -1735.9222 | 1717 | -18.9222 | 5519 | -1735.9222 | 1717 | -18.9222 | 5519 | -1735.9222 | 1717 | -18.9222 | 5519 | 759.848 | 1717 | 2476.848 | 5519 | 427.7214 | 1717 | 2144.7214 | 5519 | 759.848 | 1717 | 2476.848
5520 | -1000 | 1017 | 17 | 5520 | -1000 | 1017 | 17 | 5520 | -421.1999 | 1017 | 595.8001 | 5520 | -1763.7469 | 1717 | -46.7469 | 5520 | -1763.7469 | 1717 | -46.7469 | 5520 | -1763.7469 | 1717 | -46.7469 | 5520 | -1217.5821 | 1717 | 499.4179 | 5520 | -1742.6962 | 1717 | -25.6962 | 5520 | -1217.5821 | 1717 | 499.4179
5521 | -1000 | 1017 | 17 | 5521 | -1000 | 1017 | 17 | 5521 | 150.6805 | 1017 | 1167.6805 | 5521 | -1762.9407 | 1717 | -45.9407 | 5521 | -1762.9407 | 1717 | -45.9407 | 5521 | -1762.9407 | 1717 | -45.9407 | 5521 | -1244.1391 | 1717 | 472.8609 | 5521 | -1769.2533 | 1717 | -52.2533 | 5521 | -1244.1391 | 1717 | 472.8609
5522 | -1000 | 1017 | 17 | 5522 | -1000 | 1017 | 17 | 5522 | -1000 | 1017 | 17 | 5522 | -1772.8909 | 1717 | -55.8909 | 5522 | -1772.8909 | 1717 | -55.8909 | 5522 | -1772.8909 | 1717 | -55.8909 | 5522 | -1315.159 | 1717 | 401.841 | 5522 | -1840.2732 | 1717 | -123.2732 | 5522 | -1840.2732 | 1717 | -123.2732
5523 | -1000 | 1017 | 17 | 5523 | -1000 | 1017 | 17 | 5523 | -235.1956 | 1017 | 781.8044 | 5523 | -1727.6216 | 1717 | -10.6216 | 5523 | -1727.6216 | 1717 | -10.6216 | 5523 | -1727.6216 | 1717 | -10.6216 | 5523 | -1406.1029 | 1717 | 310.8971 | 5523 | -1931.217 | 1717 | -214.217 | 5523 | -1406.1029 | 1717 | 310.8971
5524 | -436.6606 | 1017 | 580.3394 | 5524 | -1000 | 1017 | 17 | 5524 | -1000 | 1017 | 17 | 5524 | -1658.7 | 1717 | 58.3 | 5524 | -1658.7 | 1717 | 58.3 | 5524 | -1658.7 | 1717 | 58.3 | 5524 | -1526.7037 | 1717 | 190.2963 | 5524 | -1930.9067 | 1717 | -213.9067 | 5524 | -1526.7037 | 1717 | 190.2963
5525 | -581.6895 | 1017 | 435.3105 | 5525 | -946.4315 | 1017 | 70.5685 | 5525 | -788.4315 | 1017 | 228.5685 | 5525 | -1539.1318 | 1717 | 177.8682 | 5525 | -1539.1318 | 1717 | 177.8682 | 5525 | -1539.1318 | 1717 | 177.8682 | 5525 | -1639.1056 | 1717 | 77.8944 | 5525 | -1639.1056 | 1717 | 77.8944 | 5525 | -1639.1056 | 1717 | 77.8944
5526 | -528.3059 | 1017 | 488.6941 | 5526 | -858.4676 | 1017 | 158.5324 | 5526 | -736.0176 | 1017 | 280.9824 | 5526 | -1447.3818 | 1717 | 269.6182 | 5526 | -1447.3818 | 1717 | 269.6182 | 5526 | -1447.3818 | 1717 | 269.6182 | 5526 | -1698.7588 | 1717 | 18.2412 | 5526 | -1698.7588 | 1717 | 18.2412 | 5526 | -1698.7588 | 1717 | 18.2412
5527 | -895.5043 | 1017 | 121.4957 | 5527 | -745.4043 | 1017 | 271.5957 | 5527 | -745.4043 | 1017 | 271.5957 | 5527 | -1498.6551 | 1717 | 218.3449 | 5527 | -1498.6551 | 1717 | 218.3449 | 5527 | -1498.6551 | 1717 | 218.3449 | 5527 | -1647.3756 | 1717 | 69.6244 | 5527 | -1647.3756 | 1717 | 69.6244 | 5527 | -1647.3756 | 1717 | 69.6244
5528 | -894.42 | 1017 | 122.58 | 5528 | -894.42 | 1017 | 122.58 | 5528 | -894.42 | 1017 | 122.58 | 5528 | -1508.1068 | 1717 | 208.8932 | 5528 | -1508.1068 | 1717 | 208.8932 | 5528 | -1508.1068 | 1717 | 208.8932 | 5528 | -375.0189 | 1717 | 1341.9811 | 5528 | -375.0189 | 1717 | 1341.9811 | 5528 | -1441.306 | 1717 | 275.694
5529 | -931.734 | 1017 | 85.266 | 5529 | -931.734 | 1017 | 85.266 | 5529 | -757.934 | 1017 | 259.066 | 5529 | -1566.1739 | 1717 | 150.8261 | 5529 | -1566.1739 | 1717 | 150.8261 | 5529 | -1566.1739 | 1717 | 150.8261 | 5529 | -370.8993 | 1717 | 1346.1007 | 5529 | -370.8993 | 1717 | 1346.1007 | 5529 | -370.8993 | 1717 | 1346.1007
5530 | -996.3153 | 1017 | 20.6847 | 5530 | -996.3153 | 1017 | 20.6847 | 5530 | -802.7653 | 1017 | 214.2347 | 5530 | -1651.5063 | 1717 | 65.4937 | 5530 | -1651.5063 | 1717 | 65.4937 | 5530 | -1651.5063 | 1717 | 65.4937 | 5530 | -1368.1328 | 1717 | 348.8672 | 5530 | -1702.9173 | 1717 | 14.0827 | 5530 | -1702.9173 | 1717 | 14.0827
5531 | -954.7534 | 1017 | 62.2466 | 5531 | -954.7534 | 1017 | 62.2466 | 5531 | -769.1034 | 1017 | 247.8966 | 5531 | -1602.0194 | 1717 | 114.9806 | 5531 | -1602.0194 | 1717 | 114.9806 | 5531 | -1602.0194 | 1717 | 114.9806 | 5531 | -1307.1538 | 1717 | 409.8462 | 5531 | -1807.1538 | 1717 | -90.1538 | 5531 | -1489.5771 | 1717 | 227.4229
5532 | -744.1446 | 1017 | 272.8554 | 5532 | -1000 | 1017 | 17 | 5532 | -1000 | 1017 | 17 | 5532 | -1727.2236 | 1717 | -10.2236 | 5532 | -1727.2236 | 1717 | -10.2236 | 5532 | -1727.2236 | 1717 | -10.2236 | 5532 | -1080.8578 | 1717 | 636.1422 | 5532 | -1213.4164 | 1717 | 503.5836 | 5532 | -1213.4164 | 1717 | 503.5836
5533 | 440.1918 | 1017 | 1457.1918 | 5533 | -1000 | 1017 | 17 | 5533 | -1000 | 1017 | 17 | 5533 | -1731.0483 | 1717 | -14.0483 | 5533 | -1731.0483 | 1717 | -14.0483 | 5533 | -1731.0483 | 1717 | -14.0483 | 5533 | -832.3771 | 1717 | 884.6229 | 5533 | -986.2641 | 1717 | 730.7359 | 5533 | -986.2641 | 1717 | 730.7359
5534 | -1000 | 1017 | 17 | 5534 | -1000 | 1017 | 17 | 5534 | -837.1343 | 1017 | 179.8657 | 5534 | -1717.7309 | 1717 | -0.73088 | 5534 | -1717.7309 | 1717 | -0.73088 | 5534 | -1717.7309 | 1717 | -0.73088 | 5534 | -709.0887 | 1717 | 1007.9113 | 5534 | -709.0887 | 1717 | 1007.9113 | 5534 | -709.0887 | 1717 | 1007.9113
5535 | -820.8986 | 1017 | 196.1014 | 5535 | -820.8986 | 1017 | 196.1014 | 5535 | -820.8986 | 1017 | 196.1014 | 5535 | -1440.7705 | 1717 | 276.2295 | 5535 | -245.4638 | 1717 | 1471.5362 | 5535 | -245.4638 | 1717 | 1471.5362 | 5535 | -847.0337 | 1717 | 869.9663 | 5535 | -847.0337 | 1717 | 869.9663 | 5535 | -847.0337 | 1717 | 869.9663
5536 | -185.3548 | 933.9444 | 748.5895 | 5536 | 2.6817 | 1017 | 1019.6817 | 5536 | 2.6817 | 1017 | 1019.6817 | 5536 | -407.0454 | 1717 | 1309.9546 | 5536 | -522.3609 | 1717 | 1194.6391 | 5536 | -522.3609 | 1717 | 1194.6391 | 5536 | -158.0862 | 1717 | 1558.9138 | 5536 | -158.0862 | 1717 | 1558.9138 | 5536 | 367.028 | 1717 | 2084.028
5537 | -132.8328 | 496.3838 | 363.5511 | 5537 | 363.4459 | 500.1052 | 863.5511 | 5537 | 363.4459 | 500.1052 | 863.5511 | 5537 | 323.0367 | 515.502 | 838.5387 | 5537 | 323.0367 | 1015.502 | 1338.5387 | 5537 | 323.0367 | 1015.502 | 1338.5387 | 5537 | -212.4922 | 1717 | 1504.5078 | 5537 | -850.8471 | 1717 | 866.1529 | 5537 | -1038.5804 | 1717 | 678.4196
5538 | 301.1443 | 829.7117 | 1130.8561 | 5538 | 346.8077 | 938.3154 | 1285.1231 | 5538 | 254.5856 | 500.2524 | 754.838 | 5538 | 871.3 | 663.2648 | 1534.5648 | 5538 | 871.3 | 801.0661 | 1672.3661 | 5538 | 871.3 | 287.2468 | 1158.5467 | 5538 | -464.1287 | 1548.7565 | 1084.6277 | 5538 | -464.1287 | 1717 | 1252.8713 | 5538 | -464.1287 | 1717 | 1252.8713
5539 | 297.7531 | -202.8184 | 94.9347 | 5539 | 726.757 | -131.8223 | 594.9347 | 5539 | 726.757 | -131.8223 | 594.9347 | 5539 | 874.9138 | -411.6376 | 463.2763 | 5539 | 874.9138 | 88.3624 | 963.2763 | 5539 | 874.9138 | 88.3624 | 963.2763 | 5539 | -453.9708 | 1464.7278 | 1010.757 | 5539 | -453.9708 | 1717 | 1263.0292 | 5539 | -453.9708 | 1717 | 1263.0292
5540 | 952.6991 | -811.581 | 141.1182 | 5540 | 1000 | -358.8818 | 641.1182 | 5540 | 1000 | -358.8818 | 641.1182 | 5540 | 696.0865 | -192.3892 | 503.6973 | 5540 | 696.0865 | 307.6108 | 1003.6973 | 5540 | 696.0865 | 307.6108 | 1003.6973 | 5540 | -604.9763 | 1649.9512 | 1044.9749 | 5540 | -604.9763 | 1649.9512 | 1044.9749 | 5540 | -604.9763 | 1649.9512 | 1044.9749
5541 | 1000 | -567.4897 | 432.5103 | 5541 | 1000 | -138.5818 | 861.4182 | 5541 | 1000 | -138.5818 | 861.4182 | 5541 | 858.9121 | -6.784 | 852.1281 | 5541 | 858.9121 | 493.216 | 1352.1281 | 5541 | 858.9121 | 493.216 | 1352.1281 | 5541 | -334.6992 | 1717 | 1382.3008 | 5541 | -440.2992 | 1717 | 1276.7008 | 5541 | -334.6992 | 1717 | 1382.3008
5542 | 714.1446 | -140.347 | 573.7976 | 5542 | 714.1446 | -140.347 | 573.7976 | 5542 | 714.1446 | -140.347 | 573.7976 | 5542 | 290.9688 | 692.486 | 983.4548 | 5542 | 290.9688 | 692.486 | 983.4548 | 5542 | 290.9688 | 692.486 | 983.4548 | 5542 | -949.9603 | 1717 | 767.0397 | 5542 | -949.9603 | 1717 | 767.0397 | 5542 | -1049.6936 | 1717 | 667.3064
5543 | 488.7214 | 68.6174 | 557.3387 | 5543 | 488.7214 | 68.6174 | 557.3387 | 5543 | 488.7214 | 68.6174 | 557.3387 | 5543 | 46.2848 | 902.4601 | 948.7449 | 5543 | 46.2848 | 1057.5371 | 1103.8218 | 5543 | 46.2848 | 902.4601 | 948.7449 | 5543 | -1225.6384 | 1717 | 491.3616 | 5543 | -1225.6384 | 1717 | 491.3616 | 5543 | -1313.6384 | 1717 | 403.3616
5544 | 524.4979 | 71.1189 | 595.6168 | 5544 | 524.4979 | 71.1189 | 595.6168 | 5544 | 524.4979 | 71.1189 | 595.6168 | 5544 | 95.6159 | 868.645 | 964.2609 | 5544 | 95.6159 | 913.5681 | 1009.1839 | 5544 | 95.6159 | 1068.645 | 1164.2609 | 5544 | -1174.4861 | 1717 | 542.5139 | 5544 | -1174.4861 | 1717 | 542.5139 | 5544 | -1250.7528 | 1717 | 466.2472
5545 | 842.5711 | -229.7751 | 612.796 | 5545 | 900.8601 | -288.0641 | 612.796 | 5545 | 900.8601 | -288.0641 | 612.796 | 5545 | 145.5336 | 792.3382 | 937.8718 | 5545 | 145.5336 | 792.3382 | 937.8718 | 5545 | 145.5336 | 792.3382 | 937.8718 | 5545 | -887.7425 | 1717 | 829.2575 | 5545 | -813.2676 | 1717 | 903.7324 | 5545 | -1184.0091 | 1717 | 532.9909
5546 | 771.0984 | -183.1888 | 587.9096 | 5546 | 771.0984 | -183.1888 | 587.9096 | 5546 | 771.0984 | -183.1888 | 587.9096 | 5546 | 394.3432 | 684.7254 | 1079.0686 | 5546 | 394.3432 | 473.334 | 867.6772 | 5546 | 394.3432 | 634.5147 | 1028.8579 | 5546 | -794.2986 | 1717 | 922.7014 | 5546 | -794.2986 | 1717 | 922.7014 | 5546 | -872.7823 | 1717 | 844.2177
5547 | 1000 | -559.8423 | 440.1577 | 5547 | 941.711 | -501.5533 | 440.1577 | 5547 | 941.711 | -501.5533 | 440.1577 | 5547 | 621.7032 | 414.0738 | 1035.7769 | 5547 | 621.7032 | 43.2255 | 664.9286 | 5547 | 621.7032 | 43.2255 | 664.9286 | 5547 | -615.7913 | 1677.3946 | 1061.6033 | 5547 | -615.7913 | 1677.3946 | 1061.6033 | 5547 | -615.7913 | 1677.3946 | 1061.6033
5548 | 1000 | -708.3495 | 291.6505 | 5548 | 1000 | -708.3495 | 291.6505 | 5548 | 1000 | -708.3495 | 291.6505 | 5548 | 767.506 | -169.3398 | 598.1662 | 5548 | 767.506 | -305.0562 | 462.4498 | 5548 | 767.506 | -305.0562 | 462.4498 | 5548 | -413.7933 | 1228.2793 | 814.486 | 5548 | -413.7933 | 1228.2793 | 814.486 | 5548 | -413.7933 | 1228.2793 | 814.486
5549 | 1000 | -795.5574 | 204.4426 | 5549 | 1000 | -795.5574 | 204.4426 | 5549 | 1000 | -795.5574 | 204.4426 | 5549 | 580.3325 | -277.5513 | 302.7812 | 5549 | 580.3325 | -277.5513 | 302.7812 | 5549 | 580.3325 | -277.5513 | 302.7812 | 5549 | -568.9228 | 1170.1989 | 601.2761 | 5549 | -568.9228 | 1170.1989 | 601.2761 | 5549 | -568.9228 | 1170.1989 | 601.2761
5550 | 1000 | -648.452 | 351.548 | 5550 | 1000 | -648.452 | 351.548 | 5550 | 1000 | -648.452 | 351.548 | 5550 | -123.8859 | 538.829 | 414.9431 | 5550 | -123.8859 | 293.6212 | 169.7353 | 5550 | -123.8859 | 244.7877 | 120.9019 | 5550 | -1322.1287 | 1534.8691 | 212.7404 | 5550 | -1020.7798 | 1258.6343 | 237.8545 | 5550 | -1047.8961 | 760.6365 | -287.2596
5551 | 684.6754 | -420.3275 | 264.3479 | 5551 | 684.6754 | -516.7721 | 167.9033 | 5551 | 684.6754 | -516.7721 | 167.9033 | 5551 | -277.5958 | 601.3372 | 323.7413 | 5551 | -277.5958 | 601.3372 | 323.7413 | 5551 | -277.5958 | 601.3372 | 323.7413 | 5551 | -1344.014 | 1717 | 372.986 | 5551 | -1497.3537 | 1717 | 219.6463 | 5551 | -1497.3537 | 1638.1711 | 140.8174
5552 | 659.0967 | -113.7081 | 545.3886 | 5552 | 659.0967 | -132.9289 | 526.1678 | 5552 | 659.0967 | -132.9289 | 526.1678 | 5552 | -35.2439 | 681.805 | 646.5611 | 5552 | -255.2439 | 451.818 | 196.5741 | 5552 | -255.2439 | 451.818 | 196.5741 | 5552 | -999.9548 | 1717 | 717.0452 | 5552 | -1182.5325 | 1717 | 534.4675 | 5552 | -1131.5155 | 1717 | 585.4845
5553 | 955.5207 | -144.4915 | 811.0292 | 5553 | 955.5207 | -644.4915 | 311.0292 | 5553 | 955.5207 | -644.4915 | 311.0292 | 5553 | 782.6831 | 169.8505 | 952.5336 | 5553 | 782.6831 | -330.1495 | 452.5336 | 5553 | 782.6831 | -330.1495 | 452.5336 | 5553 | -720.5248 | 1717 | 996.4752 | 5553 | -967.6411 | 1717 | 749.3589 | 5553 | -940.5248 | 1717 | 776.4752
5554 | 954.256 | -190.6044 | 763.6516 | 5554 | 923.8773 | -660.2257 | 263.6516 | 5554 | 923.8773 | -660.2257 | 263.6516 | 5554 | 1266.8584 | -359.7299 | 907.1285 | 5554 | 1193.783 | -1131.0576 | 62.7255 | 5554 | 1193.783 | -786.6545 | 407.1285 | 5554 | -293.5635 | 1717 | 1423.4365 | 5554 | -569.7182 | 1717 | 1147.2818 | 5554 | -293.5635 | 1717 | 1423.4365
5555 | 1000 | -188.9458 | 811.0542 | 5555 | 1000 | -688.9458 | 311.0542 | 5555 | 1000 | -688.9458 | 311.0542 | 5555 | 2000 | -1716 | 284 | 5555 | 2000 | -1716 | 284 | 5555 | 2000 | -1716 | 284 | 5555 | -81.4453 | 341.9914 | 260.5461 | 5555 | -81.4453 | 1717 | 1635.5547 | 5555 | 138.5547 | 1342.2253 | 1480.78
5556 | 1000 | -442.8503 | 557.1497 | 5556 | 1000 | -1016 | -16 | 5556 | 1000 | -586.8485 | 413.1515 | 5556 | 2000 | -1716 | 284 | 5556 | 2000 | -1716 | 284 | 5556 | 2000 | -1716 | 284 | 5556 | -263.3072 | 1717 | 1453.6928 | 5556 | -380.0982 | 1453.2545 | 1073.1563 | 5556 | -600.6406 | 1673.7968 | 1073.1563
5557 | 1000 | -1016 | -16 | 5557 | 1000 | -1016 | -16 | 5557 | 1000 | -841.3923 | 158.6077 | 5557 | 2000 | -1716 | 284 | 5557 | 2000 | -1716 | 284 | 5557 | 2000 | -1716 | 284 | 5557 | -175.3856 | 1653.6948 | 1478.3092 | 5557 | 44.6144 | 1717 | 1761.6144 | 5557 | -174.8433 | 1368.3906 | 1193.5473
5558 | 1000 | -424.2797 | 575.7203 | 5558 | 1000 | -944.3854 | 55.6146 | 5558 | 1000 | -924.2797 | 75.7203 | 5558 | 2000 | -1716 | 284 | 5558 | 2000 | -1716 | 284 | 5558 | 2000 | -1716 | 284 | 5558 | 686.7479 | 971.1526 | 1657.9004 | 5558 | 1940.8253 | -1308.039 | 632.7863 | 5558 | 984.532 | 148.2543 | 1132.7863
5559 | 1000 | -798.3321 | 201.6679 | 5559 | 1000 | -1016 | -16 | 5559 | 1000 | -1016 | -16 | 5559 | 2000 | -1716 | 284 | 5559 | 2000 | -1716 | 284 | 5559 | 2000 | -1716 | 284 | 5559 | 1517.9591 | -855.5596 | 662.3995 | 5559 | 1566.8543 | -879.3407 | 687.5136 | 5559 | 1489.0702 | -801.5566 | 687.5136
5560 | 1000 | -1016 | -16 | 5560 | 1000 | -1016 | -16 | 5560 | 1000 | -1016 | -16 | 5560 | 1746.0421 | -1716 | 30.0421 | 5560 | 2000 | -1716 | 284 | 5560 | 2000 | -1716 | 284 | 5560 | 2000 | -1667.4286 | 332.5714 | 5560 | 2000 | -1667.4286 | 332.5714 | 5560 | 2000 | -1716 | 284
5561 | 806.515 | -1016 | -209.485 | 5561 | 1000 | -1016 | -16 | 5561 | 1000 | -1016 | -16 | 5561 | 1794.9183 | -1716 | 78.9183 | 5561 | 2000 | -1716 | 284 | 5561 | 1893.1977 | -1716 | 177.1977 | 5561 | 2000 | -1716 | 284 | 5561 | 2000 | -1716 | 284 | 5561 | 2000 | -1716 | 284
5562 | 1000 | -1016 | -16 | 5562 | 1000 | -1016 | -16 | 5562 | 1000 | -1016 | -16 | 5562 | 1979.7475 | -1716 | 263.7475 | 5562 | 2000 | -1716 | 284 | 5562 | 1802.2467 | -1716 | 86.2467 | 5562 | 2000 | -1716 | 284 | 5562 | 2000 | -1716 | 284 | 5562 | 2000 | -1716 | 284
5563 | 1000 | -1016 | -16 | 5563 | 1000 | -1016 | -16 | 5563 | 1000 | -1016 | -16 | 5563 | 1765.875 | -1716 | 49.875 | 5563 | 2000 | -1716 | 284 | 5563 | 1971.232 | -1716 | 255.232 | 5563 | 2000 | -1716 | 284 | 5563 | 2000 | -1716 | 284 | 5563 | 2000 | -1716 | 284
5564 | 1000 | -1016 | -16 | 5564 | 1000 | -1016 | -16 | 5564 | 1000 | -1016 | -16 | 5564 | 1812.6467 | -1716 | 96.6467 | 5564 | 2000 | -1716 | 284 | 5564 | 2000 | -1716 | 284 | 5564 | 1901.9415 | -1716 | 185.9415 | 5564 | 2000 | -1716 | 284 | 5564 | 2000 | -1716 | 284
5565 | 1000 | -1016 | -16 | 5565 | 1000 | -1016 | -16 | 5565 | 1000 | -1016 | -16 | 5565 | 1505.5318 | -1716 | -210.4682 | 5565 | 2000 | -1716 | 284 | 5565 | 1940.0068 | -1716 | 224.0068 | 5565 | 1784.5537 | -1716 | 68.5537 | 5565 | 2000 | -1716 | 284 | 5565 | 2000 | -1716 | 284
5566 | 1000 | -1016 | -16 | 5566 | 1000 | -1016 | -16 | 5566 | 1000 | -1016 | -16 | 5566 | 1519.6083 | -1716 | -196.3917 | 5566 | 2000 | -1716 | 284 | 5566 | 2000 | -1716 | 284 | 5566 | 1550.6742 | -1716 | -165.3258 | 5566 | 1697.8827 | -1716 | -18.1173 | 5566 | 1697.8827 | -1716 | -18.1173
5567 | 830.9949 | -1016 | -185.0051 | 5567 | 1000 | -1016 | -16 | 5567 | 1000 | -1016 | -16 | 5567 | 1436.0774 | -1716 | -279.9226 | 5567 | 2000 | -1716 | 284 | 5567 | 1896.3645 | -1716 | 180.3645 | 5567 | 1449.7316 | -1716 | -266.2684 | 5567 | 1495.9214 | -1716 | -220.0786 | 5567 | 1495.9214 | -1716 | -220.0786
5568 | 750.6732 | -1016 | -265.3268 | 5568 | 1000 | -1016 | -16 | 5568 | 1000 | -1016 | -16 | 5568 | 1372.1975 | -1716 | -343.8025 | 5568 | 1792.7717 | -1716 | 76.7717 | 5568 | 1792.7717 | -1716 | 76.7717 | 5568 | 1056.0406 | -1365.1158 | -309.0752 | 5568 | 1056.0406 | -1365.1158 | -309.0752 | 5568 | 1056.0406 | -1365.1158 | -309.0752
5569 | 797.1807 | -1016 | -218.8193 | 5569 | 1000 | -1016 | -16 | 5569 | 1000 | -1016 | -16 | 5569 | 1324.6335 | -1716 | -391.3665 | 5569 | 1579.8281 | -1716 | -136.1719 | 5569 | 1543.0908 | -1716 | -172.9092 | 5569 | 509.2317 | -802.5818 | -293.3501 | 5569 | 509.2317 | -302.5818 | 206.6499 | 5569 | 509.2317 | -302.5818 | 206.6499
5570 | 742.966 | -1016 | -273.034 | 5570 | 1000 | -1016 | -16 | 5570 | 1000 | -1016 | -16 | 5570 | 1246.6422 | -1716 | -469.3578 | 5570 | 1392.3847 | -1716 | -323.6153 | 5570 | 1351.7156 | -1716 | -364.2844 | 5570 | 303.2976 | -696.4782 | -393.1806 | 5570 | 303.2976 | -196.4782 | 106.8194 | 5570 | 303.2976 | -196.4782 | 106.8194
5571 | 604.0978 | -1016 | -411.9022 | 5571 | 1000 | -1016 | -16 | 5571 | 1000 | -1016 | -16 | 5571 | 1071.4693 | -1716 | -644.5307 | 5571 | 1414.0571 | -1716 | -301.9429 | 5571 | 1340.5825 | -1716 | -375.4175 | 5571 | 333.7038 | -933.4542 | -599.7504 | 5571 | 333.7038 | -433.4542 | -99.7504 | 5571 | 333.7038 | -433.4542 | -99.7504
5572 | 675.7912 | -1016 | -340.2088 | 5572 | 1000 | -1016 | -16 | 5572 | 1000 | -1016 | -16 | 5572 | 1127.1884 | -1716 | -588.8116 | 5572 | 1339.9691 | -1716 | -376.0309 | 5572 | 1339.9691 | -1716 | -376.0309 | 5572 | 316.9891 | -876.0882 | -559.0991 | 5572 | 316.9891 | -376.0882 | -59.0991 | 5572 | 316.9891 | -376.0882 | -59.0991
5573 | 598.1771 | -1016 | -417.8229 | 5573 | 1000 | -1016 | -16 | 5573 | 1000 | -1016 | -16 | 5573 | 1021.9443 | -1716 | -694.0557 | 5573 | 1211.6808 | -1716 | -504.3192 | 5573 | 1192.6205 | -1716 | -523.3795 | 5573 | 207.3801 | -879.2598 | -671.8798 | 5573 | 207.3801 | -379.2598 | -171.8798 | 5573 | 207.3801 | -379.2598 | -171.8798
5574 | 732.1668 | -1016 | -283.8332 | 5574 | 1000 | -1016 | -16 | 5574 | 732.1668 | -1016 | -283.8332 | 5574 | 725.8149 | -1237.8369 | -512.022 | 5574 | 725.8149 | -1237.8369 | -512.022 | 5574 | 725.8149 | -1237.8369 | -512.022 | 5574 | -294.0237 | -121.477 | -415.5006 | 5574 | -294.0237 | -121.477 | -415.5006 | 5574 | -294.0237 | -121.477 | -415.5006
5575 | 1000 | -894.5575 | 105.4425 | 5575 | 1000 | -894.5575 | 105.4425 | 5575 | 1000 | -894.5575 | 105.4425 | 5575 | 1.3369 | -42.891 | -41.5541 | 5575 | 1.3369 | -42.891 | -41.5541 | 5575 | 1.3369 | -42.891 | -41.5541 | 5575 | -1050.407 | 1203.0649 | 152.658 | 5575 | -1050.407 | 1203.0649 | 152.658 | 5575 | -1050.407 | 1203.0649 | 152.658
5576 | -398.1745 | 743.5114 | 345.3368 | 5576 | -398.1745 | 743.5114 | 345.3368 | 5576 | -398.1745 | 743.5114 | 345.3368 | 5576 | -1050.1686 | 1265.8692 | 215.7005 | 5576 | -1050.1686 | 1265.8692 | 215.7005 | 5576 | -1050.1686 | 1265.8692 | 215.7005 | 5576 | -1262.9009 | 1717 | 454.0991 | 5576 | -1262.9009 | 1717 | 454.0991 | 5576 | -1262.9009 | 1717 | 454.0991
5577 | -623.2302 | 1017 | 393.7698 | 5577 | -623.2302 | 1017 | 393.7698 | 5577 | -623.2302 | 1017 | 393.7698 | 5577 | -1105.6572 | 1478.876 | 373.2188 | 5577 | -1105.6572 | 1478.876 | 373.2188 | 5577 | -1105.6572 | 1478.876 | 373.2188 | 5577 | -1271.7707 | 1717 | 445.2293 | 5577 | -1207.2373 | 1717 | 509.7627 | 5577 | -1271.7707 | 1717 | 445.2293
5578 | -622.1149 | 283.3936 | -338.7213 | 5578 | -622.1149 | 383.8714 | -238.2434 | 5578 | -622.1149 | 383.8714 | -238.2434 | 5578 | -1105.8907 | 1252.0147 | 146.124 | 5578 | -1105.8907 | 1068.2853 | -37.6054 | 5578 | -1105.8907 | 1135.0147 | 29.124 | 5578 | -1273.353 | 1717 | 443.647 | 5578 | -1273.353 | 1704.7128 | 431.3598 | 5578 | -1273.353 | 1608.3583 | 335.0053
5579 | -657.7669 | 992.2297 | 334.4628 | 5579 | -657.7669 | 492.2297 | -165.5372 | 5579 | -657.7669 | 492.2297 | -165.5372 | 5579 | -1141.2279 | 685.1482 | -456.0797 | 5579 | -1141.2279 | 508.1482 | -633.0797 | 5579 | -1141.2279 | 671.8331 | -469.3949 | 5579 | -1258.7899 | 1717 | 458.2101 | 5579 | -1243.8422 | 840.7801 | -403.0621 | 5579 | -1308.3755 | 1717 | 408.6245
5580 | -635.7973 | 1017 | 381.2027 | 5580 | -635.7973 | 1017 | 381.2027 | 5580 | -635.7973 | 1017 | 381.2027 | 5580 | -1121.0098 | 1717 | 595.9902 | 5580 | -1121.0098 | 1717 | 595.9902 | 5580 | -1121.0098 | 1717 | 595.9902 | 5580 | -1289.9088 | 1717 | 427.0912 | 5580 | -1289.9088 | 1717 | 427.0912 | 5580 | -1289.9088 | 1717 | 427.0912
5581 | -609.4001 | 1017 | 407.5999 | 5581 | -609.4001 | 1017 | 407.5999 | 5581 | -609.4001 | 1017 | 407.5999 | 5581 | -1086.3583 | 1717 | 630.6417 | 5581 | -1086.3583 | 1717 | 630.6417 | 5581 | -1086.3583 | 1717 | 630.6417 | 5581 | -1247.003 | 1717 | 469.997 | 5581 | -1247.003 | 1717 | 469.997 | 5581 | -1247.003 | 1717 | 469.997
5582 | -627.9484 | 1017 | 389.0516 | 5582 | -627.9484 | 1017 | 389.0516 | 5582 | -627.9484 | 1017 | 389.0516 | 5582 | -1108.8319 | 1717 | 608.1681 | 5582 | -1108.8319 | 1717 | 608.1681 | 5582 | -1108.8319 | 1717 | 608.1681 | 5582 | -1273.402 | 1717 | 443.598 | 5582 | -1273.402 | 1717 | 443.598 | 5582 | -1273.402 | 1717 | 443.598
5583 | -605.7432 | 1017 | 411.2568 | 5583 | -639.599 | 1017 | 377.401 | 5583 | -639.599 | 1017 | 377.401 | 5583 | -1023.5454 | 1717 | 693.4546 | 5583 | -1023.5454 | 1717 | 693.4546 | 5583 | -1023.5454 | 1717 | 693.4546 | 5583 | 222.7768 | 1006.4156 | 1229.1924 | 5583 | 222.7768 | 1006.4156 | 1229.1924 | 5583 | 222.7768 | 1006.4156 | 1229.1924
5584 | 1000 | -853.9412 | 146.0588 | 5584 | 1000 | -853.9412 | 146.0588 | 5584 | 1000 | -853.9412 | 146.0588 | 5584 | 2000 | -1656.8708 | 343.1292 | 5584 | 2000 | -1656.8708 | 343.1292 | 5584 | 2000 | -1656.8708 | 343.1292 | 5584 | 2000 | -1211.1672 | 788.8328 | 5584 | 2000 | -1211.1672 | 788.8328 | 5584 | 2000 | -1211.1672 | 788.8328
5585 | 1000 | -1016 | -16 | 5585 | 1000 | -1016 | -16 | 5585 | 1000 | -1016 | -16 | 5585 | 2000 | -1716 | 284 | 5585 | 2000 | -1716 | 284 | 5585 | 2000 | -1716 | 284 | 5585 | 2000 | -1548.1881 | 451.8119 | 5585 | 2000 | -1048.1881 | 951.8119 | 5585 | 2000 | -1048.1881 | 951.8119
5586 | 1000 | -1016 | -16 | 5586 | 1000 | -1016 | -16 | 5586 | 1000 | -1016 | -16 | 5586 | 2000 | -1716 | 284 | 5586 | 2000 | -1716 | 284 | 5586 | 2000 | -1716 | 284 | 5586 | 2000 | -1634.2207 | 365.7793 | 5586 | 2000 | -1134.2207 | 865.7793 | 5586 | 2000 | -1134.2207 | 865.7793
5587 | 1000 | -1016 | -16 | 5587 | 1000 | -1016 | -16 | 5587 | 1000 | -1016 | -16 | 5587 | 2000 | -1716 | 284 | 5587 | 2000 | -1716 | 284 | 5587 | 2000 | -1716 | 284 | 5587 | 2000 | -1616.9911 | 383.0089 | 5587 | 2000 | -1307.7043 | 692.2957 | 5587 | 2000 | -1307.7043 | 692.2957
5588 | 1000 | -1016 | -16 | 5588 | 1000 | -1016 | -16 | 5588 | 1000 | -1016 | -16 | 5588 | 2000 | -1716 | 284 | 5588 | 2000 | -1716 | 284 | 5588 | 2000 | -1716 | 284 | 5588 | 2000 | -1574.1219 | 425.8781 | 5588 | 2000 | -1574.1219 | 425.8781 | 5588 | 2000 | -1574.1219 | 425.8781
5589 | 1000 | -1016 | -16 | 5589 | 1000 | -1016 | -16 | 5589 | 1000 | -1016 | -16 | 5589 | 2000 | -1716 | 284 | 5589 | 2000 | -1716 | 284 | 5589 | 2000 | -1716 | 284 | 5589 | 2000 | -1484.4867 | 515.5133 | 5589 | 2000 | -1484.4867 | 515.5133 | 5589 | 2000 | -1484.4867 | 515.5133
5590 | 1000 | -890.3589 | 109.6411 | 5590 | 1000 | -890.3589 | 109.6411 | 5590 | 1000 | -890.3589 | 109.6411 | 5590 | 2000 | -1694.9839 | 305.0161 | 5590 | 2000 | -1694.9839 | 305.0161 | 5590 | 2000 | -1694.9839 | 305.0161 | 5590 | 2000 | -1317.0239 | 682.9761 | 5590 | 2000 | -1317.0239 | 682.9761 | 5590 | 2000 | -1317.0239 | 682.9761
5591 | 1000 | -823.2747 | 176.7253 | 5591 | 1000 | -823.2747 | 176.7253 | 5591 | 1000 | -823.2747 | 176.7253 | 5591 | 2000 | -1628.7695 | 371.2305 | 5591 | 2000 | -1628.7695 | 371.2305 | 5591 | 2000 | -1628.7695 | 371.2305 | 5591 | 2000 | -1253.4168 | 746.5832 | 5591 | 2000 | -1253.4168 | 746.5832 | 5591 | 2000 | -1253.4168 | 746.5832
5592 | 1000 | -709.2269 | 290.7731 | 5592 | 1000 | -709.2269 | 290.7731 | 5592 | 1000 | -709.2269 | 290.7731 | 5592 | 2000 | -1509.3389 | 490.6611 | 5592 | 2000 | -1509.3389 | 490.6611 | 5592 | 2000 | -1509.3389 | 490.6611 | 5592 | 2000 | -1132.2881 | 867.7119 | 5592 | 2000 | -1132.2881 | 867.7119 | 5592 | 2000 | -1132.2881 | 867.7119
5593 | 1000 | -796.6235 | 203.3765 | 5593 | 1000 | -796.6235 | 203.3765 | 5593 | 1000 | -796.6235 | 203.3765 | 5593 | 2000 | -1607.5964 | 392.4036 | 5593 | 2000 | -1607.5964 | 392.4036 | 5593 | 2000 | -1607.5964 | 392.4036 | 5593 | 2000 | -1238.2343 | 761.7657 | 5593 | 2000 | -1238.2343 | 761.7657 | 5593 | 2000 | -1238.2343 | 761.7657
5594 | 1000 | -996.3692 | 3.6308 | 5594 | 1000 | -996.3692 | 3.6308 | 5594 | 1000 | -996.3692 | 3.6308 | 5594 | 2000 | -1716 | 284 | 5594 | 2000 | -1716 | 284 | 5594 | 2000 | -1716 | 284 | 5594 | 2000 | -1468.7128 | 531.2872 | 5594 | 2000 | -1468.7128 | 531.2872 | 5594 | 2000 | -1468.7128 | 531.2872
5595 | 1000 | -1016 | -16 | 5595 | 1000 | -1016 | -16 | 5595 | 1000 | -1016 | -16 | 5595 | 2000 | -1716 | 284 | 5595 | 2000 | -1716 | 284 | 5595 | 2000 | -1716 | 284 | 5595 | 2000 | -1517.1603 | 482.8397 | 5595 | 2000 | -1517.1603 | 482.8397 | 5595 | 2000 | -1517.1603 | 482.8397
5596 | 1000 | -1016 | -16 | 5596 | 1000 | -1016 | -16 | 5596 | 1000 | -1016 | -16 | 5596 | 2000 | -1716 | 284 | 5596 | 2000 | -1716 | 284 | 5596 | 2000 | -1716 | 284 | 5596 | 2000 | -1509.837 | 490.163 | 5596 | 2000 | -1509.837 | 490.163 | 5596 | 2000 | -1509.837 | 490.163
5597 | 1000 | -1016 | -16 | 5597 | 1000 | -1016 | -16 | 5597 | 1000 | -1016 | -16 | 5597 | 2000 | -1716 | 284 | 5597 | 2000 | -1716 | 284 | 5597 | 2000 | -1716 | 284 | 5597 | 2000 | -1589.1718 | 410.8282 | 5597 | 2000 | -1589.1718 | 410.8282 | 5597 | 2000 | -1589.1718 | 410.8282
5598 | 1000 | -1016 | -16 | 5598 | 1000 | -1016 | -16 | 5598 | 1000 | -1016 | -16 | 5598 | 2000 | -1716 | 284 | 5598 | 2000 | -1716 | 284 | 5598 | 2000 | -1716 | 284 | 5598 | 2000 | -1716 | 284 | 5598 | 2000 | -1716 | 284 | 5598 | 2000 | -1716 | 284
5599 | 971.4131 | -1016 | -44.5869 | 5599 | 971.4131 | -1016 | -44.5869 | 5599 | 971.4131 | -1016 | -44.5869 | 5599 | 2000 | -1716 | 284 | 5599 | 2000 | -1716 | 284 | 5599 | 2000 | -1716 | 284 | 5599 | 2000 | -1716 | 284 | 5599 | 2000 | -1716 | 284 | 5599 | 2000 | -1716 | 284
5600 | 1000 | -1016 | -16 | 5600 | 1000 | -1016 | -16 | 5600 | 1000 | -1016 | -16 | 5600 | 1887.6312 | -1716 | 171.6312 | 5600 | 1894.7595 | -1716 | 178.7595 | 5600 | 1788.5467 | -1716 | 72.5467 | 5600 | 2000 | -1609.0652 | 390.9348 | 5600 | 2000 | -1609.0652 | 390.9348 | 5600 | 2000 | -1716 | 284
5601 | 1000 | -923.9785 | 76.0215 | 5601 | 592.0215 | -1016 | -423.9785 | 5601 | 592.0215 | -1016 | -423.9785 | 5601 | 1858.3574 | -1716 | 142.3574 | 5601 | 1591.1745 | -1716 | -124.8255 | 5601 | 1591.1745 | -1716 | -124.8255 | 5601 | -1419.4963 | 1717 | 297.5037 | 5601 | -1419.4963 | 1717 | 297.5037 | 5601 | -1419.4963 | 1717 | 297.5037
5602 | -677.5962 | 859.8471 | 182.251 | 5602 | -677.5962 | 359.8471 | -317.749 | 5602 | -677.5962 | 359.8471 | -317.749 | 5602 | 1526.6537 | -1289.2471 | 237.4066 | 5602 | 962.7789 | -1716 | -753.2211 | 5602 | 962.7789 | -1458.4723 | -495.6934 | 5602 | -1391.0627 | 1717 | 325.9373 | 5602 | -1391.0627 | 1717 | 325.9373 | 5602 | -1391.0627 | 1552.8181 | 161.7554
5603 | -692.0503 | 697.3872 | 5.337 | 5603 | -692.0503 | -81.9152 | -773.9655 | 5603 | -692.0503 | 398.9146 | -293.1357 | 5603 | -818.4833 | 1239.6538 | 421.1705 | 5603 | -772.7397 | -306.2066 | -1078.9463 | 5603 | -864.2745 | 639.2963 | -224.9782 | 5603 | -1420.0243 | 1717 | 296.9757 | 5603 | -1420.0243 | 1717 | 296.9757 | 5603 | -1420.0243 | 1717 | 296.9757
5604 | -698.101 | 12.6888 | -685.4122 | 5604 | -698.101 | -260.677 | -958.778 | 5604 | -698.101 | 506.223 | -191.878 | 5604 | -397.9072 | -459.4405 | -857.3478 | 5604 | -26.0869 | -20.4765 | -46.5634 | 5604 | 15.4479 | 127.2043 | 142.6522 | 5604 | -1427.4801 | 1717 | 289.5199 | 5604 | -1427.4801 | 1717 | 289.5199 | 5604 | -1427.4801 | 1717 | 289.5199
5605 | -48.124 | 402.7065 | 354.5825 | 5605 | -48.124 | -97.2935 | -145.4175 | 5605 | -48.124 | -97.2935 | -145.4175 | 5605 | 1258.1747 | -1465.834 | -207.6593 | 5605 | 1257.1747 | -1343.6927 | -86.518 | 5605 | 1307.1747 | -1333.8594 | -26.6846 | 5605 | -1411.6404 | 1717 | 305.3596 | 5605 | -1411.6404 | 1717 | 305.3596 | 5605 | -1394.0404 | 1717 | 322.9596
5606 | 1000 | -697.1402 | 302.8598 | 5606 | 818.8598 | -1016 | -197.1402 | 5606 | 818.8598 | -1016 | -197.1402 | 5606 | 2000 | -1716 | 284 | 5606 | 2000 | -1716 | 284 | 5606 | 2000 | -1716 | 284 | 5606 | 1549.0754 | -657.3812 | 891.6942 | 5606 | 1549.0754 | -132.2671 | 1416.8084 | 5606 | 1549.0754 | -132.2671 | 1416.8084
5607 | 1000 | -1016 | -16 | 5607 | 1000 | -1016 | -16 | 5607 | 1000 | -1016 | -16 | 5607 | 2000 | -1716 | 284 | 5607 | 2000 | -1716 | 284 | 5607 | 2000 | -1716 | 284 | 5607 | 2000 | -1716 | 284 | 5607 | 2000 | -1716 | 284 | 5607 | 2000 | -1716 | 284
5608 | 1000 | -1016 | -16 | 5608 | 1000 | -1016 | -16 | 5608 | 1000 | -1016 | -16 | 5608 | 2000 | -1716 | 284 | 5608 | 2000 | -1716 | 284 | 5608 | 2000 | -1716 | 284 | 5608 | 2000 | -1716 | 284 | 5608 | 2000 | -1716 | 284 | 5608 | 2000 | -1630.5359 | 369.4641
5609 | 1000 | -1016 | -16 | 5609 | 1000 | -1016 | -16 | 5609 | 1000 | -1016 | -16 | 5609 | 2000 | -1716 | 284 | 5609 | 2000 | -1716 | 284 | 5609 | 2000 | -1716 | 284 | 5609 | 2000 | -1716 | 284 | 5609 | 2000 | -1716 | 284 | 5609 | 2000 | -1716 | 284
5610 | 1000 | -1016 | -16 | 5610 | 1000 | -1016 | -16 | 5610 | 1000 | -1016 | -16 | 5610 | 2000 | -1716 | 284 | 5610 | 2000 | -1716 | 284 | 5610 | 2000 | -1716 | 284 | 5610 | 2000 | -1593.3787 | 406.6213 | 5610 | 2000 | -1593.3787 | 406.6213 | 5610 | 2000 | -1593.3787 | 406.6213
5611 | 1000 | -1016 | -16 | 5611 | 1000 | -1016 | -16 | 5611 | 1000 | -1016 | -16 | 5611 | 2000 | -1716 | 284 | 5611 | 2000 | -1716 | 284 | 5611 | 2000 | -1716 | 284 | 5611 | 2000 | -1638.4998 | 361.5002 | 5611 | 2000 | -1638.4998 | 361.5002 | 5611 | 2000 | -1638.4998 | 361.5002
5612 | 1000 | -1016 | -16 | 5612 | 1000 | -1016 | -16 | 5612 | 1000 | -1016 | -16 | 5612 | 2000 | -1716 | 284 | 5612 | 2000 | -1716 | 284 | 5612 | 2000 | -1716 | 284 | 5612 | 2000 | -1485.2483 | 514.7517 | 5612 | 2000 | -1485.2483 | 514.7517 | 5612 | 2000 | -1485.2483 | 514.7517
5613 | 1000 | -1016 | -16 | 5613 | 1000 | -1016 | -16 | 5613 | 1000 | -1016 | -16 | 5613 | 2000 | -1716 | 284 | 5613 | 2000 | -1716 | 284 | 5613 | 2000 | -1716 | 284 | 5613 | 2000 | -1312.459 | 687.541 | 5613 | 2000 | -1312.459 | 687.541 | 5613 | 2000 | -1312.459 | 687.541
5614 | 1000 | -1016 | -16 | 5614 | 1000 | -1016 | -16 | 5614 | 1000 | -1016 | -16 | 5614 | 2000 | -1716 | 284 | 5614 | 2000 | -1716 | 284 | 5614 | 2000 | -1716 | 284 | 5614 | 2000 | -1604.1177 | 395.8823 | 5614 | 2000 | -1604.1177 | 395.8823 | 5614 | 2000 | -1604.1177 | 395.8823
5615 | 1000 | -1016 | -16 | 5615 | 1000 | -1016 | -16 | 5615 | 1000 | -1016 | -16 | 5615 | 2000 | -1716 | 284 | 5615 | 2000 | -1716 | 284 | 5615 | 2000 | -1716 | 284 | 5615 | 2000 | -1463.4159 | 536.5841 | 5615 | 2000 | -1463.4159 | 536.5841 | 5615 | 2000 | -1463.4159 | 536.5841
5616 | 1000 | -1016 | -16 | 5616 | 1000 | -1016 | -16 | 5616 | 1000 | -1016 | -16 | 5616 | 2000 | -1716 | 284 | 5616 | 2000 | -1716 | 284 | 5616 | 2000 | -1716 | 284 | 5616 | 2000 | -1643.2741 | 356.7259 | 5616 | 2000 | -1643.2741 | 356.7259 | 5616 | 2000 | -1643.2741 | 356.7259
5617 | 1000 | -1016 | -16 | 5617 | 1000 | -1016 | -16 | 5617 | 1000 | -1016 | -16 | 5617 | 2000 | -1716 | 284 | 5617 | 2000 | -1716 | 284 | 5617 | 2000 | -1716 | 284 | 5617 | 2000 | -1716 | 284 | 5617 | 2000 | -1716 | 284 | 5617 | 2000 | -1469.233 | 530.767
5618 | 1000 | -1016 | -16 | 5618 | 1000 | -1016 | -16 | 5618 | 1000 | -1016 | -16 | 5618 | 2000 | -1716 | 284 | 5618 | 2000 | -1716 | 284 | 5618 | 2000 | -1716 | 284 | 5618 | 2000 | -1716 | 284 | 5618 | 2000 | -1716 | 284 | 5618 | 2000 | -1716 | 284
5619 | 1000 | -1016 | -16 | 5619 | 1000 | -1016 | -16 | 5619 | 1000 | -1016 | -16 | 5619 | 2000 | -1716 | 284 | 5619 | 2000 | -1716 | 284 | 5619 | 2000 | -1716 | 284 | 5619 | 2000 | -1404.9275 | 595.0725 | 5619 | 2000 | -1716 | 284 | 5619 | 2000 | -1716 | 284
5620 | 1000 | -1016 | -16 | 5620 | 1000 | -1016 | -16 | 5620 | 1000 | -1016 | -16 | 5620 | 2000 | -1716 | 284 | 5620 | 2000 | -1716 | 284 | 5620 | 2000 | -1716 | 284 | 5620 | 2000 | -1713.1398 | 286.8602 | 5620 | 2000 | -1716 | 284 | 5620 | 2000 | -1716 | 284
5621 | 1000 | -1016 | -16 | 5621 | 1000 | -1016 | -16 | 5621 | 1000 | -1016 | -16 | 5621 | 2000 | -1716 | 284 | 5621 | 2000 | -1716 | 284 | 5621 | 2000 | -1716 | 284 | 5621 | 2000 | -1716 | 284 | 5621 | 1953.6885 | -1716 | 237.6885 | 5621 | 2000 | -1716 | 284
5622 | 1000 | -1016 | -16 | 5622 | 1000 | -1016 | -16 | 5622 | 1000 | -1016 | -16 | 5622 | 1546.0652 | -1716 | -169.9348 | 5622 | 1374.2485 | -1716 | -341.7515 | 5622 | 1327.0876 | -1716 | -388.9124 | 5622 | 1591.3027 | -979.4996 | 611.8032 | 5622 | 1371.3027 | -1259.4996 | 111.8032 | 5622 | 1667.1514 | -1716 | -48.8486
5623 | 1000 | -1016 | -16 | 5623 | 1000 | -1016 | -16 | 5623 | 1000 | -1016 | -16 | 5623 | 1529.699 | -1716 | -186.301 | 5623 | 1029.699 | -1716 | -686.301 | 5623 | 1029.699 | -1716 | -686.301 | 5623 | 386.2663 | 336.343 | 722.6093 | 5623 | 606.2663 | -383.657 | 222.6093 | 5623 | -53.7337 | 276.343 | 222.6093
5624 | 880.4138 | -976.9395 | -96.5257 | 5624 | 697.2883 | -1016 | -318.7117 | 5624 | 697.2883 | -1016 | -318.7117 | 5624 | 935.2278 | -1716 | -780.7722 | 5624 | 851.53 | -1716 | -864.47 | 5624 | 872.53 | -1419.2301 | -546.7001 | 5624 | -573.715 | 1433.6932 | 859.9783 | 5624 | -572.715 | 1432.6932 | 859.9783 | 5624 | -743.715 | 1603.6932 | 859.9783
5625 | 1000 | -1016 | -16 | 5625 | 935.7455 | -1016 | -80.2545 | 5625 | 935.7455 | -1016 | -80.2545 | 5625 | 1172.8321 | -1716 | -543.1679 | 5625 | 1350.8321 | -1716 | -365.1679 | 5625 | 1281.2974 | -1716 | -434.7026 | 5625 | 228.4322 | 986.99 | 1215.4222 | 5625 | -198.87 | 1414.2922 | 1215.4222 | 5625 | -73.7901 | 1289.2122 | 1215.4222
5626 | 876.7765 | -1016 | -139.2235 | 5626 | 689.4227 | -1016 | -326.5773 | 5626 | 1000 | -1016 | -16 | 5626 | 1887.6281 | -1716 | 171.6281 | 5626 | 1351.8441 | -1716 | -364.1559 | 5626 | 1479.0768 | -1446.1773 | 32.8995 | 5626 | -410.6848 | 71.5215 | -339.1632 | 5626 | -40.0242 | 1717 | 1676.9758 | 5626 | 179.9758 | 859.8265 | 1039.8023
5627 | 859.264 | -1016 | -156.736 | 5627 | 918.7894 | -1016 | -97.2106 | 5627 | 932.9671 | -1016 | -83.0329 | 5627 | 1615.5768 | -1716 | -100.4232 | 5627 | 1581.7329 | -1716 | -134.2671 | 5627 | 1591.0351 | -1474.3333 | 116.7018 | 5627 | -566.1574 | 1253.6642 | 687.5068 | 5627 | -566.1574 | 1669.0177 | 1102.8603 | 5627 | -756.8241 | 1717 | 960.1759
5628 | 1000 | -1016 | -16 | 5628 | 951.4258 | -1016 | -64.5742 | 5628 | 821.5532 | -1016 | -194.4468 | 5628 | 2000 | -1716 | 284 | 5628 | 1781.526 | -1716 | 65.526 | 5628 | 1781.526 | -1716 | 65.526 | 5628 | -647.8768 | 1717 | 1069.1232 | 5628 | -136.1689 | 1205.2921 | 1069.1232 | 5628 | -1016.1689 | 1585.2921 | 569.1232
5629 | 1000 | -1016 | -16 | 5629 | 936.5353 | -1016 | -79.4647 | 5629 | 936.5353 | -1016 | -79.4647 | 5629 | 2000 | -1716 | 284 | 5629 | 1730.7697 | -1716 | 14.7697 | 5629 | 1730.7697 | -1716 | 14.7697 | 5629 | -322.8897 | 1344.5885 | 1021.6988 | 5629 | -592.8897 | 1717 | 1124.1103 | 5629 | -152.8897 | 1174.5885 | 1021.6988
5630 | 1000 | -801.6454 | 198.3546 | 5630 | 1000 | -1016 | -16 | 5630 | 1000 | -1016 | -16 | 5630 | 2000 | -1716 | 284 | 5630 | 2000 | -1716 | 284 | 5630 | 2000 | -1716 | 284 | 5630 | 432.1155 | 449.6258 | 881.7413 | 5630 | 1317.3999 | -1716 | -398.6001 | 5630 | 1560.9426 | -1716 | -155.0574
5631 | 1000 | -1016 | -16 | 5631 | 1000 | -1016 | -16 | 5631 | 1000 | -1016 | -16 | 5631 | 2000 | -1716 | 284 | 5631 | 2000 | -1716 | 284 | 5631 | 2000 | -1716 | 284 | 5631 | 2000 | -1716 | 284 | 5631 | 2000 | -870.3373 | 1129.6627 | 5631 | 2000 | -1395.4515 | 604.5485
5632 | 1000 | -959.8428 | 40.1572 | 5632 | 1000 | -1016 | -16 | 5632 | 1000 | -1016 | -16 | 5632 | 2000 | -1716 | 284 | 5632 | 2000 | -1716 | 284 | 5632 | 2000 | -1716 | 284 | 5632 | 2000 | -1716 | 284 | 5632 | 2000 | -1716 | 284 | 5632 | 2000 | -1716 | 284
5633 | 1000 | -1016 | -16 | 5633 | 1000 | -1016 | -16 | 5633 | 1000 | -1016 | -16 | 5633 | 2000 | -1716 | 284 | 5633 | 2000 | -1716 | 284 | 5633 | 2000 | -1716 | 284 | 5633 | 1990.5076 | -1390.9674 | 599.5402 | 5633 | 1990.5076 | -1390.9674 | 599.5402 | 5633 | 1990.5076 | -1390.9674 | 599.5402
5634 | 1000 | -1016 | -16 | 5634 | 1000 | -1016 | -16 | 5634 | 1000 | -1016 | -16 | 5634 | 2000 | -1716 | 284 | 5634 | 2000 | -1716 | 284 | 5634 | 2000 | -1716 | 284 | 5634 | 1435.6291 | -1034.6393 | 400.9898 | 5634 | 1435.6291 | -650.2223 | 785.4068 | 5634 | 1435.6291 | -650.2223 | 785.4068
5635 | 1000 | -1016 | -16 | 5635 | 1000 | -1016 | -16 | 5635 | 1000 | -1016 | -16 | 5635 | 2000 | -1716 | 284 | 5635 | 2000 | -1716 | 284 | 5635 | 2000 | -1716 | 284 | 5635 | 1005.067 | -412.0711 | 592.9959 | 5635 | 1005.067 | -412.0711 | 592.9959 | 5635 | 1005.067 | -412.0711 | 592.9959
5636 | 1000 | -1016 | -16 | 5636 | 1000 | -1016 | -16 | 5636 | 1000 | -1016 | -16 | 5636 | 1890.2139 | -1542.4024 | 347.8114 | 5636 | 2000 | -1716 | 284 | 5636 | 1890.2139 | -1716 | 174.2139 | 5636 | 1538.7125 | -1216.2864 | 322.4261 | 5636 | 1708.7972 | -861.2569 | 847.5402 | 5636 | 1489.7125 | -1400.3864 | 89.3261
5637 | 1000 | -1016 | -16 | 5637 | 1000 | -1016 | -16 | 5637 | 1000 | -1016 | -16 | 5637 | 1753.9058 | -1716 | 37.9058 | 5637 | 1559.5333 | -1716 | -156.4667 | 5637 | 1533.9058 | -1716 | -182.0942 | 5637 | 917.7504 | -82.494 | 835.2564 | 5637 | 1133.5178 | -298.2614 | 835.2564 | 5637 | 1183.5178 | -1373.3756 | -189.8578
5638 | 1000 | -1016 | -16 | 5638 | 1000 | -1016 | -16 | 5638 | 1000 | -1016 | -16 | 5638 | 1374.8243 | -1716 | -341.1757 | 5638 | 1374.8243 | -1716 | -341.1757 | 5638 | 1374.8243 | -1716 | -341.1757 | 5638 | 771.4403 | 158.663 | 930.1033 | 5638 | 771.4403 | -341.337 | 430.1033 | 5638 | 775.6729 | -370.6838 | 404.9891
5639 | 1000 | -1016 | -16 | 5639 | 1000 | -1016 | -16 | 5639 | 1000 | -1016 | -16 | 5639 | 1453.1353 | -1606.8156 | -153.6803 | 5639 | 1549.6684 | -1716 | -166.3316 | 5639 | 1549.6684 | -1716 | -166.3316 | 5639 | 990.4475 | -17.3641 | 973.0834 | 5639 | 990.4475 | -517.3641 | 473.0834 | 5639 | 990.4475 | -1042.4783 | -52.0308
5640 | 1000 | -1016 | -16 | 5640 | 1000 | -1016 | -16 | 5640 | 1000 | -1016 | -16 | 5640 | 1525.0561 | -1061.266 | 463.7901 | 5640 | 1685.0315 | -1234.2643 | 450.7672 | 5640 | 1745.0561 | -1288.2415 | 456.8146 | 5640 | 1235.6771 | -275.6792 | 959.9979 | 5640 | 795.6771 | -1335.6792 | -540.0021 | 5640 | 1015.6771 | -55.6792 | 959.9979
5641 | 1000 | -930.1375 | 69.8625 | 5641 | 1000 | -930.1375 | 69.8625 | 5641 | 1000 | -930.1375 | 69.8625 | 5641 | 1300.3908 | -912.1328 | 388.258 | 5641 | 1300.3908 | -912.1328 | 388.258 | 5641 | 1300.3908 | -912.1328 | 388.258 | 5641 | 365.6326 | 525.266 | 890.8985 | 5641 | 365.6326 | 525.266 | 890.8985 | 5641 | 365.6326 | 525.266 | 890.8985
5642 | 1000 | -783.4961 | 216.5039 | 5642 | 1000 | -783.4961 | 216.5039 | 5642 | 1000 | -783.4961 | 216.5039 | 5642 | 1537.4513 | -978.0198 | 559.4315 | 5642 | 1537.4513 | -978.0198 | 559.4315 | 5642 | 1537.4513 | -978.0198 | 559.4315 | 5642 | 622.6907 | 458.856 | 1081.5468 | 5642 | 622.6907 | 458.856 | 1081.5468 | 5642 | 622.6907 | 458.856 | 1081.5468
5643 | 1000 | -874.8784 | 125.1216 | 5643 | 1000 | -874.8784 | 125.1216 | 5643 | 1000 | -874.8784 | 125.1216 | 5643 | 1794.0288 | -1308.6384 | 485.3904 | 5643 | 1794.0288 | -1308.6384 | 485.3904 | 5643 | 1794.0288 | -1308.6384 | 485.3904 | 5643 | 837.9481 | 189.7001 | 1027.6482 | 5643 | 837.9481 | 689.7001 | 1527.6482 | 5643 | 837.9481 | 689.7001 | 1527.6482
5644 | 1000 | -888.1027 | 111.8973 | 5644 | 1000 | -888.1027 | 111.8973 | 5644 | 1000 | -888.1027 | 111.8973 | 5644 | 1184.9701 | -712.0702 | 472.8999 | 5644 | 1184.9701 | -533.5163 | 651.4538 | 5644 | 1184.9701 | -533.5163 | 651.4538 | 5644 | 175.2898 | 950.9312 | 1126.221 | 5644 | 175.2898 | 1343.2904 | 1518.5802 | 5644 | 175.2898 | 1343.2904 | 1518.5802
5645 | 1000 | -909.2007 | 90.7993 | 5645 | 1000 | -909.2007 | 90.7993 | 5645 | 1000 | -909.2007 | 90.7993 | 5645 | 277.4375 | 202.371 | 479.8085 | 5645 | 327.4806 | 612.615 | 940.0956 | 5645 | 327.4806 | 612.615 | 940.0956 | 5645 | -728.2812 | 1717 | 988.7188 | 5645 | -728.2812 | 1717 | 988.7188 | 5645 | -728.2812 | 1717 | 988.7188
5646 | 720.7412 | -703.0579 | 17.6833 | 5646 | 720.7412 | -703.0579 | 17.6833 | 5646 | 720.7412 | -703.0579 | 17.6833 | 5646 | -255.3271 | 590.3316 | 335.0045 | 5646 | -255.3271 | 995.5436 | 740.2165 | 5646 | -255.3271 | 995.5436 | 740.2165 | 5646 | -1268.8821 | 1717 | 448.1179 | 5646 | -1268.8821 | 1717 | 448.1179 | 5646 | -1268.8821 | 1717 | 448.1179
5647 | 267.1686 | -265.5779 | 1.5907 | 5647 | 267.1686 | -265.5779 | 1.5907 | 5647 | 267.1686 | -265.5779 | 1.5907 | 5647 | -852.9138 | 1117.306 | 264.3922 | 5647 | -852.9138 | 1117.306 | 264.3922 | 5647 | -852.9138 | 1117.306 | 264.3922 | 5647 | -1482.0341 | 1717 | 234.9659 | 5647 | -1482.0341 | 1717 | 234.9659 | 5647 | -1482.0341 | 1717 | 234.9659
5648 | -517.2492 | 523.6896 | 6.4403 | 5648 | -517.2492 | 523.6896 | 6.4403 | 5648 | -517.2492 | 523.6896 | 6.4403 | 5648 | -1166.3671 | 1359.5874 | 193.2203 | 5648 | -1166.3671 | 1359.5874 | 193.2203 | 5648 | -1166.3671 | 1359.5874 | 193.2203 | 5648 | -1390.4065 | 1717 | 326.5935 | 5648 | -1390.4065 | 1717 | 326.5935 | 5648 | -1390.4065 | 1717 | 326.5935
5649 | -570.0644 | 538.1224 | -31.9419 | 5649 | -570.0644 | 538.1224 | -31.9419 | 5649 | -570.0644 | 538.1224 | -31.9419 | 5649 | -1096.9223 | 1149.1618 | 52.2395 | 5649 | -1096.9223 | 1149.1618 | 52.2395 | 5649 | -1096.9223 | 1149.1618 | 52.2395 | 5649 | -1307.4668 | 1717 | 409.5332 | 5649 | -1307.4668 | 1717 | 409.5332 | 5649 | -1307.4668 | 1717 | 409.5332
5650 | -565.7132 | 332.828 | -232.8852 | 5650 | -565.7132 | 312.828 | -252.8852 | 5650 | -565.7132 | 312.828 | -252.8852 | 5650 | -1075.0922 | 1062.2314 | -12.8608 | 5650 | -1075.0922 | 1062.2314 | -12.8608 | 5650 | -1075.0922 | 1062.2314 | -12.8608 | 5650 | -1268.1577 | 1558.8236 | 290.666 | 5650 | -1268.1577 | 1558.8236 | 290.666 | 5650 | -1268.1577 | 1558.8236 | 290.666
5651 | -501.5024 | 249.505 | -251.9974 | 5651 | -501.5024 | 184.5403 | -316.9621 | 5651 | -501.5024 | 229.505 | -271.9974 | 5651 | -339.0257 | 158.8266 | -180.1991 | 5651 | -339.0257 | 158.8266 | -180.1991 | 5651 | -339.0257 | 158.8266 | -180.1991 | 5651 | -1168.197 | 1226.3545 | 58.1575 | 5651 | -1168.197 | 1226.3545 | 58.1575 | 5651 | -1168.197 | 1226.3545 | 58.1575
5652 | -470.9318 | 325.8959 | -145.036 | 5652 | -470.9318 | 325.8959 | -145.036 | 5652 | -470.9318 | -69.8423 | -540.7742 | 5652 | -848.9128 | 610.3883 | -238.5245 | 5652 | -848.9128 | 610.3883 | -238.5245 | 5652 | -848.9128 | 610.3883 | -238.5245 | 5652 | -1112.4914 | 1079.7785 | -32.7129 | 5652 | -1112.4914 | 1079.7785 | -32.7129 | 5652 | -1112.4914 | 1079.7785 | -32.7129
5653 | -411.1903 | 108.5994 | -302.5909 | 5653 | -411.1903 | 108.5994 | -302.5909 | 5653 | -411.1903 | 108.5994 | -302.5909 | 5653 | -872.7544 | 429.7016 | -443.0528 | 5653 | -872.7544 | 429.7016 | -443.0528 | 5653 | -872.7544 | 429.7016 | -443.0528 | 5653 | -1018.0051 | 723.1735 | -294.8317 | 5653 | -1018.0051 | 723.1735 | -294.8317 | 5653 | -1018.0051 | 723.1735 | -294.8317
5654 | 378.5752 | -859.2981 | -480.7229 | 5654 | 378.5752 | -859.2981 | -480.7229 | 5654 | 378.5752 | -859.2981 | -480.7229 | 5654 | -689.2351 | 22.9326 | -666.3025 | 5654 | -689.2351 | 22.9326 | -666.3025 | 5654 | -689.2351 | 22.9326 | -666.3025 | 5654 | -932.6954 | 352.0042 | -580.6911 | 5654 | -883.2502 | 802.559 | -80.6911 | 5654 | -883.2502 | 802.559 | -80.6911
5655 | 350.4823 | -1016 | -665.5177 | 5655 | 735.2655 | -1016 | -280.7345 | 5655 | 735.2655 | -1016 | -280.7345 | 5655 | 820.65 | -1716 | -895.35 | 5655 | 820.65 | -1716 | -895.35 | 5655 | 820.65 | -1716 | -895.35 | 5655 | 358.8718 | -1230.2271 | -871.3553 | 5655 | 440.1624 | -811.5177 | -371.3553 | 5655 | 440.1624 | -811.5177 | -371.3553
5656 | 194.2709 | -1016 | -821.7291 | 5656 | 694.2709 | -1016 | -321.7291 | 5656 | 694.2709 | -1016 | -321.7291 | 5656 | 772.4901 | -1716 | -943.5099 | 5656 | 1153.3514 | -1716 | -562.6486 | 5656 | 1153.3514 | -1716 | -562.6486 | 5656 | 572.0995 | -1716 | -1143.9005 | 5656 | 1072.0995 | -1716 | -643.9005 | 5656 | 1072.0995 | -1716 | -643.9005
5657 | 196.5985 | -1016 | -819.4015 | 5657 | 1000 | -1016 | -16 | 5657 | 696.5985 | -1016 | -319.4015 | 5657 | 632.5601 | -1716 | -1083.4399 | 5657 | 1132.5601 | -1716 | -583.4399 | 5657 | 1132.5601 | -1716 | -583.4399 | 5657 | 546.4218 | -1716 | -1169.5782 | 5657 | 1046.4218 | -1716 | -669.5782 | 5657 | 1046.4218 | -1716 | -669.5782
5658 | 141.4854 | -1016 | -874.5146 | 5658 | 1000 | -1016 | -16 | 5658 | 641.4854 | -1016 | -374.5146 | 5658 | 561.3907 | -1716 | -1154.6093 | 5658 | 1061.3907 | -1716 | -654.6093 | 5658 | 1061.3907 | -1716 | -654.6093 | 5658 | 601.1633 | -1716 | -1114.8367 | 5658 | 951.1633 | -1716 | -764.8367 | 5658 | 951.1633 | -1716 | -764.8367
5659 | 1000 | -1016 | -16 | 5659 | 1000 | -1016 | -16 | 5659 | 859.5053 | -1016 | -156.4947 | 5659 | 1736.5971 | -1716 | 20.5971 | 5659 | 1690.4994 | -1716 | -25.5006 | 5659 | 1260.1141 | -1716 | -455.8859 | 5659 | 1077.0484 | -1716 | -638.9516 | 5659 | 1123.1462 | -1716 | -592.8538 | 5659 | 1123.1462 | -1716 | -592.8538
5660 | 1000 | -1016 | -16 | 5660 | 1000 | -1016 | -16 | 5660 | 865.9037 | -1016 | -150.0963 | 5660 | 1452.1464 | -1716 | -263.8536 | 5660 | 1918.8061 | -1716 | 202.8061 | 5660 | 1288.6211 | -1716 | -427.3789 | 5660 | 1765.0088 | -1716 | 49.0088 | 5660 | 1812.0285 | -1716 | 96.0285 | 5660 | 1470.3411 | -1716 | -245.6589
5661 | 943.1249 | -1016 | -72.8751 | 5661 | 1000 | -1016 | -16 | 5661 | 965.6797 | -1016 | -50.3203 | 5661 | 1063.9201 | -1716 | -652.0799 | 5661 | 1470.4547 | -1716 | -245.5453 | 5661 | 1470.4547 | -1716 | -245.5453 | 5661 | 1601.7178 | -1716 | -114.2822 | 5661 | 2000 | -1716 | 284 | 5661 | 1598.2516 | -1716 | -117.7484
5662 | 655.6953 | -1016 | -360.3047 | 5662 | 1000 | -1016 | -16 | 5662 | 1000 | -1016 | -16 | 5662 | 1313.2367 | -1716 | -402.7633 | 5662 | 1794.6744 | -1716 | 78.6744 | 5662 | 1794.6744 | -1716 | 78.6744 | 5662 | 1538.2468 | -1716 | -177.7532 | 5662 | 2000 | -1716 | 284 | 5662 | 2000 | -1716 | 284
5663 | 793.0629 | -1016 | -222.9371 | 5663 | 1000 | -1016 | -16 | 5663 | 1000 | -1016 | -16 | 5663 | 1602.914 | -1716 | -113.086 | 5663 | 2000 | -1716 | 284 | 5663 | 2000 | -1716 | 284 | 5663 | 2000 | -1716 | 284 | 5663 | 2000 | -1716 | 284 | 5663 | 2000 | -1716 | 284
5664 | 922.5912 | -1016 | -93.4088 | 5664 | 1000 | -1016 | -16 | 5664 | 1000 | -1016 | -16 | 5664 | 1890.6099 | -1716 | 174.6099 | 5664 | 2000 | -1716 | 284 | 5664 | 2000 | -1716 | 284 | 5664 | 2000 | -1716 | 284 | 5664 | 2000 | -1716 | 284 | 5664 | 2000 | -1716 | 284
5665 | 1000 | -1016 | -16 | 5665 | 1000 | -1016 | -16 | 5665 | 1000 | -1016 | -16 | 5665 | 2000 | -1716 | 284 | 5665 | 2000 | -1716 | 284 | 5665 | 2000 | -1716 | 284 | 5665 | 2000 | -1716 | 284 | 5665 | 2000 | -1716 | 284 | 5665 | 2000 | -1716 | 284
5666 | 1000 | -1016 | -16 | 5666 | 1000 | -1016 | -16 | 5666 | 1000 | -1016 | -16 | 5666 | 2000 | -1716 | 284 | 5666 | 2000 | -1716 | 284 | 5666 | 2000 | -1716 | 284 | 5666 | 2000 | -1716 | 284 | 5666 | 2000 | -1716 | 284 | 5666 | 2000 | -1716 | 284
5667 | 1000 | -977.3997 | 22.6003 | 5667 | 1000 | -1016 | -16 | 5667 | 1000 | -1016 | -16 | 5667 | 2000 | -1716 | 284 | 5667 | 2000 | -1716 | 284 | 5667 | 2000 | -1716 | 284 | 5667 | 2000 | -1684.6483 | 315.3517 | 5667 | 2000 | -1716 | 284 | 5667 | 2000 | -1716 | 284
5668 | 1000 | -795.9642 | 204.0358 | 5668 | 1000 | -1016 | -16 | 5668 | 1000 | -1016 | -16 | 5668 | 2000 | -1716 | 284 | 5668 | 2000 | -1716 | 284 | 5668 | 2000 | -1716 | 284 | 5668 | 2000 | -1716 | 284 | 5668 | 2000 | -1716 | 284 | 5668 | 2000 | -1716 | 284
5669 | 1000 | -508.4975 | 491.5025 | 5669 | 1000 | -1008.4975 | -8.4975 | 5669 | 1000 | -1008.4975 | -8.4975 | 5669 | 2000 | -963.9268 | 1036.0732 | 5669 | 2000 | -1463.9268 | 536.0732 | 5669 | 2000 | -1672.3853 | 327.6147 | 5669 | 523.94 | -427.9475 | 95.9925 | 5669 | 743.94 | -1436.1688 | -692.2288 | 5669 | 523.94 | -1449.2688 | -925.3288
5670 | 857.1853 | -312.3201 | 544.8652 | 5670 | 857.1853 | -812.3201 | 44.8652 | 5670 | 857.1853 | -812.3201 | 44.8652 | 5670 | 689.9314 | 404.3693 | 1094.3006 | 5670 | 689.9314 | -95.6307 | 594.3006 | 5670 | 689.9314 | -95.6307 | 594.3006 | 5670 | -1318.8092 | 1636.2703 | 317.4611 | 5670 | -1098.8092 | 1717 | 618.1908 | 5670 | -1318.8092 | 1717 | 398.1908
5671 | -133.1823 | 686.9214 | 553.7391 | 5671 | -133.1823 | 186.9214 | 53.7391 | 5671 | -133.1823 | 186.9214 | 53.7391 | 5671 | -563.8521 | 1668.2366 | 1104.3845 | 5671 | -563.8521 | 1168.2366 | 604.3845 | 5671 | -563.8521 | 1168.2366 | 604.3845 | 5671 | -1810.5224 | 1717 | -93.5224 | 5671 | -1810.5224 | 1717 | -93.5224 | 5671 | -1810.5224 | 1717 | -93.5224
5672 | -956.001 | 1017 | 60.999 | 5672 | -956.001 | 1017 | 60.999 | 5672 | -956.001 | 1017 | 60.999 | 5672 | -1424.6434 | 1717 | 292.3566 | 5672 | -1424.6434 | 1717 | 292.3566 | 5672 | -1424.6434 | 1717 | 292.3566 | 5672 | -1888.2794 | 1717 | -171.2794 | 5672 | -1888.2794 | 1717 | -171.2794 | 5672 | -1888.2794 | 1717 | -171.2794
5673 | -1000 | 1017 | 17 | 5673 | -1000 | 1017 | 17 | 5673 | -1000 | 1017 | 17 | 5673 | -1741.1709 | 1717 | -24.1709 | 5673 | -1741.1709 | 1717 | -24.1709 | 5673 | -1741.1709 | 1717 | -24.1709 | 5673 | -2000 | 1717 | -283 | 5673 | -2000 | 1717 | -283 | 5673 | -2000 | 1717 | -283
5674 | -1000 | 1017 | 17 | 5674 | -1000 | 1017 | 17 | 5674 | -1000 | 1017 | 17 | 5674 | -1659.9367 | 1717 | 57.0633 | 5674 | -1659.9367 | 1717 | 57.0633 | 5674 | -1659.9367 | 1717 | 57.0633 | 5674 | -1975.1932 | 1717 | -258.1932 | 5674 | -1975.1932 | 1717 | -258.1932 | 5674 | -1975.1932 | 1717 | -258.1932
5675 | -1000 | 1017 | 17 | 5675 | -1000 | 611.3549 | -388.6451 | 5675 | -1000 | 890.2601 | -109.7399 | 5675 | -1692.828 | 1717 | 24.172 | 5675 | -1692.828 | 1717 | 24.172 | 5675 | -1692.828 | 1717 | 24.172 | 5675 | -2000 | 1717 | -283 | 5675 | -2000 | 1717 | -283 | 5675 | -1717.49 | 1717 | -0.49002
5676 | -992.8214 | 1017 | 24.1786 | 5676 | -992.8214 | -18.2157 | -1011.0372 | 5676 | -992.8214 | 950.6088 | -42.2126 | 5676 | -1609.8132 | 1717 | 107.1868 | 5676 | -1615.5726 | 1717 | 101.4274 | 5676 | -1615.5726 | 1717 | 101.4274 | 5676 | -1922.0102 | 1717 | -205.0102 | 5676 | -1922.0102 | 1717 | -205.0102 | 5676 | -1922.0102 | 1717 | -205.0102
5677 | -844.8354 | 1017 | 172.1646 | 5677 | -844.8354 | 804.2365 | -40.5989 | 5677 | -844.8354 | 804.2365 | -40.5989 | 5677 | -1435.1963 | 1717 | 281.8037 | 5677 | -1435.1963 | 1717 | 281.8037 | 5677 | -1435.1963 | 1717 | 281.8037 | 5677 | -1709.2438 | 1717 | 7.7562 | 5677 | -1709.2438 | 1717 | 7.7562 | 5677 | -1709.2438 | 1717 | 7.7562
5678 | -831.5434 | 1017 | 185.4566 | 5678 | -831.5434 | 852.8209 | 21.2775 | 5678 | -831.5434 | 852.8209 | 21.2775 | 5678 | -1413.2877 | 1717 | 303.7123 | 5678 | -1413.2877 | 1714.3092 | 301.0215 | 5678 | -1413.2877 | 1714.3092 | 301.0215 | 5678 | -1678.7185 | 1717 | 38.2815 | 5678 | -1678.7185 | 1717 | 38.2815 | 5678 | -1678.7185 | 1717 | 38.2815
5679 | -733.6248 | 1017 | 283.3752 | 5679 | -776.5845 | 559.9597 | -216.6248 | 5679 | -776.5845 | 559.9597 | -216.6248 | 5679 | -1342.3305 | 1225.5867 | -116.7438 | 5679 | -1342.3305 | 1223.8601 | -118.4703 | 5679 | -1342.3305 | 1223.8601 | -118.4703 | 5679 | -1591.763 | 1717 | 125.237 | 5679 | -1591.763 | 1717 | 125.237 | 5679 | -1591.763 | 1717 | 125.237
5680 | -721.9992 | 648.8606 | -73.1386 | 5680 | -721.9992 | 148.8606 | -573.1386 | 5680 | -721.9992 | 148.8606 | -573.1386 | 5680 | -1121.3238 | 952.8672 | -168.4567 | 5680 | -1275.9082 | 607.4516 | -668.4567 | 5680 | -1275.9082 | 607.4516 | -668.4567 | 5680 | -1513.5037 | 1439.4351 | -74.0687 | 5680 | -1484.1704 | 1717 | 232.8296 | 5680 | -1484.1704 | 1717 | 232.8296
5681 | 887.5041 | -1016 | -128.4959 | 5681 | 887.5041 | -1016 | -128.4959 | 5681 | 887.5041 | -1016 | -128.4959 | 5681 | 72.5022 | -829.899 | -757.3968 | 5681 | 72.5022 | -829.899 | -757.3968 | 5681 | 72.5022 | -829.899 | -757.3968 | 5681 | -1437.7246 | 1169.9519 | -267.7727 | 5681 | -1437.7246 | 1169.9519 | -267.7727 | 5681 | -1437.7246 | 1169.9519 | -267.7727
5682 | 726.1932 | -1016 | -289.8068 | 5682 | 1000 | -1016 | -16 | 5682 | 801.0231 | -1016 | -214.9769 | 5682 | 111.9794 | -1118.7937 | -1006.8143 | 5682 | 111.9794 | -1118.7937 | -1006.8143 | 5682 | 111.9794 | -1118.7937 | -1006.8143 | 5682 | -952.4481 | 349.4598 | -602.9883 | 5682 | -1235.0157 | 632.0274 | -602.9883 | 5682 | -1022.9623 | 419.974 | -602.9883
5683 | 723.2435 | -1016 | -292.7565 | 5683 | 1000 | -1016 | -16 | 5683 | 1000 | -1016 | -16 | 5683 | 518.5114 | -1600.0518 | -1081.5403 | 5683 | 518.5114 | -1671.6216 | -1153.1101 | 5683 | 518.5114 | -1671.6216 | -1153.1101 | 5683 | -383.7073 | -1136.9351 | -1520.6424 | 5683 | -603.7073 | -916.9351 | -1520.6424 | 5683 | -383.7073 | -1636.9351 | -2020.6424
5684 | 1000 | -1016 | -16 | 5684 | 1000 | -1016 | -16 | 5684 | 1000 | -1016 | -16 | 5684 | 1088.2914 | -1716 | -627.7086 | 5684 | 1088.2914 | -1716 | -627.7086 | 5684 | 1088.2914 | -1716 | -627.7086 | 5684 | 541.6139 | -1716 | -1174.3861 | 5684 | 234.1205 | -1567.8809 | -1333.7604 | 5684 | 454.1205 | -1103.3924 | -649.272
5685 | 825.1485 | -1016 | -190.8515 | 5685 | 1000 | -1016 | -16 | 5685 | 1000 | -1016 | -16 | 5685 | 1823.7657 | -1716 | 107.7657 | 5685 | 2000 | -1716 | 284 | 5685 | 1942.0469 | -1716 | 226.0469 | 5685 | 1483.129 | -1716 | -232.871 | 5685 | 1483.129 | -1716 | -232.871 | 5685 | 1483.129 | -1716 | -232.871
5686 | 722.032 | -1016 | -293.968 | 5686 | 1000 | -1016 | -16 | 5686 | 1000 | -1016 | -16 | 5686 | 1883.5014 | -1716 | 167.5014 | 5686 | 2000 | -1716 | 284 | 5686 | 1945.7434 | -1716 | 229.7434 | 5686 | 2000 | -1716 | 284 | 5686 | 2000 | -1716 | 284 | 5686 | 2000 | -1716 | 284
5687 | 672.611 | -1016 | -343.389 | 5687 | 1000 | -1016 | -16 | 5687 | 1000 | -1016 | -16 | 5687 | 1551.7297 | -1716 | -164.2703 | 5687 | 2000 | -1716 | 284 | 5687 | 1854.3632 | -1716 | 138.3632 | 5687 | 2000 | -1716 | 284 | 5687 | 2000 | -1716 | 284 | 5687 | 2000 | -1716 | 284
5688 | 633.1348 | -1016 | -382.8652 | 5688 | 1000 | -1016 | -16 | 5688 | 840.1889 | -1016 | -175.8111 | 5688 | 1540.7209 | -1716 | -175.2791 | 5688 | 2000 | -1716 | 284 | 5688 | 1907.4365 | -1716 | 191.4365 | 5688 | 2000 | -1716 | 284 | 5688 | 2000 | -1716 | 284 | 5688 | 2000 | -1716 | 284
5689 | 707.8601 | -1016 | -308.1399 | 5689 | 879.3572 | -1016 | -136.6428 | 5689 | 707.8601 | -1016 | -308.1399 | 5689 | 2000 | -1716 | 284 | 5689 | 2000 | -1716 | 284 | 5689 | 2000 | -1716 | 284 | 5689 | 1979.429 | -1716 | 263.429 | 5689 | 1979.429 | -1716 | 263.429 | 5689 | 1979.429 | -1716 | 263.429
5690 | 841.7642 | -1016 | -174.2358 | 5690 | 1000 | -1016 | -16 | 5690 | 1000 | -1016 | -16 | 5690 | 2000 | -1716 | 284 | 5690 | 2000 | -1716 | 284 | 5690 | 2000 | -1716 | 284 | 5690 | 2000 | -1716 | 284 | 5690 | 2000 | -1518.7287 | 481.2713 | 5690 | 2000 | -1518.7287 | 481.2713
5691 | 1000 | -1016 | -16 | 5691 | 1000 | -1016 | -16 | 5691 | 1000 | -1016 | -16 | 5691 | 2000 | -1716 | 284 | 5691 | 2000 | -1716 | 284 | 5691 | 2000 | -1716 | 284 | 5691 | 2000 | -1716 | 284 | 5691 | 2000 | -1716 | 284 | 5691 | 2000 | -1182.6774 | 817.3226
5692 | 1000 | -1016 | -16 | 5692 | 1000 | -1016 | -16 | 5692 | 1000 | -1016 | -16 | 5692 | 2000 | -1716 | 284 | 5692 | 2000 | -1716 | 284 | 5692 | 2000 | -1716 | 284 | 5692 | 2000 | -1338.8838 | 661.1162 | 5692 | 2000 | -1716 | 284 | 5692 | 2000 | -1716 | 284
5693 | 1000 | -1016 | -16 | 5693 | 1000 | -1016 | -16 | 5693 | 1000 | -1016 | -16 | 5693 | 2000 | -1716 | 284 | 5693 | 2000 | -1716 | 284 | 5693 | 2000 | -1716 | 284 | 5693 | 2000 | -1716 | 284 | 5693 | 2000 | -751.2244 | 1248.7756 | 5693 | 2000 | -751.2244 | 1248.7756
5694 | 1000 | -1016 | -16 | 5694 | 1000 | -1016 | -16 | 5694 | 1000 | -1016 | -16 | 5694 | 2000 | -1716 | 284 | 5694 | 2000 | -1716 | 284 | 5694 | 2000 | -1716 | 284 | 5694 | 2000 | -1716 | 284 | 5694 | 2000 | -1716 | 284 | 5694 | 2000 | -1716 | 284
5695 | 1000 | -1016 | -16 | 5695 | 1000 | -1016 | -16 | 5695 | 1000 | -1016 | -16 | 5695 | 2000 | -1716 | 284 | 5695 | 2000 | -1716 | 284 | 5695 | 2000 | -1716 | 284 | 5695 | 2000 | -1716 | 284 | 5695 | 2000 | -1716 | 284 | 5695 | 2000 | -1716 | 284
5696 | 1000 | -1016 | -16 | 5696 | 1000 | -1016 | -16 | 5696 | 1000 | -1016 | -16 | 5696 | 2000 | -1716 | 284 | 5696 | 2000 | -1716 | 284 | 5696 | 2000 | -1716 | 284 | 5696 | 2000 | -780.3622 | 1219.6378 | 5696 | 2000 | -1305.4764 | 694.5236 | 5696 | 2000 | -1716 | 284
5697 | 1000 | -1016 | -16 | 5697 | 1000 | -1016 | -16 | 5697 | 1000 | -1016 | -16 | 5697 | 2000 | -1716 | 284 | 5697 | 2000 | -1716 | 284 | 5697 | 2000 | -1716 | 284 | 5697 | 2000 | -793.0297 | 1206.9703 | 5697 | 2000 | -1318.1439 | 681.8561 | 5697 | 2000 | -1716 | 284
5698 | 1000 | -1016 | -16 | 5698 | 1000 | -1016 | -16 | 5698 | 1000 | -1016 | -16 | 5698 | 2000 | -1716 | 284 | 5698 | 2000 | -1716 | 284 | 5698 | 2000 | -1716 | 284 | 5698 | 2000 | -1716 | 284 | 5698 | 2000 | -832.3734 | 1167.6266 | 5698 | 2000 | -1716 | 284
5699 | 1000 | -1016 | -16 | 5699 | 1000 | -1016 | -16 | 5699 | 1000 | -1016 | -16 | 5699 | 2000 | -1716 | 284 | 5699 | 2000 | -1716 | 284 | 5699 | 2000 | -1716 | 284 | 5699 | 2000 | -1716 | 284 | 5699 | 2000 | -1716 | 284 | 5699 | 2000 | -1716 | 284
5700 | 1000 | -1016 | -16 | 5700 | 1000 | -1016 | -16 | 5700 | 1000 | -1016 | -16 | 5700 | 2000 | -1716 | 284 | 5700 | 2000 | -1716 | 284 | 5700 | 2000 | -1716 | 284 | 5700 | 2000 | -1260.9993 | 739.0007 | 5700 | 2000 | -1235.8852 | 764.1148 | 5700 | 2000 | -1716 | 284
5701 | 1000 | -1011.5461 | -11.5461 | 5701 | 1000 | -1016 | -16 | 5701 | 1000 | -1016 | -16 | 5701 | 2000 | -1716 | 284 | 5701 | 2000 | -1716 | 284 | 5701 | 2000 | -1716 | 284 | 5701 | 2000 | -1026.2543 | 973.7457 | 5701 | 2000 | -1526.2543 | 473.7457 | 5701 | 2000 | -1716 | 284
5702 | 1000 | -608.8112 | 391.1888 | 5702 | 1000 | -793.3621 | 206.6379 | 5702 | 1000 | -793.3621 | 206.6379 | 5702 | 2000 | -1202.5622 | 797.4378 | 5702 | 2000 | -1202.5622 | 797.4378 | 5702 | 2000 | -1202.5622 | 797.4378 | 5702 | 2000 | -1577.7088 | 422.2912 | 5702 | 2000 | -1068.3156 | 931.6844 | 5702 | 2000 | -1577.7088 | 422.2912
5703 | 1000 | -688.3201 | 311.6799 | 5703 | 1000 | -688.3201 | 311.6799 | 5703 | 1000 | -760.8189 | 239.1811 | 5703 | 2000 | -1318.7652 | 681.2348 | 5703 | 2000 | -1318.7652 | 681.2348 | 5703 | 2000 | -1318.7652 | 681.2348 | 5703 | 2000 | -740.8838 | 1259.1162 | 5703 | 2000 | -740.8838 | 1259.1162 | 5703 | 2000 | -740.8838 | 1259.1162
5704 | 1000 | -971.651 | 28.349 | 5704 | 1000 | -971.651 | 28.349 | 5704 | 1000 | -971.651 | 28.349 | 5704 | 2000 | -1609.936 | 390.064 | 5704 | 2000 | -1609.936 | 390.064 | 5704 | 2000 | -1609.936 | 390.064 | 5704 | 2000 | -1048.8864 | 951.1136 | 5704 | 2000 | -1048.8864 | 951.1136 | 5704 | 2000 | -1048.8864 | 951.1136
5705 | 1000 | -789.0501 | 210.9499 | 5705 | 1000 | -789.0501 | 210.9499 | 5705 | 1000 | -789.0501 | 210.9499 | 5705 | 2000 | -1410.5866 | 589.4134 | 5705 | 2000 | -1410.5866 | 589.4134 | 5705 | 2000 | -1410.5866 | 589.4134 | 5705 | 2000 | -851.3906 | 1148.6094 | 5705 | 2000 | -851.3906 | 1148.6094 | 5705 | 2000 | -851.3906 | 1148.6094
5706 | 1000 | -696.056 | 303.944 | 5706 | 1000 | -696.056 | 303.944 | 5706 | 1000 | -696.056 | 303.944 | 5706 | 2000 | -1301.6529 | 698.3471 | 5706 | 2000 | -1301.6529 | 698.3471 | 5706 | 2000 | -1301.6529 | 698.3471 | 5706 | 2000 | -735.3954 | 1264.6046 | 5706 | 2000 | -735.3954 | 1264.6046 | 5706 | 2000 | -735.3954 | 1264.6046
5707 | 1000 | -906.9621 | 93.0379 | 5707 | 1000 | -906.9621 | 93.0379 | 5707 | 1000 | -906.9621 | 93.0379 | 5707 | 2000 | -1529.7248 | 470.2752 | 5707 | 2000 | -1529.7248 | 470.2752 | 5707 | 2000 | -1529.7248 | 470.2752 | 5707 | 2000 | -1241.5134 | 758.4866 | 5707 | 2000 | -1241.3073 | 758.6927 | 5707 | 2000 | -1239.8973 | 760.1027
5708 | 1000 | -1016 | -16 | 5708 | 1000 | -1016 | -16 | 5708 | 1000 | -1016 | -16 | 5708 | 2000 | -1716 | 284 | 5708 | 2000 | -1716 | 284 | 5708 | 2000 | -1716 | 284 | 5708 | 2000 | -1716 | 284 | 5708 | 2000 | -1716 | 284 | 5708 | 2000 | -1716 | 284
5709 | 1000 | -1016 | -16 | 5709 | 1000 | -1016 | -16 | 5709 | 1000 | -1016 | -16 | 5709 | 2000 | -1716 | 284 | 5709 | 2000 | -1716 | 284 | 5709 | 2000 | -1716 | 284 | 5709 | 2000 | -1716 | 284 | 5709 | 2000 | -1716 | 284 | 5709 | 2000 | -1716 | 284
5710 | 1000 | -1016 | -16 | 5710 | 1000 | -1016 | -16 | 5710 | 1000 | -1016 | -16 | 5710 | 2000 | -1716 | 284 | 5710 | 2000 | -1716 | 284 | 5710 | 2000 | -1716 | 284 | 5710 | 2000 | -1716 | 284 | 5710 | 2000 | -1716 | 284 | 5710 | 2000 | -1716 | 284
5711 | 1000 | -1016 | -16 | 5711 | 1000 | -1016 | -16 | 5711 | 1000 | -1016 | -16 | 5711 | 2000 | -1579.3097 | 420.6903 | 5711 | 2000 | -1709.3097 | 290.6903 | 5711 | 2000 | -1716 | 284 | 5711 | 2000 | -1716 | 284 | 5711 | 2000 | -1716 | 284 | 5711 | 2000 | -1716 | 284
5712 | 1000 | -1016 | -16 | 5712 | 1000 | -1016 | -16 | 5712 | 1000 | -1016 | -16 | 5712 | 2000 | -1370.5846 | 629.4154 | 5712 | 2000 | -1370.5846 | 629.4154 | 5712 | 2000 | -1370.5846 | 629.4154 | 5712 | 2000 | -1359.0819 | 640.9181 | 5712 | 2000 | -1333.9677 | 666.0323 | 5712 | 2000 | -1544.4906 | 455.5094
5713 | 1000 | -1016 | -16 | 5713 | 1000 | -1016 | -16 | 5713 | 1000 | -1016 | -16 | 5713 | 2000 | -1716 | 284 | 5713 | 2000 | -1716 | 284 | 5713 | 2000 | -1716 | 284 | 5713 | 1724.625 | -615.5715 | 1109.0535 | 5713 | 1647.6692 | -1038.6157 | 609.0535 | 5713 | 1647.6692 | -1038.6157 | 609.0535
5714 | 1000 | -1016 | -16 | 5714 | 1000 | -1016 | -16 | 5714 | 1000 | -1016 | -16 | 5714 | 2000 | -1521.0999 | 478.9001 | 5714 | 2000 | -1716 | 284 | 5714 | 2000 | -1716 | 284 | 5714 | 1592.3896 | -612.8199 | 979.5697 | 5714 | 1592.3896 | -946.1533 | 646.2363 | 5714 | 1592.3896 | -946.1533 | 646.2363
5715 | 1000 | -907.6041 | 92.3959 | 5715 | 1000 | -1016 | -16 | 5715 | 1000 | -1016 | -16 | 5715 | 2000 | -1607.366 | 392.634 | 5715 | 2000 | -1607.366 | 392.634 | 5715 | 2000 | -1607.366 | 392.634 | 5715 | 1409.0391 | -533.3995 | 875.6396 | 5715 | 1409.0391 | -533.3995 | 875.6396 | 5715 | 1409.0391 | -533.3995 | 875.6396
5716 | 1000 | -988.5463 | 11.4537 | 5716 | 1000 | -988.5463 | 11.4537 | 5716 | 1000 | -988.5463 | 11.4537 | 5716 | 2000 | -1688.5344 | 311.4656 | 5716 | 2000 | -1688.5344 | 311.4656 | 5716 | 2000 | -1688.5344 | 311.4656 | 5716 | 1094.5927 | -297.5819 | 797.0109 | 5716 | 1094.5927 | -297.5819 | 797.0109 | 5716 | 1094.5927 | -297.5819 | 797.0109
5717 | 1000 | -977.9491 | 22.0509 | 5717 | 1000 | -977.9491 | 22.0509 | 5717 | 1000 | -977.9491 | 22.0509 | 5717 | 1358.7933 | -1039.7307 | 319.0626 | 5717 | 1358.7933 | -1039.7307 | 319.0626 | 5717 | 1358.7933 | -1039.7307 | 319.0626 | 5717 | 378.7049 | 426.2092 | 804.9141 | 5717 | 378.7049 | 426.2092 | 804.9141 | 5717 | 378.7049 | 426.2092 | 804.9141
5718 | 1000 | -949.5947 | 50.4053 | 5718 | 1000 | -949.5947 | 50.4053 | 5718 | 1000 | -949.5947 | 50.4053 | 5718 | 1050.684 | -692.9332 | 357.7508 | 5718 | 1050.684 | -692.9332 | 357.7508 | 5718 | 1050.684 | -692.9332 | 357.7508 | 5718 | 8.5278 | 848.9857 | 857.5135 | 5718 | 8.5278 | 848.9857 | 857.5135 | 5718 | 8.5278 | 848.9857 | 857.5135
5719 | 945.3505 | -1016 | -70.6495 | 5719 | 945.3505 | -1016 | -70.6495 | 5719 | 945.3505 | -1016 | -70.6495 | 5719 | 481.5215 | -239.6105 | 241.911 | 5719 | 481.5215 | -239.6105 | 241.911 | 5719 | 481.5215 | -239.6105 | 241.911 | 5719 | -558.8656 | 1318.9647 | 760.0991 | 5719 | -558.8656 | 1318.9647 | 760.0991 | 5719 | -558.8656 | 1318.9647 | 760.0991
5720 | -459.418 | 453.6321 | -5.7859 | 5720 | -459.418 | 453.6321 | -5.7859 | 5720 | -459.418 | 453.6321 | -5.7859 | 5720 | -56.9886 | 392.2861 | 335.2974 | 5720 | -56.9886 | 392.2861 | 335.2974 | 5720 | -56.9886 | 392.2861 | 335.2974 | 5720 | -1361.5949 | 1717 | 355.4051 | 5720 | -1361.5949 | 1717 | 355.4051 | 5720 | -1329.5647 | 1717 | 387.4353
5721 | 281.2815 | -190.8321 | 90.4494 | 5721 | 281.2815 | -190.8321 | 90.4494 | 5721 | 281.2815 | -190.8321 | 90.4494 | 5721 | -294.1743 | 738.024 | 443.8497 | 5721 | -294.1743 | 738.024 | 443.8497 | 5721 | -294.1743 | 738.024 | 443.8497 | 5721 | -1541.642 | 1717 | 175.358 | 5721 | -1541.642 | 1717 | 175.358 | 5721 | -1541.642 | 1717 | 175.358
5722 | 374.8572 | -313.1478 | 61.7093 | 5722 | 374.8572 | -313.1478 | 61.7093 | 5722 | 374.8572 | -313.1478 | 61.7093 | 5722 | -473.7949 | 876.353 | 402.5581 | 5722 | -473.7949 | 876.353 | 402.5581 | 5722 | -473.7949 | 876.353 | 402.5581 | 5722 | -1511.9669 | 1717 | 205.0331 | 5722 | -1511.9669 | 1717 | 205.0331 | 5722 | -1511.9669 | 1717 | 205.0331
5723 | -189.6531 | 308.9643 | 119.3112 | 5723 | -189.6531 | 308.9643 | 119.3112 | 5723 | -189.6531 | 308.9643 | 119.3112 | 5723 | 66.1761 | 381.428 | 447.6042 | 5723 | 66.1761 | 381.428 | 447.6042 | 5723 | 66.1761 | 381.428 | 447.6042 | 5723 | -1492.7338 | 1717 | 224.2662 | 5723 | -1492.7338 | 1717 | 224.2662 | 5723 | -1492.7338 | 1717 | 224.2662
5724 | 512.3549 | -282.7486 | 229.6063 | 5724 | 512.3549 | -282.7486 | 229.6063 | 5724 | 512.3549 | -282.7486 | 229.6063 | 5724 | 1076.3937 | -510.1191 | 566.2746 | 5724 | 1076.3937 | -510.1191 | 566.2746 | 5724 | 1076.3937 | -510.1191 | 566.2746 | 5724 | -977.0542 | 1717 | 739.9458 | 5724 | -1108.8398 | 1717 | 608.1602 | 5724 | -1108.8398 | 1717 | 608.1602
5725 | 1000 | -729.7938 | 270.2062 | 5725 | 1000 | -729.7938 | 270.2062 | 5725 | 1000 | -729.7938 | 270.2062 | 5725 | 1878.0351 | -1254.6848 | 623.3503 | 5725 | 1878.0351 | -1254.6848 | 623.3503 | 5725 | 1878.0351 | -1254.6848 | 623.3503 | 5725 | -330.4706 | 1506.5649 | 1176.0944 | 5725 | -330.4706 | 1506.5649 | 1176.0944 | 5725 | -330.4706 | 1506.5649 | 1176.0944
5726 | 1000 | -691.192 | 308.808 | 5726 | 1000 | -691.192 | 308.808 | 5726 | 1000 | -691.192 | 308.808 | 5726 | 2000 | -1325.8074 | 674.1926 | 5726 | 2000 | -1325.8074 | 674.1926 | 5726 | 2000 | -1325.8074 | 674.1926 | 5726 | 1743.2412 | -513.1213 | 1230.12 | 5726 | 1743.2412 | -513.1213 | 1230.12 | 5726 | 1743.2412 | -513.1213 | 1230.12
5727 | 1000 | -761.4201 | 238.5799 | 5727 | 1000 | -761.4201 | 238.5799 | 5727 | 1000 | -761.4201 | 238.5799 | 5727 | 2000 | -1399.347 | 600.653 | 5727 | 2000 | -1399.347 | 600.653 | 5727 | 2000 | -1399.347 | 600.653 | 5727 | 2000 | -850.5476 | 1149.4524 | 5727 | 2000 | -850.5476 | 1149.4524 | 5727 | 2000 | -850.5476 | 1149.4524
5728 | 1000 | -854.2579 | 145.7421 | 5728 | 1000 | -854.2579 | 145.7421 | 5728 | 1000 | -854.2579 | 145.7421 | 5728 | 2000 | -1497.6117 | 502.3883 | 5728 | 2000 | -1497.6117 | 502.3883 | 5728 | 2000 | -1497.6117 | 502.3883 | 5728 | 2000 | -956.2623 | 1043.7377 | 5728 | 2000 | -956.2623 | 1043.7377 | 5728 | 2000 | -956.2623 | 1043.7377
5729 | 1000 | -1016 | -16 | 5729 | 1000 | -1016 | -16 | 5729 | 1000 | -1016 | -16 | 5729 | 2000 | -1674.6994 | 325.3006 | 5729 | 2000 | -1674.6994 | 325.3006 | 5729 | 2000 | -1674.6994 | 325.3006 | 5729 | 2000 | -1151.8776 | 848.1224 | 5729 | 2000 | -1151.8776 | 848.1224 | 5729 | 2000 | -1151.8776 | 848.1224
5730 | 1000 | -1016 | -16 | 5730 | 1000 | -1016 | -16 | 5730 | 1000 | -1016 | -16 | 5730 | 2000 | -1635.8108 | 364.1892 | 5730 | 2000 | -1635.8108 | 364.1892 | 5730 | 2000 | -1635.8108 | 364.1892 | 5730 | 2000 | -1087.3107 | 912.6893 | 5730 | 2000 | -1087.3107 | 912.6893 | 5730 | 2000 | -1087.3107 | 912.6893
5731 | 1000 | -1016 | -16 | 5731 | 1000 | -1016 | -16 | 5731 | 1000 | -1016 | -16 | 5731 | 2000 | -1716 | 284 | 5731 | 2000 | -1716 | 284 | 5731 | 2000 | -1716 | 284 | 5731 | 2000 | -1154.7128 | 845.2872 | 5731 | 2000 | -1154.7128 | 845.2872 | 5731 | 2000 | -1154.7128 | 845.2872
5732 | 1000 | -1016 | -16 | 5732 | 1000 | -1016 | -16 | 5732 | 1000 | -1016 | -16 | 5732 | 2000 | -1716 | 284 | 5732 | 2000 | -1716 | 284 | 5732 | 2000 | -1716 | 284 | 5732 | 2000 | -1228.7554 | 771.2446 | 5732 | 2000 | -1228.7554 | 771.2446 | 5732 | 2000 | -1228.7554 | 771.2446
5733 | 1000 | -1016 | -16 | 5733 | 1000 | -1016 | -16 | 5733 | 1000 | -1016 | -16 | 5733 | 2000 | -1716 | 284 | 5733 | 2000 | -1716 | 284 | 5733 | 2000 | -1716 | 284 | 5733 | 2000 | -1207.8578 | 792.1422 | 5733 | 2000 | -1207.8578 | 792.1422 | 5733 | 2000 | -1207.8578 | 792.1422
5734 | 1000 | -938.175 | 61.825 | 5734 | 1000 | -938.175 | 61.825 | 5734 | 1000 | -938.175 | 61.825 | 5734 | 2000 | -1577.4028 | 422.5972 | 5734 | 2000 | -1577.4028 | 422.5972 | 5734 | 2000 | -1577.4028 | 422.5972 | 5734 | 2000 | -1112.8501 | 887.1499 | 5734 | 2000 | -1112.8501 | 887.1499 | 5734 | 2000 | -1112.8501 | 887.1499
5735 | 1000 | -899.3086 | 100.6914 | 5735 | 1000 | -899.3086 | 100.6914 | 5735 | 1000 | -899.3086 | 100.6914 | 5735 | 2000 | -1541.9004 | 458.0996 | 5735 | 2000 | -1541.9004 | 458.0996 | 5735 | 2000 | -1541.9004 | 458.0996 | 5735 | 2000 | -1081.4591 | 918.5409 | 5735 | 2000 | -1081.4591 | 918.5409 | 5735 | 2000 | -1081.4591 | 918.5409
5736 | 1000 | -897.0217 | 102.9783 | 5736 | 1000 | -897.0217 | 102.9783 | 5736 | 1000 | -897.0217 | 102.9783 | 5736 | 2000 | -1538.97 | 461.03 | 5736 | 2000 | -1538.97 | 461.03 | 5736 | 2000 | -1538.97 | 461.03 | 5736 | 2000 | -659.0088 | 1340.9912 | 5736 | 2000 | -652.806 | 1347.194 | 5736 | 2000 | -755.806 | 1244.194
5737 | 1000 | -838.8873 | 161.1127 | 5737 | 1000 | -838.8873 | 161.1127 | 5737 | 1000 | -838.8873 | 161.1127 | 5737 | 2000 | -1474.4202 | 525.5798 | 5737 | 2000 | -1474.4202 | 525.5798 | 5737 | 2000 | -1474.4202 | 525.5798 | 5737 | 2000 | -289.8892 | 1710.1108 | 5737 | 2000 | -133.1539 | 1866.8461 | 5737 | 2000 | -380.3169 | 1619.6831
5738 | 1000 | -750.9024 | 249.0976 | 5738 | 1000 | -750.9024 | 249.0976 | 5738 | 1000 | -750.9024 | 249.0976 | 5738 | 2000 | -1372.3216 | 627.6784 | 5738 | 2000 | -1372.3216 | 627.6784 | 5738 | 2000 | -1372.3216 | 627.6784 | 5738 | 2000 | -178.2988 | 1821.7012 | 5738 | 2000 | -71.3207 | 1928.6793 | 5738 | 2000 | -304.7322 | 1695.2678
5739 | 1000 | -730.4579 | 269.5421 | 5739 | 1000 | -730.4579 | 269.5421 | 5739 | 1000 | -730.4579 | 269.5421 | 5739 | 2000 | -1325.5011 | 674.4989 | 5739 | 2000 | -1325.5011 | 674.4989 | 5739 | 2000 | -1325.5011 | 674.4989 | 5739 | 2000 | -444.0615 | 1555.9385 | 5739 | 2000 | -401.6478 | 1598.3522 | 5739 | 2000 | -600.3477 | 1399.6523
5740 | 1000 | -552.2114 | 447.7886 | 5740 | 1000 | -552.2114 | 447.7886 | 5740 | 1000 | -552.2114 | 447.7886 | 5740 | 2000 | -1131.3338 | 868.6662 | 5740 | 2000 | -1131.3338 | 868.6662 | 5740 | 2000 | -1131.3338 | 868.6662 | 5740 | 2000 | -578.3962 | 1421.6038 | 5740 | 2000 | -568.9684 | 1431.0316 | 5740 | 2000 | -578.3962 | 1421.6038
5741 | 1000 | -527.4464 | 472.5536 | 5741 | 1000 | -527.4464 | 472.5536 | 5741 | 1000 | -527.4464 | 472.5536 | 5741 | 2000 | -1115.9236 | 884.0764 | 5741 | 2000 | -1115.9236 | 884.0764 | 5741 | 2000 | -1115.9236 | 884.0764 | 5741 | 2000 | -607.0648 | 1392.9352 | 5741 | 2000 | -607.0648 | 1392.9352 | 5741 | 2000 | -607.0648 | 1392.9352
5742 | 1000 | -617.829 | 382.171 | 5742 | 1000 | -617.829 | 382.171 | 5742 | 1000 | -617.829 | 382.171 | 5742 | 2000 | -1264.6396 | 735.3604 | 5742 | 2000 | -1264.6396 | 735.3604 | 5742 | 2000 | -1264.6396 | 735.3604 | 5742 | 2000 | -719.4844 | 1280.5156 | 5742 | 2000 | -719.4844 | 1280.5156 | 5742 | 2000 | -719.4844 | 1280.5156
5743 | 1000 | -693.2115 | 306.7885 | 5743 | 1000 | -693.2115 | 306.7885 | 5743 | 1000 | -693.2115 | 306.7885 | 5743 | 2000 | -1330.5951 | 669.4049 | 5743 | 2000 | -1330.5951 | 669.4049 | 5743 | 2000 | -1330.5951 | 669.4049 | 5743 | 2000 | -749.4533 | 1250.5467 | 5743 | 2000 | -749.4533 | 1250.5467 | 5743 | 2000 | -749.4533 | 1250.5467
5744 | 1000 | -413.6501 | 586.3499 | 5744 | 1000 | -413.6501 | 586.3499 | 5744 | 1000 | -413.6501 | 586.3499 | 5744 | 2000 | -1053.6126 | 946.3874 | 5744 | 2000 | -1053.6126 | 946.3874 | 5744 | 2000 | -1053.6126 | 946.3874 | 5744 | 2000 | -435.1281 | 1564.8719 | 5744 | 2000 | -435.1281 | 1564.8719 | 5744 | 2000 | -435.1281 | 1564.8719
5745 | 1000 | 61.807 | 1061.807 | 5745 | 1000 | 61.807 | 1061.807 | 5745 | 1000 | 61.807 | 1061.807 | 5745 | 2000 | -544.8903 | 1455.1097 | 5745 | 2000 | -544.8903 | 1455.1097 | 5745 | 2000 | -544.8903 | 1455.1097 | 5745 | 2000 | 174.2015 | 2174.2015 | 5745 | 2000 | 174.2015 | 2174.2015 | 5745 | 2000 | 174.2015 | 2174.2015
5746 | 1000 | 141.6794 | 1141.6794 | 5746 | 1000 | 90.9251 | 1090.9251 | 5746 | 1000 | 90.9251 | 1090.9251 | 5746 | 2000 | 22.6163 | 2022.6163 | 5746 | 2000 | 22.6163 | 2022.6163 | 5746 | 2000 | 22.6163 | 2022.6163 | 5746 | 2000 | 326.8086 | 2326.8086 | 5746 | 2000 | 228.4259 | 2228.4259 | 5746 | 2000 | 228.4259 | 2228.4259
5747 | 1000 | 311.3412 | 1311.3412 | 5747 | 1000 | -188.6588 | 811.3412 | 5747 | 1000 | -188.6588 | 811.3412 | 5747 | 2000 | 138.4167 | 2138.4167 | 5747 | 2000 | -234.2375 | 1765.7625 | 5747 | 2000 | -234.2375 | 1765.7625 | 5747 | 2000 | -532.3321 | 1467.6679 | 5747 | 2000 | -532.3321 | 1467.6679 | 5747 | 2000 | 234.5679 | 2234.5679
5748 | 1000 | 243.0113 | 1243.0113 | 5748 | 1000 | 24.2135 | 1024.2135 | 5748 | 1000 | 24.2135 | 1024.2135 | 5748 | 2000 | -56.1976 | 1943.8024 | 5748 | 2000 | -56.1976 | 1943.8024 | 5748 | 2000 | -56.1976 | 1943.8024 | 5748 | 2000 | 330.4546 | 2330.4546 | 5748 | 2000 | 328.4546 | 2328.4546 | 5748 | 2000 | 328.4546 | 2328.4546
5749 | 1000 | 444.4158 | 1444.4158 | 5749 | 1000 | 444.4158 | 1444.4158 | 5749 | 1000 | 444.4158 | 1444.4158 | 5749 | 2000 | -135.7979 | 1864.2021 | 5749 | 2000 | -135.7979 | 1864.2021 | 5749 | 2000 | -135.7979 | 1864.2021 | 5749 | 2000 | 668.5873 | 2668.5873 | 5749 | 2000 | 668.5873 | 2668.5873 | 5749 | 2000 | 668.5873 | 2668.5873
5750 | 1000 | 200.9919 | 1200.9919 | 5750 | 1000 | 200.9919 | 1200.9919 | 5750 | 1000 | 200.9919 | 1200.9919 | 5750 | 2000 | -389.8633 | 1610.1367 | 5750 | 2000 | -389.8633 | 1610.1367 | 5750 | 2000 | -389.8633 | 1610.1367 | 5750 | 2000 | 359.6523 | 2359.6523 | 5750 | 2000 | 359.6523 | 2359.6523 | 5750 | 2000 | 359.6523 | 2359.6523
5751 | 1000 | -185.2723 | 814.7277 | 5751 | 1000 | -185.2723 | 814.7277 | 5751 | 1000 | -185.2723 | 814.7277 | 5751 | 2000 | -807.4224 | 1192.5776 | 5751 | 2000 | -807.4224 | 1192.5776 | 5751 | 2000 | -807.4224 | 1192.5776 | 5751 | 2000 | -146.8973 | 1853.1027 | 5751 | 2000 | -146.8973 | 1853.1027 | 5751 | 2000 | -146.8973 | 1853.1027
5752 | 1000 | -712.6256 | 287.3744 | 5752 | 1000 | -712.6256 | 287.3744 | 5752 | 1000 | -712.6256 | 287.3744 | 5752 | 2000 | -1385.6054 | 614.3946 | 5752 | 2000 | -1385.6054 | 614.3946 | 5752 | 2000 | -1385.6054 | 614.3946 | 5752 | 2000 | -828.655 | 1171.345 | 5752 | 2000 | -828.655 | 1171.345 | 5752 | 2000 | -828.655 | 1171.345
5753 | 1000 | -825.5568 | 174.4432 | 5753 | 1000 | -825.5568 | 174.4432 | 5753 | 1000 | -825.5568 | 174.4432 | 5753 | 2000 | -1451.9575 | 548.0425 | 5753 | 2000 | -1451.9575 | 548.0425 | 5753 | 2000 | -1451.9575 | 548.0425 | 5753 | 2000 | -966.0955 | 1033.9045 | 5753 | 2000 | -966.0955 | 1033.9045 | 5753 | 2000 | -966.0955 | 1033.9045
5754 | 1000 | -903.7009 | 96.2991 | 5754 | 1000 | -903.7009 | 96.2991 | 5754 | 1000 | -903.7009 | 96.2991 | 5754 | 2000 | -1504.3408 | 495.6592 | 5754 | 2000 | -1504.3408 | 495.6592 | 5754 | 2000 | -1504.3408 | 495.6592 | 5754 | 2000 | -1003.4879 | 996.5121 | 5754 | 2000 | -1003.4879 | 996.5121 | 5754 | 2000 | -1003.4879 | 996.5121
5755 | 1000 | -888.3422 | 111.6578 | 5755 | 1000 | -888.3422 | 111.6578 | 5755 | 1000 | -888.3422 | 111.6578 | 5755 | 2000 | -1541.0766 | 458.9234 | 5755 | 2000 | -1541.0766 | 458.9234 | 5755 | 2000 | -1541.0766 | 458.9234 | 5755 | 2000 | -1014.6952 | 985.3048 | 5755 | 2000 | -1014.6952 | 985.3048 | 5755 | 2000 | -1014.6952 | 985.3048
5756 | 1000 | -807.3442 | 192.6558 | 5756 | 1000 | -807.3442 | 192.6558 | 5756 | 1000 | -807.3442 | 192.6558 | 5756 | 2000 | -1454.38 | 545.62 | 5756 | 2000 | -1454.38 | 545.62 | 5756 | 2000 | -1454.38 | 545.62 | 5756 | 2000 | -924.1559 | 1075.8441 | 5756 | 2000 | -924.1559 | 1075.8441 | 5756 | 2000 | -924.1559 | 1075.8441
5757 | 1000 | -824.2592 | 175.7408 | 5757 | 1000 | -824.2592 | 175.7408 | 5757 | 1000 | -824.2592 | 175.7408 | 5757 | 2000 | -1506.408 | 493.592 | 5757 | 2000 | -1506.408 | 493.592 | 5757 | 2000 | -1506.408 | 493.592 | 5757 | 2000 | -1009.6292 | 990.3708 | 5757 | 2000 | -1009.6292 | 990.3708 | 5757 | 2000 | -1009.6292 | 990.3708
5758 | 1000 | -969.5921 | 30.4079 | 5758 | 1000 | -969.5921 | 30.4079 | 5758 | 1000 | -969.5921 | 30.4079 | 5758 | 2000 | -1716 | 284 | 5758 | 2000 | -1716 | 284 | 5758 | 2000 | -1716 | 284 | 5758 | 2000 | -1284.9594 | 715.0406 | 5758 | 2000 | -1284.9594 | 715.0406 | 5758 | 2000 | -1284.9594 | 715.0406
5759 | 1000 | -1010.9374 | -10.9374 | 5759 | 1000 | -1010.9374 | -10.9374 | 5759 | 1000 | -1010.9374 | -10.9374 | 5759 | 2000 | -1716 | 284 | 5759 | 2000 | -1716 | 284 | 5759 | 2000 | -1716 | 284 | 5759 | 2000 | -1392.7589 | 607.2411 | 5759 | 2000 | -1392.7589 | 607.2411 | 5759 | 2000 | -1392.7589 | 607.2411
5760 | 1000 | -917.3341 | 82.6659 | 5760 | 1000 | -917.3341 | 82.6659 | 5760 | 1000 | -917.3341 | 82.6659 | 5760 | 2000 | -1716 | 284 | 5760 | 2000 | -1716 | 284 | 5760 | 2000 | -1716 | 284 | 5760 | 2000 | -1352.0587 | 647.9413 | 5760 | 2000 | -1352.0587 | 647.9413 | 5760 | 2000 | -1352.0587 | 647.9413
5761 | 1000 | -921.1877 | 78.8123 | 5761 | 1000 | -921.1877 | 78.8123 | 5761 | 1000 | -921.1877 | 78.8123 | 5761 | 2000 | -1716 | 284 | 5761 | 2000 | -1716 | 284 | 5761 | 2000 | -1716 | 284 | 5761 | 2000 | -1365.7186 | 634.2814 | 5761 | 2000 | -1306.0571 | 693.9429 | 5761 | 2000 | -1375.5892 | 624.4108
5762 | 1000 | -938.8891 | 61.1109 | 5762 | 1000 | -938.8891 | 61.1109 | 5762 | 1000 | -938.8891 | 61.1109 | 5762 | 2000 | -1716 | 284 | 5762 | 2000 | -1716 | 284 | 5762 | 2000 | -1716 | 284 | 5762 | 2000 | -607.3253 | 1392.6747 | 5762 | 2000 | -571.9475 | 1428.0525 | 5762 | 2000 | -727.8011 | 1272.1989
5763 | 1000 | -982.0652 | 17.9348 | 5763 | 1000 | -982.0652 | 17.9348 | 5763 | 1000 | -982.0652 | 17.9348 | 5763 | 2000 | -1716 | 284 | 5763 | 2000 | -1716 | 284 | 5763 | 2000 | -1716 | 284 | 5763 | 1902.9111 | -466.674 | 1436.237 | 5763 | 1902.9111 | -413.0863 | 1489.8248 | 5763 | 1829.4365 | -572.6243 | 1256.8122
5764 | 948.9367 | -1016 | -67.0633 | 5764 | 1000 | -1016 | -16 | 5764 | 1000 | -1016 | -16 | 5764 | 1934.5441 | -1716 | 218.5441 | 5764 | 1934.5441 | -1716 | 218.5441 | 5764 | 1934.5441 | -1716 | 218.5441 | 5764 | 1541.6658 | -494.8462 | 1046.8196 | 5764 | 1541.6658 | -441.7491 | 1099.9167 | 5764 | 1468.1912 | -601.2575 | 866.9337
5765 | 1000 | -1011.6159 | -11.6159 | 5765 | 1000 | -1011.6159 | -11.6159 | 5765 | 1000 | -1011.6159 | -11.6159 | 5765 | 2000 | -1716 | 284 | 5765 | 2000 | -1716 | 284 | 5765 | 2000 | -1716 | 284 | 5765 | 1683.8672 | -1117.4751 | 566.3921 | 5765 | 1683.8672 | -1117.4751 | 566.3921 | 5765 | 1683.8672 | -1117.4751 | 566.3921
5766 | 1000 | -1016 | -16 | 5766 | 1000 | -1016 | -16 | 5766 | 1000 | -1016 | -16 | 5766 | 1877.9486 | -1716 | 161.9486 | 5766 | 1877.9486 | -1716 | 161.9486 | 5766 | 1877.9486 | -1716 | 161.9486 | 5766 | 1671.9962 | -1156.2851 | 515.7111 | 5766 | 1671.9962 | -1156.2851 | 515.7111 | 5766 | 1671.9962 | -1156.2851 | 515.7111
5767 | 1000 | -1016 | -16 | 5767 | 1000 | -1016 | -16 | 5767 | 1000 | -1016 | -16 | 5767 | 1875.7398 | -1716 | 159.7398 | 5767 | 1875.7398 | -1716 | 159.7398 | 5767 | 1875.7398 | -1716 | 159.7398 | 5767 | 1878.3143 | -1316.3321 | 561.9822 | 5767 | 1878.3143 | -1316.3321 | 561.9822 | 5767 | 1878.3143 | -1316.3321 | 561.9822
5768 | 1000 | -887.4115 | 112.5885 | 5768 | 1000 | -887.4115 | 112.5885 | 5768 | 1000 | -887.4115 | 112.5885 | 5768 | 2000 | -1651.1202 | 348.8798 | 5768 | 2000 | -1651.1202 | 348.8798 | 5768 | 2000 | -1651.1202 | 348.8798 | 5768 | 363.4608 | 481.8855 | 845.3463 | 5768 | 363.4608 | 481.8855 | 845.3463 | 5768 | 363.4608 | 481.8855 | 845.3463
5769 | 577.9962 | -150.7293 | 427.2669 | 5769 | 577.9962 | -150.7293 | 427.2669 | 5769 | 577.9962 | -150.7293 | 427.2669 | 5769 | 1576.4097 | -868.6489 | 707.7608 | 5769 | 1576.4097 | -868.6489 | 707.7608 | 5769 | 1576.4097 | -868.6489 | 707.7608 | 5769 | 221.3811 | 1044.3653 | 1265.7463 | 5769 | 221.3811 | 1044.3653 | 1265.7463 | 5769 | 221.3811 | 1044.3653 | 1265.7463
5770 | -289.1171 | 808.5324 | 519.4153 | 5770 | -289.1171 | 560.5324 | 271.4153 | 5770 | -289.1171 | 483.2196 | 194.1025 | 5770 | 1101.993 | -103.9136 | 998.0794 | 5770 | 1101.993 | -103.9136 | 998.0794 | 5770 | 1101.993 | -103.9136 | 998.0794 | 5770 | -1293.8273 | 1717 | 423.1727 | 5770 | -1306.8101 | 1717 | 410.1899 | 5770 | -1249.1212 | 1717 | 467.8788
5771 | -706.0306 | 1017 | 310.9694 | 5771 | -706.0306 | 1017 | 310.9694 | 5771 | -706.0306 | 1017 | 310.9694 | 5771 | 363.321 | 719.5504 | 1082.8713 | 5771 | 363.8633 | 718.9948 | 1082.8581 | 5771 | 363.8633 | 719.008 | 1082.8713 | 5771 | -1454.1732 | 1717 | 262.8268 | 5771 | -1454.1732 | 1717 | 262.8268 | 5771 | -1454.1732 | 1717 | 262.8268
5772 | -692.3936 | 1017 | 324.6064 | 5772 | -692.3936 | 1017 | 324.6064 | 5772 | -692.3936 | 1017 | 324.6064 | 5772 | 486.0041 | 648.7675 | 1134.7715 | 5772 | 485.4617 | 649.3098 | 1134.7715 | 5772 | 485.4617 | 649.3098 | 1134.7715 | 5772 | -1417.9209 | 1717 | 299.0791 | 5772 | -1417.9209 | 1717 | 299.0791 | 5772 | -1417.9209 | 1717 | 299.0791
5773 | 972.1927 | -174.0695 | 798.1232 | 5773 | 972.1927 | -174.0695 | 798.1232 | 5773 | 972.1927 | -174.0695 | 798.1232 | 5773 | 1802.2594 | -631.4956 | 1170.7638 | 5773 | 1802.2594 | -631.4956 | 1170.7638 | 5773 | 1802.2594 | -631.4956 | 1170.7638 | 5773 | 640.5644 | 1204.137 | 1844.7014 | 5773 | 640.5644 | 1204.137 | 1844.7014 | 5773 | 640.5644 | 1204.137 | 1844.7014
5774 | 992.3832 | -335.722 | 656.6612 | 5774 | 992.3832 | -335.722 | 656.6612 | 5774 | 992.3832 | -335.722 | 656.6612 | 5774 | 1725.5918 | -696.3027 | 1029.2891 | 5774 | 1725.5918 | -696.3027 | 1029.2891 | 5774 | 1725.5918 | -696.3027 | 1029.2891 | 5774 | 1202.1775 | 478.4659 | 1680.6434 | 5774 | 1202.1775 | 478.4659 | 1680.6434 | 5774 | 1202.1775 | 478.4659 | 1680.6434
5775 | 677.2357 | -349.1982 | 328.0375 | 5775 | 677.2357 | -349.1982 | 328.0375 | 5775 | 677.2357 | -349.1982 | 328.0375 | 5775 | 2000 | -1337.5108 | 662.4892 | 5775 | 2000 | -1337.5108 | 662.4892 | 5775 | 2000 | -1337.5108 | 662.4892 | 5775 | 136.9006 | 1109.1635 | 1246.0641 | 5775 | 136.9006 | 1109.1635 | 1246.0641 | 5775 | 136.9006 | 1109.1635 | 1246.0641
5776 | 1000 | -984.984 | 15.016 | 5776 | 1000 | -984.984 | 15.016 | 5776 | 1000 | -984.984 | 15.016 | 5776 | 2000 | -1710.8176 | 289.1824 | 5776 | 2000 | -1710.8176 | 289.1824 | 5776 | 2000 | -1710.8176 | 289.1824 | 5776 | 1564.3803 | -780.9008 | 783.4795 | 5776 | 1564.3803 | -780.9008 | 783.4795 | 5776 | 1564.3803 | -780.9008 | 783.4795
5777 | 1000 | -1016 | -16 | 5777 | 1000 | -1016 | -16 | 5777 | 1000 | -1016 | -16 | 5777 | 1692.618 | -1716 | -23.382 | 5777 | 1692.618 | -1716 | -23.382 | 5777 | 1692.618 | -1716 | -23.382 | 5777 | 2000 | -1652.4768 | 347.5232 | 5777 | 1908.7335 | -1227.9024 | 680.8311 | 5777 | 2000 | -1520.5839 | 479.4161
5778 | 1000 | -1016 | -16 | 5778 | 1000 | -1016 | -16 | 5778 | 1000 | -1016 | -16 | 5778 | 2000 | -1716 | 284 | 5778 | 2000 | -1716 | 284 | 5778 | 2000 | -1716 | 284 | 5778 | 2000 | -1716 | 284 | 5778 | 2000 | -1716 | 284 | 5778 | 2000 | -1716 | 284
5779 | 1000 | -1016 | -16 | 5779 | 1000 | -1016 | -16 | 5779 | 1000 | -1016 | -16 | 5779 | 1924.732 | -1716 | 208.732 | 5779 | 2000 | -1716 | 284 | 5779 | 2000 | -1716 | 284 | 5779 | 2000 | -1716 | 284 | 5779 | 2000 | -1716 | 284 | 5779 | 2000 | -1716 | 284
5780 | 1000 | -1016 | -16 | 5780 | 1000 | -1016 | -16 | 5780 | 1000 | -1016 | -16 | 5780 | 2000 | -1716 | 284 | 5780 | 2000 | -1716 | 284 | 5780 | 2000 | -1716 | 284 | 5780 | 2000 | -1716 | 284 | 5780 | 2000 | -1716 | 284 | 5780 | 2000 | -1716 | 284
5781 | 1000 | -1016 | -16 | 5781 | 1000 | -1016 | -16 | 5781 | 1000 | -1016 | -16 | 5781 | 1852.596 | -1716 | 136.596 | 5781 | 2000 | -1716 | 284 | 5781 | 2000 | -1716 | 284 | 5781 | 2000 | -1716 | 284 | 5781 | 2000 | -1716 | 284 | 5781 | 2000 | -1716 | 284
5782 | 1000 | -1016 | -16 | 5782 | 1000 | -1016 | -16 | 5782 | 1000 | -1016 | -16 | 5782 | 2000 | -1716 | 284 | 5782 | 2000 | -1716 | 284 | 5782 | 2000 | -1716 | 284 | 5782 | 1924.4923 | -1716 | 208.4923 | 5782 | 1951.0529 | -1716 | 235.0529 | 5782 | 1951.0529 | -1716 | 235.0529
5783 | 1000 | -1016 | -16 | 5783 | 1000 | -1016 | -16 | 5783 | 1000 | -1016 | -16 | 5783 | 1865.0509 | -1716 | 149.0509 | 5783 | 2000 | -1716 | 284 | 5783 | 2000 | -1716 | 284 | 5783 | 1923.0548 | -1707.4527 | 215.6021 | 5783 | 1923.0548 | -1207.4527 | 715.6021 | 5783 | 1923.0548 | -1207.4527 | 715.6021
5784 | 1000 | -1016 | -16 | 5784 | 1000 | -1016 | -16 | 5784 | 1000 | -1016 | -16 | 5784 | 1916.2874 | -1716 | 200.2874 | 5784 | 2000 | -1716 | 284 | 5784 | 2000 | -1716 | 284 | 5784 | 1681.7332 | -1384.3938 | 297.3394 | 5784 | 1718.4705 | -960.844 | 757.6265 | 5784 | 1718.4705 | -960.844 | 757.6265
5785 | 1000 | -1000.8111 | -0.81107 | 5785 | 1000 | -1000.8111 | -0.81107 | 5785 | 1000 | -1000.8111 | -0.81107 | 5785 | 1810.1206 | -1579.188 | 230.9326 | 5785 | 2000 | -1579.188 | 420.812 | 5785 | 2000 | -1652.6345 | 347.3655 | 5785 | 1472.2379 | -1139.871 | 332.3669 | 5785 | 1472.2379 | -653.4 | 818.838 | 5785 | 1472.2379 | -653.4 | 818.838
5786 | 1000 | -933.3368 | 66.6632 | 5786 | 1000 | -933.3368 | 66.6632 | 5786 | 1000 | -933.3368 | 66.6632 | 5786 | 1177.703 | -860.5358 | 317.1672 | 5786 | 1677.703 | -860.5358 | 817.1672 | 5786 | 1677.703 | -860.5358 | 817.1672 | 5786 | 1373.0199 | -938.1488 | 434.8711 | 5786 | 1373.0199 | -416.1193 | 956.9006 | 5786 | 1373.0199 | -438.1488 | 934.8711
5787 | 1000 | -929.027 | 70.973 | 5787 | 1000 | -929.027 | 70.973 | 5787 | 1000 | -929.027 | 70.973 | 5787 | 940.4208 | -597.5025 | 342.9183 | 5787 | 1401.7171 | -1110.2707 | 291.4465 | 5787 | 1401.7171 | -558.7988 | 842.9183 | 5787 | 1223.4389 | 364.928 | 1588.3669 | 5787 | 1223.4389 | 185.1869 | 1408.6258 | 5787 | 1223.4389 | -8.9548 | 1214.4841
5788 | 1000 | -972.2897 | 27.7103 | 5788 | 1000 | -972.2897 | 27.7103 | 5788 | 1000 | -972.2897 | 27.7103 | 5788 | 1158.4378 | -274.9706 | 883.4672 | 5788 | 1537.6585 | -273.1038 | 1264.5547 | 5788 | 1244.1591 | -278.1144 | 966.0447 | 5788 | 932.6564 | -48.1025 | 884.5539 | 5788 | 932.6564 | 951.8975 | 1884.5539 | 5788 | 932.6564 | 107.4985 | 1040.1549
5789 | 1000 | -1016 | -16 | 5789 | 1000 | -708.2135 | 291.7865 | 5789 | 1000 | -708.2135 | 291.7865 | 5789 | 1208.7599 | -1197.7483 | 11.0116 | 5789 | 1247.9263 | -1194.6044 | 53.3219 | 5789 | 1247.9263 | -1194.6044 | 53.3219 | 5789 | 421.8737 | 83.7369 | 505.6106 | 5789 | 421.8737 | 198.0914 | 619.9651 | 5789 | 421.8737 | 198.0914 | 619.9651
5790 | 1000 | -1016 | -16 | 5790 | 1000 | -941.2515 | 58.7485 | 5790 | 1000 | -941.2515 | 58.7485 | 5790 | 1104.5845 | -1516.9493 | -412.3648 | 5790 | 1104.5845 | -1516.9493 | -412.3648 | 5790 | 1104.5845 | -1516.9493 | -412.3648 | 5790 | 91.1149 | -279.1205 | -188.0056 | 5790 | 91.1149 | 220.8795 | 311.9944 | 5790 | 91.1149 | 220.8795 | 311.9944
5791 | 1000 | -1016 | -16 | 5791 | 1000 | -1016 | -16 | 5791 | 1000 | -1016 | -16 | 5791 | 1194.3211 | -1305.8864 | -111.5653 | 5791 | 1194.3211 | -1305.8864 | -111.5653 | 5791 | 1194.3211 | -1305.8864 | -111.5653 | 5791 | 185.8514 | -21.2857 | 164.5657 | 5791 | 185.8514 | -21.2857 | 164.5657 | 5791 | 185.8514 | -21.2857 | 164.5657
5792 | 1000 | -746.9746 | 253.0254 | 5792 | 1000 | -746.9746 | 253.0254 | 5792 | 1000 | -746.9746 | 253.0254 | 5792 | 1235.3882 | -888.7938 | 346.5944 | 5792 | 1235.3882 | -888.7938 | 346.5944 | 5792 | 1235.3882 | -888.7938 | 346.5944 | 5792 | 95.4198 | 679.5825 | 775.0022 | 5792 | 95.4198 | 679.5825 | 775.0022 | 5792 | 95.4198 | 679.5825 | 775.0022
5793 | 1000 | -483.8479 | 516.1521 | 5793 | 1000 | -483.8479 | 516.1521 | 5793 | 1000 | -483.8479 | 516.1521 | 5793 | 1188.6364 | -530.2148 | 658.4215 | 5793 | 1188.6364 | -530.2148 | 658.4215 | 5793 | 1188.6364 | -530.2148 | 658.4215 | 5793 | 47.3852 | 1117.7823 | 1165.1675 | 5793 | 47.3852 | 1117.7823 | 1165.1675 | 5793 | 47.3852 | 1117.7823 | 1165.1675
5794 | 1000 | -521.4967 | 478.5033 | 5794 | 1000 | -521.4967 | 478.5033 | 5794 | 1000 | -521.4967 | 478.5033 | 5794 | 1454.4144 | -643.751 | 810.6635 | 5794 | 1454.4144 | -643.751 | 810.6635 | 5794 | 1454.4144 | -643.751 | 810.6635 | 5794 | -1038.2075 | 1120.7895 | 82.582 | 5794 | -1038.2075 | 1281.1191 | 242.9116 | 5794 | -993.2587 | 1717 | 723.7413
5795 | 1000 | -938.4154 | 61.5846 | 5795 | 1000 | -839.3433 | 160.6567 | 5795 | 1000 | -839.3433 | 160.6567 | 5795 | 1640.5128 | -766.8062 | 873.7066 | 5795 | 1640.5128 | -766.8062 | 873.7066 | 5795 | 1640.5128 | -766.8062 | 873.7066 | 5795 | -803.0409 | 1321.8066 | 518.7657 | 5795 | -803.0409 | 779.9661 | -23.0748 | 5795 | -792.6725 | 1536.4977 | 743.8252
5796 | 1000 | -731.52 | 268.48 | 5796 | 1000 | -680.9113 | 319.0887 | 5796 | 1000 | -680.9113 | 319.0887 | 5796 | 2000 | -917.1905 | 1082.8095 | 5796 | 2000 | -917.1905 | 1082.8095 | 5796 | 2000 | -917.1905 | 1082.8095 | 5796 | -167.732 | 1717 | 1549.268 | 5796 | -167.732 | 1412.0001 | 1244.2681 | 5796 | -167.732 | 1412.0001 | 1244.2681
5797 | 1000 | -222.2984 | 777.7016 | 5797 | 1000 | -222.2984 | 777.7016 | 5797 | 1000 | -222.2984 | 777.7016 | 5797 | 2000 | -933.693 | 1066.307 | 5797 | 2000 | -933.693 | 1066.307 | 5797 | 2000 | -933.693 | 1066.307 | 5797 | 246.6333 | 1496.3621 | 1742.9954 | 5797 | 226.6333 | 1090.37 | 1317.0034 | 5797 | 226.6333 | 1090.37 | 1317.0034
5798 | 1000 | -467.7344 | 532.2656 | 5798 | 1000 | -467.7344 | 532.2656 | 5798 | 1000 | -467.7344 | 532.2656 | 5798 | 2000 | -1180.9593 | 819.0407 | 5798 | 2000 | -1180.9593 | 819.0407 | 5798 | 2000 | -1180.9593 | 819.0407 | 5798 | 150.9119 | 1306.2013 | 1457.1133 | 5798 | 150.9119 | 1306.2013 | 1457.1133 | 5798 | 150.9119 | 1306.2013 | 1457.1133
5799 | 1000 | -776.9863 | 223.0137 | 5799 | 1000 | -776.9863 | 223.0137 | 5799 | 1000 | -776.9863 | 223.0137 | 5799 | 2000 | -1527.9688 | 472.0312 | 5799 | 2000 | -1527.9688 | 472.0312 | 5799 | 2000 | -1527.9688 | 472.0312 | 5799 | -449.6837 | 1462.1076 | 1012.424 | 5799 | -449.6837 | 1462.1076 | 1012.424 | 5799 | -449.6837 | 1462.1076 | 1012.424
5800 | 1000 | -1016 | -16 | 5800 | 1000 | -1016 | -16 | 5800 | 1000 | -1016 | -16 | 5800 | 1892.129 | -1716 | 176.129 | 5800 | 1892.129 | -1716 | 176.129 | 5800 | 1892.129 | -1716 | 176.129 | 5800 | -29.2097 | 580.3707 | 551.161 | 5800 | -29.2097 | 580.3707 | 551.161 | 5800 | -29.2097 | 580.3707 | 551.161
5801 | 1000 | -1016 | -16 | 5801 | 1000 | -1016 | -16 | 5801 | 1000 | -1016 | -16 | 5801 | 1616.1506 | -1716 | -99.8494 | 5801 | 1266.16 | -1366.0094 | -99.8494 | 5801 | 1616.1506 | -1716 | -99.8494 | 5801 | 1215.8043 | -1000.5388 | 215.2655 | 5801 | 1005.3642 | -290.0986 | 715.2655 | 5801 | 215.8043 | 499.4612 | 715.2655
5802 | 1000 | -1016 | -16 | 5802 | 1000 | -782.3576 | 217.6424 | 5802 | 1000 | -782.3576 | 217.6424 | 5802 | 585.4647 | -554.5904 | 30.8743 | 5802 | 1585.4647 | -839.2703 | 746.1944 | 5802 | 948.0861 | -417.2118 | 530.8743 | 5802 | 581.4347 | 1177.9529 | 1759.3876 | 5802 | 581.4347 | 1177.9529 | 1759.3876 | 5802 | 315.2995 | 716.901 | 1032.2005
5803 | 1000 | -1016 | -16 | 5803 | 1000 | -423.7925 | 576.2075 | 5803 | 1000 | -608.5614 | 391.4386 | 5803 | 1167.5826 | -1132.7889 | 34.7936 | 5803 | 1256.5135 | -1132.7889 | 123.7246 | 5803 | 1256.5135 | -1132.7889 | 123.7246 | 5803 | 273.3523 | 514.3421 | 787.6944 | 5803 | 273.3523 | 822.8763 | 1096.2286 | 5803 | 273.3523 | 529.206 | 802.5583
5804 | 1000 | -1016 | -16 | 5804 | 1000 | -343.1618 | 656.8382 | 5804 | 1000 | -688.678 | 311.322 | 5804 | 1115.546 | -1027.0303 | 88.5157 | 5804 | 1115.546 | -1027.0303 | 88.5157 | 5804 | 1115.546 | -1027.0303 | 88.5157 | 5804 | 136.8627 | 61.5424 | 198.4051 | 5804 | 136.8627 | 561.5424 | 698.4051 | 5804 | 136.8627 | 561.5424 | 698.4051
5805 | 1000 | -998.5303 | 1.4697 | 5805 | 1000 | -498.5303 | 501.4697 | 5805 | 1000 | -498.5303 | 501.4697 | 5805 | 1042.2329 | -944.1066 | 98.1263 | 5805 | 1042.2329 | -944.1066 | 98.1263 | 5805 | 1042.2329 | -944.1066 | 98.1263 | 5805 | -160.4837 | 500.6664 | 340.1828 | 5805 | -160.4837 | 814.9493 | 654.4656 | 5805 | -160.4837 | 814.9493 | 654.4656
5806 | 1000 | -855.0221 | 144.9779 | 5806 | 1000 | -355.0221 | 644.9779 | 5806 | 1000 | -355.0221 | 644.9779 | 5806 | 856.9358 | -613.7775 | 243.1583 | 5806 | 856.9358 | -613.7775 | 243.1583 | 5806 | 856.9358 | -613.7775 | 243.1583 | 5806 | -299.9105 | 742.834 | 442.9235 | 5806 | -299.9105 | 742.834 | 442.9235 | 5806 | -299.9105 | 742.834 | 442.9235
5807 | 1000 | -801.7857 | 198.2143 | 5807 | 1000 | -589.602 | 410.398 | 5807 | 1000 | -589.602 | 410.398 | 5807 | 1037.7582 | -768.0738 | 269.6844 | 5807 | 1037.7582 | -768.0738 | 269.6844 | 5807 | 1037.7582 | -768.0738 | 269.6844 | 5807 | -168.2003 | 689.0434 | 520.8431 | 5807 | -168.2003 | 689.0434 | 520.8431 | 5807 | -168.2003 | 689.0434 | 520.8431
5808 | 1000 | -889.7046 | 110.2954 | 5808 | 1000 | -889.7046 | 110.2954 | 5808 | 1000 | -889.7046 | 110.2954 | 5808 | 1014.2205 | -821.0826 | 193.1379 | 5808 | 1014.2205 | -821.0826 | 193.1379 | 5808 | 1014.2205 | -821.0826 | 193.1379 | 5808 | -167.5124 | 626.5127 | 459.0003 | 5808 | -167.5124 | 626.5127 | 459.0003 | 5808 | -167.5124 | 626.5127 | 459.0003
5809 | 1000 | -1016 | -16 | 5809 | 1000 | -940.7668 | 59.2332 | 5809 | 1000 | -878.1434 | 121.8566 | 5809 | 1028.7122 | -983.6726 | 45.0396 | 5809 | 1028.7122 | -983.6726 | 45.0396 | 5809 | 1028.7122 | -983.6726 | 45.0396 | 5809 | -184.3758 | 504.7683 | 320.3926 | 5809 | -184.3758 | 504.7683 | 320.3926 | 5809 | -184.3758 | 504.7683 | 320.3926
5810 | 1000 | -1016 | -16 | 5810 | 1000 | -1016 | -16 | 5810 | 1000 | -1016 | -16 | 5810 | 874.3534 | -889.1311 | -14.7777 | 5810 | 874.3534 | -889.1311 | -14.7777 | 5810 | 874.3534 | -889.1311 | -14.7777 | 5810 | -306.3104 | 524.3208 | 218.0105 | 5810 | -306.3104 | 524.3208 | 218.0105 | 5810 | -306.3104 | 524.3208 | 218.0105
5811 | 1000 | -1016 | -16 | 5811 | 1000 | -1016 | -16 | 5811 | 1000 | -1016 | -16 | 5811 | 684.1734 | -743.9008 | -59.7274 | 5811 | 684.1734 | -743.9008 | -59.7274 | 5811 | 684.1734 | -743.9008 | -59.7274 | 5811 | -633.191 | 834.6068 | 201.4157 | 5811 | -633.191 | 834.6068 | 201.4157 | 5811 | -633.191 | 834.6068 | 201.4157
5812 | 868.3846 | -1016 | -147.6154 | 5812 | 868.3846 | -1016 | -147.6154 | 5812 | 868.3846 | -1016 | -147.6154 | 5812 | 402.0993 | -487.6005 | -85.5011 | 5812 | 402.0993 | -487.6005 | -85.5011 | 5812 | 402.0993 | -487.6005 | -85.5011 | 5812 | -969.2879 | 1139.5963 | 170.3084 | 5812 | -969.2879 | 1139.5963 | 170.3084 | 5812 | -969.2879 | 1139.5963 | 170.3084
5813 | 833.6164 | -1016 | -182.3836 | 5813 | 833.6164 | -1016 | -182.3836 | 5813 | 833.6164 | -1016 | -182.3836 | 5813 | 296.0476 | -455.4192 | -159.3716 | 5813 | 296.0476 | -455.4192 | -159.3716 | 5813 | 296.0476 | -455.4192 | -159.3716 | 5813 | -1088.562 | 1163.079 | 74.517 | 5813 | -1088.562 | 1163.079 | 74.517 | 5813 | -1088.562 | 1163.079 | 74.517
5814 | 796.1017 | -1016 | -219.8983 | 5814 | 796.1017 | -1016 | -219.8983 | 5814 | 796.1017 | -1016 | -219.8983 | 5814 | 200.0224 | -432.0516 | -232.0292 | 5814 | 200.0224 | -432.0516 | -232.0292 | 5814 | 200.0224 | -432.0516 | -232.0292 | 5814 | -1181.8556 | 1183.3469 | 1.4913 | 5814 | -1181.8556 | 1183.3469 | 1.4913 | 5814 | -1181.8556 | 1183.3469 | 1.4913
5815 | 718.641 | -1016 | -297.359 | 5815 | 718.641 | -1016 | -297.359 | 5815 | 718.641 | -1016 | -297.359 | 5815 | -265.3831 | -7.9643 | -273.3474 | 5815 | -265.3831 | -7.9643 | -273.3474 | 5815 | -265.3831 | -7.9643 | -273.3474 | 5815 | -1686.9791 | 1717 | 30.0209 | 5815 | -1686.9791 | 1717 | 30.0209 | 5815 | -1686.9791 | 1717 | 30.0209
5816 | 1000 | -970.8552 | 29.1448 | 5816 | 1000 | -970.8552 | 29.1448 | 5816 | 1000 | -970.8552 | 29.1448 | 5816 | -210.1775 | 322.8247 | 112.6472 | 5816 | -210.1775 | 322.8247 | 112.6472 | 5816 | -210.1775 | 322.8247 | 112.6472 | 5816 | -1648.3795 | 1717 | 68.6205 | 5816 | -1648.3795 | 1717 | 68.6205 | 5816 | -1648.3795 | 1717 | 68.6205
5817 | 1000 | -1016 | -16 | 5817 | 1000 | -1016 | -16 | 5817 | 1000 | -1016 | -16 | 5817 | 121.5551 | 61.5217 | 183.0768 | 5817 | 121.5551 | 61.5217 | 183.0768 | 5817 | 121.5551 | 61.5217 | 183.0768 | 5817 | -1506.1383 | 1717 | 210.8617 | 5817 | -1506.1383 | 1717 | 210.8617 | 5817 | -1321.4382 | 1614.0827 | 292.6445
5818 | -754.845 | 680.4039 | -74.4411 | 5818 | -754.845 | 180.4039 | -574.4411 | 5818 | -754.845 | 180.4039 | -574.4411 | 5818 | 110.5689 | -108.0302 | 2.5386 | 5818 | 110.5689 | -126.0034 | -15.4345 | 5818 | 110.5689 | -270.5305 | -159.9616 | 5818 | -1420.0643 | 1717 | 296.9357 | 5818 | -1420.0643 | 1717 | 296.9357 | 5818 | -1508.0643 | 1717 | 208.9357
5819 | -631.0664 | 349.2838 | -281.7826 | 5819 | -631.0664 | 278.8746 | -352.1918 | 5819 | -631.0664 | 4.1757 | -626.8906 | 5819 | 480.7632 | -526.015 | -45.2518 | 5819 | 480.7632 | -1026.015 | -545.2518 | 5819 | 480.7632 | -1026.015 | -545.2518 | 5819 | -1371.818 | 1717 | 345.182 | 5819 | -1371.818 | 1717 | 345.182 | 5819 | -1301.418 | 1717 | 415.582
5820 | -526.3004 | -315.1017 | -841.402 | 5820 | -526.3004 | -63.1017 | -589.402 | 5820 | -526.3004 | -123.2643 | -649.5647 | 5820 | 729.8677 | -1371.3156 | -641.4479 | 5820 | 729.8677 | -1125.4078 | -395.5401 | 5820 | 729.8677 | -1125.4078 | -395.5401 | 5820 | -1203.4566 | 1717 | 513.5434 | 5820 | -1203.4566 | 1717 | 513.5434 | 5820 | -1203.4566 | 1717 | 513.5434
5821 | -505.8937 | -1016 | -1521.8937 | 5821 | -505.8937 | -946.5846 | -1452.4783 | 5821 | -505.8937 | -334.0183 | -839.912 | 5821 | 892.419 | -1716 | -823.581 | 5821 | 892.419 | -1522.17 | -629.751 | 5821 | 892.419 | -1377.6429 | -485.2239 | 5821 | -1217.488 | 1717 | 499.512 | 5821 | -1217.488 | 1710.1 | 492.612 | 5821 | -1217.488 | 1706.3603 | 488.8723
5822 | -521.0427 | 234.0955 | -286.9472 | 5822 | -521.0427 | -233.3965 | -754.4392 | 5822 | -521.0427 | 41.3023 | -479.7403 | 5822 | 1285.9493 | -1418.3989 | -132.4496 | 5822 | 1285.9493 | -1418.3989 | -132.4496 | 5822 | 1285.9493 | -1418.3989 | -132.4496 | 5822 | -1229.3488 | 1553.1689 | 323.8201 | 5822 | -1229.3488 | 1717 | 487.6512 | 5822 | -1229.3488 | 1553.1689 | 323.8201
5823 | -565.7255 | 105.4723 | -460.2533 | 5823 | -565.7255 | 105.4723 | -460.2533 | 5823 | -565.7255 | 105.4723 | -460.2533 | 5823 | 1419.1289 | -1332.1667 | 86.9622 | 5823 | 1419.1289 | -1332.1667 | 86.9622 | 5823 | 1419.1289 | -1332.1667 | 86.9622 | 5823 | -1286.7608 | 1292.0903 | 5.3295 | 5823 | -1286.7608 | 1292.0903 | 5.3295 | 5823 | -1286.7608 | 1292.0903 | 5.3295
5824 | 581.1086 | -1016 | -434.8914 | 5824 | 694.7236 | -1016 | -321.2764 | 5824 | 694.7236 | -1016 | -321.2764 | 5824 | 1545.1738 | -1716 | -170.8262 | 5824 | 1545.1738 | -1716 | -170.8262 | 5824 | 1545.1738 | -1716 | -170.8262 | 5824 | -692.0258 | 606.971 | -85.0548 | 5824 | -692.0258 | 606.971 | -85.0548 | 5824 | -692.0258 | 606.971 | -85.0548
5825 | 593.6141 | -1016 | -422.3859 | 5825 | 1000 | -1016 | -16 | 5825 | 756.0599 | -1016 | -259.9401 | 5825 | 1386.9324 | -1716 | -329.0676 | 5825 | 1386.9324 | -1716 | -329.0676 | 5825 | 1386.9324 | -1716 | -329.0676 | 5825 | -4.2232 | -582.2788 | -586.502 | 5825 | -4.2232 | -416.1847 | -420.4078 | 5825 | -4.2232 | -416.1847 | -420.4078
5826 | 1000 | -1016 | -16 | 5826 | 1000 | -1016 | -16 | 5826 | 1000 | -1016 | -16 | 5826 | 1333.1499 | -1716 | -382.8501 | 5826 | 1333.1499 | -1716 | -382.8501 | 5826 | 1333.1499 | -1716 | -382.8501 | 5826 | -0.28183 | -512.1317 | -512.4135 | 5826 | -0.28183 | -512.1317 | -512.4135 | 5826 | -0.28183 | -512.1317 | -512.4135
5827 | 1000 | -1016 | -16 | 5827 | 1000 | -1016 | -16 | 5827 | 1000 | -1016 | -16 | 5827 | 1414.9328 | -1716 | -301.0672 | 5827 | 1414.9328 | -1716 | -301.0672 | 5827 | 1414.9328 | -1716 | -301.0672 | 5827 | 101.4776 | -539.5384 | -438.0608 | 5827 | 101.4776 | -838.5246 | -737.047 | 5827 | 101.4776 | -838.5246 | -737.047
5828 | 1000 | -1016 | -16 | 5828 | 1000 | -1016 | -16 | 5828 | 1000 | -1016 | -16 | 5828 | 1625.0083 | -1716 | -90.9917 | 5828 | 1625.0083 | -1716 | -90.9917 | 5828 | 1625.0083 | -1716 | -90.9917 | 5828 | 335.3752 | 238.5708 | 573.946 | 5828 | 335.3752 | -286.5433 | 48.8319 | 5828 | 335.3752 | -286.5433 | 48.8319
5829 | 1000 | -1016 | -16 | 5829 | 1000 | -1016 | -16 | 5829 | 1000 | -1016 | -16 | 5829 | 1544.2392 | -1488.79 | 55.4492 | 5829 | 1544.2392 | -1488.79 | 55.4492 | 5829 | 1544.2392 | -1488.79 | 55.4492 | 5829 | 293.8601 | -316.816 | -22.9558 | 5829 | 293.8601 | -316.816 | -22.9558 | 5829 | 293.8601 | -841.9301 | -548.07
5830 | 1000 | -1016 | -16 | 5830 | 1000 | -1016 | -16 | 5830 | 1000 | -1016 | -16 | 5830 | 1539.1081 | -1456.7041 | 82.404 | 5830 | 1539.1081 | -1456.7041 | 82.404 | 5830 | 1539.1081 | -1456.7041 | 82.404 | 5830 | 333.1643 | -773.0266 | -439.8623 | 5830 | 333.1643 | -773.0266 | -439.8623 | 5830 | 333.1643 | -247.9124 | 85.2518
5831 | 1000 | -1016 | -16 | 5831 | 1000 | -1016 | -16 | 5831 | 1000 | -1016 | -16 | 5831 | 1394.496 | -1153.2826 | 241.2134 | 5831 | 1394.496 | -1153.2826 | 241.2134 | 5831 | 1394.496 | -1153.2826 | 241.2134 | 5831 | 199.6717 | -604.8119 | -405.1402 | 5831 | 199.6717 | -604.8119 | -405.1402 | 5831 | 199.6717 | -604.8119 | -405.1402
5832 | 1000 | -1016 | -16 | 5832 | 1000 | -1016 | -16 | 5832 | 1000 | -1016 | -16 | 5832 | 1518.0645 | -1716 | -197.9355 | 5832 | 1803.5179 | -1142.4772 | 661.0407 | 5832 | 1444.4395 | -1716 | -271.5605 | 5832 | 15.6933 | 4.5251 | 20.2184 | 5832 | 15.6933 | -520.5891 | -504.8958 | 5832 | 15.6933 | -520.5891 | -504.8958
5833 | 1000 | -1016 | -16 | 5833 | 1000 | -1016 | -16 | 5833 | 1000 | -1016 | -16 | 5833 | 1539.5009 | -1716 | -176.4991 | 5833 | 1674.5906 | -1292.1937 | 382.3969 | 5833 | 1484.9663 | -1716 | -231.0337 | 5833 | 88.8376 | -113.1793 | -24.3417 | 5833 | 88.8376 | -638.2934 | -549.4559 | 5833 | 88.8376 | -113.1793 | -24.3417
5834 | 1000 | -1016 | -16 | 5834 | 1000 | -1016 | -16 | 5834 | 1000 | -1016 | -16 | 5834 | 1221.5613 | -1716 | -494.4387 | 5834 | 1630.8097 | -1716 | -85.1903 | 5834 | 1147.9363 | -1716 | -568.0637 | 5834 | -13.3307 | 9.4916 | -3.8391 | 5834 | -13.3307 | 9.4916 | -3.8391 | 5834 | -13.3307 | -515.6226 | -528.9533
5835 | 1000 | -1016 | -16 | 5835 | 1000 | -1016 | -16 | 5835 | 1000 | -1016 | -16 | 5835 | 1177.514 | -1716 | -538.486 | 5835 | 1318.9806 | -1145.1312 | 173.8494 | 5835 | 1379.0117 | -1716 | -336.9883 | 5835 | -81.7928 | 76.8352 | -4.9577 | 5835 | -81.7928 | 76.8352 | -4.9577 | 5835 | -81.7928 | 76.8352 | -4.9577
5836 | 1000 | -1016 | -16 | 5836 | 1000 | -1016 | -16 | 5836 | 1000 | -1016 | -16 | 5836 | 1149.4234 | -1190.1522 | -40.7288 | 5836 | 1149.4234 | -1190.1522 | -40.7288 | 5836 | 1149.4234 | -1190.1522 | -40.7288 | 5836 | -24.01 | -40.7299 | -64.7399 | 5836 | -24.01 | -565.844 | -589.854 | 5836 | -24.01 | -565.844 | -589.854
5837 | 1000 | -1016 | -16 | 5837 | 1000 | -1016 | -16 | 5837 | 1000 | -1016 | -16 | 5837 | 1122.5855 | -1241.9209 | -119.3354 | 5837 | 1122.5855 | -1241.9209 | -119.3354 | 5837 | 1122.5855 | -1241.9209 | -119.3354 | 5837 | -32.597 | 920.0023 | 887.4054 | 5837 | -32.597 | 920.0023 | 887.4054 | 5837 | -32.597 | 920.0023 | 887.4054
5838 | 1000 | -1016 | -16 | 5838 | 1000 | -1016 | -16 | 5838 | 1000 | -1016 | -16 | 5838 | 1258.2998 | -1024.6334 | 233.6664 | 5838 | 1258.2998 | -1024.6334 | 233.6664 | 5838 | 1258.2998 | -1024.6334 | 233.6664 | 5838 | 128.5521 | 684.3422 | 812.8943 | 5838 | 128.5521 | 684.3422 | 812.8943 | 5838 | 128.5521 | 1209.4564 | 1338.0085
5839 | 1000 | -637.5458 | 362.4542 | 5839 | 1000 | -637.5458 | 362.4542 | 5839 | 1000 | -637.5458 | 362.4542 | 5839 | 1533.5981 | -810.2439 | 723.3542 | 5839 | 1467.1166 | -370.2439 | 1096.8727 | 5839 | 1093.5981 | -870.2439 | 223.3542 | 5839 | -377.4232 | 1717 | 1339.5768 | 5839 | -377.4232 | 1717 | 1339.5768 | 5839 | -377.4232 | 1717 | 1339.5768
5840 | 1000 | -202.7169 | 797.2831 | 5840 | 1000 | -202.7169 | 797.2831 | 5840 | 1000 | -202.7169 | 797.2831 | 5840 | -227.1593 | 1419.4981 | 1192.3388 | 5840 | -186.2376 | 1199.4981 | 1013.2605 | 5840 | -227.1593 | 1419.4981 | 1192.3388 | 5840 | -1187.4294 | 1717 | 529.5706 | 5840 | -1324.5655 | 1717 | 392.4345 | 5840 | -1187.4294 | 1717 | 529.5706
5841 | 379.5692 | 664.5943 | 1044.1635 | 5841 | 379.5692 | 635.4356 | 1015.0049 | 5841 | 379.5692 | 635.4356 | 1015.0049 | 5841 | -1347.8227 | 1717 | 369.1773 | 5841 | -1347.8227 | 1717 | 369.1773 | 5841 | -1347.8227 | 1717 | 369.1773 | 5841 | -917.365 | 1717 | 799.635 | 5841 | -974.7307 | 1717 | 742.2693 | 5841 | -917.365 | 1717 | 799.635
5842 | 178.4373 | 849.1279 | 1027.5652 | 5842 | -812.2942 | -1016 | -1828.2942 | 5842 | -812.2942 | 1017 | 204.7058 | 5842 | -1447.9817 | 1717 | 269.0183 | 5842 | -960.9604 | 1717 | 756.0396 | 5842 | -1180.9604 | 1717 | 536.0396 | 5842 | -993.7824 | 1717 | 723.2176 | 5842 | -993.7824 | 1717 | 723.2176 | 5842 | -993.7824 | 1717 | 723.2176
5843 | -799.5378 | 517.5753 | -281.9626 | 5843 | -799.5378 | 890.5968 | 91.059 | 5843 | -799.5378 | 1017 | 217.4622 | 5843 | -1440.5113 | 1717 | 276.4887 | 5843 | -1440.5113 | 1717 | 276.4887 | 5843 | -1440.5113 | 1717 | 276.4887 | 5843 | -892.1741 | 1717 | 824.8259 | 5843 | -1559.838 | 1717 | 157.162 | 5843 | -1392.1741 | 1717 | 324.8259
5844 | -804.8932 | 1017 | 212.1068 | 5844 | -804.8932 | 1017 | 212.1068 | 5844 | -804.8932 | 1017 | 212.1068 | 5844 | -1441.0697 | 1717 | 275.9303 | 5844 | -1441.0697 | 1717 | 275.9303 | 5844 | -1441.0697 | 1717 | 275.9303 | 5844 | -787.3269 | 1717 | 929.6731 | 5844 | -1537.9993 | 1717 | 179.0007 | 5844 | -1476.9512 | 1717 | 240.0488
5845 | -675.9934 | 139.8432 | -536.1502 | 5845 | -830.0434 | 1017 | 186.9566 | 5845 | -830.0434 | 1017 | 186.9566 | 5845 | -1469.9824 | 1717 | 247.0176 | 5845 | -1469.9824 | 1717 | 247.0176 | 5845 | -1469.9824 | 1717 | 247.0176 | 5845 | -860.6896 | 1717 | 856.3104 | 5845 | -1564.808 | 1717 | 152.192 | 5845 | -1360.6896 | 1717 | 356.3104
5846 | -440.495 | 1017 | 576.505 | 5846 | -674.6986 | 1017 | 342.3014 | 5846 | -440.495 | 1017 | 576.505 | 5846 | -313.3452 | 1717 | 1403.6548 | 5846 | -1453.9286 | 1717 | 263.0714 | 5846 | -353.3452 | 1717 | 1363.6548 | 5846 | -657.9683 | 1717 | 1059.0317 | 5846 | -657.9683 | 1717 | 1059.0317 | 5846 | -657.9683 | 1717 | 1059.0317
5847 | -82.7862 | 1017 | 934.2138 | 5847 | -834.18 | 1017 | 182.82 | 5847 | -834.18 | 1017 | 182.82 | 5847 | 58.9777 | 1494.799 | 1553.7767 | 5847 | -98.465 | 1032.2417 | 933.7767 | 5847 | -98.465 | 1652.2417 | 1553.7767 | 5847 | -1370.9234 | 1717 | 346.0766 | 5847 | -1370.9234 | 1717 | 346.0766 | 5847 | -1370.9234 | 1717 | 346.0766
5848 | 1000 | -297.2944 | 702.7056 | 5848 | 1000 | -297.2944 | 702.7056 | 5848 | 1000 | -297.2944 | 702.7056 | 5848 | 540.6277 | 763.2416 | 1303.8693 | 5848 | 320.6277 | -177.7584 | 142.8693 | 5848 | 980.6277 | -176.7584 | 803.8693 | 5848 | -1170.0471 | 1717 | 546.9529 | 5848 | -1170.0471 | 1717 | 546.9529 | 5848 | -1170.0471 | 1717 | 546.9529
5849 | 1000 | -554.5033 | 445.4967 | 5849 | 1000 | -554.5033 | 445.4967 | 5849 | 1000 | -554.5033 | 445.4967 | 5849 | 597.8373 | 418.2782 | 1016.1155 | 5849 | 597.8373 | 418.2782 | 1016.1155 | 5849 | 597.8373 | 418.2782 | 1016.1155 | 5849 | -839.4956 | 1717 | 877.5044 | 5849 | -839.4956 | 1717 | 877.5044 | 5849 | -839.4956 | 1717 | 877.5044
5850 | 1000 | -713.2696 | 286.7304 | 5850 | 1000 | -713.2696 | 286.7304 | 5850 | 1000 | -713.2696 | 286.7304 | 5850 | 877.4357 | -53.6335 | 823.8022 | 5850 | 877.4357 | -53.6335 | 823.8022 | 5850 | 877.4357 | -53.6335 | 823.8022 | 5850 | -461.7288 | 1717 | 1255.2712 | 5850 | -461.7288 | 1717 | 1255.2712 | 5850 | -461.7288 | 1717 | 1255.2712
5851 | 1000 | -859.9668 | 140.0332 | 5851 | 1000 | -859.9668 | 140.0332 | 5851 | 1000 | -859.9668 | 140.0332 | 5851 | 1660.3682 | -1716 | -55.6318 | 5851 | 1606.3766 | -1716 | -109.6234 | 5851 | 2000 | -1716 | 284 | 5851 | 151.4479 | -543.9152 | -392.4673 | 5851 | 151.4479 | -543.9152 | -392.4673 | 5851 | 151.4479 | -543.9152 | -392.4673
5852 | 1000 | -813.1951 | 186.8049 | 5852 | 1000 | -813.1951 | 186.8049 | 5852 | 1000 | -813.1951 | 186.8049 | 5852 | 2000 | -1716 | 284 | 5852 | 2000 | -1716 | 284 | 5852 | 2000 | -1716 | 284 | 5852 | 1125.2639 | -1498.5805 | -373.3166 | 5852 | 1125.2639 | -1498.5805 | -373.3166 | 5852 | 1125.2639 | -973.4664 | 151.7976
5853 | 1000 | -818.4172 | 181.5828 | 5853 | 1000 | -818.4172 | 181.5828 | 5853 | 1000 | -818.4172 | 181.5828 | 5853 | 2000 | -1716 | 284 | 5853 | 2000 | -1716 | 284 | 5853 | 2000 | -1716 | 284 | 5853 | 1378.9436 | -1715.1064 | -336.1628 | 5853 | 1378.9436 | -1715.1064 | -336.1628 | 5853 | 1378.9436 | -1715.1064 | -336.1628
5854 | 1000 | -852.5115 | 147.4885 | 5854 | 1000 | -852.5115 | 147.4885 | 5854 | 1000 | -852.5115 | 147.4885 | 5854 | 2000 | -1444.1084 | 555.8916 | 5854 | 2000 | -1444.1084 | 555.8916 | 5854 | 2000 | -1444.1084 | 555.8916 | 5854 | 1066.2208 | -1387.3957 | -321.1749 | 5854 | 1066.2208 | -862.2816 | 203.9393 | 5854 | 1066.2208 | -1387.3957 | -321.1749
5855 | 1000 | -860.1526 | 139.8474 | 5855 | 1000 | -860.1526 | 139.8474 | 5855 | 1000 | -860.1526 | 139.8474 | 5855 | 2000 | -1477.8039 | 522.1961 | 5855 | 1738.1961 | -1117.5641 | 620.6321 | 5855 | 1639.7602 | -1117.5641 | 522.1961 | 5855 | 467.7861 | -807.7031 | -339.917 | 5855 | 467.7861 | -807.7031 | -339.917 | 5855 | 467.7861 | -807.7031 | -339.917
5856 | 1000 | -939.776 | 60.224 | 5856 | 1000 | -939.776 | 60.224 | 5856 | 1000 | -939.776 | 60.224 | 5856 | 2000 | -1587.1244 | 412.8756 | 5856 | 1660.1101 | -1693.2557 | -33.1457 | 5856 | 1440.1101 | -1527.2345 | -87.1244 | 5856 | 223.7231 | -598.975 | -375.2519 | 5856 | 223.7231 | -598.975 | -375.2519 | 5856 | 223.7231 | -598.975 | -375.2519
5857 | 1000 | -946.961 | 53.039 | 5857 | 1000 | -946.961 | 53.039 | 5857 | 1000 | -946.961 | 53.039 | 5857 | 2000 | -1716 | 284 | 5857 | 2000 | -1716 | 284 | 5857 | 2000 | -1716 | 284 | 5857 | 838.6246 | -1237.1656 | -398.541 | 5857 | 838.6246 | -1237.1656 | -398.541 | 5857 | 838.6246 | -1237.1656 | -398.541
5858 | 1000 | -1016 | -16 | 5858 | 1000 | -1016 | -16 | 5858 | 1000 | -1016 | -16 | 5858 | 2000 | -1716 | 284 | 5858 | 2000 | -1716 | 284 | 5858 | 2000 | -1716 | 284 | 5858 | 1157.4775 | -1072.8044 | 84.6731 | 5858 | 1157.4775 | -1597.9185 | -440.441 | 5858 | 1157.4775 | -1072.8044 | 84.6731
5859 | 1000 | -1016 | -16 | 5859 | 1000 | -1016 | -16 | 5859 | 1000 | -1016 | -16 | 5859 | 1673.7533 | -1679.4261 | -5.6728 | 5859 | 1673.7533 | -1679.4261 | -5.6728 | 5859 | 1673.7533 | -1679.4261 | -5.6728 | 5859 | 668.8069 | 323.9567 | 992.7636 | 5859 | 668.8069 | -201.1575 | 467.6494 | 5859 | 668.8069 | 323.9567 | 992.7636
5860 | 1000 | -1016 | -16 | 5860 | 1000 | -1016 | -16 | 5860 | 1000 | -1016 | -16 | 5860 | 1028.3699 | -1272.8388 | -244.4689 | 5860 | 1028.3699 | -1272.8388 | -244.4689 | 5860 | 1028.3699 | -1272.8388 | -244.4689 | 5860 | -14.6372 | 213.964 | 199.3268 | 5860 | -14.6372 | 213.964 | 199.3268 | 5860 | -14.6372 | 739.0782 | 724.441
5861 | 656.0485 | -948.1508 | -292.1023 | 5861 | 847.1596 | -1016 | -168.8404 | 5861 | 659.6963 | -1016 | -356.3037 | 5861 | 255.9341 | -184.9114 | 71.0228 | 5861 | 255.9341 | 38.8396 | 294.7738 | 5861 | 255.9341 | 38.8396 | 294.7738 | 5861 | -812.778 | 1065.4401 | 252.6621 | 5861 | -812.778 | 1065.4401 | 252.6621 | 5861 | -812.778 | 1156.9183 | 344.1403
5862 | 320.6462 | 914.0179 | 1234.6641 | 5862 | 229.2573 | 689.0254 | 918.2826 | 5862 | 229.2573 | 5.4069 | 234.6641 | 5862 | -125.2624 | 524.9077 | 399.6452 | 5862 | -125.2624 | 1024.9077 | 899.6452 | 5862 | -125.2624 | 1024.9077 | 899.6452 | 5862 | -1148.3799 | 1717 | 568.6201 | 5862 | -1148.3799 | 1717 | 568.6201 | 5862 | -1148.3799 | 1717 | 568.6201
5863 | 167.6245 | -2.2665 | 165.3581 | 5863 | 67.9024 | 737.5379 | 805.4403 | 5863 | 255.3657 | -90.0076 | 165.3581 | 5863 | -473.4941 | 1343.6752 | 870.1811 | 5863 | -473.4941 | 1343.6752 | 870.1811 | 5863 | -473.4941 | 1343.6752 | 870.1811 | 5863 | -1592.0994 | 1717 | 124.9006 | 5863 | -1592.0994 | 1717 | 124.9006 | 5863 | -1592.0994 | 1717 | 124.9006
5864 | 286.3111 | 442.1161 | 728.4272 | 5864 | 286.3111 | 442.1161 | 728.4272 | 5864 | 286.3111 | 442.1161 | 728.4272 | 5864 | -806.9557 | 1717 | 910.0443 | 5864 | -806.9557 | 1717 | 910.0443 | 5864 | -724.4707 | 1717 | 992.5293 | 5864 | -1267.7548 | 1717 | 449.2452 | 5864 | -1267.7548 | 1717 | 449.2452 | 5864 | -1225.2397 | 1717 | 491.7603
5865 | -882.3641 | 1017 | 134.6359 | 5865 | -882.3641 | 1017 | 134.6359 | 5865 | -882.3641 | 1017 | 134.6359 | 5865 | -1456.5402 | 1717 | 260.4598 | 5865 | -1456.5402 | 1717 | 260.4598 | 5865 | -1456.5402 | 1717 | 260.4598 | 5865 | -1126.1959 | 1717 | 590.8041 | 5865 | -1126.1959 | 1717 | 590.8041 | 5865 | -1126.1959 | 1717 | 590.8041
5866 | -952.4736 | 1017 | 64.5264 | 5866 | -952.4736 | 1017 | 64.5264 | 5866 | -952.4736 | 1017 | 64.5264 | 5866 | -1544.0382 | 1717 | 172.9618 | 5866 | -1450.7799 | 1717 | 266.2201 | 5866 | -1544.0382 | 1717 | 172.9618 | 5866 | -1208.8386 | 1717 | 508.1614 | 5866 | -1812.3261 | 1717 | -95.3261 | 5866 | -1621.2917 | 1717 | 95.7083
5867 | -961.4086 | 1017 | 55.5914 | 5867 | -961.4086 | 1017 | 55.5914 | 5867 | -961.4086 | 1017 | 55.5914 | 5867 | -1563.0188 | 1717 | 153.9812 | 5867 | -1563.0188 | 1717 | 153.9812 | 5867 | -1563.0188 | 1717 | 153.9812 | 5867 | -1707.5155 | 1717 | 9.4845 | 5867 | -1707.5155 | 1717 | 9.4845 | 5867 | -1707.5155 | 1717 | 9.4845
5868 | -838.8539 | 1017 | 178.1461 | 5868 | -933.6539 | 1017 | 83.3461 | 5868 | -933.6539 | 1017 | 83.3461 | 5868 | -1535.8396 | 1717 | 181.1604 | 5868 | -1535.8396 | 1717 | 181.1604 | 5868 | -1535.8396 | 1717 | 181.1604 | 5868 | -1680.9119 | 1717 | 36.0881 | 5868 | -1680.9119 | 1717 | 36.0881 | 5868 | -1680.9119 | 1717 | 36.0881
5869 | -858.9394 | 1017 | 158.0606 | 5869 | -941.8894 | 1017 | 75.1106 | 5869 | -941.8894 | 1017 | 75.1106 | 5869 | -1541.461 | 1717 | 175.539 | 5869 | -1541.461 | 1717 | 175.539 | 5869 | -1541.461 | 1717 | 175.539 | 5869 | -1701.5191 | 1717 | 15.4809 | 5869 | -1701.5191 | 1717 | 15.4809 | 5869 | -1701.5191 | 1717 | 15.4809
5870 | -1000 | 1017 | 17 | 5870 | -1000 | 1017 | 17 | 5870 | -1000 | 1017 | 17 | 5870 | -1634.0533 | 1717 | 82.9467 | 5870 | -1634.0533 | 1717 | 82.9467 | 5870 | -1634.0533 | 1717 | 82.9467 | 5870 | -1059.7609 | 1717 | 657.2391 | 5870 | -635.5928 | 1717 | 1081.4072 | 5870 | -1615.7868 | 1717 | 101.2132
5871 | -523.5814 | 1017 | 493.4186 | 5871 | -523.5814 | 1017 | 493.4186 | 5871 | -523.5814 | 1017 | 493.4186 | 5871 | 152.9671 | 1268.1916 | 1421.1587 | 5871 | 152.9671 | 1717 | 1869.9671 | 5871 | 152.9671 | 1717 | 1869.9671 | 5871 | -73.915 | 1717 | 1643.085 | 5871 | -73.915 | 1717 | 1643.085 | 5871 | -1860.2989 | 1717 | -143.2989
5872 | 867.5509 | -11.416 | 856.1349 | 5872 | 867.5509 | 173.9149 | 1041.4659 | 5872 | 867.5509 | 173.9149 | 1041.4659 | 5872 | 673.4107 | 282.4523 | 955.8631 | 5872 | 673.4107 | 782.4523 | 1455.8631 | 5872 | 673.4107 | 782.4523 | 1455.8631 | 5872 | -438.2161 | 1717 | 1278.7839 | 5872 | -438.2161 | 1717 | 1278.7839 | 5872 | -438.2161 | 1717 | 1278.7839
5873 | 1000 | -140.7569 | 859.2431 | 5873 | 1000 | -140.7569 | 859.2431 | 5873 | 1000 | -202.1059 | 797.8941 | 5873 | 1405.2564 | -845.3764 | 559.88 | 5873 | 1405.2564 | -345.3764 | 1059.88 | 5873 | 1405.2564 | -345.3764 | 1059.88 | 5873 | 393.8501 | 722.4527 | 1116.3028 | 5873 | 393.8501 | 722.4527 | 1116.3028 | 5873 | 393.8501 | 722.4527 | 1116.3028
5874 | 1000 | -880.3754 | 119.6246 | 5874 | 1000 | -621.2546 | 378.7454 | 5874 | 1000 | -639.597 | 360.403 | 5874 | 1742.2363 | -1060.4089 | 681.8274 | 5874 | 1742.2363 | -560.4089 | 1181.8274 | 5874 | 1742.2363 | -560.4089 | 1181.8274 | 5874 | 768.3108 | 493.1322 | 1261.4431 | 5874 | 768.3108 | 493.1322 | 1261.4431 | 5874 | 768.3108 | 493.1322 | 1261.4431
5875 | 1000 | -905.4299 | 94.5701 | 5875 | 1000 | -905.4299 | 94.5701 | 5875 | 1000 | -905.4299 | 94.5701 | 5875 | 1731.512 | -1146.6911 | 584.8208 | 5875 | 1731.512 | -1146.6911 | 584.8208 | 5875 | 1731.512 | -1146.6911 | 584.8208 | 5875 | 778.5772 | 824.1485 | 1602.7256 | 5875 | 778.5772 | 299.0343 | 1077.6115 | 5875 | 778.5772 | 299.0343 | 1077.6115
5876 | 1000 | -630.6947 | 369.3053 | 5876 | 1000 | -630.6947 | 369.3053 | 5876 | 1000 | -630.6947 | 369.3053 | 5876 | 1794.6011 | -945.3568 | 849.2443 | 5876 | 1794.6011 | -945.3568 | 849.2443 | 5876 | 1794.6011 | -945.3568 | 849.2443 | 5876 | 796.6982 | 696.0567 | 1492.7549 | 5876 | 796.6982 | 1221.1709 | 2017.869 | 5876 | 796.6982 | 696.0567 | 1492.7549
5877 | 1000 | -576.672 | 423.328 | 5877 | 1000 | -576.672 | 423.328 | 5877 | 1000 | -576.672 | 423.328 | 5877 | 1281.987 | -341.5055 | 940.4815 | 5877 | 1281.987 | -341.5055 | 940.4815 | 5877 | 1281.987 | -341.5055 | 940.4815 | 5877 | 156.7749 | 1464.1383 | 1620.9133 | 5877 | 156.7749 | 1464.1383 | 1620.9133 | 5877 | 156.7749 | 1464.1383 | 1620.9133
5878 | 1000 | -370.0654 | 629.9346 | 5878 | 1000 | -370.0654 | 629.9346 | 5878 | 1000 | -370.0654 | 629.9346 | 5878 | 123.9219 | 1046.9769 | 1170.8988 | 5878 | 123.9219 | 1046.9769 | 1170.8988 | 5878 | 123.9219 | 546.9769 | 670.8988 | 5878 | -1198.6575 | 1717 | 518.3425 | 5878 | 151.9309 | 1717 | 1868.9309 | 5878 | -1198.6575 | 1717 | 518.3425
5879 | 1000 | -143.0802 | 856.9198 | 5879 | 1000 | -143.0802 | 856.9198 | 5879 | 1000 | -143.0802 | 856.9198 | 5879 | -310.1399 | 1717 | 1406.8601 | 5879 | -310.1399 | 1017.7698 | 707.6299 | 5879 | -90.1399 | 1517.7698 | 1427.6299 | 5879 | -1729.7872 | 1717 | -12.7872 | 5879 | -1228.1495 | 1717 | 488.8505 | 5879 | -1729.7872 | 1717 | -12.7872
5880 | 1000 | -173.4529 | 826.5471 | 5880 | 1000 | -173.4529 | 826.5471 | 5880 | 1000 | -173.4529 | 826.5471 | 5880 | -148.4223 | 1569.2961 | 1420.8737 | 5880 | 71.5777 | 1349.2961 | 1420.8737 | 5880 | 291.5777 | 1129.2961 | 1420.8737 | 5880 | -1574.8518 | 1717 | 142.1482 | 5880 | -1159.6292 | 1717 | 557.3708 | 5880 | -1574.8518 | 1717 | 142.1482
5881 | -33.1204 | 748.4949 | 715.3745 | 5881 | -33.1204 | 748.4949 | 715.3745 | 5881 | -33.1204 | 748.4949 | 715.3745 | 5881 | -397.6854 | 1717 | 1319.3146 | 5881 | -414.1629 | 1717 | 1302.8371 | 5881 | -522.1463 | 1717 | 1194.8537 | 5881 | -1641.754 | 1717 | 75.246 | 5881 | -1878.4953 | 1717 | -161.4953 | 5881 | -1641.754 | 1717 | 75.246
5882 | -39.543 | 660.2698 | 620.7268 | 5882 | -39.543 | 660.2698 | 620.7268 | 5882 | -39.543 | 660.2698 | 620.7268 | 5882 | -530.8425 | 1717 | 1186.1575 | 5882 | -530.8425 | 914.9819 | 384.1394 | 5882 | -530.8425 | 1717 | 1186.1575 | 5882 | -1131.9196 | 1717 | 585.0804 | 5882 | -1657.0337 | 1717 | 59.9663 | 5882 | -1657.0337 | 1717 | 59.9663
5883 | -331.8526 | 990.6593 | 658.8068 | 5883 | -331.8526 | 990.6593 | 658.8068 | 5883 | -331.8526 | 990.6593 | 658.8068 | 5883 | -842.1909 | 1717 | 874.8091 | 5883 | -842.1909 | 1717 | 874.8091 | 5883 | -842.1909 | 1717 | 874.8091 | 5883 | -1691.8531 | 1717 | 25.1469 | 5883 | -1691.8531 | 1717 | 25.1469 | 5883 | -1691.8531 | 1717 | 25.1469
5884 | -312.9674 | 1017 | 704.0326 | 5884 | -368.2674 | 1017 | 648.7326 | 5884 | -312.9674 | 1017 | 704.0326 | 5884 | -893.1667 | 1717 | 823.8333 | 5884 | -893.1667 | 1717 | 823.8333 | 5884 | -893.1667 | 1717 | 823.8333 | 5884 | -1674.4228 | 1532.1509 | -142.2719 | 5884 | -1592.2895 | 1717 | 124.7105 | 5884 | -1592.2895 | 1717 | 124.7105
5885 | -290.4913 | 1017 | 726.5087 | 5885 | -623.8247 | 1017 | 393.1753 | 5885 | -290.4913 | 1017 | 726.5087 | 5885 | -1205.594 | 1717 | 511.406 | 5885 | -1205.594 | 1717 | 511.406 | 5885 | -1205.594 | 1717 | 511.406 | 5885 | -1692.1199 | 1432.6414 | -259.4785 | 5885 | -1604.1199 | 1717 | 112.8801 | 5885 | -1451.3644 | 1717 | 265.6356
5886 | -199.9504 | 1017 | 817.0496 | 5886 | -199.9504 | 1017 | 817.0496 | 5886 | -938.8372 | 1017 | 78.1628 | 5886 | -1345.4076 | 1717 | 371.5924 | 5886 | -1525.4076 | 1717 | 191.5924 | 5886 | -1525.4076 | 1717 | 191.5924 | 5886 | -1825.8229 | 1717 | -108.8229 | 5886 | -1702.6229 | 1717 | 14.3771 | 5886 | -1702.6229 | 1717 | 14.3771
5887 | -347.0627 | 1017 | 669.9373 | 5887 | -670.5692 | 1017 | 346.4308 | 5887 | -503.9025 | 1017 | 513.0975 | 5887 | -998.9965 | 1717 | 718.0035 | 5887 | -998.9965 | 1717 | 718.0035 | 5887 | -898.9965 | 1717 | 818.0035 | 5887 | -1893.6389 | 1717 | -176.6389 | 5887 | -1893.6389 | 1717 | -176.6389 | 5887 | -1893.6389 | 1717 | -176.6389
5888 | -2.0273 | 1017 | 1014.9727 | 5888 | -502.0273 | 1017 | 514.9727 | 5888 | -502.0273 | 1017 | 514.9727 | 5888 | -1398.3024 | 1717 | 318.6976 | 5888 | -476.3744 | 1717 | 1240.6256 | 5888 | -656.3744 | 1717 | 1060.6256 | 5888 | -1617.8293 | 1717 | 99.1707 | 5888 | -1706.3023 | 1717 | 10.6977 | 5888 | -1617.8293 | 1717 | 99.1707
5889 | -743.6506 | 1017 | 273.3494 | 5889 | -743.6506 | 1017 | 273.3494 | 5889 | -743.6506 | 1017 | 273.3494 | 5889 | -1374.8522 | 1717 | 342.1478 | 5889 | -1374.8522 | 1717 | 342.1478 | 5889 | -1374.8522 | 1717 | 342.1478 | 5889 | -1496.1403 | 1717 | 220.8597 | 5889 | -1496.1403 | 1717 | 220.8597 | 5889 | -1689.7403 | 1717 | 27.2597
5890 | -818.6141 | 1017 | 198.3859 | 5890 | -818.6141 | 1017 | 198.3859 | 5890 | -818.6141 | 1017 | 198.3859 | 5890 | -1470.8148 | 1717 | 246.1852 | 5890 | -1470.8148 | 1717 | 246.1852 | 5890 | -1470.8148 | 1717 | 246.1852 | 5890 | -1601.3687 | 1717 | 115.6313 | 5890 | -1648.4088 | 1717 | 68.5912 | 5890 | -1601.3687 | 1717 | 115.6313
5891 | -851.2501 | 1017 | 165.7499 | 5891 | -851.2501 | 1017 | 165.7499 | 5891 | -851.2501 | 1017 | 165.7499 | 5891 | -1521.5519 | 1717 | 195.4481 | 5891 | -1521.5519 | 1717 | 195.4481 | 5891 | -1521.5519 | 1717 | 195.4481 | 5891 | -1640.8736 | 1717 | 76.1264 | 5891 | -1701.7649 | 1717 | 15.2351 | 5891 | -1640.8736 | 1717 | 76.1264
5892 | -849.0359 | 1017 | 167.9641 | 5892 | -849.0359 | 1017 | 167.9641 | 5892 | -849.0359 | 1017 | 167.9641 | 5892 | -1504.9001 | 1717 | 212.0999 | 5892 | -1504.9001 | 1717 | 212.0999 | 5892 | -1504.9001 | 1717 | 212.0999 | 5892 | -1627.3841 | 1717 | 89.6159 | 5892 | -1728.9639 | 1717 | -11.9639 | 5892 | -1627.3841 | 1717 | 89.6159
5893 | -815.3004 | 1017 | 201.6996 | 5893 | -815.3004 | 1017 | 201.6996 | 5893 | -696.8004 | 1017 | 320.1996 | 5893 | -1444.7753 | -12.2464 | -1457.0217 | 5893 | -1444.7753 | 1717 | 272.2247 | 5893 | -1444.7753 | 1717 | 272.2247 | 5893 | -1238.6441 | 1717 | 478.3559 | 5893 | -1581.9366 | 1717 | 135.0634 | 5893 | -1581.9366 | 1717 | 135.0634
5894 | -804.9258 | 1017 | 212.0742 | 5894 | 623.573 | 37.4346 | 661.0075 | 5894 | 843.573 | -182.5654 | 661.0075 | 5894 | -1412.8244 | 1717 | 304.1756 | 5894 | -1412.8244 | 543.9792 | -868.8452 | 5894 | -1412.8244 | 1717 | 304.1756 | 5894 | -1414.8622 | 1717 | 302.1378 | 5894 | -1704.4096 | 1717 | 12.5904 | 5894 | -1510.8096 | 1717 | 206.1904
5895 | 1000 | -599.6062 | 400.3938 | 5895 | 1000 | -599.6062 | 400.3938 | 5895 | 916.3938 | -1016 | -99.6062 | 5895 | -48.1572 | 799.8922 | 751.735 | 5895 | -268.1572 | 1019.8922 | 751.735 | 5895 | 131.8428 | 619.8922 | 751.735 | 5895 | -1553.0316 | 1504.5408 | -48.4908 | 5895 | -1553.0316 | 1717 | 163.9684 | 5895 | -1553.0316 | 1717 | 163.9684
5896 | 958.35 | -788.4516 | 169.8984 | 5896 | 958.35 | -788.4516 | 169.8984 | 5896 | 958.35 | -788.4516 | 169.8984 | 5896 | 789.279 | -274.9197 | 514.3593 | 5896 | 829.279 | -94.9197 | 734.3593 | 5896 | 829.279 | -314.9197 | 514.3593 | 5896 | -701.2787 | 782.5418 | 81.2631 | 5896 | -701.2787 | 257.4276 | -443.8511 | 5896 | -701.2787 | 257.4276 | -443.8511
5897 | 1000 | -872.8502 | 127.1498 | 5897 | 1000 | -872.8502 | 127.1498 | 5897 | 1000 | -872.8502 | 127.1498 | 5897 | 1030.1553 | -546.9438 | 483.2115 | 5897 | 990.1553 | -826.9438 | 163.2115 | 5897 | 1030.1553 | -546.9438 | 483.2115 | 5897 | -433.5586 | -186.5793 | -620.1379 | 5897 | -433.5586 | -186.5793 | -620.1379 | 5897 | -433.5586 | 338.5349 | -95.0237
5898 | 1000 | -790.1498 | 209.8502 | 5898 | 1000 | -790.1498 | 209.8502 | 5898 | 1000 | -790.1498 | 209.8502 | 5898 | 1298.7074 | -710.2941 | 588.4134 | 5898 | 1577.6074 | -1271.3449 | 306.2625 | 5898 | 1298.7074 | -1271.0195 | 27.6879 | 5898 | 122.6647 | -757.9667 | -635.3021 | 5898 | 122.6647 | -232.8526 | -110.1879 | 5898 | 122.6647 | -232.8526 | -110.1879
5899 | 1000 | -844.4203 | 155.5797 | 5899 | 1000 | -844.4203 | 155.5797 | 5899 | 1000 | -844.4203 | 155.5797 | 5899 | 1294.8364 | -748.5703 | 546.2661 | 5899 | 1343.9198 | -1716 | -372.0802 | 5899 | 1294.8364 | -1716 | -421.1636 | 5899 | 181.4674 | -775.3037 | -593.8362 | 5899 | 181.4674 | -775.3037 | -593.8362 | 5899 | 181.4674 | -775.3037 | -593.8362
5900 | 1000 | -847.4875 | 152.5125 | 5900 | 1000 | -847.4875 | 152.5125 | 5900 | 1000 | -847.4875 | 152.5125 | 5900 | 2000 | -1716 | 284 | 5900 | 2000 | -1716 | 284 | 5900 | 2000 | -1716 | 284 | 5900 | 874.3787 | -1374.4554 | -500.0767 | 5900 | 874.3787 | -1374.4554 | -500.0767 | 5900 | 874.3787 | -1374.4554 | -500.0767
5901 | 1000 | -755.9071 | 244.0929 | 5901 | 1000 | -755.9071 | 244.0929 | 5901 | 1000 | -755.9071 | 244.0929 | 5901 | 2000 | -1716 | 284 | 5901 | 2000 | -1361.1433 | 638.8567 | 5901 | 2000 | -1716 | 284 | 5901 | 1303.2855 | -1205.5358 | 97.7498 | 5901 | 1303.2855 | -1716 | -412.7145 | 5901 | 1303.2855 | -1716 | -412.7145
5902 | 1000 | -740.2284 | 259.7716 | 5902 | 1000 | -740.2284 | 259.7716 | 5902 | 1000 | -740.2284 | 259.7716 | 5902 | 2000 | -1716 | 284 | 5902 | 2000 | -1716 | 284 | 5902 | 2000 | -1716 | 284 | 5902 | 1754.9516 | -1651.0549 | 103.8967 | 5902 | 2000 | -830.7884 | 1169.2116 | 5902 | 2000 | -305.6742 | 1694.3258
5903 | 1000 | -794.3111 | 205.6889 | 5903 | 1000 | -794.3111 | 205.6889 | 5903 | 1000 | -794.3111 | 205.6889 | 5903 | 2000 | -1660.9695 | 339.0305 | 5903 | 2000 | -1660.9695 | 339.0305 | 5903 | 2000 | -1660.8502 | 339.1498 | 5903 | 2000 | -981.3287 | 1018.6713 | 5903 | 2000 | -1716 | 284 | 5903 | 2000 | -1716 | 284
5904 | 1000 | -862.3075 | 137.6925 | 5904 | 1000 | -862.3075 | 137.6925 | 5904 | 1000 | -862.3075 | 137.6925 | 5904 | 2000 | -1586.0377 | 413.9623 | 5904 | 2000 | -1586.0377 | 413.9623 | 5904 | 2000 | -1586.0377 | 413.9623 | 5904 | 2000 | -1716 | 284 | 5904 | 2000 | -1134.583 | 865.417 | 5904 | 2000 | -609.4689 | 1390.5311
5905 | 1000 | -1016 | -16 | 5905 | 1000 | -1016 | -16 | 5905 | 1000 | -1016 | -16 | 5905 | 2000 | -1716 | 284 | 5905 | 2000 | -1716 | 284 | 5905 | 2000 | -1716 | 284 | 5905 | 2000 | -1716 | 284 | 5905 | 2000 | -1716 | 284 | 5905 | 2000 | -1716 | 284
5906 | 1000 | -1016 | -16 | 5906 | 1000 | -916.1947 | 83.8053 | 5906 | 1000 | -916.1947 | 83.8053 | 5906 | 2000 | -1716 | 284 | 5906 | 2000 | -1716 | 284 | 5906 | 2000 | -1716 | 284 | 5906 | 2000 | -1716 | 284 | 5906 | 2000 | -1716 | 284 | 5906 | 2000 | -1716 | 284
5907 | 1000 | -1016 | -16 | 5907 | 1000 | -865.8525 | 134.1475 | 5907 | 1000 | -865.8525 | 134.1475 | 5907 | 2000 | -1716 | 284 | 5907 | 2000 | -1716 | 284 | 5907 | 2000 | -1716 | 284 | 5907 | 2000 | -1716 | 284 | 5907 | 2000 | -1339.746 | 660.254 | 5907 | 2000 | -1339.746 | 660.254
5908 | 1000 | -1016 | -16 | 5908 | 1000 | -885.5972 | 114.4028 | 5908 | 1000 | -885.5972 | 114.4028 | 5908 | 2000 | -1716 | 284 | 5908 | 2000 | -1716 | 284 | 5908 | 2000 | -1716 | 284 | 5908 | 2000 | -1716 | 284 | 5908 | 2000 | -1385.0853 | 614.9147 | 5908 | 2000 | -1716 | 284
5909 | 1000 | -1001.062 | -1.062 | 5909 | 1000 | -881.9902 | 118.0098 | 5909 | 1000 | -881.9902 | 118.0098 | 5909 | 2000 | -1716 | 284 | 5909 | 2000 | -1716 | 284 | 5909 | 2000 | -1716 | 284 | 5909 | 2000 | -1716 | 284 | 5909 | 2000 | -1716 | 284 | 5909 | 2000 | -1383.9029 | 616.0971
5910 | 1000 | -779.5875 | 220.4125 | 5910 | 1000 | -779.5875 | 220.4125 | 5910 | 1000 | -779.5875 | 220.4125 | 5910 | 2000 | -1519.0999 | 480.9001 | 5910 | 2000 | -1643.146 | 356.854 | 5910 | 2000 | -1643.146 | 356.854 | 5910 | 2000 | -1240.1923 | 759.8077 | 5910 | 2000 | -715.0782 | 1284.9218 | 5910 | 2000 | -1240.1923 | 759.8077
5911 | 1000 | -620.8093 | 379.1907 | 5911 | 1000 | -620.8093 | 379.1907 | 5911 | 1000 | -620.8093 | 379.1907 | 5911 | 2000 | -1716 | 284 | 5911 | 2000 | -1716 | 284 | 5911 | 2000 | -1479.0669 | 520.9331 | 5911 | 1483.9327 | 48.59 | 1532.5227 | 5911 | 1616.892 | -609.4835 | 1007.4085 | 5911 | 1483.9327 | -476.5242 | 1007.4085
5912 | 1000 | -358.7856 | 641.2144 | 5912 | 1000 | -358.7856 | 641.2144 | 5912 | 1000 | -358.7856 | 641.2144 | 5912 | 2000 | -1223.415 | 776.585 | 5912 | 2000 | -1716 | 284 | 5912 | 2000 | -1223.415 | 776.585 | 5912 | 1283.1719 | 27.0764 | 1310.2483 | 5912 | 1331.441 | -21.1927 | 1310.2483 | 5912 | 1228.1988 | 607.1637 | 1835.3625
5913 | -190.8262 | -49.7853 | -240.6115 | 5913 | -225.4699 | 378.4227 | 152.9529 | 5913 | -225.4699 | 378.4227 | 152.9529 | 5913 | 2000 | -1716 | 284 | 5913 | 2000 | -1716 | 284 | 5913 | 2000 | -1244.2519 | 755.7481 | 5913 | -1342.564 | 1717 | 374.436 | 5913 | -1342.564 | 1717 | 374.436 | 5913 | -1289.764 | 1717 | 427.236
5914 | -639.2426 | 1017 | 377.7574 | 5914 | -639.2426 | 6.7222 | -632.5204 | 5914 | -639.2426 | 630.5871 | -8.6555 | 5914 | -969.6829 | 1717 | 747.3171 | 5914 | -954.9579 | 1238.779 | 283.8211 | 5914 | -954.9579 | 1717 | 762.0421 | 5914 | -1305.7265 | 1717 | 411.2735 | 5914 | -1305.7265 | 1717 | 411.2735 | 5914 | -1305.7265 | 1717 | 411.2735
5915 | -571.7206 | 1017 | 445.2794 | 5915 | -579.6206 | 874.4494 | 294.8288 | 5915 | -579.6206 | 874.4494 | 294.8288 | 5915 | -1062.2948 | 1717 | 654.7052 | 5915 | -1062.2948 | 1717 | 654.7052 | 5915 | -1062.2948 | 1450.6976 | 388.4028 | 5915 | -1228.6556 | 1717 | 488.3444 | 5915 | -1228.6556 | 1717 | 488.3444 | 5915 | -1216.9223 | 1717 | 500.0777
5916 | -597.7513 | 322.0049 | -275.7465 | 5916 | -641.2013 | 655.5539 | 14.3526 | 5916 | -641.2013 | 655.5539 | 14.3526 | 5916 | -1125.7248 | 1717 | 591.2752 | 5916 | -1125.7248 | 1240.1345 | 114.4097 | 5916 | -1125.7248 | 1240.1345 | 114.4097 | 5916 | -1293.9348 | 1717 | 423.0652 | 5916 | -1293.9348 | 1717 | 423.0652 | 5916 | -1293.9348 | 1717 | 423.0652
5917 | -652.7488 | 1017 | 364.2512 | 5917 | -652.7488 | 1017 | 364.2512 | 5917 | -652.7488 | 1017 | 364.2512 | 5917 | -1141.3732 | 1717 | 575.6268 | 5917 | -1141.3732 | 1717 | 575.6268 | 5917 | -1141.3732 | 1717 | 575.6268 | 5917 | -1313.6841 | 1717 | 403.3159 | 5917 | -1313.6841 | 1717 | 403.3159 | 5917 | -1313.6841 | 1717 | 403.3159
5918 | 545.8269 | -164.3352 | 381.4917 | 5918 | 545.8269 | -164.3352 | 381.4917 | 5918 | 545.8269 | -164.3352 | 381.4917 | 5918 | -840.7551 | 1404.0585 | 563.3034 | 5918 | -840.7551 | 904.0585 | 63.3034 | 5918 | -581.116 | 1144.4193 | 563.3034 | 5918 | -1443.4249 | 1717 | 273.5751 | 5918 | -1443.4249 | 1717 | 273.5751 | 5918 | -1443.4249 | 1717 | 273.5751
5919 | 1000 | -1016 | -16 | 5919 | 1000 | -1016 | -16 | 5919 | 1000 | -1016 | -16 | 5919 | 2000 | -1716 | 284 | 5919 | 2000 | -1716 | 284 | 5919 | 2000 | -1716 | 284 | 5919 | 1588.1055 | -1716 | -127.8945 | 5919 | 1315.8588 | -1716 | -400.1412 | 5919 | 1315.8588 | -1716 | -400.1412
5920 | 1000 | -898.1547 | 101.8453 | 5920 | 1000 | -898.1547 | 101.8453 | 5920 | 1000 | -898.1547 | 101.8453 | 5920 | 2000 | -1647.4842 | 352.5158 | 5920 | 2000 | -1647.4842 | 352.5158 | 5920 | 2000 | -1647.4842 | 352.5158 | 5920 | 2000 | -1174.0968 | 825.9032 | 5920 | 2000 | -1174.0968 | 825.9032 | 5920 | 2000 | -1174.0968 | 825.9032
5921 | 1000 | -1016 | -16 | 5921 | 1000 | -1016 | -16 | 5921 | 1000 | -1016 | -16 | 5921 | 2000 | -1716 | 284 | 5921 | 2000 | -1716 | 284 | 5921 | 2000 | -1716 | 284 | 5921 | 2000 | -1413.1064 | 586.8936 | 5921 | 2000 | -913.1064 | 1086.8936 | 5921 | 2000 | -913.1064 | 1086.8936
5922 | 1000 | -1016 | -16 | 5922 | 1000 | -1016 | -16 | 5922 | 1000 | -1016 | -16 | 5922 | 2000 | -1716 | 284 | 5922 | 2000 | -1716 | 284 | 5922 | 2000 | -1716 | 284 | 5922 | 1662.1131 | -1070.6127 | 591.5004 | 5922 | 1662.1131 | -1070.6127 | 591.5004 | 5922 | 1662.1131 | -1070.6127 | 591.5004
5923 | 1000 | -850.7845 | 149.2155 | 5923 | 1000 | -850.7845 | 149.2155 | 5923 | 1000 | -850.7845 | 149.2155 | 5923 | 2000 | -1592.6151 | 407.3849 | 5923 | 2000 | -1592.6151 | 407.3849 | 5923 | 2000 | -1592.6151 | 407.3849 | 5923 | 1329.6449 | -486.592 | 843.0529 | 5923 | 1329.6449 | -986.592 | 343.0529 | 5923 | 1329.6449 | -986.592 | 343.0529
5924 | 1000 | -961.2367 | 38.7633 | 5924 | 1000 | -961.2367 | 38.7633 | 5924 | 1000 | -961.2367 | 38.7633 | 5924 | 2000 | -1716 | 284 | 5924 | 2000 | -1716 | 284 | 5924 | 2000 | -1716 | 284 | 5924 | 1280.0004 | -582.4213 | 697.5791 | 5924 | 1280.0004 | -699.7053 | 580.2951 | 5924 | 1280.0004 | -699.7053 | 580.2951
5925 | 1000 | -1011.9219 | -11.9219 | 5925 | 1000 | -1011.9219 | -11.9219 | 5925 | 1000 | -1011.9219 | -11.9219 | 5925 | 2000 | -1716 | 284 | 5925 | 2000 | -1716 | 284 | 5925 | 2000 | -1716 | 284 | 5925 | 1363.6381 | -764.8798 | 598.7583 | 5925 | 1363.6381 | -764.8798 | 598.7583 | 5925 | 1363.6381 | -764.8798 | 598.7583
5926 | 1000 | -1016 | -16 | 5926 | 1000 | -1016 | -16 | 5926 | 1000 | -1016 | -16 | 5926 | 1966.0738 | -1716 | 250.0738 | 5926 | 1966.0738 | -1716 | 250.0738 | 5926 | 1966.0738 | -1716 | 250.0738 | 5926 | 1347.8078 | -841.384 | 506.4238 | 5926 | 1347.8078 | -841.384 | 506.4238 | 5926 | 1347.8078 | -841.384 | 506.4238
5927 | 1000 | -1016 | -16 | 5927 | 1000 | -1016 | -16 | 5927 | 1000 | -1016 | -16 | 5927 | 2000 | -1716 | 284 | 5927 | 2000 | -1716 | 284 | 5927 | 2000 | -1716 | 284 | 5927 | 1742.0141 | -1259.4581 | 482.556 | 5927 | 1742.0141 | -1259.4581 | 482.556 | 5927 | 1742.0141 | -1259.4581 | 482.556
5928 | 1000 | -1016 | -16 | 5928 | 1000 | -1016 | -16 | 5928 | 1000 | -1016 | -16 | 5928 | 2000 | -1716 | 284 | 5928 | 2000 | -1716 | 284 | 5928 | 2000 | -1716 | 284 | 5928 | 2000 | -1592.1637 | 407.8363 | 5928 | 2000 | -1239.3705 | 760.6295 | 5928 | 2000 | -1239.2856 | 760.7144
5929 | 1000 | -991.0811 | 8.9189 | 5929 | 1000 | -991.0811 | 8.9189 | 5929 | 1000 | -991.0811 | 8.9189 | 5929 | 2000 | -1716 | 284 | 5929 | 2000 | -1716 | 284 | 5929 | 2000 | -1716 | 284 | 5929 | 2000 | -1618.2505 | 381.7495 | 5929 | 2000 | -1493.1651 | 506.8349 | 5929 | 2000 | -1402.3414 | 597.6586
5930 | 1000 | -1016 | -16 | 5930 | 1000 | -1016 | -16 | 5930 | 1000 | -1016 | -16 | 5930 | 2000 | -1716 | 284 | 5930 | 2000 | -1716 | 284 | 5930 | 2000 | -1716 | 284 | 5930 | 2000 | -1133.6054 | 866.3946 | 5930 | 2000 | -1081.0607 | 918.9393 | 5930 | 2000 | -1123.2237 | 876.7763
5931 | 1000 | -1016 | -16 | 5931 | 1000 | -1016 | -16 | 5931 | 1000 | -1016 | -16 | 5931 | 2000 | -1716 | 284 | 5931 | 2000 | -1716 | 284 | 5931 | 2000 | -1716 | 284 | 5931 | 2000 | -1449.3885 | 550.6115 | 5931 | 2000 | -942.5209 | 1057.4791 | 5931 | 2000 | -1481.0575 | 518.9425
5932 | 1000 | -1016 | -16 | 5932 | 1000 | -1016 | -16 | 5932 | 1000 | -1016 | -16 | 5932 | 2000 | -1716 | 284 | 5932 | 2000 | -1716 | 284 | 5932 | 2000 | -1716 | 284 | 5932 | 2000 | -1716 | 284 | 5932 | 2000 | -1625.0914 | 374.9086 | 5932 | 2000 | -1716 | 284
5933 | 1000 | -1016 | -16 | 5933 | 1000 | -1016 | -16 | 5933 | 1000 | -1016 | -16 | 5933 | 2000 | -1716 | 284 | 5933 | 2000 | -1716 | 284 | 5933 | 2000 | -1716 | 284 | 5933 | 2000 | -1716 | 284 | 5933 | 2000 | -1716 | 284 | 5933 | 2000 | -1716 | 284
5934 | 1000 | -1016 | -16 | 5934 | 1000 | -1016 | -16 | 5934 | 1000 | -1016 | -16 | 5934 | 2000 | -1716 | 284 | 5934 | 2000 | -1716 | 284 | 5934 | 2000 | -1716 | 284 | 5934 | 2000 | -1716 | 284 | 5934 | 2000 | -1716 | 284 | 5934 | 2000 | -1716 | 284
5935 | 1000 | -556.2985 | 443.7015 | 5935 | 1000 | -556.2985 | 443.7015 | 5935 | 1000 | -556.2985 | 443.7015 | 5935 | 2000 | -1567.1053 | 432.8947 | 5935 | 2000 | -1567.1053 | 432.8947 | 5935 | 2000 | -1567.1053 | 432.8947 | 5935 | 1944.1894 | -1189.8854 | 754.304 | 5935 | 1944.1894 | -1189.8854 | 754.304 | 5935 | 1944.1894 | -1189.8854 | 754.304
5936 | -506.4806 | 1017 | 510.5194 | 5936 | -506.4806 | 1017 | 510.5194 | 5936 | -506.4806 | 1017 | 510.5194 | 5936 | -677.5574 | 1467.9541 | 790.3967 | 5936 | -677.5574 | 1467.9541 | 790.3967 | 5936 | -677.5574 | 1467.9541 | 790.3967 | 5936 | -1077.4635 | 1717 | 639.5365 | 5936 | -1077.4635 | 1717 | 639.5365 | 5936 | -1077.4635 | 1717 | 639.5365
5937 | -502.0928 | 1017 | 514.9072 | 5937 | -502.0928 | 1017 | 514.9072 | 5937 | -502.0928 | 1017 | 514.9072 | 5937 | -942.0249 | 1717 | 774.9751 | 5937 | -942.0249 | 1717 | 774.9751 | 5937 | -942.0249 | 1717 | 774.9751 | 5937 | -1065.6435 | 1717 | 651.3565 | 5937 | -1065.6435 | 1717 | 651.3565 | 5937 | -1065.6435 | 1717 | 651.3565
5938 | -516.9467 | 1017 | 500.0533 | 5938 | -516.9467 | 1017 | 500.0533 | 5938 | -516.9467 | 1017 | 500.0533 | 5938 | -959.1407 | 1564.378 | 605.2373 | 5938 | -959.1407 | 1564.378 | 605.2373 | 5938 | -959.1407 | 1508.6735 | 549.5328 | 5938 | -1085.0212 | 1717 | 631.9788 | 5938 | -1085.0212 | 1717 | 631.9788 | 5938 | -1085.0212 | 1717 | 631.9788
5939 | -530.9279 | 1017 | 486.0721 | 5939 | -530.9279 | 1017 | 486.0721 | 5939 | -530.9279 | 1017 | 486.0721 | 5939 | -977.6319 | 1547.6375 | 570.0056 | 5939 | -977.6319 | 1547.6375 | 570.0056 | 5939 | -977.6319 | 1547.6375 | 570.0056 | 5939 | -1108.0225 | 1717 | 608.9775 | 5939 | -1108.0225 | 1717 | 608.9775 | 5939 | -1108.0225 | 1717 | 608.9775
5940 | -545.3764 | 1017 | 471.6236 | 5940 | -545.3764 | 1017 | 471.6236 | 5940 | -545.3764 | 1017 | 471.6236 | 5940 | -991.1936 | 1401.0669 | 409.8733 | 5940 | -991.1936 | 1280.3176 | 289.124 | 5940 | -991.1936 | 1113.4778 | 122.2842 | 5940 | -1120.6973 | 1717 | 596.3027 | 5940 | -1120.6973 | 1491.8609 | 371.1636 | 5940 | -1120.6973 | 1491.8609 | 371.1636
5941 | -517.5298 | 931.8027 | 414.2728 | 5941 | -517.5298 | 779.9563 | 262.4264 | 5941 | -517.5298 | 779.9563 | 262.4264 | 5941 | -678.2322 | -294.7409 | -972.973 | 5941 | -678.2322 | -261.8963 | -940.1285 | 5941 | -678.2322 | 472.1591 | -206.073 | 5941 | -1058.2021 | 1145.3688 | 87.1667 | 5941 | -1058.2021 | 404.3212 | -653.8809 | 5941 | -1058.2021 | 1087.4972 | 29.2951
5942 | -459.5024 | 873.8686 | 414.3663 | 5942 | -459.5024 | 873.8686 | 414.3663 | 5942 | -459.5024 | 873.8686 | 414.3663 | 5942 | -362.2547 | 651.0137 | 288.759 | 5942 | -362.2547 | 651.0137 | 288.759 | 5942 | -362.2547 | 151.0137 | -211.241 | 5942 | -946.023 | 1425.6235 | 479.6004 | 5942 | -946.023 | 925.6235 | -20.3996 | 5942 | -946.023 | 925.6235 | -20.3996
5943 | -84.2557 | 104.9816 | 20.7259 | 5943 | -84.2557 | 104.9816 | 20.7259 | 5943 | -84.2557 | 104.9816 | 20.7259 | 5943 | -274.6899 | 149.8406 | -124.8493 | 5943 | -274.6899 | 149.8406 | -124.8493 | 5943 | -274.6899 | 149.8406 | -124.8493 | 5943 | -763.0589 | 767.5627 | 4.5038 | 5943 | -763.0589 | 767.5627 | 4.5038 | 5943 | -763.0589 | 767.5627 | 4.5038
5944 | 633.2131 | -1016 | -382.7869 | 5944 | 633.2131 | -1016 | -382.7869 | 5944 | 633.2131 | -1016 | -382.7869 | 5944 | 1365.1909 | -1716 | -350.8091 | 5944 | 1412.9395 | -1716 | -303.0605 | 5944 | 1365.1909 | -1716 | -350.8091 | 5944 | -104.7908 | -376.3627 | -481.1535 | 5944 | -104.7908 | -376.3627 | -481.1535 | 5944 | -104.7908 | -376.3627 | -481.1535
5945 | 1000 | -1016 | -16 | 5945 | 1000 | -1016 | -16 | 5945 | 1000 | -1016 | -16 | 5945 | 1197.3749 | -1716 | -518.6251 | 5945 | 2000 | -1716 | 284 | 5945 | 1697.3749 | -1716 | -18.6251 | 5945 | 1456.1772 | -1716 | -259.8228 | 5945 | 2000 | -1454.2679 | 545.7321 | 5945 | 1758.0184 | -1716 | 42.0184
5946 | 1000 | -1016 | -16 | 5946 | 1000 | -1016 | -16 | 5946 | 1000 | -1016 | -16 | 5946 | 2000 | -1716 | 284 | 5946 | 2000 | -1716 | 284 | 5946 | 2000 | -1716 | 284 | 5946 | 2000 | -1716 | 284 | 5946 | 2000 | -1716 | 284 | 5946 | 2000 | -1716 | 284
5947 | 1000 | -1016 | -16 | 5947 | 1000 | -1016 | -16 | 5947 | 1000 | -1016 | -16 | 5947 | 2000 | -1716 | 284 | 5947 | 2000 | -1716 | 284 | 5947 | 2000 | -1716 | 284 | 5947 | 2000 | -1716 | 284 | 5947 | 2000 | -1716 | 284 | 5947 | 2000 | -1716 | 284
5948 | 1000 | -1016 | -16 | 5948 | 1000 | -1016 | -16 | 5948 | 1000 | -1016 | -16 | 5948 | 2000 | -1716 | 284 | 5948 | 2000 | -1716 | 284 | 5948 | 2000 | -1716 | 284 | 5948 | 2000 | -1716 | 284 | 5948 | 2000 | -1716 | 284 | 5948 | 2000 | -1716 | 284
5949 | 1000 | -1016 | -16 | 5949 | 1000 | -1016 | -16 | 5949 | 1000 | -1016 | -16 | 5949 | 2000 | -1716 | 284 | 5949 | 2000 | -1716 | 284 | 5949 | 2000 | -1716 | 284 | 5949 | 2000 | -1716 | 284 | 5949 | 2000 | -1716 | 284 | 5949 | 2000 | -1716 | 284
5950 | 1000 | -1016 | -16 | 5950 | 1000 | -1016 | -16 | 5950 | 1000 | -1016 | -16 | 5950 | 1736.7744 | -1716 | 20.7744 | 5950 | 2000 | -1716 | 284 | 5950 | 2000 | -1716 | 284 | 5950 | 2000 | -1716 | 284 | 5950 | 2000 | -1716 | 284 | 5950 | 2000 | -1716 | 284
5951 | 1000 | -1016 | -16 | 5951 | 1000 | -1016 | -16 | 5951 | 1000 | -1016 | -16 | 5951 | 1880.101 | -1716 | 164.101 | 5951 | 2000 | -1716 | 284 | 5951 | 2000 | -1716 | 284 | 5951 | 2000 | -1657.631 | 342.369 | 5951 | 2000 | -1657.631 | 342.369 | 5951 | 2000 | -1657.631 | 342.369
5952 | 1000 | -1016 | -16 | 5952 | 1000 | -1016 | -16 | 5952 | 1000 | -1016 | -16 | 5952 | 1934.055 | -1716 | 218.055 | 5952 | 2000 | -1716 | 284 | 5952 | 2000 | -1716 | 284 | 5952 | 2000 | -1522.5477 | 477.4523 | 5952 | 2000 | -1022.5477 | 977.4523 | 5952 | 2000 | -1494.1756 | 505.8244
5953 | 1000 | -1016 | -16 | 5953 | 1000 | -909.954 | 90.046 | 5953 | 1000 | -1016 | -16 | 5953 | 2000 | -1611.8406 | 388.1594 | 5953 | 2000 | -1611.8406 | 388.1594 | 5953 | 2000 | -1611.8406 | 388.1594 | 5953 | 2000 | -1285.3577 | 714.6423 | 5953 | 2000 | -785.3577 | 1214.6423 | 5953 | 2000 | -825.2037 | 1174.7963
5954 | 1000 | -897.5167 | 102.4833 | 5954 | 1000 | -480.6095 | 519.3905 | 5954 | 1000 | -876.0406 | 123.9594 | 5954 | 2000 | -1507.2527 | 492.7473 | 5954 | 2000 | -1102.0994 | 897.9006 | 5954 | 2000 | -1096.0301 | 903.9699 | 5954 | 2000 | -1136.411 | 863.589 | 5954 | 2000 | -636.411 | 1363.589 | 5954 | 2000 | -636.411 | 1363.589
5955 | 1000 | -881.3316 | 118.6684 | 5955 | 1000 | -355.7208 | 644.2792 | 5955 | 1000 | -747.3389 | 252.6611 | 5955 | 2000 | -1511.2906 | 488.7094 | 5955 | 2000 | -1004.92 | 995.08 | 5955 | 2000 | -1011.2906 | 988.7094 | 5955 | 2000 | -1140.8719 | 859.1281 | 5955 | 2000 | -640.8719 | 1359.1281 | 5955 | 2000 | -640.8719 | 1359.1281
5956 | 1000 | -1016 | -16 | 5956 | 1000 | -496.0717 | 503.9283 | 5956 | 1000 | -870.7074 | 129.2926 | 5956 | 1800.6881 | -1509.0016 | 291.6864 | 5956 | 2000 | -1208.3136 | 791.6864 | 5956 | 2000 | -1208.3136 | 791.6864 | 5956 | 2000 | -1343.1258 | 656.8742 | 5956 | 2000 | -882.8387 | 1117.1613 | 5956 | 2000 | -882.8387 | 1117.1613
5957 | 1000 | -1016 | -16 | 5957 | 1000 | -1016 | -16 | 5957 | 1000 | -1016 | -16 | 5957 | 1886.8693 | -1716 | 170.8693 | 5957 | 1921.7111 | -1716 | 205.7111 | 5957 | 1921.7111 | -1716 | 205.7111 | 5957 | 1606.8272 | -1149.3059 | 457.5213 | 5957 | 1606.8272 | -699.4362 | 907.391 | 5957 | 1606.8272 | -1149.3059 | 457.5213
5958 | 961.9851 | -1016 | -54.0149 | 5958 | 961.9851 | -1016 | -54.0149 | 5958 | 961.9851 | -1016 | -54.0149 | 5958 | 1351.0209 | -1500.7296 | -149.7087 | 5958 | 1166.5764 | -1316.2851 | -149.7087 | 5958 | 1129.8391 | -1716 | -586.1609 | 5958 | 504.6304 | -217.7817 | 286.8487 | 5958 | 504.6304 | -217.7817 | 286.8487 | 5958 | 504.6304 | -217.7817 | 286.8487
5959 | 741.5851 | -1016 | -274.4149 | 5959 | 631.0639 | -1016 | -384.9361 | 5959 | 537.1922 | -1016 | -478.8078 | 5959 | 904.5827 | -986.9922 | -82.4095 | 5959 | 722.8111 | -841.823 | -119.0119 | 5959 | 869.3365 | -1451.746 | -582.4095 | 5959 | -51.0566 | 357.1273 | 306.0707 | 5959 | -51.0566 | 357.1273 | 306.0707 | 5959 | -51.0566 | 357.1273 | 306.0707
5960 | 924.5979 | -1016 | -91.4021 | 5960 | 424.5979 | -1016 | -591.4021 | 5960 | 424.5979 | -1016 | -591.4021 | 5960 | 1121.5704 | -1103.6831 | 17.8873 | 5960 | 317.4082 | -299.5209 | 17.8873 | 5960 | 471.0195 | -953.1322 | -482.1127 | 5960 | -1014.5754 | 1462.8775 | 448.3021 | 5960 | -1014.5754 | 1462.8775 | 448.3021 | 5960 | -1014.5754 | 1462.8775 | 448.3021
5961 | -898.4118 | 917.6884 | 19.2765 | 5961 | -898.4118 | 417.6884 | -480.7235 | 5961 | -898.4118 | 417.6884 | -480.7235 | 5961 | -1197.5339 | 1299.1535 | 101.6196 | 5961 | -1456.6773 | 1058.2969 | -398.3804 | 5961 | -1456.6773 | 1058.2969 | -398.3804 | 5961 | -1698.6293 | 1717 | 18.3707 | 5961 | -1698.6293 | 1717 | 18.3707 | 5961 | -1698.6293 | 1717 | 18.3707
5962 | -929.9024 | 944.7022 | 14.7998 | 5962 | -929.9024 | 444.7022 | -485.2002 | 5962 | -929.9024 | 444.7022 | -485.2002 | 5962 | -1499.8458 | 1597.9887 | 98.1429 | 5962 | -1499.8458 | 1097.9887 | -401.8571 | 5962 | -1499.8458 | 1097.9887 | -401.8571 | 5962 | -1753.4757 | 1717 | -36.4757 | 5962 | -1753.4757 | 1717 | -36.4757 | 5962 | -1753.4757 | 1717 | -36.4757
5963 | -912.3132 | 68.9818 | -843.3314 | 5963 | -912.3132 | 383.7732 | -528.54 | 5963 | -912.3132 | 347.2925 | -565.0207 | 5963 | -1484.493 | 684.852 | -799.641 | 5963 | -1484.493 | 684.852 | -799.641 | 5963 | -1484.493 | 904.3011 | -580.1919 | 5963 | -1740.3594 | 1717 | -23.3594 | 5963 | -1740.3594 | 1717 | -23.3594 | 5963 | -1740.3594 | 1717 | -23.3594
5964 | -866.2119 | -199.3314 | -1065.5433 | 5964 | -866.2119 | -683.3232 | -1549.5351 | 5964 | -866.2119 | 83.5768 | -782.6351 | 5964 | -1431.9811 | 14.3843 | -1417.5967 | 5964 | -1431.9811 | 14.3843 | -1417.5967 | 5964 | -1431.9811 | 781.2843 | -650.6967 | 5964 | -1587.5701 | 1717 | 129.4299 | 5964 | -1681.4368 | 785.9591 | -895.4776 | 5964 | -1681.4368 | 1474.3854 | -207.0514
5965 | -827.7315 | 170.6969 | -657.0346 | 5965 | -827.7315 | -346.6135 | -1174.3451 | 5965 | -827.7315 | 170.6969 | -657.0346 | 5965 | -527.0715 | 574.802 | 47.7304 | 5965 | -527.0715 | -151.3971 | -678.4686 | 5965 | -527.0715 | 149.6718 | -377.3997 | 5965 | -1583.4235 | 1717 | 133.5765 | 5965 | -1583.4235 | 1070.8529 | -512.5706 | 5965 | -1583.4235 | 1630.1564 | 46.7329
5966 | 1000 | -883.9328 | 116.0672 | 5966 | 632.0672 | -1016 | -383.9328 | 5966 | 632.0672 | -1016 | -383.9328 | 5966 | 2000 | -1694.3793 | 305.6207 | 5966 | 1595.5818 | -1505.1717 | 90.4101 | 5966 | 1561.3336 | -1716 | -154.6664 | 5966 | -950.6381 | 1717 | 766.3619 | 5966 | -950.6381 | 1717 | 766.3619 | 5966 | -950.6381 | 1717 | 766.3619
5967 | 956.7477 | -1016 | -59.2523 | 5967 | 956.7477 | -1016 | -59.2523 | 5967 | 956.7477 | -1016 | -59.2523 | 5967 | 1968.4439 | -1716 | 252.4439 | 5967 | 1968.4439 | -1716 | 252.4439 | 5967 | 1968.4439 | -1716 | 252.4439 | 5967 | 1348.8651 | -866.0291 | 482.836 | 5967 | 1348.8651 | -866.0291 | 482.836 | 5967 | 1348.8651 | -866.0291 | 482.836
5968 | 889.8605 | -1016 | -126.1395 | 5968 | 1000 | -1016 | -16 | 5968 | 1000 | -1016 | -16 | 5968 | 1728.6657 | -1716 | 12.6657 | 5968 | 2000 | -1716 | 284 | 5968 | 2000 | -1716 | 284 | 5968 | 2000 | -1716 | 284 | 5968 | 2000 | -1716 | 284 | 5968 | 2000 | -1716 | 284
5969 | 1000 | -1016 | -16 | 5969 | 1000 | -1016 | -16 | 5969 | 1000 | -1016 | -16 | 5969 | 1906.028 | -1716 | 190.028 | 5969 | 2000 | -1716 | 284 | 5969 | 2000 | -1716 | 284 | 5969 | 2000 | -1716 | 284 | 5969 | 2000 | -1616.7733 | 383.2267 | 5969 | 2000 | -1716 | 284
5970 | 1000 | -1016 | -16 | 5970 | 1000 | -1016 | -16 | 5970 | 1000 | -1016 | -16 | 5970 | 1964.4162 | -1716 | 248.4162 | 5970 | 2000 | -1716 | 284 | 5970 | 2000 | -1716 | 284 | 5970 | 2000 | -1716 | 284 | 5970 | 2000 | -1716 | 284 | 5970 | 2000 | -1716 | 284
5971 | 1000 | -1016 | -16 | 5971 | 1000 | -1016 | -16 | 5971 | 1000 | -1016 | -16 | 5971 | 2000 | -1716 | 284 | 5971 | 2000 | -1716 | 284 | 5971 | 2000 | -1716 | 284 | 5971 | 2000 | -1716 | 284 | 5971 | 2000 | -1716 | 284 | 5971 | 2000 | -1716 | 284
5972 | 1000 | -1016 | -16 | 5972 | 1000 | -1016 | -16 | 5972 | 1000 | -1016 | -16 | 5972 | 1842.7942 | -1716 | 126.7942 | 5972 | 2000 | -1716 | 284 | 5972 | 2000 | -1716 | 284 | 5972 | 2000 | -1716 | 284 | 5972 | 2000 | -1716 | 284 | 5972 | 2000 | -1716 | 284
5973 | 1000 | -1016 | -16 | 5973 | 1000 | -1016 | -16 | 5973 | 1000 | -1016 | -16 | 5973 | 2000 | -1716 | 284 | 5973 | 2000 | -1716 | 284 | 5973 | 2000 | -1716 | 284 | 5973 | 2000 | -1716 | 284 | 5973 | 2000 | -1716 | 284 | 5973 | 2000 | -1716 | 284
5974 | 1000 | -1016 | -16 | 5974 | 1000 | -1016 | -16 | 5974 | 1000 | -1016 | -16 | 5974 | 1571.6258 | -1716 | -144.3742 | 5974 | 2000 | -1716 | 284 | 5974 | 2000 | -1716 | 284 | 5974 | 2000 | -1716 | 284 | 5974 | 2000 | -1716 | 284 | 5974 | 2000 | -1716 | 284
5975 | 950.4601 | -1016 | -65.5399 | 5975 | 1000 | -1016 | -16 | 5975 | 1000 | -1016 | -16 | 5975 | 1669.6455 | -1716 | -46.3545 | 5975 | 2000 | -1716 | 284 | 5975 | 2000 | -1716 | 284 | 5975 | 2000 | -1716 | 284 | 5975 | 2000 | -1716 | 284 | 5975 | 2000 | -1716 | 284
5976 | 822.9134 | -1016 | -193.0866 | 5976 | 1000 | -1016 | -16 | 5976 | 1000 | -1016 | -16 | 5976 | 1627.3448 | -1716 | -88.6552 | 5976 | 2000 | -1716 | 284 | 5976 | 2000 | -1716 | 284 | 5976 | 2000 | -1716 | 284 | 5976 | 2000 | -1716 | 284 | 5976 | 2000 | -1716 | 284
5977 | 820.1703 | -1016 | -195.8297 | 5977 | 1000 | -1016 | -16 | 5977 | 1000 | -1016 | -16 | 5977 | 1624.2507 | -1716 | -91.7493 | 5977 | 2000 | -1716 | 284 | 5977 | 2000 | -1716 | 284 | 5977 | 1835.9594 | -1716 | 119.9594 | 5977 | 1927.8568 | -1716 | 211.8568 | 5977 | 1927.8568 | -1716 | 211.8568
5978 | 929.188 | -1016 | -86.812 | 5978 | 1000 | -1016 | -16 | 5978 | 1000 | -1016 | -16 | 5978 | 1737.6567 | -1716 | 21.6567 | 5978 | 1946.9887 | -1716 | 230.9887 | 5978 | 1929.6039 | -1716 | 213.6039 | 5978 | 1827.524 | -1716 | 111.524 | 5978 | 1827.524 | -1716 | 111.524 | 5978 | 1827.524 | -1716 | 111.524
5979 | 829.4441 | -1016 | -186.5559 | 5979 | 1000 | -1016 | -16 | 5979 | 1000 | -1016 | -16 | 5979 | 1659.7376 | -1716 | -56.2624 | 5979 | 2000 | -1716 | 284 | 5979 | 2000 | -1716 | 284 | 5979 | 1841.0679 | -1716 | 125.0679 | 5979 | 1877.8052 | -1716 | 161.8052 | 5979 | 1877.8052 | -1716 | 161.8052
5980 | 1000 | -1016 | -16 | 5980 | 1000 | -1016 | -16 | 5980 | 1000 | -1016 | -16 | 5980 | 1570.5811 | -1716 | -145.4189 | 5980 | 2000 | -1716 | 284 | 5980 | 2000 | -1716 | 284 | 5980 | 1862.7281 | -1716 | 146.7281 | 5980 | 1954.6254 | -1716 | 238.6254 | 5980 | 1954.6254 | -1716 | 238.6254
5981 | 685.3731 | -1016 | -330.6269 | 5981 | 1000 | -1016 | -16 | 5981 | 1000 | -1016 | -16 | 5981 | 1480.6942 | -1716 | -235.3058 | 5981 | 1480.6942 | -1716 | -235.3058 | 5981 | 1480.6942 | -1716 | -235.3058 | 5981 | 1091.3192 | -1188.0414 | -96.7221 | 5981 | 1091.3192 | -1188.0414 | -96.7221 | 5981 | 1091.3192 | -1188.0414 | -96.7221
5982 | 581.1952 | -1016 | -434.8048 | 5982 | 592.1179 | -1016 | -423.8821 | 5982 | 592.1179 | -1016 | -423.8821 | 5982 | 1003.7938 | -1571.7666 | -567.9728 | 5982 | 1003.7938 | -1571.7666 | -567.9728 | 5982 | 1003.7938 | -1571.7666 | -567.9728 | 5982 | 401.983 | -708.2372 | -306.2542 | 5982 | 401.983 | -708.2372 | -306.2542 | 5982 | 401.983 | -708.2372 | -306.2542
5983 | 663.1247 | -1016 | -352.8753 | 5983 | 663.1247 | -1016 | -352.8753 | 5983 | 663.1247 | -1016 | -352.8753 | 5983 | 357.9961 | -700.4 | -342.404 | 5983 | 357.9961 | -700.4 | -342.404 | 5983 | 357.9961 | -700.4 | -342.404 | 5983 | -233.8802 | 199.151 | -34.7293 | 5983 | -233.8802 | 199.151 | -34.7293 | 5983 | -233.8802 | 199.151 | -34.7293
5984 | 502.4193 | -325.3548 | 177.0645 | 5984 | 502.4193 | -325.3548 | 177.0645 | 5984 | 502.4193 | -325.3548 | 177.0645 | 5984 | -69.5555 | 325.4999 | 255.9444 | 5984 | -69.5555 | 325.4999 | 255.9444 | 5984 | -69.5555 | 325.4999 | 255.9444 | 5984 | -721.0169 | 1409.3674 | 688.3505 | 5984 | -721.0169 | 1409.3674 | 688.3505 | 5984 | -721.0169 | 1409.3674 | 688.3505
5985 | 440.8875 | 19.6818 | 460.5693 | 5985 | 440.8875 | 19.6818 | 460.5693 | 5985 | 440.8875 | 19.6818 | 460.5693 | 5985 | 62.3133 | 564.5576 | 626.871 | 5985 | 62.3133 | 564.5576 | 626.871 | 5985 | 62.3133 | 564.5576 | 626.871 | 5985 | -793.7474 | 1717 | 923.2526 | 5985 | -548.9229 | 1717 | 1168.0771 | 5985 | -548.9229 | 1717 | 1168.0771
5986 | -681.0991 | 1017 | 335.9009 | 5986 | -681.0991 | 1017 | 335.9009 | 5986 | -681.0991 | 1017 | 335.9009 | 5986 | -1020.8004 | 1717 | 696.1996 | 5986 | -1020.8004 | 1717 | 696.1996 | 5986 | -1020.8004 | 1717 | 696.1996 | 5986 | -439.5985 | 1717 | 1277.4015 | 5986 | -439.5985 | 1717 | 1277.4015 | 5986 | -439.5985 | 1717 | 1277.4015
5987 | -560.1896 | 906.4875 | 346.298 | 5987 | -560.1896 | 595.7712 | 35.5816 | 5987 | -560.1896 | 575.7712 | 15.5816 | 5987 | -480.5861 | 1109.4692 | 628.8831 | 5987 | -536.7954 | 887.7831 | 350.9877 | 5987 | -536.7954 | 893.4784 | 356.683 | 5987 | -1347.6773 | 1717 | 369.3227 | 5987 | -1347.6773 | 1717 | 369.3227 | 5987 | -1347.6773 | 1717 | 369.3227
5988 | -588.4215 | 471.4534 | -116.968 | 5988 | -588.4215 | 106.0083 | -482.4132 | 5988 | -588.4215 | 114.849 | -473.5725 | 5988 | -64.1118 | 280.3838 | 216.2719 | 5988 | -7.9026 | 157.763 | 149.8604 | 5988 | -7.9026 | 157.763 | 149.8604 | 5988 | -1383.3485 | 1717 | 333.6515 | 5988 | -1383.3485 | 1717 | 333.6515 | 5988 | -1383.3485 | 1717 | 333.6515
5989 | -608.0498 | 120.5755 | -487.4744 | 5989 | -608.0498 | 109.4162 | -498.6336 | 5989 | -608.0498 | 120.5755 | -487.4744 | 5989 | 1694.8521 | -1173.8637 | 520.9884 | 5989 | 1694.8521 | -1173.8637 | 520.9884 | 5989 | 1694.8521 | -1173.8637 | 520.9884 | 5989 | -1402.541 | 1717 | 314.459 | 5989 | -1402.541 | 1717 | 314.459 | 5989 | -1285.2077 | 1717 | 431.7923
5990 | 641.5104 | -578.52 | 62.9904 | 5990 | 641.5104 | -578.52 | 62.9904 | 5990 | 641.5104 | -578.52 | 62.9904 | 5990 | 2000 | -1572.6215 | 427.3785 | 5990 | 2000 | -1572.6215 | 427.3785 | 5990 | 2000 | -1572.6215 | 427.3785 | 5990 | 105.4833 | 930.5 | 1035.9833 | 5990 | -27.8451 | 563.8284 | 535.9833 | 5990 | 61.8687 | -512.354 | -450.4853
5991 | 1000 | -1016 | -16 | 5991 | 1000 | -1016 | -16 | 5991 | 1000 | -1016 | -16 | 5991 | 2000 | -1716 | 284 | 5991 | 2000 | -1716 | 284 | 5991 | 2000 | -1716 | 284 | 5991 | 2000 | -1716 | 284 | 5991 | 2000 | -1716 | 284 | 5991 | 2000 | -1716 | 284
5992 | 1000 | -1016 | -16 | 5992 | 1000 | -1016 | -16 | 5992 | 1000 | -1016 | -16 | 5992 | 2000 | -1716 | 284 | 5992 | 2000 | -1716 | 284 | 5992 | 2000 | -1716 | 284 | 5992 | 2000 | -1716 | 284 | 5992 | 2000 | -1716 | 284 | 5992 | 2000 | -1716 | 284
5993 | 1000 | -1016 | -16 | 5993 | 1000 | -1016 | -16 | 5993 | 1000 | -1016 | -16 | 5993 | 2000 | -1716 | 284 | 5993 | 2000 | -1716 | 284 | 5993 | 2000 | -1716 | 284 | 5993 | 2000 | -1716 | 284 | 5993 | 2000 | -1716 | 284 | 5993 | 2000 | -1409.6423 | 590.3577
5994 | 1000 | -1016 | -16 | 5994 | 1000 | -1016 | -16 | 5994 | 1000 | -1016 | -16 | 5994 | 2000 | -1716 | 284 | 5994 | 2000 | -1716 | 284 | 5994 | 2000 | -1716 | 284 | 5994 | 2000 | -1716 | 284 | 5994 | 2000 | -1670.0246 | 329.9754 | 5994 | 2000 | -1655.7593 | 344.2407
5995 | 1000 | -1016 | -16 | 5995 | 1000 | -1016 | -16 | 5995 | 1000 | -1016 | -16 | 5995 | 2000 | -1716 | 284 | 5995 | 2000 | -1716 | 284 | 5995 | 2000 | -1716 | 284 | 5995 | 2000 | -1716 | 284 | 5995 | 2000 | -1716 | 284 | 5995 | 2000 | -1716 | 284
5996 | 1000 | -1016 | -16 | 5996 | 1000 | -1016 | -16 | 5996 | 1000 | -1016 | -16 | 5996 | 2000 | -1716 | 284 | 5996 | 2000 | -1716 | 284 | 5996 | 2000 | -1716 | 284 | 5996 | 2000 | -1716 | 284 | 5996 | 2000 | -1716 | 284 | 5996 | 2000 | -1262.3246 | 737.6754
5997 | 1000 | -1016 | -16 | 5997 | 1000 | -1016 | -16 | 5997 | 1000 | -1016 | -16 | 5997 | 2000 | -1716 | 284 | 5997 | 2000 | -1716 | 284 | 5997 | 2000 | -1716 | 284 | 5997 | 2000 | -1224.7235 | 775.2765 | 5997 | 2000 | -1224.7235 | 775.2765 | 5997 | 2000 | -1224.7235 | 775.2765
5998 | 1000 | -1016 | -16 | 5998 | 1000 | -1016 | -16 | 5998 | 1000 | -1016 | -16 | 5998 | 2000 | -1716 | 284 | 5998 | 2000 | -1716 | 284 | 5998 | 2000 | -1716 | 284 | 5998 | 2000 | -1716 | 284 | 5998 | 1263.2997 | -872.6634 | 390.6363 | 5998 | 2000 | -1609.3637 | 390.6363
5999 | 1000 | -1016 | -16 | 5999 | 1000 | -1016 | -16 | 5999 | 1000 | -1016 | -16 | 5999 | 2000 | -1716 | 284 | 5999 | 1931.8741 | -1716 | 215.8741 | 5999 | 2000 | -1716 | 284 | 5999 | 2000 | -1509.3174 | 490.6826 | 5999 | 2000 | -1716 | 284 | 5999 | 716.6696 | -1264.1365 | -547.4669
6000 | 1000 | -1016 | -16 | 6000 | 1000 | -1016 | -16 | 6000 | 1000 | -1016 | -16 | 6000 | 1432.5851 | -1188.8048 | 243.7803 | 6000 | 1459.7803 | -1716 | -256.2197 | 6000 | 1432.5851 | -1688.8048 | -256.2197 | 6000 | 256.2564 | -240.906 | 15.3504 | 6000 | 116.2564 | -600.906 | -484.6496 | 6000 | -103.7436 | -906.0201 | -1009.7637
6001 | 1000 | -1016 | -16 | 6001 | 1000 | -1016 | -16 | 6001 | 1000 | -1016 | -16 | 6001 | 1224.4382 | -1716 | -491.5618 | 6001 | 1390.4733 | -1716 | -325.5267 | 6001 | 1302.9716 | -1628.4982 | -325.5267 | 6001 | -139.0534 | 154.4039 | 15.3504 | 6001 | 0.94656 | -485.5961 | -484.6496 | 6001 | 0.94656 | -510.7103 | -509.7637
6002 | 1000 | -1016 | -16 | 6002 | 1000 | -1016 | -16 | 6002 | 1000 | -1016 | -16 | 6002 | 1063.3794 | -815.074 | 248.3054 | 6002 | 1063.3794 | -1716 | -652.6206 | 6002 | 1063.3794 | -1315.074 | -251.6946 | 6002 | -549.6588 | 563.3121 | 13.6532 | 6002 | -549.6588 | 63.3121 | -486.3468 | 6002 | -629.6588 | 643.3121 | 13.6532
6003 | 1000 | -1016 | -16 | 6003 | 1000 | -1016 | -16 | 6003 | 1000 | -1016 | -16 | 6003 | 1064.0978 | -899.6869 | 164.4109 | 6003 | 1064.0978 | -1399.6869 | -335.5891 | 6003 | 1064.0978 | -1399.6869 | -335.5891 | 6003 | -84.5015 | 48.0556 | -36.4459 | 6003 | -84.5015 | 48.0556 | -36.4459 | 6003 | -524.5015 | -537.0586 | -1061.56
6004 | 1000 | -1016 | -16 | 6004 | 1000 | -1016 | -16 | 6004 | 1000 | -1016 | -16 | 6004 | 978.5642 | -478.6033 | 499.9609 | 6004 | 857.7807 | -1322.0512 | -464.2704 | 6004 | 978.5642 | -1153.003 | -174.4388 | 6004 | -617.0915 | 1632.8113 | 1015.7197 | 6004 | -397.0915 | 1412.8113 | 1015.7197 | 6004 | -617.0915 | 607.6971 | -9.3944
6005 | 752.7809 | -708.729 | 44.0518 | 6005 | 752.7809 | -708.729 | 44.0518 | 6005 | 752.7809 | -708.729 | 44.0518 | 6005 | -371.6015 | 725.9905 | 354.389 | 6005 | -371.6015 | 725.9905 | 354.389 | 6005 | -371.6015 | 725.9905 | 354.389 | 6005 | -1225.4704 | 1717 | 491.5296 | 6005 | -865.4704 | 137.2569 | -728.2135 | 6005 | -873.4704 | 1201.2169 | 327.7464
6006 | 679.0115 | -757.0134 | -78.0019 | 6006 | 679.0115 | -757.0134 | -78.0019 | 6006 | 679.0115 | -757.0134 | -78.0019 | 6006 | -365.3422 | 554.1095 | 188.7673 | 6006 | -365.3422 | 554.1095 | 188.7673 | 6006 | -365.3422 | 554.1095 | 188.7673 | 6006 | -1248.5722 | 1717 | 468.4278 | 6006 | -1058.278 | 1717 | 658.722 | 6006 | -1359.1826 | 1717 | 357.8174
6007 | 255.0197 | -295.8219 | -40.8023 | 6007 | 255.0197 | -1016 | -760.9803 | 6007 | 255.0197 | -1016 | -760.9803 | 6007 | -135.6666 | 379.0702 | 243.4035 | 6007 | 53.2428 | 60.0797 | 113.3225 | 6007 | -135.6666 | 379.0702 | 243.4035 | 6007 | -1334.4916 | 1558.8354 | 224.3438 | 6007 | -1498.9296 | 1717 | 218.0704 | 6007 | -1254.4916 | 1503.9495 | 249.458
6008 | -2.5499 | -342.42 | -344.9699 | 6008 | -2.5499 | -842.42 | -844.9699 | 6008 | -2.5499 | -842.42 | -844.9699 | 6008 | -268.584 | 263.7101 | -4.8739 | 6008 | -268.584 | -300.8745 | -569.4585 | 6008 | -268.584 | -300.8745 | -569.4585 | 6008 | -1476.5428 | 1717 | 240.4572 | 6008 | -1533.1313 | 1717 | 183.8687 | 6008 | -1533.1313 | 1717 | 183.8687
6009 | -782.5453 | 616.9082 | -165.6372 | 6009 | -782.5453 | 116.9082 | -665.6372 | 6009 | -782.5453 | 116.9082 | -665.6372 | 6009 | -1392.0209 | 1558.4677 | 166.4468 | 6009 | -1392.0209 | 1058.4677 | -333.5532 | 6009 | -1392.0209 | 1058.4677 | -333.5532 | 6009 | -1685.1829 | 1717 | 31.8171 | 6009 | -1685.1829 | 1717 | 31.8171 | 6009 | -1685.1829 | 1717 | 31.8171
6010 | -760.5995 | 675.9501 | -84.6494 | 6010 | -760.5995 | 175.9501 | -584.6494 | 6010 | -760.5995 | 175.9501 | -584.6494 | 6010 | -1371.7625 | 1290.853 | -80.9095 | 6010 | -1371.7625 | 1171.4813 | -200.2811 | 6010 | -1371.7625 | 1171.4813 | -200.2811 | 6010 | -1666.612 | 1717 | 50.388 | 6010 | -1666.612 | 1717 | 50.388 | 6010 | -1666.612 | 1717 | 50.388
6011 | -813.3806 | 750.6866 | -62.694 | 6011 | -813.3806 | 250.6866 | -562.694 | 6011 | -813.3806 | 250.6866 | -562.694 | 6011 | -1439.7783 | 1717 | 277.2217 | 6011 | -1439.7783 | 1179.5066 | -260.2716 | 6011 | -1439.7783 | 1306.4736 | -133.3046 | 6011 | -1749.8625 | 1717 | -32.8625 | 6011 | -1749.8625 | 1717 | -32.8625 | 6011 | -1749.8625 | 1717 | -32.8625
6012 | -811.858 | -158.0315 | -969.8895 | 6012 | -811.858 | -344.5423 | -1156.4003 | 6012 | -811.858 | 136.2874 | -675.5705 | 6012 | -1452.4473 | 1423.7866 | -28.6607 | 6012 | -1452.4473 | 1394.1523 | -58.295 | 6012 | -1452.4473 | 1248.0037 | -204.4436 | 6012 | -1776.7232 | 1717 | -59.7232 | 6012 | -1776.7232 | 1717 | -59.7232 | 6012 | -1530.3232 | 1717 | 186.6768
6013 | -797.041 | -729.5368 | -1526.5778 | 6013 | -797.041 | -729.5368 | -1526.5778 | 6013 | -797.041 | 37.3632 | -759.6778 | 6013 | -1420.7954 | 387.3946 | -1033.4008 | 6013 | -1420.7954 | 387.3946 | -1033.4008 | 6013 | -1420.7954 | 1387.3946 | -33.4008 | 6013 | -1728.2362 | 1717 | -11.2362 | 6013 | -1728.2362 | 1717 | -11.2362 | 6013 | -1728.2362 | 1717 | -11.2362
6014 | 972.2331 | -804.8058 | 167.4272 | 6014 | 683.4272 | -1016 | -332.5728 | 6014 | 683.4272 | -1016 | -332.5728 | 6014 | 1346.2744 | -676.3003 | 669.9741 | 6014 | 1346.2744 | -1716 | -369.7256 | 6014 | 1346.2744 | -1409.4003 | -63.1259 | 6014 | -1627.1595 | 1717 | 89.8405 | 6014 | -1627.1595 | 1717 | 89.8405 | 6014 | -1627.1595 | 1717 | 89.8405
6015 | 1000 | -936.491 | 63.509 | 6015 | 1000 | -1016 | -16 | 6015 | 1000 | -1016 | -16 | 6015 | 2000 | -1716 | 284 | 6015 | 2000 | -1716 | 284 | 6015 | 2000 | -1716 | 284 | 6015 | 2000 | -1716 | 284 | 6015 | 2000 | -1716 | 284 | 6015 | 2000 | -779.6647 | 1220.3353
6016 | 1000 | -958.478 | 41.522 | 6016 | 1000 | -1016 | -16 | 6016 | 1000 | -1016 | -16 | 6016 | 2000 | -1515.9842 | 484.0158 | 6016 | 2000 | -1716 | 284 | 6016 | 2000 | -1716 | 284 | 6016 | 2000 | -1716 | 284 | 6016 | 2000 | -366.5907 | 1633.4093 | 6016 | 2000 | -1716 | 284
6017 | 1000 | -661.7739 | 338.2261 | 6017 | 1000 | -1016 | -16 | 6017 | 1000 | -1016 | -16 | 6017 | 2000 | -1200.2089 | 799.7911 | 6017 | 2000 | -1200.2089 | 799.7911 | 6017 | 2000 | -1200.2089 | 799.7911 | 6017 | 2000 | -567.4329 | 1432.5671 | 6017 | 2000 | -567.4329 | 1432.5671 | 6017 | 2000 | -1716 | 284
6018 | 1000 | -1016 | -16 | 6018 | 1000 | -1016 | -16 | 6018 | 1000 | -1016 | -16 | 6018 | 2000 | -1495.6636 | 504.3364 | 6018 | 2000 | -1716 | 284 | 6018 | 2000 | -1716 | 284 | 6018 | 2000 | -1716 | 284 | 6018 | 2000 | -1716 | 284 | 6018 | 2000 | -1716 | 284
6019 | 1000 | -1016 | -16 | 6019 | 1000 | -1016 | -16 | 6019 | 1000 | -1016 | -16 | 6019 | 2000 | -1716 | 284 | 6019 | 2000 | -1716 | 284 | 6019 | 2000 | -1716 | 284 | 6019 | 2000 | -1716 | 284 | 6019 | 2000 | -1716 | 284 | 6019 | 2000 | -1716 | 284
6020 | 1000 | -1016 | -16 | 6020 | 1000 | -1016 | -16 | 6020 | 1000 | -1016 | -16 | 6020 | 2000 | -1716 | 284 | 6020 | 2000 | -1716 | 284 | 6020 | 2000 | -1716 | 284 | 6020 | 2000 | -1716 | 284 | 6020 | 2000 | -1716 | 284 | 6020 | 2000 | -1716 | 284
6021 | 1000 | -1016 | -16 | 6021 | 1000 | -1016 | -16 | 6021 | 1000 | -1016 | -16 | 6021 | 2000 | -1716 | 284 | 6021 | 2000 | -1716 | 284 | 6021 | 2000 | -1716 | 284 | 6021 | 2000 | -1716 | 284 | 6021 | 2000 | -1716 | 284 | 6021 | 2000 | -1716 | 284
6022 | 1000 | -1016 | -16 | 6022 | 1000 | -1016 | -16 | 6022 | 1000 | -1016 | -16 | 6022 | 2000 | -1716 | 284 | 6022 | 2000 | -1716 | 284 | 6022 | 2000 | -1716 | 284 | 6022 | 2000 | -1716 | 284 | 6022 | 2000 | -1716 | 284 | 6022 | 2000 | -1716 | 284
6023 | 1000 | -1016 | -16 | 6023 | 1000 | -1016 | -16 | 6023 | 1000 | -1016 | -16 | 6023 | 2000 | -1716 | 284 | 6023 | 2000 | -1716 | 284 | 6023 | 2000 | -1716 | 284 | 6023 | 2000 | -1716 | 284 | 6023 | 2000 | -1716 | 284 | 6023 | 2000 | -1716 | 284
6024 | 1000 | -1016 | -16 | 6024 | 1000 | -1016 | -16 | 6024 | 1000 | -1016 | -16 | 6024 | 1903.5113 | -1716 | 187.5113 | 6024 | 2000 | -1716 | 284 | 6024 | 2000 | -1716 | 284 | 6024 | 2000 | -1716 | 284 | 6024 | 2000 | -1716 | 284 | 6024 | 2000 | -1716 | 284
6025 | 1000 | -1016 | -16 | 6025 | 1000 | -1016 | -16 | 6025 | 1000 | -1016 | -16 | 6025 | 1823.6877 | -1716 | 107.6877 | 6025 | 2000 | -1716 | 284 | 6025 | 2000 | -1716 | 284 | 6025 | 2000 | -1716 | 284 | 6025 | 2000 | -1716 | 284 | 6025 | 2000 | -1716 | 284
6026 | 1000 | -1016 | -16 | 6026 | 1000 | -1016 | -16 | 6026 | 1000 | -1016 | -16 | 6026 | 1822.7234 | -1716 | 106.7234 | 6026 | 2000 | -1716 | 284 | 6026 | 2000 | -1716 | 284 | 6026 | 2000 | -1716 | 284 | 6026 | 2000 | -1716 | 284 | 6026 | 2000 | -1716 | 284
6027 | 1000 | -1016 | -16 | 6027 | 1000 | -1016 | -16 | 6027 | 1000 | -1016 | -16 | 6027 | 2000 | -1716 | 284 | 6027 | 2000 | -1716 | 284 | 6027 | 2000 | -1716 | 284 | 6027 | 2000 | -1716 | 284 | 6027 | 2000 | -1716 | 284 | 6027 | 2000 | -1716 | 284
6028 | 1000 | -1016 | -16 | 6028 | 1000 | -1016 | -16 | 6028 | 1000 | -1016 | -16 | 6028 | 2000 | -1716 | 284 | 6028 | 2000 | -1716 | 284 | 6028 | 2000 | -1716 | 284 | 6028 | 2000 | -1716 | 284 | 6028 | 2000 | -1716 | 284 | 6028 | 2000 | -1716 | 284
6029 | 1000 | -1016 | -16 | 6029 | 1000 | -1016 | -16 | 6029 | 1000 | -1016 | -16 | 6029 | 2000 | -1716 | 284 | 6029 | 2000 | -1716 | 284 | 6029 | 2000 | -1716 | 284 | 6029 | 1944.2945 | -1716 | 228.2945 | 6029 | 1944.2945 | -1716 | 228.2945 | 6029 | 1944.2945 | -1716 | 228.2945
6030 | 1000 | -1016 | -16 | 6030 | 1000 | -1016 | -16 | 6030 | 1000 | -1016 | -16 | 6030 | 1457.5199 | -1716 | -258.4801 | 6030 | 1514.5872 | -1716 | -201.4128 | 6030 | 1457.5199 | -1716 | -258.4801 | 6030 | 1180.1711 | -1333.4341 | -153.263 | 6030 | 1180.1711 | -634.2385 | 545.9326 | 6030 | 1180.1711 | -1199.5281 | -19.3571
6031 | 817.6332 | -1016 | -198.3668 | 6031 | 1000 | -1016 | -16 | 6031 | 860.6332 | -1016 | -155.3668 | 6031 | 1240.4101 | -1391.4126 | -151.0025 | 6031 | 1240.4101 | -1391.4126 | -151.0025 | 6031 | 1240.4101 | -1391.4126 | -151.0025 | 6031 | 796.6495 | -424.4594 | 372.1901 | 6031 | 796.6495 | 614.8792 | 1411.5287 | 6031 | 796.6495 | 119.5985 | 916.248
6032 | 1000 | -740.3221 | 259.6779 | 6032 | 1000 | -740.3221 | 259.6779 | 6032 | 892.2783 | -1016 | -123.7217 | 6032 | 850.0891 | -308.4822 | 541.6069 | 6032 | 850.0891 | -308.4822 | 541.6069 | 6032 | 850.0891 | -308.4822 | 541.6069 | 6032 | -637.5664 | 1717 | 1079.4336 | 6032 | -637.5664 | 1717 | 1079.4336 | 6032 | -637.5664 | 1717 | 1079.4336
6033 | -524.496 | 1017 | 492.504 | 6033 | -524.496 | 711.3166 | 186.8206 | 6033 | -524.496 | 711.3166 | 186.8206 | 6033 | -1069.1662 | 1717 | 647.8338 | 6033 | -1069.1662 | 1717 | 647.8338 | 6033 | -1069.1662 | 1717 | 647.8338 | 6033 | -1271.3394 | 1717 | 445.6606 | 6033 | -1297.5228 | 1717 | 419.4772 | 6033 | -1297.5228 | 1717 | 419.4772
6034 | -619.0967 | 1017 | 397.9033 | 6034 | -619.0967 | 1017 | 397.9033 | 6034 | -619.0967 | 1017 | 397.9033 | 6034 | -1192.6949 | 1717 | 524.3051 | 6034 | -1192.6949 | 1717 | 524.3051 | 6034 | -1192.6949 | 1717 | 524.3051 | 6034 | -1379.5795 | 1717 | 337.4205 | 6034 | -1449.9795 | 1717 | 267.0205 | 6034 | -1449.9795 | 1717 | 267.0205
6035 | -637.8402 | 1017 | 379.1598 | 6035 | -637.8402 | 98.9517 | -538.8885 | 6035 | -637.8402 | 750.6081 | 112.7679 | 6035 | -1220.8606 | 1717 | 496.1394 | 6035 | -1220.8606 | 1477.6432 | 256.7827 | 6035 | -1220.8606 | 1717 | 496.1394 | 6035 | -1487.5675 | 1717 | 229.4325 | 6035 | -1487.5675 | 1717 | 229.4325 | 6035 | -1487.5675 | 1717 | 229.4325
6036 | -606.0711 | 598.5173 | -7.5538 | 6036 | -606.0711 | 463.7269 | -142.3442 | 6036 | -606.0711 | 685.3306 | 79.2595 | 6036 | -1181.94 | 1717 | 535.06 | 6036 | -1181.94 | 1227.7736 | 45.8337 | 6036 | -1181.94 | 1717 | 535.06 | 6036 | -1441.4954 | 1717 | 275.5046 | 6036 | -1441.4954 | 1717 | 275.5046 | 6036 | -1441.4954 | 1717 | 275.5046
6037 | -603.9753 | 1017 | 413.0247 | 6037 | -603.9753 | 665.1027 | 61.1274 | 6037 | -603.9753 | 797.6314 | 193.6561 | 6037 | -1172.7864 | 1717 | 544.2136 | 6037 | -1172.7864 | 1717 | 544.2136 | 6037 | -1172.7864 | 1717 | 544.2136 | 6037 | -1425.2841 | 1717 | 291.7159 | 6037 | -1425.2841 | 1717 | 291.7159 | 6037 | -1425.2841 | 1717 | 291.7159
6038 | -605.2385 | 1017 | 411.7615 | 6038 | -605.2385 | 782.8496 | 177.6112 | 6038 | -605.2385 | 782.8496 | 177.6112 | 6038 | -580.1588 | 1717 | 1136.8412 | 6038 | -822.1875 | 1717 | 894.8125 | 6038 | -871.499 | 1717 | 845.501 | 6038 | -1390.9967 | 1717 | 326.0033 | 6038 | -1390.9967 | 1717 | 326.0033 | 6038 | -1390.9967 | 1717 | 326.0033
6039 | 1000 | -407.5584 | 592.4416 | 6039 | 1000 | -407.5584 | 592.4416 | 6039 | 1000 | -907.5584 | 92.4416 | 6039 | 1441.1741 | -402.1976 | 1038.9765 | 6039 | 1441.1741 | -402.1976 | 1038.9765 | 6039 | 1441.1741 | -402.1976 | 1038.9765 | 6039 | -1.5819 | 1717 | 1715.4181 | 6039 | -1.5819 | 1717 | 1715.4181 | 6039 | -1.5819 | 1717 | 1715.4181
6040 | 1000 | -797.0596 | 202.9404 | 6040 | 1000 | -797.0596 | 202.9404 | 6040 | 1000 | -797.0596 | 202.9404 | 6040 | 2000 | -1444.5535 | 555.4465 | 6040 | 2000 | -1444.5535 | 555.4465 | 6040 | 2000 | -1444.5535 | 555.4465 | 6040 | 2000 | -929.3912 | 1070.6088 | 6040 | 2000 | -929.3912 | 1070.6088 | 6040 | 2000 | -929.3912 | 1070.6088
6041 | 1000 | -957.2445 | 42.7555 | 6041 | 1000 | -785.6321 | 214.3679 | 6041 | 1000 | -957.2445 | 42.7555 | 6041 | 2000 | -1705.89 | 294.11 | 6041 | 2000 | -1306.5166 | 693.4834 | 6041 | 2000 | -1327.4599 | 672.5401 | 6041 | 2000 | -1366.1353 | 633.8647 | 6041 | 2000 | -905.8482 | 1094.1518 | 6041 | 2000 | -905.8482 | 1094.1518
6042 | 1000 | -1016 | -16 | 6042 | 1000 | -1016 | -16 | 6042 | 1000 | -1016 | -16 | 6042 | 2000 | -1716 | 284 | 6042 | 2000 | -1716 | 284 | 6042 | 2000 | -1716 | 284 | 6042 | 2000 | -1716 | 284 | 6042 | 2000 | -1439.5436 | 560.4564 | 6042 | 2000 | -1439.5436 | 560.4564
6043 | 1000 | -1016 | -16 | 6043 | 1000 | -1016 | -16 | 6043 | 1000 | -1016 | -16 | 6043 | 2000 | -1716 | 284 | 6043 | 2000 | -1716 | 284 | 6043 | 2000 | -1716 | 284 | 6043 | 2000 | -1716 | 284 | 6043 | 2000 | -1716 | 284 | 6043 | 2000 | -1716 | 284
6044 | 1000 | -1016 | -16 | 6044 | 1000 | -1016 | -16 | 6044 | 1000 | -1016 | -16 | 6044 | 2000 | -1716 | 284 | 6044 | 2000 | -1716 | 284 | 6044 | 2000 | -1716 | 284 | 6044 | 2000 | -1716 | 284 | 6044 | 2000 | -1716 | 284 | 6044 | 2000 | -1716 | 284
6045 | 1000 | -1016 | -16 | 6045 | 1000 | -1016 | -16 | 6045 | 1000 | -1016 | -16 | 6045 | 2000 | -1716 | 284 | 6045 | 2000 | -1716 | 284 | 6045 | 2000 | -1716 | 284 | 6045 | 2000 | -1716 | 284 | 6045 | 2000 | -1716 | 284 | 6045 | 2000 | -1716 | 284
6046 | 1000 | -1016 | -16 | 6046 | 1000 | -1016 | -16 | 6046 | 1000 | -1016 | -16 | 6046 | 1984.404 | -1716 | 268.404 | 6046 | 2000 | -1716 | 284 | 6046 | 1976.3691 | -1716 | 260.3691 | 6046 | 2000 | -1716 | 284 | 6046 | 2000 | -1716 | 284 | 6046 | 2000 | -1716 | 284
6047 | 664.9667 | -1016 | -351.0333 | 6047 | 1000 | -1016 | -16 | 6047 | 1000 | -1016 | -16 | 6047 | 1482.8574 | -1716 | -233.1426 | 6047 | 1985.5123 | -1716 | 269.5123 | 6047 | 1662.5377 | -1716 | -53.4623 | 6047 | 2000 | -1716 | 284 | 6047 | 2000 | -1716 | 284 | 6047 | 2000 | -1716 | 284
6048 | 534.1385 | -1016 | -481.8615 | 6048 | 1000 | -821.6553 | 178.3447 | 6048 | 1000 | -1016 | -16 | 6048 | 1198.7072 | -1716 | -517.2928 | 6048 | 1591.115 | -1573.7138 | 17.4013 | 6048 | 1572.6136 | -1716 | -143.3864 | 6048 | 1423.2756 | -1716 | -292.7244 | 6048 | 2000 | -1331.4729 | 668.5271 | 6048 | 1984.0722 | -1716 | 268.0722
6049 | 481.0342 | -1016 | -534.9658 | 6049 | 481.0342 | -1016 | -534.9658 | 6049 | 481.0342 | -1016 | -534.9658 | 6049 | 1064.5009 | -1716 | -651.4991 | 6049 | 1064.5009 | -1716 | -651.4991 | 6049 | 1113.5152 | -1716 | -602.4848 | 6049 | 1109.4993 | -1716 | -606.5007 | 6049 | 1109.4993 | -1716 | -606.5007 | 6049 | 1188.507 | -1716 | -527.493
6050 | 482.6669 | -1016 | -533.3331 | 6050 | 482.6669 | -1016 | -533.3331 | 6050 | 482.6669 | -1016 | -533.3331 | 6050 | 988.593 | -1716 | -727.407 | 6050 | 1463.0289 | -1716 | -252.9711 | 6050 | 1145.3725 | -1716 | -570.6275 | 6050 | 996.3082 | -1716 | -719.6918 | 6050 | 1455.8703 | -1716 | -260.1297 | 6050 | 1117.051 | -1716 | -598.949
6051 | 526.8214 | -1016 | -489.1786 | 6051 | 885.878 | -1016 | -130.122 | 6051 | 670.198 | -1016 | -345.802 | 6051 | 1241.3001 | -1716 | -474.6999 | 6051 | 1558.9565 | -1716 | -157.0435 | 6051 | 1486.9268 | -1716 | -229.0732 | 6051 | 1184.7269 | -1716 | -531.2731 | 6051 | 1198.8172 | -1716 | -517.1828 | 6051 | 1406.3411 | -1716 | -309.6589
6052 | 635.9326 | -1016 | -380.0674 | 6052 | 1000 | -1016 | -16 | 6052 | 966.7799 | -1016 | -49.2201 | 6052 | 1525.9245 | -1716 | -190.0755 | 6052 | 1552.6984 | -1716 | -163.3016 | 6052 | 1516.473 | -1716 | -199.527 | 6052 | 1520.9862 | -1716 | -195.0138 | 6052 | 1899.5823 | -1716 | 183.5823 | 6052 | 1302.6111 | -1716 | -413.3889
6053 | 1000 | -1016 | -16 | 6053 | 1000 | -1016 | -16 | 6053 | 1000 | -1016 | -16 | 6053 | 920.9818 | -1716 | -795.0182 | 6053 | 1275.9649 | -1716 | -440.0351 | 6053 | 1259.7744 | -1716 | -456.2256 | 6053 | 654.5591 | -1716 | -1061.4409 | 6053 | 1193.5141 | -1716 | -522.4859 | 6053 | 1154.5591 | -1716 | -561.4409
6054 | 493.0048 | -1016 | -522.9952 | 6054 | 1000 | -1016 | -16 | 6054 | 790.8918 | -1016 | -225.1082 | 6054 | 726.794 | -1716 | -989.206 | 6054 | 726.794 | -1716 | -989.206 | 6054 | 726.794 | -1716 | -989.206 | 6054 | 647.4441 | -1716 | -1068.5559 | 6054 | 647.4441 | -1716 | -1068.5559 | 6054 | 647.4441 | -1716 | -1068.5559
6055 | 290.3457 | -1016 | -725.6543 | 6055 | 290.3457 | -1016 | -725.6543 | 6055 | 290.3457 | -1016 | -725.6543 | 6055 | 754.1365 | -1716 | -961.8635 | 6055 | 754.1365 | -1716 | -961.8635 | 6055 | 754.1365 | -1716 | -961.8635 | 6055 | 721.4513 | -1716 | -994.5487 | 6055 | 721.4513 | -1716 | -994.5487 | 6055 | 721.4513 | -1716 | -994.5487
6056 | 239.4984 | -1016 | -776.5016 | 6056 | 130.632 | -1016 | -885.368 | 6056 | 130.632 | -1016 | -885.368 | 6056 | 863.3079 | -1716 | -852.6921 | 6056 | 363.3079 | -1716 | -1352.6921 | 6056 | 363.3079 | -1716 | -1352.6921 | 6056 | 862.2039 | -1716 | -853.7961 | 6056 | 362.2039 | -1716 | -1353.7961 | 6056 | 362.2039 | -1716 | -1353.7961
6057 | -542.9886 | -1016 | -1558.9886 | 6057 | -542.9886 | -1016 | -1558.9886 | 6057 | -542.9886 | -1016 | -1558.9886 | 6057 | 877.4598 | -1716 | -838.5402 | 6057 | 397.4706 | -1716 | -1318.5294 | 6057 | 397.4706 | -1716 | -1318.5294 | 6057 | -1064.1087 | 189.7705 | -874.3382 | 6057 | -1064.1087 | -310.2295 | -1374.3382 | 6057 | -1064.1087 | -310.2295 | -1374.3382
6058 | -301.1846 | -1016 | -1317.1846 | 6058 | -301.1846 | -1016 | -1317.1846 | 6058 | -301.1846 | -1016 | -1317.1846 | 6058 | -728.6535 | -816.174 | -1544.8275 | 6058 | -728.6535 | -1716 | -2444.6535 | 6058 | -728.6535 | -1011.9007 | -1740.5543 | 6058 | -839.809 | -466.2145 | -1306.0234 | 6058 | -839.809 | -612.6438 | -1452.4528 | 6058 | -839.809 | -400.841 | -1240.65
6059 | -323.5343 | -1016 | -1339.5343 | 6059 | -323.5343 | -1016 | -1339.5343 | 6059 | -323.5343 | -1016 | -1339.5343 | 6059 | -749.3979 | -1461.3109 | -2210.7087 | 6059 | -749.3979 | -1716 | -2465.3979 | 6059 | -749.3979 | -1142.6038 | -1892.0017 | 6059 | -858.9479 | -752.0075 | -1610.9554 | 6059 | -858.9479 | -954.5239 | -1813.4718 | 6059 | -858.9479 | -646.8488 | -1505.7967
6060 | -260.4761 | -1016 | -1276.4761 | 6060 | -260.4761 | -1016 | -1276.4761 | 6060 | -260.4761 | -1016 | -1276.4761 | 6060 | -675.3796 | -1716 | -2391.3796 | 6060 | -675.3796 | -1287.6839 | -1963.0634 | 6060 | -675.3796 | -1277.7613 | -1953.1409 | 6060 | -773.9695 | -1000.7866 | -1774.7562 | 6060 | -773.9695 | -1338.3517 | -2112.3212 | 6060 | -773.9695 | -785.6676 | -1559.6371
6061 | -249.2615 | -1016 | -1265.2615 | 6061 | -249.2615 | -1016 | -1265.2615 | 6061 | -249.2615 | -1016 | -1265.2615 | 6061 | 39.3856 | -1356.7551 | -1317.3695 | 6061 | -34.089 | -1716 | -1750.089 | 6061 | -34.089 | -1716 | -1750.089 | 6061 | -730.9485 | -139.0722 | -870.0207 | 6061 | -730.9485 | -639.0722 | -1370.0207 | 6061 | -730.9485 | -639.0722 | -1370.0207
6062 | -246.9669 | -663.8774 | -910.8443 | 6062 | -246.9669 | -1016 | -1262.9669 | 6062 | -246.9669 | -868.8715 | -1115.8384 | 6062 | 819.1349 | -1716 | -896.8651 | 6062 | 438.2736 | -1716 | -1277.7264 | 6062 | 438.2736 | -1716 | -1277.7264 | 6062 | -342.6284 | -634.1244 | -976.7528 | 6062 | -342.6284 | -1134.1244 | -1476.7528 | 6062 | -342.6284 | -1134.1244 | -1476.7528
6063 | 397.6713 | -1016 | -618.3287 | 6063 | 397.6713 | -1016 | -618.3287 | 6063 | 397.6713 | -1016 | -618.3287 | 6063 | 820.6253 | -1716 | -895.3747 | 6063 | 820.6253 | -1716 | -895.3747 | 6063 | 820.6253 | -1716 | -895.3747 | 6063 | 752.907 | -1716 | -963.093 | 6063 | 559.9063 | -1716 | -1156.0937 | 6063 | 559.9063 | -1716 | -1156.0937
6064 | 258.8408 | -1016 | -757.1592 | 6064 | 988.3742 | -1016 | -27.6258 | 6064 | 758.8408 | -1016 | -257.1592 | 6064 | 831.279 | -1716 | -884.721 | 6064 | 1331.279 | -1716 | -384.721 | 6064 | 1331.279 | -1716 | -384.721 | 6064 | 738.4528 | -1716 | -977.5472 | 6064 | 1238.4528 | -1716 | -477.5472 | 6064 | 1238.4528 | -1716 | -477.5472
6065 | 1000 | -1016 | -16 | 6065 | 1000 | -1016 | -16 | 6065 | 1000 | -1016 | -16 | 6065 | 1624.5041 | -1716 | -91.4959 | 6065 | 1962.9002 | -1716 | 246.9002 | 6065 | 1372.468 | -1716 | -343.532 | 6065 | 680.2815 | -1716 | -1035.7185 | 6065 | 1180.2815 | -1716 | -535.7185 | 6065 | 1180.2815 | -1716 | -535.7185
6066 | 1000 | -1016 | -16 | 6066 | 1000 | -1016 | -16 | 6066 | 1000 | -1016 | -16 | 6066 | 1441.5453 | -1716 | -274.4547 | 6066 | 1926.8581 | -1716 | 210.8581 | 6066 | 1456.72 | -1716 | -259.28 | 6066 | 1617.577 | -1716 | -98.423 | 6066 | 1926.1111 | -1716 | 210.1111 | 6066 | 1274.1299 | -1716 | -441.8701
6067 | 1000 | -1016 | -16 | 6067 | 1000 | -1016 | -16 | 6067 | 1000 | -1016 | -16 | 6067 | 1394.285 | -1716 | -321.715 | 6067 | 1379.1102 | -1716 | -336.8898 | 6067 | 1379.1102 | -1716 | -336.8898 | 6067 | 2000 | -1716 | 284 | 6067 | 2000 | -1716 | 284 | 6067 | 1591.4109 | -1716 | -124.5891
6068 | 368.0247 | -1016 | -647.9753 | 6068 | 1000 | -1016 | -16 | 6068 | 868.0247 | -1016 | -147.9753 | 6068 | 1078.7994 | -1716 | -637.2006 | 6068 | 1578.7994 | -1716 | -137.2006 | 6068 | 1578.7994 | -1716 | -137.2006 | 6068 | 1101.9369 | -1716 | -614.0631 | 6068 | 1601.9369 | -1716 | -114.0631 | 6068 | 1601.9369 | -1716 | -114.0631
6069 | 474.0412 | -1016 | -541.9588 | 6069 | 1000 | -1016 | -16 | 6069 | 974.0412 | -1016 | -41.9588 | 6069 | 1227.2591 | -1716 | -488.7409 | 6069 | 1727.2591 | -1716 | 11.2591 | 6069 | 1727.2591 | -1716 | 11.2591 | 6069 | 1290.6517 | -1716 | -425.3483 | 6069 | 1790.6517 | -1716 | 74.6517 | 6069 | 1790.6517 | -1716 | 74.6517
6070 | 534.5286 | -1016 | -481.4714 | 6070 | 869.5525 | -1016 | -146.4475 | 6070 | 534.5286 | -1016 | -481.4714 | 6070 | 1153.137 | -1716 | -562.863 | 6070 | 1653.137 | -1716 | -62.863 | 6070 | 1653.137 | -1716 | -62.863 | 6070 | 1230.6079 | -1716 | -485.3921 | 6070 | 1730.6079 | -1716 | 14.6079 | 6070 | 1730.6079 | -1716 | 14.6079
6071 | 570.6518 | -1016 | -445.3482 | 6071 | 570.6518 | -1016 | -445.3482 | 6071 | 570.6518 | -1016 | -445.3482 | 6071 | 1175.4545 | -1716 | -540.5455 | 6071 | 1675.4545 | -1716 | -40.5455 | 6071 | 1553.675 | -1716 | -162.325 | 6071 | 1238.5741 | -1716 | -477.4259 | 6071 | 1238.5741 | -1716 | -477.4259 | 6071 | 1238.5741 | -1716 | -477.4259
6072 | 799.361 | -1016 | -216.639 | 6072 | 799.361 | -1016 | -216.639 | 6072 | 799.361 | -1016 | -216.639 | 6072 | 1385.458 | -1716 | -330.542 | 6072 | 1385.458 | -1716 | -330.542 | 6072 | 1385.458 | -1716 | -330.542 | 6072 | 1372.1146 | -1716 | -343.8854 | 6072 | 1476.9505 | -1716 | -239.0495 | 6072 | 1476.9505 | -1716 | -239.0495
6073 | 525.3868 | -1016 | -490.6132 | 6073 | 525.3868 | -1016 | -490.6132 | 6073 | 525.3868 | -1016 | -490.6132 | 6073 | 1045.6465 | -1716 | -670.3535 | 6073 | 1061.0644 | -1716 | -654.9356 | 6073 | 1045.6465 | -1716 | -670.3535 | 6073 | 1026.2867 | -1716 | -689.7133 | 6073 | 1026.2867 | -1716 | -689.7133 | 6073 | 1026.2867 | -1716 | -689.7133
6074 | 489.984 | -1016 | -526.016 | 6074 | 489.984 | -1016 | -526.016 | 6074 | 489.984 | -1016 | -526.016 | 6074 | 971.3119 | -1716 | -744.6881 | 6074 | 971.3119 | -1716 | -744.6881 | 6074 | 971.3119 | -1716 | -744.6881 | 6074 | 914.2977 | -1716 | -801.7023 | 6074 | 914.2977 | -1716 | -801.7023 | 6074 | 914.2977 | -1716 | -801.7023
6075 | 468.3629 | -1016 | -547.6371 | 6075 | 468.3629 | -1016 | -547.6371 | 6075 | 468.3629 | -1016 | -547.6371 | 6075 | 923.8727 | -1716 | -792.1273 | 6075 | 923.8727 | -1716 | -792.1273 | 6075 | 923.8727 | -1716 | -792.1273 | 6075 | 900.8951 | -1716 | -815.1049 | 6075 | 841.6054 | -1716 | -874.3946 | 6075 | 920.8951 | -1716 | -795.1049
6076 | 424.6544 | -1016 | -591.3456 | 6076 | 424.6544 | -1016 | -591.3456 | 6076 | 424.6544 | -1016 | -591.3456 | 6076 | 865.3154 | -1716 | -850.6846 | 6076 | 865.3154 | -1716 | -850.6846 | 6076 | 865.3154 | -1716 | -850.6846 | 6076 | 800.219 | -1716 | -915.781 | 6076 | 770.3981 | -1716 | -945.6019 | 6076 | 820.219 | -1716 | -895.781
6077 | 442.7217 | -1016 | -573.2783 | 6077 | 442.7217 | -1016 | -573.2783 | 6077 | 442.7217 | -1016 | -573.2783 | 6077 | 879.6889 | -1716 | -836.3111 | 6077 | 879.6889 | -1716 | -836.3111 | 6077 | 879.6889 | -1716 | -836.3111 | 6077 | 270.8456 | -1195.6642 | -924.8186 | 6077 | 270.8456 | -1195.6642 | -924.8186 | 6077 | 270.8456 | -1195.6642 | -924.8186
6078 | 543.0968 | -1016 | -472.9032 | 6078 | 543.0968 | -1016 | -472.9032 | 6078 | 543.0968 | -1016 | -472.9032 | 6078 | 730.8352 | -1468.3107 | -737.4755 | 6078 | 674.424 | -1410.3043 | -735.8803 | 6078 | 724.4737 | -1461.9492 | -737.4755 | 6078 | 515.7899 | -1312.83 | -797.0401 | 6078 | 509.9815 | -1307.0217 | -797.0401 | 6078 | 515.7899 | -1312.83 | -797.0401
6079 | 774.1735 | -1016 | -241.8265 | 6079 | 774.1735 | -1016 | -241.8265 | 6079 | 774.1735 | -1016 | -241.8265 | 6079 | 297.8758 | -792.2291 | -494.3533 | 6079 | 297.8758 | -792.2291 | -494.3533 | 6079 | 297.8758 | -792.2291 | -494.3533 | 6079 | 1217.9965 | -1716 | -498.0035 | 6079 | 717.9965 | -1716 | -998.0035 | 6079 | 717.9965 | -1716 | -998.0035
6080 | -256.8188 | -167.7153 | -424.5341 | 6080 | -256.8188 | -306.9755 | -563.7943 | 6080 | -256.8188 | -306.9755 | -563.7943 | 6080 | 969.0708 | -1102.213 | -133.1421 | 6080 | 558.8571 | -1191.9992 | -633.1421 | 6080 | 558.8571 | -1191.9992 | -633.1421 | 6080 | -198.0673 | 101.5981 | -96.4692 | 6080 | -698.0673 | 101.5981 | -596.4692 | 6080 | -938.2668 | 341.7976 | -596.4692
6081 | -353.0975 | 779.9414 | 426.8439 | 6081 | -353.0975 | -292.3885 | -645.4859 | 6081 | -353.0975 | -115.7968 | -468.8943 | 6081 | -842.821 | 1251.369 | 408.548 | 6081 | -842.821 | 751.369 | -91.452 | 6081 | -842.821 | 751.369 | -91.452 | 6081 | -869.2819 | 1309.8388 | 440.557 | 6081 | -869.2819 | 809.8388 | -59.443 | 6081 | -869.2819 | 809.8388 | -59.443
6082 | -391.9821 | 1017 | 625.0179 | 6082 | -391.9821 | -15.0523 | -407.0343 | 6082 | -391.9821 | 541.6749 | 149.6929 | 6082 | -859.3411 | 882.4743 | 23.1332 | 6082 | -859.3411 | 435.5198 | -423.8213 | 6082 | -859.3411 | 900.8724 | 41.5313 | 6082 | -936.9121 | 1049.3821 | 112.4701 | 6082 | -936.9121 | 867.5418 | -69.3703 | 6082 | -936.9121 | 1226.4045 | 289.4924
6083 | -427.4989 | 372.2106 | -55.2883 | 6083 | -427.4989 | 779.6961 | 352.1972 | 6083 | -427.4989 | 487.0992 | 59.6003 | 6083 | -910.5921 | 862.0013 | -48.5908 | 6083 | -910.5921 | 875.579 | -35.013 | 6083 | -910.5921 | 1117.6762 | 207.0841 | 6083 | -1003.8972 | 1482.0527 | 478.1555 | 6083 | -1003.8972 | 1225.45 | 221.5528 | 6083 | -1003.8972 | 1544.0871 | 540.1899
6084 | -437.3827 | 174.0051 | -263.3777 | 6084 | -437.3827 | -324.5762 | -761.9589 | 6084 | -437.3827 | 442.3238 | 4.9411 | 6084 | -923.1674 | 520.7387 | -402.4287 | 6084 | -923.1674 | 227.9164 | -695.251 | 6084 | -923.1674 | 807.8846 | -115.2828 | 6084 | -1019.1639 | 867.4422 | -151.7218 | 6084 | -1019.1639 | 619.3744 | -399.7895 | 6084 | -1019.1639 | 1189.6043 | 170.4404
6085 | -428.2354 | 865.7172 | 437.4817 | 6085 | -428.2354 | 311.7417 | -116.4937 | 6085 | -428.2354 | 365.7172 | -62.5183 | 6085 | -901.1371 | 1190.5855 | 289.4484 | 6085 | -937.8744 | 886.1743 | -51.7001 | 6085 | -937.8744 | 886.1743 | -51.7001 | 6085 | -984.2507 | 1487.4073 | 503.1566 | 6085 | -984.2507 | 987.4073 | 3.1566 | 6085 | -984.2507 | 987.4073 | 3.1566
6086 | -380.9484 | 381.0389 | 0.090545 | 6086 | -380.9484 | -273.5201 | -654.4685 | 6086 | -380.9484 | -118.9611 | -499.9095 | 6086 | -861.4524 | 826.5848 | -34.8676 | 6086 | -861.4524 | 326.5848 | -534.8676 | 6086 | -861.4524 | 326.5848 | -534.8676 | 6086 | -915.4311 | 871.1209 | -44.3102 | 6086 | -915.4311 | 410.8338 | -504.5973 | 6086 | -915.4311 | 410.8338 | -504.5973
6087 | -362.2589 | -48.2232 | -410.4821 | 6087 | -362.2589 | -48.2232 | -410.4821 | 6087 | -362.2589 | -48.2232 | -410.4821 | 6087 | 542.0487 | -1036.4532 | -494.4045 | 6087 | 542.0487 | -1036.4532 | -494.4045 | 6087 | 542.0487 | -1036.4532 | -494.4045 | 6087 | 222.8799 | -712.5716 | -489.6916 | 6087 | -437.1201 | -552.5716 | -989.6916 | 6087 | -20.8468 | -968.8448 | -989.6916
6088 | 430.4065 | -1016 | -585.5935 | 6088 | 743.5473 | -1016 | -272.4527 | 6088 | 485.5473 | -1016 | -530.4527 | 6088 | 1439.4751 | -1716 | -276.5249 | 6088 | 1665.4104 | -1716 | -50.5896 | 6088 | 1467.3332 | -1716 | -248.6668 | 6088 | 770.625 | -1716 | -945.375 | 6088 | 1270.625 | -1716 | -445.375 | 6088 | 1270.625 | -1716 | -445.375
6089 | 457.507 | -1016 | -558.493 | 6089 | 1000 | -1016 | -16 | 6089 | 775.0409 | -1016 | -240.9591 | 6089 | 1566.4795 | -1716 | -149.5205 | 6089 | 1520.3818 | -1716 | -195.6182 | 6089 | 1382.0886 | -1716 | -333.9114 | 6089 | 1475.729 | -1716 | -240.271 | 6089 | 1475.729 | -1716 | -240.271 | 6089 | 1337.4359 | -1716 | -378.5641
6090 | 1000 | -1016 | -16 | 6090 | 1000 | -1016 | -16 | 6090 | 1000 | -1016 | -16 | 6090 | 1071.5885 | -1716 | -644.4115 | 6090 | 1096.4841 | -1716 | -619.5159 | 6090 | 1096.4841 | -1716 | -619.5159 | 6090 | 906.588 | -1716 | -809.412 | 6090 | 1115.0368 | -1716 | -600.9632 | 6090 | 1115.0368 | -1716 | -600.9632
6091 | 1000 | -1016 | -16 | 6091 | 1000 | -1016 | -16 | 6091 | 1000 | -1016 | -16 | 6091 | 777.7494 | -1716 | -938.2506 | 6091 | 1918.8163 | -1716 | 202.8163 | 6091 | 1194.6164 | -1716 | -521.3836 | 6091 | 832.4613 | -1716 | -883.5387 | 6091 | 1937.1784 | -1716 | 221.1784 | 6091 | 1268.7426 | -1716 | -447.2574
6092 | 904.3315 | -1016 | -111.6685 | 6092 | 1000 | -1016 | -16 | 6092 | 904.3315 | -1016 | -111.6685 | 6092 | 882.6344 | -1716 | -833.3656 | 6092 | 1345.3685 | -1716 | -370.6315 | 6092 | 1345.3685 | -1716 | -370.6315 | 6092 | 1931.7652 | -1716 | 215.7652 | 6092 | 1927.1334 | -1716 | 211.1334 | 6092 | 1673.2922 | -1716 | -42.7078
6093 | 385.078 | -1016 | -630.922 | 6093 | 1000 | -1016 | -16 | 6093 | 885.078 | -1016 | -130.922 | 6093 | 991.6624 | -1716 | -724.3376 | 6093 | 1116.5968 | -1716 | -599.4032 | 6093 | 1311.3427 | -1716 | -404.6573 | 6093 | 1212.0714 | -1716 | -503.9286 | 6093 | 1712.0714 | -1716 | -3.9286 | 6093 | 1712.0714 | -1716 | -3.9286
6094 | 487.631 | -1016 | -528.369 | 6094 | 987.631 | -1016 | -28.369 | 6094 | 987.631 | -1016 | -28.369 | 6094 | 1152.7183 | -1716 | -563.2817 | 6094 | 1362.7838 | -1716 | -353.2162 | 6094 | 1152.7183 | -1716 | -563.2817 | 6094 | 1428.9121 | -1716 | -287.0879 | 6094 | 1778.9121 | -1716 | 62.9121 | 6094 | 1778.9121 | -1716 | 62.9121
6095 | 560.7897 | -1016 | -455.2103 | 6095 | 676.454 | -1016 | -339.546 | 6095 | 915.454 | -1016 | -100.546 | 6095 | 1272.3525 | -1716 | -443.6475 | 6095 | 1272.3525 | -1716 | -443.6475 | 6095 | 1287.6723 | -1716 | -428.3277 | 6095 | 1443.0185 | -1716 | -272.9815 | 6095 | 1902.9622 | -1716 | 186.9622 | 6095 | 1943.0185 | -1716 | 227.0185
6096 | 657.136 | -1016 | -358.864 | 6096 | 657.136 | -1016 | -358.864 | 6096 | 657.136 | -1016 | -358.864 | 6096 | 1408.6016 | -1716 | -307.3984 | 6096 | 1408.6016 | -1716 | -307.3984 | 6096 | 1408.6016 | -1716 | -307.3984 | 6096 | 1616.1243 | -1716 | -99.8757 | 6096 | 1753.5282 | -1716 | 37.5282 | 6096 | 1744.3366 | -1716 | 28.3366
6097 | 741.2673 | -1016 | -274.7327 | 6097 | 741.2673 | -1016 | -274.7327 | 6097 | 741.2673 | -1016 | -274.7327 | 6097 | 1529.5124 | -1716 | -186.4876 | 6097 | 1529.5124 | -1716 | -186.4876 | 6097 | 1529.5124 | -1716 | -186.4876 | 6097 | 1771.0035 | -1716 | 55.0035 | 6097 | 1773.0501 | -1716 | 57.0501 | 6097 | 1771.0035 | -1716 | 55.0035
6098 | 877.3923 | -1016 | -138.6077 | 6098 | 877.3923 | -1016 | -138.6077 | 6098 | 877.3923 | -1016 | -138.6077 | 6098 | 1707.6457 | -1716 | -8.3543 | 6098 | 1707.6457 | -1716 | -8.3543 | 6098 | 1707.6457 | -1716 | -8.3543 | 6098 | 1986.4392 | -1716 | 270.4392 | 6098 | 1986.4392 | -1716 | 270.4392 | 6098 | 1986.4392 | -1716 | 270.4392
6099 | 794.3715 | -1016 | -221.6285 | 6099 | 794.3715 | -1016 | -221.6285 | 6099 | 794.3715 | -1016 | -221.6285 | 6099 | 1664.7278 | -1716 | -51.2722 | 6099 | 1664.7278 | -1716 | -51.2722 | 6099 | 1664.7278 | -1716 | -51.2722 | 6099 | 1986.4139 | -1716 | 270.4139 | 6099 | 1986.4139 | -1716 | 270.4139 | 6099 | 1986.4139 | -1716 | 270.4139
6100 | 741.8453 | -1016 | -274.1547 | 6100 | 741.8453 | -1016 | -274.1547 | 6100 | 741.8453 | -1016 | -274.1547 | 6100 | 1630.3831 | -1716 | -85.6169 | 6100 | 1630.3831 | -1716 | -85.6169 | 6100 | 1630.3831 | -1716 | -85.6169 | 6100 | 1972.9175 | -1716 | 256.9175 | 6100 | 1972.9175 | -1716 | 256.9175 | 6100 | 1972.9175 | -1716 | 256.9175
6101 | 824.5112 | -1016 | -191.4888 | 6101 | 824.5112 | -1016 | -191.4888 | 6101 | 824.5112 | -1016 | -191.4888 | 6101 | 1726.7329 | -1716 | 10.7329 | 6101 | 1726.7329 | -1716 | 10.7329 | 6101 | 1726.7329 | -1716 | 10.7329 | 6101 | 1489.7323 | -1281.5339 | 208.1984 | 6101 | 1489.7323 | -1281.5339 | 208.1984 | 6101 | 1489.7323 | -1281.5339 | 208.1984
6102 | 821.2151 | -1016 | -194.7849 | 6102 | 821.2151 | -1016 | -194.7849 | 6102 | 821.2151 | -1016 | -194.7849 | 6102 | 1266.6159 | -1297.3379 | -30.7219 | 6102 | 1266.6159 | -1297.3379 | -30.7219 | 6102 | 1266.6159 | -1297.3379 | -30.7219 | 6102 | 736.0582 | -605.2741 | 130.7841 | 6102 | 736.0582 | -605.2741 | 130.7841 | 6102 | 736.0582 | -605.2741 | 130.7841
6103 | 662.1648 | -1016 | -353.8352 | 6103 | 662.1648 | -1016 | -353.8352 | 6103 | 662.1648 | -1016 | -353.8352 | 6103 | 1001.6384 | -1039.1659 | -37.5274 | 6103 | 1001.6384 | -1039.1659 | -37.5274 | 6103 | 1001.6384 | -1039.1659 | -37.5274 | 6103 | 386.9314 | -209.3101 | 177.6213 | 6103 | 386.9314 | -209.3101 | 177.6213 | 6103 | 386.9314 | -209.3101 | 177.6213
6104 | -697.6993 | 394.4693 | -303.23 | 6104 | -697.6993 | -105.5307 | -803.23 | 6104 | -697.6993 | 394.4693 | -303.23 | 6104 | -1329.929 | 1416.5619 | 86.6329 | 6104 | -1329.929 | 1416.5619 | 86.6329 | 6104 | -1329.929 | 1416.5619 | 86.6329 | 6104 | -1413.2678 | 1717 | 303.7322 | 6104 | -1413.2678 | 1717 | 303.7322 | 6104 | -1413.2678 | 1717 | 303.7322
6105 | -769.0166 | 595.3813 | -173.6353 | 6105 | -769.0166 | 595.3813 | -173.6353 | 6105 | -769.0166 | 595.3813 | -173.6353 | 6105 | -1424.7488 | 1688.9178 | 264.169 | 6105 | -1424.7488 | 1688.9178 | 264.169 | 6105 | -1424.7488 | 1688.9178 | 264.169 | 6105 | -1543.7437 | 1717 | 173.2563 | 6105 | -1543.7437 | 1717 | 173.2563 | 6105 | -1543.7437 | 1717 | 173.2563
6106 | -817.6625 | 775.6755 | -41.987 | 6106 | -817.6625 | 775.6755 | -41.987 | 6106 | -817.6625 | 687.3297 | -130.3328 | 6106 | -1445.2901 | 1715.1732 | 269.8831 | 6106 | -1445.2901 | 1715.1732 | 269.8831 | 6106 | -1445.2901 | 1715.1732 | 269.8831 | 6106 | -1609.655 | 1717 | 107.345 | 6106 | -1609.655 | 1717 | 107.345 | 6106 | -1609.655 | 1717 | 107.345
6107 | -836.1557 | 880.7646 | 44.6089 | 6107 | -836.1557 | 217.1626 | -618.9931 | 6107 | -836.1557 | 380.7646 | -455.3911 | 6107 | -1395.9064 | 1267.8047 | -128.1017 | 6107 | -1395.9064 | 1267.8047 | -128.1017 | 6107 | -1395.9064 | 1267.8047 | -128.1017 | 6107 | -1639.3437 | 1717 | 77.6563 | 6107 | -1639.3437 | 1717 | 77.6563 | 6107 | -1639.3437 | 1717 | 77.6563
6108 | -786.5012 | 664.5672 | -121.934 | 6108 | -786.5012 | 164.5672 | -621.934 | 6108 | -786.5012 | 164.5672 | -621.934 | 6108 | -1327.8092 | 1013.6825 | -314.1268 | 6108 | -1327.8092 | 1013.6825 | -314.1268 | 6108 | -1327.8092 | 1013.6825 | -314.1268 | 6108 | -1552.8038 | 1717 | 164.1962 | 6108 | -1552.8038 | 1717 | 164.1962 | 6108 | -1552.8038 | 1717 | 164.1962
6109 | -696.7875 | -764.5038 | -1461.2913 | 6109 | -696.7875 | 350.8466 | -345.9409 | 6109 | -696.7875 | 235.4962 | -461.2913 | 6109 | -1267.3192 | 1437.5136 | 170.1944 | 6109 | -1267.3192 | 1437.5136 | 170.1944 | 6109 | -1267.3192 | 1269.8616 | 2.5424 | 6109 | -1374.5882 | 1717 | 342.4118 | 6109 | -1374.5882 | 1717 | 342.4118 | 6109 | -1374.5882 | 1717 | 342.4118
6110 | -621.9258 | 610.6422 | -11.2836 | 6110 | -621.9258 | 610.6422 | -11.2836 | 6110 | -621.9258 | 608.6356 | -13.2902 | 6110 | -1205.8528 | 1588.9928 | 383.14 | 6110 | -1205.8528 | 1588.9928 | 383.14 | 6110 | -1205.8528 | 1588.9928 | 383.14 | 6110 | -1253.0424 | 1717 | 463.9576 | 6110 | -1253.0424 | 1717 | 463.9576 | 6110 | -1253.0424 | 1717 | 463.9576
6111 | -588.8618 | 382.2219 | -206.6399 | 6111 | -588.8618 | 382.2219 | -206.6399 | 6111 | -588.8618 | 382.2219 | -206.6399 | 6111 | -1164.3291 | 1298.0097 | 133.6806 | 6111 | -1164.3291 | 1298.0097 | 133.6806 | 6111 | -1164.3291 | 1298.0097 | 133.6806 | 6111 | -1276.5337 | 1616.8516 | 340.318 | 6111 | -1276.5337 | 1616.8516 | 340.318 | 6111 | -1276.5337 | 1616.8516 | 340.318
6112 | -352.4883 | -0.512 | -353.0003 | 6112 | -352.4883 | 15.0004 | -337.4879 | 6112 | -352.4883 | 15.0004 | -337.4879 | 6112 | -786.3285 | 742.182 | -44.1465 | 6112 | -786.3285 | 742.182 | -44.1465 | 6112 | -786.3285 | 742.182 | -44.1465 | 6112 | -1366.9095 | 1505.6391 | 138.7296 | 6112 | -1366.9095 | 1505.6391 | 138.7296 | 6112 | -1366.9095 | 1505.6391 | 138.7296
6113 | 1000 | -1016 | -16 | 6113 | 1000 | -1016 | -16 | 6113 | 1000 | -1016 | -16 | 6113 | 1353.1426 | -1465.5812 | -112.4386 | 6113 | 1353.1426 | -1469.9941 | -116.8514 | 6113 | 1353.1426 | -1465.5812 | -112.4386 | 6113 | 1450.7029 | -1043.0483 | 407.6546 | 6113 | 1450.7029 | -1057.0501 | 393.6528 | 6113 | 1450.7029 | -1057.0501 | 393.6528
6114 | 1000 | -1016 | -16 | 6114 | 1000 | -1016 | -16 | 6114 | 1000 | -1016 | -16 | 6114 | 1525.3965 | -1716 | -190.6035 | 6114 | 1525.3965 | -1716 | -190.6035 | 6114 | 1525.3965 | -1716 | -190.6035 | 6114 | 1331.0638 | -1352.6442 | -21.5804 | 6114 | 1331.0638 | -1352.6442 | -21.5804 | 6114 | 1331.0638 | -1352.6442 | -21.5804
6115 | 1000 | -1016 | -16 | 6115 | 1000 | -1016 | -16 | 6115 | 1000 | -1016 | -16 | 6115 | 1589.0863 | -1716 | -126.9137 | 6115 | 1589.0863 | -1716 | -126.9137 | 6115 | 1589.0863 | -1716 | -126.9137 | 6115 | 944.1639 | -914.7463 | 29.4176 | 6115 | 944.1639 | -914.7463 | 29.4176 | 6115 | 944.1639 | -914.7463 | 29.4176
6116 | 1000 | -1016 | -16 | 6116 | 1000 | -1016 | -16 | 6116 | 1000 | -1016 | -16 | 6116 | 1751.7876 | -1716 | 35.7876 | 6116 | 1751.7876 | -1716 | 35.7876 | 6116 | 1751.7876 | -1716 | 35.7876 | 6116 | 1019.9201 | -802.7432 | 217.1769 | 6116 | 1019.9201 | -802.7432 | 217.1769 | 6116 | 1019.9201 | -802.7432 | 217.1769
6117 | 1000 | -1016 | -16 | 6117 | 1000 | -1016 | -16 | 6117 | 1000 | -1016 | -16 | 6117 | 1523.3417 | -1380.0941 | 143.2476 | 6117 | 1523.3417 | -1380.0941 | 143.2476 | 6117 | 1523.3417 | -1380.0941 | 143.2476 | 6117 | 684.6801 | -328.4152 | 356.2649 | 6117 | 684.6801 | -328.4152 | 356.2649 | 6117 | 684.6801 | -328.4152 | 356.2649
6118 | 1000 | -1016 | -16 | 6118 | 1000 | -1016 | -16 | 6118 | 1000 | -1016 | -16 | 6118 | 1029.6064 | -808.1691 | 221.4373 | 6118 | 1029.6064 | -808.1691 | 221.4373 | 6118 | 1029.6064 | -808.1691 | 221.4373 | 6118 | 152.3565 | 297.3562 | 449.7127 | 6118 | 152.3565 | 297.3562 | 449.7127 | 6118 | 152.3565 | 297.3562 | 449.7127
6119 | 1000 | -1016 | -16 | 6119 | 1000 | -1016 | -16 | 6119 | 1000 | -1016 | -16 | 6119 | 795.597 | -723.151 | 72.446 | 6119 | 795.597 | -723.151 | 72.446 | 6119 | 795.597 | -723.151 | 72.446 | 6119 | -342.2496 | 815.5403 | 473.2907 | 6119 | -342.2496 | 815.5403 | 473.2907 | 6119 | -342.2496 | 815.5403 | 473.2907
6120 | 855.7786 | -1016 | -160.2214 | 6120 | 855.7786 | -1016 | -160.2214 | 6120 | 855.7786 | -1016 | -160.2214 | 6120 | 616.024 | -1002.6884 | -386.6644 | 6120 | 616.024 | -1002.6884 | -386.6644 | 6120 | 616.024 | -1002.6884 | -386.6644 | 6120 | -637.2173 | 930.9882 | 293.7709 | 6120 | -637.2173 | 930.9882 | 293.7709 | 6120 | -637.2173 | 1106.556 | 469.3387
6121 | 835.8878 | -1016 | -180.1122 | 6121 | 835.8878 | -1016 | -180.1122 | 6121 | 835.8878 | -1016 | -180.1122 | 6121 | 537.2224 | -904.7388 | -367.5164 | 6121 | 537.2224 | -904.7388 | -367.5164 | 6121 | 537.2224 | -904.7388 | -367.5164 | 6121 | -704.9359 | 746.8904 | 41.9545 | 6121 | -704.9359 | 746.8904 | 41.9545 | 6121 | -704.9359 | 746.8904 | 41.9545
6122 | 577.2936 | -1016 | -438.7064 | 6122 | 577.2936 | -1016 | -438.7064 | 6122 | 577.2936 | -1016 | -438.7064 | 6122 | 214.2209 | -556.7385 | -342.5177 | 6122 | 214.2209 | -556.7385 | -342.5177 | 6122 | 214.2209 | -556.7385 | -342.5177 | 6122 | -626.3385 | -279.0107 | -905.3492 | 6122 | -706.3385 | -385.5215 | -1091.8599 | 6122 | -706.3385 | 741.4569 | 35.1185
6123 | 492.5335 | -1016 | -523.4665 | 6123 | 492.5335 | -1016 | -523.4665 | 6123 | 492.5335 | -1016 | -523.4665 | 6123 | 102.0464 | -474.0558 | -372.0093 | 6123 | 102.0464 | -474.0558 | -372.0093 | 6123 | 102.0464 | -474.0558 | -372.0093 | 6123 | -521.1928 | 499.1296 | -22.0632 | 6123 | -980.4432 | 958.38 | -22.0632 | 6123 | -980.4432 | 958.38 | -22.0632
6124 | 596.713 | -1016 | -419.287 | 6124 | 596.713 | -1016 | -419.287 | 6124 | 596.713 | -1016 | -419.287 | 6124 | 125.5417 | -362.043 | -236.5013 | 6124 | 125.5417 | -362.043 | -236.5013 | 6124 | 125.5417 | -362.043 | -236.5013 | 6124 | -665.1681 | -695.4924 | -1360.6605 | 6124 | -885.1681 | 524.5076 | -360.6605 | 6124 | -805.1681 | 944.5076 | 139.3395
6125 | 578.4484 | -1016 | -437.5516 | 6125 | 578.4484 | -1016 | -437.5516 | 6125 | 578.4484 | -1016 | -437.5516 | 6125 | 667.1601 | -864.501 | -197.3409 | 6125 | 667.1601 | -864.501 | -197.3409 | 6125 | 667.1601 | -864.501 | -197.3409 | 6125 | -1103.5189 | 1342.6928 | 239.1738 | 6125 | -1103.6036 | 1342.7774 | 239.1738 | 6125 | -694.3532 | 933.527 | 239.1738
6126 | 744.7676 | -721.2604 | 23.5072 | 6126 | 744.7676 | -721.2604 | 23.5072 | 6126 | 744.7676 | -721.2604 | 23.5072 | 6126 | 358.1701 | -351.6907 | 6.4794 | 6126 | 395.3876 | -62.5767 | 332.811 | 6126 | 445.3876 | -65.8093 | 379.5783 | 6126 | -1433.7514 | 1717 | 283.2486 | 6126 | -1433.7514 | 309.2193 | -1124.5321 | 6126 | -1433.7514 | 809.2193 | -624.5321
6127 | -15.0875 | -868.8576 | -883.9451 | 6127 | 185.9125 | -1016 | -830.0875 | 6127 | 60.9625 | -1016 | -955.0375 | 6127 | -471.419 | 927.3516 | 455.9326 | 6127 | -471.419 | 877.3516 | 405.9326 | 6127 | -471.419 | 927.3516 | 455.9326 | 6127 | -1378.3323 | 1717 | 338.6677 | 6127 | -1378.3323 | 833.4427 | -544.8896 | 6127 | -1378.3323 | 833.4427 | -544.8896
6128 | -135.2386 | -1016 | -1151.2386 | 6128 | 864.7614 | -1016 | -151.2386 | 6128 | 864.7614 | -1016 | -151.2386 | 6128 | -1167.7879 | -1402.6561 | -2570.4439 | 6128 | -1167.7879 | 1717 | 549.2121 | 6128 | -1159.3226 | 88.8787 | -1070.4439 | 6128 | -1437.0849 | 1717 | 279.9151 | 6128 | -1437.0849 | 1717 | 279.9151 | 6128 | -1437.0849 | 1717 | 279.9151
6129 | -612.9302 | 1017 | 404.0698 | 6129 | -612.9302 | 1017 | 404.0698 | 6129 | -612.9302 | 685.1648 | 72.2347 | 6129 | -1206.9907 | 1717 | 510.0093 | 6129 | -1206.9907 | 1717 | 510.0093 | 6129 | -1206.9907 | 1717 | 510.0093 | 6129 | -1402.6044 | 1717 | 314.3956 | 6129 | -549.1479 | 1717 | 1167.8521 | 6129 | -553.3805 | 1717 | 1163.6195
6130 | -625.7705 | 1017 | 391.2295 | 6130 | -696.8705 | 1017 | 320.1295 | 6130 | -696.8705 | 1017 | 320.1295 | 6130 | -1311.3096 | 1717 | 405.6904 | 6130 | -1311.3096 | 1717 | 405.6904 | 6130 | -1311.3096 | 1717 | 405.6904 | 6130 | -1609.4352 | 1717 | 107.5648 | 6130 | -1609.4352 | 1717 | 107.5648 | 6130 | -1609.4352 | 1717 | 107.5648
6131 | -677.2895 | 1017 | 339.7105 | 6131 | -677.2895 | 1017 | 339.7105 | 6131 | -677.2895 | 1017 | 339.7105 | 6131 | -1289.4165 | 1717 | 427.5835 | 6131 | -1289.4165 | 1717 | 427.5835 | 6131 | -1289.4165 | 1717 | 427.5835 | 6131 | -1479.246 | 1717 | 237.754 | 6131 | -1479.246 | 1717 | 237.754 | 6131 | -1585.2299 | 1717 | 131.7701
6132 | 603.4139 | 819.5655 | 1422.9794 | 6132 | 616.1964 | 306.783 | 922.9794 | 6132 | 753.4139 | 600.0989 | 1353.5129 | 6132 | 411.1617 | 1592.342 | 2003.5037 | 6132 | 412.1617 | 1542.342 | 1954.5037 | 6132 | 461.1617 | 1542.342 | 2003.5037 | 6132 | -1130.7672 | 1717 | 586.2328 | 6132 | -1130.7672 | 1717 | 586.2328 | 6132 | -1130.7672 | 1717 | 586.2328
6133 | 1000 | 844.1062 | 1844.1062 | 6133 | 1000 | 844.1062 | 1844.1062 | 6133 | 1000 | 344.1062 | 1344.1062 | 6133 | 1215.0192 | 1253.6794 | 2468.6986 | 6133 | 1019.2518 | 1448.1238 | 2467.3756 | 6133 | 1065.0192 | 1403.6794 | 2468.6986 | 6133 | -625.2022 | 1717 | 1091.7978 | 6133 | -786.5907 | 1717 | 930.4093 | 6133 | -786.5907 | 1717 | 930.4093
6134 | 1000 | 626.6829 | 1626.6829 | 6134 | 1000 | 626.6829 | 1626.6829 | 6134 | 1000 | -1016 | -16 | 6134 | 1981.8746 | 271.3396 | 2253.2143 | 6134 | 2000 | -246.7857 | 1753.2143 | 6134 | 2000 | -1716 | 284 | 6134 | 731.5316 | 1717 | 2448.5316 | 6134 | 511.5316 | 1717 | 2228.5316 | 6134 | 71.5316 | 1717 | 1788.5316
6135 | 1000 | 229.0806 | 1229.0806 | 6135 | 1000 | -1016 | -16 | 6135 | 1000 | -1016 | -16 | 6135 | 2000 | -1716 | 284 | 6135 | 2000 | -1716 | 284 | 6135 | 2000 | -172.0815 | 1827.9185 | 6135 | 1850.4837 | -1416.5383 | 433.9454 | 6135 | 1589.0335 | -1155.0881 | 433.9454 | 6135 | 1284.7163 | -1350.7709 | -66.0546
6136 | 1000 | -237.2492 | 762.7508 | 6136 | 1000 | -1016 | -16 | 6136 | 1000 | -1016 | -16 | 6136 | 2000 | -1716 | 284 | 6136 | 2000 | -675.8303 | 1324.1697 | 6136 | 2000 | -1175.8303 | 824.1697 | 6136 | 2000 | 72.3979 | 2072.3979 | 6136 | 2000 | -1716 | 284 | 6136 | 2000 | -1716 | 284
6137 | 1000 | -1016 | -16 | 6137 | 1000 | -1016 | -16 | 6137 | 1000 | -1016 | -16 | 6137 | 2000 | -1009.4865 | 990.5135 | 6137 | 2000 | -1009.4865 | 990.5135 | 6137 | 2000 | -1509.4865 | 490.5135 | 6137 | 2000 | -1716 | 284 | 6137 | 2000 | -1716 | 284 | 6137 | 2000 | -1716 | 284
6138 | 1000 | -1016 | -16 | 6138 | 1000 | -1016 | -16 | 6138 | 1000 | -1016 | -16 | 6138 | 2000 | -1716 | 284 | 6138 | 2000 | -1716 | 284 | 6138 | 2000 | -1716 | 284 | 6138 | 2000 | -375.0576 | 1624.9424 | 6138 | 2000 | -1716 | 284 | 6138 | 2000 | -1716 | 284
6139 | 1000 | -1016 | -16 | 6139 | 1000 | -1016 | -16 | 6139 | 1000 | -1016 | -16 | 6139 | 2000 | -1716 | 284 | 6139 | 2000 | -972.6501 | 1027.3499 | 6139 | 2000 | -1205.7501 | 794.2499 | 6139 | 2000 | -357.5336 | 1642.4664 | 6139 | 2000 | -524.2003 | 1475.7997 | 6139 | 2000 | -857.5336 | 1142.4664
6140 | 1000 | -651.8338 | 348.1662 | 6140 | 1000 | -640.1243 | 359.8757 | 6140 | 1000 | -651.8338 | 348.1662 | 6140 | 2000 | -1075.3503 | 924.6497 | 6140 | 2000 | -1075.3503 | 924.6497 | 6140 | 2000 | -1221.499 | 778.501 | 6140 | 2000 | -504.0448 | 1495.9552 | 6140 | 2000 | -1004.0448 | 995.9552 | 6140 | 2000 | -1004.0448 | 995.9552
6141 | 1000 | -1016 | -16 | 6141 | 1000 | -1016 | -16 | 6141 | 1000 | -1016 | -16 | 6141 | 2000 | -1716 | 284 | 6141 | 2000 | -1330.3955 | 669.6045 | 6141 | 2000 | -1132.4836 | 867.5164 | 6141 | 2000 | -1716 | 284 | 6141 | 2000 | -1109.684 | 890.316 | 6141 | 2000 | -609.684 | 1390.316
6142 | 1000 | -1016 | -16 | 6142 | 1000 | -1016 | -16 | 6142 | 1000 | -1016 | -16 | 6142 | 2000 | -1247.2452 | 752.7548 | 6142 | 2000 | -1716 | 284 | 6142 | 2000 | -1247.2452 | 752.7548 | 6142 | 2000 | -1716 | 284 | 6142 | 2000 | -1716 | 284 | 6142 | 2000 | -1716 | 284
6143 | 1000 | -1016 | -16 | 6143 | 1000 | -1016 | -16 | 6143 | 1000 | -1016 | -16 | 6143 | 2000 | -1155.4802 | 844.5198 | 6143 | 2000 | -1655.4802 | 344.5198 | 6143 | 2000 | -1716 | 284 | 6143 | 2000 | -1716 | 284 | 6143 | 2000 | -1129.6223 | 870.3777 | 6143 | 2000 | -629.6223 | 1370.3777
6144 | 1000 | -1016 | -16 | 6144 | 1000 | -1016 | -16 | 6144 | 1000 | -1016 | -16 | 6144 | 2000 | -1716 | 284 | 6144 | 2000 | -1716 | 284 | 6144 | 2000 | -1716 | 284 | 6144 | 2000 | -540.0412 | 1459.9588 | 6144 | 2000 | -1716 | 284 | 6144 | 2000 | -1716 | 284
6145 | 1000 | -1016 | -16 | 6145 | 1000 | -1016 | -16 | 6145 | 1000 | -1016 | -16 | 6145 | 2000 | -1716 | 284 | 6145 | 2000 | -1663.5327 | 336.4673 | 6145 | 2000 | -1716 | 284 | 6145 | 2000 | -1716 | 284 | 6145 | 2000 | -416.3137 | 1583.6863 | 6145 | 2000 | -416.3137 | 1583.6863
6146 | 1000 | -639.6413 | 360.3587 | 6146 | 1000 | -640.8 | 359.2 | 6146 | 1000 | -640.8 | 359.2 | 6146 | 2000 | -988.5367 | 1011.4633 | 6146 | 2000 | -1488.5367 | 511.4633 | 6146 | 2000 | -1488.5367 | 511.4633 | 6146 | 2000 | -392.8641 | 1607.1359 | 6146 | 2000 | -392.8641 | 1607.1359 | 6146 | 2000 | -892.8641 | 1107.1359
6147 | 1000 | -452.888 | 547.112 | 6147 | 1000 | -452.888 | 547.112 | 6147 | 1000 | -452.888 | 547.112 | 6147 | 2000 | -1716 | 284 | 6147 | 2000 | -1026.4423 | 973.5577 | 6147 | 2000 | -1716 | 284 | 6147 | 2000 | -1716 | 284 | 6147 | 2000 | -1716 | 284 | 6147 | 2000 | -1716 | 284
6148 | 1000 | -405.0223 | 594.9777 | 6148 | 1000 | -405.0223 | 594.9777 | 6148 | 1000 | -405.0223 | 594.9777 | 6148 | 2000 | -980.8138 | 1019.1862 | 6148 | 2000 | -980.8138 | 1019.1862 | 6148 | 2000 | -1716 | 284 | 6148 | 2000 | -398.1034 | 1601.8966 | 6148 | 2000 | -398.1034 | 1601.8966 | 6148 | 2000 | -898.1034 | 1101.8966
6149 | 1000 | -399.1246 | 600.8754 | 6149 | 1000 | -399.1246 | 600.8754 | 6149 | 1000 | -399.1246 | 600.8754 | 6149 | 2000 | -982.1471 | 1017.8529 | 6149 | 2000 | -982.1471 | 1017.8529 | 6149 | 2000 | -982.1471 | 1017.8529 | 6149 | 2000 | -1716 | 284 | 6149 | 2000 | -1716 | 284 | 6149 | 2000 | -1716 | 284
6150 | 1000 | -221.3294 | 778.6706 | 6150 | 1000 | -221.3294 | 778.6706 | 6150 | 1000 | -221.3294 | 778.6706 | 6150 | 2000 | -1716 | 284 | 6150 | 2000 | -1716 | 284 | 6150 | 2000 | -1716 | 284 | 6150 | 2000 | -1716 | 284 | 6150 | 2000 | -186.4622 | 1813.5378 | 6150 | 2000 | -186.4622 | 1813.5378
6151 | 1000 | 65.2603 | 1065.2603 | 6151 | 1000 | 65.2603 | 1065.2603 | 6151 | 1000 | 65.2603 | 1065.2603 | 6151 | 2000 | -1716 | 284 | 6151 | 2000 | -1716 | 284 | 6151 | 2000 | -1716 | 284 | 6151 | 2000 | 233.6058 | 2233.6058 | 6151 | 2000 | -266.3942 | 1733.6058 | 6151 | 2000 | 233.6058 | 2233.6058
6152 | 1000 | 187.8095 | 1187.8095 | 6152 | 1000 | -788.3835 | 211.6165 | 6152 | 1000 | -788.3835 | 211.6165 | 6152 | 2000 | -1716 | 284 | 6152 | 2000 | -1716 | 284 | 6152 | 2000 | -1716 | 284 | 6152 | 2000 | 411.3759 | 2411.3759 | 6152 | 2000 | 411.3759 | 2411.3759 | 6152 | 2000 | 411.3759 | 2411.3759
6153 | 1000 | 600.2409 | 1600.2409 | 6153 | 1000 | -1016 | -16 | 6153 | 1000 | -1016 | -16 | 6153 | 2000 | 97.6608 | 2097.6608 | 6153 | 2000 | -1716 | 284 | 6153 | 2000 | 97.6608 | 2097.6608 | 6153 | 2000 | 922.5319 | 2922.5319 | 6153 | 2000 | 922.5319 | 2922.5319 | 6153 | 2000 | 922.5319 | 2922.5319
6154 | 1000 | 743.868 | 1743.868 | 6154 | 1000 | 243.868 | 1243.868 | 6154 | 1000 | 243.868 | 1243.868 | 6154 | 2000 | 260.4305 | 2260.4305 | 6154 | 2000 | 260.4305 | 2260.4305 | 6154 | 2000 | 260.4305 | 2260.4305 | 6154 | 1986.7144 | 1139.348 | 3126.0624 | 6154 | 1986.7144 | 1139.348 | 3126.0624 | 6154 | 1986.7144 | 1139.348 | 3126.0624
6155 | 1000 | 792.3844 | 1792.3844 | 6155 | 1000 | 792.3844 | 1792.3844 | 6155 | 1000 | 146.2357 | 1146.2357 | 6155 | 2000 | 319.0637 | 2319.0637 | 6155 | 2000 | -1716 | 284 | 6155 | 2000 | 319.0637 | 2319.0637 | 6155 | 2000 | 1203.2702 | 3203.2702 | 6155 | 2000 | 1203.2702 | 3203.2702 | 6155 | 2000 | 1203.2702 | 3203.2702
6156 | 1000 | 685.7788 | 1685.7788 | 6156 | 1000 | 685.7788 | 1685.7788 | 6156 | 1000 | 685.7788 | 1685.7788 | 6156 | 2000 | 212.1527 | 2212.1527 | 6156 | 2000 | -1716 | 284 | 6156 | 2000 | 212.1527 | 2212.1527 | 6156 | 2000 | 1083.8604 | 3083.8604 | 6156 | 2000 | 83.8604 | 2083.8604 | 6156 | 2000 | 1083.8604 | 3083.8604
6157 | 1000 | 581.2165 | 1581.2165 | 6157 | 1000 | 581.2165 | 1581.2165 | 6157 | 1000 | 581.2165 | 1581.2165 | 6157 | 2000 | 109.5835 | 2109.5835 | 6157 | 2000 | -1716 | 284 | 6157 | 2000 | -1716 | 284 | 6157 | 2000 | 968.9315 | 2968.9315 | 6157 | 2000 | 968.9315 | 2968.9315 | 6157 | 2000 | -1438.4259 | 561.5741
6158 | 1000 | 229.1614 | 1229.1614 | 6158 | 1000 | 229.1614 | 1229.1614 | 6158 | 1000 | 229.1614 | 1229.1614 | 6158 | 2000 | -269.3927 | 1730.6073 | 6158 | 2000 | -1716 | 284 | 6158 | 2000 | -1716 | 284 | 6158 | 2000 | 532.0601 | 2532.0601 | 6158 | 2000 | 32.0601 | 2032.0601 | 6158 | 2000 | 345.8123 | 2345.8123
6159 | 1000 | -257.5814 | 742.4186 | 6159 | 1000 | -257.5814 | 742.4186 | 6159 | 1000 | -257.5814 | 742.4186 | 6159 | 2000 | -807.298 | 1192.702 | 6159 | 2000 | -807.298 | 1192.702 | 6159 | 2000 | -807.298 | 1192.702 | 6159 | 2000 | -108.8614 | 1891.1386 | 6159 | 2000 | -1716 | 284 | 6159 | 2000 | -1716 | 284
6160 | 1000 | -775.5078 | 224.4922 | 6160 | 1000 | -775.5078 | 224.4922 | 6160 | 1000 | -775.5078 | 224.4922 | 6160 | 2000 | -1395.5631 | 604.4369 | 6160 | 2000 | -1395.5631 | 604.4369 | 6160 | 2000 | -1395.5631 | 604.4369 | 6160 | 2000 | -814.6439 | 1185.3561 | 6160 | 2000 | -1295.0629 | 704.9371 | 6160 | 2000 | -1295.0629 | 704.9371
6161 | 1000 | -1016 | -16 | 6161 | 1000 | -1016 | -16 | 6161 | 1000 | -1016 | -16 | 6161 | 2000 | -1716 | 284 | 6161 | 2000 | -1716 | 284 | 6161 | 2000 | -1716 | 284 | 6161 | 2000 | -1288.4698 | 711.5302 | 6161 | 2000 | -1288.4698 | 711.5302 | 6161 | 2000 | -1288.4698 | 711.5302
6162 | 1000 | -1016 | -16 | 6162 | 1000 | -1016 | -16 | 6162 | 1000 | -1016 | -16 | 6162 | 2000 | -1716 | 284 | 6162 | 2000 | -1716 | 284 | 6162 | 2000 | -1716 | 284 | 6162 | 2000 | -1511.974 | 488.026 | 6162 | 2000 | -1511.974 | 488.026 | 6162 | 2000 | -1511.974 | 488.026
6163 | 1000 | -1016 | -16 | 6163 | 1000 | -1016 | -16 | 6163 | 1000 | -1016 | -16 | 6163 | 2000 | -1716 | 284 | 6163 | 2000 | -1716 | 284 | 6163 | 2000 | -1716 | 284 | 6163 | 2000 | -1585.9481 | 414.0519 | 6163 | 2000 | -1585.9481 | 414.0519 | 6163 | 2000 | -1585.9481 | 414.0519
6164 | 1000 | -1016 | -16 | 6164 | 1000 | -1016 | -16 | 6164 | 1000 | -1016 | -16 | 6164 | 2000 | -1716 | 284 | 6164 | 2000 | -1716 | 284 | 6164 | 2000 | -1716 | 284 | 6164 | 2000 | -1698.1753 | 301.8247 | 6164 | 2000 | -1698.1753 | 301.8247 | 6164 | 2000 | -1698.1753 | 301.8247
6165 | 1000 | -1016 | -16 | 6165 | 1000 | -1016 | -16 | 6165 | 1000 | -1016 | -16 | 6165 | 2000 | -1716 | 284 | 6165 | 2000 | -1716 | 284 | 6165 | 2000 | -1716 | 284 | 6165 | 2000 | -1716 | 284 | 6165 | 2000 | -1716 | 284 | 6165 | 2000 | -1716 | 284
6166 | 1000 | -1016 | -16 | 6166 | 1000 | -1016 | -16 | 6166 | 1000 | -1016 | -16 | 6166 | 2000 | -1716 | 284 | 6166 | 2000 | -1716 | 284 | 6166 | 2000 | -1716 | 284 | 6166 | 2000 | -1716 | 284 | 6166 | 2000 | -1716 | 284 | 6166 | 2000 | -1716 | 284
6167 | 1000 | -1016 | -16 | 6167 | 1000 | -1016 | -16 | 6167 | 1000 | -1016 | -16 | 6167 | 2000 | -1716 | 284 | 6167 | 2000 | -1716 | 284 | 6167 | 2000 | -1716 | 284 | 6167 | 2000 | -1716 | 284 | 6167 | 2000 | -1716 | 284 | 6167 | 2000 | -1716 | 284
6168 | 1000 | -1016 | -16 | 6168 | 1000 | -1016 | -16 | 6168 | 1000 | -1016 | -16 | 6168 | 2000 | -1716 | 284 | 6168 | 2000 | -1716 | 284 | 6168 | 2000 | -1716 | 284 | 6168 | 2000 | -1716 | 284 | 6168 | 2000 | -1716 | 284 | 6168 | 2000 | -1716 | 284
6169 | 1000 | -1016 | -16 | 6169 | 1000 | -1016 | -16 | 6169 | 1000 | -1016 | -16 | 6169 | 2000 | -1716 | 284 | 6169 | 2000 | -1716 | 284 | 6169 | 2000 | -1716 | 284 | 6169 | 2000 | -1716 | 284 | 6169 | 2000 | -1716 | 284 | 6169 | 2000 | -1716 | 284
6170 | 1000 | -1016 | -16 | 6170 | 1000 | -1016 | -16 | 6170 | 1000 | -1016 | -16 | 6170 | 2000 | -1716 | 284 | 6170 | 2000 | -1716 | 284 | 6170 | 2000 | -1716 | 284 | 6170 | 2000 | -1716 | 284 | 6170 | 2000 | -1716 | 284 | 6170 | 2000 | -1716 | 284
6171 | 1000 | -1016 | -16 | 6171 | 1000 | -1016 | -16 | 6171 | 1000 | -1016 | -16 | 6171 | 2000 | -1716 | 284 | 6171 | 2000 | -1716 | 284 | 6171 | 2000 | -1716 | 284 | 6171 | 2000 | -1716 | 284 | 6171 | 2000 | -1716 | 284 | 6171 | 2000 | -1716 | 284
6172 | 1000 | -1016 | -16 | 6172 | 1000 | -1016 | -16 | 6172 | 1000 | -1016 | -16 | 6172 | 2000 | -1716 | 284 | 6172 | 2000 | -1716 | 284 | 6172 | 2000 | -1716 | 284 | 6172 | 2000 | -1682.7221 | 317.2779 | 6172 | 2000 | -1682.7221 | 317.2779 | 6172 | 2000 | -1682.7221 | 317.2779
6173 | 1000 | -882.7686 | 117.2314 | 6173 | 1000 | -1016 | -16 | 6173 | 1000 | -882.7686 | 117.2314 | 6173 | 2000 | -1716 | 284 | 6173 | 2000 | -1716 | 284 | 6173 | 2000 | -1716 | 284 | 6173 | 2000 | -1457.0835 | 542.9165 | 6173 | 2000 | -1457.0835 | 542.9165 | 6173 | 2000 | -1457.0835 | 542.9165
6174 | 1000 | -674.9559 | 325.0441 | 6174 | 1000 | -1016 | -16 | 6174 | 1000 | -674.9559 | 325.0441 | 6174 | 2000 | -1348.0988 | 651.9012 | 6174 | 2000 | -1348.0988 | 651.9012 | 6174 | 2000 | -1348.0988 | 651.9012 | 6174 | 2000 | -1181.1163 | 818.8837 | 6174 | 2000 | -1181.1163 | 818.8837 | 6174 | 2000 | -1181.1163 | 818.8837
6175 | 1000 | -251.2349 | 748.7651 | 6175 | 1000 | -251.2349 | 748.7651 | 6175 | 1000 | -251.2349 | 748.7651 | 6175 | 2000 | -892.8793 | 1107.1207 | 6175 | 2000 | -892.8793 | 1107.1207 | 6175 | 2000 | -892.8793 | 1107.1207 | 6175 | 2000 | -633.6305 | 1366.3695 | 6175 | 2000 | -633.6305 | 1366.3695 | 6175 | 2000 | -633.6305 | 1366.3695
6176 | 1000 | -47.4646 | 952.5354 | 6176 | 1000 | -443.2028 | 556.7972 | 6176 | 1000 | -443.2028 | 556.7972 | 6176 | 2000 | -1131.7921 | 868.2079 | 6176 | 2000 | -1208.6439 | 791.3561 | 6176 | 2000 | -1040.9919 | 959.0081 | 6176 | 2000 | -370.1516 | 1629.8484 | 6176 | 2000 | -370.1516 | 1629.8484 | 6176 | 2000 | -370.1516 | 1629.8484
6177 | 1000 | -759.4312 | 240.5688 | 6177 | 1000 | -409.1448 | 590.8552 | 6177 | 1000 | -409.1448 | 590.8552 | 6177 | 2000 | -1716 | 284 | 6177 | 2000 | -1716 | 284 | 6177 | 2000 | -1716 | 284 | 6177 | 2000 | -811.8904 | 1188.1096 | 6177 | 2000 | -811.8904 | 1188.1096 | 6177 | 2000 | -811.8904 | 1188.1096
6178 | 1000 | -1016 | -16 | 6178 | 1000 | -1016 | -16 | 6178 | 1000 | -1016 | -16 | 6178 | 2000 | -1716 | 284 | 6178 | 2000 | -1716 | 284 | 6178 | 2000 | -1716 | 284 | 6178 | 2000 | -1100.8339 | 899.1661 | 6178 | 2000 | -1104.3172 | 895.6828 | 6178 | 2000 | -1080.7333 | 919.2667
6179 | 1000 | -1016 | -16 | 6179 | 1000 | -1016 | -16 | 6179 | 1000 | -1016 | -16 | 6179 | 2000 | -1716 | 284 | 6179 | 2000 | -1716 | 284 | 6179 | 2000 | -1716 | 284 | 6179 | 2000 | -1280.8003 | 719.1997 | 6179 | 2000 | -1280.8003 | 719.1997 | 6179 | 2000 | -1304.3842 | 695.6158
6180 | 190.0218 | -1016 | -825.9782 | 6180 | 163.4355 | -1016 | -852.5645 | 6180 | 189.0653 | -1016 | -826.9347 | 6180 | 2000 | -1716 | 284 | 6180 | 2000 | -1716 | 284 | 6180 | 2000 | -1716 | 284 | 6180 | 2000 | -1255.0267 | 744.9733 | 6180 | 2000 | -1255.0267 | 744.9733 | 6180 | 2000 | -1255.0267 | 744.9733
6181 | 896.4317 | -1016 | -119.5683 | 6181 | 896.4317 | -1016 | -119.5683 | 6181 | 896.4317 | -1016 | -119.5683 | 6181 | 1741.15 | -1716 | 25.15 | 6181 | 1741.15 | -1716 | 25.15 | 6181 | 1741.15 | -1716 | 25.15 | 6181 | 1861.0729 | -1716 | 145.0729 | 6181 | 1861.0729 | -1716 | 145.0729 | 6181 | 1861.0729 | -1716 | 145.0729
6182 | 821.4161 | -1016 | -194.5839 | 6182 | 821.4161 | -1016 | -194.5839 | 6182 | 821.4161 | -1016 | -194.5839 | 6182 | 1479.0933 | -1716 | -236.9067 | 6182 | 1479.0933 | -1716 | -236.9067 | 6182 | 1479.0933 | -1716 | -236.9067 | 6182 | 1529.3973 | -1716 | -186.6027 | 6182 | 1529.3973 | -1716 | -186.6027 | 6182 | 1529.3973 | -1716 | -186.6027
6183 | 549.3289 | -1016 | -466.6711 | 6183 | 813.8157 | -1016 | -202.1843 | 6183 | 551.8006 | -1016 | -464.1994 | 6183 | 1144.0545 | -1716 | -571.9455 | 6183 | 1644.0545 | -1716 | -71.9455 | 6183 | 1644.0545 | -1716 | -71.9455 | 6183 | 1253.9855 | -1716 | -462.0145 | 6183 | 1753.9855 | -1716 | 37.9855 | 6183 | 1753.9855 | -1716 | 37.9855
6184 | 300.9167 | -1016 | -715.0833 | 6184 | 1000 | -1016 | -16 | 6184 | 800.9167 | -1016 | -215.0833 | 6184 | 1170.7888 | -1716 | -545.2112 | 6184 | 1819.4541 | -1716 | 103.4541 | 6184 | 1338.953 | -1716 | -377.047 | 6184 | 2000 | -1716 | 284 | 6184 | 2000 | -1716 | 284 | 6184 | 1462.9154 | -1716 | -253.0846
6185 | 726.6955 | -1016 | -289.3045 | 6185 | 1000 | -1016 | -16 | 6185 | 735.6667 | -1016 | -280.3333 | 6185 | 1928.6479 | -1716 | 212.6479 | 6185 | 2000 | -1716 | 284 | 6185 | 1419.9308 | -1716 | -296.0692 | 6185 | 1683.58 | -1716 | -32.42 | 6185 | 1886.9698 | -1716 | 170.9698 | 6185 | 1471.457 | -1716 | -244.543
6186 | 1000 | -1016 | -16 | 6186 | 1000 | -972.148 | 27.852 | 6186 | 774.2572 | -1016 | -241.7428 | 6186 | 1229.0678 | -1716 | -486.9322 | 6186 | 1368.2829 | -1716 | -347.7171 | 6186 | 1368.2829 | -1716 | -347.7171 | 6186 | 696.1174 | -1716 | -1019.8826 | 6186 | 1301.2618 | -1716 | -414.7382 | 6186 | 1193.289 | -1716 | -522.711
6187 | 1000 | -1016 | -16 | 6187 | 1000 | -1016 | -16 | 6187 | 964.7355 | -1016 | -51.2645 | 6187 | 808.1367 | -1716 | -907.8633 | 6187 | 1075.6773 | -1716 | -640.3227 | 6187 | 1257.4383 | -1716 | -458.5617 | 6187 | 749.1216 | -1716 | -966.8784 | 6187 | 911.9991 | -1378.8775 | -466.8784 | 6187 | 911.9991 | -1378.8775 | -466.8784
6188 | 302.7713 | -1016 | -713.2287 | 6188 | 1000 | -1016 | -16 | 6188 | 802.7713 | -1016 | -213.2287 | 6188 | 842.1429 | -1716 | -873.8571 | 6188 | 1342.1429 | -1716 | -373.8571 | 6188 | 1342.1429 | -1716 | -373.8571 | 6188 | 536.9262 | -1406.6009 | -869.6748 | 6188 | 536.9262 | -906.6009 | -369.6748 | 6188 | 536.9262 | -906.6009 | -369.6748
6189 | 404.9343 | -1016 | -611.0657 | 6189 | 1000 | -1016 | -16 | 6189 | 904.9343 | -1016 | -111.0657 | 6189 | 966.0242 | -1716 | -749.9758 | 6189 | 1466.0242 | -874.8135 | 591.2106 | 6189 | 624.8377 | -874.8135 | -249.9758 | 6189 | -315.2502 | -410.7896 | -726.0398 | 6189 | -315.2502 | 89.2104 | -226.0398 | 6189 | -315.2502 | 89.2104 | -226.0398
6190 | 504.7441 | -1016 | -511.2559 | 6190 | 504.7441 | -1016 | -511.2559 | 6190 | 504.7441 | -1016 | -511.2559 | 6190 | 126.0427 | -764.4745 | -638.4318 | 6190 | 126.0427 | -1264.4745 | -1138.4318 | 6190 | 126.0427 | -264.4745 | -138.4318 | 6190 | 124.6086 | -729.8863 | -605.2777 | 6190 | -875.3914 | 770.1137 | -105.2777 | 6190 | -875.3914 | 770.1137 | -105.2777
6191 | 497.103 | -1016 | -518.897 | 6191 | 497.103 | -1016 | -518.897 | 6191 | 497.103 | -1016 | -518.897 | 6191 | 596.2618 | -1248.2074 | -651.9456 | 6191 | -403.7382 | 151.7926 | -251.9456 | 6191 | -403.7382 | 151.7926 | -251.9456 | 6191 | -441.0025 | -182.9181 | -623.9206 | 6191 | -441.0025 | 39.5021 | -401.5004 | 6191 | -1154.229 | 752.7286 | -401.5004
6192 | 503.6997 | -1016 | -512.3003 | 6192 | 503.6997 | -1016 | -512.3003 | 6192 | 503.6997 | -1016 | -512.3003 | 6192 | -864.1693 | 202.5601 | -661.6092 | 6192 | -864.1693 | 202.5601 | -661.6092 | 6192 | -864.1693 | 202.5601 | -661.6092 | 6192 | -1390.8514 | 740.5818 | -650.2696 | 6192 | -1390.8514 | 740.5818 | -650.2696 | 6192 | -1390.8514 | 740.5818 | -650.2696
6193 | 0.68954 | -504.5623 | -503.8727 | 6193 | 167.0054 | -670.8781 | -503.8727 | 6193 | 0.68954 | -504.5623 | -503.8727 | 6193 | -1117.2762 | 453.8157 | -663.4605 | 6193 | -1313.4762 | 650.0157 | -663.4605 | 6193 | -1277.7762 | 614.3157 | -663.4605 | 6193 | -1269.4076 | 607.2932 | -662.1145 | 6193 | -1300.7081 | 638.5936 | -662.1145 | 6193 | -1269.4076 | 607.2932 | -662.1145
6194 | -144.23 | -356.8996 | -501.1296 | 6194 | -144.23 | -356.8996 | -501.1296 | 6194 | -144.23 | -356.8996 | -501.1296 | 6194 | -1335.7064 | 661.2128 | -674.4936 | 6194 | -1515.8839 | 841.3903 | -674.4936 | 6194 | -1515.8839 | 841.3903 | -674.4936 | 6194 | -1277.0475 | 589.9219 | -687.1256 | 6194 | -1560.8059 | 873.6803 | -687.1256 | 6194 | -1560.8059 | 873.6803 | -687.1256
6195 | -439.8468 | -125.0355 | -564.8823 | 6195 | -439.8468 | -125.0355 | -564.8823 | 6195 | -439.8468 | -125.0355 | -564.8823 | 6195 | -1507.7789 | 753.8245 | -753.9544 | 6195 | -1507.7789 | 753.8245 | -753.9544 | 6195 | -2000 | 1246.0456 | -753.9544 | 6195 | -2000 | 1219.3789 | -780.6211 | 6195 | -1245.1919 | 642.1506 | -603.0413 | 6195 | -1875.78 | 1272.7387 | -603.0413
6196 | 183.625 | -833.0348 | -649.4099 | 6196 | -549.6373 | -99.7725 | -649.4099 | 6196 | -549.6373 | -99.7725 | -649.4099 | 6196 | -1443.3246 | 598.7993 | -844.5252 | 6196 | -1443.3246 | 1098.7993 | -344.5252 | 6196 | -1443.3246 | 1098.7993 | -344.5252 | 6196 | -2000 | 1123.7937 | -876.2063 | 6196 | -2000 | 1623.7937 | -376.2063 | 6196 | -2000 | 1623.7937 | -376.2063
6197 | -144.6073 | -578.2705 | -722.8779 | 6197 | -144.6073 | -578.2705 | -722.8779 | 6197 | -144.6073 | -578.2705 | -722.8779 | 6197 | -1875.9445 | 982.0028 | -893.9417 | 6197 | -1596.4241 | 1202.4824 | -393.9417 | 6197 | -875.9445 | 482.0028 | -393.9417 | 6197 | -2000 | 1104.8433 | -895.1567 | 6197 | -2000 | 1604.8433 | -395.1567 | 6197 | -2000 | 1604.8433 | -395.1567
6198 | -129.7035 | -607.0214 | -736.7249 | 6198 | -129.7035 | -607.0214 | -736.7249 | 6198 | -129.7035 | -607.0214 | -736.7249 | 6198 | -844.7058 | -37.0835 | -881.7893 | 6198 | -844.7058 | -324.2053 | -1168.9111 | 6198 | -844.7058 | -324.2053 | -1168.9111 | 6198 | -1298.3375 | 455.9916 | -842.3459 | 6198 | -1298.3375 | 455.9916 | -842.3459 | 6198 | -1298.3375 | 455.9916 | -842.3459
6199 | 202.4505 | -1016 | -813.5495 | 6199 | -17.5495 | -1016 | -1033.5495 | 6199 | -17.5495 | -1016 | -1033.5495 | 6199 | -72.0037 | -682.293 | -754.2967 | 6199 | -72.0037 | -1182.293 | -1254.2967 | 6199 | -72.0037 | -1182.293 | -1254.2967 | 6199 | -1481.4564 | 658.2769 | -823.1795 | 6199 | -1481.4564 | 158.2769 | -1323.1795 | 6199 | -1481.4564 | 158.2769 | -1323.1795
6200 | 413.9434 | -1016 | -602.0566 | 6200 | 267.5347 | -1016 | -748.4653 | 6200 | 267.5347 | -1016 | -748.4653 | 6200 | 482.6053 | -1014.1068 | -531.5015 | 6200 | 482.6053 | -1514.1068 | -1031.5015 | 6200 | 482.6053 | -1514.1068 | -1031.5015 | 6200 | -1046.9717 | 468.7488 | -578.2229 | 6200 | -1042.9717 | -35.2512 | -1078.2229 | 6200 | -1042.9717 | -35.2512 | -1078.2229
6201 | -59.7669 | -1016 | -1075.7669 | 6201 | -173.1867 | -1016 | -1189.1867 | 6201 | -213.1867 | -1016 | -1229.1867 | 6201 | 825.2665 | -1247.0809 | -421.8144 | 6201 | 484.4276 | -1716 | -1231.5724 | 6201 | 794.1856 | -1716 | -921.8144 | 6201 | -590.5624 | 148.0904 | -442.472 | 6201 | -594.5624 | -347.9096 | -942.472 | 6201 | -594.5624 | -347.9096 | -942.472
6202 | -46.9443 | -1016 | -1062.9443 | 6202 | -486.9443 | -1016 | -1502.9443 | 6202 | 92.1968 | -1016 | -923.8032 | 6202 | 71.7408 | -1395.5484 | -1323.8077 | 6202 | 44.6245 | -1716 | -1671.3755 | 6202 | 162.6289 | -1189.4182 | -1026.7893 | 6202 | -1860.3346 | 411.2503 | -1449.0843 | 6202 | -1860.3346 | 206.6521 | -1653.6825 | 6202 | -1860.3346 | 903.5422 | -956.7924
6203 | 13.2007 | -1016 | -1002.7993 | 6203 | -450.2095 | -1016 | -1466.2095 | 6203 | 13.2007 | -1016 | -1002.7993 | 6203 | -55.7772 | -1716 | -1771.7772 | 6203 | -28.6608 | -1716 | -1744.6608 | 6203 | 0.38287 | -1087.3852 | -1087.0023 | 6203 | -1519.0627 | 1064.6799 | -454.3827 | 6203 | -1519.0627 | 676.0227 | -843.0399 | 6203 | -1519.0627 | 602.9975 | -916.0651
6204 | -22.9281 | -1016 | -1038.9281 | 6204 | -490.2837 | -744.2923 | -1234.576 | 6204 | -175.4027 | -813.9948 | -989.3976 | 6204 | -117.5872 | -224.4115 | -341.9987 | 6204 | -117.5872 | -724.4115 | -841.9987 | 6204 | -117.5872 | -724.4115 | -841.9987 | 6204 | -1257.2241 | 927.0135 | -330.2106 | 6204 | -1257.2241 | 427.0135 | -830.2106 | 6204 | -1257.2241 | 427.0135 | -830.2106
6205 | -259.2218 | -226.9874 | -486.2092 | 6205 | -259.2218 | -226.9874 | -486.2092 | 6205 | -259.2218 | -226.9874 | -486.2092 | 6205 | -36.4157 | -374.9474 | -411.3631 | 6205 | -146.7358 | -764.6274 | -911.3631 | 6205 | -146.7358 | -764.6274 | -911.3631 | 6205 | -1092.5849 | 749.6723 | -342.9126 | 6205 | -1092.5849 | 749.6723 | -342.9126 | 6205 | -1092.5849 | 749.6723 | -342.9126
6206 | 418.6991 | -823.0549 | -404.3558 | 6206 | 418.6991 | -823.0549 | -404.3558 | 6206 | 418.6991 | -823.0549 | -404.3558 | 6206 | -223.75 | -245.6975 | -469.4474 | 6206 | -260.4873 | -708.9602 | -969.4474 | 6206 | -260.4873 | -708.9602 | -969.4474 | 6206 | -1083.569 | 743.7065 | -339.8625 | 6206 | -1083.569 | 743.7065 | -339.8625 | 6206 | -1083.569 | 743.7065 | -339.8625
6207 | 551.1806 | -1016 | -464.8194 | 6207 | 608.7729 | -1016 | -407.2271 | 6207 | 608.7729 | -1016 | -407.2271 | 6207 | -458.1503 | -36.2979 | -494.4482 | 6207 | -493.1503 | -1.2979 | -494.4482 | 6207 | -493.1503 | -1.2979 | -494.4482 | 6207 | -1049.7453 | 703.0401 | -346.7053 | 6207 | -1049.7453 | 703.0401 | -346.7053 | 6207 | -1049.7453 | 703.0401 | -346.7053
6208 | 511.7694 | -993.2671 | -481.4977 | 6208 | 511.7694 | -993.2671 | -481.4977 | 6208 | 511.7694 | -993.2671 | -481.4977 | 6208 | -166.7904 | -274.2474 | -441.0378 | 6208 | -1163.775 | 722.7372 | -441.0378 | 6208 | -1163.775 | 722.7372 | -441.0378 | 6208 | -32.1324 | -203.7713 | -235.9036 | 6208 | -32.1324 | -203.7713 | -235.9036 | 6208 | -32.1324 | -203.7713 | -235.9036
6209 | 141.4493 | -644.8224 | -503.3731 | 6209 | 141.4493 | -644.8224 | -503.3731 | 6209 | 512.6269 | -1016 | -503.3731 | 6209 | 191.4487 | -136.3423 | 55.1064 | 6209 | 540.1372 | -45.615 | 494.5222 | 6209 | 183.7746 | -58.1793 | 125.5953 | 6209 | -163.3288 | 74.2091 | -89.1197 | 6209 | -163.3288 | 74.2091 | -89.1197 | 6209 | -163.3288 | 74.2091 | -89.1197
6210 | 567.2242 | -1016 | -448.7758 | 6210 | 1000 | -562.3615 | 437.6385 | 6210 | 1000 | -830.6316 | 169.3684 | 6210 | 967.8485 | -638.3521 | 329.4965 | 6210 | 719.7308 | -185.4511 | 534.2796 | 6210 | 328.2583 | -173.188 | 155.0702 | 6210 | 100.7654 | -30.4274 | 70.338 | 6210 | 100.7654 | -30.4274 | 70.338 | 6210 | 100.7654 | -30.4274 | 70.338
6211 | 916.4019 | -1016 | -99.5981 | 6211 | 1000 | -1016 | -16 | 6211 | 1000 | -1016 | -16 | 6211 | 842.3897 | -1016.1287 | -173.739 | 6211 | 1542.261 | -1016.1287 | 526.1323 | 6211 | 842.3897 | -1016.1287 | -173.739 | 6211 | 880.7974 | -655.7007 | 225.0967 | 6211 | 880.7974 | -655.7007 | 225.0967 | 6211 | 880.7974 | -655.7007 | 225.0967
6212 | 1000 | -1016 | -16 | 6212 | 1000 | -1016 | -16 | 6212 | 1000 | -1016 | -16 | 6212 | 1416.8398 | -1357.5967 | 59.243 | 6212 | 1290.2659 | -1231.0229 | 59.243 | 6212 | 1290.2659 | -1231.0229 | 59.243 | 6212 | 1742.0359 | -1252.4625 | 489.5734 | 6212 | 1742.0359 | -1252.4625 | 489.5734 | 6212 | 1742.0359 | -1252.4625 | 489.5734
6213 | 1000 | -1016 | -16 | 6213 | 1000 | -1016 | -16 | 6213 | 1000 | -1016 | -16 | 6213 | 1768.4601 | -1716 | 52.4601 | 6213 | 1768.4601 | -1716 | 52.4601 | 6213 | 1768.4601 | -1716 | 52.4601 | 6213 | 2000 | -1544.2103 | 455.7897 | 6213 | 2000 | -1544.2103 | 455.7897 | 6213 | 2000 | -1544.2103 | 455.7897
6214 | 1000 | -1016 | -16 | 6214 | 1000 | -1016 | -16 | 6214 | 1000 | -1016 | -16 | 6214 | 1833.0729 | -1716 | 117.0729 | 6214 | 1833.0729 | -1716 | 117.0729 | 6214 | 1833.0729 | -1716 | 117.0729 | 6214 | 2000 | -1551.6829 | 448.3171 | 6214 | 2000 | -1551.6829 | 448.3171 | 6214 | 2000 | -1551.6829 | 448.3171
6215 | 1000 | -1016 | -16 | 6215 | 1000 | -1016 | -16 | 6215 | 1000 | -1016 | -16 | 6215 | 1941.98 | -1716 | 225.98 | 6215 | 1941.98 | -1716 | 225.98 | 6215 | 1941.98 | -1716 | 225.98 | 6215 | 2000 | -1435.2938 | 564.7062 | 6215 | 2000 | -1435.2938 | 564.7062 | 6215 | 2000 | -1435.2938 | 564.7062
6216 | 1000 | -1016 | -16 | 6216 | 1000 | -1016 | -16 | 6216 | 1000 | -1016 | -16 | 6216 | 2000 | -1716 | 284 | 6216 | 2000 | -1716 | 284 | 6216 | 2000 | -1716 | 284 | 6216 | 2000 | -1365.0398 | 634.9602 | 6216 | 2000 | -1698.3731 | 301.6269 | 6216 | 2000 | -1698.3731 | 301.6269
6217 | 1000 | -1016 | -16 | 6217 | 1000 | -1016 | -16 | 6217 | 1000 | -1016 | -16 | 6217 | 2000 | -1663.9981 | 336.0019 | 6217 | 2000 | -1663.9981 | 336.0019 | 6217 | 2000 | -1663.9981 | 336.0019 | 6217 | 2000 | -1271.5783 | 728.4217 | 6217 | 2000 | -771.5783 | 1228.4217 | 6217 | 2000 | -771.5783 | 1228.4217
6218 | 1000 | -1016 | -16 | 6218 | 1000 | -1016 | -16 | 6218 | 1000 | -1016 | -16 | 6218 | 2000 | -1695.9882 | 304.0118 | 6218 | 2000 | -1695.9882 | 304.0118 | 6218 | 2000 | -1695.9882 | 304.0118 | 6218 | 2000 | -1290.9556 | 709.0444 | 6218 | 2000 | -478.4078 | 1521.5922 | 6218 | 2000 | -790.9556 | 1209.0444
6219 | 1000 | -1016 | -16 | 6219 | 1000 | -1016 | -16 | 6219 | 1000 | -1016 | -16 | 6219 | 2000 | -1649.9041 | 350.0959 | 6219 | 2000 | -1649.9041 | 350.0959 | 6219 | 2000 | -1649.9041 | 350.0959 | 6219 | 2000 | -1241.1382 | 758.8618 | 6219 | 2000 | -816.6556 | 1183.3444 | 6219 | 2000 | -816.6556 | 1183.3444
6220 | 1000 | -1016 | -16 | 6220 | 1000 | -1016 | -16 | 6220 | 1000 | -1016 | -16 | 6220 | 2000 | -1716 | 284 | 6220 | 2000 | -1716 | 284 | 6220 | 2000 | -1716 | 284 | 6220 | 2000 | -1331.6202 | 668.3798 | 6220 | 2000 | -831.6202 | 1168.3798 | 6220 | 2000 | -831.6202 | 1168.3798
6221 | 1000 | -1016 | -16 | 6221 | 1000 | -1016 | -16 | 6221 | 1000 | -1016 | -16 | 6221 | 2000 | -1716 | 284 | 6221 | 2000 | -1716 | 284 | 6221 | 2000 | -1716 | 284 | 6221 | 2000 | -1412.042 | 587.958 | 6221 | 2000 | -1412.042 | 587.958 | 6221 | 2000 | -1412.042 | 587.958
6222 | 1000 | -1016 | -16 | 6222 | 1000 | -1016 | -16 | 6222 | 1000 | -1016 | -16 | 6222 | 2000 | -1654.6854 | 345.3146 | 6222 | 2000 | -1654.6854 | 345.3146 | 6222 | 2000 | -1654.6854 | 345.3146 | 6222 | 2000 | -1203.1122 | 796.8878 | 6222 | 2000 | -1203.1122 | 796.8878 | 6222 | 2000 | -1203.1122 | 796.8878
6223 | 1000 | -860.4005 | 139.5995 | 6223 | 1000 | -860.4005 | 139.5995 | 6223 | 1000 | -860.4005 | 139.5995 | 6223 | 2000 | -1450.1553 | 549.8447 | 6223 | 2000 | -1450.1553 | 549.8447 | 6223 | 2000 | -1450.1553 | 549.8447 | 6223 | 2000 | -851.4664 | 1148.5336 | 6223 | 2000 | -851.4664 | 1148.5336 | 6223 | 2000 | -851.4664 | 1148.5336
6224 | 1000 | -315.6001 | 684.3999 | 6224 | 1000 | -315.6001 | 684.3999 | 6224 | 1000 | -315.6001 | 684.3999 | 6224 | 2000 | -1285.3677 | 714.6323 | 6224 | 2000 | -1285.3677 | 714.6323 | 6224 | 2000 | -1285.3677 | 714.6323 | 6224 | 2000 | -95.0452 | 1904.9548 | 6224 | 2000 | -95.0452 | 1904.9548 | 6224 | 2000 | -95.0452 | 1904.9548
6225 | 1000 | -914.6312 | 85.3688 | 6225 | 1000 | -914.6312 | 85.3688 | 6225 | 1000 | -914.6312 | 85.3688 | 6225 | 2000 | -904.3467 | 1095.6533 | 6225 | 2000 | -904.3467 | 1095.6533 | 6225 | 2000 | -904.3467 | 1095.6533 | 6225 | 1966.2358 | 442.1575 | 2408.3934 | 6225 | 1966.2358 | 442.1575 | 2408.3934 | 6225 | 1966.2358 | 442.1575 | 2408.3934
6226 | 1000 | -1016 | -16 | 6226 | 1000 | -1016 | -16 | 6226 | 1000 | -1016 | -16 | 6226 | 2000 | -969.2045 | 1030.7955 | 6226 | 2000 | -969.2045 | 1030.7955 | 6226 | 2000 | -969.2045 | 1030.7955 | 6226 | 1717.3676 | 596.0662 | 2313.4338 | 6226 | 1717.3676 | 596.0662 | 2313.4338 | 6226 | 1717.3676 | 596.0662 | 2313.4338
6227 | 1000 | -1016 | -16 | 6227 | 1000 | -1016 | -16 | 6227 | 1000 | -1016 | -16 | 6227 | 2000 | -1398.336 | 601.664 | 6227 | 2000 | -1398.336 | 601.664 | 6227 | 2000 | -1398.336 | 601.664 | 6227 | 1085.5978 | 712.0064 | 1797.6042 | 6227 | 1085.5978 | 712.0064 | 1797.6042 | 6227 | 1085.5978 | 712.0064 | 1797.6042
6228 | 1000 | -1016 | -16 | 6228 | 1000 | -1016 | -16 | 6228 | 1000 | -1016 | -16 | 6228 | 1944.1067 | -1408.0324 | 536.0743 | 6228 | 1944.1067 | -1408.0324 | 536.0743 | 6228 | 1944.1067 | -1408.0324 | 536.0743 | 6228 | 760.3785 | 936.0267 | 1696.4051 | 6228 | 760.3785 | 936.0267 | 1696.4051 | 6228 | 760.3785 | 936.0267 | 1696.4051
6229 | 1000 | -966.7529 | 33.2471 | 6229 | 1000 | -966.7529 | 33.2471 | 6229 | 1000 | -966.7529 | 33.2471 | 6229 | 1710.1984 | -1349.6151 | 360.5833 | 6229 | 1710.1984 | -1349.6151 | 360.5833 | 6229 | 1710.1984 | -1349.6151 | 360.5833 | 6229 | 488.5267 | 986.0213 | 1474.5479 | 6229 | 488.5267 | 986.0213 | 1474.5479 | 6229 | 488.5267 | 986.0213 | 1474.5479
6230 | 484.3789 | -241.614 | 242.765 | 6230 | 484.3789 | -241.614 | 242.765 | 6230 | 484.3789 | -241.614 | 242.765 | 6230 | 1539.7004 | -1358.8888 | 180.8117 | 6230 | 1539.7004 | -1358.8888 | 180.8117 | 6230 | 1539.7004 | -1358.8888 | 180.8117 | 6230 | 382.4845 | 839.2047 | 1221.6892 | 6230 | 382.4845 | 839.2047 | 1221.6892 | 6230 | 382.4845 | 839.2047 | 1221.6892
6231 | 510.3313 | -463.741 | 46.5903 | 6231 | 510.3313 | -463.741 | 46.5903 | 6231 | 510.3313 | -463.741 | 46.5903 | 6231 | 1202.2126 | -758.0238 | 444.1887 | 6231 | 1202.2126 | -758.0118 | 444.2007 | 6231 | 1202.2126 | -758.0238 | 444.1887 | 6231 | 421.7192 | 562.4668 | 984.186 | 6231 | 421.7192 | 562.4668 | 984.186 | 6231 | 421.7192 | 562.4668 | 984.186
6232 | 1000 | -1016 | -16 | 6232 | 1000 | -1009.2729 | -9.2729 | 6232 | 1000 | -765.0478 | 234.9522 | 6232 | 773.1224 | 44.4855 | 817.6079 | 6232 | 785.8608 | 44.4855 | 830.3463 | 6232 | 785.8608 | 44.4855 | 830.3463 | 6232 | -142.4176 | 1717 | 1574.5824 | 6232 | -105.6803 | 1717 | 1611.3197 | 6232 | -142.4176 | 1575.7128 | 1433.2952
6233 | 1000 | -889.5477 | 110.4523 | 6233 | 1000 | -370.818 | 629.182 | 6233 | 1000 | -664.4883 | 335.5117 | 6233 | 222.4547 | 353.0379 | 575.4927 | 6233 | 406.2494 | 403.4096 | 809.659 | 6233 | 406.2494 | 403.4096 | 809.659 | 6233 | -771.04 | 1717 | 945.96 | 6233 | -734.3027 | 1717 | 982.6973 | 6233 | -734.3027 | 1717 | 982.6973
6234 | 731.06 | 360.4732 | 1091.5333 | 6234 | 731.06 | 501.7429 | 1232.8029 | 6234 | 731.06 | -265.1571 | 465.9029 | 6234 | 28.9874 | 265.2408 | 294.2282 | 6234 | 84.1474 | 381.6448 | 465.7922 | 6234 | 84.1474 | 384.6647 | 468.8121 | 6234 | -1070.1879 | 1717 | 646.8121 | 6234 | -1070.1879 | 1717 | 646.8121 | 6234 | -1070.1879 | 1717 | 646.8121
6235 | 728.0484 | -1016 | -287.9516 | 6235 | 728.0484 | -536.0025 | 192.0459 | 6235 | 728.0484 | -536.0025 | 192.0459 | 6235 | 120.6106 | 40.5553 | 161.1659 | 6235 | 120.6106 | 40.5553 | 161.1659 | 6235 | 120.6106 | 40.5553 | 161.1659 | 6235 | -1126.57 | 1717 | 590.43 | 6235 | -1126.57 | 1717 | 590.43 | 6235 | -1126.57 | 1717 | 590.43
6236 | 617.6886 | -927.0112 | -309.3226 | 6236 | 617.6886 | -427.0112 | 190.6774 | 6236 | 617.6886 | -427.0112 | 190.6774 | 6236 | 55.6399 | 40.0952 | 95.735 | 6236 | 55.6399 | 40.0952 | 95.735 | 6236 | 55.6399 | 40.0952 | 95.735 | 6236 | -1214.4717 | 1717 | 502.5283 | 6236 | -1214.4717 | 1717 | 502.5283 | 6236 | -1214.4717 | 1717 | 502.5283
6237 | 568.1224 | -711.6614 | -143.539 | 6237 | 579.1224 | -222.6614 | 356.461 | 6237 | 579.1224 | -222.6614 | 356.461 | 6237 | 8.6396 | 244.3786 | 253.0182 | 6237 | 8.6396 | 244.3786 | 253.0182 | 6237 | 8.6396 | 244.3786 | 253.0182 | 6237 | -1258.906 | 1717 | 458.094 | 6237 | -1258.906 | 1717 | 458.094 | 6237 | -1258.906 | 1717 | 458.094
6238 | 629.6486 | -600.3511 | 29.2975 | 6238 | 640.6486 | -441.1967 | 199.4519 | 6238 | 640.6486 | -249.1967 | 391.4519 | 6238 | 84.7124 | 337.2799 | 421.9922 | 6238 | 84.7124 | 337.2799 | 421.9922 | 6238 | 84.7124 | 337.2799 | 421.9922 | 6238 | -1168.2867 | 1717 | 548.7133 | 6238 | -1168.2867 | 1717 | 548.7133 | 6238 | -1167.2867 | 1717 | 549.7133
6239 | 613.6645 | -721.4705 | -107.806 | 6239 | 613.6645 | -721.4705 | -107.806 | 6239 | 613.6645 | -721.4705 | -107.806 | 6239 | 74.3409 | 172.435 | 246.7759 | 6239 | 74.3409 | 172.435 | 246.7759 | 6239 | 74.3409 | 172.435 | 246.7759 | 6239 | -1162.0456 | 1717 | 554.9544 | 6239 | -1162.0456 | 1717 | 554.9544 | 6239 | -1162.0456 | 1717 | 554.9544
6240 | 888.6188 | -967.0304 | -78.4116 | 6240 | 888.6188 | -967.0304 | -78.4116 | 6240 | 888.6188 | -967.0304 | -78.4116 | 6240 | 387.0841 | -105.4832 | 281.6009 | 6240 | 387.0841 | -105.4832 | 281.6009 | 6240 | 387.0841 | -105.4832 | 281.6009 | 6240 | -853.5135 | 1717 | 863.4865 | 6240 | -853.5135 | 1717 | 863.4865 | 6240 | -853.5135 | 1717 | 863.4865
6241 | 552.4363 | -625.8178 | -73.3815 | 6241 | 552.4363 | -625.8178 | -73.3815 | 6241 | 552.4363 | -625.8178 | -73.3815 | 6241 | 68.4031 | 209.1315 | 277.5346 | 6241 | 68.4031 | 209.1315 | 277.5346 | 6241 | 68.4031 | 209.1315 | 277.5346 | 6241 | -1057.8657 | 1717 | 659.1343 | 6241 | -1067.3875 | 1717 | 649.6125 | 6241 | -1112.693 | 1717 | 604.307
6242 | 646.4922 | -687.8022 | -41.3101 | 6242 | 646.4922 | -687.8022 | -41.3101 | 6242 | 646.4922 | -687.8022 | -41.3101 | 6242 | 123.9647 | 232.428 | 356.3926 | 6242 | 123.9647 | 232.428 | 356.3926 | 6242 | 123.9647 | 232.428 | 356.3926 | 6242 | -1012.8602 | 1717 | 704.1398 | 6242 | -1012.8602 | 1717 | 704.1398 | 6242 | -1012.8602 | 1717 | 704.1398
6243 | 270.9629 | -269.6851 | 1.2778 | 6243 | 270.9629 | -269.6851 | 1.2778 | 6243 | 270.9629 | -269.6851 | 1.2778 | 6243 | -263.5352 | 669.2675 | 405.7323 | 6243 | -263.5352 | 669.2675 | 405.7323 | 6243 | -263.5352 | 669.2675 | 405.7323 | 6243 | -1384.776 | 1717 | 332.224 | 6243 | -1384.776 | 1717 | 332.224 | 6243 | -1384.776 | 1717 | 332.224
6244 | 161.9399 | -68.8339 | 93.106 | 6244 | 161.9399 | -68.8339 | 93.106 | 6244 | 161.9399 | -68.8339 | 93.106 | 6244 | -389.2222 | 904.6349 | 515.4127 | 6244 | -389.2222 | 904.6349 | 515.4127 | 6244 | -389.2222 | 904.6349 | 515.4127 | 6244 | -1307.1271 | 1717 | 409.8729 | 6244 | -1527.1271 | 1717 | 189.8729 | 6244 | -1527.1271 | 1717 | 189.8729
6245 | 459.6223 | -329.8148 | 129.8076 | 6245 | 459.6223 | -329.8148 | 129.8076 | 6245 | 459.6223 | -259.2825 | 200.3399 | 6245 | -90.9485 | 648.3276 | 557.3792 | 6245 | -90.9485 | 648.3276 | 557.3792 | 6245 | -90.9485 | 648.3276 | 557.3792 | 6245 | -1228.2621 | 1717 | 488.7379 | 6245 | -1228.2621 | 1717 | 488.7379 | 6245 | -1178.1774 | 1717 | 538.8226
6246 | 737.6997 | -539.8912 | 197.8085 | 6246 | 737.6997 | -539.8912 | 197.8085 | 6246 | 737.6997 | -539.8912 | 197.8085 | 6246 | 237.3464 | 326.0843 | 563.4308 | 6246 | 237.3464 | 326.0843 | 563.4308 | 6246 | 237.3464 | 326.0843 | 563.4308 | 6246 | -820.0697 | 1717 | 896.9303 | 6246 | -960.0697 | 1717 | 756.9303 | 6246 | -960.0697 | 1717 | 756.9303
6247 | 803.1568 | -398.096 | 405.0608 | 6247 | 698.0104 | -688.6878 | 9.3226 | 6247 | 698.0104 | -292.9496 | 405.0608 | 6247 | 201.9546 | 547.5896 | 749.5442 | 6247 | 201.9546 | 547.5896 | 749.5442 | 6247 | 201.9546 | 547.5896 | 749.5442 | 6247 | -1014.6386 | 1717 | 702.3614 | 6247 | -1064.6386 | 1717 | 652.3614 | 6247 | -1060.8825 | 1717 | 656.1175
6248 | -96.489 | 590.4102 | 493.9211 | 6248 | -96.489 | 590.4102 | 493.9211 | 6248 | -96.489 | 590.4102 | 493.9211 | 6248 | 361.6579 | 440.1052 | 801.763 | 6248 | 361.6579 | 440.1052 | 801.763 | 6248 | 361.6579 | 440.1052 | 801.763 | 6248 | -236.115 | 1717 | 1480.885 | 6248 | -736.115 | 1717 | 980.885 | 6248 | -736.115 | 1717 | 980.885
6249 | -51.4876 | 965.0944 | 913.6068 | 6249 | -551.4876 | 965.0944 | 413.6068 | 6249 | -551.4876 | 965.0944 | 413.6068 | 6249 | 225.7573 | 1024.6402 | 1250.3976 | 6249 | 225.7573 | 1024.6402 | 1250.3976 | 6249 | 225.7573 | 1024.6402 | 1250.3976 | 6249 | 259.0506 | 1717 | 1976.0506 | 6249 | -240.9494 | 1717 | 1476.0506 | 6249 | -240.9494 | 1717 | 1476.0506
6250 | -198.6365 | 1017 | 818.3635 | 6250 | -698.6365 | 1017 | 318.3635 | 6250 | -698.6365 | 1017 | 318.3635 | 6250 | -584.5375 | 1706.4253 | 1121.8878 | 6250 | -584.5375 | 1706.4253 | 1121.8878 | 6250 | -584.5375 | 1706.4253 | 1121.8878 | 6250 | 76.3984 | 1717 | 1793.3984 | 6250 | -423.6016 | 1717 | 1293.3984 | 6250 | -423.6016 | 1717 | 1293.3984
6251 | -641.1728 | 1017 | 375.8272 | 6251 | -984.7017 | 1017 | 32.2983 | 6251 | -620.9485 | 1017 | 396.0515 | 6251 | -1283.2878 | 1717 | 433.7122 | 6251 | -1119.3212 | 1717 | 597.6788 | 6251 | -1220.4079 | 1717 | 496.5921 | 6251 | 138.5938 | 1717 | 1855.5938 | 6251 | -1764.7931 | 1717 | -47.7931 | 6251 | -361.4062 | 1717 | 1355.5938
6252 | -976.3422 | 1017 | 40.6578 | 6252 | -976.3422 | 1017 | 40.6578 | 6252 | -719.7929 | 1017 | 297.2071 | 6252 | -505.894 | 1717 | 1211.106 | 6252 | -1618.8872 | 1717 | 98.1128 | 6252 | -893.9356 | 1717 | 823.0644 | 6252 | 280.6976 | 1717 | 1997.6976 | 6252 | -1945.1187 | 1717 | -228.1187 | 6252 | -365.4511 | 1717 | 1351.5489
6253 | -874.2121 | 1017 | 142.7879 | 6253 | -967.1096 | 1017 | 49.8904 | 6253 | -589.7668 | 1017 | 427.2332 | 6253 | -1593.9661 | 1717 | 123.0339 | 6253 | -822.5451 | 1717 | 894.4549 | 6253 | -822.5451 | 1717 | 894.4549 | 6253 | -821.0832 | 1717 | 895.9168 | 6253 | -544.7912 | 1717 | 1172.2088 | 6253 | -153.5429 | 1717 | 1563.4571
6254 | -92.6204 | 1017 | 924.3796 | 6254 | -842.7048 | 1017 | 174.2952 | 6254 | -592.6204 | 1017 | 424.3796 | 6254 | -463.4519 | 1717 | 1253.5481 | 6254 | -764.212 | 1717 | 952.788 | 6254 | -764.212 | 1717 | 952.788 | 6254 | 179.9528 | 1717 | 1896.9528 | 6254 | -320.0472 | 1717 | 1396.9528 | 6254 | -553.1472 | 1717 | 1163.8528
6255 | -475.6854 | 842.5515 | 366.8661 | 6255 | -475.6854 | 1017 | 541.3146 | 6255 | -370.539 | 1017 | 646.461 | 6255 | -812.2095 | 1717 | 904.7905 | 6255 | -945.9068 | 1717 | 771.0932 | 6255 | -991.9669 | 1717 | 725.0331 | 6255 | -1108.9938 | 1717 | 608.0062 | 6255 | -993.619 | 1717 | 723.381 | 6255 | -953.2745 | 1717 | 763.7255
6256 | -725.5464 | 1017 | 291.4536 | 6256 | -656.6705 | 948.1241 | 291.4536 | 6256 | -725.5464 | 1017 | 291.4536 | 6256 | 496.0046 | 361.3382 | 857.3428 | 6256 | 996.0046 | 361.3382 | 1357.3428 | 6256 | 996.0046 | 361.3382 | 1357.3428 | 6256 | 190.0999 | 1717 | 1907.0999 | 6256 | 273.8569 | 1717 | 1990.8569 | 6256 | 219.2139 | 1717 | 1936.2139
6257 | 1000 | 256.7495 | 1256.7495 | 6257 | 1000 | 365.7495 | 1365.7495 | 6257 | 1000 | -246.9031 | 753.0969 | 6257 | 408.963 | 1678.6381 | 2087.6011 | 6257 | 413.8493 | 1673.9681 | 2087.8174 | 6257 | -118.2452 | 1438.9462 | 1320.7011 | 6257 | 229.5324 | 1717 | 1946.5324 | 6257 | 362.4679 | 1717 | 2079.4679 | 6257 | 77.805 | 1717 | 1794.805
6258 | 1000 | -71.7698 | 928.2302 | 6258 | 1000 | 220.6209 | 1220.6209 | 6258 | 1000 | -227.2968 | 772.7032 | 6258 | 526.0563 | 806.7149 | 1332.7712 | 6258 | 829.7041 | 617.2857 | 1446.9898 | 6258 | 536.0338 | 811.6012 | 1347.635 | 6258 | 143.6837 | 1717 | 1860.6837 | 6258 | 226.5187 | 1717 | 1943.5187 | 6258 | 14.2609 | 1717 | 1731.2609
6259 | 1000 | -971.297 | 28.703 | 6259 | 1000 | -471.297 | 528.703 | 6259 | 1000 | -471.297 | 528.703 | 6259 | 1061.9855 | -500.5718 | 561.4137 | 6259 | 1117.1456 | -299.0433 | 818.1023 | 6259 | 1117.1456 | -282.1433 | 835.0023 | 6259 | -33.4236 | 992.0475 | 958.624 | 6259 | 2.3918 | 1687.2486 | 1689.6404 | 6259 | 3.3137 | 1415.5973 | 1418.9111
6260 | 1000 | -1016 | -16 | 6260 | 1000 | -678.8565 | 321.1435 | 6260 | 1000 | -608.8565 | 391.1435 | 6260 | 1042.8862 | -736.8203 | 306.0658 | 6260 | 1042.8862 | -736.8203 | 306.0658 | 6260 | 1042.8862 | -736.8203 | 306.0658 | 6260 | -114.7916 | 825.1955 | 710.4039 | 6260 | -114.7916 | 1325.1955 | 1210.4039 | 6260 | -114.7916 | 1325.1955 | 1210.4039
6261 | 1000 | -913.8768 | 86.1232 | 6261 | 1000 | -413.8768 | 586.1232 | 6261 | 1000 | -483.8768 | 516.1232 | 6261 | 939.2958 | -430.4552 | 508.8406 | 6261 | 939.2958 | -430.4552 | 508.8406 | 6261 | 939.2958 | -430.4552 | 508.8406 | 6261 | -153.5639 | 1068.7 | 915.136 | 6261 | -140.4103 | 1515.8334 | 1375.4232 | 6261 | -140.4103 | 1515.8334 | 1375.4232
6262 | 1000 | -824.0611 | 175.9389 | 6262 | 1000 | -824.0611 | 175.9389 | 6262 | 1000 | -824.0611 | 175.9389 | 6262 | 674.6533 | -152.4821 | 522.1713 | 6262 | 674.6533 | -152.4821 | 522.1713 | 6262 | 674.6533 | -152.4821 | 522.1713 | 6262 | -495.8996 | 1464.6961 | 968.7965 | 6262 | -495.8996 | 1717 | 1221.1004 | 6262 | -495.8996 | 1717 | 1221.1004
6263 | 911.1525 | -847.9528 | 63.1997 | 6263 | 911.1525 | -847.9528 | 63.1997 | 6263 | 911.1525 | -847.9528 | 63.1997 | 6263 | 526.5867 | -103.4045 | 423.1822 | 6263 | 526.5867 | -103.4045 | 423.1822 | 6263 | 526.5867 | -103.4045 | 423.1822 | 6263 | -670.5165 | 1558.6285 | 888.112 | 6263 | -670.5165 | 1717 | 1046.4835 | 6263 | -670.5165 | 1717 | 1046.4835
6264 | 651.117 | -410.2489 | 240.8682 | 6264 | 651.117 | -410.2489 | 240.8682 | 6264 | 651.117 | -410.2489 | 240.8682 | 6264 | 232.3148 | 384.0631 | 616.378 | 6264 | 232.3148 | 384.0631 | 616.378 | 6264 | 232.3148 | 384.0631 | 616.378 | 6264 | -957.0248 | 1717 | 759.9752 | 6264 | -957.0248 | 1717 | 759.9752 | 6264 | -957.0248 | 1717 | 759.9752
6265 | 685.431 | -297.8554 | 387.5756 | 6265 | 685.431 | -297.8554 | 387.5756 | 6265 | 685.431 | -297.8554 | 387.5756 | 6265 | 237.085 | 542.7189 | 779.8039 | 6265 | 237.085 | 542.7189 | 779.8039 | 6265 | 237.085 | 542.7189 | 779.8039 | 6265 | -975.8472 | 1717 | 741.1528 | 6265 | -980.8867 | 1717 | 736.1133 | 6265 | -975.8472 | 1717 | 741.1528
6266 | 621.7791 | -148.9618 | 472.8174 | 6266 | 621.7791 | -148.9618 | 472.8174 | 6266 | 621.7791 | -544.7 | 77.0792 | 6266 | 129.9371 | 752.9077 | 882.8448 | 6266 | 129.9371 | 752.9077 | 882.8448 | 6266 | 129.9371 | 752.9077 | 882.8448 | 6266 | -857.8396 | 1717 | 859.1604 | 6266 | -1132.4424 | 1717 | 584.5576 | 6266 | -1025.5418 | 1717 | 691.4582
6267 | 481.0437 | 26.066 | 507.1097 | 6267 | 586.1901 | -79.0804 | 507.1097 | 6267 | 481.0437 | 26.066 | 507.1097 | 6267 | -49.7754 | 987.4887 | 937.7133 | 6267 | -49.7754 | 987.4887 | 937.7133 | 6267 | -49.7754 | 987.4887 | 937.7133 | 6267 | -783.651 | 1717 | 933.349 | 6267 | -1283.651 | 1717 | 433.349 | 6267 | -1283.651 | 1717 | 433.349
6268 | 541.43 | -74.6975 | 466.7326 | 6268 | 541.43 | -74.6975 | 466.7326 | 6268 | 541.43 | -74.6975 | 466.7326 | 6268 | -29.3317 | 946.7044 | 917.3727 | 6268 | -29.3317 | 946.7044 | 917.3727 | 6268 | -29.3317 | 946.7044 | 917.3727 | 6268 | -781.8202 | 1717 | 935.1798 | 6268 | -1281.8202 | 1717 | 435.1798 | 6268 | -1281.8202 | 1717 | 435.1798
6269 | 664.5881 | -259.0669 | 405.5211 | 6269 | 664.5881 | -259.0669 | 405.5211 | 6269 | 664.5881 | -259.0669 | 405.5211 | 6269 | 81.5289 | 794.5853 | 876.1142 | 6269 | 81.5289 | 794.5853 | 876.1142 | 6269 | 81.5289 | 794.5853 | 876.1142 | 6269 | -1131.2676 | 1717 | 585.7324 | 6269 | -1272.0676 | 1717 | 444.9324 | 6269 | -1272.0676 | 1717 | 444.9324
6270 | 903.5823 | -488.4517 | 415.1306 | 6270 | 903.5823 | -92.7135 | 810.8688 | 6270 | 903.5823 | -92.7135 | 810.8688 | 6270 | 308.8669 | 597.8583 | 906.7252 | 6270 | 308.8669 | 679.1952 | 988.0621 | 6270 | 308.8669 | 777.6157 | 1086.4826 | 6270 | -1056.386 | 1717 | 660.614 | 6270 | -739.2611 | 1717 | 977.7389 | 6270 | -739.2611 | 1717 | 977.7389
6271 | 461.7779 | 442.2577 | 904.0356 | 6271 | 461.7779 | 442.2577 | 904.0356 | 6271 | 461.7779 | 442.2577 | 904.0356 | 6271 | 439.5012 | 968.129 | 1407.6303 | 6271 | 439.5012 | 968.129 | 1407.6303 | 6271 | 439.5012 | 968.129 | 1407.6303 | 6271 | 374.1479 | 1717 | 2091.1479 | 6271 | -2.5093 | 1717 | 1714.4907 | 6271 | -2.5093 | 1717 | 1714.4907
6272 | 992.3237 | 316.9865 | 1309.3102 | 6272 | 739.3462 | 69.964 | 809.3102 | 6272 | 739.3462 | 69.964 | 809.3102 | 6272 | 150.6714 | 1717 | 1867.6714 | 6272 | -95.4837 | 1717 | 1621.5163 | 6272 | -95.4837 | 1717 | 1621.5163 | 6272 | -22.8955 | 1717 | 1694.1045 | 6272 | -422.6533 | 1717 | 1294.3467 | 6272 | 577.3467 | 1717 | 2294.3467
6273 | -416.5567 | 1017 | 600.4433 | 6273 | -32.803 | 1017 | 984.197 | 6273 | 17.197 | 1017 | 1034.197 | 6273 | 550.6764 | 1717 | 2267.6764 | 6273 | 546.4438 | 1317.1746 | 1863.6184 | 6273 | 546.4438 | 1317.1746 | 1863.6184 | 6273 | -765.2221 | 1717 | 951.7779 | 6273 | -438.3744 | 1717 | 1278.6256 | 6273 | -105.2221 | 1717 | 1611.7779
6274 | -3.2057 | 1017 | 1013.7943 | 6274 | 266.1251 | 1017 | 1283.1251 | 6274 | 412.2751 | 1017 | 1429.2751 | 6274 | 391.6519 | 1450.1013 | 1841.7532 | 6274 | 378.0388 | 1072.4346 | 1450.4734 | 6274 | 394.9692 | 1468.4097 | 1863.3789 | 6274 | 86.9974 | 1717 | 1803.9974 | 6274 | -341.604 | 1717 | 1375.396 | 6274 | -130.0693 | 1717 | 1586.9307
6275 | 262.7813 | 1017 | 1279.7813 | 6275 | 101.9412 | 1017 | 1118.9412 | 6275 | -44.2075 | 1017 | 972.7925 | 6275 | 446.6146 | 715.8672 | 1162.4818 | 6275 | 457.9718 | 340.3805 | 798.3522 | 6275 | 458.0736 | 963.9488 | 1422.0224 | 6275 | -151.9429 | 1717 | 1565.0571 | 6275 | -551.4275 | 1717 | 1165.5725 | 6275 | -165.6601 | 1717 | 1551.3399
6276 | 641.4655 | 1017 | 1658.4655 | 6276 | -496.8688 | 1017 | 520.1312 | 6276 | 141.4655 | 1017 | 1158.4655 | 6276 | 238.9685 | 1261.8645 | 1500.8329 | 6276 | 245.4571 | 1182.949 | 1428.4061 | 6276 | 228.4248 | 1456.5188 | 1684.9436 | 6276 | 74.1656 | 1717 | 1791.1656 | 6276 | -95.8344 | 1717 | 1621.1656 | 6276 | 289.5982 | 1717 | 2006.5982
6277 | 507.2443 | 1017 | 1524.2443 | 6277 | -533.1765 | 1017 | 483.8235 | 6277 | -225.8557 | 1017 | 791.1443 | 6277 | 1344.4196 | 699.7642 | 2044.1838 | 6277 | 884.4196 | 659.7642 | 1544.1838 | 6277 | 884.4196 | 659.7642 | 1544.1838 | 6277 | 426.6429 | 1717 | 2143.6429 | 6277 | 661.3095 | 1717 | 2378.3095 | 6277 | 606.6429 | 1717 | 2323.6429
6278 | 217.4487 | 1017 | 1234.4487 | 6278 | -282.5513 | 1017 | 734.4487 | 6278 | -282.5513 | 1017 | 734.4487 | 6278 | 17.9323 | 1717 | 1734.9323 | 6278 | -482.0677 | 1717 | 1234.9323 | 6278 | -482.0677 | 1717 | 1234.9323 | 6278 | 480.1005 | 1717 | 2197.1005 | 6278 | 347.3248 | 1717 | 2064.3248 | 6278 | 347.3248 | 1717 | 2064.3248
6279 | 93.1399 | 694.9711 | 788.111 | 6279 | 93.1399 | 528.3045 | 621.4444 | 6279 | 93.1399 | 694.9711 | 788.111 | 6279 | -4.5036 | 1257.3603 | 1252.8567 | 6279 | -4.5036 | 1257.3603 | 1252.8567 | 6279 | -4.5036 | 1257.3603 | 1252.8567 | 6279 | 206.6659 | 1717 | 1923.6659 | 6279 | 206.6659 | 1717 | 1923.6659 | 6279 | 253.7577 | 1717 | 1970.7577
6280 | 1000 | 189.1066 | 1189.1066 | 6280 | 1000 | -105.0223 | 894.9777 | 6280 | 1000 | -410.8934 | 589.1066 | 6280 | 1890.1312 | -177.3919 | 1712.7393 | 6280 | 1890.1312 | -401.7894 | 1488.3418 | 6280 | 1890.1312 | -662.528 | 1227.6032 | 6280 | 796.3091 | 1630.15 | 2426.4591 | 6280 | 796.3091 | 1717 | 2513.3091 | 6280 | 728.9529 | 1591.0692 | 2320.0222
6281 | 1000 | 598.2676 | 1598.2676 | 6281 | 1000 | 200.9307 | 1200.9307 | 6281 | 1000 | -543.1431 | 456.8569 | 6281 | 2000 | 264.4897 | 2264.4897 | 6281 | 2000 | -235.5103 | 1764.4897 | 6281 | 2000 | -962.6974 | 1037.3026 | 6281 | 969.3602 | 1717 | 2686.3602 | 6281 | 969.3602 | 1717 | 2686.3602 | 6281 | 895.8856 | 1144.8754 | 2040.761
6282 | 1000 | -857.9713 | 142.0287 | 6282 | 1000 | -857.9713 | 142.0287 | 6282 | 1000 | -845.7705 | 154.2295 | 6282 | 1962.7446 | -1344.4475 | 618.2971 | 6282 | 1962.7446 | -1344.4475 | 618.2971 | 6282 | 1962.7446 | -1344.4475 | 618.2971 | 6282 | 765.277 | 376.0663 | 1141.3433 | 6282 | 765.277 | 1018.3246 | 1783.6017 | 6282 | 765.277 | 876.0663 | 1641.3433
6283 | 1000 | -1016 | -16 | 6283 | 1000 | -680.235 | 319.765 | 6283 | 1000 | -680.235 | 319.765 | 6283 | 1910.0857 | -1139.5277 | 770.5581 | 6283 | 1910.0857 | -1139.5277 | 770.5581 | 6283 | 1910.0857 | -1139.5277 | 770.5581 | 6283 | 677.4366 | 636.6196 | 1314.0562 | 6283 | 677.4366 | 1136.6196 | 1814.0562 | 6283 | 677.4366 | 740.8415 | 1418.2781
6284 | 1000 | -599.6515 | 400.3485 | 6284 | 1000 | -816.1963 | 183.8037 | 6284 | 1000 | -628.9405 | 371.0595 | 6284 | 1942.9989 | -917.482 | 1025.517 | 6284 | 1942.9989 | -917.482 | 1025.517 | 6284 | 1942.9989 | -917.482 | 1025.517 | 6284 | 728.7499 | 827.6176 | 1556.3675 | 6284 | 728.7499 | 931.8395 | 1660.5894 | 6284 | 728.7499 | 1327.6176 | 2056.3675
6285 | 1000 | -349.9105 | 650.0895 | 6285 | 1000 | -349.9105 | 650.0895 | 6285 | 1000 | -349.9105 | 650.0895 | 6285 | 1361.2027 | -291.1493 | 1070.0535 | 6285 | 1361.2027 | -291.1493 | 1070.0535 | 6285 | 1361.2027 | -291.1493 | 1070.0535 | 6285 | 156.3682 | 1417.3171 | 1573.6854 | 6285 | 156.3682 | 1717 | 1873.3682 | 6285 | 156.3682 | 1717 | 1873.3682
6286 | 1000 | -440.5064 | 559.4936 | 6286 | 1000 | -440.5064 | 559.4936 | 6286 | 1000 | -440.5064 | 559.4936 | 6286 | 1036.7021 | -99.4454 | 937.2567 | 6286 | 1036.7021 | -99.4454 | 937.2567 | 6286 | 1036.7021 | -99.4454 | 937.2567 | 6286 | -152.9629 | 1555.481 | 1402.518 | 6286 | -152.9629 | 1717 | 1564.0371 | 6286 | -152.9629 | 1717 | 1564.0371
6287 | 1000 | -433.2553 | 566.7447 | 6287 | 1000 | -433.2553 | 566.7447 | 6287 | 1000 | -433.2553 | 566.7447 | 6287 | 1253.248 | -320.4795 | 932.7685 | 6287 | 1253.248 | -320.4795 | 932.7685 | 6287 | 1253.248 | -320.4795 | 932.7685 | 6287 | 92.9903 | 1293.31 | 1386.3003 | 6287 | 92.9903 | 1717 | 1809.9903 | 6287 | 92.9903 | 1717 | 1809.9903
6288 | 1000 | -243.6249 | 756.3751 | 6288 | 1000 | -639.3631 | 360.6369 | 6288 | 1000 | -243.6249 | 756.3751 | 6288 | 1004.2321 | 129.7168 | 1133.9489 | 6288 | 1004.2321 | 129.7168 | 1133.9489 | 6288 | 1004.2321 | 129.7168 | 1133.9489 | 6288 | -67.2734 | 1717 | 1649.7266 | 6288 | -142.72 | 1717 | 1574.28 | 6288 | -142.72 | 1717 | 1574.28
6289 | 1000 | -838.3334 | 161.6666 | 6289 | 1000 | -610.2667 | 389.7333 | 6289 | 1000 | -838.3334 | 161.6666 | 6289 | 796.9084 | 125.2752 | 922.1835 | 6289 | 796.9084 | 125.2752 | 922.1835 | 6289 | 796.9084 | 125.2752 | 922.1835 | 6289 | -341.9027 | 1717 | 1375.0973 | 6289 | -374.9167 | 1717 | 1342.0833 | 6289 | -374.9167 | 1717 | 1342.0833
6290 | 1000 | -519.5415 | 480.4585 | 6290 | 1000 | -519.5415 | 480.4585 | 6290 | 1000 | -519.5415 | 480.4585 | 6290 | 676.5297 | 186.5292 | 863.0589 | 6290 | 676.5297 | 186.5292 | 863.0589 | 6290 | 676.5297 | 186.5292 | 863.0589 | 6290 | -380.682 | 1717 | 1336.318 | 6290 | -515.0025 | 1717 | 1201.9975 | 6290 | -515.0025 | 1717 | 1201.9975
6291 | 1000 | -570.5569 | 429.4431 | 6291 | 1000 | -790.4237 | 209.5763 | 6291 | 1000 | -570.5569 | 429.4431 | 6291 | 614.9055 | 227.9102 | 842.8157 | 6291 | 614.9055 | 227.9102 | 842.8157 | 6291 | 614.9055 | 227.9102 | 842.8157 | 6291 | -576.5674 | 1717 | 1140.4326 | 6291 | -596.5674 | 1717 | 1120.4326 | 6291 | -596.5674 | 1717 | 1120.4326
6292 | 1000 | -539.4039 | 460.5961 | 6292 | 1000 | -539.4039 | 460.5961 | 6292 | 1000 | -539.4039 | 460.5961 | 6292 | 784.057 | 105.5551 | 889.6122 | 6292 | 784.057 | 105.5551 | 889.6122 | 6292 | 784.057 | 105.5551 | 889.6122 | 6292 | -380.1282 | 1717 | 1336.8718 | 6292 | -432.6385 | 1717 | 1284.3615 | 6292 | -432.6385 | 1717 | 1284.3615
6293 | 1000 | -495.503 | 504.497 | 6293 | 1000 | -495.503 | 504.497 | 6293 | 1000 | -495.503 | 504.497 | 6293 | 881.3595 | 61.1417 | 942.5012 | 6293 | 881.3595 | 61.1417 | 942.5012 | 6293 | 881.3595 | 61.1417 | 942.5012 | 6293 | -309.7103 | 1717 | 1407.2897 | 6293 | -329.7103 | 1717 | 1387.2897 | 6293 | -329.7103 | 1717 | 1387.2897
6294 | 1000 | -436.9149 | 563.0851 | 6294 | 1000 | -436.9149 | 563.0851 | 6294 | 1000 | -436.9149 | 563.0851 | 6294 | 1144.8733 | -139.3873 | 1005.486 | 6294 | 1144.8733 | -139.3873 | 1005.486 | 6294 | 1144.8733 | -139.3873 | 1005.486 | 6294 | -31.4313 | 1717 | 1685.5687 | 6294 | -31.4313 | 1601.0137 | 1569.5824 | 6294 | -31.4313 | 1601.0137 | 1569.5824
6295 | 1000 | -182.8194 | 817.1806 | 6295 | 1000 | -88.9497 | 911.0503 | 6295 | 1000 | -484.6879 | 515.3121 | 6295 | 1598.3518 | -686.8928 | 911.459 | 6295 | 1598.3518 | -686.8928 | 911.459 | 6295 | 1598.3518 | -686.8928 | 911.459 | 6295 | 377.1364 | 1717 | 2094.1364 | 6295 | 366.3122 | 1717 | 2083.3122 | 6295 | 366.3122 | 1717 | 2083.3122
6296 | 1000 | 25.0752 | 1025.0752 | 6296 | 1000 | -474.9248 | 525.0752 | 6296 | 1000 | -474.9248 | 525.0752 | 6296 | 2000 | -498.1332 | 1501.8668 | 6296 | 2000 | -498.1332 | 1501.8668 | 6296 | 2000 | -498.1332 | 1501.8668 | 6296 | 837.2322 | 1717 | 2554.2322 | 6296 | 837.2322 | 1476.0382 | 2313.2705 | 6296 | 837.2322 | 1476.0382 | 2313.2705
6297 | 1000 | -1000.5648 | -0.56482 | 6297 | 1000 | -795.2795 | 204.7205 | 6297 | 1000 | -349.0286 | 650.9714 | 6297 | 2000 | -1237.1068 | 762.8932 | 6297 | 2000 | -1503.841 | 496.159 | 6297 | 2000 | -890.1068 | 1109.8932 | 6297 | 2000 | -317.4505 | 1682.5495 | 6297 | 2000 | -503.9613 | 1496.0387 | 6297 | 2000 | -23.1315 | 1976.8685
6298 | 1000 | -1016 | -16 | 6298 | 1000 | -1016 | -16 | 6298 | 1000 | -606.3173 | 393.6827 | 6298 | 2000 | -1486.5352 | 513.4648 | 6298 | 2000 | -1716 | 284 | 6298 | 2000 | -1079.0073 | 920.9927 | 6298 | 2000 | -1077.5612 | 922.4388 | 6298 | 1983.0344 | -1060.5956 | 922.4388 | 6298 | 2000 | -310.6612 | 1689.3388
6299 | 1000 | 37.2484 | 1037.2484 | 6299 | 1000 | -854.5476 | 145.4524 | 6299 | 1000 | -462.7516 | 537.2484 | 6299 | 2000 | -797.9557 | 1202.0443 | 6299 | 2000 | -1027.9557 | 972.0443 | 6299 | 2000 | -991.2647 | 1008.7353 | 6299 | 1970.6242 | 307.0686 | 2277.6928 | 6299 | 2000 | -222.3072 | 1777.6928 | 6299 | 2000 | -222.3072 | 1777.6928
6300 | 1000 | -76.9601 | 923.0399 | 6300 | 1000 | -576.9601 | 423.0399 | 6300 | 1000 | -576.9601 | 423.0399 | 6300 | 2000 | -624.7939 | 1375.2061 | 6300 | 2000 | -1124.7939 | 875.2061 | 6300 | 2000 | -1124.7939 | 875.2061 | 6300 | 1659.1008 | 957.0285 | 2616.1292 | 6300 | 1659.1008 | 457.0285 | 2116.1292 | 6300 | 1659.1008 | 457.0285 | 2116.1292
6301 | 1000 | -262.7296 | 737.2704 | 6301 | 1000 | -762.7296 | 237.2704 | 6301 | 1000 | -762.7296 | 237.2704 | 6301 | 2000 | -835.0778 | 1164.9222 | 6301 | 2000 | -835.0778 | 1164.9222 | 6301 | 2000 | -835.0778 | 1164.9222 | 6301 | 1593.0255 | 761.2868 | 2354.3123 | 6301 | 1593.0255 | 261.2868 | 1854.3123 | 6301 | 1593.0255 | 261.2868 | 1854.3123
6302 | 1000 | -445.502 | 554.498 | 6302 | 1000 | -445.502 | 554.498 | 6302 | 1000 | -640.3491 | 359.6509 | 6302 | 2000 | -1037.7823 | 962.2177 | 6302 | 2000 | -1037.7823 | 962.2177 | 6302 | 2000 | -1037.7823 | 962.2177 | 6302 | 1082.4953 | 1023.7609 | 2106.2562 | 6302 | 1082.4953 | 1023.7609 | 2106.2562 | 6302 | 1082.4953 | 1023.7609 | 2106.2562
6303 | 1000 | -291.7601 | 708.2399 | 6303 | 1000 | -291.7601 | 708.2399 | 6303 | 1000 | -575.9624 | 424.0376 | 6303 | 1777.5782 | -574.7291 | 1202.8491 | 6303 | 1777.5782 | -574.7291 | 1202.8491 | 6303 | 1777.5782 | -572.2836 | 1205.2946 | 6303 | 747.9604 | 1056.0282 | 1803.9886 | 6303 | 747.9604 | 1056.0282 | 1803.9886 | 6303 | 747.9604 | 1056.0282 | 1803.9886
6304 | 1000 | -423.1512 | 576.8488 | 6304 | 1000 | -423.1512 | 576.8488 | 6304 | 1000 | -423.1512 | 576.8488 | 6304 | 1643.4307 | -453.922 | 1189.5087 | 6304 | 1643.4307 | -453.922 | 1189.5087 | 6304 | 1643.4307 | -437.022 | 1206.4087 | 6304 | 631.3134 | 1053.5384 | 1684.8518 | 6304 | 631.3134 | 1053.5384 | 1684.8518 | 6304 | 631.3134 | 1053.5384 | 1684.8518
6305 | 1000 | -678.4867 | 321.5133 | 6305 | 1000 | -678.4867 | 321.5133 | 6305 | 1000 | -678.4867 | 321.5133 | 6305 | 1625.743 | -676.6736 | 949.0694 | 6305 | 1625.743 | -676.6736 | 949.0694 | 6305 | 1625.743 | -676.6736 | 949.0694 | 6305 | 758.6836 | 670.8604 | 1429.544 | 6305 | 758.6836 | 670.8604 | 1429.544 | 6305 | 758.6836 | 670.8604 | 1429.544
6306 | 1000 | -909.3812 | 90.6188 | 6306 | 1000 | -909.3812 | 90.6188 | 6306 | 1000 | -909.3812 | 90.6188 | 6306 | 2000 | -1392.9761 | 607.0239 | 6306 | 2000 | -1392.9761 | 607.0239 | 6306 | 2000 | -1392.9761 | 607.0239 | 6306 | 1050.5547 | 51.5931 | 1102.1478 | 6306 | 1050.5547 | 51.5931 | 1102.1478 | 6306 | 1050.5547 | 51.5931 | 1102.1478
6307 | 1000 | -1016 | -16 | 6307 | 1000 | -1016 | -16 | 6307 | 1000 | -1016 | -16 | 6307 | 2000 | -1716 | 284 | 6307 | 2000 | -1716 | 284 | 6307 | 2000 | -1716 | 284 | 6307 | 1531.4413 | -820.6183 | 710.823 | 6307 | 1531.4413 | -820.6183 | 710.823 | 6307 | 1531.4413 | -820.6183 | 710.823
6308 | 1000 | -1016 | -16 | 6308 | 1000 | -1016 | -16 | 6308 | 1000 | -1016 | -16 | 6308 | 1922.8648 | -1716 | 206.8648 | 6308 | 1922.8648 | -1716 | 206.8648 | 6308 | 1922.8648 | -1716 | 206.8648 | 6308 | 2000 | -1534.2056 | 465.7944 | 6308 | 2000 | -1534.2056 | 465.7944 | 6308 | 2000 | -1534.2056 | 465.7944
6309 | 1000 | -1016 | -16 | 6309 | 1000 | -1016 | -16 | 6309 | 1000 | -1016 | -16 | 6309 | 1829.3623 | -1716 | 113.3623 | 6309 | 1829.3623 | -1716 | 113.3623 | 6309 | 1829.3623 | -1716 | 113.3623 | 6309 | 2000 | -1695.375 | 304.625 | 6309 | 2000 | -1695.375 | 304.625 | 6309 | 2000 | -1695.375 | 304.625
6310 | 1000 | -1016 | -16 | 6310 | 1000 | -1016 | -16 | 6310 | 946.2429 | -1016 | -69.7571 | 6310 | 1742.5324 | -1716 | 26.5324 | 6310 | 1753.5324 | -1716 | 37.5324 | 6310 | 1753.5324 | -1716 | 37.5324 | 6310 | 1964.8457 | -1716 | 248.8457 | 6310 | 1964.8457 | -1716 | 248.8457 | 6310 | 1964.8457 | -1716 | 248.8457
6311 | 698.9375 | -1016 | -317.0625 | 6311 | 698.9375 | -1016 | -317.0625 | 6311 | 698.9375 | -1016 | -317.0625 | 6311 | 1474.3156 | -1716 | -241.6844 | 6311 | 1474.3156 | -1716 | -241.6844 | 6311 | 1474.3156 | -1716 | -241.6844 | 6311 | 1703.1571 | -1716 | -12.8429 | 6311 | 1703.1571 | -1716 | -12.8429 | 6311 | 1703.1571 | -1716 | -12.8429
6312 | 656.9379 | -1016 | -359.0621 | 6312 | 656.9379 | -1016 | -359.0621 | 6312 | 656.9379 | -1016 | -359.0621 | 6312 | 1360.1994 | -1716 | -355.8006 | 6312 | 1360.1994 | -1716 | -355.8006 | 6312 | 1360.1994 | -1716 | -355.8006 | 6312 | 1518.627 | -1716 | -197.373 | 6312 | 1518.627 | -1716 | -197.373 | 6312 | 1518.627 | -1716 | -197.373
6313 | 620.4246 | -1016 | -395.5754 | 6313 | 620.4246 | -1016 | -395.5754 | 6313 | 620.4246 | -1016 | -395.5754 | 6313 | 1279.5167 | -1716 | -436.4833 | 6313 | 1279.5167 | -1716 | -436.4833 | 6313 | 1279.5167 | -1716 | -436.4833 | 6313 | 1326.9982 | -1716 | -389.0018 | 6313 | 1326.9982 | -1716 | -389.0018 | 6313 | 1326.9982 | -1716 | -389.0018
6314 | 585.0218 | -1016 | -430.9782 | 6314 | 585.0218 | -1016 | -430.9782 | 6314 | 585.0218 | -1016 | -430.9782 | 6314 | 1237.4727 | -1716 | -478.5273 | 6314 | 1237.4727 | -1716 | -478.5273 | 6314 | 1237.4727 | -1716 | -478.5273 | 6314 | 1216.6503 | -1716 | -499.3497 | 6314 | 1216.6503 | -1716 | -499.3497 | 6314 | 1216.6503 | -1716 | -499.3497
6315 | 581.5583 | -1016 | -434.4417 | 6315 | 581.5583 | -1016 | -434.4417 | 6315 | 581.5583 | -1016 | -434.4417 | 6315 | 1237.9599 | -1716 | -478.0401 | 6315 | 1237.9599 | -1716 | -478.0401 | 6315 | 1237.9599 | -1716 | -478.0401 | 6315 | 1211.2837 | -1716 | -504.7163 | 6315 | 1211.2837 | -1716 | -504.7163 | 6315 | 1211.2837 | -1716 | -504.7163
6316 | 488.7353 | -1016 | -527.2647 | 6316 | 488.7353 | -1016 | -527.2647 | 6316 | 488.7353 | -1016 | -527.2647 | 6316 | 1143.8361 | -1716 | -572.1639 | 6316 | 1143.8361 | -1716 | -572.1639 | 6316 | 1143.8361 | -1716 | -572.1639 | 6316 | 1257.4867 | -1716 | -458.5133 | 6316 | 1257.4867 | -1716 | -458.5133 | 6316 | 1257.4867 | -1716 | -458.5133
6317 | 853.8095 | -1016 | -162.1905 | 6317 | 910.9694 | -1016 | -105.0306 | 6317 | 964.7265 | -1016 | -51.2735 | 6317 | 1217.0888 | -1716 | -498.9112 | 6317 | 1228.0888 | -1716 | -487.9112 | 6317 | 1228.0888 | -1716 | -487.9112 | 6317 | 1195.8673 | -1716 | -520.1327 | 6317 | 1209.122 | -1716 | -506.878 | 6317 | 1195.8673 | -1716 | -520.1327
6318 | 1000 | -1016 | -16 | 6318 | 1000 | -1016 | -16 | 6318 | 1000 | -1016 | -16 | 6318 | 1567.514 | -1716 | -148.486 | 6318 | 1525.2259 | -1716 | -190.7741 | 6318 | 1518.2162 | -1716 | -197.7838 | 6318 | 1093.9676 | -1716 | -622.0324 | 6318 | 1593.9676 | -1716 | -122.0324 | 6318 | 1522.436 | -1716 | -193.564
6319 | 260.3976 | -1016 | -755.6024 | 6319 | 260.3976 | -1016 | -755.6024 | 6319 | 260.3976 | -1016 | -755.6024 | 6319 | 1685.1345 | -1716 | -30.8655 | 6319 | 1316.6158 | -1716 | -399.3842 | 6319 | 1323.6255 | -1716 | -392.3745 | 6319 | 1077.3417 | -1716 | -638.6583 | 6319 | 1364.8265 | -1716 | -351.1735 | 6319 | 1302.3417 | -1716 | -413.6583
6320 | 427.637 | -1016 | -588.363 | 6320 | 427.637 | -1016 | -588.363 | 6320 | 427.637 | -1016 | -588.363 | 6320 | 983.5002 | -1716 | -732.4998 | 6320 | 983.5002 | -1716 | -732.4998 | 6320 | 983.5002 | -1716 | -732.4998 | 6320 | 1039.0702 | -1716 | -676.9298 | 6320 | 1039.0702 | -1716 | -676.9298 | 6320 | 1039.0702 | -1716 | -676.9298
6321 | 462.6953 | -1016 | -553.3047 | 6321 | 462.6953 | -1016 | -553.3047 | 6321 | 462.6953 | -1016 | -553.3047 | 6321 | 841.2633 | -1716 | -874.7367 | 6321 | 997.918 | -1716 | -718.082 | 6321 | 945.9978 | -1716 | -770.0022 | 6321 | 911.2153 | -1716 | -804.7847 | 6321 | 911.2153 | -1716 | -804.7847 | 6321 | 911.2153 | -1716 | -804.7847
6322 | 335.3259 | -1016 | -680.6741 | 6322 | 335.3259 | -1016 | -680.6741 | 6322 | 335.3259 | -1016 | -680.6741 | 6322 | 636.3694 | -1716 | -1079.6306 | 6322 | 636.3694 | -1716 | -1079.6306 | 6322 | 636.3694 | -1716 | -1079.6306 | 6322 | 898.5892 | -1716 | -817.4108 | 6322 | 898.5892 | -1716 | -817.4108 | 6322 | 898.5892 | -1716 | -817.4108
6323 | -264.7597 | -1016 | -1280.7597 | 6323 | -264.7597 | -1016 | -1280.7597 | 6323 | -264.7597 | -1016 | -1280.7597 | 6323 | 777.447 | -1716 | -938.553 | 6323 | 777.447 | -1716 | -938.553 | 6323 | 436.4076 | -1716 | -1279.5924 | 6323 | 782.2109 | -1716 | -933.7891 | 6323 | 782.2109 | -1716 | -933.7891 | 6323 | 782.2109 | -1716 | -933.7891
6324 | -127.7359 | -1016 | -1143.7359 | 6324 | -242.0416 | -1016 | -1258.0416 | 6324 | -242.0416 | -1016 | -1258.0416 | 6324 | 970.066 | -1716 | -745.934 | 6324 | 970.066 | -1716 | -745.934 | 6324 | 970.066 | -1716 | -745.934 | 6324 | 836.4109 | -1716 | -879.5891 | 6324 | 836.4109 | -1716 | -879.5891 | 6324 | 836.4109 | -1716 | -879.5891
6325 | 388.116 | -1016 | -627.884 | 6325 | 388.116 | -1016 | -627.884 | 6325 | 388.116 | -1016 | -627.884 | 6325 | 850.9626 | -1716 | -865.0374 | 6325 | 850.9626 | -1716 | -865.0374 | 6325 | 480.6537 | -1716 | -1235.3463 | 6325 | 907.2373 | -1716 | -808.7627 | 6325 | 907.2373 | -1716 | -808.7627 | 6325 | 907.2373 | -1716 | -808.7627
6326 | 376.0781 | -1016 | -639.9219 | 6326 | 376.0781 | -1016 | -639.9219 | 6326 | 376.0781 | -1016 | -639.9219 | 6326 | 1005.4463 | -1716 | -710.5537 | 6326 | 640.7521 | -1716 | -1075.2479 | 6326 | 1005.4463 | -1716 | -710.5537 | 6326 | 964.0902 | -1716 | -751.9098 | 6326 | 964.0902 | -1716 | -751.9098 | 6326 | 964.0902 | -1716 | -751.9098
6327 | 355.3234 | -1016 | -660.6766 | 6327 | 355.3234 | -1016 | -660.6766 | 6327 | 355.3234 | -1016 | -660.6766 | 6327 | -95.6358 | -1716 | -1811.6358 | 6327 | 497.5432 | -1716 | -1218.4568 | 6327 | 904.3642 | -1716 | -811.6358 | 6327 | 462.587 | -1218.5401 | -755.9531 | 6327 | 462.587 | -1218.5401 | -755.9531 | 6327 | 462.587 | -1218.5401 | -755.9531
6328 | 454.8749 | -1016 | -561.1251 | 6328 | 601.4003 | -1016 | -414.5997 | 6328 | 770.3668 | -1016 | -245.6332 | 6328 | -201.5907 | -577.3712 | -778.9619 | 6328 | -201.5907 | -577.3712 | -778.9619 | 6328 | -201.5907 | -577.3712 | -778.9619 | 6328 | 626.913 | -1306.177 | -679.264 | 6328 | 626.913 | -1306.177 | -679.264 | 6328 | 626.913 | -1306.177 | -679.264
6329 | 476.0087 | -1016 | -539.9913 | 6329 | 476.0087 | -1016 | -539.9913 | 6329 | 476.0087 | -1016 | -539.9913 | 6329 | 1103.7813 | -1597.5744 | -493.7931 | 6329 | 1073.5656 | -1336.3581 | -262.7925 | 6329 | 1073.5656 | -1336.5744 | -263.0088 | 6329 | 343.8847 | -1017.7684 | -673.8837 | 6329 | -106.1153 | -514.7235 | -620.8388 | 6329 | 118.8847 | -469.3922 | -350.5076
6330 | 527.3584 | -1016 | -488.6416 | 6330 | 661.7496 | -1016 | -354.2504 | 6330 | 527.3584 | -1016 | -488.6416 | 6330 | 1014.2246 | -1716 | -701.7754 | 6330 | 1057.2246 | -1716 | -658.7754 | 6330 | 1057.2246 | -1716 | -658.7754 | 6330 | 1071.4215 | -1716 | -644.5785 | 6330 | 1071.4215 | -1716 | -644.5785 | 6330 | 1071.4215 | -1716 | -644.5785
6331 | 452.309 | -1016 | -563.691 | 6331 | 822.4416 | -1016 | -193.5584 | 6331 | 522.4416 | -1016 | -493.5584 | 6331 | 1072.4997 | -1716 | -643.5003 | 6331 | 1232.9987 | -1716 | -483.0013 | 6331 | 1232.9987 | -1716 | -483.0013 | 6331 | 951.1557 | -1716 | -764.8443 | 6331 | 1241.5558 | -1716 | -474.4442 | 6331 | 1241.5558 | -1716 | -474.4442
6332 | 533.9613 | -1016 | -482.0387 | 6332 | 1000 | -1016 | -16 | 6332 | 1000 | -1016 | -16 | 6332 | 1983.3109 | -1716 | 267.3109 | 6332 | 1468.0659 | -1716 | -247.9341 | 6332 | 1468.0659 | -1716 | -247.9341 | 6332 | 1013.481 | -1716 | -702.519 | 6332 | 1513.481 | -1716 | -202.519 | 6332 | 1513.481 | -1716 | -202.519
6333 | 702.488 | -1016 | -313.512 | 6333 | 1000 | -1016 | -16 | 6333 | 1000 | -1016 | -16 | 6333 | 1729.8849 | -1716 | 13.8849 | 6333 | 1636.5159 | -1716 | -79.4841 | 6333 | 1636.5159 | -1716 | -79.4841 | 6333 | 1177.4201 | -1716 | -538.5799 | 6333 | 1177.4201 | -1716 | -538.5799 | 6333 | 1177.4201 | -1716 | -538.5799
6334 | 657.7943 | -1016 | -358.2057 | 6334 | 657.7943 | -1016 | -358.2057 | 6334 | 657.7943 | -1016 | -358.2057 | 6334 | 1160.1253 | -1716 | -555.8747 | 6334 | 1183.2553 | -1716 | -532.7447 | 6334 | 1183.2553 | -1716 | -532.7447 | 6334 | 1205.4095 | -1716 | -510.5905 | 6334 | 1205.4095 | -1716 | -510.5905 | 6334 | 1205.4095 | -1716 | -510.5905
6335 | 648.5764 | -1016 | -367.4236 | 6335 | 648.5764 | -1016 | -367.4236 | 6335 | 648.5764 | -1016 | -367.4236 | 6335 | 829.6808 | -1716 | -886.3192 | 6335 | 829.6808 | -1716 | -886.3192 | 6335 | 829.6808 | -1716 | -886.3192 | 6335 | 1297.2461 | -1716 | -418.7539 | 6335 | 1297.2461 | -1716 | -418.7539 | 6335 | 1297.2461 | -1716 | -418.7539
6336 | 663.0124 | -1016 | -352.9876 | 6336 | 663.0124 | -1016 | -352.9876 | 6336 | 663.0124 | -1016 | -352.9876 | 6336 | 721.4752 | -1716 | -994.5248 | 6336 | 773.3569 | -1716 | -942.6431 | 6336 | 911.8551 | -1716 | -804.1449 | 6336 | 1285.4089 | -1716 | -430.5911 | 6336 | 1285.4089 | -1716 | -430.5911 | 6336 | 1285.4089 | -1716 | -430.5911
6337 | 699.0035 | -1016 | -316.9965 | 6337 | 699.0035 | -1016 | -316.9965 | 6337 | 699.0035 | -1016 | -316.9965 | 6337 | 1203.1424 | -1716 | -512.8576 | 6337 | 1220.3366 | -1716 | -495.6634 | 6337 | 1335.3874 | -1716 | -380.6126 | 6337 | 1266.6802 | -1716 | -449.3198 | 6337 | 1266.6802 | -1716 | -449.3198 | 6337 | 1266.6802 | -1716 | -449.3198
6338 | 813.5075 | -1016 | -202.4925 | 6338 | 813.5075 | -1016 | -202.4925 | 6338 | 813.5075 | -1016 | -202.4925 | 6338 | 1240.5207 | -1716 | -475.4793 | 6338 | 1246.0207 | -1716 | -469.9793 | 6338 | 1246.0207 | -1716 | -469.9793 | 6338 | 1420.7193 | -1716 | -295.2807 | 6338 | 1420.7193 | -1716 | -295.2807 | 6338 | 1420.7193 | -1716 | -295.2807
6339 | 803.9695 | -1016 | -212.0305 | 6339 | 803.9695 | -1016 | -212.0305 | 6339 | 803.9695 | -1016 | -212.0305 | 6339 | 930.4943 | -1716 | -785.5057 | 6339 | 1254.5434 | -1716 | -461.4566 | 6339 | 1000.9943 | -1716 | -715.0057 | 6339 | 1076.6846 | -1356.094 | -279.4094 | 6339 | 1076.6846 | -1716 | -639.3154 | 6339 | 1076.6846 | -1716 | -639.3154
6340 | 773.1902 | -1016 | -242.8098 | 6340 | 773.1902 | -1016 | -242.8098 | 6340 | 773.1902 | -1016 | -242.8098 | 6340 | 1127.0846 | -1716 | -588.9154 | 6340 | 1132.5846 | -1716 | -583.4154 | 6340 | 1132.5846 | -1716 | -583.4154 | 6340 | 1010.5454 | -1610.1708 | -599.6255 | 6340 | 1010.5454 | -1716 | -705.4546 | 6340 | 1010.5454 | -1716 | -705.4546
6341 | 597.7119 | -1016 | -418.2881 | 6341 | 597.7119 | -1016 | -418.2881 | 6341 | 597.7119 | -1016 | -418.2881 | 6341 | 1219.5278 | -1716 | -496.4722 | 6341 | 1219.5278 | -1716 | -496.4722 | 6341 | 1219.5278 | -1716 | -496.4722 | 6341 | 1093.2653 | -1716 | -622.7347 | 6341 | 1093.2653 | -1716 | -622.7347 | 6341 | 1093.2653 | -1716 | -622.7347
6342 | 588.8213 | -1016 | -427.1787 | 6342 | 588.8213 | -1016 | -427.1787 | 6342 | 588.8213 | -1016 | -427.1787 | 6342 | 1013.5781 | -1716 | -702.4219 | 6342 | 1013.5781 | -1716 | -702.4219 | 6342 | 1013.5781 | -1716 | -702.4219 | 6342 | 1070.1207 | -1716 | -645.8793 | 6342 | 1070.1207 | -1716 | -645.8793 | 6342 | 1070.1207 | -1716 | -645.8793
6343 | 524.7523 | -1016 | -491.2477 | 6343 | 1000 | -1016 | -16 | 6343 | 1000 | -1016 | -16 | 6343 | 1749.6921 | -1716 | 33.6921 | 6343 | 1399.4178 | -1716 | -316.5822 | 6343 | 1399.4178 | -1716 | -316.5822 | 6343 | 939.6151 | -1716 | -776.3849 | 6343 | 1062.6752 | -1716 | -653.3248 | 6343 | 939.6151 | -1716 | -776.3849
6344 | 605.3367 | -1016 | -410.6633 | 6344 | 1000 | -1016 | -16 | 6344 | 1000 | -1016 | -16 | 6344 | 659.817 | -1716 | -1056.183 | 6344 | 659.817 | -1716 | -1056.183 | 6344 | 659.817 | -1716 | -1056.183 | 6344 | 997.0198 | -1716 | -718.9802 | 6344 | 997.0198 | -1716 | -718.9802 | 6344 | 997.0198 | -1716 | -718.9802
6345 | 630.4889 | -1016 | -385.5111 | 6345 | 630.4889 | -1016 | -385.5111 | 6345 | 630.4889 | -1016 | -385.5111 | 6345 | 574.183 | -1716 | -1141.817 | 6345 | 619.2473 | -1716 | -1096.7527 | 6345 | 611.0006 | -1716 | -1104.9994 | 6345 | 1172.6953 | -1716 | -543.3047 | 6345 | 1172.6953 | -1716 | -543.3047 | 6345 | 1172.6953 | -1716 | -543.3047
6346 | 675.9835 | -1016 | -340.0165 | 6346 | 675.9835 | -1016 | -340.0165 | 6346 | 675.9835 | -1016 | -340.0165 | 6346 | 755.8082 | -1716 | -960.1918 | 6346 | 755.8082 | -1716 | -960.1918 | 6346 | 755.8082 | -1716 | -960.1918 | 6346 | 1192.704 | -1716 | -523.296 | 6346 | 1192.704 | -1716 | -523.296 | 6346 | 1192.704 | -1716 | -523.296
6347 | 736.0049 | -1016 | -279.9951 | 6347 | 736.0049 | -1016 | -279.9951 | 6347 | 736.0049 | -1016 | -279.9951 | 6347 | 1188.7273 | -1716 | -527.2727 | 6347 | 1238.0163 | -1716 | -477.9837 | 6347 | 1238.0163 | -1716 | -477.9837 | 6347 | 1231.788 | -1716 | -484.212 | 6347 | 1231.788 | -1716 | -484.212 | 6347 | 1231.788 | -1716 | -484.212
6348 | 799.2912 | -1016 | -216.7088 | 6348 | 799.2912 | -1016 | -216.7088 | 6348 | 799.2912 | -1016 | -216.7088 | 6348 | 1253.046 | -1716 | -462.954 | 6348 | 1317.8537 | -1716 | -398.1463 | 6348 | 1317.8537 | -1716 | -398.1463 | 6348 | 1296.5345 | -1716 | -419.4655 | 6348 | 1296.5345 | -1716 | -419.4655 | 6348 | 1296.5345 | -1716 | -419.4655
6349 | 743.0468 | -1016 | -272.9532 | 6349 | 743.0468 | -1016 | -272.9532 | 6349 | 743.0468 | -1016 | -272.9532 | 6349 | 1188.448 | -1716 | -527.552 | 6349 | 1284.5581 | -1716 | -431.4419 | 6349 | 1286.4678 | -1716 | -429.5322 | 6349 | 1209.6754 | -1716 | -506.3246 | 6349 | 1209.6754 | -1716 | -506.3246 | 6349 | 1209.6754 | -1716 | -506.3246
6350 | 658.5529 | -1016 | -357.4471 | 6350 | 658.5529 | -1016 | -357.4471 | 6350 | 658.5529 | -1016 | -357.4471 | 6350 | 1093.5922 | -1716 | -622.4078 | 6350 | 1283.3853 | -1716 | -432.6147 | 6350 | 1283.3853 | -1716 | -432.6147 | 6350 | 1079.135 | -1716 | -636.865 | 6350 | 1079.135 | -1716 | -636.865 | 6350 | 1079.135 | -1716 | -636.865
6351 | 619.0861 | -1016 | -396.9139 | 6351 | 1000 | -1016 | -16 | 6351 | 1000 | -1016 | -16 | 6351 | 885.5442 | -1716 | -830.4558 | 6351 | 1385.5442 | -1716 | -330.4558 | 6351 | 1385.5442 | -1716 | -330.4558 | 6351 | 814.8092 | -1716 | -901.1908 | 6351 | 814.8092 | -1716 | -901.1908 | 6351 | 814.8092 | -1716 | -901.1908
6352 | 1000 | -1016 | -16 | 6352 | 1000 | -1016 | -16 | 6352 | 1000 | -1016 | -16 | 6352 | 758.3779 | -1716 | -957.6221 | 6352 | 1108.3779 | -1716 | -607.6221 | 6352 | 1108.3779 | -1716 | -607.6221 | 6352 | 624.6342 | -1716 | -1091.3658 | 6352 | 974.6342 | -1716 | -741.3658 | 6352 | 974.6342 | -1716 | -741.3658
6353 | 831.6146 | -1016 | -184.3854 | 6353 | 1000 | -1016 | -16 | 6353 | 991.1087 | -1016 | -24.8913 | 6353 | 603.6495 | -1716 | -1112.3505 | 6353 | 953.6495 | -1716 | -762.3505 | 6353 | 953.6495 | -1716 | -762.3505 | 6353 | 440.4586 | -1716 | -1275.5414 | 6353 | 790.4586 | -1716 | -925.5414 | 6353 | 790.4586 | -1716 | -925.5414
6354 | 977.5376 | -1016 | -38.4624 | 6354 | 1000 | -1016 | -16 | 6354 | 1000 | -1016 | -16 | 6354 | 783.1498 | -1716 | -932.8502 | 6354 | 1028.1498 | -1716 | -687.8502 | 6354 | 1028.1498 | -1716 | -687.8502 | 6354 | 657.6644 | -1716 | -1058.3356 | 6354 | 873.7621 | -1716 | -842.2379 | 6354 | 873.7621 | -1716 | -842.2379
6355 | 1000 | -1016 | -16 | 6355 | 1000 | -1016 | -16 | 6355 | 1000 | -1016 | -16 | 6355 | 1304.1187 | -1716 | -411.8813 | 6355 | 1239.9036 | -1716 | -476.0964 | 6355 | 1227.7951 | -1716 | -488.2049 | 6355 | 1327.9292 | -1716 | -388.0708 | 6355 | 1538.902 | -1716 | -177.098 | 6355 | 1189.636 | -1716 | -526.364
6356 | 1000 | -1016 | -16 | 6356 | 1000 | -1016 | -16 | 6356 | 1000 | -1016 | -16 | 6356 | 1877.1348 | -1716 | 161.1348 | 6356 | 2000 | -1716 | 284 | 6356 | 1493.423 | -1716 | -222.577 | 6356 | 1608.3065 | -1716 | -107.6935 | 6356 | 1957.8549 | -1716 | 241.8549 | 6356 | 1246.5506 | -1716 | -469.4494
6357 | 655.3773 | -1016 | -360.6227 | 6357 | 1000 | -1016 | -16 | 6357 | 939.1217 | -1016 | -76.8783 | 6357 | 983.9599 | -1716 | -732.0401 | 6357 | 1942.1921 | -1716 | 226.1921 | 6357 | 1400.3073 | -1716 | -315.6927 | 6357 | 827.6103 | -1716 | -888.3897 | 6357 | 1327.6103 | -1716 | -388.3897 | 6357 | 1327.6103 | -1716 | -388.3897
6358 | 533.7777 | -1016 | -482.2223 | 6358 | 533.7777 | -1016 | -482.2223 | 6358 | 533.7777 | -1016 | -482.2223 | 6358 | 1124.7386 | -1716 | -591.2614 | 6358 | 1624.7386 | -1716 | -91.2614 | 6358 | 1624.7386 | -1716 | -91.2614 | 6358 | 1115.731 | -1716 | -600.269 | 6358 | 1615.731 | -1716 | -100.269 | 6358 | 1615.731 | -1716 | -100.269
6359 | 536.7495 | -1016 | -479.2505 | 6359 | 536.7495 | -1016 | -479.2505 | 6359 | 536.7495 | -1016 | -479.2505 | 6359 | 1130.5153 | -1716 | -585.4847 | 6359 | 1630.5153 | -1716 | -85.4847 | 6359 | 1628.6057 | -1716 | -87.3943 | 6359 | 1183.1008 | -1716 | -532.8992 | 6359 | 1683.1008 | -1716 | -32.8992 | 6359 | 1683.1008 | -1716 | -32.8992
6360 | 563.9229 | -1016 | -452.0771 | 6360 | 563.9229 | -1016 | -452.0771 | 6360 | 563.9229 | -1016 | -452.0771 | 6360 | 1210.7039 | -1716 | -505.2961 | 6360 | 1710.7039 | -1716 | -5.2961 | 6360 | 1710.7039 | -1716 | -5.2961 | 6360 | 1315.6329 | -1716 | -400.3671 | 6360 | 1315.6329 | -1716 | -400.3671 | 6360 | 1315.6329 | -1716 | -400.3671
6361 | 515.7556 | -1016 | -500.2444 | 6361 | 515.7556 | -1016 | -500.2444 | 6361 | 515.7556 | -1016 | -500.2444 | 6361 | 1364.2411 | -1716 | -351.7589 | 6361 | 1364.2411 | -1716 | -351.7589 | 6361 | 1364.2411 | -1716 | -351.7589 | 6361 | 1358.5733 | -1716 | -357.4267 | 6361 | 1358.5733 | -1716 | -357.4267 | 6361 | 1358.5733 | -1716 | -357.4267
6362 | 523.4628 | -1016 | -492.5372 | 6362 | 523.4628 | -1016 | -492.5372 | 6362 | 523.4628 | -1016 | -492.5372 | 6362 | 1417.4343 | -1716 | -298.5657 | 6362 | 1417.4343 | -1716 | -298.5657 | 6362 | 1417.4343 | -1716 | -298.5657 | 6362 | 1456.8058 | -1716 | -259.1942 | 6362 | 1456.8058 | -1716 | -259.1942 | 6362 | 1456.8058 | -1716 | -259.1942
6363 | 545.0076 | -1016 | -470.9924 | 6363 | 545.0076 | -1016 | -470.9924 | 6363 | 545.0076 | -1016 | -470.9924 | 6363 | 1490.9421 | -1716 | -225.0579 | 6363 | 1490.9421 | -1716 | -225.0579 | 6363 | 1490.9421 | -1716 | -225.0579 | 6363 | 1582.0275 | -1716 | -133.9725 | 6363 | 1582.0275 | -1716 | -133.9725 | 6363 | 1582.0275 | -1716 | -133.9725
6364 | 663.5843 | -1016 | -352.4157 | 6364 | 663.5843 | -1016 | -352.4157 | 6364 | 663.5843 | -1016 | -352.4157 | 6364 | 1393.2391 | -1716 | -322.7609 | 6364 | 1393.2391 | -1716 | -322.7609 | 6364 | 1393.2391 | -1716 | -322.7609 | 6364 | 1655.435 | -1716 | -60.565 | 6364 | 1655.435 | -1716 | -60.565 | 6364 | 1655.435 | -1716 | -60.565
6365 | 605.2602 | -1016 | -410.7398 | 6365 | 605.2602 | -1016 | -410.7398 | 6365 | 605.2602 | -1016 | -410.7398 | 6365 | 1528.5363 | -1716 | -187.4637 | 6365 | 1528.5363 | -1716 | -187.4637 | 6365 | 1528.5363 | -1716 | -187.4637 | 6365 | 1358.0897 | -1716 | -357.9103 | 6365 | 1358.0897 | -1716 | -357.9103 | 6365 | 1358.0897 | -1716 | -357.9103
6366 | 637.3042 | -1016 | -378.6958 | 6366 | 637.3042 | -1016 | -378.6958 | 6366 | 637.3042 | -1016 | -378.6958 | 6366 | 1608.9011 | -1716 | -107.0989 | 6366 | 1608.9011 | -1716 | -107.0989 | 6366 | 1608.9011 | -1716 | -107.0989 | 6366 | 967.1304 | -1184.9677 | -217.8373 | 6366 | 967.1304 | -1184.9677 | -217.8373 | 6366 | 967.1304 | -1184.9677 | -217.8373
6367 | 423.0261 | -1016 | -592.9739 | 6367 | 423.0261 | -1016 | -592.9739 | 6367 | 423.0261 | -1016 | -592.9739 | 6367 | 1369.6471 | -1716 | -346.3529 | 6367 | 970.5514 | -1716 | -745.4486 | 6367 | 970.5514 | -1316.9043 | -346.3529 | 6367 | -1089.1933 | 632.1947 | -456.9986 | 6367 | -1118.2714 | 661.2728 | -456.9986 | 6367 | -1118.2714 | 661.2728 | -456.9986
6368 | 402.2723 | -674.4412 | -272.1689 | 6368 | 402.2723 | -674.4412 | -272.1689 | 6368 | 402.2723 | -674.4412 | -272.1689 | 6368 | 457.6705 | -1593.5536 | -1135.8831 | 6368 | 457.1282 | -1105.4507 | -648.3225 | 6368 | 457.1282 | -1105.4507 | -648.3225 | 6368 | -1646.6914 | 1717 | 70.3086 | 6368 | -1646.6914 | 1647.7993 | 1.1079 | 6368 | -1531.0629 | 1532.1708 | 1.1079
6369 | -291.8339 | 352.055 | 60.2211 | 6369 | -625.5116 | 685.7327 | 60.2211 | 6369 | -583.9889 | -239.9484 | -823.9373 | 6369 | -579.5022 | 162.8547 | -416.6475 | 6369 | -579.5022 | 162.8084 | -416.6938 | 6369 | -579.5022 | 162.8547 | -416.6475 | 6369 | -1374.1476 | 1717 | 342.8524 | 6369 | -1374.1476 | 1717 | 342.8524 | 6369 | -1374.1476 | 1717 | 342.8524
6370 | -476.4458 | 1017 | 540.5542 | 6370 | -643.8113 | -1016 | -1659.8113 | 6370 | -584.5613 | -654.0925 | -1238.6538 | 6370 | -1250.5365 | 1717 | 466.4635 | 6370 | -1250.5365 | 976.6812 | -273.8553 | 6370 | -1250.5365 | 1717 | 466.4635 | 6370 | -1164.8868 | 1717 | 552.1132 | 6370 | -1164.8868 | 1717 | 552.1132 | 6370 | -1164.8868 | 1717 | 552.1132
6371 | -679.9943 | 243.6577 | -436.3366 | 6371 | -679.9943 | 1017 | 337.0057 | 6371 | -679.9943 | 1017 | 337.0057 | 6371 | -1308.368 | 1717 | 408.632 | 6371 | -1308.368 | 1096.6124 | -211.7556 | 6371 | -1308.368 | 1717 | 408.632 | 6371 | -1063.9732 | 1717 | 653.0268 | 6371 | -1563.9732 | 1717 | 153.0268 | 6371 | -1063.9732 | 1717 | 653.0268
6372 | -615.7334 | 1017 | 401.2666 | 6372 | 313.5252 | -1016 | -702.4748 | 6372 | -716.3614 | 990.6193 | 274.2579 | 6372 | -1360.5404 | 1717 | 356.4596 | 6372 | -1360.5404 | 677.0938 | -683.4466 | 6372 | -1360.5404 | 677.0938 | -683.4466 | 6372 | -122.3658 | 1717 | 1594.6342 | 6372 | -1519.884 | 1717 | 197.116 | 6372 | -1019.884 | 1717 | 697.116
6373 | -807.0304 | 1017 | 209.9696 | 6373 | -807.0304 | 1017 | 209.9696 | 6373 | -465.9558 | -1016 | -1481.9558 | 6373 | -1441.3572 | 1717 | 275.6428 | 6373 | -1441.3572 | 1717 | 275.6428 | 6373 | -1441.3572 | 450.5714 | -990.7858 | 6373 | -1398.467 | 1717 | 318.533 | 6373 | -1759.3704 | 1717 | -42.3704 | 6373 | -1759.3704 | 1717 | -42.3704
6374 | -756.4837 | 1017 | 260.5163 | 6374 | -756.4837 | 816.701 | 60.2173 | 6374 | -665.6337 | -1016 | -1681.6337 | 6374 | -1349.2334 | 559.3701 | -789.8633 | 6374 | -1349.2334 | 1717 | 367.7666 | 6374 | -1349.2334 | 59.3701 | -1289.8633 | 6374 | -1305.7892 | 1717 | 411.2108 | 6374 | -1625.6695 | 1071.474 | -554.1955 | 6374 | -1125.7892 | 571.5937 | -554.1955
6375 | -701.512 | -706.661 | -1408.173 | 6375 | -812.112 | 860.3746 | 48.2626 | 6375 | -812.112 | 1017 | 204.888 | 6375 | -1298.696 | 351.9509 | -946.7451 | 6375 | -1118.696 | -1028.0491 | -2146.7451 | 6375 | -418.696 | -1028.0491 | -1446.7451 | 6375 | -1662.8235 | 1717 | 54.1765 | 6375 | -1662.8235 | 1717 | 54.1765 | 6375 | -1662.8235 | 1717 | 54.1765
6376 | -786.0072 | 1017 | 230.9928 | 6376 | -786.0072 | 1017 | 230.9928 | 6376 | -655.6572 | -1016 | -1671.6572 | 6376 | -423.02 | -586.8365 | -1009.8565 | 6376 | 16.98 | -1360.1698 | -1343.1898 | 6376 | 16.98 | -1360.1698 | -1343.1898 | 6376 | -1646.4107 | 1717 | 70.5893 | 6376 | -1646.4107 | 1717 | 70.5893 | 6376 | -1646.4107 | 1717 | 70.5893
6377 | -490.2046 | -1016 | -1506.2046 | 6377 | -490.2046 | -1016 | -1506.2046 | 6377 | -902.1255 | 1017 | 114.8745 | 6377 | 2000 | -606.3151 | 1393.6849 | 6377 | -934.2036 | -597.8541 | -1532.0577 | 6377 | -934.2036 | -597.8541 | -1532.0577 | 6377 | -1789.8497 | 1717 | -72.8497 | 6377 | -1789.8497 | 959.4689 | -830.3809 | 6377 | -1789.8497 | 959.4689 | -830.3809
6378 | -638.9808 | -859.4505 | -1498.4313 | 6378 | -828.5808 | 1017 | 188.4192 | 6378 | -828.5808 | 1017 | 188.4192 | 6378 | 2000 | -659.4398 | 1340.5602 | 6378 | 2000 | -1159.4398 | 840.5602 | 6378 | 2000 | -1349.0642 | 650.9358 | 6378 | -1718.7308 | 1717 | -1.7308 | 6378 | -1718.7308 | 1717 | -1.7308 | 6378 | -1718.7308 | 1717 | -1.7308
6379 | -425.7975 | -1016 | -1441.7975 | 6379 | -850.6087 | 1017 | 166.3913 | 6379 | -425.7975 | -1016 | -1441.7975 | 6379 | -1096.398 | 126.7767 | -969.6213 | 6379 | -1438.8594 | 469.2381 | -969.6213 | 6379 | -1438.8594 | 1717 | 278.1406 | 6379 | -1710.7966 | 1620.1737 | -90.6229 | 6379 | -1710.7966 | 1439.6428 | -271.1538 | 6379 | -1710.7966 | 939.6428 | -771.1538
6380 | -738.6814 | -575.0654 | -1313.7467 | 6380 | -918.2293 | 1017 | 98.7707 | 6380 | -918.2293 | 1017 | 98.7707 | 6380 | -1272.7282 | 1717 | 444.2718 | 6380 | -1497.5013 | 606.8659 | -890.6354 | 6380 | -1497.5013 | 606.8659 | -890.6354 | 6380 | -1760.4597 | 1556.7321 | -203.7276 | 6380 | -1760.4597 | 1717 | -43.4597 | 6380 | -1760.4597 | 1717 | -43.4597
6381 | 918.8611 | -250.3904 | 668.4707 | 6381 | -268.9903 | -250.3904 | -519.3807 | 6381 | 918.8611 | -250.3904 | 668.4707 | 6381 | -934.7503 | 71.8575 | -862.8928 | 6381 | -934.7503 | 71.8575 | -862.8928 | 6381 | -934.7503 | 1717 | 782.2497 | 6381 | -1754.8558 | 1530.7812 | -224.0745 | 6381 | -1754.8558 | 1530.7812 | -224.0745 | 6381 | -1754.8558 | 1197.4479 | -557.4079
6382 | -920.694 | 1017 | 96.306 | 6382 | -920.694 | 1017 | 96.306 | 6382 | -920.694 | 191.0149 | -729.6791 | 6382 | -1428.1241 | 1717 | 288.8759 | 6382 | -1428.1241 | -390.8603 | -1818.9844 | 6382 | -1428.1241 | 442.473 | -985.651 | 6382 | -1619.2406 | 1105.5086 | -513.732 | 6382 | -1619.2406 | 1105.5086 | -513.732 | 6382 | -1619.2406 | 1105.5086 | -513.732
6383 | -704.8471 | 1017 | 312.1529 | 6383 | -704.8471 | 1017 | 312.1529 | 6383 | -704.8471 | 1017 | 312.1529 | 6383 | -239.5762 | -928.3144 | -1167.8906 | 6383 | -239.5762 | -928.3144 | -1167.8906 | 6383 | -239.5762 | -928.3144 | -1167.8906 | 6383 | -1258.892 | 1717 | 458.108 | 6383 | -1258.892 | 1717 | 458.108 | 6383 | -1258.892 | 1717 | 458.108
6384 | -687.2465 | 950.9377 | 263.6912 | 6384 | -687.2465 | 950.9377 | 263.6912 | 6384 | -687.2465 | 950.9377 | 263.6912 | 6384 | -252.511 | -1113.7468 | -1366.2577 | 6384 | -252.511 | -1113.7468 | -1366.2577 | 6384 | -252.511 | -1113.7468 | -1366.2577 | 6384 | -1214.1477 | -83.4341 | -1297.5818 | 6384 | -1214.1477 | -83.4341 | -1297.5818 | 6384 | -1214.1477 | -83.4341 | -1297.5818
6385 | -829.6059 | -378.6762 | -1208.2821 | 6385 | -829.6059 | -471.9316 | -1301.5375 | 6385 | -829.6059 | 151.9333 | -677.6726 | 6385 | -751.436 | 382.7876 | -368.6485 | 6385 | -724.3197 | -998.1206 | -1722.4404 | 6385 | -531.436 | -124.8051 | -656.2412 | 6385 | -1481.2272 | 27.1575 | -1454.0697 | 6385 | -1481.2272 | -472.8425 | -1954.0697 | 6385 | -1481.2272 | -472.8425 | -1954.0697
6386 | -994.9023 | 881.2454 | -113.6569 | 6386 | -994.9023 | 381.2454 | -613.6569 | 6386 | -994.9023 | 381.2454 | -613.6569 | 6386 | -700.4373 | 399.4663 | -300.971 | 6386 | -920.4373 | -280.5337 | -1200.971 | 6386 | -700.4373 | -100.5337 | -800.971 | 6386 | -1778.0984 | -924.8436 | -2702.942 | 6386 | -1778.0984 | -204.6098 | -1982.7082 | 6386 | -1778.0984 | -204.6098 | -1982.7082
6387 | -996.6518 | 785.4721 | -211.1798 | 6387 | -996.6518 | 285.4721 | -711.1798 | 6387 | -996.6518 | 285.4721 | -711.1798 | 6387 | -1566.3853 | 146.9561 | -1419.4292 | 6387 | -1566.3853 | 149.5503 | -1416.835 | 6387 | -1274.9288 | 150.5355 | -1124.3934 | 6387 | -1819.8053 | 276.523 | -1543.2823 | 6387 | -1819.8053 | -1036.9663 | -2856.7715 | 6387 | -1819.8053 | -223.477 | -2043.2823
6388 | -847.5364 | 395.2595 | -452.2769 | 6388 | -847.5364 | -104.7405 | -952.2769 | 6388 | -847.5364 | -104.7405 | -952.2769 | 6388 | -1410.4601 | 735.805 | -674.655 | 6388 | -1410.4601 | 235.805 | -1174.655 | 6388 | -1410.4601 | 235.805 | -1174.655 | 6388 | -1657.0702 | 952.6825 | -704.3877 | 6388 | -1657.0702 | 452.6825 | -1204.3877 | 6388 | -1657.0702 | 263.0582 | -1394.0121
6389 | -723.0094 | 82.9275 | -640.0819 | 6389 | -723.0094 | -417.0725 | -1140.0819 | 6389 | -723.0094 | -417.0725 | -1140.0819 | 6389 | -1269.8399 | 425.0905 | -844.7494 | 6389 | -1269.8399 | -74.9095 | -1344.7494 | 6389 | -1269.8399 | -74.9095 | -1344.7494 | 6389 | -1500.357 | 649.7487 | -850.6084 | 6389 | -1500.357 | 149.7487 | -1350.6084 | 6389 | -1500.357 | 149.7487 | -1350.6084
6390 | -780.7094 | 3.3161 | -777.3933 | 6390 | -780.7094 | -496.6839 | -1277.3933 | 6390 | -780.7094 | -496.6839 | -1277.3933 | 6390 | -1310.5968 | 395.7388 | -914.858 | 6390 | -1310.5968 | 395.7388 | -914.858 | 6390 | -1310.5968 | 225.7333 | -1084.8636 | 6390 | -1524.1707 | 682.8214 | -841.3494 | 6390 | -1524.1707 | 652.9703 | -871.2004 | 6390 | -1524.1707 | 652.9703 | -871.2004
6391 | -931.9311 | 138.4346 | -793.4965 | 6391 | -931.9311 | 138.4346 | -793.4965 | 6391 | -931.9311 | 138.4346 | -793.4965 | 6391 | -1440.4533 | 720.816 | -719.6373 | 6391 | -1440.4533 | 1054.0751 | -386.3782 | 6391 | -1440.4533 | 1054.0751 | -386.3782 | 6391 | -1632.662 | 1473.5931 | -159.0689 | 6391 | -1632.662 | 1473.5931 | -159.0689 | 6391 | -1632.662 | 1473.5931 | -159.0689
6392 | -1000 | 625.8925 | -374.1075 | 6392 | -1000 | 230.1543 | -769.8457 | 6392 | -1000 | 341.3837 | -658.6163 | 6392 | -1551.3551 | 1229.2951 | -322.06 | 6392 | -1551.3551 | 1229.2951 | -322.06 | 6392 | -1551.3551 | 1092.7843 | -458.5708 | 6392 | -1715.666 | 1676.8629 | -38.8031 | 6392 | -1715.666 | 1676.8629 | -38.8031 | 6392 | -1715.666 | 1676.8629 | -38.8031
6393 | -1000 | 210.3296 | -789.6704 | 6393 | -1000 | 210.3296 | -789.6704 | 6393 | -1000 | 210.3296 | -789.6704 | 6393 | -1465.6945 | 643.0332 | -822.6613 | 6393 | -1465.6945 | 762.3523 | -703.3422 | 6393 | -1465.6945 | 762.3523 | -703.3422 | 6393 | -1594.8071 | 1516.4724 | -78.3347 | 6393 | -1594.8071 | 1516.4724 | -78.3347 | 6393 | -1594.8071 | 1516.4724 | -78.3347
6394 | -716.2416 | -170.3323 | -886.5738 | 6394 | -716.2416 | 225.4059 | -490.8356 | 6394 | -716.2416 | 225.4059 | -490.8356 | 6394 | -1131.4931 | 625.9502 | -505.5429 | 6394 | -1131.4931 | 625.9502 | -505.5429 | 6394 | -1131.4931 | 625.9502 | -505.5429 | 6394 | -1230.4311 | 962.9656 | -267.4655 | 6394 | -1230.4311 | 962.9656 | -267.4655 | 6394 | -1230.4311 | 962.9656 | -267.4655
6395 | -599.6696 | -49.9775 | -649.6471 | 6395 | -599.6696 | -49.9775 | -649.6471 | 6395 | -599.6696 | -49.9775 | -649.6471 | 6395 | -1015.506 | 257.9874 | -757.5186 | 6395 | -1015.506 | 257.9874 | -757.5186 | 6395 | -1015.506 | 257.9874 | -757.5186 | 6395 | -1115.0289 | 1035.3513 | -79.6776 | 6395 | -1115.0289 | 502.1165 | -612.9123 | 6395 | -1115.0289 | 502.1165 | -612.9123
6396 | -586.8747 | -79.2973 | -666.172 | 6396 | -586.8747 | -79.2973 | -666.172 | 6396 | -586.8747 | -79.2973 | -666.172 | 6396 | -1009.7529 | 172.7998 | -836.9532 | 6396 | -1009.7529 | 172.7998 | -836.9532 | 6396 | -1009.7529 | 172.7998 | -836.9532 | 6396 | -1116.3176 | 361.9754 | -754.3422 | 6396 | -1116.3176 | 361.9754 | -754.3422 | 6396 | -1116.3176 | 361.9754 | -754.3422
6397 | -464.2038 | -291.4397 | -755.6435 | 6397 | -464.2038 | -687.1779 | -1151.3817 | 6397 | -464.2038 | -291.4397 | -755.6435 | 6397 | -883.3084 | -90.0986 | -973.407 | 6397 | -883.3084 | -90.0986 | -973.407 | 6397 | -883.3084 | -90.0986 | -973.407 | 6397 | -986.0995 | 41.2474 | -944.8521 | 6397 | -986.0995 | 41.2474 | -944.8521 | 6397 | -986.0995 | 41.2474 | -944.8521
6398 | -408.82 | -839.3749 | -1248.1949 | 6398 | -408.82 | -839.3749 | -1248.1949 | 6398 | -408.82 | -443.6367 | -852.4567 | 6398 | -830.473 | -284.7485 | -1115.2215 | 6398 | -830.473 | -284.7485 | -1115.2215 | 6398 | -830.473 | -284.7485 | -1115.2215 | 6398 | -935.8125 | -198.8621 | -1134.6746 | 6398 | -935.8125 | -198.8621 | -1134.6746 | 6398 | -935.8125 | -198.8621 | -1134.6746
6399 | -308.3674 | -655.1925 | -963.5599 | 6399 | -308.3674 | -655.1925 | -963.5599 | 6399 | -308.3674 | -1016 | -1324.3674 | 6399 | -700.9299 | -572.3048 | -1273.2346 | 6399 | -700.9299 | -572.3048 | -1273.2346 | 6399 | -700.9299 | -572.3048 | -1273.2346 | 6399 | -777.1788 | -575.4366 | -1352.6154 | 6399 | -777.1788 | -575.4366 | -1352.6154 | 6399 | -777.1788 | -575.4366 | -1352.6154
6400 | -342.9743 | -1016 | -1358.9743 | 6400 | -342.9743 | -660.528 | -1003.5023 | 6400 | -342.9743 | -660.528 | -1003.5023 | 6400 | 353.2584 | -1716 | -1362.7416 | 6400 | 353.2584 | -1716 | -1362.7416 | 6400 | 353.2584 | -1716 | -1362.7416 | 6400 | -792.7903 | -710.2362 | -1503.0265 | 6400 | -792.7903 | -710.2362 | -1503.0265 | 6400 | -792.7903 | -710.2362 | -1503.0265
6401 | -23.2706 | -1016 | -1039.2706 | 6401 | 101.6284 | -1016 | -914.3716 | 6401 | 107.953 | -1016 | -908.047 | 6401 | 338.4126 | -1716 | -1377.5874 | 6401 | 338.4126 | -1716 | -1377.5874 | 6401 | 338.4126 | -1716 | -1377.5874 | 6401 | 290.0712 | -1716 | -1425.9288 | 6401 | 290.0712 | -1716 | -1425.9288 | 6401 | 290.0712 | -1716 | -1425.9288
6402 | 1000 | -1016 | -16 | 6402 | 1000 | -1016 | -16 | 6402 | 767.4416 | -1016 | -248.5584 | 6402 | 499.0537 | -1716 | -1216.9463 | 6402 | 499.0537 | -1716 | -1216.9463 | 6402 | 499.0537 | -1716 | -1216.9463 | 6402 | 605.4968 | -1716 | -1110.5032 | 6402 | 605.4968 | -1716 | -1110.5032 | 6402 | 605.4968 | -1716 | -1110.5032
6403 | 1000 | -1016 | -16 | 6403 | 1000 | -1016 | -16 | 6403 | 717.3383 | -1016 | -298.6617 | 6403 | 666.1587 | -1716 | -1049.8413 | 6403 | 666.1587 | -1716 | -1049.8413 | 6403 | 666.1587 | -1716 | -1049.8413 | 6403 | 697.6803 | -1716 | -1018.3197 | 6403 | 697.6803 | -1716 | -1018.3197 | 6403 | 697.6803 | -1716 | -1018.3197
6404 | 277.2035 | -1016 | -738.7965 | 6404 | 277.2035 | -1016 | -738.7965 | 6404 | 277.2035 | -1016 | -738.7965 | 6404 | 851.6204 | -1716 | -864.3796 | 6404 | 851.6204 | -1716 | -864.3796 | 6404 | 851.6204 | -1716 | -864.3796 | 6404 | 584.875 | -1716 | -1131.125 | 6404 | 584.875 | -1716 | -1131.125 | 6404 | 584.875 | -1716 | -1131.125
6405 | 483.8761 | -1016 | -532.1239 | 6405 | 483.8761 | -1016 | -532.1239 | 6405 | 483.8761 | -1016 | -532.1239 | 6405 | 1186.2983 | -1716 | -529.7017 | 6405 | 1186.2983 | -1716 | -529.7017 | 6405 | 1186.2983 | -1716 | -529.7017 | 6405 | 596.6514 | -1156.2198 | -559.5684 | 6405 | 596.6514 | -1156.2198 | -559.5684 | 6405 | 596.6514 | -1000.5251 | -403.8736
6406 | 550.4381 | -1016 | -465.5619 | 6406 | 550.4381 | -1016 | -465.5619 | 6406 | 550.4381 | -1016 | -465.5619 | 6406 | 928.2972 | -1353.2778 | -424.9806 | 6406 | 928.2972 | -1353.2778 | -424.9806 | 6406 | 928.2972 | -1353.2778 | -424.9806 | 6406 | -349.2707 | 166.1248 | -183.1459 | 6406 | -349.2707 | 166.1248 | -183.1459 | 6406 | -349.2707 | 166.1248 | -183.1459
6407 | 349.9943 | -923.5668 | -573.5725 | 6407 | 349.9943 | -923.5668 | -573.5725 | 6407 | 349.9943 | -923.5668 | -573.5725 | 6407 | 154.6627 | -462.1117 | -307.449 | 6407 | 154.6627 | -462.1117 | -307.449 | 6407 | 154.6627 | -462.1117 | -307.449 | 6407 | -1225.1555 | 1236.3272 | 11.1717 | 6407 | -1225.1555 | 1236.3272 | 11.1717 | 6407 | -1225.1555 | 1236.3272 | 11.1717
6408 | 135.9537 | -685.1682 | -549.2144 | 6408 | 135.9537 | -620.7635 | -484.8098 | 6408 | 135.9537 | -462.4493 | -326.4956 | 6408 | -134.924 | -68.4997 | -203.4236 | 6408 | -134.924 | -68.4997 | -203.4236 | 6408 | -134.924 | -68.4997 | -203.4236 | 6408 | -1590.2883 | 1707.1733 | 116.885 | 6408 | -1590.2883 | 1707.1733 | 116.885 | 6408 | -1590.2883 | 1707.1733 | 116.885
6409 | -962.1333 | 610.229 | -351.9042 | 6409 | -962.1333 | 214.4908 | -747.6425 | 6409 | -962.1333 | 214.4908 | -747.6425 | 6409 | -1465.2644 | 1202.2573 | -263.0071 | 6409 | -1465.2644 | 738.0259 | -727.2384 | 6409 | -1465.2644 | 738.0259 | -727.2384 | 6409 | -1652.082 | 1676.294 | 24.2119 | 6409 | -1652.082 | 1676.294 | 24.2119 | 6409 | -1652.082 | 1676.294 | 24.2119
6410 | -949.3065 | 265.9006 | -683.4059 | 6410 | -949.3065 | 265.9006 | -683.4059 | 6410 | -949.3065 | 81.6077 | -867.6987 | 6410 | -1455.6664 | 990.8706 | -464.7958 | 6410 | -1455.6664 | 990.8706 | -464.7958 | 6410 | -1455.6664 | 990.8706 | -464.7958 | 6410 | -1645.7128 | 1390.6514 | -255.0614 | 6410 | -1645.7128 | 1390.6514 | -255.0614 | 6410 | -1645.7128 | 1390.6514 | -255.0614
6411 | -911.6936 | -51.7633 | -963.4569 | 6411 | -911.6936 | 343.9749 | -567.7187 | 6411 | -911.6936 | -51.7633 | -963.4569 | 6411 | -1417.6519 | 799.2575 | -618.3945 | 6411 | -1417.6519 | 799.2575 | -618.3945 | 6411 | -1417.6519 | 799.2575 | -618.3945 | 6411 | -1607.2968 | 1143.9799 | -463.3168 | 6411 | -1607.2968 | 1143.9799 | -463.3168 | 6411 | -1607.2968 | 1143.9799 | -463.3168
6412 | -877.6941 | 206.6804 | -671.0137 | 6412 | -877.6941 | -123.5186 | -1001.2127 | 6412 | -877.6941 | -123.5186 | -1001.2127 | 6412 | -1392.0281 | 686.9617 | -705.0664 | 6412 | -1392.0281 | 686.9617 | -705.0664 | 6412 | -1392.0281 | 686.9617 | -705.0664 | 6412 | -1590.0486 | 991.8698 | -598.1788 | 6412 | -1590.0486 | 991.8698 | -598.1788 | 6412 | -1590.0486 | 991.8698 | -598.1788
6413 | -839.2659 | 246.6403 | -592.6256 | 6413 | -839.2659 | 246.6403 | -592.6256 | 6413 | -839.2659 | 246.6403 | -592.6256 | 6413 | -1360.5141 | 656.0952 | -704.4189 | 6413 | -1360.5141 | 656.0952 | -704.4189 | 6413 | -1360.5141 | 656.0952 | -704.4189 | 6413 | -1565.4489 | 957.1416 | -608.3073 | 6413 | -1565.4489 | 957.1416 | -608.3073 | 6413 | -1565.4489 | 957.1416 | -608.3073
6414 | -748.7362 | 104.3506 | -644.3856 | 6414 | -748.7362 | 104.3506 | -644.3856 | 6414 | -748.7362 | 104.3506 | -644.3856 | 6414 | -1277.1023 | 538.9391 | -738.1632 | 6414 | -1277.1023 | 538.9391 | -738.1632 | 6414 | -1277.1023 | 538.9391 | -738.1632 | 6414 | -1489.1549 | 877.1619 | -611.993 | 6414 | -1489.1549 | 877.1619 | -611.993 | 6414 | -1489.1549 | 877.1619 | -611.993
6415 | -693.4491 | 71.117 | -622.3321 | 6415 | -693.4491 | 71.117 | -622.3321 | 6415 | -693.4491 | 71.117 | -622.3321 | 6415 | -1222.3154 | 546.4682 | -675.8472 | 6415 | -1222.3154 | 546.4682 | -675.8472 | 6415 | -1222.3154 | 546.4682 | -675.8472 | 6415 | -1434.8683 | 1204.3827 | -230.4856 | 6415 | -1434.8683 | 1014.7253 | -420.143 | 6415 | -1434.8683 | 1014.7253 | -420.143
6416 | -650.982 | 293.1898 | -357.7922 | 6416 | -650.982 | 293.1898 | -357.7922 | 6416 | -650.982 | 293.1898 | -357.7922 | 6416 | -1178.1684 | 928.2781 | -249.8903 | 6416 | -1178.1684 | 928.2781 | -249.8903 | 6416 | -1178.1684 | 928.2781 | -249.8903 | 6416 | -1389.0413 | 1500.1449 | 111.1035 | 6416 | -1389.0413 | 1500.1449 | 111.1035 | 6416 | -1389.0413 | 1500.1449 | 111.1035
6417 | -704.8065 | 764.3382 | 59.5318 | 6417 | -704.8065 | 788.3801 | 83.5737 | 6417 | -704.8065 | 788.3801 | 83.5737 | 6417 | -1255.6795 | 1632.2467 | 376.5672 | 6417 | -1255.6795 | 1632.2467 | 376.5672 | 6417 | -1255.6795 | 1632.2467 | 376.5672 | 6417 | -1490.239 | 1717 | 226.761 | 6417 | -1490.239 | 1717 | 226.761 | 6417 | -1490.239 | 1717 | 226.761
6418 | -750.5669 | 761.0237 | 10.4568 | 6418 | -750.5669 | 365.2855 | -385.2814 | 6418 | -750.5669 | 761.0237 | 10.4568 | 6418 | -1322.066 | 1687.3678 | 365.3018 | 6418 | -1322.066 | 1687.3678 | 365.3018 | 6418 | -1322.066 | 1687.3678 | 365.3018 | 6418 | -1577.2516 | 1717 | 139.7484 | 6418 | -1577.2516 | 1717 | 139.7484 | 6418 | -1577.2516 | 1717 | 139.7484
6419 | -721.536 | 766.8492 | 45.3132 | 6419 | -721.536 | 766.8492 | 45.3132 | 6419 | -721.536 | 371.111 | -350.425 | 6419 | -1280.5894 | 1693.573 | 412.9836 | 6419 | -1280.5894 | 1693.573 | 412.9836 | 6419 | -1280.5894 | 1693.573 | 412.9836 | 6419 | -1523.3293 | 1717 | 193.6707 | 6419 | -1523.3293 | 1717 | 193.6707 | 6419 | -1523.3293 | 1717 | 193.6707
6420 | -762.6533 | 499.9137 | -262.7396 | 6420 | -762.6533 | 499.9137 | -262.7396 | 6420 | -762.6533 | 499.9137 | -262.7396 | 6420 | -1331.1614 | 1352.6683 | 21.507 | 6420 | -1331.1614 | 1352.6683 | 21.507 | 6420 | -1331.1614 | 1352.6683 | 21.507 | 6420 | -1583.356 | 1717 | 133.644 | 6420 | -1583.356 | 1717 | 133.644 | 6420 | -1583.356 | 1717 | 133.644
6421 | -766.4446 | 438.7196 | -327.725 | 6421 | -766.4446 | 438.7196 | -327.725 | 6421 | -766.4446 | 438.7196 | -327.725 | 6421 | -1334.4766 | 1262.7982 | -71.6784 | 6421 | -1334.4766 | 1262.7982 | -71.6784 | 6421 | -1334.4766 | 1262.7982 | -71.6784 | 6421 | -1586.195 | 1717 | 130.805 | 6421 | -1586.195 | 1717 | 130.805 | 6421 | -1586.195 | 1717 | 130.805
6422 | -720.8057 | 757.3148 | 36.5091 | 6422 | -720.8057 | 757.3148 | 36.5091 | 6422 | -720.8057 | 361.5765 | -359.2291 | 6422 | -1269.192 | 1623.2151 | 354.0232 | 6422 | -1269.192 | 1623.2151 | 354.0232 | 6422 | -1269.192 | 1623.2151 | 354.0232 | 6422 | -1501.2648 | 1717 | 215.7352 | 6422 | -1501.2648 | 1717 | 215.7352 | 6422 | -1501.2648 | 1717 | 215.7352
6423 | -650.0685 | 613.4641 | -36.6044 | 6423 | -650.0685 | 708.4698 | 58.4013 | 6423 | -650.0685 | 312.7316 | -337.3369 | 6423 | -169.9311 | 557.5305 | 387.5994 | 6423 | -256.0222 | 643.6216 | 387.5994 | 6423 | 43.9778 | 343.6216 | 387.5994 | 6423 | -727.0827 | 1677.1057 | 950.023 | 6423 | -727.0827 | 1677.1057 | 950.023 | 6423 | -727.0827 | 1677.1057 | 950.023
6424 | 1000 | -871.1975 | 128.8025 | 6424 | 1000 | -871.1975 | 128.8025 | 6424 | 1000 | -871.1975 | 128.8025 | 6424 | 1864.6401 | -1404.6309 | 460.0093 | 6424 | 1864.6401 | -1404.6309 | 460.0093 | 6424 | 1864.6401 | -1404.6309 | 460.0093 | 6424 | 798.932 | 183.0285 | 981.9605 | 6424 | 798.932 | 183.0285 | 981.9605 | 6424 | 798.932 | 183.0285 | 981.9605
6425 | 1000 | -801.0219 | 198.9781 | 6425 | 1000 | -801.0219 | 198.9781 | 6425 | 1000 | -801.0219 | 198.9781 | 6425 | 2000 | -1417.7595 | 582.2405 | 6425 | 2000 | -1417.7595 | 582.2405 | 6425 | 2000 | -1417.7595 | 582.2405 | 6425 | 1255.4958 | -113.7335 | 1141.7623 | 6425 | 1255.4958 | -113.7335 | 1141.7623 | 6425 | 1255.4958 | -113.7335 | 1141.7623
6426 | 1000 | -1016 | -16 | 6426 | 1000 | -776.7795 | 223.2204 | 6426 | 1000 | -1016 | -16 | 6426 | 2000 | -1371.0614 | 628.9386 | 6426 | 2000 | -1371.0614 | 628.9386 | 6426 | 2000 | -1371.0614 | 628.9386 | 6426 | 1592.4 | -383.4576 | 1208.9424 | 6426 | 1592.4 | -383.4576 | 1208.9424 | 6426 | 1592.4 | -383.4576 | 1208.9424
6427 | 1000 | -665.9311 | 334.0689 | 6427 | 1000 | -1016 | -16 | 6427 | 1000 | -1016 | -16 | 6427 | 2000 | -1249.8432 | 750.1568 | 6427 | 2000 | -1249.8432 | 750.1568 | 6427 | 2000 | -1249.8432 | 750.1568 | 6427 | 1879.1119 | -541.6081 | 1337.5038 | 6427 | 1879.1119 | -541.6081 | 1337.5038 | 6427 | 1879.1119 | -541.6081 | 1337.5038
6428 | 1000 | -541.1687 | 458.8313 | 6428 | 1000 | -541.1687 | 458.8313 | 6428 | 1000 | -541.1687 | 458.8313 | 6428 | 2000 | -1102.0883 | 897.9117 | 6428 | 2000 | -1102.0883 | 897.9117 | 6428 | 2000 | -1102.0883 | 897.9117 | 6428 | 2000 | -494.8938 | 1505.1062 | 6428 | 2000 | -494.8938 | 1505.1062 | 6428 | 2000 | -494.8938 | 1505.1062
6429 | 1000 | -781.7719 | 218.2281 | 6429 | 1000 | -386.0336 | 613.9664 | 6429 | 1000 | -386.0336 | 613.9664 | 6429 | 2000 | -925.3775 | 1074.6225 | 6429 | 2000 | -925.3775 | 1074.6225 | 6429 | 2000 | -925.3775 | 1074.6225 | 6429 | 2000 | -301.0821 | 1698.9179 | 6429 | 2000 | -301.0821 | 1698.9179 | 6429 | 2000 | -301.0821 | 1698.9179
6430 | 1000 | -302.2925 | 697.7075 | 6430 | 1000 | -302.2925 | 697.7075 | 6430 | 1000 | -302.2925 | 697.7075 | 6430 | 2000 | -836.5959 | 1163.4041 | 6430 | 2000 | -836.5959 | 1163.4041 | 6430 | 2000 | -836.5959 | 1163.4041 | 6430 | 2000 | -209.3178 | 1790.6822 | 6430 | 2000 | -209.3178 | 1790.6822 | 6430 | 2000 | -209.3178 | 1790.6822
6431 | 1000 | -700.5757 | 299.4243 | 6431 | 1000 | -662.1412 | 337.8588 | 6431 | 1000 | -662.1412 | 337.8588 | 6431 | 2000 | -827.6147 | 1172.3853 | 6431 | 2000 | -827.6147 | 1172.3853 | 6431 | 2000 | -827.6147 | 1172.3853 | 6431 | 2000 | -187.7175 | 1812.2825 | 6431 | 2000 | -187.7175 | 1812.2825 | 6431 | 2000 | -187.7175 | 1812.2825
6432 | 1000 | -659.5545 | 340.4455 | 6432 | 1000 | -659.5545 | 340.4455 | 6432 | 1000 | -659.5545 | 340.4455 | 6432 | 2000 | -804.9684 | 1195.0316 | 6432 | 2000 | -804.9684 | 1195.0316 | 6432 | 2000 | -804.9684 | 1195.0316 | 6432 | 2000 | -184.5332 | 1815.4668 | 6432 | 2000 | -184.5332 | 1815.4668 | 6432 | 2000 | -184.5332 | 1815.4668
6433 | 1000 | -406.1163 | 593.8837 | 6433 | 1000 | -10.3781 | 989.6219 | 6433 | 1000 | -10.3781 | 989.6219 | 6433 | 2000 | -568.4029 | 1431.5971 | 6433 | 2000 | -568.4029 | 1431.5971 | 6433 | 2000 | -568.4029 | 1431.5971 | 6433 | 2000 | 26.4079 | 2026.4079 | 6433 | 2000 | 26.4079 | 2026.4079 | 6433 | 2000 | 26.4079 | 2026.4079
6434 | 1000 | -202.9388 | 797.0612 | 6434 | 1000 | -202.9388 | 797.0612 | 6434 | 1000 | -202.9388 | 797.0612 | 6434 | 2000 | -791.8149 | 1208.1851 | 6434 | 2000 | -791.8149 | 1208.1851 | 6434 | 2000 | -791.8149 | 1208.1851 | 6434 | 2000 | -221.1695 | 1778.8305 | 6434 | 2000 | -221.1695 | 1778.8305 | 6434 | 2000 | -221.1695 | 1778.8305
6435 | 1000 | -658.9426 | 341.0574 | 6435 | 1000 | -657.2434 | 342.7566 | 6435 | 1000 | -657.2434 | 342.7566 | 6435 | 2000 | -1258.8654 | 741.1346 | 6435 | 2000 | -1258.8654 | 741.1346 | 6435 | 2000 | -1258.8654 | 741.1346 | 6435 | 2000 | -724.3194 | 1275.6806 | 6435 | 2000 | -583.6738 | 1416.3262 | 6435 | 2000 | -583.6738 | 1416.3262
6436 | 1000 | -799.5751 | 200.4249 | 6436 | 1000 | -799.5751 | 200.4249 | 6436 | 1000 | -799.5751 | 200.4249 | 6436 | 2000 | -1462.8145 | 537.1855 | 6436 | 2000 | -1462.8145 | 537.1855 | 6436 | 2000 | -1462.8145 | 537.1855 | 6436 | 2000 | -945.7953 | 1054.2047 | 6436 | 2000 | -445.7953 | 1554.2047 | 6436 | 2000 | -445.7953 | 1554.2047
6437 | 1000 | -855.7773 | 144.2227 | 6437 | 1000 | -855.7773 | 144.2227 | 6437 | 1000 | -855.7773 | 144.2227 | 6437 | 2000 | -1464.5216 | 535.4784 | 6437 | 2000 | -964.5216 | 1035.4784 | 6437 | 2000 | -964.5216 | 1035.4784 | 6437 | 2000 | -512.1676 | 1487.8324 | 6437 | 2000 | -203.6335 | 1796.3665 | 6437 | 2000 | -535.4682 | 1464.5318
6438 | 1000 | -660.8142 | 339.1858 | 6438 | 1000 | -654.4896 | 345.5104 | 6438 | 1000 | -660.8142 | 339.1858 | 6438 | 2000 | -1607.0712 | 392.9288 | 6438 | 2000 | -1107.0712 | 892.9288 | 6438 | 2000 | -1107.0712 | 892.9288 | 6438 | 2000 | 189.6751 | 2189.6751 | 6438 | 2000 | 189.6751 | 2189.6751 | 6438 | 2000 | -577.2249 | 1422.7751
6439 | 1000 | -728.6172 | 271.3828 | 6439 | 1000 | -728.6172 | 271.3828 | 6439 | 1000 | -728.6172 | 271.3828 | 6439 | 1681.688 | -1223.1528 | 458.5352 | 6439 | 1681.688 | -1223.1528 | 458.5352 | 6439 | 2000 | -1541.4648 | 458.5352 | 6439 | 2000 | -1264.1203 | 735.8797 | 6439 | 2000 | -764.1203 | 1235.8797 | 6439 | 2000 | -725.9559 | 1274.0441
6440 | 1000 | -595.9549 | 404.0451 | 6440 | 1000 | -595.9549 | 404.0451 | 6440 | 1000 | -595.9549 | 404.0451 | 6440 | 2000 | -1598.5858 | 401.4142 | 6440 | 2000 | -1598.5858 | 401.4142 | 6440 | 2000 | -1598.5858 | 401.4142 | 6440 | 1929.5887 | -1188.601 | 740.9878 | 6440 | 1929.5887 | -1188.601 | 740.9878 | 6440 | 1929.5887 | -1188.601 | 740.9878
6441 | 415.0226 | -290.0393 | 124.9834 | 6441 | 415.0226 | -290.0393 | 124.9834 | 6441 | 415.0226 | -290.0393 | 124.9834 | 6441 | 1590.4319 | -1052.547 | 537.8849 | 6441 | 1590.4319 | -1052.547 | 537.8849 | 6441 | 1590.4319 | -1052.547 | 537.8849 | 6441 | -800.94 | 1717 | 916.06 | 6441 | -800.94 | 1717 | 916.06 | 6441 | -800.94 | 1717 | 916.06
6442 | -178.0662 | 86.5668 | -91.4994 | 6442 | -178.0662 | -46.8033 | -224.8694 | 6442 | -178.0662 | -46.8033 | -224.8694 | 6442 | 1189.4574 | -942.1883 | 247.2692 | 6442 | 1189.4574 | -942.1883 | 247.2692 | 6442 | 1189.4574 | -942.1883 | 247.2692 | 6442 | -1275.4996 | 1717 | 441.5004 | 6442 | -1275.4996 | 1242.9705 | -32.529 | 6442 | -1275.4996 | 1231.7676 | -43.732
6443 | -608.7077 | -327.9584 | -936.6661 | 6443 | -608.7077 | -232.0464 | -840.7542 | 6443 | -608.7077 | 210.9685 | -397.7393 | 6443 | -106.7424 | 426.6837 | 319.9414 | 6443 | -391.4288 | 211.3702 | -180.0586 | 6443 | -391.4288 | 357.4354 | -33.9935 | 6443 | -1278.1957 | 480.005 | -798.1907 | 6443 | -1278.1957 | 480.005 | -798.1907 | 6443 | -1278.1957 | 1246.905 | -31.2907
6444 | -598.9808 | 98.5156 | -500.4653 | 6444 | -598.9808 | 69.8282 | -529.1526 | 6444 | -598.9808 | 232.9547 | -366.0261 | 6444 | -274.8167 | 536.1694 | 261.3527 | 6444 | -494.8167 | 732.229 | 237.4123 | 6444 | -494.8167 | 756.1694 | 261.3527 | 6444 | -1249.0588 | 1117.5297 | -131.5291 | 6444 | -1249.0588 | 905.0484 | -344.0104 | 6444 | -1249.0588 | 1397.0811 | 148.0223
6445 | -568.9273 | 669.7623 | 100.835 | 6445 | -568.9273 | 169.7623 | -399.165 | 6445 | -568.9273 | 169.7623 | -399.165 | 6445 | 424.795 | -371.9759 | 52.8191 | 6445 | 424.795 | -371.9759 | 52.8191 | 6445 | 424.795 | -371.9759 | 52.8191 | 6445 | -1186.1647 | 1717 | 530.8353 | 6445 | -1186.1647 | 1717 | 530.8353 | 6445 | -1186.1647 | 1717 | 530.8353
6446 | 978.126 | -788.176 | 189.9499 | 6446 | 978.126 | -788.176 | 189.9499 | 6446 | 978.126 | -788.176 | 189.9499 | 6446 | 1668.4628 | -1516.6995 | 151.7634 | 6446 | 1668.4628 | -1516.6995 | 151.7634 | 6446 | 1668.4628 | -1516.6995 | 151.7634 | 6446 | -602.9027 | 1065.0066 | 462.1039 | 6446 | -602.9027 | 1065.0066 | 462.1039 | 6446 | -602.9027 | 1065.0066 | 462.1039
6447 | 637.2899 | -1016 | -378.7101 | 6447 | 637.2899 | -1016 | -378.7101 | 6447 | 637.2899 | -1016 | -378.7101 | 6447 | 1396.8861 | -1716 | -319.1139 | 6447 | 1896.8861 | -1716 | 180.8861 | 6447 | 1896.8861 | -1716 | 180.8861 | 6447 | 1155.8918 | -1529.8754 | -373.9836 | 6447 | 1155.8918 | -1529.8754 | -373.9836 | 6447 | 1155.8918 | -1529.8754 | -373.9836
6448 | 360.6485 | -1016 | -655.3515 | 6448 | 1000 | -1016 | -16 | 6448 | 860.6485 | -1016 | -155.3515 | 6448 | 889.3598 | -1716 | -826.6402 | 6448 | 1389.3598 | -1716 | -326.6402 | 6448 | 1389.3598 | -1716 | -326.6402 | 6448 | 896.6088 | -1716 | -819.3912 | 6448 | 1396.6088 | -1716 | -319.3912 | 6448 | 1396.6088 | -1716 | -319.3912
6449 | 768.0017 | -1016 | -247.9983 | 6449 | 1000 | -1016 | -16 | 6449 | 706.8709 | -1016 | -309.1291 | 6449 | 1461.6115 | -1716 | -254.3885 | 6449 | 1729.0306 | -1716 | 13.0306 | 6449 | 1369.416 | -1716 | -346.584 | 6449 | 1079.7283 | -1716 | -636.2717 | 6449 | 1797.1737 | -1716 | 81.1737 | 6449 | 1289.2639 | -1716 | -426.7361
6450 | 1000 | -1016 | -16 | 6450 | 1000 | -1016 | -16 | 6450 | 942.5922 | -1016 | -73.4078 | 6450 | 1958.8849 | -1716 | 242.8849 | 6450 | 2000 | -1716 | 284 | 6450 | 1299.0442 | -1716 | -416.9558 | 6450 | 1955.009 | -1716 | 239.009 | 6450 | 2000 | -1716 | 284 | 6450 | 1454.2887 | -1716 | -261.7113
6451 | 984.9652 | -1016 | -31.0348 | 6451 | 1000 | -1016 | -16 | 6451 | 851.4677 | -1016 | -164.5323 | 6451 | 687.4705 | -1716 | -1028.5295 | 6451 | 1187.4705 | -1716 | -528.5295 | 6451 | 1187.4705 | -1716 | -528.5295 | 6451 | 1278.2892 | -1716 | -437.7108 | 6451 | 1324.387 | -1716 | -391.613 | 6451 | 1317.4378 | -1716 | -398.5622
6452 | 328.9003 | -1016 | -687.0997 | 6452 | 1000 | -1016 | -16 | 6452 | 828.9003 | -1016 | -187.0997 | 6452 | 745.7737 | -1716 | -970.2263 | 6452 | 1245.7737 | -1716 | -470.2263 | 6452 | 1245.7737 | -1716 | -470.2263 | 6452 | 735.1695 | -1716 | -980.8305 | 6452 | 1127.1046 | -1716 | -588.8954 | 6452 | 1127.1046 | -1716 | -588.8954
6453 | 389.4538 | -1016 | -626.5462 | 6453 | 903.1107 | -1016 | -112.8893 | 6453 | 889.4538 | -1016 | -126.5462 | 6453 | 803.8133 | -1716 | -912.1867 | 6453 | 1303.8133 | -1716 | -412.1867 | 6453 | 1303.8133 | -1716 | -412.1867 | 6453 | 681.615 | -1716 | -1034.385 | 6453 | 1181.615 | -1716 | -534.385 | 6453 | 1181.615 | -1716 | -534.385
6454 | 466.5321 | -1016 | -549.4679 | 6454 | 966.5321 | -1016 | -49.4679 | 6454 | 966.5321 | -1016 | -49.4679 | 6454 | 887.8062 | -1716 | -828.1938 | 6454 | 983.7475 | -1716 | -732.2525 | 6454 | 983.7475 | -1716 | -732.2525 | 6454 | 572.0282 | -1716 | -1143.9718 | 6454 | 572.0282 | -1716 | -1143.9718 | 6454 | 572.0282 | -1716 | -1143.9718
6455 | 516.9593 | -1016 | -499.0407 | 6455 | 916.9593 | -1016 | -99.0407 | 6455 | 916.9593 | -1016 | -99.0407 | 6455 | 795.8108 | -1716 | -920.1892 | 6455 | 795.8108 | -1716 | -920.1892 | 6455 | 795.8108 | -1716 | -920.1892 | 6455 | 653.8961 | -1716 | -1062.1039 | 6455 | 653.8961 | -1716 | -1062.1039 | 6455 | 653.8961 | -1716 | -1062.1039
6456 | 540.8013 | -1016 | -475.1987 | 6456 | 540.8013 | -1016 | -475.1987 | 6456 | 540.8013 | -1016 | -475.1987 | 6456 | 880.5227 | -1716 | -835.4773 | 6456 | 880.5227 | -1716 | -835.4773 | 6456 | 880.5227 | -1716 | -835.4773 | 6456 | 759.1575 | -1716 | -956.8425 | 6456 | 1192.8595 | -1716 | -523.1405 | 6456 | 1192.8595 | -1716 | -523.1405
6457 | 512.5834 | -1016 | -503.4166 | 6457 | 512.5834 | -1016 | -503.4166 | 6457 | 512.5834 | -1016 | -503.4166 | 6457 | 984.4238 | -1716 | -731.5762 | 6457 | 984.4238 | -1716 | -731.5762 | 6457 | 984.4238 | -1716 | -731.5762 | 6457 | 773.3591 | -1716 | -942.6409 | 6457 | 1273.3591 | -1716 | -442.6409 | 6457 | 1273.3591 | -1716 | -442.6409
6458 | 500.3683 | -1016 | -515.6317 | 6458 | 500.3683 | -1016 | -515.6317 | 6458 | 500.3683 | -1016 | -515.6317 | 6458 | 1005.0742 | -1716 | -710.9258 | 6458 | 1131.5938 | -1716 | -584.4062 | 6458 | 1131.5938 | -1716 | -584.4062 | 6458 | 771.928 | -1716 | -944.072 | 6458 | 771.928 | -1716 | -944.072 | 6458 | 771.928 | -1716 | -944.072
6459 | 495.9162 | -1016 | -520.0838 | 6459 | 995.9162 | -1016 | -20.0838 | 6459 | 995.9162 | -1016 | -20.0838 | 6459 | 1025.2483 | -1716 | -690.7517 | 6459 | 1037.7841 | -1716 | -678.2159 | 6459 | 1037.7841 | -1716 | -678.2159 | 6459 | 817.4265 | -1716 | -898.5735 | 6459 | 817.4265 | -1716 | -898.5735 | 6459 | 817.4265 | -1716 | -898.5735
6460 | 369.257 | -1016 | -646.743 | 6460 | 869.257 | -1016 | -146.743 | 6460 | 869.257 | -1016 | -146.743 | 6460 | 904.6739 | -1716 | -811.3261 | 6460 | 1319.0688 | -1716 | -396.9312 | 6460 | 1319.0688 | -1716 | -396.9312 | 6460 | 824.2132 | -1716 | -891.7868 | 6460 | 1244.7874 | -1716 | -471.2126 | 6460 | 1244.7874 | -1716 | -471.2126
6461 | 262.6071 | -1016 | -753.3929 | 6461 | 1000 | -1016 | -16 | 6461 | 762.6071 | -1016 | -253.3929 | 6461 | 650.9126 | -1716 | -1065.0874 | 6461 | 650.9126 | -1716 | -1065.0874 | 6461 | 650.9126 | -1716 | -1065.0874 | 6461 | 669.2672 | -1716 | -1046.7328 | 6461 | 709.9195 | -1716 | -1006.0805 | 6461 | 709.9195 | -1716 | -1006.0805
6462 | 264.4454 | -1016 | -751.5546 | 6462 | 264.4454 | -1016 | -751.5546 | 6462 | 264.4454 | -1016 | -751.5546 | 6462 | 499.2204 | -1716 | -1216.7796 | 6462 | 499.2204 | -1716 | -1216.7796 | 6462 | 499.2204 | -1716 | -1216.7796 | 6462 | -237.4913 | -1716 | -1953.4913 | 6462 | -237.4913 | -1716 | -1953.4913 | 6462 | -237.4913 | -1715.452 | -1952.9434
6463 | 317.8501 | -1016 | -698.1499 | 6463 | 97.8501 | -1016 | -918.1499 | 6463 | 97.8501 | -1016 | -918.1499 | 6463 | 269.8135 | -1255.0534 | -985.2399 | 6463 | 269.8135 | -1716 | -1446.1865 | 6463 | 269.8135 | -1716 | -1446.1865 | 6463 | -475.7097 | -1498.3068 | -1974.0166 | 6463 | -475.7097 | -1498.3068 | -1974.0166 | 6463 | -475.7097 | -1148.383 | -1624.0928
6464 | 688.5769 | -1016 | -327.4231 | 6464 | 188.5769 | -1016 | -827.4231 | 6464 | 188.5769 | -1016 | -827.4231 | 6464 | 230.6334 | -776.1627 | -545.5294 | 6464 | 230.6334 | -776.1627 | -545.5294 | 6464 | 230.6334 | -776.1627 | -545.5294 | 6464 | -555.108 | 198.8264 | -356.2816 | 6464 | -555.108 | -301.1736 | -856.2816 | 6464 | -555.108 | -301.1736 | -856.2816
6465 | 801.9736 | -856.0112 | -54.0376 | 6465 | 301.9736 | -856.0112 | -554.0376 | 6465 | 301.9736 | -856.0112 | -554.0376 | 6465 | 657.3023 | -899.6658 | -242.3636 | 6465 | 657.3023 | -899.6658 | -242.3636 | 6465 | 657.3023 | -899.6658 | -242.3636 | 6465 | -1152.3913 | 1166.8111 | 14.4198 | 6465 | -1152.3913 | 666.8111 | -485.5802 | 6465 | -1152.3913 | 666.8111 | -485.5802
6466 | -560.5354 | -671.2227 | -1231.7581 | 6466 | -560.5354 | -852.3057 | -1412.8411 | 6466 | -560.5354 | -157.3316 | -717.867 | 6466 | -814.5313 | 646.2626 | -168.2687 | 6466 | -1019.1969 | 626.2626 | -392.9343 | 6466 | -1019.1969 | 563.5839 | -455.613 | 6466 | -1161.5449 | 1265.2118 | 103.6669 | 6466 | -1161.5449 | 765.2118 | -396.3331 | 6466 | -1161.5449 | 765.2118 | -396.3331
6467 | -429.7057 | -783.3813 | -1213.0871 | 6467 | -429.7057 | -783.3813 | -1213.0871 | 6467 | -429.7057 | -361.6159 | -791.3216 | 6467 | -887.7201 | 533.3065 | -354.4136 | 6467 | -887.7201 | 385.5854 | -502.1348 | 6467 | -887.7201 | 448.2641 | -439.456 | 6467 | -1029.4211 | 898.6996 | -130.7215 | 6467 | -1029.4211 | 398.6996 | -630.7215 | 6467 | -1029.4211 | 398.6996 | -630.7215
6468 | -315.1127 | -183.712 | -498.8247 | 6468 | -315.1127 | -689.1398 | -1004.2526 | 6468 | -315.1127 | -558.1497 | -873.2624 | 6468 | -767.4077 | 154.9143 | -612.4934 | 6468 | -767.4077 | 154.9143 | -612.4934 | 6468 | -767.4077 | 154.9143 | -612.4934 | 6468 | -903.3892 | 450.062 | -453.3273 | 6468 | -903.3892 | -49.938 | -953.3273 | 6468 | -903.3892 | -49.938 | -953.3273
6469 | -313.6486 | -255.3882 | -569.0367 | 6469 | -313.6486 | -755.3882 | -1069.0367 | 6469 | -313.6486 | -755.3882 | -1069.0367 | 6469 | -758.1603 | -67.6156 | -825.7759 | 6469 | -758.1603 | -67.6156 | -825.7759 | 6469 | -758.1603 | -67.6156 | -825.7759 | 6469 | -886.3585 | 694.0195 | -192.339 | 6469 | -886.3585 | 694.0195 | -192.339 | 6469 | -886.3585 | 694.0195 | -192.339
6470 | -319.6513 | -88.3092 | -407.9605 | 6470 | -319.6513 | -380.4831 | -700.1344 | 6470 | -319.6513 | -984.0474 | -1303.6987 | 6470 | -755.7002 | 156.7673 | -598.9329 | 6470 | -755.7002 | 156.7673 | -598.9329 | 6470 | -755.7002 | 156.7673 | -598.9329 | 6470 | -875.4356 | 397.376 | -478.0596 | 6470 | -875.4356 | 397.376 | -478.0596 | 6470 | -875.4356 | 397.376 | -478.0596
6471 | 307.682 | -1016 | -708.318 | 6471 | 1000 | -1016 | -16 | 6471 | 753.93 | -1016 | -262.07 | 6471 | 853.8478 | -1716 | -862.1522 | 6471 | 853.8478 | -1716 | -862.1522 | 6471 | 853.8478 | -1716 | -862.1522 | 6471 | 133.1759 | -970.3265 | -837.1506 | 6471 | 133.1759 | -970.3265 | -837.1506 | 6471 | 133.1759 | -970.3265 | -837.1506
6472 | 440.5283 | -1016 | -575.4717 | 6472 | 1000 | -1016 | -16 | 6472 | 664.6064 | -1016 | -351.3936 | 6472 | 682.1571 | -1716 | -1033.8429 | 6472 | 682.1571 | -1716 | -1033.8429 | 6472 | 682.1571 | -1716 | -1033.8429 | 6472 | 1321.056 | -982.9544 | 338.1016 | 6472 | 1321.056 | -1332.9544 | -11.8984 | 6472 | 1321.056 | -1630.8554 | -309.7994
6473 | 1000 | -1016 | -16 | 6473 | 1000 | -1016 | -16 | 6473 | 928.453 | -1016 | -87.547 | 6473 | 791.0638 | -1716 | -924.9362 | 6473 | 791.0638 | -1716 | -924.9362 | 6473 | 791.0638 | -1716 | -924.9362 | 6473 | 635.2685 | -1534.6448 | -899.3762 | 6473 | 635.2685 | -1034.6448 | -399.3762 | 6473 | 635.2685 | -1034.6448 | -399.3762
6474 | 848.5286 | -1016 | -167.4714 | 6474 | 1000 | -1016 | -16 | 6474 | 922.666 | -1016 | -93.334 | 6474 | 849.6312 | -1577.0154 | -727.3843 | 6474 | 849.6312 | -1577.0154 | -727.3843 | 6474 | 849.6312 | -1577.0154 | -727.3843 | 6474 | -344.753 | -254.6596 | -599.4126 | 6474 | -344.753 | -254.6596 | -599.4126 | 6474 | -344.753 | -254.6596 | -599.4126
6475 | 715.151 | -1016 | -300.849 | 6475 | 1000 | -1016 | -16 | 6475 | 1000 | -1016 | -16 | 6475 | 930.2887 | -1427.1204 | -496.8317 | 6475 | 930.2887 | -1427.1204 | -496.8317 | 6475 | 930.2887 | -1427.1204 | -496.8317 | 6475 | -283.5137 | -18.4805 | -301.9942 | 6475 | -283.5137 | -18.4805 | -301.9942 | 6475 | -283.5137 | -18.4805 | -301.9942
6476 | 978.3331 | -1016 | -37.6669 | 6476 | 1000 | -1016 | -16 | 6476 | 1000 | -1016 | -16 | 6476 | 965.9372 | -1701.0326 | -735.0954 | 6476 | 965.9372 | -1236.8012 | -270.8641 | 6476 | 965.9372 | -1701.0326 | -735.0954 | 6476 | -241.9454 | 218.9256 | -23.0198 | 6476 | -241.9454 | 218.9256 | -23.0198 | 6476 | -241.9454 | 218.9256 | -23.0198
6477 | 826.9979 | -1016 | -189.0021 | 6477 | 1000 | -1016 | -16 | 6477 | 1000 | -1016 | -16 | 6477 | 876.454 | -1447.2204 | -570.7664 | 6477 | 876.454 | -1355.2573 | -478.8033 | 6477 | 876.454 | -1447.2204 | -570.7664 | 6477 | -330.7577 | 497.8518 | 167.0942 | 6477 | -330.7577 | 497.8518 | 167.0942 | 6477 | -330.7577 | 497.8518 | 167.0942
6478 | 949.4733 | -1016 | -66.5267 | 6478 | 855.8183 | -1016 | -160.1817 | 6478 | 855.8183 | -1016 | -160.1817 | 6478 | 610.2098 | -1032.1154 | -421.9056 | 6478 | 610.2098 | -1032.1154 | -421.9056 | 6478 | 610.2098 | -1032.1154 | -421.9056 | 6478 | -594.8852 | 408.7121 | -186.1731 | 6478 | -594.8852 | 408.7121 | -186.1731 | 6478 | -594.8852 | 408.7121 | -186.1731
6479 | 782.0479 | -839.1026 | -57.0547 | 6479 | 562.0479 | -1014.8408 | -452.7929 | 6479 | 562.0479 | -1016 | -453.9521 | 6479 | 329.259 | -725.8023 | -396.5432 | 6479 | 329.259 | -725.8023 | -396.5432 | 6479 | 329.259 | -725.8023 | -396.5432 | 6479 | -863.0165 | 967.5675 | 104.551 | 6479 | -863.0165 | 941.7202 | 78.7037 | 6479 | -863.0165 | 1049.9425 | 186.926
6480 | 754.6916 | -883.4475 | -128.7559 | 6480 | 534.6916 | -1016 | -481.3084 | 6480 | 534.6916 | -1016 | -481.3084 | 6480 | 323.5446 | -702.2479 | -378.7033 | 6480 | 323.5446 | -698.206 | -374.6614 | 6480 | 323.5446 | -698.206 | -374.6614 | 6480 | -847.089 | 1259.0837 | 411.9947 | 6480 | -847.089 | 1259.0837 | 411.9947 | 6480 | -847.089 | 1259.0837 | 411.9947
6481 | 688.0924 | -875.6538 | -187.5614 | 6481 | 470.8837 | -1016 | -545.1163 | 6481 | 470.8837 | -1016 | -545.1163 | 6481 | 278.2007 | -329.3352 | -51.1345 | 6481 | 278.2007 | -768.5466 | -490.3459 | 6481 | 278.2007 | -329.3352 | -51.1345 | 6481 | -873.9689 | 1151.8872 | 277.9183 | 6481 | -873.9689 | 1151.8872 | 277.9183 | 6481 | -873.9689 | 1151.8872 | 277.9183
6482 | 695.0567 | -1016 | -320.9433 | 6482 | 524.7465 | -845.6898 | -320.9433 | 6482 | 524.7465 | -1016 | -491.2535 | 6482 | 342.2372 | -521.9931 | -179.7559 | 6482 | 342.2372 | -521.9931 | -179.7559 | 6482 | 342.2372 | -521.9931 | -179.7559 | 6482 | -799.7588 | 958.32 | 158.5613 | 6482 | -799.7588 | 958.32 | 158.5613 | 6482 | -799.7588 | 958.32 | 158.5613
6483 | 557.2266 | -1016 | -458.7734 | 6483 | 557.2266 | -1016 | -458.7734 | 6483 | 557.2266 | -1016 | -458.7734 | 6483 | 352.367 | -1146.8835 | -794.5165 | 6483 | 352.367 | -1146.8835 | -794.5165 | 6483 | 352.367 | -1146.8835 | -794.5165 | 6483 | -811.9792 | 809.8509 | -2.1283 | 6483 | -811.9792 | 809.8509 | -2.1283 | 6483 | -811.9792 | 809.8509 | -2.1283
6484 | 527.4451 | -1016 | -488.5549 | 6484 | 527.4451 | -1016 | -488.5549 | 6484 | 527.4451 | -1016 | -488.5549 | 6484 | 293.3655 | -754.4933 | -461.1278 | 6484 | 293.3655 | -754.4933 | -461.1278 | 6484 | 293.3655 | -754.4933 | -461.1278 | 6484 | -900.2008 | 733.2619 | -166.9389 | 6484 | -900.2008 | 733.2619 | -166.9389 | 6484 | -900.2008 | 733.2619 | -166.9389
6485 | 191.5684 | -763.7101 | -572.1417 | 6485 | 191.5684 | -763.7101 | -572.1417 | 6485 | 191.5684 | -1016 | -824.4316 | 6485 | -84.1632 | -863.5581 | -947.7213 | 6485 | -84.1632 | -863.5581 | -947.7213 | 6485 | -84.1632 | -863.5581 | -947.7213 | 6485 | -1278.5937 | 1089.807 | -188.7867 | 6485 | -1278.5937 | 1089.807 | -188.7867 | 6485 | -1278.5937 | 1089.807 | -188.7867
6486 | 17.8458 | -1016 | -998.1542 | 6486 | -104.5649 | -1016 | -1120.5649 | 6486 | -104.5649 | -1016 | -1120.5649 | 6486 | -396.0397 | -585.7931 | -981.8328 | 6486 | -396.0397 | -585.7931 | -981.8328 | 6486 | -396.0397 | -585.7931 | -981.8328 | 6486 | -1405.616 | 1207.156 | -198.46 | 6486 | -1405.616 | 1207.156 | -198.46 | 6486 | -1405.616 | 1207.156 | -198.46
6487 | 85.6008 | -886.4173 | -800.8165 | 6487 | -134.3992 | -1016 | -1150.3992 | 6487 | -134.3992 | -1016 | -1150.3992 | 6487 | -384.4543 | -413.6407 | -798.095 | 6487 | -384.4543 | -413.6407 | -798.095 | 6487 | -384.4543 | -413.6407 | -798.095 | 6487 | -1389.7876 | 886.6008 | -503.1868 | 6487 | -1389.7876 | 886.6008 | -503.1868 | 6487 | -1389.7876 | 886.6008 | -503.1868
6488 | 127.7689 | -561.8903 | -434.1213 | 6488 | -92.2311 | -1016 | -1108.2311 | 6488 | -92.2311 | -632.6124 | -724.8435 | 6488 | -410.4836 | -146.0355 | -556.5191 | 6488 | -410.4836 | -146.0355 | -556.5191 | 6488 | -410.4836 | -146.0355 | -556.5191 | 6488 | -1457.1793 | 1717 | 259.8207 | 6488 | -1457.1793 | 1717 | 259.8207 | 6488 | -1457.1793 | 1717 | 259.8207
6489 | 408.5569 | -694.5101 | -285.9531 | 6489 | -91.4431 | -694.5101 | -785.9531 | 6489 | -91.4431 | -694.5101 | -785.9531 | 6489 | -732.0857 | 601.2723 | -130.8134 | 6489 | -732.0857 | 601.2723 | -130.8134 | 6489 | -732.0857 | 601.2723 | -130.8134 | 6489 | -1434.3209 | 1717 | 282.6791 | 6489 | -1434.3209 | 1340.5572 | -93.7637 | 6489 | -1434.3209 | 1340.5572 | -93.7637
6490 | -310.2215 | -1016 | -1326.2215 | 6490 | -310.2215 | -1016 | -1326.2215 | 6490 | -301.6716 | -708.4978 | -1010.1694 | 6490 | -1203.5627 | 99.6153 | -1103.9473 | 6490 | -1203.5627 | -83.4961 | -1287.0588 | 6490 | -1203.5627 | 437.0219 | -766.5408 | 6490 | -1445.8277 | 923.3843 | -522.4434 | 6490 | -1445.8277 | 736.8735 | -708.9542 | 6490 | -1445.8277 | 1363.852 | -81.9757
6491 | -542.1502 | -1016 | -1558.1502 | 6491 | -542.1502 | -1016 | -1558.1502 | 6491 | -542.1502 | -388.1971 | -930.3473 | 6491 | -1089.232 | -534.2397 | -1623.4716 | 6491 | -1089.232 | -577.3272 | -1666.5592 | 6491 | -1089.232 | 189.5728 | -899.6592 | 6491 | -1208.5336 | 1240.5699 | 32.0363 | 6491 | -1320.0003 | 154.0168 | -1165.9835 | 6491 | -1320.0003 | 1007.8681 | -312.1321
6492 | 487.9992 | -876.7584 | -388.7592 | 6492 | -59.27 | -1016 | -1075.27 | 6492 | 244.6048 | -1016 | -771.3952 | 6492 | -305.9663 | 111.1598 | -194.8065 | 6492 | -305.9663 | -388.8402 | -694.8065 | 6492 | -305.9663 | -388.8402 | -694.8065 | 6492 | -1109.4317 | -417.8611 | -1527.2928 | 6492 | -1109.4317 | 582.1389 | -527.2928 | 6492 | -1220.8983 | 752.4197 | -468.4786
6493 | 618.9888 | -1016 | -397.0112 | 6493 | 118.9888 | -1016 | -897.0112 | 6493 | 118.9888 | -1016 | -897.0112 | 6493 | 523.1112 | -890.5197 | -367.4084 | 6493 | 523.1112 | -890.5197 | -367.4084 | 6493 | 523.1112 | -890.5197 | -367.4084 | 6493 | -1253.6963 | 1279.1838 | 25.4875 | 6493 | -1253.6963 | 779.1838 | -474.5125 | 6493 | -1253.6963 | 779.1838 | -474.5125
6494 | 360.8294 | -1016 | -655.1706 | 6494 | 298.6142 | -558.0466 | -259.4324 | 6494 | 298.6142 | -1016 | -717.3858 | 6494 | 1543.1102 | -1716 | -172.8898 | 6494 | 1543.1102 | -1716 | -172.8898 | 6494 | 1543.1102 | -1716 | -172.8898 | 6494 | -487.4698 | 630.1057 | 142.6359 | 6494 | -487.4698 | 630.1057 | 142.6359 | 6494 | -487.4698 | 630.1057 | 142.6359
6495 | 556.4207 | -1016 | -459.5793 | 6495 | 1000 | -1016 | -16 | 6495 | 1000 | -1016 | -16 | 6495 | 1292.381 | -1716 | -423.619 | 6495 | 1292.381 | -1716 | -423.619 | 6495 | 1292.381 | -1716 | -423.619 | 6495 | 1664.0151 | -1716 | -51.9849 | 6495 | 1664.0151 | -1373.0352 | 290.9798 | 6495 | 1664.0151 | -1373.0352 | 290.9798
6496 | 1000 | -1016 | -16 | 6496 | 1000 | -1016 | -16 | 6496 | 1000 | -1016 | -16 | 6496 | 1726.1919 | -1716 | 10.1919 | 6496 | 1623.0675 | -1716 | -92.9325 | 6496 | 1266.4585 | -1716 | -449.5415 | 6496 | 1951.4103 | -1119.6366 | 831.7738 | 6496 | 1951.4103 | -1018.6166 | 932.7937 | 6496 | 1921.6066 | -1716 | 205.6066
6497 | 1000 | -1016 | -16 | 6497 | 1000 | -1016 | -16 | 6497 | 1000 | -1016 | -16 | 6497 | 1356.9811 | -1716 | -359.0189 | 6497 | 1273.2242 | -1716 | -442.7758 | 6497 | 1099.548 | -1716 | -616.452 | 6497 | 1390.3698 | -1716 | -325.6302 | 6497 | 1390.3698 | -1058.7381 | 331.6316 | 6497 | 1390.3698 | -1441.6698 | -51.3
6498 | 861.5805 | -1016 | -154.4195 | 6498 | 1000 | -1016 | -16 | 6498 | 952.6448 | -1016 | -63.3552 | 6498 | 1240.906 | -1716 | -475.094 | 6498 | 1240.906 | -1716 | -475.094 | 6498 | 1240.906 | -1716 | -475.094 | 6498 | 622.385 | -888.3436 | -265.9586 | 6498 | 622.385 | -888.3436 | -265.9586 | 6498 | 622.385 | -888.3436 | -265.9586
6499 | 725.0194 | -1016 | -290.9806 | 6499 | 1000 | -1016 | -16 | 6499 | 1000 | -1016 | -16 | 6499 | 1459.4111 | -1716 | -256.5889 | 6499 | 1459.4111 | -1716 | -256.5889 | 6499 | 1459.4111 | -1716 | -256.5889 | 6499 | 370.7191 | -357.0138 | 13.7053 | 6499 | 370.7191 | -357.0138 | 13.7053 | 6499 | 370.7191 | -357.0138 | 13.7053
6500 | 683.5146 | -1016 | -332.4854 | 6500 | 1000 | -1016 | -16 | 6500 | 1000 | -1016 | -16 | 6500 | 1423.5724 | -1614.3094 | -190.737 | 6500 | 1423.5724 | -1614.3094 | -190.737 | 6500 | 1423.5724 | -1614.3094 | -190.737 | 6500 | 293.1435 | -131.4596 | 161.684 | 6500 | 293.1435 | -131.4596 | 161.684 | 6500 | 293.1435 | -131.4596 | 161.684
6501 | 900.2388 | -1016 | -115.7612 | 6501 | 1000 | -1016 | -16 | 6501 | 1000 | -1016 | -16 | 6501 | 1422.9264 | -1512.8803 | -89.954 | 6501 | 1422.9264 | -1512.8803 | -89.954 | 6501 | 1422.9264 | -1512.8803 | -89.954 | 6501 | 290.0649 | 3.9246 | 293.9895 | 6501 | 290.0649 | 3.9246 | 293.9895 | 6501 | 290.0649 | 3.9246 | 293.9895
6502 | 778.9898 | -1016 | -237.0102 | 6502 | 1000 | -1016 | -16 | 6502 | 1000 | -1016 | -16 | 6502 | 1231.4193 | -1279.1309 | -47.7115 | 6502 | 1231.4193 | -1716 | -484.5807 | 6502 | 1231.4193 | -1462.5062 | -231.0869 | 6502 | 64.6474 | 270.3673 | 335.0147 | 6502 | 64.6474 | 270.3673 | 335.0147 | 6502 | 64.6474 | 270.3673 | 335.0147
6503 | 826.6738 | -1016 | -189.3262 | 6503 | 1000 | -1016 | -16 | 6503 | 1000 | -1016 | -16 | 6503 | 1059.5939 | -1540.0654 | -480.4715 | 6503 | 1059.5939 | -1540.0654 | -480.4715 | 6503 | 1059.5939 | -1540.0654 | -480.4715 | 6503 | -134.1068 | 427.2345 | 293.1277 | 6503 | -134.1068 | 427.2345 | 293.1277 | 6503 | -134.1068 | 427.2345 | 293.1277
6504 | 775.6409 | -1016 | -240.3591 | 6504 | 1000 | -1016 | -16 | 6504 | 1000 | -1016 | -16 | 6504 | 998.2828 | -1543.8228 | -545.54 | 6504 | 998.2828 | -1543.8228 | -545.54 | 6504 | 998.2828 | -1543.8228 | -545.54 | 6504 | -199.562 | 474.185 | 274.6231 | 6504 | -199.562 | 474.185 | 274.6231 | 6504 | -199.562 | 474.185 | 274.6231
6505 | 661.2866 | -1016 | -354.7134 | 6505 | 1000 | -1016 | -16 | 6505 | 1000 | -1016 | -16 | 6505 | 1144.7415 | -1362.7318 | -217.9904 | 6505 | 1144.7415 | -1362.7318 | -217.9904 | 6505 | 1144.7415 | -1362.7318 | -217.9904 | 6505 | -37.6896 | 154.649 | 116.9594 | 6505 | -37.6896 | 154.649 | 116.9594 | 6505 | -37.6896 | 154.649 | 116.9594
6506 | 612.0359 | -1016 | -403.9641 | 6506 | 1000 | -1016 | -16 | 6506 | 1000 | -1016 | -16 | 6506 | 1048.1391 | -1716 | -667.8609 | 6506 | 1048.1391 | -1716 | -667.8609 | 6506 | 1048.1391 | -1716 | -667.8609 | 6506 | -132.7274 | 170.1736 | 37.4462 | 6506 | -132.7274 | 170.1736 | 37.4462 | 6506 | -132.7274 | -67.8961 | -200.6235
6507 | 574.2801 | -1016 | -441.7199 | 6507 | 1000 | -1016 | -16 | 6507 | 1000 | -1016 | -16 | 6507 | 973.3987 | -1716 | -742.6013 | 6507 | 973.3987 | -1716 | -742.6013 | 6507 | 973.3987 | -1716 | -742.6013 | 6507 | -172.8269 | -368.9765 | -541.8034 | 6507 | -172.8269 | -542.6693 | -715.4962 | 6507 | -172.8269 | -418.2205 | -591.0474
6508 | 484.2002 | -1016 | -531.7998 | 6508 | 1000 | -1016 | -16 | 6508 | 984.2002 | -1016 | -31.7998 | 6508 | 1001.9788 | -1716 | -714.0212 | 6508 | 1001.9788 | -1716 | -714.0212 | 6508 | 1001.9788 | -1716 | -714.0212 | 6508 | -190.246 | -504.9642 | -695.2102 | 6508 | -190.246 | -504.9642 | -695.2102 | 6508 | -190.246 | -504.9642 | -695.2102
6509 | 351.0924 | -1016 | -664.9076 | 6509 | 399.0821 | -1016 | -616.9179 | 6509 | 399.0821 | -1016 | -616.9179 | 6509 | 132.0283 | -1229.1973 | -1097.169 | 6509 | 132.0283 | -1229.1973 | -1097.169 | 6509 | 132.0283 | -1229.1973 | -1097.169 | 6509 | -1052.5123 | 136.0844 | -916.4278 | 6509 | -1052.5123 | -84.5991 | -1137.1114 | 6509 | -1052.5123 | -209.0479 | -1261.5602
6510 | -64.7291 | -1016 | -1080.7291 | 6510 | -64.7291 | -1016 | -1080.7291 | 6510 | -64.7291 | -1016 | -1080.7291 | 6510 | -341.7591 | -959.5 | -1301.2591 | 6510 | -341.7591 | -959.5 | -1301.2591 | 6510 | -341.7591 | -959.5 | -1301.2591 | 6510 | -1412.8865 | 258.683 | -1154.2035 | 6510 | -1412.8865 | 258.683 | -1154.2035 | 6510 | -1412.8865 | 258.683 | -1154.2035
6511 | 70.2489 | -942.1344 | -871.8855 | 6511 | 70.2489 | -928.397 | -858.1481 | 6511 | 70.2489 | -1016 | -945.7511 | 6511 | -203.7676 | -696.7323 | -900.4999 | 6511 | -203.7676 | -696.7323 | -900.4999 | 6511 | -203.7676 | -696.7323 | -900.4999 | 6511 | -1437.2707 | 720.4645 | -716.8063 | 6511 | -1437.2707 | 720.4645 | -716.8063 | 6511 | -1437.2707 | 720.4645 | -716.8063
6512 | 70.2619 | -887.4233 | -817.1614 | 6512 | 70.2619 | -887.4233 | -817.1614 | 6512 | 70.2619 | -887.4233 | -817.1614 | 6512 | -249.1415 | -597.2008 | -846.3423 | 6512 | -249.1415 | -597.2008 | -846.3423 | 6512 | -249.1415 | -597.2008 | -846.3423 | 6512 | -1528.0315 | 889.5747 | -638.4568 | 6512 | -1528.0315 | 889.5747 | -638.4568 | 6512 | -1528.0315 | 889.5747 | -638.4568
6513 | -770.0535 | 2.2404 | -767.8131 | 6513 | -770.0535 | 2.2404 | -767.8131 | 6513 | -770.0535 | -497.7596 | -1267.8131 | 6513 | -1287.605 | 514.4346 | -773.1704 | 6513 | -1287.605 | 514.4346 | -773.1704 | 6513 | -1287.605 | 514.4346 | -773.1704 | 6513 | -1488.843 | 958.3911 | -530.452 | 6513 | -1488.843 | 958.3911 | -530.452 | 6513 | -1488.843 | 958.3911 | -530.452
6514 | -701.3832 | -447.6553 | -1149.0385 | 6514 | -701.3832 | -839.1112 | -1540.4944 | 6514 | -701.3832 | -839.1112 | -1540.4944 | 6514 | -1246.3656 | 40.707 | -1205.6586 | 6514 | -1246.3656 | 40.707 | -1205.6586 | 6514 | -1246.3656 | 40.707 | -1205.6586 | 6514 | -1475.0346 | 1000.0846 | -474.95 | 6514 | -1475.0346 | 1000.0846 | -474.95 | 6514 | -1475.0346 | 1000.0846 | -474.95
6515 | -629.3355 | -455.1389 | -1084.4744 | 6515 | -629.3355 | -955.1389 | -1584.4744 | 6515 | -629.3355 | -955.1389 | -1584.4744 | 6515 | -1170.8405 | 45.3697 | -1125.4708 | 6515 | -1170.8405 | 45.3697 | -1125.4708 | 6515 | -1170.8405 | 45.3697 | -1125.4708 | 6515 | -1396.0319 | 1018.9969 | -377.035 | 6515 | -1396.0319 | 1018.9969 | -377.035 | 6515 | -1396.0319 | 1018.9969 | -377.035
6516 | -559.339 | -96.4487 | -655.7877 | 6516 | -559.339 | -492.1869 | -1051.5259 | 6516 | -559.339 | -96.4487 | -655.7877 | 6516 | -1064.9159 | 439.3234 | -625.5925 | 6516 | -1064.9159 | 439.3234 | -625.5925 | 6516 | -1064.9159 | 439.3234 | -625.5925 | 6516 | -1254.1794 | 911.2287 | -342.9506 | 6516 | -1254.1794 | 911.2287 | -342.9506 | 6516 | -1254.1794 | 911.2287 | -342.9506
6517 | -525.6969 | -672.7247 | -1198.4217 | 6517 | -525.6969 | -276.9865 | -802.6835 | 6517 | -525.6969 | -276.9865 | -802.6835 | 6517 | -1007.2655 | 209.5365 | -797.729 | 6517 | -1007.2655 | 209.5365 | -797.729 | 6517 | -1007.2655 | 209.5365 | -797.729 | 6517 | -1172.5205 | 628.3272 | -544.1933 | 6517 | -1172.5205 | 628.3272 | -544.1933 | 6517 | -1172.5205 | 628.3272 | -544.1933
6518 | -389.3032 | -433.7903 | -823.0935 | 6518 | -389.3032 | -433.7903 | -823.0935 | 6518 | -389.3032 | -433.7903 | -823.0935 | 6518 | -857.0534 | 29.4286 | -827.6248 | 6518 | -857.0534 | 29.4286 | -827.6248 | 6518 | -857.0534 | 29.4286 | -827.6248 | 6518 | -1008.4902 | 413.6478 | -594.8424 | 6518 | -1008.4902 | 534.2752 | -474.2149 | 6518 | -1008.4902 | 534.2752 | -474.2149
6519 | -412.0091 | -434.5474 | -846.5565 | 6519 | -412.0091 | -434.5474 | -846.5565 | 6519 | -412.0091 | -434.5474 | -846.5565 | 6519 | -267.1071 | -564.8175 | -831.9246 | 6519 | -267.1071 | -564.8175 | -831.9246 | 6519 | -267.1071 | -564.8175 | -831.9246 | 6519 | -1022.0284 | 348.8474 | -673.181 | 6519 | -1022.0284 | 848.8474 | -173.181 | 6519 | -1022.0284 | 848.8474 | -173.181
6520 | 194.4202 | -1016 | -821.5798 | 6520 | 194.4202 | -1016 | -821.5798 | 6520 | 194.4202 | -1016 | -821.5798 | 6520 | -119.5122 | -676.2735 | -795.7857 | 6520 | -119.5122 | -360.6436 | -480.1558 | 6520 | -435.142 | -360.6436 | -795.7857 | 6520 | -1075.487 | 730.1952 | -345.2919 | 6520 | -1075.487 | 937.4827 | -138.0043 | 6520 | -1075.487 | 1026.7441 | -48.7429
6521 | 250.5461 | -1016 | -765.4539 | 6521 | 250.5461 | -1016 | -765.4539 | 6521 | 250.5461 | -1016 | -765.4539 | 6521 | -213.2536 | -472.9536 | -686.2072 | 6521 | -213.2536 | -472.9536 | -686.2072 | 6521 | -213.2536 | -472.9536 | -686.2072 | 6521 | -1186.1255 | 785.8872 | -400.2383 | 6521 | -1186.1255 | 1285.8872 | 99.7617 | 6521 | -1186.1255 | 1285.8872 | 99.7617
6522 | 315.9493 | -999.4268 | -683.4775 | 6522 | -39.4758 | -644.0017 | -683.4775 | 6522 | 315.9493 | -999.4268 | -683.4775 | 6522 | -67.3837 | -466.8933 | -534.2769 | 6522 | -67.3837 | -466.8933 | -534.2769 | 6522 | -67.3837 | -466.8933 | -534.2769 | 6522 | -1378.969 | 1198.1435 | -180.8256 | 6522 | -1378.969 | 1698.1435 | 319.1744 | 6522 | -1378.969 | 1698.1435 | 319.1744
6523 | 352.3673 | -945.4409 | -593.0736 | 6523 | 352.3673 | -945.4409 | -593.0736 | 6523 | 352.3673 | -945.4409 | -593.0736 | 6523 | -171.7537 | -244.735 | -416.4886 | 6523 | -171.7537 | -244.735 | -416.4886 | 6523 | -171.7537 | -244.735 | -416.4886 | 6523 | -1340.8741 | 1303.0352 | -37.8389 | 6523 | -1340.8741 | 1717 | 376.1259 | 6523 | -1340.8741 | 1717 | 376.1259
6524 | 184.5629 | -734.1302 | -549.5673 | 6524 | 184.5629 | -734.1302 | -549.5673 | 6524 | 184.5629 | -734.1302 | -549.5673 | 6524 | -353.2529 | 16.7977 | -336.4552 | 6524 | -353.2529 | 16.7977 | -336.4552 | 6524 | -353.2529 | 16.7977 | -336.4552 | 6524 | -1493.3674 | 1572.1473 | 78.78 | 6524 | -1493.3674 | 1717 | 223.6326 | 6524 | -1493.3674 | 1717 | 223.6326
6525 | -284.1942 | -158.7682 | -442.9625 | 6525 | -284.1942 | -158.7682 | -442.9625 | 6525 | -284.1942 | -158.7682 | -442.9625 | 6525 | -849.747 | 654.4928 | -195.2543 | 6525 | -849.747 | 654.4928 | -195.2543 | 6525 | -849.747 | 654.4928 | -195.2543 | 6525 | -1676.2742 | 1717 | 40.7258 | 6525 | -1676.2742 | 1717 | 40.7258 | 6525 | -1676.2742 | 1717 | 40.7258
6526 | -689.9117 | -60.606 | -750.5177 | 6526 | -689.9117 | -504.0877 | -1193.9994 | 6526 | -689.9117 | -164.8678 | -854.7795 | 6526 | -1268.2829 | 1170.0481 | -98.2348 | 6526 | -1268.2829 | 1170.0481 | -98.2348 | 6526 | -1268.2829 | 1170.0481 | -98.2348 | 6526 | -1764.9535 | 1717 | -47.9535 | 6526 | -1764.9535 | 1717 | -47.9535 | 6526 | -1764.9535 | 1717 | -47.9535
6527 | -1000 | 647.5075 | -352.4925 | 6527 | -1000 | 251.7693 | -748.2307 | 6527 | -1000 | 647.5075 | -352.4925 | 6527 | -1529.0135 | 1449.8545 | -79.159 | 6527 | -1529.0135 | 1449.8545 | -79.159 | 6527 | -1529.0135 | 1449.8545 | -79.159 | 6527 | -1846.1615 | 1717 | -129.1615 | 6527 | -1846.1615 | 1717 | -129.1615 | 6527 | -1846.1615 | 1717 | -129.1615
6528 | -1000 | 643.1317 | -356.8683 | 6528 | -1000 | 643.1317 | -356.8683 | 6528 | -1000 | 643.1317 | -356.8683 | 6528 | -1653.9537 | 1600.1816 | -53.7721 | 6528 | -1653.9537 | 1600.1816 | -53.7721 | 6528 | -1653.9537 | 1600.1816 | -53.7721 | 6528 | -1881.2912 | 1717 | -164.2912 | 6528 | -1881.2912 | 1717 | -164.2912 | 6528 | -1881.2912 | 1717 | -164.2912
6529 | -1000 | 694.6032 | -305.3968 | 6529 | -1000 | 694.6032 | -305.3968 | 6529 | -1000 | 694.6032 | -305.3968 | 6529 | -1610.7198 | 1631.845 | 21.1251 | 6529 | -1610.7198 | 1631.845 | 21.1251 | 6529 | -1610.7198 | 1631.845 | 21.1251 | 6529 | -1844.4134 | 1717 | -127.4134 | 6529 | -1844.4134 | 1717 | -127.4134 | 6529 | -1844.4134 | 1717 | -127.4134
6530 | -1000 | 736.0806 | -263.9194 | 6530 | -1000 | 736.0806 | -263.9194 | 6530 | -1000 | 340.3424 | -659.6576 | 6530 | -1483.0933 | 1566.3826 | 83.2893 | 6530 | -1483.0933 | 1566.3826 | 83.2893 | 6530 | -1483.0933 | 1566.3826 | 83.2893 | 6530 | -1876.1499 | 1717 | -159.1499 | 6530 | -1876.1499 | 1717 | -159.1499 | 6530 | -1876.1499 | 1717 | -159.1499
6531 | -1000 | 768.6082 | -231.3918 | 6531 | -1000 | 768.6082 | -231.3918 | 6531 | -1000 | 768.6082 | -231.3918 | 6531 | -1077.4689 | 1210.1579 | 132.6889 | 6531 | -1077.4689 | 1210.1579 | 132.6889 | 6531 | -1077.4689 | 1210.1579 | 132.6889 | 6531 | -1883.8132 | 1717 | -166.8132 | 6531 | -1883.8132 | 1717 | -166.8132 | 6531 | -1883.8132 | 1717 | -166.8132
6532 | -958.8409 | 629.0737 | -329.7671 | 6532 | -958.8409 | 629.0737 | -329.7671 | 6532 | -958.8409 | 629.0737 | -329.7671 | 6532 | -995.9139 | 1020.9022 | 24.9883 | 6532 | -995.9139 | 1020.9022 | 24.9883 | 6532 | -995.9139 | 1020.9022 | 24.9883 | 6532 | -1754.8536 | 1717 | -37.8536 | 6532 | -1754.8536 | 1717 | -37.8536 | 6532 | -1754.8536 | 1717 | -37.8536
6533 | -682.6795 | 257.5238 | -425.1557 | 6533 | -682.6795 | 257.5238 | -425.1557 | 6533 | -682.6795 | 257.5238 | -425.1557 | 6533 | -1262.5938 | 1173.4915 | -89.1023 | 6533 | -1262.5938 | 1173.4915 | -89.1023 | 6533 | -1262.5938 | 1173.4915 | -89.1023 | 6533 | -1588.7685 | 1717 | 128.2315 | 6533 | -1588.7685 | 1717 | 128.2315 | 6533 | -1588.7685 | 1717 | 128.2315
6534 | -773.7709 | 294.1018 | -479.669 | 6534 | -773.7709 | 294.1018 | -479.669 | 6534 | -773.7709 | 294.1018 | -479.669 | 6534 | -1326.8553 | 1167.7727 | -159.0826 | 6534 | -1326.8553 | 1167.7727 | -159.0826 | 6534 | -1326.8553 | 1167.7727 | -159.0826 | 6534 | -1563.6263 | 1717 | 153.3737 | 6534 | -1563.6263 | 1717 | 153.3737 | 6534 | -1563.6263 | 1717 | 153.3737
6535 | -761.0037 | 335.8911 | -425.1126 | 6535 | -761.0037 | 335.8911 | -425.1126 | 6535 | -761.0037 | -59.8471 | -820.8508 | 6535 | -1332.7899 | 1217.3724 | -115.4175 | 6535 | -1332.7899 | 1217.3724 | -115.4175 | 6535 | -1332.7899 | 1217.3724 | -115.4175 | 6535 | -1588.2626 | 1717 | 128.7374 | 6535 | -1588.2626 | 1717 | 128.7374 | 6535 | -1588.2626 | 1717 | 128.7374
6536 | -714.6208 | 481.7977 | -232.8231 | 6536 | -714.6208 | 481.7977 | -232.8231 | 6536 | -714.6208 | 86.0595 | -628.5613 | 6536 | -1306.2317 | 965.8761 | -340.3556 | 6536 | -1306.2317 | 1293.3735 | -12.8582 | 6536 | -1306.2317 | 1293.3735 | -12.8582 | 6536 | -1581.5291 | 1717 | 135.4709 | 6536 | -1581.5291 | 1717 | 135.4709 | 6536 | -1581.5291 | 1717 | 135.4709
6537 | -767.0604 | 231.967 | -535.0934 | 6537 | -767.0604 | -119.941 | -887.0015 | 6537 | -767.0604 | -28.9171 | -795.9775 | 6537 | -1373.66 | 1172.1342 | -201.5257 | 6537 | -1373.66 | 1172.1342 | -201.5257 | 6537 | -1373.66 | 1172.1342 | -201.5257 | 6537 | -1663.946 | 1717 | 53.054 | 6537 | -1663.946 | 1717 | 53.054 | 6537 | -1663.946 | 1717 | 53.054
6538 | -816.2652 | 370.6117 | -445.6535 | 6538 | -816.2652 | -129.3883 | -945.6535 | 6538 | -816.2652 | -129.3883 | -945.6535 | 6538 | -1431.5321 | 1342.6965 | -88.8356 | 6538 | -1431.5321 | 1342.6965 | -88.8356 | 6538 | -1431.5321 | 1342.6965 | -88.8356 | 6538 | -1730.4855 | 1717 | -13.4855 | 6538 | -1730.4855 | 1717 | -13.4855 | 6538 | -1730.4855 | 1717 | -13.4855
6539 | -809.5151 | -715.1141 | -1524.6291 | 6539 | -809.5151 | -868.0569 | -1677.5719 | 6539 | -809.5151 | -358.6103 | -1168.1253 | 6539 | -1429.8766 | 1258.7965 | -171.0801 | 6539 | -1429.8766 | 758.7965 | -671.0801 | 6539 | -1429.8766 | 758.7965 | -671.0801 | 6539 | -1733.9247 | 1717 | -16.9247 | 6539 | -1733.9247 | 1679.312 | -54.6127 | 6539 | -1733.9247 | 1679.312 | -54.6127
6540 | -819.4528 | -1016 | -1835.4528 | 6540 | -819.4528 | -1016 | -1835.4528 | 6540 | -819.4528 | -348.6838 | -1168.1366 | 6540 | -941.5623 | 866.0439 | -75.5184 | 6540 | -941.5623 | 366.0439 | -575.5184 | 6540 | -941.5623 | 366.0439 | -575.5184 | 6540 | -1730.3429 | 1717 | -13.3429 | 6540 | -1730.3429 | 1005.9501 | -724.3928 | 6540 | -1730.3429 | 1629.8149 | -100.5279
6541 | -483.2549 | 61.1923 | -422.0626 | 6541 | -483.2549 | -438.8077 | -922.0626 | 6541 | -483.2549 | -438.8077 | -922.0626 | 6541 | 748.1903 | -827.5693 | -79.379 | 6541 | 748.1903 | -827.5693 | -79.379 | 6541 | 748.1903 | -827.5693 | -79.379 | 6541 | -1684.1779 | 1717 | 32.8221 | 6541 | -1684.1779 | 1688.4563 | 4.2784 | 6541 | -1684.1779 | 1688.4563 | 4.2784
6542 | 638.9442 | -623.5549 | 15.3893 | 6542 | 638.9442 | -1016 | -377.0558 | 6542 | 638.9442 | -623.5549 | 15.3893 | 6542 | 2000 | -1608.503 | 391.497 | 6542 | 2000 | -1608.503 | 391.497 | 6542 | 2000 | -1608.503 | 391.497 | 6542 | -309.8468 | 1287.7845 | 977.9377 | 6542 | -309.8468 | 1287.7845 | 977.9377 | 6542 | -309.8468 | 1287.7845 | 977.9377
6543 | 1000 | -1016 | -16 | 6543 | 1000 | -1016 | -16 | 6543 | 1000 | -1016 | -16 | 6543 | 1904.0521 | -1716 | 188.0521 | 6543 | 1904.0521 | -1716 | 188.0521 | 6543 | 1904.0521 | -1716 | 188.0521 | 6543 | 826.8886 | -116.9981 | 709.8906 | 6543 | 826.8886 | -116.9981 | 709.8906 | 6543 | 826.8886 | -116.9981 | 709.8906
6544 | 1000 | -1016 | -16 | 6544 | 1000 | -1016 | -16 | 6544 | 1000 | -1016 | -16 | 6544 | 1940.5935 | -1716 | 224.5935 | 6544 | 1940.5935 | -1716 | 224.5935 | 6544 | 1940.5935 | -1716 | 224.5935 | 6544 | 1350.9407 | -646.6822 | 704.2586 | 6544 | 1350.9407 | -646.6822 | 704.2586 | 6544 | 1350.9407 | -646.6822 | 704.2586
6545 | 1000 | -1016 | -16 | 6545 | 1000 | -1016 | -16 | 6545 | 1000 | -1016 | -16 | 6545 | 1886.1026 | -1716 | 170.1026 | 6545 | 1886.1026 | -1716 | 170.1026 | 6545 | 1886.1026 | -1716 | 170.1026 | 6545 | 2000 | -1326.9727 | 673.0273 | 6545 | 2000 | -1323.868 | 676.132 | 6545 | 2000 | -1323.868 | 676.132
6546 | 1000 | -1016 | -16 | 6546 | 1000 | -1016 | -16 | 6546 | 1000 | -1016 | -16 | 6546 | 1983.9206 | -1716 | 267.9206 | 6546 | 1983.9206 | -1716 | 267.9206 | 6546 | 1983.9206 | -1716 | 267.9206 | 6546 | 2000 | -1251.333 | 748.667 | 6546 | 2000 | -1251.333 | 748.667 | 6546 | 2000 | -1251.333 | 748.667
6547 | 1000 | -1016 | -16 | 6547 | 1000 | -1016 | -16 | 6547 | 1000 | -1016 | -16 | 6547 | 2000 | -1716 | 284 | 6547 | 2000 | -1716 | 284 | 6547 | 2000 | -1716 | 284 | 6547 | 2000 | -1273.7861 | 726.2139 | 6547 | 2000 | -1273.7861 | 726.2139 | 6547 | 2000 | -1273.7861 | 726.2139
6548 | 1000 | -1016 | -16 | 6548 | 1000 | -1016 | -16 | 6548 | 1000 | -1016 | -16 | 6548 | 1978.3559 | -1716 | 262.3559 | 6548 | 1978.3559 | -1716 | 262.3559 | 6548 | 1978.3559 | -1716 | 262.3559 | 6548 | 2000 | -1326.9531 | 673.0469 | 6548 | 2000 | -1326.9531 | 673.0469 | 6548 | 2000 | -1326.9531 | 673.0469
6549 | 1000 | -1016 | -16 | 6549 | 1000 | -1016 | -16 | 6549 | 1000 | -1016 | -16 | 6549 | 1995.4113 | -1716 | 279.4113 | 6549 | 1995.4113 | -1716 | 279.4113 | 6549 | 1995.4113 | -1716 | 279.4113 | 6549 | 2000 | -1292.8192 | 707.1808 | 6549 | 2000 | -1292.8192 | 707.1808 | 6549 | 2000 | -1292.8192 | 707.1808
6550 | 1000 | -1016 | -16 | 6550 | 1000 | -1016 | -16 | 6550 | 1000 | -1016 | -16 | 6550 | 1868.0096 | -1716 | 152.0096 | 6550 | 1868.0096 | -1716 | 152.0096 | 6550 | 1868.0096 | -1716 | 152.0096 | 6550 | 2000 | -1438.702 | 561.298 | 6550 | 2000 | -1438.702 | 561.298 | 6550 | 2000 | -1438.702 | 561.298
6551 | 1000 | -1016 | -16 | 6551 | 1000 | -1016 | -16 | 6551 | 1000 | -1016 | -16 | 6551 | 1821.6795 | -1716 | 105.6795 | 6551 | 1821.6795 | -1716 | 105.6795 | 6551 | 1821.6795 | -1716 | 105.6795 | 6551 | 2000 | -1514.3734 | 485.6266 | 6551 | 2000 | -1514.3734 | 485.6266 | 6551 | 2000 | -1514.3734 | 485.6266
6552 | 1000 | -1016 | -16 | 6552 | 1000 | -1016 | -16 | 6552 | 1000 | -1016 | -16 | 6552 | 1839.4756 | -1716 | 123.4756 | 6552 | 1839.4756 | -1716 | 123.4756 | 6552 | 1839.4756 | -1716 | 123.4756 | 6552 | 2000 | -1716 | 284 | 6552 | 2000 | -1690.1527 | 309.8473 | 6552 | 2000 | -1716 | 284
6553 | 1000 | -1016 | -16 | 6553 | 1000 | -1016 | -16 | 6553 | 1000 | -1016 | -16 | 6553 | 1781.6239 | -1716 | 65.6239 | 6553 | 1781.6239 | -1716 | 65.6239 | 6553 | 1781.6239 | -1716 | 65.6239 | 6553 | 2000 | -1716 | 284 | 6553 | 2000 | -1542.4536 | 457.5464 | 6553 | 2000 | -1630.2533 | 369.7467
6554 | 851.1313 | -1016 | -164.8687 | 6554 | 1000 | -1016 | -16 | 6554 | 1000 | -1016 | -16 | 6554 | 1731.873 | -1716 | 15.873 | 6554 | 1895.3476 | -1716 | 179.3476 | 6554 | 1895.3476 | -1716 | 179.3476 | 6554 | 1934.6972 | -1716 | 218.6972 | 6554 | 2000 | -1716 | 284 | 6554 | 2000 | -1716 | 284
6555 | 827.7454 | -1016 | -188.2546 | 6555 | 1000 | -1016 | -16 | 6555 | 1000 | -1016 | -16 | 6555 | 1679.8284 | -1716 | -36.1716 | 6555 | 1978.303 | -1716 | 262.303 | 6555 | 1978.303 | -1716 | 262.303 | 6555 | 1912.9632 | -1716 | 196.9632 | 6555 | 2000 | -1716 | 284 | 6555 | 2000 | -1716 | 284
6556 | 836.1654 | -1016 | -179.8346 | 6556 | 1000 | -1016 | -16 | 6556 | 1000 | -1016 | -16 | 6556 | 1518.0865 | -1716 | -197.9135 | 6556 | 2000 | -1716 | 284 | 6556 | 1891.3042 | -1716 | 175.3042 | 6556 | 1745.1691 | -1716 | 29.1691 | 6556 | 2000 | -1716 | 284 | 6556 | 2000 | -1716 | 284
6557 | 1000 | -1016 | -16 | 6557 | 1000 | -1016 | -16 | 6557 | 1000 | -1016 | -16 | 6557 | 1357.22 | -1716 | -358.78 | 6557 | 1811.1909 | -1716 | 95.1909 | 6557 | 1641.0749 | -1716 | -74.9251 | 6557 | 2000 | -1716 | 284 | 6557 | 2000 | -1716 | 284 | 6557 | 2000 | -1716 | 284
6558 | 1000 | -1016 | -16 | 6558 | 1000 | -1016 | -16 | 6558 | 1000 | -1016 | -16 | 6558 | 1535.66 | -1716 | -180.34 | 6558 | 1663.1929 | -1716 | -52.8071 | 6558 | 1636.7197 | -1716 | -79.2803 | 6558 | 2000 | -1716 | 284 | 6558 | 2000 | -1716 | 284 | 6558 | 2000 | -1716 | 284
6559 | 417.2909 | -1016 | -598.7091 | 6559 | 1000 | -1016 | -16 | 6559 | 1000 | -1016 | -16 | 6559 | 1434.0093 | -1716 | -281.9907 | 6559 | 1732.4839 | -1716 | 16.4839 | 6559 | 1507.4839 | -1716 | -208.5161 | 6559 | 1594.6743 | -1716 | -121.3257 | 6559 | 2000 | -1716 | 284 | 6559 | 2000 | -1716 | 284
6560 | 308.0339 | -1016 | -707.9661 | 6560 | 308.0339 | -1016 | -707.9661 | 6560 | 308.0339 | -1016 | -707.9661 | 6560 | 1077.19 | -1716 | -638.81 | 6560 | 1369.3385 | -1716 | -346.6615 | 6560 | 1369.3385 | -1716 | -346.6615 | 6560 | 1381.792 | -1716 | -334.208 | 6560 | 1881.792 | -1716 | 165.792 | 6560 | 1881.792 | -1716 | 165.792
6561 | 49.3074 | -1016 | -966.6926 | 6561 | -198.5112 | -1016 | -1214.5112 | 6561 | -198.5112 | -1016 | -1214.5112 | 6561 | 1093.4373 | -1716 | -622.5627 | 6561 | 1093.4373 | -1716 | -622.5627 | 6561 | 1093.4373 | -1716 | -622.5627 | 6561 | 388.5035 | -673.7196 | -285.2161 | 6561 | 388.5035 | -1173.7196 | -785.2161 | 6561 | 388.5035 | -673.7196 | -285.2161
6562 | -260.7393 | -1016 | -1276.7393 | 6562 | -260.7393 | -1016 | -1276.7393 | 6562 | -260.7393 | -1016 | -1276.7393 | 6562 | -696.1211 | 120.2729 | -575.8482 | 6562 | -696.1211 | -379.7271 | -1075.8482 | 6562 | -696.1211 | -379.7271 | -1075.8482 | 6562 | -815.1894 | 600.83 | -214.3593 | 6562 | -815.1894 | 455.6094 | -359.5799 | 6562 | -815.1894 | 600.83 | -214.3593
6563 | -247.0204 | -1016 | -1263.0204 | 6563 | -247.0204 | -1016 | -1263.0204 | 6563 | -247.0204 | -1016 | -1263.0204 | 6563 | -686.4689 | -1355.8948 | -2042.3637 | 6563 | -686.4689 | -1355.8948 | -2042.3637 | 6563 | -686.4689 | -588.9948 | -1275.4637 | 6563 | -809.604 | 635.2545 | -174.3496 | 6563 | -809.604 | 635.2545 | -174.3496 | 6563 | -809.604 | 135.2545 | -674.3496
6564 | -277.5013 | -1016 | -1293.5013 | 6564 | -277.5013 | -1016 | -1293.5013 | 6564 | -277.5013 | -1016 | -1293.5013 | 6564 | -711.5757 | 196.264 | -515.3117 | 6564 | -711.5757 | -1434.6341 | -2146.2097 | 6564 | -711.5757 | -449.8847 | -1161.4604 | 6564 | -829.3366 | 685.9105 | -143.426 | 6564 | -829.3366 | 685.9105 | -143.426 | 6564 | -829.3366 | 185.9105 | -643.426
6565 | 80.2671 | -1016 | -935.7329 | 6565 | -263.8674 | -1016 | -1279.8674 | 6565 | -110.6953 | -1016 | -1126.6953 | 6565 | -352.0275 | -1090.0837 | -1442.1113 | 6565 | -352.0275 | -649.6161 | -1001.6436 | 6565 | -352.0275 | -1113.8474 | -1465.875 | 6565 | -791.0513 | -212.4513 | -1003.5026 | 6565 | -791.0513 | 167.9659 | -623.0854 | 6565 | -791.0513 | 522.7453 | -268.306
6566 | 466.852 | -1016 | -549.148 | 6566 | -256.415 | -1016 | -1272.415 | 6566 | -33.148 | -1016 | -1049.148 | 6566 | 1313.6283 | -1716 | -402.3717 | 6566 | 1313.6283 | -1716 | -402.3717 | 6566 | 1313.6283 | -1716 | -402.3717 | 6566 | 1705.8147 | -1716 | -10.1853 | 6566 | 2000 | -1716 | 284 | 6566 | 2000 | -1716 | 284
6567 | 690.7622 | -1016 | -325.2378 | 6567 | 958.4933 | -1016 | -57.5067 | 6567 | 458.4933 | -1016 | -557.5067 | 6567 | 1472.5801 | -1716 | -243.4199 | 6567 | 1852.8689 | -1716 | 136.8689 | 6567 | 1472.5801 | -1716 | -243.4199 | 6567 | 1676.3101 | -1716 | -39.6899 | 6567 | 2000 | -1716 | 284 | 6567 | 2000 | -1716 | 284
6568 | 1000 | -1016 | -16 | 6568 | 1000 | -1016 | -16 | 6568 | 1000 | -1016 | -16 | 6568 | 1839.9889 | -1716 | 123.9889 | 6568 | 2000 | -1716 | 284 | 6568 | 1783.0773 | -1716 | 67.0773 | 6568 | 2000 | -1716 | 284 | 6568 | 2000 | -1716 | 284 | 6568 | 2000 | -1716 | 284
6569 | 945.1916 | -1016 | -70.8084 | 6569 | 978.401 | -1016 | -37.599 | 6569 | 868.852 | -1016 | -147.148 | 6569 | 2000 | -1716 | 284 | 6569 | 2000 | -1716 | 284 | 6569 | 2000 | -1716 | 284 | 6569 | 2000 | -1716 | 284 | 6569 | 2000 | -1716 | 284 | 6569 | 2000 | -1716 | 284
6570 | 488.6359 | -1016 | -527.3641 | 6570 | 916.943 | -1016 | -99.057 | 6570 | 959.1754 | -1016 | -56.8246 | 6570 | 2000 | -1716 | 284 | 6570 | 2000 | -1716 | 284 | 6570 | 1924.8755 | -1716 | 208.8755 | 6570 | 1448.1133 | -1716 | -267.8867 | 6570 | 1448.1133 | -1298.181 | 149.9324 | 6570 | 1448.1133 | -1298.181 | 149.9324
6571 | 499.3504 | -1016 | -516.6496 | 6571 | 842.2292 | -1016 | -173.7708 | 6571 | 842.2292 | -1016 | -173.7708 | 6571 | 1460.0645 | -1716 | -255.9355 | 6571 | 1848.2987 | -1716 | 132.2987 | 6571 | 1460.0645 | -1716 | -255.9355 | 6571 | 1110.1267 | -1499.5423 | -389.4156 | 6571 | 1110.1267 | -1499.5423 | -389.4156 | 6571 | 1110.1267 | -1499.5423 | -389.4156
6572 | 640.7931 | -1016 | -375.2069 | 6572 | 566.0445 | -1016 | -449.9555 | 6572 | 793.8426 | -1016 | -222.1574 | 6572 | 1546.622 | -1716 | -169.378 | 6572 | 1546.622 | -1716 | -169.378 | 6572 | 1546.622 | -1716 | -169.378 | 6572 | 1069.9241 | -1333.7709 | -263.8468 | 6572 | 1069.9241 | -1333.7709 | -263.8468 | 6572 | 1069.9241 | -1333.7709 | -263.8468
6573 | 681.4669 | -1016 | -334.5331 | 6573 | 681.4669 | -1016 | -334.5331 | 6573 | 681.4669 | -1016 | -334.5331 | 6573 | 1676.7284 | -1716 | -39.2716 | 6573 | 1676.7284 | -1716 | -39.2716 | 6573 | 1676.7284 | -1716 | -39.2716 | 6573 | 782.6621 | -924.3687 | -141.7065 | 6573 | 782.6621 | -924.3687 | -141.7065 | 6573 | 782.6621 | -924.3687 | -141.7065
6574 | 726.4738 | -1016 | -289.5262 | 6574 | 726.4738 | -1016 | -289.5262 | 6574 | 726.4738 | -1016 | -289.5262 | 6574 | 1698.3673 | -1716 | -17.6327 | 6574 | 1698.3673 | -1716 | -17.6327 | 6574 | 1698.3673 | -1716 | -17.6327 | 6574 | 764.4424 | -898.5285 | -134.0861 | 6574 | 764.4424 | -898.5285 | -134.0861 | 6574 | 764.4424 | -898.5285 | -134.0861
6575 | 788.5939 | -1016 | -227.4061 | 6575 | 788.5939 | -1016 | -227.4061 | 6575 | 788.5939 | -1016 | -227.4061 | 6575 | 1734.6643 | -1716 | 18.6643 | 6575 | 1701.9181 | -1716 | -14.0819 | 6575 | 1668.2348 | -1682.3167 | -14.0819 | 6575 | 651.9792 | -797.2162 | -145.237 | 6575 | 651.9792 | -797.2162 | -145.237 | 6575 | 651.9792 | -797.2162 | -145.237
6576 | 789.1822 | -1016 | -226.8178 | 6576 | 789.1822 | -1016 | -226.8178 | 6576 | 789.1822 | -1016 | -226.8178 | 6576 | 1579.7529 | -1716 | -136.2471 | 6576 | 1579.7529 | -1716 | -136.2471 | 6576 | 1717.3147 | -1716 | 1.3147 | 6576 | 573.8202 | -744.1408 | -170.3206 | 6576 | 573.8202 | -744.1408 | -170.3206 | 6576 | 573.8202 | -744.1408 | -170.3206
6577 | 739.4093 | -1016 | -276.5907 | 6577 | 739.4093 | -1016 | -276.5907 | 6577 | 739.4093 | -1016 | -276.5907 | 6577 | 1484.4671 | -1555.7811 | -71.314 | 6577 | 1450.5174 | -1716 | -265.4826 | 6577 | 1450.5174 | -1716 | -265.4826 | 6577 | 434.3423 | -607.9309 | -173.5886 | 6577 | 434.3423 | -607.9309 | -173.5886 | 6577 | 434.3423 | -607.9309 | -173.5886
6578 | 863.9075 | -1016 | -152.0925 | 6578 | 863.9075 | -1016 | -152.0925 | 6578 | 863.9075 | -1016 | -152.0925 | 6578 | 1518.3286 | -1716 | -197.6714 | 6578 | 1518.3286 | -1716 | -197.6714 | 6578 | 1518.3286 | -1716 | -197.6714 | 6578 | 490.6691 | -651.2199 | -160.5507 | 6578 | 490.6691 | -651.2199 | -160.5507 | 6578 | 490.6691 | -651.2199 | -160.5507
6579 | 765.9284 | -1016 | -250.0716 | 6579 | 765.9284 | -1016 | -250.0716 | 6579 | 765.9284 | -1016 | -250.0716 | 6579 | 1563.96 | -1588.667 | -24.707 | 6579 | 1563.96 | -1716 | -152.04 | 6579 | 1563.96 | -1716 | -152.04 | 6579 | 527.0543 | -705.2871 | -178.2328 | 6579 | 527.0543 | -705.2871 | -178.2328 | 6579 | 527.0543 | -705.2871 | -178.2328
6580 | 620.2654 | -1016 | -395.7346 | 6580 | 911.1872 | -1016 | -104.8128 | 6580 | 620.2654 | -1016 | -395.7346 | 6580 | 1658.5087 | -1716 | -57.4913 | 6580 | 1658.5087 | -1716 | -57.4913 | 6580 | 1658.5087 | -1716 | -57.4913 | 6580 | 621.5099 | -863.8085 | -242.2986 | 6580 | 621.5099 | -863.8085 | -242.2986 | 6580 | 621.5099 | -863.8085 | -242.2986
6581 | 979.8956 | -1016 | -36.1044 | 6581 | 924.0956 | -1016 | -91.9044 | 6581 | 1000 | -1016 | -16 | 6581 | 1469.9764 | -1716 | -246.0236 | 6581 | 1469.9764 | -1716 | -246.0236 | 6581 | 1469.9764 | -1716 | -246.0236 | 6581 | 396.4477 | -656.823 | -260.3753 | 6581 | 396.4477 | -656.823 | -260.3753 | 6581 | 396.4477 | -656.823 | -260.3753
6582 | 888.4539 | -1016 | -127.5461 | 6582 | 920.9237 | -1016 | -95.0763 | 6582 | 888.4539 | -1016 | -127.5461 | 6582 | 1427.7171 | -1716 | -288.2829 | 6582 | 1427.7171 | -1527.3825 | -99.6655 | 6582 | 1427.7171 | -1716 | -288.2829 | 6582 | 330.4936 | -506.4657 | -175.9721 | 6582 | 330.4936 | -506.4657 | -175.9721 | 6582 | 330.4936 | -506.4657 | -175.9721
6583 | 1000 | -982.8422 | 17.1578 | 6583 | 1000 | -982.8422 | 17.1578 | 6583 | 1000 | -982.8422 | 17.1578 | 6583 | 1222.4083 | -1475.3669 | -252.9586 | 6583 | 1222.4083 | -1475.3669 | -252.9586 | 6583 | 1222.4083 | -1475.3669 | -252.9586 | 6583 | 25.5058 | 227.5754 | 253.0813 | 6583 | 25.5058 | 227.5754 | 253.0813 | 6583 | 25.5058 | 227.5754 | 253.0813
6584 | 1000 | -507.8064 | 492.1936 | 6584 | 1000 | -507.8064 | 492.1936 | 6584 | 1000 | -507.8064 | 492.1936 | 6584 | 1032.7672 | -784.446 | 248.3212 | 6584 | 1032.7672 | -784.446 | 248.3212 | 6584 | 1032.7672 | -784.446 | 248.3212 | 6584 | -268.0497 | 664.2402 | 396.1905 | 6584 | -268.0497 | 1717 | 1448.9503 | 6584 | -268.0497 | 664.2402 | 396.1905
6585 | 498.2048 | -24.2257 | 473.9791 | 6585 | 498.2048 | -24.2257 | 473.9791 | 6585 | 498.2048 | 463.3431 | 961.548 | 6585 | -1393.6291 | 1717 | 323.3709 | 6585 | -1393.6291 | 1717 | 323.3709 | 6585 | -1393.6291 | 1717 | 323.3709 | 6585 | -852.9931 | 1717 | 864.0069 | 6585 | -852.9931 | 1717 | 864.0069 | 6585 | -852.9931 | 1717 | 864.0069
6586 | -654.7422 | 1017 | 362.2578 | 6586 | -860.5257 | 1017 | 156.4743 | 6586 | -860.5257 | 1017 | 156.4743 | 6586 | -1380.6422 | 1717 | 336.3578 | 6586 | -1380.6422 | 1717 | 336.3578 | 6586 | -1380.6422 | 1717 | 336.3578 | 6586 | -602.5947 | 1717 | 1114.4053 | 6586 | -1102.5947 | 1717 | 614.4053 | 6586 | -602.5947 | 1717 | 1114.4053
6587 | -975.4287 | 735.4625 | -239.9663 | 6587 | -975.4287 | 1017 | 41.5713 | 6587 | -975.4287 | 1017 | 41.5713 | 6587 | -1308.2219 | 1717 | 408.7781 | 6587 | -1412.0875 | 1717 | 304.9125 | 6587 | -1308.2219 | 1717 | 408.7781 | 6587 | -527.5325 | 1717 | 1189.4675 | 6587 | -1118.4458 | 1717 | 598.5542 | 6587 | -1027.5325 | 1717 | 689.4675
6588 | -1000 | 1017 | 17 | 6588 | -1000 | 1017 | 17 | 6588 | -939.3933 | 1017 | 77.6067 | 6588 | -1371.4057 | 1717 | 345.5943 | 6588 | -1424.4014 | 1717 | 292.5986 | 6588 | -1371.4057 | 1717 | 345.5943 | 6588 | -616.0585 | 1717 | 1100.9415 | 6588 | -1779.5917 | 1717 | -62.5917 | 6588 | -1349.1585 | 1717 | 367.8415
6589 | -920.8999 | 1017 | 96.1001 | 6589 | -920.8999 | 1017 | 96.1001 | 6589 | -847.8142 | 1017 | 169.1858 | 6589 | -1521.4854 | 1717 | 195.5146 | 6589 | -1521.4854 | 1717 | 195.5146 | 6589 | -1521.4854 | 1717 | 195.5146 | 6589 | -971.3391 | 1717 | 745.6609 | 6589 | -1471.3391 | 1717 | 245.6609 | 6589 | -1471.3391 | 1717 | 245.6609
6590 | -882.7028 | 1017 | 134.2972 | 6590 | -882.7028 | 1017 | 134.2972 | 6590 | -772.1028 | 1017 | 244.8972 | 6590 | -1467.3589 | 1717 | 249.6411 | 6590 | -1467.3589 | 1717 | 249.6411 | 6590 | -1329.9256 | 1717 | 387.0744 | 6590 | -1503.3167 | 1717 | 213.6833 | 6590 | -1503.3167 | 1717 | 213.6833 | 6590 | -1571.4348 | 1717 | 145.5652
6591 | 1000 | -1016 | -16 | 6591 | 1000 | -594.3393 | 405.6607 | 6591 | 1000 | -594.3393 | 405.6607 | 6591 | 1118.2819 | -948.6543 | 169.6277 | 6591 | 1118.2819 | -948.6543 | 169.6277 | 6591 | 1118.2819 | -948.6543 | 169.6277 | 6591 | -1040.4829 | 1717 | 676.5171 | 6591 | -1040.4829 | 1717 | 676.5171 | 6591 | -1374.1263 | 1717 | 342.8737
6592 | 1000 | -1016 | -16 | 6592 | 1000 | -861.3057 | 138.6943 | 6592 | 1000 | -861.3057 | 138.6943 | 6592 | 1339.5949 | -1470.9693 | -131.3744 | 6592 | 1339.5949 | -1470.9693 | -131.3744 | 6592 | 1339.5949 | -1470.9693 | -131.3744 | 6592 | 98.7466 | -421.6566 | -322.91 | 6592 | -362.8391 | 39.929 | -322.91 | 6592 | -1174.176 | 851.266 | -322.91
6593 | 1000 | -1016 | -16 | 6593 | 1000 | -1016 | -16 | 6593 | 1000 | -1016 | -16 | 6593 | 1043.8521 | -1353.4956 | -309.6434 | 6593 | 1043.8521 | -1353.4956 | -309.6434 | 6593 | 1043.8521 | -1353.4956 | -309.6434 | 6593 | -146.8092 | -171.781 | -318.5902 | 6593 | -146.8092 | -171.781 | -318.5902 | 6593 | -146.8092 | -171.781 | -318.5902
6594 | 1000 | -693.6267 | 306.3733 | 6594 | 1000 | -693.6267 | 306.3733 | 6594 | 1000 | -693.6267 | 306.3733 | 6594 | 928.7424 | -242.1086 | 686.6338 | 6594 | 928.7424 | -242.1086 | 686.6338 | 6594 | 936.9441 | -714.5416 | 222.4025 | 6594 | -302.173 | 152.0484 | -150.1246 | 6594 | -302.173 | 152.0484 | -150.1246 | 6594 | -302.173 | 152.0484 | -150.1246
6595 | 1000 | -467.686 | 532.314 | 6595 | 1000 | -467.686 | 532.314 | 6595 | 1000 | -467.686 | 532.314 | 6595 | 866.0357 | -1470.221 | -604.1853 | 6595 | 866.0357 | -389.8979 | 476.1378 | 6595 | 1086.0357 | -1716 | -629.9643 | 6595 | -1567.0469 | 1510.2345 | -56.8124 | 6595 | -1567.0469 | 1510.2345 | -56.8124 | 6595 | -1567.0469 | 1510.2345 | -56.8124
6596 | 1000 | -477.416 | 522.584 | 6596 | 1000 | -477.416 | 522.584 | 6596 | 1000 | -477.416 | 522.584 | 6596 | 895.6874 | -1455.3062 | -559.6188 | 6596 | 895.6874 | -1455.3062 | -559.6188 | 6596 | 895.6874 | -1716 | -820.3126 | 6596 | -1699.7822 | 1665.3253 | -34.4569 | 6596 | -1699.7822 | 1717 | 17.2178 | 6596 | -1699.7822 | 1717 | 17.2178
6597 | 1000 | -611.7102 | 388.2898 | 6597 | 1000 | -611.7102 | 388.2898 | 6597 | 1000 | -611.7102 | 388.2898 | 6597 | 1230.1153 | -962.9763 | 267.1389 | 6597 | 1230.1153 | -962.9763 | 267.1389 | 6597 | 1230.1153 | -1716 | -485.8847 | 6597 | -1277.2471 | 1717 | 439.7529 | 6597 | -1277.2471 | 1717 | 439.7529 | 6597 | -1277.2471 | 1717 | 439.7529
6598 | -440.9515 | 800.6334 | 359.6819 | 6598 | -440.9515 | 800.6334 | 359.6819 | 6598 | -440.9515 | 800.6334 | 359.6819 | 6598 | 2000 | -1716 | 284 | 6598 | 2000 | -1716 | 284 | 6598 | 2000 | -1716 | 284 | 6598 | -1038.9811 | 1717 | 678.0189 | 6598 | -1038.9811 | 1717 | 678.0189 | 6598 | -1038.9811 | 1717 | 678.0189
6599 | -782.4954 | 586.5253 | -195.9701 | 6599 | -469.7668 | 586.5253 | 116.7585 | 6599 | -811.1368 | 586.5253 | -224.6115 | 6599 | 2000 | -1670.4915 | 329.5085 | 6599 | 2000 | -1716 | 284 | 6599 | 2000 | -1206.2602 | 793.7398 | 6599 | -1146.2021 | 1717 | 570.7979 | 6599 | -1146.2021 | 1717 | 570.7979 | 6599 | -1146.2021 | 1717 | 570.7979
6600 | 262.8258 | 120.7642 | 383.5899 | 6600 | 262.8258 | 120.7642 | 383.5899 | 6600 | 262.8258 | 120.7642 | 383.5899 | 6600 | 2000 | -1251.8379 | 748.1621 | 6600 | 2000 | -1716 | 284 | 6600 | 2000 | -1251.8379 | 748.1621 | 6600 | -950.5478 | 1717 | 766.4522 | 6600 | -1144.9691 | 1223.0723 | 78.1032 | 6600 | -1144.9691 | 1223.0723 | 78.1032
6601 | -261.6576 | 568.8896 | 307.2319 | 6601 | -261.6576 | 568.8896 | 307.2319 | 6601 | -261.6576 | 568.8896 | 307.2319 | 6601 | 2000 | -1716 | 284 | 6601 | 1914.3747 | -1716 | 198.3747 | 6601 | 2000 | -1337.3939 | 662.6061 | 6601 | -1325.5788 | 1717 | 391.4212 | 6601 | -1325.5788 | 1392.1177 | 66.5389 | 6601 | -1325.5788 | 1392.1177 | 66.5389
6602 | -623.2254 | 1017 | 393.7746 | 6602 | -918.2426 | 1017 | 98.7574 | 6602 | -623.2254 | 1017 | 393.7746 | 6602 | 2000 | -1716 | 284 | 6602 | 2000 | -1238.5124 | 761.4876 | 6602 | 551.3778 | -997.8109 | -446.4332 | 6602 | -1612.3439 | 1717 | 104.6561 | 6602 | -1612.3439 | 1675.2307 | 62.8867 | 6602 | -1612.3439 | 1675.2307 | 62.8867
6603 | -841.3617 | 1017 | 175.6383 | 6603 | -473.5091 | 1017 | 543.4909 | 6603 | -898.24 | 1017 | 118.76 | 6603 | 286.2624 | -707.0466 | -420.7842 | 6603 | 2000 | -1064.3486 | 935.6514 | 6603 | 286.2624 | -707.0466 | -420.7842 | 6603 | -1600.5517 | 1717 | 116.4483 | 6603 | -1600.5517 | 1717 | 116.4483 | 6603 | -1600.5517 | 1717 | 116.4483
6604 | -820.4927 | 1017 | 196.5073 | 6604 | -907.3927 | 984.5216 | 77.129 | 6604 | -907.3927 | 807.42 | -99.9726 | 6604 | -102.9336 | -334.4371 | -437.3707 | 6604 | -102.9336 | -334.4371 | -437.3707 | 6604 | 2000 | -1011.6281 | 988.3719 | 6604 | -1600.9019 | 1717 | 116.0981 | 6604 | -1600.9019 | 1717 | 116.0981 | 6604 | -1600.9019 | 1717 | 116.0981
6605 | -841.0065 | 991.1475 | 150.141 | 6605 | -797.1338 | 991.1475 | 194.0137 | 6605 | -797.1338 | 991.1475 | 194.0137 | 6605 | -1405.8622 | 973.556 | -432.3062 | 6605 | -1405.8622 | 973.556 | -432.3062 | 6605 | -1405.8622 | 1717 | 311.1378 | 6605 | -1594.0895 | 1717 | 122.9105 | 6605 | -1594.0895 | 1717 | 122.9105 | 6605 | -1594.0895 | 1717 | 122.9105
6606 | -797.3111 | 1017 | 219.6889 | 6606 | -797.3111 | 1017 | 219.6889 | 6606 | -790.3504 | 1017 | 226.6496 | 6606 | -1209.5133 | 1717 | 507.4867 | 6606 | -1209.5133 | 938.4435 | -271.0698 | 6606 | -1209.5133 | 1717 | 507.4867 | 6606 | -1547.4179 | 1368.2265 | -179.1914 | 6606 | -1547.4179 | 1717 | 169.5821 | 6606 | -1371.0772 | 1717 | 345.9228
6607 | -728.4398 | 1017 | 288.5602 | 6607 | -728.4398 | 1017 | 288.5602 | 6607 | -704.3868 | 1017 | 312.6132 | 6607 | -1266.2087 | 1717 | 450.7913 | 6607 | -1266.2087 | 1717 | 450.7913 | 6607 | -1192.5837 | 1717 | 524.4163 | 6607 | -1438.1786 | 1717 | 278.8214 | 6607 | -1438.1786 | 1717 | 278.8214 | 6607 | -1438.1786 | 1717 | 278.8214
6608 | -737.8122 | 1017 | 279.1878 | 6608 | -737.8122 | 1017 | 279.1878 | 6608 | -737.8122 | 1017 | 279.1878 | 6608 | -1295.2204 | 1717 | 421.7796 | 6608 | -1295.2204 | 1717 | 421.7796 | 6608 | -1295.2204 | 1717 | 421.7796 | 6608 | -1004.8579 | 1717 | 712.1421 | 6608 | -1004.8579 | 1717 | 712.1421 | 6608 | -1004.8579 | 1717 | 712.1421
6609 | -766.0235 | 1017 | 250.9765 | 6609 | -766.0235 | 1017 | 250.9765 | 6609 | -766.0235 | 1017 | 250.9765 | 6609 | -1338.3322 | 1717 | 378.6678 | 6609 | -1338.3322 | 1717 | 378.6678 | 6609 | -1338.3322 | 1717 | 378.6678 | 6609 | -720.1717 | 1717 | 996.8283 | 6609 | -720.1717 | 1717 | 996.8283 | 6609 | -1220.1717 | 1717 | 496.8283
6610 | -824.6336 | 1017 | 192.3664 | 6610 | -824.6336 | 1017 | 192.3664 | 6610 | -824.6336 | 1017 | 192.3664 | 6610 | -1344.4502 | 1717 | 372.5498 | 6610 | -1344.4502 | 1717 | 372.5498 | 6610 | -1344.4502 | 1717 | 372.5498 | 6610 | -645.9174 | 1717 | 1071.0826 | 6610 | -645.9174 | 1717 | 1071.0826 | 6610 | -645.9174 | 1717 | 1071.0826
6611 | -839.1543 | 1017 | 177.8457 | 6611 | -839.1543 | 1017 | 177.8457 | 6611 | -839.1543 | 1017 | 177.8457 | 6611 | -1423.8275 | 367.6765 | -1056.1509 | 6611 | -1423.8275 | 1367.6765 | -56.1509 | 6611 | -1315.8441 | 1717 | 401.1559 | 6611 | -450.1033 | 1717 | 1266.8967 | 6611 | -450.1033 | 1717 | 1266.8967 | 6611 | -849.4459 | 1717 | 867.5541
6612 | -862.205 | 1017 | 154.795 | 6612 | -862.205 | 1017 | 154.795 | 6612 | -862.205 | 1017 | 154.795 | 6612 | -1454.3939 | 933.0105 | -521.3835 | 6612 | -1454.3939 | 1717 | 262.6061 | 6612 | -1346.4106 | 1640.0126 | 293.602 | 6612 | -376.9795 | 1717 | 1340.0205 | 6612 | -876.9795 | 1717 | 840.0205 | 6612 | -694.2732 | 1717 | 1022.7268
6613 | -878.4455 | 1017 | 138.5545 | 6613 | -878.4455 | 1017 | 138.5545 | 6613 | -878.4455 | 1017 | 138.5545 | 6613 | -1476.2579 | 1717 | 240.7421 | 6613 | -1476.2579 | 1717 | 240.7421 | 6613 | -1476.2579 | 1569.6551 | 93.3972 | 6613 | -784.4142 | 1717 | 932.5858 | 6613 | -843.0472 | 1717 | 873.9528 | 6613 | -1284.4142 | 1717 | 432.5858
6614 | -1000 | 1017 | 17 | 6614 | -1000 | 1017 | 17 | 6614 | -1000 | 1017 | 17 | 6614 | -1606.8294 | 1697.1195 | 90.2901 | 6614 | -1606.8294 | 1717 | 110.1706 | 6614 | -1606.8294 | 1697.1195 | 90.2901 | 6614 | -1367.7775 | 1717 | 349.2225 | 6614 | -1729.3589 | 1717 | -12.3589 | 6614 | -1367.7775 | 1717 | 349.2225
6615 | 1000 | -914.7907 | 85.2093 | 6615 | 1000 | -914.7907 | 85.2093 | 6615 | 1000 | -914.7907 | 85.2093 | 6615 | -1683.5961 | 1364.9238 | -318.6723 | 6615 | -1683.5961 | 1717 | 33.4039 | 6615 | -1683.5961 | 1717 | 33.4039 | 6615 | -1862.123 | 1717 | -145.123 | 6615 | -1337.0088 | 1717 | 379.9912 | 6615 | -1862.123 | 1717 | -145.123
6616 | 1000 | -941.1256 | 58.8744 | 6616 | 1000 | -545.3874 | 454.6126 | 6616 | 1000 | -941.1256 | 58.8744 | 6616 | -1652.6183 | 1717 | 64.3817 | 6616 | -1652.6183 | 1169.8841 | -482.7343 | 6616 | -1652.6183 | 1717 | 64.3817 | 6616 | -1514.5824 | 1717 | 202.4176 | 6616 | -1514.5824 | 1717 | 202.4176 | 6616 | -1514.5824 | 1717 | 202.4176
6617 | 1000 | -820.5783 | 179.4217 | 6617 | -312.7443 | 887.9042 | 575.1599 | 6617 | 1000 | -924.8401 | 75.1599 | 6617 | -1047.1535 | 1717 | 669.8465 | 6617 | -1047.1535 | 498.1901 | -548.9634 | 6617 | -1047.1535 | 1717 | 669.8465 | 6617 | -1572.8229 | 1717 | 144.1771 | 6617 | -1572.8229 | 1717 | 144.1771 | 6617 | -1572.8229 | 1717 | 144.1771
6618 | -752.4377 | -256.9763 | -1009.4139 | 6618 | 1000 | -1016 | -16 | 6618 | 1000 | -1016 | -16 | 6618 | -1269.7513 | 752.8588 | -516.8925 | 6618 | -1269.7513 | 752.8588 | -516.8925 | 6618 | -1269.7513 | 752.8588 | -516.8925 | 6618 | -1523.3949 | 1717 | 193.6051 | 6618 | -1523.3949 | 1717 | 193.6051 | 6618 | -1523.3949 | 1717 | 193.6051
6619 | 1000 | -1016 | -16 | 6619 | 1000 | -512.6612 | 487.3388 | 6619 | 1000 | -512.6612 | 487.3388 | 6619 | -1023.9015 | 605.6439 | -418.2576 | 6619 | -1023.9015 | 605.6439 | -418.2576 | 6619 | -1023.9015 | 1717 | 693.0985 | 6619 | -1395.166 | 1717 | 321.834 | 6619 | -1395.166 | 1717 | 321.834 | 6619 | -1395.166 | 1717 | 321.834
6620 | 1000 | -1016 | -16 | 6620 | 1000 | -1016 | -16 | 6620 | 1000 | -1016 | -16 | 6620 | -794.1814 | 1717 | 922.8186 | 6620 | -794.1814 | 468.1562 | -326.0252 | 6620 | -794.1814 | 468.1562 | -326.0252 | 6620 | -1297.8516 | 1717 | 419.1484 | 6620 | -1297.8516 | 1717 | 419.1484 | 6620 | -1297.8516 | 1717 | 419.1484
6621 | 1000 | -1016 | -16 | 6621 | 1000 | -393.187 | 606.813 | 6621 | 1000 | -393.187 | 606.813 | 6621 | -870.1439 | 604.9588 | -265.1851 | 6621 | -870.1439 | 604.9588 | -265.1851 | 6621 | -870.1439 | 604.9588 | -265.1851 | 6621 | -1239.5534 | 1717 | 477.4466 | 6621 | -1764.6675 | 1717 | -47.6675 | 6621 | -1239.5534 | 1717 | 477.4466
6622 | 1000 | -195.0079 | 804.9921 | 6622 | 1000 | -1016 | -16 | 6622 | 1000 | -1016 | -16 | 6622 | -1203.5648 | 959.1309 | -244.4339 | 6622 | -1203.5648 | 1717 | 513.4352 | 6622 | -1203.5648 | 959.1309 | -244.4339 | 6622 | -1227.4784 | 1717 | 489.5216 | 6622 | -1752.5925 | 1717 | -35.5925 | 6622 | -1227.4784 | 1717 | 489.5216
6623 | 1000 | -241.9056 | 758.0944 | 6623 | 1000 | -1016 | -16 | 6623 | 1000 | -1016 | -16 | 6623 | -1331.4208 | 1717 | 385.5792 | 6623 | -1331.4208 | 1118.1594 | -213.2615 | 6623 | -1331.4208 | 1118.1594 | -213.2615 | 6623 | -1203.6154 | 1717 | 513.3846 | 6623 | -1728.7295 | 1717 | -11.7295 | 6623 | -1728.7295 | 1717 | -11.7295
6624 | 1000 | -348.114 | 651.886 | 6624 | 1000 | -848.114 | 151.886 | 6624 | 1000 | -348.114 | 651.886 | 6624 | -1412.5784 | 1717 | 304.4216 | 6624 | -1412.5784 | 1717 | 304.4216 | 6624 | -1412.5784 | 1717 | 304.4216 | 6624 | -1245.2285 | 1717 | 471.7715 | 6624 | -1770.3426 | 1717 | -53.3426 | 6624 | -1770.3426 | 1717 | -53.3426
6625 | 1000 | -1016 | -16 | 6625 | 1000 | -1016 | -16 | 6625 | 1000 | -1016 | -16 | 6625 | -1431.829 | 1717 | 285.171 | 6625 | -1431.829 | 1197.7073 | -234.1217 | 6625 | -1431.829 | 1717 | 285.171 | 6625 | -1779.5046 | 1717 | -62.5046 | 6625 | -1779.5046 | 1717 | -62.5046 | 6625 | -1779.5046 | 1717 | -62.5046
6626 | 1000 | -1016 | -16 | 6626 | 1000 | -316.0426 | 683.9574 | 6626 | 1000 | -316.0426 | 683.9574 | 6626 | -1254.8658 | 1717 | 462.1342 | 6626 | -1254.8658 | 1717 | 462.1342 | 6626 | -1254.8658 | 1717 | 462.1342 | 6626 | -1777.7101 | 1717 | -60.7101 | 6626 | -1777.7101 | 1717 | -60.7101 | 6626 | -1777.7101 | 1717 | -60.7101
6627 | 1000 | -1016 | -16 | 6627 | 1000 | -304.6139 | 695.3861 | 6627 | 1000 | -304.6139 | 695.3861 | 6627 | -648.549 | 352.5781 | -295.9709 | 6627 | -648.549 | 352.5781 | -295.9709 | 6627 | -648.549 | 1717 | 1068.451 | 6627 | -1768.9243 | 1717 | -51.9243 | 6627 | -1768.9243 | 1717 | -51.9243 | 6627 | -1768.9243 | 1717 | -51.9243
6628 | 312.1595 | 209.6038 | 521.7632 | 6628 | 312.1595 | 209.6038 | 521.7632 | 6628 | 312.1595 | 209.6038 | 521.7632 | 6628 | -328.1934 | 1717 | 1388.8066 | 6628 | -328.1934 | 1717 | 1388.8066 | 6628 | -328.1934 | 1717 | 1388.8066 | 6628 | -1655.8867 | 1403.4314 | -252.4553 | 6628 | -1444.3411 | 1717 | 272.6589 | 6628 | -1444.3411 | 1717 | 272.6589
6629 | -420.5078 | 1017 | 596.4922 | 6629 | -556.503 | 757.257 | 200.754 | 6629 | -336.503 | 537.257 | 200.754 | 6629 | -994.7695 | 1717 | 722.2305 | 6629 | -994.7695 | 454.3566 | -540.4128 | 6629 | -994.7695 | 1717 | 722.2305 | 6629 | -1564.6975 | 1717 | 152.3025 | 6629 | -1564.6975 | 1717 | 152.3025 | 6629 | -1564.6975 | 1717 | 152.3025
6630 | -999.2504 | 1017 | 17.7496 | 6630 | -999.2504 | 1017 | 17.7496 | 6630 | -999.2504 | 1017 | 17.7496 | 6630 | -1570.9437 | 1138.6281 | -432.3156 | 6630 | -1570.9437 | 1138.6281 | -432.3156 | 6630 | -1570.9437 | 1138.6281 | -432.3156 | 6630 | -1428.319 | 1717 | 288.681 | 6630 | -1826.3235 | 1717 | -109.3235 | 6630 | -1826.3235 | 1717 | -109.3235
6631 | -538.895 | 1017 | 478.105 | 6631 | -678.895 | 1017 | 338.105 | 6631 | -898.895 | 1017 | 118.105 | 6631 | -1543.4915 | 1717 | 173.5085 | 6631 | -1543.4915 | 1717 | 173.5085 | 6631 | -1543.4915 | 1510.5312 | -32.9604 | 6631 | -1457.0433 | 1717 | 259.9567 | 6631 | -1457.0433 | 1717 | 259.9567 | 6631 | -1457.0433 | 1717 | 259.9567
6632 | -722.0489 | 1017 | 294.9511 | 6632 | -923.9965 | 1017 | 93.0035 | 6632 | -923.9965 | 1017 | 93.0035 | 6632 | -1392.1197 | 1717 | 324.8803 | 6632 | -1392.1197 | 1717 | 324.8803 | 6632 | -1338.6198 | 1717 | 378.3802 | 6632 | -942.9032 | 1717 | 774.0968 | 6632 | -942.9032 | 1717 | 774.0968 | 6632 | -1066.6537 | 1717 | 650.3463
6633 | -736.8768 | 1017 | 280.1232 | 6633 | -841.3335 | 1017 | 175.6665 | 6633 | -841.3335 | 1017 | 175.6665 | 6633 | -1473.8705 | 1717 | 243.1295 | 6633 | -1473.8705 | 1161.9041 | -311.9664 | 6633 | -1473.8705 | 1717 | 243.1295 | 6633 | -599.2923 | 1717 | 1117.7077 | 6633 | -599.2923 | 1717 | 1117.7077 | 6633 | -1099.2923 | 1717 | 617.7077
6634 | -837.2161 | 1017 | 179.7839 | 6634 | -837.2161 | 1017 | 179.7839 | 6634 | -837.2161 | 1017 | 179.7839 | 6634 | -1452.5729 | 1717 | 264.4271 | 6634 | -1306.6269 | 1238.491 | -68.1359 | 6634 | -1474.0639 | 1717 | 242.9361 | 6634 | -504.7986 | 1717 | 1212.2014 | 6634 | -504.7986 | 1717 | 1212.2014 | 6634 | -1004.7986 | 1717 | 712.2014
6635 | -684.1498 | 1017 | 332.8502 | 6635 | -840.5238 | 1017 | 176.4762 | 6635 | -684.1498 | 1017 | 332.8502 | 6635 | -1479.257 | 1717 | 237.743 | 6635 | -1263.4978 | 950.7969 | -312.7009 | 6635 | -1479.257 | 1717 | 237.743 | 6635 | -598.5767 | 1717 | 1118.4233 | 6635 | -598.5767 | 1717 | 1118.4233 | 6635 | -1098.5767 | 1717 | 618.4233
6636 | -651.1604 | 1017 | 365.8396 | 6636 | -211.1604 | 1017 | 805.8396 | 6636 | 467.5791 | -1016 | -548.4209 | 6636 | -933.2034 | 1717 | 783.7966 | 6636 | -933.2034 | 1717 | 783.7966 | 6636 | -933.2034 | 1717 | 783.7966 | 6636 | -532.8396 | 1717 | 1184.1604 | 6636 | -775.1999 | 1717 | 941.8001 | 6636 | -775.1999 | 1717 | 941.8001
6637 | 78.2918 | 1017 | 1095.2918 | 6637 | -104.9321 | 935.6141 | 830.682 | 6637 | -53.5821 | 1017 | 963.4179 | 6637 | -310.0532 | 1717 | 1406.9468 | 6637 | -310.0532 | 49.4837 | -260.5695 | 6637 | -310.0532 | 549.4837 | 239.4305 | 6637 | -1138.9687 | 1717 | 578.0313 | 6637 | -1138.9687 | 1717 | 578.0313 | 6637 | -613.8545 | 1717 | 1103.1455
6638 | 1000 | -363.8214 | 636.1786 | 6638 | 1000 | -468.0832 | 531.9168 | 6638 | 1000 | -468.0832 | 531.9168 | 6638 | 755.2967 | -911.116 | -155.8193 | 6638 | 755.2967 | -911.116 | -155.8193 | 6638 | 755.2967 | -911.116 | -155.8193 | 6638 | -324.4873 | 926.4332 | 601.9459 | 6638 | -342.8368 | 1717 | 1374.1632 | 6638 | -342.7522 | 1717 | 1374.2478
6639 | 1000 | -1016 | -16 | 6639 | 1000 | -1016 | -16 | 6639 | 1000 | -1016 | -16 | 6639 | 1480.1141 | -374.474 | 1105.6401 | 6639 | 1480.1141 | -1716 | -235.8859 | 6639 | 1480.1141 | -1716 | -235.8859 | 6639 | 531.2069 | -379.8509 | 151.3559 | 6639 | 531.2069 | -379.8509 | 151.3559 | 6639 | 531.2069 | -379.8509 | 151.3559
6640 | 1000 | -959.8674 | 40.1326 | 6640 | 1000 | -1016 | -16 | 6640 | 1000 | -1016 | -16 | 6640 | 1294.9327 | -1716 | -421.0673 | 6640 | 1294.9327 | -363.5204 | 931.4123 | 6640 | 1294.9327 | -363.5204 | 931.4123 | 6640 | 306.3627 | -310.2563 | -3.8936 | 6640 | 306.3627 | -310.2563 | -3.8936 | 6640 | 306.3627 | -310.2563 | -3.8936
6641 | 1000 | -679.0089 | 320.9911 | 6641 | 1000 | -679.0089 | 320.9911 | 6641 | 1000 | -679.0089 | 320.9911 | 6641 | 1004.9712 | -1682.2062 | -677.235 | 6641 | 1004.9712 | -1682.2062 | -677.235 | 6641 | 1004.9712 | -1716 | -711.0288 | 6641 | -10.0187 | -14.7936 | -24.8124 | 6641 | -10.0187 | -14.7936 | -24.8124 | 6641 | -10.0187 | -14.7936 | -24.8124
6642 | 1000 | -693.9787 | 306.0213 | 6642 | 1000 | -693.9787 | 306.0213 | 6642 | 1000 | -693.9787 | 306.0213 | 6642 | 1106.5723 | -1716 | -609.4277 | 6642 | 1106.5723 | 36.2578 | 1142.8301 | 6642 | 1106.5723 | 36.2578 | 1142.8301 | 6642 | 116.6845 | -121.015 | -4.3306 | 6642 | 116.6845 | -121.015 | -4.3306 | 6642 | 116.6845 | -121.015 | -4.3306
6643 | 1000 | -581.1214 | 418.8786 | 6643 | 1000 | -195.7661 | 804.2339 | 6643 | 1000 | -195.7661 | 804.2339 | 6643 | 1450.1114 | -1716 | -265.8886 | 6643 | 1450.1114 | -1716 | -265.8886 | 6643 | 1450.1114 | -131.8924 | 1318.219 | 6643 | 518.7617 | -485.1993 | 33.5623 | 6643 | 518.7617 | -485.1993 | 33.5623 | 6643 | 518.7617 | -485.1993 | 33.5623
6644 | 1000 | 19.7743 | 1019.7743 | 6644 | 1000 | 36.3812 | 1036.3812 | 6644 | 1000 | 36.3812 | 1036.3812 | 6644 | 1821.8504 | -1716 | 105.8504 | 6644 | 1821.8504 | -1716 | 105.8504 | 6644 | 1821.8504 | -1716 | 105.8504 | 6644 | 909.1703 | -778.9987 | 130.1717 | 6644 | 909.1703 | -778.9987 | 130.1717 | 6644 | 909.1703 | -778.9987 | 130.1717
6645 | 1000 | 37.2997 | 1037.2997 | 6645 | 1000 | 37.2997 | 1037.2997 | 6645 | 1000 | 37.2997 | 1037.2997 | 6645 | 1647.0412 | -77.104 | 1569.9372 | 6645 | 1647.0412 | -1716 | -68.9588 | 6645 | 1647.0412 | -1716 | -68.9588 | 6645 | 760.941 | -502.3509 | 258.5902 | 6645 | 760.941 | -502.3509 | 258.5902 | 6645 | 760.941 | -502.3509 | 258.5902
6646 | 1000 | 55.1993 | 1055.1993 | 6646 | 1000 | 55.1993 | 1055.1993 | 6646 | 1000 | 55.1993 | 1055.1993 | 6646 | 1525.0076 | -1716 | -190.9924 | 6646 | 1525.0076 | -1716 | -190.9924 | 6646 | 1525.0076 | -1716 | -190.9924 | 6646 | 698.2377 | -355.8815 | 342.3562 | 6646 | 698.2377 | -355.8815 | 342.3562 | 6646 | 698.2377 | -355.8815 | 342.3562
6647 | 1000 | -95.2297 | 904.7703 | 6647 | 1000 | -95.2297 | 904.7703 | 6647 | 1000 | -95.2297 | 904.7703 | 6647 | 1501.9896 | -83.7865 | 1418.2031 | 6647 | 1501.9896 | -1716 | -214.0104 | 6647 | 1501.9896 | -1716 | -214.0104 | 6647 | 715.4987 | -400.5653 | 314.9335 | 6647 | 715.4987 | -400.5653 | 314.9335 | 6647 | 715.4987 | -400.5653 | 314.9335
6648 | 1000 | -130.0443 | 869.9557 | 6648 | 1000 | -130.0443 | 869.9557 | 6648 | 1000 | -130.0443 | 869.9557 | 6648 | 1510.2616 | -1716 | -205.7384 | 6648 | 1510.2616 | -171.6337 | 1338.6278 | 6648 | 1510.2616 | -171.6337 | 1338.6278 | 6648 | 725.0889 | -482.7461 | 242.3428 | 6648 | 725.0889 | -482.7461 | 242.3428 | 6648 | 725.0889 | -482.7461 | 242.3428
6649 | 1000 | -138.862 | 861.138 | 6649 | 1000 | -138.862 | 861.138 | 6649 | 1000 | -138.862 | 861.138 | 6649 | 1372.5082 | -89.3852 | 1283.123 | 6649 | 1372.5082 | -89.3852 | 1283.123 | 6649 | 1372.5082 | -89.3852 | 1283.123 | 6649 | 546.967 | -386.2164 | 160.7507 | 6649 | 546.967 | -386.2164 | 160.7507 | 6649 | 546.967 | -386.2164 | 160.7507
6650 | 1000 | -213.5873 | 786.4127 | 6650 | 1000 | 281.433 | 1281.433 | 6650 | 1000 | 281.433 | 1281.433 | 6650 | 1320.5447 | -199.8946 | 1120.65 | 6650 | 1320.5447 | -199.8946 | 1120.65 | 6650 | 1320.5447 | -199.8946 | 1120.65 | 6650 | 473.3395 | -489.8663 | -16.5268 | 6650 | 473.3395 | -489.8663 | -16.5268 | 6650 | 473.3395 | -489.8663 | -16.5268
6651 | 1000 | -334.3639 | 665.6361 | 6651 | 1000 | 165.6361 | 1165.6361 | 6651 | 1000 | 165.6361 | 1165.6361 | 6651 | 1422.0625 | -493.5654 | 928.4971 | 6651 | 1422.0625 | -493.5654 | 928.4971 | 6651 | 1422.0625 | -493.5654 | 928.4971 | 6651 | 546.1419 | 808.0111 | 1354.153 | 6651 | 546.1419 | 525.2573 | 1071.3992 | 6651 | 546.1419 | 808.0111 | 1354.153
6652 | 1000 | -555.6048 | 444.3952 | 6652 | 1000 | -55.6048 | 944.3952 | 6652 | 1000 | -55.6048 | 944.3952 | 6652 | 1144.7892 | -478.7465 | 666.0427 | 6652 | 1144.7892 | -478.7465 | 666.0427 | 6652 | 1144.7892 | -478.7465 | 666.0427 | 6652 | 183.994 | 872.0878 | 1056.0818 | 6652 | 183.994 | 872.0878 | 1056.0818 | 6652 | 183.994 | 872.0878 | 1056.0818
6653 | 232.86 | 101.6549 | 334.5148 | 6653 | 232.86 | 601.6549 | 834.5148 | 6653 | 232.86 | 601.6549 | 834.5148 | 6653 | 24.2543 | 522.3893 | 546.6436 | 6653 | 24.2543 | 522.3893 | 546.6436 | 6653 | 24.2543 | 522.3893 | 546.6436 | 6653 | -1101.8379 | 1717 | 615.1621 | 6653 | -1101.8379 | 1717 | 615.1621 | 6653 | -1072.5046 | 1717 | 644.4954
6654 | -892.931 | 1017 | 124.069 | 6654 | -869.231 | 1017 | 147.769 | 6654 | -788.3031 | 1017 | 228.6969 | 6654 | -1405.6316 | 1717 | 311.3684 | 6654 | -1310.5442 | 1717 | 406.4558 | 6654 | -1239.6274 | 1717 | 477.3726 | 6654 | -1602.0188 | 1717 | 114.9812 | 6654 | -1602.0188 | 1717 | 114.9812 | 6654 | -1602.0188 | 1717 | 114.9812
6655 | -918.8108 | 1017 | 98.1892 | 6655 | -891.1608 | 1017 | 125.8392 | 6655 | -891.1608 | 1017 | 125.8392 | 6655 | -1452.4699 | 1717 | 264.5301 | 6655 | -1418.1116 | 1717 | 298.8884 | 6655 | -1452.4699 | 1717 | 264.5301 | 6655 | -1669.8155 | 1717 | 47.1845 | 6655 | -1669.8155 | 1717 | 47.1845 | 6655 | -1669.8155 | 1717 | 47.1845
6656 | -1000 | 1017 | 17 | 6656 | -1000 | 1017 | 17 | 6656 | -1000 | 1017 | 17 | 6656 | -1581.0109 | 1717 | 135.9891 | 6656 | -1546.6526 | 1717 | 170.3474 | 6656 | -1581.0109 | 1717 | 135.9891 | 6656 | -1817.9583 | 1717 | -100.9583 | 6656 | -1817.9583 | 1717 | -100.9583 | 6656 | -1817.9583 | 1717 | -100.9583
6657 | -917.2967 | 1017 | 99.7033 | 6657 | -893.5967 | 1017 | 123.4033 | 6657 | -893.5967 | 1017 | 123.4033 | 6657 | -1481.5161 | 1717 | 235.4839 | 6657 | -1452.0661 | 1717 | 264.9339 | 6657 | -1452.0661 | 1717 | 264.9339 | 6657 | -1729.422 | 1717 | -12.422 | 6657 | -1729.422 | 1717 | -12.422 | 6657 | -1729.422 | 1717 | -12.422
6658 | -964.1278 | 1017 | 52.8722 | 6658 | -944.3778 | 1017 | 72.6222 | 6658 | -944.3778 | 1017 | 72.6222 | 6658 | -1536.5287 | 1717 | 180.4713 | 6658 | -1511.9871 | 1717 | 205.0129 | 6658 | -1511.9871 | 1717 | 205.0129 | 6658 | -1786.2892 | 1717 | -69.2892 | 6658 | -1786.2892 | 1717 | -69.2892 | 6658 | -1786.2892 | 1717 | -69.2892
6659 | -789.9366 | 1013.1308 | 223.1942 | 6659 | -789.9366 | 1017 | 227.0634 | 6659 | -789.9366 | 1017 | 227.0634 | 6659 | -1370.1092 | 1717 | 346.8908 | 6659 | -1340.6592 | 1717 | 376.3408 | 6659 | -1370.1092 | 1717 | 346.8908 | 6659 | -1633.9683 | 1717 | 83.0317 | 6659 | -1633.9683 | 1717 | 83.0317 | 6659 | -1633.9683 | 1717 | 83.0317
6660 | -661.0732 | 883.4457 | 222.3725 | 6660 | -661.0732 | 1017 | 355.9268 | 6660 | -661.0732 | 1017 | 355.9268 | 6660 | -1233.7008 | 1717 | 483.2992 | 6660 | -1233.7008 | 1717 | 483.2992 | 6660 | -1189.5258 | 1717 | 527.4742 | 6660 | -1490.0149 | 1717 | 226.9851 | 6660 | -1490.0149 | 1717 | 226.9851 | 6660 | -1490.0149 | 1717 | 226.9851
6661 | -668.9702 | 912.1002 | 243.1301 | 6661 | -668.9702 | 1017 | 348.0298 | 6661 | -668.9702 | 1017 | 348.0298 | 6661 | -1231.6662 | 1717 | 485.3338 | 6661 | -1231.6662 | 1717 | 485.3338 | 6661 | -1231.6662 | 1717 | 485.3338 | 6661 | -1478.0488 | 1717 | 238.9512 | 6661 | -1478.0488 | 1717 | 238.9512 | 6661 | -1478.0488 | 1717 | 238.9512
6662 | -596.9203 | 920.1746 | 323.2543 | 6662 | -596.9203 | 1017 | 420.0797 | 6662 | -596.9203 | 1017 | 420.0797 | 6662 | -1154.587 | 1717 | 562.413 | 6662 | -1154.587 | 1717 | 562.413 | 6662 | -1154.587 | 1717 | 562.413 | 6662 | -1395.9403 | 1717 | 321.0597 | 6662 | -1395.9403 | 1717 | 321.0597 | 6662 | -1395.9403 | 1717 | 321.0597
6663 | -626.852 | 1017 | 390.148 | 6663 | -595.6764 | 1017 | 421.3236 | 6663 | -626.852 | 1017 | 390.148 | 6663 | -1179.1003 | 1717 | 537.8997 | 6663 | -1090.7503 | 1717 | 626.2497 | 6663 | -1090.7503 | 1717 | 626.2497 | 6663 | -1415.0353 | 1717 | 301.9647 | 6663 | -1415.0353 | 1717 | 301.9647 | 6663 | -1415.0353 | 1717 | 301.9647
6664 | -603.0599 | 1017 | 413.9401 | 6664 | -665.3147 | 1017 | 351.6853 | 6664 | -682.7386 | 1017 | 334.2614 | 6664 | -1250.1759 | 1717 | 466.8241 | 6664 | -1063.6592 | 1717 | 653.3408 | 6664 | -1063.6592 | 1717 | 653.3408 | 6664 | -1501.2997 | 1717 | 215.7003 | 6664 | -1501.2997 | 1717 | 215.7003 | 6664 | -1501.2997 | 1717 | 215.7003
6665 | -631.0082 | 1017 | 385.9918 | 6665 | -631.0082 | 1017 | 385.9918 | 6665 | -631.0082 | 1017 | 385.9918 | 6665 | -1198.8743 | 1717 | 518.1257 | 6665 | -1007.4493 | 1717 | 709.5507 | 6665 | -1007.4493 | 1717 | 709.5507 | 6665 | -1450.4269 | 1179.1589 | -271.268 | 6665 | -1450.4269 | 1179.1589 | -271.268 | 6665 | -1450.4269 | 1179.1589 | -271.268
6666 | -484.2795 | 1017 | 532.7205 | 6666 | -511.6765 | 1017 | 505.3235 | 6666 | -612.6941 | 1017 | 404.3059 | 6666 | -1277.1478 | 1717 | 439.8522 | 6666 | -1277.1478 | 1717 | 439.8522 | 6666 | -1046.4562 | 1717 | 670.5438 | 6666 | -1540.6557 | 1717 | 176.3443 | 6666 | -1540.6557 | 1418.761 | -121.8947 | 6666 | -1540.6557 | 1418.761 | -121.8947
6667 | -654.4896 | 1017 | 362.5104 | 6667 | -258.7514 | 1017 | 758.2486 | 6667 | -611.9107 | 1017 | 405.0893 | 6667 | -1398.9183 | 1717 | 318.0817 | 6667 | -1398.9183 | 1717 | 318.0817 | 6667 | -1398.9183 | 1717 | 318.0817 | 6667 | -1672.1125 | 1717 | 44.8875 | 6667 | -1672.1125 | 1717 | 44.8875 | 6667 | -1672.1125 | 1717 | 44.8875
6668 | -378.5779 | 1017 | 638.4221 | 6668 | 17.1603 | 1017 | 1034.1603 | 6668 | 17.1603 | 1017 | 1034.1603 | 6668 | -1518.1365 | 1717 | 198.8635 | 6668 | -1518.1365 | 1717 | 198.8635 | 6668 | -1518.1365 | 1717 | 198.8635 | 6668 | -1797.1328 | 1717 | -80.1328 | 6668 | -1797.1328 | 1556.6601 | -240.4728 | 6668 | -1432.3586 | 1717 | 284.6414
6669 | 28.0069 | 1017 | 1045.0069 | 6669 | -367.7313 | 1017 | 649.2687 | 6669 | 28.0069 | 1017 | 1045.0069 | 6669 | -1607.3818 | 1717 | 109.6182 | 6669 | -1607.3818 | 1717 | 109.6182 | 6669 | -1607.3818 | 1717 | 109.6182 | 6669 | -1239.0379 | 1717 | 477.9621 | 6669 | -1239.0379 | 1717 | 477.9621 | 6669 | -1764.1521 | 1717 | -47.1521
6670 | 22.1305 | 1017 | 1039.1305 | 6670 | -873.6077 | 1017 | 143.3923 | 6670 | -373.6077 | 1017 | 643.3923 | 6670 | -1709.4217 | 1717 | 7.5783 | 6670 | -1709.4217 | 1717 | 7.5783 | 6670 | -1709.4217 | 1717 | 7.5783 | 6670 | 235.9566 | 1717 | 1952.9566 | 6670 | 711.7585 | 1717 | 2428.7585 | 6670 | 235.9566 | 1717 | 1952.9566
6671 | 70.925 | 1017 | 1087.925 | 6671 | 70.925 | 1017 | 1087.925 | 6671 | -324.8132 | 1017 | 692.1868 | 6671 | -88.579 | 1717 | 1628.421 | 6671 | -427.4183 | 1717 | 1289.5817 | 6671 | -1756.5268 | 1717 | -39.5268 | 6671 | 145.2267 | 1717 | 1862.2267 | 6671 | 145.2267 | 1717 | 1862.2267 | 6671 | 145.2267 | 1717 | 1862.2267
6672 | 32.779 | 1017 | 1049.779 | 6672 | -362.9592 | 1017 | 654.0408 | 6672 | -362.9592 | 1017 | 654.0408 | 6672 | -1754.3495 | 1717 | -37.3495 | 6672 | -1754.3495 | 1717 | -37.3495 | 6672 | -1754.3495 | 1717 | -37.3495 | 6672 | 33.9003 | 1717 | 1750.9003 | 6672 | 33.9003 | 1717 | 1750.9003 | 6672 | 33.9003 | 1717 | 1750.9003
6673 | 33.8895 | 1017 | 1050.8895 | 6673 | -1000 | 1017 | 17 | 6673 | -361.8487 | 1017 | 655.1513 | 6673 | -1757.6528 | 1717 | -40.6528 | 6673 | -1757.6528 | 1717 | -40.6528 | 6673 | -1757.6528 | 1717 | -40.6528 | 6673 | -14.0555 | 1717 | 1702.9445 | 6673 | -1573.01 | 1717 | 143.99 | 6673 | -14.0555 | 1717 | 1702.9445
6674 | 14.4894 | 1017 | 1031.4894 | 6674 | -381.2488 | 1017 | 635.7512 | 6674 | -381.2488 | 1017 | 635.7512 | 6674 | -1721.9856 | 1717 | -4.9856 | 6674 | -1721.9856 | 1717 | -4.9856 | 6674 | -1721.9856 | 1717 | -4.9856 | 6674 | 18.2114 | 1717 | 1735.2114 | 6674 | 18.2114 | 1717 | 1735.2114 | 6674 | 18.2114 | 1717 | 1735.2114
6675 | -1.1232 | 1017 | 1015.8768 | 6675 | -396.8614 | 1017 | 620.1386 | 6675 | -1.1232 | 1017 | 1015.8768 | 6675 | -1683.2547 | 1717 | 33.7453 | 6675 | -1683.2547 | 1717 | 33.7453 | 6675 | -1683.2547 | 1717 | 33.7453 | 6675 | 92.4501 | 1717 | 1809.4501 | 6675 | 92.4501 | 1717 | 1809.4501 | 6675 | 92.4501 | 1717 | 1809.4501
6676 | -498.5682 | 1017 | 518.4318 | 6676 | -102.8299 | 1017 | 914.1701 | 6676 | -102.8299 | 1017 | 914.1701 | 6676 | -1546.0066 | 1717 | 170.9934 | 6676 | -1546.0066 | 1717 | 170.9934 | 6676 | -1546.0066 | 1717 | 170.9934 | 6676 | 492.3803 | 1717 | 2209.3803 | 6676 | 172.6732 | 1717 | 1889.6732 | 6676 | 172.6732 | 1717 | 1889.6732
6677 | -799.3226 | 1017 | 217.6774 | 6677 | -166.7353 | 1017 | 850.2647 | 6677 | -166.7353 | 1017 | 850.2647 | 6677 | -1398.7225 | 1717 | 318.2775 | 6677 | -1398.7225 | 1717 | 318.2775 | 6677 | -1398.7225 | 1717 | 318.2775 | 6677 | -255.8851 | 1717 | 1461.1149 | 6677 | -255.8851 | 1717 | 1461.1149 | 6677 | -1439.0426 | 1717 | 277.9574
6678 | -380.4633 | 1017 | 636.5367 | 6678 | 15.2749 | 1017 | 1032.2749 | 6678 | -484.7251 | 1017 | 532.2749 | 6678 | -1288.114 | 1717 | 428.886 | 6678 | -1288.114 | 1717 | 428.886 | 6678 | -1288.114 | 1717 | 428.886 | 6678 | -1409.8592 | 1717 | 307.1408 | 6678 | -1409.8592 | 1717 | 307.1408 | 6678 | -1409.8592 | 1717 | 307.1408
6679 | -677.914 | 1017 | 339.086 | 6679 | -677.914 | 1017 | 339.086 | 6679 | -677.914 | 1017 | 339.086 | 6679 | -1303.1728 | 1717 | 413.8272 | 6679 | -1303.1728 | 1717 | 413.8272 | 6679 | -1303.1728 | 1717 | 413.8272 | 6679 | -1582.1083 | 1717 | 134.8917 | 6679 | -1582.1083 | 1717 | 134.8917 | 6679 | -1406.7848 | 1717 | 310.2152
6680 | -739.4231 | 1017 | 277.5769 | 6680 | -739.4231 | 1017 | 277.5769 | 6680 | -739.4231 | 1017 | 277.5769 | 6680 | -1390.7041 | 1717 | 326.2959 | 6680 | -1390.7041 | 1717 | 326.2959 | 6680 | -1390.7041 | 1717 | 326.2959 | 6680 | -1211.0088 | 1717 | 505.9912 | 6680 | -1211.0088 | 1717 | 505.9912 | 6680 | -1514.4716 | 1717 | 202.5284
6681 | -922.3769 | 1017 | 94.6231 | 6681 | -922.3769 | 1017 | 94.6231 | 6681 | -922.3769 | 1017 | 94.6231 | 6681 | -1587.2587 | 1717 | 129.7413 | 6681 | -1587.2587 | 1717 | 129.7413 | 6681 | -1365.6876 | 1717 | 351.3124 | 6681 | -884.2511 | 1717 | 832.7489 | 6681 | -884.2511 | 1717 | 832.7489 | 6681 | -884.2511 | 1717 | 832.7489
6682 | -1000 | 1017 | 17 | 6682 | -1000 | 1017 | 17 | 6682 | -1000 | 1017 | 17 | 6682 | -1575.7951 | 1717 | 141.2049 | 6682 | -1575.7951 | 1717 | 141.2049 | 6682 | -1575.7951 | 1717 | 141.2049 | 6682 | -579.1881 | 1717 | 1137.8119 | 6682 | -1079.1881 | 1717 | 637.8119 | 6682 | -1079.1881 | 1717 | 637.8119
6683 | -1000 | 1017 | 17 | 6683 | -1000 | 1017 | 17 | 6683 | -1000 | 1017 | 17 | 6683 | -1465.2926 | 1717 | 251.7074 | 6683 | -1465.2926 | 1717 | 251.7074 | 6683 | -1487.2045 | 1717 | 229.7955 | 6683 | -1298.15 | 1717 | 418.85 | 6683 | -976.6372 | 1717 | 740.3628 | 6683 | -476.6372 | 1717 | 1240.3628
6684 | -1000 | 1017 | 17 | 6684 | -1000 | 1017 | 17 | 6684 | -1000 | 1017 | 17 | 6684 | -674.0443 | 1717 | 1042.9557 | 6684 | -674.0443 | 1717 | 1042.9557 | 6684 | -1573.6722 | 1717 | 143.3278 | 6684 | -1922.8232 | 1717 | -205.8232 | 6684 | -1097.1751 | 1717 | 619.8249 | 6684 | -597.1751 | 1717 | 1119.8249
6685 | 878.1863 | 1017 | 1895.1863 | 6685 | 878.1863 | 1017 | 1895.1863 | 6685 | 482.4481 | 1017 | 1499.4481 | 6685 | -1669.2674 | 1717 | 47.7326 | 6685 | -1669.2674 | 1717 | 47.7326 | 6685 | -1669.2674 | 1717 | 47.7326 | 6685 | -994.9867 | 1709.2373 | 714.2506 | 6685 | -994.9867 | 1717 | 722.0133 | 6685 | -1002.7494 | 1717 | 714.2506
6686 | 449.557 | 1017 | 1466.557 | 6686 | -576.3062 | 1017 | 440.6938 | 6686 | 53.8188 | 1017 | 1070.8188 | 6686 | -1177.3114 | 1717 | 539.6886 | 6686 | -1177.3114 | 1717 | 539.6886 | 6686 | -1177.3114 | 1717 | 539.6886 | 6686 | -997.3747 | 1717 | 719.6253 | 6686 | -997.3747 | 1717 | 719.6253 | 6686 | -997.3747 | 1717 | 719.6253
6687 | 474.142 | 799.4532 | 1273.5952 | 6687 | 474.142 | 799.4532 | 1273.5952 | 6687 | 474.142 | 799.4532 | 1273.5952 | 6687 | -37.8929 | 1485.5837 | 1447.6908 | 6687 | -37.8929 | 1717 | 1679.1071 | 6687 | -37.8929 | 1717 | 1679.1071 | 6687 | -1378.0153 | 1717 | 338.9847 | 6687 | -1378.0153 | 1717 | 338.9847 | 6687 | -1378.0153 | 1717 | 338.9847
6688 | 406.184 | 701.2404 | 1107.4244 | 6688 | 406.184 | 701.2404 | 1107.4244 | 6688 | 406.184 | 701.2404 | 1107.4244 | 6688 | 136.5104 | 1113.9199 | 1250.4303 | 6688 | -83.4896 | 1717 | 1633.5104 | 6688 | -83.4896 | 1333.9199 | 1250.4303 | 6688 | -1534.6498 | 1666.0204 | 131.3706 | 6688 | -1534.6498 | 1717 | 182.3502 | 6688 | -1534.6498 | 1717 | 182.3502
6689 | -18.903 | 1017 | 998.097 | 6689 | -37.7757 | 1017 | 979.2243 | 6689 | -18.903 | 1017 | 998.097 | 6689 | -267.7111 | 1370.5038 | 1102.7927 | 6689 | -487.7111 | 1590.5038 | 1102.7927 | 6689 | -487.7111 | 1590.5038 | 1102.7927 | 6689 | -1700.0888 | 1717 | 16.9112 | 6689 | -1700.0888 | 1717 | 16.9112 | 6689 | -1700.0888 | 1717 | 16.9112
6690 | -62.2054 | 982.9661 | 920.7606 | 6690 | -62.2054 | 812.958 | 750.7525 | 6690 | 40.4946 | 812.958 | 853.4525 | 6690 | -203.7285 | -887.5891 | -1091.3176 | 6690 | -423.7285 | -667.5891 | -1091.3176 | 6690 | -423.7285 | -667.5891 | -1091.3176 | 6690 | -1669.082 | 1717 | 47.918 | 6690 | -1669.082 | 1717 | 47.918 | 6690 | -1669.082 | 1717 | 47.918
6691 | 228.4934 | 800.3726 | 1028.866 | 6691 | 8.4934 | 520.3726 | 528.866 | 6691 | 1000 | -366.8722 | 633.1278 | 6691 | -321.1665 | -689.4229 | -1010.5894 | 6691 | -321.1665 | -689.4229 | -1010.5894 | 6691 | -321.1665 | -689.4229 | -1010.5894 | 6691 | -1569.8758 | 1717 | 147.1242 | 6691 | -1569.8758 | 1717 | 147.1242 | 6691 | -1569.8758 | 1717 | 147.1242
6692 | 251.4864 | 1004.5628 | 1256.0493 | 6692 | 31.4864 | 724.5628 | 756.0493 | 6692 | 1000 | -139.6889 | 860.3111 | 6692 | -257.0672 | -176.2528 | -433.32 | 6692 | -257.0672 | -640.4842 | -897.5513 | 6692 | -257.0672 | -640.4842 | -897.5513 | 6692 | -1441.1364 | 1717 | 275.8636 | 6692 | -1441.1364 | 1717 | 275.8636 | 6692 | -1441.1364 | 1717 | 275.8636
6693 | 201.5791 | 1017 | 1218.5791 | 6693 | -18.4209 | 1017 | 998.5791 | 6693 | 1000 | -105.0663 | 894.9337 | 6693 | -311.5667 | -484.2117 | -795.7784 | 6693 | -311.5667 | 1717 | 1405.4333 | 6693 | -311.5667 | -484.2117 | -795.7784 | 6693 | -1330.3999 | 1717 | 386.6001 | 6693 | -1330.3999 | 1717 | 386.6001 | 6693 | -1330.3999 | 1717 | 386.6001
6694 | -201.2794 | 1017 | 815.7206 | 6694 | 1000 | -516.3611 | 483.6389 | 6694 | 1000 | -16.3611 | 983.6389 | 6694 | -505.9257 | -249.1028 | -755.0285 | 6694 | -505.9257 | -249.1028 | -755.0285 | 6694 | -505.9257 | -249.1028 | -755.0285 | 6694 | -1300.9639 | 1717 | 416.0361 | 6694 | -1300.9639 | 1717 | 416.0361 | 6694 | -1300.9639 | 1717 | 416.0361
6695 | -280.1884 | 1017 | 736.8116 | 6695 | -280.1884 | 1017 | 736.8116 | 6695 | 1000 | -25.1128 | 974.8872 | 6695 | -591.5484 | 1717 | 1125.4516 | 6695 | -591.5484 | -1143.7381 | -1735.2864 | 6695 | -591.5484 | -143.7381 | -735.2864 | 6695 | -1761.6912 | 1662.67 | -99.0212 | 6695 | -1290.9071 | 1717 | 426.0929 | 6695 | -1290.9071 | 1717 | 426.0929
6696 | -242.9347 | -491.0836 | -734.0183 | 6696 | -304.9444 | -929.0739 | -1234.0183 | 6696 | 1000 | 142.1103 | 1142.1103 | 6696 | -641.3365 | -75.2538 | -716.5903 | 6696 | -641.3365 | 1717 | 1075.6635 | 6696 | -641.3365 | 1717 | 1075.6635 | 6696 | -1768.7818 | 1685.6481 | -83.1336 | 6696 | -1275.0195 | 1717 | 441.9805 | 6696 | -1768.7818 | 1685.6481 | -83.1336
6697 | -47.417 | -678.828 | -726.245 | 6697 | 1000 | -665.5476 | 334.4524 | 6697 | 1000 | 230.1906 | 1230.1906 | 6697 | -596.7711 | -115.746 | -712.5171 | 6697 | -596.7711 | 1717 | 1120.2289 | 6697 | -596.7711 | 1717 | 1120.2289 | 6697 | -1274.7958 | 1717 | 442.2042 | 6697 | 1505.6723 | -1063.4681 | 442.2042 | 6697 | -1274.7958 | 1717 | 442.2042
6698 | -205.1123 | 1017 | 811.8877 | 6698 | 1000 | -1016 | -16 | 6698 | 1000 | -1016 | -16 | 6698 | -527.3131 | -204.8723 | -732.1854 | 6698 | -527.3131 | -240.6409 | -767.954 | 6698 | -527.3131 | -204.8723 | -732.1854 | 6698 | -1763.4612 | 1654.7966 | -108.6646 | 6698 | -1300.5505 | 1717 | 416.4495 | 6698 | -1300.5505 | 1717 | 416.4495
6699 | 84.239 | 933.2704 | 1017.5095 | 6699 | 1000 | -482.4905 | 517.5095 | 6699 | 84.239 | 933.2704 | 1017.5095 | 6699 | -212.656 | -575.8374 | -788.4935 | 6699 | -212.656 | -611.6061 | -824.2621 | 6699 | -212.656 | -575.8374 | -788.4935 | 6699 | -1363.3665 | 1717 | 353.6335 | 6699 | -1363.3665 | 1717 | 353.6335 | 6699 | -1363.3665 | 1717 | 353.6335
6700 | 444.1891 | 385.2614 | 829.4505 | 6700 | 444.1891 | 385.2614 | 829.4505 | 6700 | 444.1891 | 385.2614 | 829.4505 | 6700 | 192.7337 | -1173.9104 | -981.1768 | 6700 | 192.7337 | -1673.9104 | -1481.1768 | 6700 | 192.7337 | -1173.9104 | -981.1768 | 6700 | -1020.2084 | 1132.2166 | 112.0082 | 6700 | -1020.2084 | 1717 | 696.7916 | 6700 | -1020.2084 | 1717 | 696.7916
6701 | -261.1614 | 957.5996 | 696.4382 | 6701 | -261.1614 | 957.5996 | 696.4382 | 6701 | -261.1614 | 957.5996 | 696.4382 | 6701 | -531.311 | -603.9399 | -1135.251 | 6701 | -531.311 | -639.7086 | -1171.0196 | 6701 | -531.311 | -1103.9399 | -1635.251 | 6701 | -1594.9095 | 1517.2859 | -77.6236 | 6701 | -1594.9095 | 1717 | 122.0905 | 6701 | -1594.9095 | 1717 | 122.0905
6702 | -767.9676 | 1017 | 249.0324 | 6702 | -767.9676 | 1017 | 249.0324 | 6702 | -712.4259 | 1017 | 304.5741 | 6702 | -1241.7313 | 1717 | 475.2687 | 6702 | -1241.7313 | 1717 | 475.2687 | 6702 | -1241.7313 | -355.1874 | -1596.9187 | 6702 | -1536.8799 | 1513.9157 | -22.9642 | 6702 | -1536.8799 | 1513.9157 | -22.9642 | 6702 | -1536.8799 | 1513.9157 | -22.9642
6703 | -809.4903 | 1017 | 207.5097 | 6703 | -809.4903 | 1017 | 207.5097 | 6703 | -809.4903 | 1017 | 207.5097 | 6703 | -1370.7869 | 1717 | 346.2131 | 6703 | -1370.7869 | 535.9078 | -834.8791 | 6703 | -1370.7869 | 1717 | 346.2131 | 6703 | -1615.7699 | 1717 | 101.2301 | 6703 | -1413.4985 | 1717 | 303.5015 | 6703 | -1527.7699 | 1717 | 189.2301
6704 | -745.8195 | 1017 | 271.1805 | 6704 | -745.8195 | 1017 | 271.1805 | 6704 | -745.8195 | 1017 | 271.1805 | 6704 | -1328.3529 | 987.2919 | -341.0609 | 6704 | -1328.3529 | 987.2919 | -341.0609 | 6704 | -1328.3529 | 487.2919 | -841.0609 | 6704 | -1293.7178 | 1717 | 423.2822 | 6704 | -1512.4394 | 1717 | 204.5606 | 6704 | -1293.7178 | 1717 | 423.2822
6705 | -674.1468 | 1017 | 342.8532 | 6705 | -674.1468 | 1017 | 342.8532 | 6705 | -674.1468 | 1017 | 342.8532 | 6705 | -1267.638 | 1299.2954 | 31.6574 | 6705 | -1267.638 | 1717 | 449.362 | 6705 | -1267.638 | 1717 | 449.362 | 6705 | -829.8163 | 1717 | 887.1837 | 6705 | -1462.6823 | 1717 | 254.3177 | 6705 | -829.8163 | 1717 | 887.1837
6706 | -677.9748 | 1017 | 339.0252 | 6706 | -677.9748 | 1017 | 339.0252 | 6706 | -677.9748 | 1017 | 339.0252 | 6706 | -1269.9452 | 1422.3747 | 152.4295 | 6706 | -1269.9452 | 1717 | 447.0548 | 6706 | -1269.9452 | 1717 | 447.0548 | 6706 | -701.3843 | 1717 | 1015.6157 | 6706 | -1201.3843 | 1717 | 515.6157 | 6706 | -701.3843 | 1717 | 1015.6157
6707 | -696.7186 | 1017 | 320.2814 | 6707 | -696.7186 | 1017 | 320.2814 | 6707 | -696.7186 | 1017 | 320.2814 | 6707 | -1280.9124 | 1717 | 436.0876 | 6707 | -1280.9124 | 1717 | 436.0876 | 6707 | -1280.9124 | 868.8936 | -412.0188 | 6707 | -797.9407 | 1717 | 919.0593 | 6707 | -1297.9407 | 1717 | 419.0593 | 6707 | -797.9407 | 1717 | 919.0593
6708 | -630.6569 | 1017 | 386.3431 | 6708 | -630.6569 | 1017 | 386.3431 | 6708 | -393.3665 | 1017 | 623.6335 | 6708 | -1163.8404 | 1717 | 553.1596 | 6708 | -943.8404 | 1717 | 773.1596 | 6708 | -1163.8404 | 1717 | 553.1596 | 6708 | -1327.766 | 1717 | 389.234 | 6708 | -1034.4592 | 1717 | 682.5408 | 6708 | -1327.766 | 1717 | 389.234
6709 | 569.7475 | 487.9898 | 1057.7373 | 6709 | 569.7475 | 487.9898 | 1057.7373 | 6709 | 569.7475 | 487.9898 | 1057.7373 | 6709 | 462.8214 | -897.8565 | -435.0351 | 6709 | 682.8214 | -897.8565 | -215.0351 | 6709 | 462.8214 | -1397.8565 | -935.0351 | 6709 | -1385.8447 | 1616.4935 | 230.6488 | 6709 | -961.2371 | 1717 | 755.7629 | 6709 | -1350.6447 | 1717 | 366.3553
6710 | 1000 | -332.3039 | 667.6961 | 6710 | 1000 | -332.3039 | 667.6961 | 6710 | 1000 | -332.3039 | 667.6961 | 6710 | 2000 | -1716 | 284 | 6710 | 2000 | -1449.8695 | 550.1305 | 6710 | 2000 | -1716 | 284 | 6710 | 1319.1085 | -1143.4085 | 175.7 | 6710 | 1319.1085 | -1143.4085 | 175.7 | 6710 | 1319.1085 | -1143.4085 | 175.7
6711 | 1000 | -761.0025 | 238.9975 | 6711 | 1000 | -761.0025 | 238.9975 | 6711 | 1000 | -761.0025 | 238.9975 | 6711 | 2000 | -1716 | 284 | 6711 | 2000 | -1716 | 284 | 6711 | 2000 | -1716 | 284 | 6711 | 2000 | -1716 | 284 | 6711 | 2000 | -1111.3632 | 888.6368 | 6711 | 2000 | -1111.3632 | 888.6368
6712 | 1000 | -954.9907 | 45.0093 | 6712 | 1000 | -954.9907 | 45.0093 | 6712 | 1000 | -954.9907 | 45.0093 | 6712 | 2000 | -1716 | 284 | 6712 | 2000 | -1716 | 284 | 6712 | 2000 | -1716 | 284 | 6712 | 2000 | -1716 | 284 | 6712 | 2000 | -1385.7896 | 614.2104 | 6712 | 2000 | -1385.7896 | 614.2104
6713 | 1000 | -1016 | -16 | 6713 | 1000 | -1016 | -16 | 6713 | 1000 | -1016 | -16 | 6713 | 1828.6764 | -1716 | 112.6764 | 6713 | 1918.6764 | -1716 | 202.6764 | 6713 | 1918.6764 | -1716 | 202.6764 | 6713 | 1268.1272 | -1716 | -447.8728 | 6713 | 1256.3939 | -1319.0112 | -62.6173 | 6713 | 1256.3939 | -793.897 | 462.4968
6714 | 1000 | -1016 | -16 | 6714 | 1000 | -1016 | -16 | 6714 | 1000 | -1016 | -16 | 6714 | 1170.7021 | -1141.5072 | 29.195 | 6714 | 1170.7021 | -1141.5072 | 29.195 | 6714 | 1170.7021 | -1141.5072 | 29.195 | 6714 | 250.6377 | 149.5962 | 400.2339 | 6714 | 250.6377 | 149.5962 | 400.2339 | 6714 | 250.6377 | 149.5962 | 400.2339
6715 | 1000 | -1016 | -16 | 6715 | 1000 | -1016 | -16 | 6715 | 1000 | -1016 | -16 | 6715 | 1392.7716 | -1380.721 | 12.0507 | 6715 | 1392.7716 | -1346.6466 | 46.125 | 6715 | 1392.7716 | -1346.6466 | 46.125 | 6715 | 443.2519 | -38.8016 | 404.4503 | 6715 | 443.2519 | -38.8016 | 404.4503 | 6715 | 443.2519 | -38.8016 | 404.4503
6716 | 1000 | -1016 | -16 | 6716 | 1000 | -845.1969 | 154.8031 | 6716 | 1000 | -845.1969 | 154.8031 | 6716 | 1503.2843 | -1415.5193 | 87.765 | 6716 | 1503.2843 | -915.5193 | 587.765 | 6716 | 1503.2843 | -915.5193 | 587.765 | 6716 | 550.8127 | -55.8212 | 494.9915 | 6716 | 550.8127 | -55.8212 | 494.9915 | 6716 | 550.8127 | -55.8212 | 494.9915
6717 | 1000 | -994.2205 | 5.7795 | 6717 | 1000 | -494.2205 | 505.7795 | 6717 | 1000 | -494.2205 | 505.7795 | 6717 | 1806.1056 | -1589.7514 | 216.3543 | 6717 | 1806.1056 | -1089.7514 | 716.3543 | 6717 | 1806.1056 | -1089.7514 | 716.3543 | 6717 | 958.6823 | -347.32 | 611.3623 | 6717 | 958.6823 | 152.68 | 1111.3623 | 6717 | 958.6823 | 152.68 | 1111.3623
6718 | 1000 | -1016 | -16 | 6718 | 1000 | -558.2313 | 441.7687 | 6718 | 1000 | -558.2313 | 441.7687 | 6718 | 2000 | -1716 | 284 | 6718 | 2000 | -1379.4492 | 620.5508 | 6718 | 2000 | -1379.4492 | 620.5508 | 6718 | 1580.2874 | -1093.5006 | 486.7868 | 6718 | 1580.2874 | -593.5006 | 986.7868 | 6718 | 1580.2874 | -593.5006 | 986.7868
6719 | 1000 | -1016 | -16 | 6719 | 1000 | -653.8573 | 346.1427 | 6719 | 1000 | -653.8573 | 346.1427 | 6719 | 2000 | -1716 | 284 | 6719 | 2000 | -1495.0617 | 504.9383 | 6719 | 2000 | -1495.0617 | 504.9383 | 6719 | 1919.5211 | -1564.5552 | 354.9659 | 6719 | 1919.5211 | -1064.5552 | 854.9659 | 6719 | 1919.5211 | -1064.5552 | 854.9659
6720 | 1000 | -819.8034 | 180.1966 | 6720 | 1000 | 43.7491 | 1043.7491 | 6720 | 1000 | -486.536 | 513.464 | 6720 | 2000 | -1490.163 | 509.837 | 6720 | 2000 | -833.9252 | 1166.0748 | 6720 | 2000 | -1347.7445 | 652.2555 | 6720 | 2000 | -641.672 | 1358.328 | 6720 | 2000 | -487.4049 | 1512.5951 | 6720 | 2000 | -1017.69 | 982.31
6721 | 928.6658 | -1016 | -87.3342 | 6721 | 1000 | -1016 | -16 | 6721 | 1000 | -1016 | -16 | 6721 | 1789.6402 | -1716 | 73.6402 | 6721 | 1789.6402 | -1716 | 73.6402 | 6721 | 1789.6402 | -1716 | 73.6402 | 6721 | 2000 | -1716 | 284 | 6721 | 2000 | -1278.3235 | 721.6765 | 6721 | 2000 | -1328.8525 | 671.1475
6722 | 767.066 | -1016 | -248.934 | 6722 | 1000 | -1016 | -16 | 6722 | 1000 | -1016 | -16 | 6722 | 1606.0888 | -1716 | -109.9112 | 6722 | 1606.0888 | -1716 | -109.9112 | 6722 | 1606.0888 | -1716 | -109.9112 | 6722 | 2000 | -1716 | 284 | 6722 | 2000 | -1392.7902 | 607.2098 | 6722 | 2000 | -1478.3326 | 521.6674
6723 | 828.3687 | -1016 | -187.6313 | 6723 | 1000 | -1016 | -16 | 6723 | 1000 | -1016 | -16 | 6723 | 1517.5557 | -1716 | -198.4443 | 6723 | 1517.5557 | -1716 | -198.4443 | 6723 | 1482.8839 | -1716 | -233.1161 | 6723 | 2000 | -1716 | 284 | 6723 | 2000 | -1147.0683 | 852.9317 | 6723 | 2000 | -1591.811 | 408.189
6724 | 1000 | -1016 | -16 | 6724 | 1000 | -1016 | -16 | 6724 | 1000 | -1016 | -16 | 6724 | 1677.1791 | -1716 | -38.8209 | 6724 | 1677.1791 | -1716 | -38.8209 | 6724 | 1619.1945 | -1716 | -96.8055 | 6724 | 2000 | -1716 | 284 | 6724 | 2000 | -1716 | 284 | 6724 | 2000 | -1716 | 284
6725 | 714.9922 | -1016 | -301.0078 | 6725 | 1000 | -1016 | -16 | 6725 | 1000 | -1016 | -16 | 6725 | 1714.7254 | -1716 | -1.2746 | 6725 | 1666.5872 | -1716 | -49.4128 | 6725 | 1124.5254 | -1716 | -591.4746 | 6725 | 1389.3331 | -1716 | -326.6669 | 6725 | 1511.741 | -1716 | -204.259 | 6725 | 1511.741 | -1716 | -204.259
6726 | 467.1052 | -1016 | -548.8948 | 6726 | 964.1535 | -1016 | -51.8465 | 6726 | 964.1535 | -1016 | -51.8465 | 6726 | 1149.201 | -1716 | -566.799 | 6726 | 1149.201 | -1716 | -566.799 | 6726 | 1149.201 | -1716 | -566.799 | 6726 | 689.317 | -1212.066 | -522.749 | 6726 | 689.317 | -1212.066 | -522.749 | 6726 | 689.317 | -1212.066 | -522.749
6727 | 656.9628 | -1016 | -359.0372 | 6727 | 549.7971 | -1016 | -466.2029 | 6727 | 549.7971 | -1016 | -466.2029 | 6727 | 1238.1076 | -1716 | -477.8924 | 6727 | 1058.1076 | -1716 | -657.8924 | 6727 | 1058.1076 | -1716 | -657.8924 | 6727 | 901.4232 | -1055.9909 | -154.5677 | 6727 | 909.6994 | -1064.2672 | -154.5677 | 6727 | 909.6994 | -1064.2672 | -154.5677
6728 | 1000 | -1016 | -16 | 6728 | 611.1348 | -1016 | -404.8652 | 6728 | 591.496 | -1016 | -424.504 | 6728 | 1324.1948 | -1716 | -391.8052 | 6728 | 1324.1948 | -1716 | -391.8052 | 6728 | 1059.3957 | -1716 | -656.6043 | 6728 | 1134.1798 | -706.6595 | 427.5203 | 6728 | 1134.1798 | -706.6595 | 427.5203 | 6728 | 1134.1798 | -706.6595 | 427.5203
6729 | 1000 | -974.8778 | 25.1222 | 6729 | 936.8604 | -1016 | -79.1396 | 6729 | 936.8604 | -1016 | -79.1396 | 6729 | 1448.3099 | -1422.7086 | 25.6013 | 6729 | 1448.3099 | -1716 | -267.6901 | 6729 | 1241.6013 | -1716 | -474.3987 | 6729 | 878.5451 | 91.2917 | 969.8368 | 6729 | 878.5451 | -408.7083 | 469.8368 | 6729 | 878.5451 | -408.7083 | 469.8368
6730 | 1000 | -730.7303 | 269.2697 | 6730 | 785.2697 | -1016 | -230.7303 | 6730 | 785.2697 | -1016 | -230.7303 | 6730 | 1322.938 | -971.4421 | 351.4959 | 6730 | 1322.938 | -1471.4421 | -148.5041 | 6730 | 1322.938 | -1471.4421 | -148.5041 | 6730 | 678.8225 | 114.1136 | 792.9362 | 6730 | 820.1396 | -804.7393 | 15.4004 | 6730 | 1015.907 | -736.5344 | 279.3726
6731 | -552.297 | 49.2505 | -503.0466 | 6731 | -552.297 | -510.2819 | -1062.5789 | 6731 | -552.297 | 343.5694 | -208.7276 | 6731 | 246.864 | -1162.071 | -915.2069 | 6731 | 285.8041 | -1250.8679 | -965.0638 | 6731 | 323.728 | -472.0349 | -148.3069 | 6731 | -1265.4756 | 1308.7772 | 43.3015 | 6731 | -1265.4756 | 1541.1515 | 275.6759 | 6731 | -1265.4756 | 1717 | 451.5244
6732 | -491.7261 | -505.1196 | -996.8456 | 6732 | -491.7261 | -132.098 | -623.8241 | 6732 | -491.7261 | 261.7804 | -229.9456 | 6732 | 625.7462 | -787.4393 | -161.6931 | 6732 | 586.8061 | -1016.5581 | -429.7519 | 6732 | 657.8898 | -613.8387 | 44.0511 | 6732 | -1203.2856 | 1717 | 513.7144 | 6732 | -1203.2856 | 1717 | 513.7144 | 6732 | -1203.2856 | 1717 | 513.7144
6733 | 1000 | -804.7779 | 195.2221 | 6733 | 711.2221 | -1016 | -304.7779 | 6733 | 711.2221 | -1016 | -304.7779 | 6733 | 2000 | -1716 | 284 | 6733 | 1588.5747 | -1716 | -127.4253 | 6733 | 1588.5747 | -1716 | -127.4253 | 6733 | 1304.6141 | -375.7394 | 928.8747 | 6733 | 1298.8613 | -1716 | -417.1387 | 6733 | 1287.599 | -858.7243 | 428.8747
6734 | 1000 | -1016 | -16 | 6734 | 1000 | -1016 | -16 | 6734 | 1000 | -1016 | -16 | 6734 | 2000 | -1716 | 284 | 6734 | 2000 | -1716 | 284 | 6734 | 2000 | -1716 | 284 | 6734 | 2000 | -1716 | 284 | 6734 | 2000 | -1716 | 284 | 6734 | 2000 | -1716 | 284
6735 | 1000 | -1016 | -16 | 6735 | 1000 | -1016 | -16 | 6735 | 1000 | -1016 | -16 | 6735 | 1976.8471 | -1716 | 260.8471 | 6735 | 2000 | -1716 | 284 | 6735 | 2000 | -1716 | 284 | 6735 | 2000 | -1716 | 284 | 6735 | 2000 | -1716 | 284 | 6735 | 2000 | -1716 | 284
6736 | 1000 | -1016 | -16 | 6736 | 1000 | -1016 | -16 | 6736 | 1000 | -1016 | -16 | 6736 | 2000 | -1716 | 284 | 6736 | 2000 | -1716 | 284 | 6736 | 2000 | -1716 | 284 | 6736 | 2000 | -1716 | 284 | 6736 | 2000 | -1716 | 284 | 6736 | 2000 | -1716 | 284
6737 | 1000 | -1016 | -16 | 6737 | 1000 | -1016 | -16 | 6737 | 1000 | -1016 | -16 | 6737 | 2000 | -1716 | 284 | 6737 | 2000 | -1716 | 284 | 6737 | 2000 | -1716 | 284 | 6737 | 2000 | -1716 | 284 | 6737 | 2000 | -1716 | 284 | 6737 | 2000 | -1716 | 284
6738 | 1000 | -1016 | -16 | 6738 | 1000 | -1016 | -16 | 6738 | 1000 | -1016 | -16 | 6738 | 2000 | -1716 | 284 | 6738 | 2000 | -1716 | 284 | 6738 | 2000 | -1716 | 284 | 6738 | 2000 | -1716 | 284 | 6738 | 2000 | -1716 | 284 | 6738 | 2000 | -1716 | 284
6739 | 1000 | -1016 | -16 | 6739 | 1000 | -1016 | -16 | 6739 | 1000 | -1016 | -16 | 6739 | 2000 | -1716 | 284 | 6739 | 2000 | -1716 | 284 | 6739 | 2000 | -1716 | 284 | 6739 | 2000 | -1716 | 284 | 6739 | 2000 | -1716 | 284 | 6739 | 2000 | -1716 | 284
6740 | 1000 | -1016 | -16 | 6740 | 1000 | -1016 | -16 | 6740 | 1000 | -1016 | -16 | 6740 | 2000 | -1716 | 284 | 6740 | 2000 | -1716 | 284 | 6740 | 2000 | -1716 | 284 | 6740 | 2000 | -1716 | 284 | 6740 | 2000 | -1716 | 284 | 6740 | 2000 | -1716 | 284
6741 | 1000 | -1016 | -16 | 6741 | 1000 | -1016 | -16 | 6741 | 1000 | -1016 | -16 | 6741 | 1963.0578 | -1716 | 247.0578 | 6741 | 2000 | -1716 | 284 | 6741 | 2000 | -1716 | 284 | 6741 | 2000 | -1667.2672 | 332.7328 | 6741 | 2000 | -1667.2672 | 332.7328 | 6741 | 2000 | -1667.2672 | 332.7328
6742 | 1000 | -1016 | -16 | 6742 | 1000 | -1016 | -16 | 6742 | 1000 | -1016 | -16 | 6742 | 2000 | -1716 | 284 | 6742 | 2000 | -1716 | 284 | 6742 | 2000 | -1716 | 284 | 6742 | 2000 | -1537.1826 | 462.8174 | 6742 | 2000 | -1537.1826 | 462.8174 | 6742 | 2000 | -1537.1826 | 462.8174
6743 | 1000 | -1016 | -16 | 6743 | 1000 | -1016 | -16 | 6743 | 1000 | -1016 | -16 | 6743 | 2000 | -1716 | 284 | 6743 | 2000 | -1716 | 284 | 6743 | 2000 | -1716 | 284 | 6743 | 2000 | -1523.1508 | 476.8492 | 6743 | 2000 | -1523.1508 | 476.8492 | 6743 | 2000 | -1523.1508 | 476.8492
6744 | 1000 | -1016 | -16 | 6744 | 1000 | -1016 | -16 | 6744 | 1000 | -1016 | -16 | 6744 | 2000 | -1716 | 284 | 6744 | 2000 | -1716 | 284 | 6744 | 2000 | -1716 | 284 | 6744 | 2000 | -1474.4527 | 525.5473 | 6744 | 2000 | -1474.4527 | 525.5473 | 6744 | 2000 | -1474.4527 | 525.5473
6745 | 1000 | -1016 | -16 | 6745 | 1000 | -1016 | -16 | 6745 | 1000 | -1016 | -16 | 6745 | 1937.8277 | -1716 | 221.8277 | 6745 | 2000 | -1716 | 284 | 6745 | 2000 | -1716 | 284 | 6745 | 2000 | -1607.2409 | 392.7591 | 6745 | 2000 | -1607.2409 | 392.7591 | 6745 | 2000 | -1607.2409 | 392.7591
6746 | 1000 | -1016 | -16 | 6746 | 1000 | -1016 | -16 | 6746 | 1000 | -1016 | -16 | 6746 | 1911.6777 | -1716 | 195.6777 | 6746 | 2000 | -1716 | 284 | 6746 | 2000 | -1716 | 284 | 6746 | 2000 | -1638.9372 | 361.0628 | 6746 | 2000 | -1638.9372 | 361.0628 | 6746 | 2000 | -1638.9372 | 361.0628
6747 | 1000 | -1016 | -16 | 6747 | 1000 | -1016 | -16 | 6747 | 1000 | -1016 | -16 | 6747 | 1853.1209 | -1716 | 137.1209 | 6747 | 2000 | -1716 | 284 | 6747 | 2000 | -1716 | 284 | 6747 | 2000 | -1702.3931 | 297.6069 | 6747 | 2000 | -1702.3931 | 297.6069 | 6747 | 2000 | -1702.3931 | 297.6069
6748 | 1000 | -1016 | -16 | 6748 | 1000 | -1016 | -16 | 6748 | 1000 | -1016 | -16 | 6748 | 1906.0318 | -1716 | 190.0318 | 6748 | 2000 | -1716 | 284 | 6748 | 2000 | -1716 | 284 | 6748 | 2000 | -1716 | 284 | 6748 | 2000 | -1716 | 284 | 6748 | 2000 | -1716 | 284
6749 | 1000 | -1016 | -16 | 6749 | 1000 | -1016 | -16 | 6749 | 1000 | -1016 | -16 | 6749 | 1733.7294 | -1716 | 17.7294 | 6749 | 2000 | -1716 | 284 | 6749 | 2000 | -1716 | 284 | 6749 | 2000 | -1716 | 284 | 6749 | 2000 | -1716 | 284 | 6749 | 2000 | -1716 | 284
6750 | 1000 | -1016 | -16 | 6750 | 1000 | -1016 | -16 | 6750 | 1000 | -1016 | -16 | 6750 | 1622.1573 | -1716 | -93.8427 | 6750 | 1622.1573 | -1716 | -93.8427 | 6750 | 1622.1573 | -1716 | -93.8427 | 6750 | 2000 | -1716 | 284 | 6750 | 2000 | -1410.4655 | 589.5345 | 6750 | 2000 | -1716 | 284
6751 | 1000 | -1016 | -16 | 6751 | 1000 | -1016 | -16 | 6751 | 1000 | -1016 | -16 | 6751 | 1556.1677 | -1716 | -159.8323 | 6751 | 1641.0433 | -1716 | -74.9567 | 6751 | 1556.1677 | -1716 | -159.8323 | 6751 | 1744.6899 | -1716 | 28.6899 | 6751 | 1756.0665 | -1330.6928 | 425.3738 | 6751 | 1756.0665 | -1707.8408 | 48.2257
6752 | 574.5217 | -1016 | -441.4783 | 6752 | 480.7324 | -1016 | -535.2676 | 6752 | 74.5217 | -1016 | -941.4783 | 6752 | 1489.9288 | -1683.771 | -193.8422 | 6752 | 1489.9288 | -1683.771 | -193.8422 | 6752 | 1489.9288 | -1683.771 | -193.8422 | 6752 | 1081.1137 | -984.0682 | 97.0455 | 6752 | 1259.6701 | -662.6246 | 597.0455 | 6752 | 1259.6701 | -989.9833 | 269.6868
6753 | 630.2923 | -1016 | -385.7077 | 6753 | 213.3414 | -1016 | -802.6586 | 6753 | 213.3414 | -1016 | -802.6586 | 6753 | 1353.8631 | -1467.9595 | -114.0964 | 6753 | 1353.8631 | -1467.9595 | -114.0964 | 6753 | 1353.8631 | -1467.9595 | -114.0964 | 6753 | -957.7388 | 1212.678 | 254.9392 | 6753 | -957.7388 | 1212.678 | 254.9392 | 6753 | -957.7388 | 1212.678 | 254.9392
6754 | -471.2866 | -1016 | -1487.2866 | 6754 | -471.2866 | -1016 | -1487.2866 | 6754 | -471.2866 | -738.9158 | -1210.2024 | 6754 | -902.946 | -1070.4996 | -1973.4456 | 6754 | -902.946 | 429.5004 | -473.4456 | 6754 | -902.946 | 429.5004 | -473.4456 | 6754 | -1018.2919 | 1451.233 | 432.9411 | 6754 | -1018.2919 | 1451.233 | 432.9411 | 6754 | -1018.2919 | 1451.233 | 432.9411
6755 | -502.8976 | 456.5566 | -46.341 | 6755 | -502.8976 | -1016 | -1518.8976 | 6755 | -502.8976 | -439.1816 | -942.0793 | 6755 | -945.5218 | 705.0993 | -240.4225 | 6755 | -945.5218 | 600.9791 | -344.5427 | 6755 | -945.5218 | 600.9791 | -344.5427 | 6755 | -1071.8326 | 1650.3828 | 578.5502 | 6755 | -1071.8326 | 1650.3828 | 578.5502 | 6755 | -1071.8326 | 1650.3828 | 578.5502
6756 | -552.566 | -311.2218 | -863.7878 | 6756 | -552.566 | -420.9142 | -973.4802 | 6756 | -552.566 | -582.3789 | -1134.9448 | 6756 | -1009.2671 | 405.0772 | -604.1899 | 6756 | -973.02 | 677.0747 | -295.9453 | 6756 | -1009.2671 | 405.0772 | -604.1899 | 6756 | -1149.6548 | 1717 | 567.3452 | 6756 | -1149.6548 | 1717 | 567.3452 | 6756 | -1149.6548 | 1717 | 567.3452
6757 | -590.1282 | -1016 | -1606.1282 | 6757 | -590.1282 | -1016 | -1606.1282 | 6757 | -590.1282 | -460.7082 | -1050.8364 | 6757 | -1052.9429 | 227.6767 | -825.2662 | 6757 | -674.6177 | 227.6767 | -446.9409 | 6757 | -885.3932 | 227.6767 | -657.7165 | 6757 | -1105.8646 | 1559.1303 | 453.2657 | 6757 | -1105.8646 | 1559.1303 | 453.2657 | 6757 | -1105.8646 | 1559.1303 | 453.2657
6758 | 704.7043 | -1016 | -311.2957 | 6758 | 704.7043 | -1016 | -311.2957 | 6758 | 704.7043 | -1016 | -311.2957 | 6758 | 1600.3863 | -1716 | -115.6137 | 6758 | 1600.3863 | -1716 | -115.6137 | 6758 | 1600.3863 | -1716 | -115.6137 | 6758 | 113.8311 | 124.7816 | 238.6128 | 6758 | 113.8311 | 124.7816 | 238.6128 | 6758 | 113.8311 | 124.7816 | 238.6128
6759 | 1000 | -1016 | -16 | 6759 | 1000 | -1016 | -16 | 6759 | 1000 | -1016 | -16 | 6759 | 1750.9615 | -1716 | 34.9615 | 6759 | 2000 | -1716 | 284 | 6759 | 2000 | -1716 | 284 | 6759 | 1897.4084 | -1716 | 181.4084 | 6759 | 2000 | -1716 | 284 | 6759 | 2000 | -1716 | 284
6760 | 1000 | -1016 | -16 | 6760 | 1000 | -1016 | -16 | 6760 | 1000 | -1016 | -16 | 6760 | 1865.6285 | -1716 | 149.6285 | 6760 | 2000 | -1716 | 284 | 6760 | 2000 | -1716 | 284 | 6760 | 2000 | -1716 | 284 | 6760 | 2000 | -1716 | 284 | 6760 | 2000 | -1716 | 284
6761 | 1000 | -1016 | -16 | 6761 | 1000 | -1016 | -16 | 6761 | 1000 | -1016 | -16 | 6761 | 1949.5116 | -1716 | 233.5116 | 6761 | 2000 | -1716 | 284 | 6761 | 1972.5116 | -1716 | 256.5116 | 6761 | 2000 | -1716 | 284 | 6761 | 2000 | -1716 | 284 | 6761 | 2000 | -1716 | 284
6762 | 1000 | -1016 | -16 | 6762 | 1000 | -1016 | -16 | 6762 | 1000 | -1016 | -16 | 6762 | 1935.5544 | -1716 | 219.5544 | 6762 | 2000 | -1716 | 284 | 6762 | 1958.5544 | -1716 | 242.5544 | 6762 | 2000 | -1716 | 284 | 6762 | 2000 | -1716 | 284 | 6762 | 2000 | -1716 | 284
6763 | 1000 | -1016 | -16 | 6763 | 1000 | -1016 | -16 | 6763 | 1000 | -1016 | -16 | 6763 | 2000 | -1716 | 284 | 6763 | 2000 | -1716 | 284 | 6763 | 2000 | -1716 | 284 | 6763 | 2000 | -1716 | 284 | 6763 | 2000 | -1716 | 284 | 6763 | 2000 | -1716 | 284
6764 | 1000 | -1016 | -16 | 6764 | 1000 | -1016 | -16 | 6764 | 1000 | -1016 | -16 | 6764 | 2000 | -1716 | 284 | 6764 | 2000 | -1716 | 284 | 6764 | 2000 | -1716 | 284 | 6764 | 2000 | -1716 | 284 | 6764 | 2000 | -1716 | 284 | 6764 | 2000 | -1716 | 284
6765 | 1000 | -1016 | -16 | 6765 | 1000 | -1016 | -16 | 6765 | 1000 | -1016 | -16 | 6765 | 2000 | -1716 | 284 | 6765 | 2000 | -1716 | 284 | 6765 | 2000 | -1716 | 284 | 6765 | 2000 | -1586.8688 | 413.1312 | 6765 | 2000 | -1586.8688 | 413.1312 | 6765 | 2000 | -1586.8688 | 413.1312
6766 | 1000 | -1016 | -16 | 6766 | 1000 | -1016 | -16 | 6766 | 1000 | -1016 | -16 | 6766 | 1922.477 | -1716 | 206.477 | 6766 | 2000 | -1716 | 284 | 6766 | 2000 | -1716 | 284 | 6766 | 2000 | -1716 | 284 | 6766 | 2000 | -1716 | 284 | 6766 | 2000 | -1716 | 284
6767 | 1000 | -1016 | -16 | 6767 | 1000 | -1016 | -16 | 6767 | 1000 | -1016 | -16 | 6767 | 2000 | -1716 | 284 | 6767 | 2000 | -1716 | 284 | 6767 | 2000 | -1716 | 284 | 6767 | 2000 | -1716 | 284 | 6767 | 2000 | -1716 | 284 | 6767 | 2000 | -1716 | 284
6768 | 1000 | -1016 | -16 | 6768 | 1000 | -1016 | -16 | 6768 | 1000 | -1016 | -16 | 6768 | 2000 | -1716 | 284 | 6768 | 2000 | -1716 | 284 | 6768 | 2000 | -1716 | 284 | 6768 | 2000 | -1716 | 284 | 6768 | 2000 | -1716 | 284 | 6768 | 2000 | -1716 | 284
6769 | 1000 | -1016 | -16 | 6769 | 1000 | -1016 | -16 | 6769 | 1000 | -1016 | -16 | 6769 | 2000 | -1716 | 284 | 6769 | 2000 | -1716 | 284 | 6769 | 2000 | -1716 | 284 | 6769 | 2000 | -1716 | 284 | 6769 | 2000 | -1716 | 284 | 6769 | 2000 | -1716 | 284
6770 | 1000 | -1016 | -16 | 6770 | 1000 | -1016 | -16 | 6770 | 1000 | -1016 | -16 | 6770 | 2000 | -1716 | 284 | 6770 | 2000 | -1716 | 284 | 6770 | 2000 | -1716 | 284 | 6770 | 2000 | -1716 | 284 | 6770 | 2000 | -1228.1443 | 771.8557 | 6770 | 2000 | -1716 | 284
6771 | 1000 | -1016 | -16 | 6771 | 1000 | -1016 | -16 | 6771 | 1000 | -1016 | -16 | 6771 | 2000 | -1716 | 284 | 6771 | 2000 | -1716 | 284 | 6771 | 2000 | -1716 | 284 | 6771 | 2000 | -1716 | 284 | 6771 | 2000 | -1716 | 284 | 6771 | 2000 | -1716 | 284
6772 | 1000 | -1016 | -16 | 6772 | 1000 | -1016 | -16 | 6772 | 1000 | -1016 | -16 | 6772 | 1944.2926 | -1716 | 228.2926 | 6772 | 1944.2926 | -1716 | 228.2926 | 6772 | 1944.2926 | -1716 | 228.2926 | 6772 | 2000 | -1716 | 284 | 6772 | 2000 | -1716 | 284 | 6772 | 2000 | -1716 | 284
6773 | 1000 | -1016 | -16 | 6773 | 1000 | -1016 | -16 | 6773 | 1000 | -1016 | -16 | 6773 | 1996.9833 | -1716 | 280.9833 | 6773 | 1996.9833 | -1716 | 280.9833 | 6773 | 1996.9833 | -1716 | 280.9833 | 6773 | 2000 | -1716 | 284 | 6773 | 2000 | -1716 | 284 | 6773 | 2000 | -1716 | 284
6774 | 1000 | -1016 | -16 | 6774 | 1000 | -1016 | -16 | 6774 | 1000 | -1016 | -16 | 6774 | 2000 | -1716 | 284 | 6774 | 2000 | -1716 | 284 | 6774 | 2000 | -1716 | 284 | 6774 | 2000 | -1716 | 284 | 6774 | 2000 | -1716 | 284 | 6774 | 2000 | -1716 | 284
6775 | 1000 | -1016 | -16 | 6775 | 1000 | -1016 | -16 | 6775 | 1000 | -1016 | -16 | 6775 | 1734.5461 | -1716 | 18.5461 | 6775 | 1734.5461 | -1716 | 18.5461 | 6775 | 1734.5461 | -1716 | 18.5461 | 6775 | 998.0961 | -949.3337 | 48.7624 | 6775 | 1438.0961 | -1716 | -277.9039 | 6775 | 1321.7419 | -1716 | -394.2581
6776 | 914.2534 | -1016 | -101.7466 | 6776 | 914.2534 | -1016 | -101.7466 | 6776 | 914.2534 | -1016 | -101.7466 | 6776 | 1910.6747 | -1716 | 194.6747 | 6776 | 1910.6747 | -1716 | 194.6747 | 6776 | 1910.6747 | -1716 | 194.6747 | 6776 | 977.9614 | -1297.8402 | -319.8788 | 6776 | 1197.9614 | -1648.1885 | -450.2271 | 6776 | 1197.9614 | -1517.8402 | -319.8788
6777 | 1000 | -965.569 | 34.431 | 6777 | 1000 | -1016 | -16 | 6777 | 1000 | -1016 | -16 | 6777 | 1620.9487 | -1716 | -95.0513 | 6777 | 1561.3729 | -1148.4051 | 412.9679 | 6777 | 1620.9487 | -1716 | -95.0513 | 6777 | 812.0581 | -882.4944 | -70.4362 | 6777 | 452.0581 | -522.4944 | -70.4362 | 6777 | 812.0581 | -1382.4944 | -570.4362
6778 | -745.3896 | 853.1676 | 107.778 | 6778 | -745.3896 | -330.871 | -1076.2606 | 6778 | -745.3896 | 207.0189 | -538.3707 | 6778 | -4.0747 | 524.1445 | 520.0698 | 6778 | 2.6142 | -505.5222 | -502.908 | 6778 | 2.6142 | 17.4556 | 20.0698 | 6778 | -1521.3845 | 1582.4608 | 61.0763 | 6778 | -1521.3845 | 1082.4608 | -438.9237 | 6778 | -1521.3845 | 1582.4608 | 61.0763
6779 | -839.8426 | 1017 | 177.1574 | 6779 | -839.8426 | -414.7422 | -1254.5848 | 6779 | -839.8426 | 295.0976 | -544.7449 | 6779 | -1391.1399 | 1717 | 325.8601 | 6779 | -1297.8816 | 1717 | 419.1184 | 6779 | -1391.1399 | 1519.7316 | 128.5917 | 6779 | -1579.1175 | 1717 | 137.8825 | 6779 | -1626.1238 | 1264.0063 | -362.1175 | 6779 | -1579.1175 | 1717 | 137.8825
6780 | -853.8657 | 1017 | 163.1343 | 6780 | -853.8657 | 869.4133 | 15.5476 | 6780 | -853.8657 | 869.4133 | 15.5476 | 6780 | -1403.457 | 1717 | 313.543 | 6780 | -1229.7587 | 1717 | 487.2413 | 6780 | -1290.5653 | 1717 | 426.4347 | 6780 | -1501.8015 | 1717 | 215.1985 | 6780 | -1501.8015 | 1717 | 215.1985 | 6780 | -1501.8015 | 1717 | 215.1985
6781 | -302.9799 | 835.7066 | 532.7268 | 6781 | -302.9799 | 335.7066 | 32.7268 | 6781 | -302.9799 | 335.7066 | 32.7268 | 6781 | 2000 | -1716 | 284 | 6781 | 2000 | -1007.8662 | 992.1338 | 6781 | 2000 | -1716 | 284 | 6781 | -1316.9951 | 1659.1397 | 342.1446 | 6781 | -1096.9951 | 939.1397 | -157.8554 | 6781 | -1096.9951 | 939.1397 | -157.8554
6782 | 1000 | -604.5579 | 395.4421 | 6782 | 1000 | -604.5579 | 395.4421 | 6782 | 1000 | -604.5579 | 395.4421 | 6782 | 2000 | -1716 | 284 | 6782 | 2000 | -1716 | 284 | 6782 | 2000 | -1716 | 284 | 6782 | 2000 | -1716 | 284 | 6782 | 2000 | -527.359 | 1472.641 | 6782 | 2000 | -527.359 | 1472.641
6783 | 1000 | -901.7855 | 98.2145 | 6783 | 1000 | -901.7855 | 98.2145 | 6783 | 1000 | -901.7855 | 98.2145 | 6783 | 2000 | -1716 | 284 | 6783 | 2000 | -1716 | 284 | 6783 | 2000 | -1716 | 284 | 6783 | 2000 | -927.282 | 1072.718 | 6783 | 2000 | -1427.282 | 572.718 | 6783 | 2000 | -927.282 | 1072.718
6784 | 1000 | -1016 | -16 | 6784 | 1000 | -1016 | -16 | 6784 | 1000 | -1016 | -16 | 6784 | 2000 | -1716 | 284 | 6784 | 2000 | -1716 | 284 | 6784 | 2000 | -1716 | 284 | 6784 | 2000 | -1716 | 284 | 6784 | 2000 | -1580.6698 | 419.3302 | 6784 | 2000 | -1580.6698 | 419.3302
6785 | 1000 | -796.8023 | 203.1977 | 6785 | 1000 | -796.8023 | 203.1977 | 6785 | 1000 | -796.8023 | 203.1977 | 6785 | 2000 | -1716 | 284 | 6785 | 2000 | -1716 | 284 | 6785 | 2000 | -1716 | 284 | 6785 | 2000 | -796.7741 | 1203.2259 | 6785 | 2000 | -1716 | 284 | 6785 | 2000 | -1716 | 284
6786 | 1000 | -704.8318 | 295.1682 | 6786 | 1000 | -704.8318 | 295.1682 | 6786 | 1000 | -704.8318 | 295.1682 | 6786 | 2000 | -1716 | 284 | 6786 | 2000 | -1716 | 284 | 6786 | 2000 | -1716 | 284 | 6786 | 2000 | -723.5348 | 1276.4652 | 6786 | 2000 | -1716 | 284 | 6786 | 2000 | -1716 | 284
6787 | 1000 | -650.4189 | 349.5811 | 6787 | 1000 | -650.4189 | 349.5811 | 6787 | 1000 | -650.4189 | 349.5811 | 6787 | 2000 | -1716 | 284 | 6787 | 2000 | -1716 | 284 | 6787 | 2000 | -1716 | 284 | 6787 | 2000 | -1716 | 284 | 6787 | 2000 | -639.2241 | 1360.7759 | 6787 | 2000 | -1139.2241 | 860.7759
6788 | 1000 | -462.0359 | 537.9641 | 6788 | 1000 | -462.0359 | 537.9641 | 6788 | 1000 | -462.0359 | 537.9641 | 6788 | 2000 | -1716 | 284 | 6788 | 2000 | -1517.9824 | 482.0176 | 6788 | 2000 | -1716 | 284 | 6788 | 1875.4875 | -1716 | 159.4875 | 6788 | 1717.7274 | -131.9249 | 1585.8025 | 6788 | 1436.4875 | -350.685 | 1085.8025
6789 | 1000 | -424.7362 | 575.2638 | 6789 | 1000 | -823.7346 | 176.2654 | 6789 | 1000 | -823.7346 | 176.2654 | 6789 | 2000 | -1716 | 284 | 6789 | 2000 | -1716 | 284 | 6789 | 2000 | -1625.0496 | 374.9504 | 6789 | 543.0112 | -809.0245 | -266.0133 | 6789 | 983.0112 | -1249.0245 | -266.0133 | 6789 | 103.0112 | -869.0245 | -766.0133
6790 | 1000 | -480.4515 | 519.5485 | 6790 | 1000 | -980.4515 | 19.5485 | 6790 | 1000 | -980.4515 | 19.5485 | 6790 | 1598.0301 | -641.9365 | 956.0936 | 6790 | 1498.0301 | -377.7039 | 1120.3263 | 6790 | 1413.7975 | -457.7039 | 956.0936 | 6790 | -68.938 | -157.9326 | -226.8707 | 6790 | 151.062 | -877.9326 | -726.8707 | 6790 | 150.9773 | -544.5147 | -393.5373
6791 | 1000 | -588.8149 | 411.1851 | 6791 | 1000 | -1016 | -16 | 6791 | 1000 | -1016 | -16 | 6791 | 1286.6534 | -459.9812 | 826.6722 | 6791 | 1542.6722 | -959.9812 | 582.691 | 6791 | 1286.7381 | -1716 | -429.2619 | 6791 | -333.8296 | 1717 | 1383.1704 | 6791 | -333.8296 | 1717 | 1383.1704 | 6791 | -113.8296 | -118.4245 | -232.254
6792 | 1000 | -917.0364 | 82.9636 | 6792 | 1000 | -1016 | -16 | 6792 | 1000 | -1016 | -16 | 6792 | 1104.0169 | -435.852 | 668.1649 | 6792 | 1104.0169 | -1716 | -611.9831 | 6792 | 1104.0169 | -1716 | -611.9831 | 6792 | -777.0641 | 1717 | 939.9359 | 6792 | -557.0641 | 313.309 | -243.7551 | 6792 | -557.0641 | 313.309 | -243.7551
6793 | 1000 | -1016 | -16 | 6793 | 1000 | -1016 | -16 | 6793 | 1000 | -1016 | -16 | 6793 | 1027.5493 | -1716 | -688.4507 | 6793 | 1023.3167 | -1716 | -692.6833 | 6793 | 1023.3167 | -912.2036 | 111.113 | 6793 | -658.0249 | 1717 | 1058.9751 | 6793 | -438.0249 | 160.5056 | -277.5192 | 6793 | -828.0249 | 1717 | 888.9751
6794 | 1000 | -1016 | -16 | 6794 | 1000 | -1016 | -16 | 6794 | 1000 | -1016 | -16 | 6794 | 1167.6811 | -1716 | -548.3189 | 6794 | 1167.6811 | -1716 | -548.3189 | 6794 | 1167.6811 | -1716 | -548.3189 | 6794 | -750.6173 | 432.6715 | -317.9457 | 6794 | -276.6349 | -41.3109 | -317.9457 | 6794 | -60.8675 | -757.0783 | -817.9457
6795 | 1000 | -1016 | -16 | 6795 | 1000 | -1016 | -16 | 6795 | 1000 | -1016 | -16 | 6795 | 1223.572 | -1716 | -492.428 | 6795 | 1223.572 | -1155.4362 | 68.1359 | 6795 | 1053.572 | -1716 | -662.428 | 6795 | -213.2912 | -171.6673 | -384.9585 | 6795 | -213.2912 | -171.6673 | -384.9585 | 6795 | -429.0586 | -455.8999 | -884.9585
6796 | 1000 | -1016 | -16 | 6796 | 1000 | -1016 | -16 | 6796 | 1000 | -1016 | -16 | 6796 | 1242.9049 | -1716 | -473.0951 | 6796 | 1104.4938 | -1716 | -611.5062 | 6796 | 1284.4938 | -1315.033 | -30.5392 | 6796 | -259.9871 | -298.5239 | -558.511 | 6796 | -259.9871 | -298.5239 | -558.511 | 6796 | -259.9871 | -798.5239 | -1058.511
6797 | 819.5376 | -857.5732 | -38.0357 | 6797 | 819.5376 | -1016 | -196.4624 | 6797 | 819.5376 | -1016 | -196.4624 | 6797 | 514.8954 | -1716 | -1201.1046 | 6797 | 290.6628 | -714.8556 | -424.1928 | 6797 | 519.128 | -1707.4694 | -1188.3413 | 6797 | -1199.6986 | 1717 | 517.3014 | 6797 | -839.6986 | 139.4311 | -700.2675 | 6797 | -979.6986 | 279.4311 | -700.2675
6798 | -203.094 | 266.6342 | 63.5402 | 6798 | -150.4703 | -285.9895 | -436.4598 | 6798 | -150.4703 | -285.9895 | -436.4598 | 6798 | -587.8011 | -539.1834 | -1126.9845 | 6798 | -587.8011 | -1039.1834 | -1626.9845 | 6798 | -587.8011 | -1039.1834 | -1626.9845 | 6798 | -1653.6327 | 1061.9176 | -591.7151 | 6798 | -1653.6327 | 1717 | 63.3673 | 6798 | -1653.6327 | 1717 | 63.3673
6799 | -161.216 | 536.1942 | 374.9782 | 6799 | -161.216 | 536.1942 | 374.9782 | 6799 | -161.216 | 536.1942 | 374.9782 | 6799 | -1315.1367 | 1717 | 401.8633 | 6799 | -655.1367 | 1717 | 1061.8633 | 6799 | -919.0078 | 1717 | 797.9922 | 6799 | -1577.5843 | 1540.7358 | -36.8485 | 6799 | -1577.5843 | 1717 | 139.4157 | 6799 | -1577.5843 | 1717 | 139.4157
6800 | 253.2348 | 537.9102 | 791.145 | 6800 | 253.2348 | 537.9102 | 791.145 | 6800 | 253.2348 | 537.9102 | 791.145 | 6800 | -737.4557 | 1717 | 979.5443 | 6800 | -160.8973 | 1673.5912 | 1512.6939 | 6800 | -156.6647 | 1449.3586 | 1292.6939 | 6800 | -1082.7093 | 1717 | 634.2907 | 6800 | -1082.7093 | 1717 | 634.2907 | 6800 | -1082.7093 | 1717 | 634.2907
6801 | 570.3895 | 643.1462 | 1213.5357 | 6801 | 570.3895 | 643.1462 | 1213.5357 | 6801 | 570.3895 | 643.1462 | 1213.5357 | 6801 | 69.7903 | 1717 | 1786.7903 | 6801 | 69.7903 | 1717 | 1786.7903 | 6801 | 69.7903 | 1717 | 1786.7903 | 6801 | -608.0069 | 1717 | 1108.9931 | 6801 | -644.3253 | 1717 | 1072.6747 | 6801 | -82.8927 | 1717 | 1634.1073
6802 | 331.0826 | 1017 | 1348.0826 | 6802 | 93.3257 | 1017 | 1110.3257 | 6802 | 93.3257 | 1017 | 1110.3257 | 6802 | -164.991 | 1717 | 1552.009 | 6802 | -18.2236 | 1717 | 1698.7764 | 6802 | -397.9749 | 1717 | 1319.0251 | 6802 | -1841.9333 | 1717 | -124.9333 | 6802 | -1841.9333 | 1717 | -124.9333 | 6802 | -670.9436 | 1717 | 1046.0564
6803 | -79.0117 | 1017 | 937.9883 | 6803 | 12.0209 | 1017 | 1029.0209 | 6803 | 12.0209 | 1017 | 1029.0209 | 6803 | -255.6475 | 1717 | 1461.3525 | 6803 | -335.6475 | 1717 | 1381.3525 | 6803 | -695.6475 | 1717 | 1021.3525 | 6803 | -1606.9782 | 1717 | 110.0218 | 6803 | -1189.4577 | 1717 | 527.5423 | 6803 | -689.4577 | 1717 | 1027.5423
6804 | 62.7664 | 1017 | 1079.7664 | 6804 | -177.2334 | 1017 | 839.7666 | 6804 | -177.2334 | 1017 | 839.7666 | 6804 | 96.4988 | 1717 | 1813.4988 | 6804 | 206.3776 | 1717 | 1923.3776 | 6804 | 206.3776 | 1717 | 1923.3776 | 6804 | -1012.1186 | 1717 | 704.8814 | 6804 | -1012.1186 | 1717 | 704.8814 | 6804 | -1012.1186 | 1717 | 704.8814
6805 | 53.1275 | 1004.1922 | 1057.3197 | 6805 | 53.1275 | 1004.1922 | 1057.3197 | 6805 | 53.1275 | 1004.1922 | 1057.3197 | 6805 | -112.8274 | 1717 | 1604.1726 | 6805 | -106.4821 | 1717 | 1610.5179 | 6805 | -106.4821 | 1717 | 1610.5179 | 6805 | -1364.8942 | 1717 | 352.1058 | 6805 | -1822.6443 | 1717 | -105.6443 | 6805 | -1822.6443 | 1717 | -105.6443
6806 | 937.2514 | -105.0868 | 832.1646 | 6806 | 937.2514 | -105.0868 | 832.1646 | 6806 | 937.2514 | -105.0868 | 832.1646 | 6806 | 687.5033 | 667.8823 | 1355.3855 | 6806 | 687.5033 | 667.8823 | 1355.3855 | 6806 | 687.5033 | 667.8823 | 1355.3855 | 6806 | -273.9608 | 1717 | 1443.0392 | 6806 | -1178.3637 | 1717 | 538.6363 | 6806 | -1178.3637 | 1717 | 538.6363
6807 | 1000 | -544.8639 | 455.1361 | 6807 | 1000 | -544.8639 | 455.1361 | 6807 | 1000 | -544.8639 | 455.1361 | 6807 | 1393.483 | -453.4831 | 939.9999 | 6807 | 1393.483 | -453.4831 | 939.9999 | 6807 | 1393.483 | -453.4831 | 939.9999 | 6807 | -117.0159 | 1717 | 1599.9841 | 6807 | 408.0982 | 1717 | 2125.0982 | 6807 | -117.0159 | 1717 | 1599.9841
6808 | 1000 | -764.3511 | 235.6489 | 6808 | 1000 | -764.3511 | 235.6489 | 6808 | 1000 | -764.3511 | 235.6489 | 6808 | 1568.7694 | -872.4981 | 696.2713 | 6808 | 1568.7694 | -872.4981 | 696.2713 | 6808 | 1568.7694 | -872.4981 | 696.2713 | 6808 | 415.1562 | 1434.3516 | 1849.5078 | 6808 | 415.1562 | 1434.3516 | 1849.5078 | 6808 | 415.1562 | 1434.3516 | 1849.5078
6809 | 1000 | -400.8137 | 599.1863 | 6809 | 1000 | -738.542 | 261.458 | 6809 | 1000 | -738.542 | 261.458 | 6809 | 1440.071 | -530.887 | 909.184 | 6809 | 1440.071 | -731.9623 | 708.1087 | 6809 | 1440.071 | -731.9623 | 708.1087 | 6809 | 317.5588 | 1527.3637 | 1844.9225 | 6809 | 317.5588 | 1527.3637 | 1844.9225 | 6809 | 317.5588 | 1527.3637 | 1844.9225
6810 | 1000 | -701.3084 | 298.6916 | 6810 | 1000 | -701.3084 | 298.6916 | 6810 | 1000 | -701.3084 | 298.6916 | 6810 | 1293.2321 | -113.4173 | 1179.8149 | 6810 | 1293.2321 | -515.856 | 777.3761 | 6810 | 1293.2321 | -515.856 | 777.3761 | 6810 | 155.9029 | 1666.1687 | 1822.0716 | 6810 | 155.9029 | 1673.0014 | 1828.9043 | 6810 | 155.9029 | 1673.0014 | 1828.9043
6811 | 1000 | -750.8831 | 249.1169 | 6811 | 1000 | -750.8831 | 249.1169 | 6811 | 1000 | -750.8831 | 249.1169 | 6811 | 1206.9887 | -92.566 | 1114.4227 | 6811 | 1206.9887 | -92.566 | 1114.4227 | 6811 | 1206.9887 | -92.566 | 1114.4227 | 6811 | 112.6742 | 1717 | 1829.6742 | 6811 | 112.6742 | 1717 | 1829.6742 | 6811 | 112.6742 | 1717 | 1829.6742
6812 | 1000 | -488.1966 | 511.8034 | 6812 | 974.5222 | -766.9802 | 207.5421 | 6812 | 974.5222 | -766.9802 | 207.5421 | 6812 | 643.9863 | 293.9956 | 937.9819 | 6812 | 643.9863 | 293.9956 | 937.9819 | 6812 | 643.9863 | 293.9956 | 937.9819 | 6812 | -457.0871 | 1717 | 1259.9129 | 6812 | -457.0871 | 1717 | 1259.9129 | 6812 | -457.0871 | 1717 | 1259.9129
6813 | 941.2936 | -573.5804 | 367.7132 | 6813 | 941.2936 | -573.5804 | 367.7132 | 6813 | 941.2936 | -573.5804 | 367.7132 | 6813 | 609.6841 | 151.2644 | 760.9485 | 6813 | 609.6841 | 151.2644 | 760.9485 | 6813 | 609.6841 | 151.2644 | 760.9485 | 6813 | -492.4628 | 1717 | 1224.5372 | 6813 | -492.4628 | 1717 | 1224.5372 | 6813 | -492.4628 | 1717 | 1224.5372
6814 | 970.327 | -594.7085 | 375.6185 | 6814 | 970.327 | -982.5794 | -12.2523 | 6814 | 970.327 | -990.4467 | -20.1197 | 6814 | 648.6082 | 65.6006 | 714.2088 | 6814 | 648.6082 | 65.6006 | 714.2088 | 6814 | 648.6082 | 65.6006 | 714.2088 | 6814 | -485.6481 | 1631.5696 | 1145.9215 | 6814 | -485.6481 | 1631.5696 | 1145.9215 | 6814 | -485.6481 | 1631.5696 | 1145.9215
6815 | 1000 | -698.9747 | 301.0253 | 6815 | 1000 | -1016 | -16 | 6815 | 1000 | -698.9747 | 301.0253 | 6815 | 732.9608 | -130.1206 | 602.8402 | 6815 | 732.9608 | -130.1206 | 602.8402 | 6815 | 732.9608 | -130.1206 | 602.8402 | 6815 | -385.2732 | 1386.1258 | 1000.8526 | 6815 | -385.2732 | 1386.1258 | 1000.8526 | 6815 | -385.2732 | 1386.1258 | 1000.8526
6816 | 1000 | -724.9055 | 275.0945 | 6816 | 1000 | -724.9055 | 275.0945 | 6816 | 1000 | -1016 | -16 | 6816 | 763.8876 | -203.9653 | 559.9224 | 6816 | 763.8876 | -203.9653 | 559.9224 | 6816 | 763.8876 | -203.9653 | 559.9224 | 6816 | -351.4269 | 1293.6192 | 942.1922 | 6816 | -351.4269 | 1293.6192 | 942.1922 | 6816 | -351.4269 | 1293.6192 | 942.1922
6817 | 1000 | -728.2369 | 271.7631 | 6817 | 1000 | -1016 | -16 | 6817 | 1000 | -931.1539 | 68.8461 | 6817 | 929.638 | -417.0142 | 512.6239 | 6817 | 929.638 | -417.0142 | 512.6239 | 6817 | 929.638 | -417.0142 | 512.6239 | 6817 | -178.1111 | 1029.1018 | 850.9907 | 6817 | -178.1111 | 1029.1018 | 850.9907 | 6817 | -178.1111 | 1029.1018 | 850.9907
6818 | 1000 | -913.0904 | 86.9096 | 6818 | 1000 | -913.0904 | 86.9096 | 6818 | 1000 | -1016 | -16 | 6818 | 1007.5498 | -733.7625 | 273.7873 | 6818 | 1007.5498 | -733.7625 | 273.7873 | 6818 | 1007.5498 | -733.7625 | 273.7873 | 6818 | -100.8056 | 665.2163 | 564.4107 | 6818 | -100.8056 | 665.2163 | 564.4107 | 6818 | -100.8056 | 665.2163 | 564.4107
6819 | 971.6166 | -1016 | -44.3834 | 6819 | 971.6166 | -1016 | -44.3834 | 6819 | 971.6166 | -1016 | -44.3834 | 6819 | 1259.356 | -1185.898 | 73.458 | 6819 | 1259.356 | -1185.898 | 73.458 | 6819 | 1259.356 | -1185.898 | 73.458 | 6819 | 171.6921 | 127.2202 | 298.9123 | 6819 | 171.6921 | 127.2202 | 298.9123 | 6819 | 171.6921 | 127.2202 | 298.9123
6820 | 718.8265 | -1016 | -297.1735 | 6820 | 718.8265 | -1016 | -297.1735 | 6820 | 718.8265 | -1016 | -297.1735 | 6820 | 1548.9592 | -1716 | -167.0408 | 6820 | 1548.9592 | -1716 | -167.0408 | 6820 | 1548.9592 | -1716 | -167.0408 | 6820 | 882.6816 | -1043.6033 | -160.9216 | 6820 | 882.6816 | -1043.6033 | -160.9216 | 6820 | 882.6816 | -1043.6033 | -160.9216
6821 | 475.8892 | -1016 | -540.1108 | 6821 | 475.8892 | -1016 | -540.1108 | 6821 | 475.8892 | -1016 | -540.1108 | 6821 | 1128.4647 | -1716 | -587.5353 | 6821 | 1128.4647 | -1716 | -587.5353 | 6821 | 1128.4647 | -1716 | -587.5353 | 6821 | 952.7958 | -1690.7406 | -737.9448 | 6821 | 952.7958 | -1690.7406 | -737.9448 | 6821 | 952.7958 | -1690.7406 | -737.9448
6822 | 1000 | -1016 | -16 | 6822 | 1000 | -1016 | -16 | 6822 | 949.0198 | -1016 | -66.9802 | 6822 | 870.9134 | -1716 | -845.0866 | 6822 | 870.9134 | -1716 | -845.0866 | 6822 | 870.9134 | -1716 | -845.0866 | 6822 | 321.2558 | -1391.7148 | -1070.4589 | 6822 | 321.2558 | -1391.7148 | -1070.4589 | 6822 | 321.2558 | -1391.7148 | -1070.4589
6823 | 439.1119 | -1016 | -576.8881 | 6823 | 439.1119 | -1016 | -576.8881 | 6823 | 439.1119 | -1016 | -576.8881 | 6823 | 566.9708 | -1650.7653 | -1083.7945 | 6823 | 603.7082 | -1687.5026 | -1083.7945 | 6823 | 603.7082 | -1687.5026 | -1083.7945 | 6823 | -107.1432 | -1019.0801 | -1126.2234 | 6823 | -107.1432 | -1019.0801 | -1126.2234 | 6823 | -107.1432 | -1019.0801 | -1126.2234
6824 | 410.4032 | -1016 | -605.5968 | 6824 | 410.4032 | -1016 | -605.5968 | 6824 | 410.4032 | -1016 | -605.5968 | 6824 | 858.9542 | -1716 | -857.0458 | 6824 | 858.9542 | -1716 | -857.0458 | 6824 | 858.9542 | -1716 | -857.0458 | 6824 | 320.1853 | -1235.5894 | -915.4041 | 6824 | 320.1853 | -1235.5894 | -915.4041 | 6824 | 320.1853 | -1235.5894 | -915.4041
6825 | 554.9947 | -1016 | -461.0053 | 6825 | 500.9033 | -1016 | -515.0967 | 6825 | 500.9033 | -1016 | -515.0967 | 6825 | 1039.8962 | -1716 | -676.1038 | 6825 | 1039.8962 | -1716 | -676.1038 | 6825 | 1039.8962 | -1716 | -676.1038 | 6825 | 534.2015 | -1230.2347 | -696.0332 | 6825 | 534.2015 | -1230.2347 | -696.0332 | 6825 | 534.2015 | -1230.2347 | -696.0332
6826 | -102.5298 | -1016 | -1118.5298 | 6826 | -98.0427 | -1016 | -1114.0427 | 6826 | -38.066 | -1016 | -1054.066 | 6826 | 517.4952 | -1148.4328 | -630.9376 | 6826 | 517.4952 | -1148.4328 | -630.9376 | 6826 | 517.4952 | -1148.4328 | -630.9376 | 6826 | -787.3741 | 156.1491 | -631.225 | 6826 | -787.3741 | 156.1491 | -631.225 | 6826 | -787.3741 | 156.1491 | -631.225
6827 | 89.2034 | -1016 | -926.7966 | 6827 | 89.2034 | -1016 | -926.7966 | 6827 | 89.2034 | -1016 | -926.7966 | 6827 | 434.1456 | -985.669 | -551.5234 | 6827 | 434.1456 | -985.669 | -551.5234 | 6827 | 434.1456 | -985.669 | -551.5234 | 6827 | -318.7666 | -218.138 | -536.9046 | 6827 | -318.7666 | -218.138 | -536.9046 | 6827 | -318.7666 | -218.138 | -536.9046
6828 | 516.793 | -1016 | -499.207 | 6828 | 516.793 | -1016 | -499.207 | 6828 | 516.793 | -1016 | -499.207 | 6828 | 1050.0411 | -1716 | -665.9589 | 6828 | 1050.0411 | -1716 | -665.9589 | 6828 | 1050.0411 | -1716 | -665.9589 | 6828 | 634.857 | -1400.8739 | -766.0169 | 6828 | 634.857 | -1400.8739 | -766.0169 | 6828 | 634.857 | -1400.8739 | -766.0169
6829 | 458.4589 | -1016 | -557.5411 | 6829 | 458.4589 | -1016 | -557.5411 | 6829 | 458.4589 | -1016 | -557.5411 | 6829 | 895.5936 | -1716 | -820.4064 | 6829 | 895.5936 | -1716 | -820.4064 | 6829 | 895.5936 | -1716 | -820.4064 | 6829 | 659.7459 | -1716 | -1056.2541 | 6829 | 659.7459 | -1716 | -1056.2541 | 6829 | 659.7459 | -1716 | -1056.2541
6830 | 293.0327 | -1016 | -722.9673 | 6830 | 293.0327 | -1016 | -722.9673 | 6830 | 293.0327 | -1016 | -722.9673 | 6830 | 706.7888 | -1716 | -1009.2112 | 6830 | 706.7888 | -1716 | -1009.2112 | 6830 | 706.7888 | -1716 | -1009.2112 | 6830 | 615.8356 | -1716 | -1100.1644 | 6830 | 615.8356 | -1716 | -1100.1644 | 6830 | 615.8356 | -1716 | -1100.1644
6831 | 448.6048 | -1016 | -567.3952 | 6831 | 1000 | -1016 | -16 | 6831 | 948.6048 | -1016 | -67.3952 | 6831 | 1312.7506 | -1716 | -403.2494 | 6831 | 1420.3506 | -1716 | -295.6494 | 6831 | 1228.5034 | -1716 | -487.4966 | 6831 | 398.951 | -1716 | -1317.049 | 6831 | 593.9581 | -1716 | -1122.0419 | 6831 | 593.9581 | -1716 | -1122.0419
6832 | 749.9336 | -1016 | -266.0664 | 6832 | 1000 | -1016 | -16 | 6832 | 991.1578 | -1016 | -24.8422 | 6832 | 1142.1896 | -1716 | -573.8104 | 6832 | 954.9896 | -1716 | -761.0104 | 6832 | 954.9896 | -1716 | -761.0104 | 6832 | 319.8479 | -1716 | -1396.1521 | 6832 | 519.3307 | -1716 | -1196.6693 | 6832 | 410.7528 | -1716 | -1305.2472
6833 | 822.5167 | -1016 | -193.4833 | 6833 | 1000 | -1016 | -16 | 6833 | 1000 | -1016 | -16 | 6833 | 576.2364 | -1716 | -1139.7636 | 6833 | 926.2364 | -1716 | -789.7636 | 6833 | 659.3364 | -1716 | -1056.6636 | 6833 | 255.1398 | -1716 | -1460.8602 | 6833 | 702.0408 | -1716 | -1013.9592 | 6833 | 755.1398 | -1716 | -960.8602
6834 | 396.2906 | -1016 | -619.7094 | 6834 | 1000 | -1016 | -16 | 6834 | 939.116 | -1016 | -76.884 | 6834 | 720.7294 | -1716 | -995.2706 | 6834 | 983.5294 | -1716 | -732.4706 | 6834 | 533.5294 | -1716 | -1182.4706 | 6834 | 1070.6476 | -1716 | -645.3524 | 6834 | 1108.721 | -1716 | -607.279 | 6834 | 1027.7282 | -1716 | -688.2718
6835 | 939.2015 | -1016 | -76.7985 | 6835 | 1000 | -1016 | -16 | 6835 | 1000 | -1016 | -16 | 6835 | 712.2689 | -1716 | -1003.7311 | 6835 | 1062.2689 | -1716 | -653.7311 | 6835 | 992.7412 | -1716 | -723.2588 | 6835 | 1501.9291 | -1716 | -214.0709 | 6835 | 1507.6634 | -1716 | -208.3366 | 6835 | 995.1303 | -1716 | -720.8697
6836 | 807.2526 | -1016 | -208.7474 | 6836 | 1000 | -1016 | -16 | 6836 | 1000 | -1016 | -16 | 6836 | 1081.3748 | -1716 | -634.6252 | 6836 | 934.7033 | -1716 | -781.2967 | 6836 | 1223.5093 | -1716 | -492.4907 | 6836 | 710.8061 | -1716 | -1005.1939 | 6836 | 1083.4649 | -1716 | -632.5351 | 6836 | 977.0833 | -1716 | -738.9167
6837 | 631.7756 | -1016 | -384.2244 | 6837 | 757.8458 | -1016 | -258.1542 | 6837 | 633.6185 | -1016 | -382.3815 | 6837 | 1508.2457 | -1716 | -207.7543 | 6837 | 1036.7888 | -1716 | -679.2112 | 6837 | 1012.148 | -1716 | -703.852 | 6837 | 690.9418 | -1716 | -1025.0582 | 6837 | 972.9129 | -1716 | -743.0871 | 6837 | 1115.9648 | -1716 | -600.0352
6838 | 351.8961 | -1016 | -664.1039 | 6838 | 351.8961 | -1016 | -664.1039 | 6838 | 351.8961 | -1016 | -664.1039 | 6838 | 919.5799 | -1716 | -796.4201 | 6838 | 989.9552 | -1716 | -726.0448 | 6838 | 919.5799 | -1716 | -796.4201 | 6838 | 652.323 | -1716 | -1063.677 | 6838 | 1152.323 | -1716 | -563.677 | 6838 | 932.6082 | -1716 | -783.3918
6839 | 405.6546 | -1016 | -610.3454 | 6839 | 405.6546 | -1016 | -610.3454 | 6839 | 405.6546 | -1016 | -610.3454 | 6839 | 826.2169 | -1716 | -889.7831 | 6839 | 826.2169 | -1716 | -889.7831 | 6839 | 826.2169 | -1716 | -889.7831 | 6839 | 710.3571 | -1716 | -1005.6429 | 6839 | 710.3571 | -1716 | -1005.6429 | 6839 | 710.3571 | -1716 | -1005.6429
6840 | 406.8311 | -1016 | -609.1689 | 6840 | 406.8311 | -1016 | -609.1689 | 6840 | 406.8311 | -1016 | -609.1689 | 6840 | 825.8265 | -1716 | -890.1735 | 6840 | 825.8265 | -1716 | -890.1735 | 6840 | 825.8265 | -1716 | -890.1735 | 6840 | 708.6755 | -1716 | -1007.3245 | 6840 | 708.6755 | -1716 | -1007.3245 | 6840 | 708.6755 | -1716 | -1007.3245
6841 | 416.2371 | -1016 | -599.7629 | 6841 | 416.2371 | -1016 | -599.7629 | 6841 | 416.2371 | -1016 | -599.7629 | 6841 | 836.7366 | -1716 | -879.2634 | 6841 | 836.7366 | -1716 | -879.2634 | 6841 | 836.7366 | -1716 | -879.2634 | 6841 | 720.7597 | -1716 | -995.2403 | 6841 | 720.7597 | -1716 | -995.2403 | 6841 | 720.7597 | -1716 | -995.2403
6842 | 415.1266 | -1016 | -600.8734 | 6842 | 415.1266 | -1016 | -600.8734 | 6842 | 415.1266 | -1016 | -600.8734 | 6842 | 842.4975 | -1716 | -873.5025 | 6842 | 842.4975 | -1716 | -873.5025 | 6842 | 842.4975 | -1716 | -873.5025 | 6842 | 733.4133 | -1716 | -982.5867 | 6842 | 733.4133 | -1716 | -982.5867 | 6842 | 733.4133 | -1716 | -982.5867
6843 | 341.9679 | -1016 | -674.0321 | 6843 | 341.9679 | -1016 | -674.0321 | 6843 | 341.9679 | -1016 | -674.0321 | 6843 | 776.3445 | -1716 | -939.6555 | 6843 | 776.3445 | -1716 | -939.6555 | 6843 | 776.3445 | -1716 | -939.6555 | 6843 | 676.2696 | -1716 | -1039.7304 | 6843 | 676.2696 | -1716 | -1039.7304 | 6843 | 676.2696 | -1716 | -1039.7304
6844 | 233.0762 | -1016 | -782.9238 | 6844 | 233.0762 | -1016 | -782.9238 | 6844 | 233.0762 | -1016 | -782.9238 | 6844 | 666.522 | -1716 | -1049.478 | 6844 | 666.522 | -1716 | -1049.478 | 6844 | 666.522 | -1716 | -1049.478 | 6844 | 567.312 | -1716 | -1148.688 | 6844 | 567.312 | -1716 | -1148.688 | 6844 | 567.312 | -1716 | -1148.688
6845 | 72.0585 | -1016 | -943.9415 | 6845 | 72.0585 | -1016 | -943.9415 | 6845 | 72.0585 | -1016 | -943.9415 | 6845 | 499.8357 | -1716 | -1216.1643 | 6845 | 499.8357 | -1716 | -1216.1643 | 6845 | 499.8357 | -1716 | -1216.1643 | 6845 | 398.0536 | -1716 | -1317.9464 | 6845 | 627.7599 | -1716 | -1088.2401 | 6845 | 427.861 | -1716 | -1288.139
6846 | 31.9045 | -1016 | -984.0955 | 6846 | 31.9045 | -1016 | -984.0955 | 6846 | 31.9045 | -1016 | -984.0955 | 6846 | 463.263 | -1716 | -1252.737 | 6846 | 463.263 | -1716 | -1252.737 | 6846 | 463.263 | -1716 | -1252.737 | 6846 | 370.8361 | -1716 | -1345.1639 | 6846 | 370.8361 | -1716 | -1345.1639 | 6846 | 370.8361 | -1716 | -1345.1639
6847 | 97.0225 | -1016 | -918.9775 | 6847 | 97.0225 | -1016 | -918.9775 | 6847 | 97.0225 | -1016 | -918.9775 | 6847 | 538.4399 | -1716 | -1177.5601 | 6847 | 538.4399 | -1716 | -1177.5601 | 6847 | 538.4399 | -1716 | -1177.5601 | 6847 | -53.9355 | -1191.6429 | -1245.5784 | 6847 | -53.9355 | -1191.6429 | -1245.5784 | 6847 | 470.4216 | -1716 | -1245.5784
6848 | 158.2519 | -1016 | -857.7481 | 6848 | 158.2519 | -1016 | -857.7481 | 6848 | 158.2519 | -1016 | -857.7481 | 6848 | 198.5036 | -1301.5314 | -1103.0278 | 6848 | -301.4964 | -1301.5314 | -1603.0278 | 6848 | -301.4964 | -1301.5314 | -1603.0278 | 6848 | 138.3416 | -1276.5257 | -1138.1841 | 6848 | -335.259 | -1302.9251 | -1638.1841 | 6848 | -335.259 | -1302.9251 | -1638.1841
6849 | -514.8443 | -1016 | -1530.8443 | 6849 | -514.8443 | -877.1708 | -1392.0151 | 6849 | -514.8443 | -1016 | -1530.8443 | 6849 | -600.5668 | -879.3287 | -1479.8955 | 6849 | -624.8819 | -1716 | -2340.8819 | 6849 | 256.1384 | -1716 | -1459.8616 | 6849 | -1104.0691 | 31.7818 | -1072.2873 | 6849 | -1104.0691 | -468.2182 | -1572.2873 | 6849 | -1104.0691 | -468.2182 | -1572.2873
6850 | -451.9545 | -1016 | -1467.9545 | 6850 | -451.9545 | -1016 | -1467.9545 | 6850 | -451.9545 | -1016 | -1467.9545 | 6850 | -422.9906 | -1716 | -2138.9906 | 6850 | -413.0452 | -1716 | -2129.0452 | 6850 | 160.6446 | -1716 | -1555.3554 | 6850 | -252.8244 | -1716 | -1968.8244 | 6850 | -761.4158 | -1716 | -2477.4158 | 6850 | 5.4842 | -1716 | -1710.5158
6851 | 242.0484 | -1016 | -773.9516 | 6851 | 242.0484 | -1016 | -773.9516 | 6851 | 242.0484 | -1016 | -773.9516 | 6851 | 335.2216 | -1716 | -1380.7784 | 6851 | 201.7169 | -1716 | -1514.2831 | 6851 | 292.7715 | -1716 | -1423.2285 | 6851 | -375.5474 | -1716 | -2091.5474 | 6851 | -323.9228 | -1716 | -2039.9228 | 6851 | 156.907 | -1716 | -1559.093
6852 | 259.9341 | -1016 | -756.0659 | 6852 | 259.9341 | -1016 | -756.0659 | 6852 | 259.9341 | -1016 | -756.0659 | 6852 | 913.9946 | -1716 | -802.0054 | 6852 | 413.9946 | -1716 | -1302.0054 | 6852 | 413.9946 | -1716 | -1302.0054 | 6852 | 494.8348 | -1716 | -1221.1652 | 6852 | 344.7166 | -1716 | -1371.2834 | 6852 | 344.7166 | -1716 | -1371.2834
6853 | 290.5652 | -1016 | -725.4348 | 6853 | 290.5652 | -1016 | -725.4348 | 6853 | 290.5652 | -1016 | -725.4348 | 6853 | 800.224 | -1716 | -915.776 | 6853 | 800.224 | -1716 | -915.776 | 6853 | 800.224 | -1716 | -915.776 | 6853 | 708.1772 | -1716 | -1007.8228 | 6853 | 250.9984 | -1716 | -1465.0016 | 6853 | 250.9984 | -1716 | -1465.0016
6854 | 251.6669 | -1016 | -764.3331 | 6854 | 251.6669 | -1016 | -764.3331 | 6854 | 251.6669 | -1016 | -764.3331 | 6854 | 747.5075 | -1716 | -968.4925 | 6854 | 747.5075 | -1716 | -968.4925 | 6854 | 747.5075 | -1716 | -968.4925 | 6854 | 742.0017 | -1716 | -973.9983 | 6854 | 742.0017 | -1716 | -973.9983 | 6854 | 742.0017 | -1716 | -973.9983
6855 | 155.5671 | -1016 | -860.4329 | 6855 | 155.5671 | -1016 | -860.4329 | 6855 | 155.5671 | -1016 | -860.4329 | 6855 | 860.4331 | -1716 | -855.5669 | 6855 | 880.2851 | -1716 | -835.7149 | 6855 | 897.2174 | -1716 | -818.7826 | 6855 | 604.7208 | -1716 | -1111.2792 | 6855 | 604.7208 | -1716 | -1111.2792 | 6855 | 604.7208 | -1716 | -1111.2792
6856 | 385.3078 | -1016 | -630.6922 | 6856 | 1000 | -1016 | -16 | 6856 | 912.668 | -1016 | -103.332 | 6856 | 716.7634 | -1716 | -999.2366 | 6856 | 595.9589 | -1716 | -1120.0411 | 6856 | 566.7634 | -1716 | -1149.2366 | 6856 | 518.7192 | -1716 | -1197.2808 | 6856 | 1213.7373 | -1716 | -502.2627 | 6856 | 1018.7192 | -1716 | -697.2808
6857 | 669.9153 | -1016 | -346.0847 | 6857 | 1000 | -1016 | -16 | 6857 | 1000 | -1016 | -16 | 6857 | 827.3867 | -1716 | -888.6133 | 6857 | 1459.2823 | -1694.0714 | -234.7891 | 6857 | 1242.3823 | -1553.3538 | -310.9714 | 6857 | 993.631 | -1716 | -722.369 | 6857 | 1144.6341 | -1716 | -571.3659 | 6857 | 1085.8265 | -1716 | -630.1735
6858 | 1000 | -1016 | -16 | 6858 | 1000 | -1016 | -16 | 6858 | 1000 | -1016 | -16 | 6858 | 679.2627 | -1716 | -1036.7373 | 6858 | 1029.2627 | -1716 | -686.7373 | 6858 | 614.3847 | -1716 | -1101.6153 | 6858 | 1496.1071 | -1716 | -219.8929 | 6858 | 1495.1851 | -1716 | -220.8149 | 6858 | 1339.0953 | -1716 | -376.9047
6859 | 933.8384 | -1016 | -82.1616 | 6859 | 1000 | -1016 | -16 | 6859 | 971.2679 | -1016 | -44.7321 | 6859 | 756.3771 | -1716 | -959.6229 | 6859 | 981.3771 | -1716 | -734.6229 | 6859 | 756.3771 | -1716 | -959.6229 | 6859 | 996.3959 | -1716 | -719.6041 | 6859 | 1437.8181 | -1716 | -278.1819 | 6859 | 1255.1392 | -1716 | -460.8608
6860 | 867.7745 | -1016 | -148.2255 | 6860 | 1000 | -1016 | -16 | 6860 | 1000 | -1016 | -16 | 6860 | 849.211 | -1716 | -866.789 | 6860 | 1151.567 | -1716 | -564.433 | 6860 | 1074.211 | -1716 | -641.789 | 6860 | 563.6535 | -1716 | -1152.3465 | 6860 | 563.6535 | -1716 | -1152.3465 | 6860 | 1063.6535 | -1716 | -652.3465
6861 | 605.7126 | -1016 | -410.2874 | 6861 | 1000 | -1016 | -16 | 6861 | 1000 | -1016 | -16 | 6861 | 1538.6382 | -1716 | -177.3618 | 6861 | 1257.4132 | -1716 | -458.5868 | 6861 | 1257.4132 | -1716 | -458.5868 | 6861 | 797.8149 | -1716 | -918.1851 | 6861 | 1174.6136 | -1716 | -541.3864 | 6861 | 797.8149 | -1716 | -918.1851
6862 | 682.2688 | -1016 | -333.7312 | 6862 | 1000 | -1016 | -16 | 6862 | 1000 | -1016 | -16 | 6862 | 1059.7512 | -1716 | -656.2488 | 6862 | 1348.9899 | -1716 | -367.0101 | 6862 | 1470.0641 | -1716 | -245.9359 | 6862 | 789.6619 | -1716 | -926.3381 | 6862 | 1279.4405 | -1716 | -436.5595 | 6862 | 1279.4405 | -1716 | -436.5595
6863 | 536.2545 | -1016 | -479.7455 | 6863 | 536.2545 | -1016 | -479.7455 | 6863 | 536.2545 | -1016 | -479.7455 | 6863 | 1021.1913 | -1716 | -694.8087 | 6863 | 1128.552 | -1716 | -587.448 | 6863 | 1372.6075 | -1716 | -343.3925 | 6863 | 820.2284 | -1716 | -895.7716 | 6863 | 1320.2284 | -1716 | -395.7716 | 6863 | 1320.2284 | -1716 | -395.7716
6864 | 392.9173 | -1016 | -623.0827 | 6864 | 392.9173 | -1016 | -623.0827 | 6864 | 392.9173 | -1016 | -623.0827 | 6864 | 1043.1344 | -1716 | -672.8656 | 6864 | 1393.1344 | -1716 | -322.8656 | 6864 | 1419.9793 | -1716 | -296.0207 | 6864 | 857.3237 | -1716 | -858.6763 | 6864 | 1357.3237 | -1716 | -358.6763 | 6864 | 1074.4995 | -1716 | -641.5005
6865 | 398.4696 | -1016 | -617.5304 | 6865 | 398.4696 | -1016 | -617.5304 | 6865 | 398.4696 | -1016 | -617.5304 | 6865 | 1055.7022 | -1716 | -660.2978 | 6865 | 968.5688 | -1716 | -747.4312 | 6865 | 1312.8493 | -1716 | -403.1507 | 6865 | 876.8002 | -1716 | -839.1998 | 6865 | 876.8002 | -1716 | -839.1998 | 6865 | 876.8002 | -1716 | -839.1998
6866 | 391.8068 | -1016 | -624.1932 | 6866 | 391.8068 | -1016 | -624.1932 | 6866 | 391.8068 | -1016 | -624.1932 | 6866 | 897.8863 | -1716 | -818.1137 | 6866 | 897.8863 | -1716 | -818.1137 | 6866 | 897.8863 | -1716 | -818.1137 | 6866 | 867.9591 | -1716 | -848.0409 | 6866 | 867.9591 | -1716 | -848.0409 | 6866 | 867.9591 | -1716 | -848.0409
6867 | 328.5763 | -1016 | -687.4237 | 6867 | 328.5763 | -1016 | -687.4237 | 6867 | 328.5763 | -1016 | -687.4237 | 6867 | 819.9233 | -1716 | -896.0767 | 6867 | 819.9233 | -1716 | -896.0767 | 6867 | 819.9233 | -1716 | -896.0767 | 6867 | 776.778 | -1716 | -939.222 | 6867 | 776.778 | -1716 | -939.222 | 6867 | 776.778 | -1716 | -939.222
6868 | 206.9472 | -1016 | -809.0528 | 6868 | 206.9472 | -1016 | -809.0528 | 6868 | 206.9472 | -1016 | -809.0528 | 6868 | 940.5681 | -1716 | -775.4319 | 6868 | 1170.0556 | -1716 | -545.9444 | 6868 | 1170.0556 | -1716 | -545.9444 | 6868 | 600.8616 | -1716 | -1115.1384 | 6868 | 727.4943 | -1716 | -988.5057 | 6868 | 600.8616 | -1716 | -1115.1384
6869 | 232.5089 | -1016 | -783.4911 | 6869 | 232.5089 | -1016 | -783.4911 | 6869 | 232.5089 | -1016 | -783.4911 | 6869 | 1135.0615 | -1716 | -580.9385 | 6869 | 1135.0615 | -1716 | -580.9385 | 6869 | 1135.0615 | -1716 | -580.9385 | 6869 | 981.4707 | -1716 | -734.5293 | 6869 | 981.4707 | -1716 | -734.5293 | 6869 | 981.4707 | -1716 | -734.5293
6870 | 339.1453 | -1016 | -676.8547 | 6870 | 490.0384 | -1016 | -525.9616 | 6870 | 490.0384 | -1016 | -525.9616 | 6870 | 1172.3573 | -1716 | -543.6427 | 6870 | 1000.3048 | -1716 | -715.6952 | 6870 | 1006.3637 | -1716 | -709.6363 | 6870 | 666.2887 | -1716 | -1049.7113 | 6870 | 680.668 | -1716 | -1035.332 | 6870 | 938.3015 | -1716 | -777.6985
6871 | 189.3589 | -1016 | -826.6411 | 6871 | 189.3589 | -1016 | -826.6411 | 6871 | 189.3589 | -1016 | -826.6411 | 6871 | 861.0864 | -1716 | -854.9136 | 6871 | 711.0864 | -1716 | -1004.9136 | 6871 | 741.4354 | -1716 | -974.5646 | 6871 | 731.4567 | -1716 | -984.5433 | 6871 | 731.4567 | -1716 | -984.5433 | 6871 | 731.4567 | -1716 | -984.5433
6872 | 440.4027 | -1016 | -575.5973 | 6872 | 440.4027 | -1016 | -575.5973 | 6872 | 440.4027 | -1016 | -575.5973 | 6872 | 1036.4798 | -1716 | -679.5202 | 6872 | 1036.4798 | -1716 | -679.5202 | 6872 | 1036.4798 | -1716 | -679.5202 | 6872 | 1161.6663 | -1716 | -554.3337 | 6872 | 1161.6663 | -1716 | -554.3337 | 6872 | 1161.6663 | -1716 | -554.3337
6873 | 599.653 | -1016 | -416.347 | 6873 | 599.653 | -1016 | -416.347 | 6873 | 599.653 | -1016 | -416.347 | 6873 | 1275.6859 | -1716 | -440.3141 | 6873 | 1275.6859 | -1716 | -440.3141 | 6873 | 1275.6859 | -1716 | -440.3141 | 6873 | 1350.1017 | -1716 | -365.8983 | 6873 | 1350.1017 | -1716 | -365.8983 | 6873 | 1350.1017 | -1716 | -365.8983
6874 | 640.4001 | -1016 | -375.5999 | 6874 | 640.4001 | -1016 | -375.5999 | 6874 | 640.4001 | -1016 | -375.5999 | 6874 | 1470.3419 | -1716 | -245.6581 | 6874 | 1470.3419 | -1716 | -245.6581 | 6874 | 1470.3419 | -1716 | -245.6581 | 6874 | 1676.5749 | -1716 | -39.4251 | 6874 | 1676.5749 | -1716 | -39.4251 | 6874 | 1676.5749 | -1716 | -39.4251
6875 | 715.9471 | -1016 | -300.0529 | 6875 | 344.8803 | -1016 | -671.1197 | 6875 | 344.8803 | -1016 | -671.1197 | 6875 | 1535.7949 | -1716 | -180.2051 | 6875 | 1535.7949 | -1716 | -180.2051 | 6875 | 1535.7949 | -1716 | -180.2051 | 6875 | 470.0211 | -1716 | -1245.9789 | 6875 | -340.6838 | -321.0079 | -661.6918 | 6875 | 870.0211 | -1716 | -845.9789
6876 | 423.9778 | -1016 | -592.0222 | 6876 | 345.5447 | -1016 | -670.4553 | 6876 | 345.5447 | -1016 | -670.4553 | 6876 | 1731.7189 | -1716 | 15.7189 | 6876 | 1716.7983 | -1716 | 0.79829 | 6876 | 1691.1319 | -1716 | -24.8681 | 6876 | -546.5651 | 449.5424 | -97.0227 | 6876 | -326.5651 | -295.5718 | -622.1369 | 6876 | -586.5651 | -535.5718 | -1122.1369
6877 | 658.1668 | -1016 | -357.8332 | 6877 | 467.2456 | -1016 | -548.7544 | 6877 | 467.2456 | -1016 | -548.7544 | 6877 | 1579.1073 | -1716 | -136.8927 | 6877 | 1436.7542 | -1716 | -279.2458 | 6877 | 1462.4206 | -1716 | -253.5794 | 6877 | 238.8809 | -532.3463 | -293.4654 | 6877 | 198.8809 | -1517.4604 | -1318.5795 | 6877 | 58.8809 | -1377.4604 | -1318.5795
6878 | 499.0282 | -1016 | -516.9718 | 6878 | 499.0282 | -1016 | -516.9718 | 6878 | 499.0282 | -1016 | -516.9718 | 6878 | 1352.0411 | -1716 | -363.9589 | 6878 | 1352.0411 | -1716 | -363.9589 | 6878 | 1352.0411 | -1716 | -363.9589 | 6878 | 1266.9328 | -1716 | -449.0672 | 6878 | 465.3905 | -1530.0422 | -1064.6517 | 6878 | 1005.1238 | -1503.6429 | -498.5191
6879 | 666.6311 | -1016 | -349.3689 | 6879 | 807.2894 | -1016 | -208.7106 | 6879 | 807.2894 | -1016 | -208.7106 | 6879 | 1556.2059 | -1716 | -159.7941 | 6879 | 1556.2059 | -1716 | -159.7941 | 6879 | 1556.2059 | -1716 | -159.7941 | 6879 | 1799.9603 | -1716 | 83.9603 | 6879 | 2000 | -1716 | 284 | 6879 | 2000 | -1716 | 284
6880 | 1000 | -1016 | -16 | 6880 | 1000 | -1016 | -16 | 6880 | 1000 | -1016 | -16 | 6880 | 1660.632 | -1716 | -55.368 | 6880 | 1660.632 | -1716 | -55.368 | 6880 | 1660.632 | -1716 | -55.368 | 6880 | 1994.5578 | -1716 | 278.5578 | 6880 | 1994.5578 | -1716 | 278.5578 | 6880 | 1994.5578 | -1716 | 278.5578
6881 | 849.6911 | -1016 | -166.3089 | 6881 | 849.6911 | -1016 | -166.3089 | 6881 | 849.6911 | -1016 | -166.3089 | 6881 | 1958.0466 | -1716 | 242.0466 | 6881 | 1958.0466 | -1716 | 242.0466 | 6881 | 1958.0466 | -1716 | 242.0466 | 6881 | 1762.0513 | -1716 | 46.0513 | 6881 | 1762.0513 | -1716 | 46.0513 | 6881 | 1762.0513 | -1716 | 46.0513
6882 | 1000 | -1016 | -16 | 6882 | 1000 | -1016 | -16 | 6882 | 1000 | -1016 | -16 | 6882 | 2000 | -1716 | 284 | 6882 | 2000 | -1716 | 284 | 6882 | 2000 | -1716 | 284 | 6882 | 1643.9892 | -1193.2851 | 450.7041 | 6882 | 1603.9892 | -1653.2851 | -49.2959 | 6882 | 1666.7041 | -1716 | -49.2959
6883 | 1000 | -1016 | -16 | 6883 | 1000 | -1016 | -16 | 6883 | 1000 | -1016 | -16 | 6883 | 2000 | -1716 | 284 | 6883 | 2000 | -1716 | 284 | 6883 | 2000 | -1716 | 284 | 6883 | 1564.4449 | -1716 | -151.5551 | 6883 | 1344.4449 | -1716 | -371.5551 | 6883 | 1564.4449 | -769.5378 | 794.9071
6884 | 1000 | -1016 | -16 | 6884 | 898.7974 | -1016 | -117.2026 | 6884 | 898.7974 | -1016 | -117.2026 | 6884 | 2000 | -1716 | 284 | 6884 | 2000 | -1716 | 284 | 6884 | 2000 | -1716 | 284 | 6884 | 2000 | -1716 | 284 | 6884 | 893.8086 | -1716 | -822.1914 | 6884 | 399.576 | -1534.0815 | -1134.5055
6885 | 1000 | -1016 | -16 | 6885 | 989.3334 | -1016 | -26.6666 | 6885 | 989.3334 | -1016 | -26.6666 | 6885 | 2000 | -1486.4969 | 513.5031 | 6885 | 2000 | -1716 | 284 | 6885 | 2000 | -1716 | 284 | 6885 | 112.4613 | -426.7453 | -314.284 | 6885 | 772.4613 | -1086.7453 | -314.284 | 6885 | 552.4613 | -1366.7453 | -814.284
6886 | 1000 | -1016 | -16 | 6886 | 865.2797 | -1016 | -150.7203 | 6886 | 865.2797 | -1016 | -150.7203 | 6886 | 2000 | -1298.7054 | 701.2946 | 6886 | 1945.0842 | -1716 | 229.0842 | 6886 | 1945.0842 | -1716 | 229.0842 | 6886 | 762.1769 | -1014.8947 | -252.7178 | 6886 | 707.9443 | -1460.6621 | -752.7178 | 6886 | 102.1769 | -854.8947 | -752.7178
6887 | 1000 | -1016 | -16 | 6887 | 873.2945 | -1016 | -142.7055 | 6887 | 873.2945 | -1016 | -142.7055 | 6887 | 1599.7432 | -1716 | -116.2568 | 6887 | 1636.2123 | -1716 | -79.7877 | 6887 | 1599.7432 | -1716 | -116.2568 | 6887 | -343.3243 | 136.0614 | -207.2629 | 6887 | 96.6757 | -803.9386 | -707.2629 | 6887 | 96.6757 | -303.9386 | -207.2629
6888 | 989.6411 | -1016 | -26.3589 | 6888 | 155.0412 | -1016 | -860.9588 | 6888 | 778.906 | -1016 | -237.094 | 6888 | 1330.6601 | -1716 | -385.3399 | 6888 | 1294.7333 | -1716 | -421.2667 | 6888 | 1331.2024 | -1128.6042 | 202.5982 | 6888 | -974.5739 | 739.3436 | -235.2302 | 6888 | 1883.6394 | -887.5165 | 996.1229 | 6888 | 1910.7557 | -414.6328 | 1496.1229
6889 | 342.2058 | 562.4985 | 904.7042 | 6889 | 562.2058 | -53.2397 | 508.966 | 6889 | 562.2058 | 342.4985 | 904.7042 | 6889 | -85.5179 | -723.2117 | -808.7296 | 6889 | -85.5179 | -723.2117 | -808.7296 | 6889 | -85.5179 | -723.2117 | -808.7296 | 6889 | -1474.7282 | 1717 | 242.2718 | 6889 | -1423.0798 | 1717 | 293.9202 | 6889 | 1432.9125 | -1138.9922 | 293.9202
6890 | 90.9396 | -444.0929 | -353.1534 | 6890 | 90.9396 | 380.4027 | 471.3423 | 6890 | 90.9396 | 276.1409 | 367.0805 | 6890 | -376.0025 | -480.1539 | -856.1565 | 6890 | -376.0025 | -15.9226 | -391.9251 | 6890 | -376.0025 | -480.1539 | -856.1565 | 6890 | -1698.7259 | 1372.6783 | -326.0476 | 6890 | -1698.7259 | 1084.3032 | -614.4227 | 6890 | -1517.9334 | 1717 | 199.0666
6891 | 1000 | -155.1949 | 844.8051 | 6891 | 1000 | -550.9331 | 449.0669 | 6891 | 1000 | -550.9331 | 449.0669 | 6891 | -954.1155 | 30.588 | -923.5275 | 6891 | -954.1155 | 494.8194 | -459.2962 | 6891 | -954.1155 | 30.588 | -923.5275 | 6891 | -1671.61 | 1252.6977 | -418.9123 | 6891 | -1610.7982 | 1717 | 106.2018 | 6891 | -1610.7982 | 1717 | 106.2018
6892 | -115.5139 | 745.7409 | 630.2271 | 6892 | 1000 | -1016 | -16 | 6892 | 1000 | -765.5111 | 234.4889 | 6892 | -667.8334 | -412.142 | -1079.9754 | 6892 | -667.8334 | 52.0894 | -615.744 | 6892 | -667.8334 | -412.142 | -1079.9754 | 6892 | -1535.955 | 1717 | 181.045 | 6892 | -1535.955 | 1461.6843 | -74.2707 | 6892 | -1535.955 | 1461.6843 | -74.2707
6893 | 243.8174 | -242.7845 | 1.0329 | 6893 | 243.8174 | -242.7845 | 1.0329 | 6893 | 243.8174 | -242.7845 | 1.0329 | 6893 | -553.3306 | -689.0926 | -1242.4232 | 6893 | -553.3306 | -224.8612 | -778.1918 | 6893 | -553.3306 | -689.0926 | -1242.4232 | 6893 | -1386.5563 | 1717 | 330.4437 | 6893 | -1386.5563 | 1139.054 | -247.5022 | 6893 | -1386.5563 | 1139.054 | -247.5022
6894 | 251.466 | 432.8178 | 684.2838 | 6894 | 251.466 | 432.8178 | 684.2838 | 6894 | 251.3467 | 432.9371 | 684.2838 | 6894 | -466.8491 | -562.2703 | -1029.1194 | 6894 | -246.8491 | -98.0389 | -344.8881 | 6894 | -466.8491 | -562.2703 | -1029.1194 | 6894 | -1313.8195 | 1717 | 403.1805 | 6894 | -1313.8195 | 1717 | 403.1805 | 6894 | -1313.8195 | 1717 | 403.1805
6895 | -63.0986 | 504.5365 | 441.4379 | 6895 | -63.0986 | 504.5365 | 441.4379 | 6895 | -63.0986 | 504.5365 | 441.4379 | 6895 | -494.2563 | -794.451 | -1288.7073 | 6895 | -674.2563 | -150.2197 | -824.4759 | 6895 | -454.2563 | -834.451 | -1288.7073 | 6895 | -1322.3923 | 1079.4916 | -242.9007 | 6895 | -1322.3923 | 1717 | 394.6077 | 6895 | -1322.3923 | 1717 | 394.6077
6896 | -269.1023 | 809.8841 | 540.7818 | 6896 | -269.1023 | 809.8841 | 540.7818 | 6896 | -269.1023 | 809.8841 | 540.7818 | 6896 | -924.1247 | 1717 | 792.8753 | 6896 | -924.1247 | 1717 | 792.8753 | 6896 | -924.1247 | 1448.4216 | 524.2969 | 6896 | -1407.743 | 1717 | 309.257 | 6896 | -1407.743 | 1717 | 309.257 | 6896 | -1407.743 | 1717 | 309.257
6897 | -455.1997 | 1017 | 561.8003 | 6897 | -632.9497 | 1017 | 384.0503 | 6897 | -455.1997 | 1017 | 561.8003 | 6897 | -1215.8705 | 1717 | 501.1295 | 6897 | -1215.8705 | 1717 | 501.1295 | 6897 | -1007.7607 | 1717 | 709.2393 | 6897 | -1482.4778 | 1717 | 234.5222 | 6897 | -1482.4778 | 1717 | 234.5222 | 6897 | -1482.4778 | 1717 | 234.5222
6898 | -499.8258 | 1017 | 517.1742 | 6898 | -499.8258 | 1017 | 517.1742 | 6898 | -499.8258 | 1017 | 517.1742 | 6898 | -1267.4936 | 1717 | 449.5064 | 6898 | -1302.3688 | 1717 | 414.6312 | 6898 | -1302.3688 | 1717 | 414.6312 | 6898 | -1583.1983 | 1574.6975 | -8.5008 | 6898 | -1583.1983 | 1717 | 133.8017 | 6898 | -1583.1983 | 1717 | 133.8017
6899 | -722.027 | 1017 | 294.973 | 6899 | -722.027 | 1017 | 294.973 | 6899 | -613.1329 | 1017 | 403.8671 | 6899 | -1335.8531 | 1717 | 381.1469 | 6899 | -1335.8531 | 1717 | 381.1469 | 6899 | -1335.8531 | 1717 | 381.1469 | 6899 | -1633.3657 | 1678.0868 | 44.7211 | 6899 | -1633.3657 | 1678.0868 | 44.7211 | 6899 | -1633.3657 | 1678.0868 | 44.7211
6900 | -532.5166 | 1017 | 484.4834 | 6900 | -532.5166 | 1017 | 484.4834 | 6900 | -532.5166 | 1017 | 484.4834 | 6900 | -1377.1371 | 1717 | 339.8629 | 6900 | -1377.1371 | 1717 | 339.8629 | 6900 | -1377.1371 | 1717 | 339.8629 | 6900 | -1571.8417 | 1717 | 145.1583 | 6900 | -1571.8417 | 1717 | 145.1583 | 6900 | -1571.8417 | 1717 | 145.1583
6901 | -165.9895 | 1017 | 851.0105 | 6901 | -561.7277 | 1017 | 455.2723 | 6901 | -718.3939 | 1017 | 298.6061 | 6901 | -1327.7649 | 1717 | 389.2351 | 6901 | -1327.7649 | 1717 | 389.2351 | 6901 | -1327.7649 | 1717 | 389.2351 | 6901 | -1580.5617 | 1717 | 136.4383 | 6901 | -1580.5617 | 1717 | 136.4383 | 6901 | -1580.5617 | 1717 | 136.4383
6902 | -213.0299 | 1017 | 803.9701 | 6902 | -552.1607 | 1017 | 464.8393 | 6902 | -670.6607 | 1017 | 346.3393 | 6902 | -1263.3933 | 1717 | 453.6067 | 6902 | -1263.3933 | 1717 | 453.6067 | 6902 | -1116.1433 | 1717 | 600.8567 | 6902 | -1539.8123 | 1658.9737 | 119.1614 | 6902 | -1539.8123 | 1658.9737 | 119.1614 | 6902 | -1539.8123 | 1658.9737 | 119.1614
6903 | -474.243 | 1017 | 542.757 | 6903 | -474.243 | 1017 | 542.757 | 6903 | -351.793 | 1017 | 665.207 | 6903 | -1163.2991 | 1717 | 553.7009 | 6903 | -943.2991 | 1717 | 773.7009 | 6903 | -1163.2991 | 1717 | 553.7009 | 6903 | -1578.2141 | 1717 | 138.7859 | 6903 | -1578.2141 | 1717 | 138.7859 | 6903 | -1578.2141 | 1717 | 138.7859
6904 | -301.8016 | 1017 | 715.1984 | 6904 | -301.8016 | 1017 | 715.1984 | 6904 | -462.6103 | 1017 | 554.3897 | 6904 | -1110.3381 | 1717 | 606.6619 | 6904 | -914.5007 | 1717 | 802.4993 | 6904 | -873.347 | 1717 | 843.653 | 6904 | -1614.1866 | 1717 | 102.8134 | 6904 | -1614.1866 | 1656.5363 | 42.3497 | 6904 | -1614.1866 | 1656.5363 | 42.3497
6905 | -288.476 | 1017 | 728.524 | 6905 | -288.476 | 1017 | 728.524 | 6905 | -338.164 | 1017 | 678.836 | 6905 | -830.4698 | 1717 | 886.5302 | 6905 | -1131.9489 | 1717 | 585.0511 | 6905 | -830.4698 | 1717 | 886.5302 | 6905 | -1602.4778 | 1717 | 114.5222 | 6905 | -1602.4778 | 1717 | 114.5222 | 6905 | -1602.4778 | 1717 | 114.5222
6906 | 268.4372 | 729.7259 | 998.163 | 6906 | 268.4372 | 729.7259 | 998.163 | 6906 | 268.4372 | 729.7259 | 998.163 | 6906 | -266.0422 | 1717 | 1450.9578 | 6906 | -266.0422 | 1717 | 1450.9578 | 6906 | -266.0422 | 1434.7503 | 1168.7081 | 6906 | -1516.2814 | 1685.3865 | 169.105 | 6906 | -1516.2814 | 1717 | 200.7186 | 6906 | -1516.2814 | 1717 | 200.7186
6907 | 1000 | 222.9933 | 1222.9933 | 6907 | 1000 | 222.9933 | 1222.9933 | 6907 | 1000 | 222.9933 | 1222.9933 | 6907 | 625.2124 | 909.465 | 1534.6775 | 6907 | 625.2124 | 1246.0326 | 1871.245 | 6907 | 625.2124 | 781.8012 | 1407.0136 | 6907 | -611.1544 | 1717 | 1105.8456 | 6907 | -571.1544 | 1717 | 1145.8456 | 6907 | -791.1544 | 1717 | 925.8456
6908 | 1000 | 93.7952 | 1093.7952 | 6908 | 1000 | 93.7952 | 1093.7952 | 6908 | 1000 | 93.7952 | 1093.7952 | 6908 | 819.5067 | 915.012 | 1734.5187 | 6908 | 819.5067 | 915.012 | 1734.5187 | 6908 | 1039.5067 | 230.7807 | 1270.2874 | 6908 | -505.4657 | 821.1187 | 315.653 | 6908 | -505.4657 | 821.1187 | 315.653 | 6908 | -325.4657 | 641.1187 | 315.653
6909 | 1000 | 61.3997 | 1061.3997 | 6909 | 1000 | 61.3997 | 1061.3997 | 6909 | 1000 | 61.3997 | 1061.3997 | 6909 | 1382.689 | -167.2055 | 1215.4835 | 6909 | 1382.689 | 297.0259 | 1679.7149 | 6909 | 1602.689 | -387.2055 | 1215.4835 | 6909 | 393.8277 | -42.3972 | 351.4305 | 6909 | 173.8277 | 1717 | 1890.8277 | 6909 | 173.8277 | 1717 | 1890.8277
6910 | 1000 | -121.0346 | 878.9654 | 6910 | 1000 | -121.0346 | 878.9654 | 6910 | 1000 | -121.0346 | 878.9654 | 6910 | 1694.0414 | -693.6321 | 1000.4093 | 6910 | 2000 | -229.4008 | 1770.5992 | 6910 | 1914.0414 | -449.4008 | 1464.6407 | 6910 | 722.2733 | -369.8848 | 352.3885 | 6910 | 2000 | -1647.6115 | 352.3885 | 6910 | 902.2733 | -549.8848 | 352.3885
6911 | 1000 | -136.383 | 863.617 | 6911 | 1000 | -136.383 | 863.617 | 6911 | 1000 | -136.383 | 863.617 | 6911 | 1491.6904 | -512.5794 | 979.1111 | 6911 | 2000 | -1716 | 284 | 6911 | 1491.6904 | -48.348 | 1443.3424 | 6911 | 288.926 | -427.3136 | -138.3876 | 6911 | 723.7625 | -337.0359 | 386.7265 | 6911 | 508.926 | -122.1994 | 386.7265
6912 | 1000 | -38.404 | 961.596 | 6912 | 1000 | -38.404 | 961.596 | 6912 | 1000 | -38.404 | 961.596 | 6912 | 2000 | -439.8077 | 1560.1923 | 6912 | 1174.4622 | 165.73 | 1340.1923 | 6912 | 1174.4622 | 385.73 | 1560.1923 | 6912 | -24.5959 | 1717 | 1692.4041 | 6912 | -24.5959 | 453.2224 | 428.6265 | 6912 | 415.4041 | 13.2224 | 428.6265
6913 | 1000 | -19.0038 | 980.9962 | 6913 | 1000 | -19.0038 | 980.9962 | 6913 | 1000 | -19.0038 | 980.9962 | 6913 | 877.7179 | 698.0448 | 1575.7627 | 6913 | 877.7179 | 698.0448 | 1575.7627 | 6913 | 877.7179 | 698.0448 | 1575.7627 | 6913 | -354.724 | 784.5031 | 429.7791 | 6913 | -354.724 | -240.6111 | -595.3351 | 6913 | -354.724 | 784.5031 | 429.7791
6914 | 808.3745 | 205.2814 | 1013.6559 | 6914 | 808.3745 | 205.2814 | 1013.6559 | 6914 | 808.3745 | 205.2814 | 1013.6559 | 6914 | 466.8002 | 665.5177 | 1132.3178 | 6914 | 466.8002 | 1129.749 | 1596.5492 | 6914 | 466.8002 | 665.5177 | 1132.3178 | 6914 | -836.2607 | 718.5654 | -117.6953 | 6914 | -836.2607 | 1717 | 880.7393 | 6914 | -836.2607 | 1717 | 880.7393
6915 | 450.0983 | 571.787 | 1021.8853 | 6915 | 450.0983 | 571.787 | 1021.8853 | 6915 | 450.0983 | 571.787 | 1021.8853 | 6915 | 63.4987 | 1524.1693 | 1587.668 | 6915 | 63.4987 | 1524.1693 | 1587.668 | 6915 | 243.4987 | 379.938 | 623.4367 | 6915 | -1284.5876 | 1110.0967 | -174.4909 | 6915 | -1284.5876 | 1717 | 432.4124 | 6915 | -1284.5876 | 1717 | 432.4124
6916 | 506.6471 | 577.0941 | 1083.7412 | 6916 | 506.6471 | 577.0941 | 1083.7412 | 6916 | 506.6471 | 577.0941 | 1083.7412 | 6916 | 139.2935 | 1499.5164 | 1638.8099 | 6916 | 139.2935 | 1499.5164 | 1638.8099 | 6916 | 139.2935 | 1035.285 | 1174.5785 | 6916 | -969.5467 | 1717 | 747.4533 | 6916 | -1189.5467 | 952.1426 | -237.4041 | 6916 | -1189.5467 | 1477.2567 | 287.7101
6917 | 391.3362 | 664.1109 | 1055.447 | 6917 | 391.3362 | 664.1109 | 1055.447 | 6917 | 391.3362 | 664.1109 | 1055.447 | 6917 | 17.138 | 1582.7197 | 1599.8578 | 6917 | 17.138 | 1582.1642 | 1599.3022 | 6917 | 17.138 | 1118.4884 | 1135.6264 | 6917 | -1318.5467 | 1717 | 398.4533 | 6917 | -1318.5467 | 1717 | 398.4533 | 6917 | -1318.5467 | 1717 | 398.4533
6918 | -163.721 | 1017 | 853.279 | 6918 | -320.5917 | 1017 | 696.4083 | 6918 | -163.721 | 1017 | 853.279 | 6918 | -763.7428 | 1675.4422 | 911.6994 | 6918 | -763.7428 | 1717 | 953.2572 | 6918 | -363.9995 | 1717 | 1353.0005 | 6918 | -1468.2454 | 1717 | 248.7546 | 6918 | -1468.2454 | 1717 | 248.7546 | 6918 | -1468.2454 | 1717 | 248.7546
6919 | -515.4666 | 1017 | 501.5334 | 6919 | -515.4666 | 1017 | 501.5334 | 6919 | -558.9166 | 1017 | 458.0834 | 6919 | -653.3376 | 1717 | 1063.6624 | 6919 | -673.8345 | 1717 | 1043.1655 | 6919 | -1002.0587 | 1717 | 714.9413 | 6919 | -1405.378 | 1717 | 311.622 | 6919 | -1518.0328 | 1717 | 198.9672 | 6919 | -1518.0328 | 1717 | 198.9672
6920 | -277.6253 | 1017 | 739.3747 | 6920 | -231.3536 | 1017 | 785.6464 | 6920 | -277.6253 | 1017 | 739.3747 | 6920 | -937.631 | 1717 | 779.369 | 6920 | -717.631 | 1717 | 999.369 | 6920 | -717.631 | 1717 | 999.369 | 6920 | -955.8853 | 1717 | 761.1147 | 6920 | -955.8853 | 1717 | 761.1147 | 6920 | -955.8853 | 1717 | 761.1147
6921 | -232.5225 | 1017 | 784.4775 | 6921 | -672.5225 | 1017 | 344.4775 | 6921 | -425.4062 | 1017 | 591.5938 | 6921 | -1207.0735 | 1717 | 509.9265 | 6921 | -807.0735 | 1717 | 909.9265 | 6921 | -1027.0735 | 1717 | 689.9265 | 6921 | -400.6195 | 1717 | 1316.3805 | 6921 | -606.1254 | 1717 | 1110.8746 | 6921 | -606.1254 | 1717 | 1110.8746
6922 | -965.5434 | 1017 | 51.4566 | 6922 | -965.5434 | 1017 | 51.4566 | 6922 | -965.5434 | 1017 | 51.4566 | 6922 | -1608.1002 | 1717 | 108.8998 | 6922 | -1608.1002 | 1717 | 108.8998 | 6922 | -1177.1953 | 1717 | 539.8047 | 6922 | -1003.0198 | 1717 | 713.9802 | 6922 | -1263.2432 | 1717 | 453.7568 | 6922 | -1003.0198 | 1717 | 713.9802
6923 | -1000 | 1017 | 17 | 6923 | -1000 | 1017 | 17 | 6923 | -1000 | 1017 | 17 | 6923 | -1665.5445 | 1717 | 51.4555 | 6923 | -1665.5445 | 1717 | 51.4555 | 6923 | -1665.5445 | 1717 | 51.4555 | 6923 | -1006.7946 | 1717 | 710.2054 | 6923 | -1416.9038 | 1717 | 300.0962 | 6923 | -1083.5704 | 1717 | 633.4296
6924 | -1000 | 1017 | 17 | 6924 | -1000 | 1017 | 17 | 6924 | -1000 | 1017 | 17 | 6924 | -1690.5031 | 1717 | 26.4969 | 6924 | -1690.5031 | 1717 | 26.4969 | 6924 | -1690.5031 | 1717 | 26.4969 | 6924 | -2000 | 1717 | -283 | 6924 | -1871.5438 | 1717 | -154.5438 | 6924 | -1654.7249 | 1717 | 62.2751
6925 | 1000 | -190.9706 | 809.0294 | 6925 | 1000 | -190.9706 | 809.0294 | 6925 | 1000 | 204.7676 | 1204.7676 | 6925 | -1633.4577 | 1717 | 83.5423 | 6925 | -1633.4577 | 1717 | 83.5423 | 6925 | -1633.4577 | 1717 | 83.5423 | 6925 | -1507.7514 | 1717 | 209.2486 | 6925 | -1948.9416 | 1717 | -231.9416 | 6925 | -1538.6841 | 1717 | 178.3159
6926 | 375.4778 | 250.3369 | 625.8148 | 6926 | 771.2161 | 250.3369 | 1021.553 | 6926 | 771.2161 | 250.3369 | 1021.553 | 6926 | -1340.7039 | 1717 | 376.2961 | 6926 | -1566.4872 | 1717 | 150.5128 | 6926 | -1513.7144 | 1717 | 203.2856 | 6926 | -520.7761 | 937.7804 | 417.0044 | 6926 | -1825.1098 | 1717 | -108.1098 | 6926 | -1825.1098 | 1717 | -108.1098
6927 | -5.3374 | 1017 | 1011.6626 | 6927 | -643.9585 | 1017 | 373.0415 | 6927 | -643.9585 | 1017 | 373.0415 | 6927 | -1117.6802 | 1717 | 599.3198 | 6927 | -897.6802 | 1717 | 819.3198 | 6927 | -1117.6802 | 1717 | 599.3198 | 6927 | -1825.4962 | 1561.7236 | -263.7726 | 6927 | -1455.6584 | 1717 | 261.3416 | 6927 | -1455.6584 | 1717 | 261.3416
6928 | -443.9365 | 1017 | 573.0635 | 6928 | -499.0683 | 1017 | 517.9317 | 6928 | -261.4388 | 1017 | 755.5612 | 6928 | -1344.7357 | 1717 | 372.2643 | 6928 | -1124.7357 | 1717 | 592.2643 | 6928 | -1344.7357 | 1717 | 372.2643 | 6928 | -1591.3837 | 1717 | 125.6163 | 6928 | -1591.3837 | 1717 | 125.6163 | 6928 | -1591.3837 | 1717 | 125.6163
6929 | -766.3076 | 1017 | 250.6924 | 6929 | -760.5713 | 1017 | 256.4287 | 6929 | -618.4641 | 1017 | 398.5359 | 6929 | -1251.6257 | 1717 | 465.3743 | 6929 | -1251.6257 | 1717 | 465.3743 | 6929 | -1192.009 | 1717 | 524.991 | 6929 | -1730.974 | 1717 | -13.974 | 6929 | -1730.974 | 1717 | -13.974 | 6929 | -1730.974 | 1717 | -13.974
6930 | -601.3193 | 1017 | 415.6807 | 6930 | -675.1527 | 1017 | 341.8473 | 6930 | -455.1527 | 1017 | 561.8473 | 6930 | -1362.3328 | 1717 | 354.6672 | 6930 | -1362.3328 | 1717 | 354.6672 | 6930 | -1362.3328 | 1717 | 354.6672 | 6930 | -1722.7116 | 1717 | -5.7116 | 6930 | -1722.7116 | 1717 | -5.7116 | 6930 | -1722.7116 | 1717 | -5.7116
6931 | -282.9175 | 1017 | 734.0825 | 6931 | -282.9175 | 1017 | 734.0825 | 6931 | -416.5156 | 1017 | 600.4844 | 6931 | -1282.7168 | 1717 | 434.2832 | 6931 | -1282.7168 | 530.1419 | -752.5749 | 6931 | -1282.7168 | 710.1419 | -572.5749 | 6931 | -1657.396 | 1717 | 59.604 | 6931 | -1657.396 | 1717 | 59.604 | 6931 | -1657.396 | 1717 | 59.604
6932 | -562.9625 | 1017 | 454.0375 | 6932 | -263.3192 | 1017 | 753.6808 | 6932 | -562.9625 | 1017 | 454.0375 | 6932 | -980.1388 | 24.5195 | -955.6193 | 6932 | -980.1388 | 708.7509 | -271.3879 | 6932 | -1200.1388 | 708.7509 | -491.3879 | 6932 | -1562.9313 | 1717 | 154.0687 | 6932 | -1562.9313 | 1717 | 154.0687 | 6932 | -1562.9313 | 1717 | 154.0687
6933 | -297.943 | 920.635 | 622.692 | 6933 | -523.76 | 920.635 | 396.875 | 6933 | -128.0218 | 920.635 | 792.6132 | 6933 | -1364.7354 | 490.9817 | -873.7537 | 6933 | -1144.7354 | 1717 | 572.2646 | 6933 | -924.7354 | 515.2131 | -409.5223 | 6933 | -1804.9076 | 1538.7385 | -266.169 | 6933 | -1804.9076 | 1538.7385 | -266.169 | 6933 | -1804.9076 | 1538.7385 | -266.169
6934 | 8.3324 | 321.7886 | 330.1211 | 6934 | 404.0706 | 321.7886 | 725.8593 | 6934 | 404.0706 | 321.7886 | 725.8593 | 6934 | -1140.4494 | 781.9331 | -358.5163 | 6934 | -1580.4494 | 1717 | 136.5506 | 6934 | -1360.4494 | 1001.9331 | -358.5163 | 6934 | -1833.2168 | 1717 | -116.2168 | 6934 | -1833.2168 | 1612.4687 | -220.7481 | 6934 | -1833.2168 | 1612.4687 | -220.7481
6935 | 71.7714 | 217.5266 | 289.298 | 6935 | -29.9415 | 214.9777 | 185.0362 | 6935 | 470.0585 | 214.9777 | 685.0362 | 6935 | -1440.3152 | 1092.918 | -347.3972 | 6935 | -1440.3152 | 1717 | 276.6848 | 6935 | -1220.3152 | 1717 | 496.6848 | 6935 | -1806.0301 | 1717 | -89.0301 | 6935 | -1806.0301 | 1717 | -89.0301 | 6935 | -1806.0301 | 1717 | -89.0301
6936 | 992.6775 | -178.113 | 814.5645 | 6936 | 596.9393 | -178.113 | 418.8263 | 6936 | 992.6775 | -178.113 | 814.5645 | 6936 | 2000 | -718.7915 | 1281.2085 | 6936 | -1137.4131 | 1717 | 579.5869 | 6936 | -917.4131 | 1717 | 799.5869 | 6936 | -1788.6275 | 1717 | -71.6275 | 6936 | -1788.6275 | 1488.3346 | -300.2929 | 6936 | -1788.6275 | 1488.3346 | -300.2929
6937 | 1000 | -628.7256 | 371.2744 | 6937 | 1000 | -628.7256 | 371.2744 | 6937 | 940.984 | -673.9714 | 267.0126 | 6937 | -434.7723 | 37.6189 | -397.1534 | 6937 | -654.7723 | 257.6189 | -397.1534 | 6937 | -654.7723 | 257.6189 | -397.1534 | 6937 | -1590.9479 | 1717 | 126.0521 | 6937 | -1696.5479 | 1717 | 20.4521 | 6937 | -1551.0264 | 1717 | 165.9736
6938 | 1000 | -470.4573 | 529.5427 | 6938 | 1000 | -470.4573 | 529.5427 | 6938 | 1000 | -470.4573 | 529.5427 | 6938 | -315.9169 | -111.472 | -427.3889 | 6938 | -535.9169 | -355.7034 | -891.6203 | 6938 | -535.9169 | 1717 | 1181.0831 | 6938 | -1619.4203 | 1717 | 97.5797 | 6938 | -1619.4203 | 1717 | 97.5797 | 6938 | -1619.4203 | 1717 | 97.5797
6939 | 1000 | -488.3807 | 511.6193 | 6939 | 1000 | -500.3739 | 499.6261 | 6939 | 1000 | -500.3739 | 499.6261 | 6939 | -779.0008 | 315.3764 | -463.6244 | 6939 | -734.25 | 1717 | 982.75 | 6939 | -779.0008 | 1717 | 937.9992 | 6939 | -1631.2802 | 1667.7071 | 36.4269 | 6939 | -1631.2802 | 1717 | 85.7198 | 6939 | -1631.2802 | 1717 | 85.7198
6940 | -13.8993 | 456.9577 | 443.0584 | 6940 | 880.1768 | -437.1184 | 443.0584 | 6940 | 880.1768 | -437.1184 | 443.0584 | 6940 | -512.7096 | 7.8218 | -504.8877 | 6940 | -512.7096 | -456.4095 | -969.1191 | 6940 | -512.7096 | 7.8218 | -504.8877 | 6940 | -1595.7164 | 1588.0987 | -7.6177 | 6940 | -1595.7164 | 1588.0987 | -7.6177 | 6940 | -1595.7164 | 1062.9845 | -532.7319
6941 | 291.4706 | 180.1957 | 471.6663 | 6941 | 291.4706 | 180.1957 | 471.6663 | 6941 | 511.4706 | -144.0661 | 367.4045 | 6941 | 264.0137 | -818.5678 | -554.5541 | 6941 | -175.9863 | -842.7992 | -1018.7855 | 6941 | -175.9863 | -378.5678 | -554.5541 | 6941 | -1513.4327 | 1454.0187 | -59.414 | 6941 | -1513.4327 | 1454.0187 | -59.414 | 6941 | -1513.4327 | 1454.0187 | -59.414
6942 | 594.814 | -318.3293 | 276.4848 | 6942 | 791.9304 | -515.4456 | 276.4848 | 6942 | 567.6977 | -656.4362 | -88.7385 | 6942 | 121.9105 | -1716 | -1594.0895 | 6942 | 121.9105 | -1600.7969 | -1478.8864 | 6942 | 121.9105 | -696.5656 | -574.655 | 6942 | -1285.3633 | 1717 | 431.6367 | 6942 | -1285.3633 | 1201.4261 | -83.9372 | 6942 | -1285.3633 | 1201.4261 | -83.9372
6943 | 1000 | -698.37 | 301.63 | 6943 | 724.8457 | -423.2157 | 301.63 | 6943 | 1000 | -895.246 | 104.754 | 6943 | 288.2084 | -683.9112 | -395.7027 | 6943 | 288.2084 | -683.9112 | -395.7027 | 6943 | 288.2084 | -683.9112 | -395.7027 | 6943 | -1109.9155 | 1230.1647 | 120.2492 | 6943 | -1109.9155 | 1230.1647 | 120.2492 | 6943 | -1109.9155 | 1230.1647 | 120.2492
6944 | 1000 | -498.891 | 501.109 | 6944 | 656.2037 | -155.0947 | 501.109 | 6944 | 1000 | -498.891 | 501.109 | 6944 | 441.4432 | -547.024 | -105.5807 | 6944 | 221.4432 | -547.024 | -325.5807 | 6944 | 221.4432 | -327.024 | -105.5807 | 6944 | -1174.8039 | 1626.9004 | 452.0965 | 6944 | -1174.8039 | 1717 | 542.1961 | 6944 | -1174.8039 | 1717 | 542.1961
6945 | 688.4998 | -201.5307 | 486.9691 | 6945 | 468.4998 | 414.2075 | 882.7073 | 6945 | 472.7324 | 14.2367 | 486.9691 | 6945 | 243.3025 | -274.7193 | -31.4168 | 6945 | 23.3025 | -54.7193 | -31.4168 | 6945 | 23.3025 | -54.7193 | -31.4168 | 6945 | -1188.5387 | 1717 | 528.4613 | 6945 | -1188.5387 | 1717 | 528.4613 | 6945 | -1188.5387 | 1717 | 528.4613
6946 | 1000 | -542.9367 | 457.0633 | 6946 | 1000 | -542.9367 | 457.0633 | 6946 | 1000 | -542.9367 | 457.0633 | 6946 | -307.0248 | 242.5662 | -64.4586 | 6946 | -307.0248 | -221.6651 | -528.6899 | 6946 | 2000 | -915.9437 | 1084.0563 | 6946 | -1089.4106 | 1717 | 627.5894 | 6946 | -1089.4106 | 1717 | 627.5894 | 6946 | -1089.4106 | 1717 | 627.5894
6947 | 1000 | -318.2312 | 681.7688 | 6947 | 1000 | -318.2312 | 681.7688 | 6947 | 1000 | -318.2312 | 681.7688 | 6947 | -891.0924 | 950.9597 | 59.8673 | 6947 | -164.0433 | -216.0894 | -380.1327 | 6947 | 55.9567 | 3.9106 | 59.8673 | 6947 | -996.7612 | 1717 | 720.2388 | 6947 | -996.7612 | 1717 | 720.2388 | 6947 | -996.7612 | 1717 | 720.2388
6948 | 1000 | -108.3276 | 891.6724 | 6948 | 848.0478 | 43.6246 | 891.6724 | 6948 | 1000 | 287.4106 | 1287.4106 | 6948 | -870.0838 | 1717 | 846.9162 | 6948 | -870.0838 | 1057.8033 | 187.7195 | 6948 | -870.0838 | 1057.8033 | 187.7195 | 6948 | -930.7355 | 1717 | 786.2645 | 6948 | -930.7355 | 1717 | 786.2645 | 6948 | -930.7355 | 1717 | 786.2645
6949 | 1000 | -258.9035 | 741.0965 | 6949 | 1000 | -258.9035 | 741.0965 | 6949 | 1000 | 136.8347 | 1136.8347 | 6949 | 746.3444 | -770.5824 | -24.238 | 6949 | 746.3444 | -770.5824 | -24.238 | 6949 | 966.3444 | -990.5824 | -24.238 | 6949 | -938.2731 | 1717 | 778.7269 | 6949 | -938.2731 | 1717 | 778.7269 | 6949 | -938.2731 | 1717 | 778.7269
6950 | 1000 | -1016 | -16 | 6950 | 1000 | -657.9608 | 342.0392 | 6950 | 1000 | -657.9608 | 342.0392 | 6950 | 1481.8903 | -442.1704 | 1039.7199 | 6950 | 1261.8903 | -1716 | -454.1097 | 6950 | 1481.8903 | -1716 | -234.1097 | 6950 | -156.333 | 1717 | 1560.667 | 6950 | -944.8547 | 1111.117 | 166.2623 | 6950 | -944.8547 | 1111.117 | 166.2623
6951 | 1000 | -612.3181 | 387.6819 | 6951 | 1000 | -612.3181 | 387.6819 | 6951 | 1000 | -612.3181 | 387.6819 | 6951 | 1375.3889 | -1716 | -340.6111 | 6951 | 1375.3889 | -1716 | -340.6111 | 6951 | 1375.3889 | -676.7888 | 698.6001 | 6951 | 244.18 | -456.7144 | -212.5344 | 6951 | 244.18 | -456.7144 | -212.5344 | 6951 | 244.18 | -456.7144 | -212.5344
6952 | 1000 | -671.6257 | 328.3743 | 6952 | 1000 | -671.6257 | 328.3743 | 6952 | 1000 | -671.6257 | 328.3743 | 6952 | 1920.2476 | -1716 | 204.2476 | 6952 | 2000 | -1331.5211 | 668.4789 | 6952 | 2000 | -1331.5211 | 668.4789 | 6952 | 776.847 | -1076.5818 | -299.7348 | 6952 | 996.847 | -1296.5818 | -299.7348 | 6952 | 776.847 | -1076.5818 | -299.7348
6953 | 1000 | -539.6082 | 460.3918 | 6953 | 1000 | -539.6082 | 460.3918 | 6953 | 1000 | -539.6082 | 460.3918 | 6953 | 2000 | -1716 | 284 | 6953 | 2000 | -1716 | 284 | 6953 | 2000 | -1161.2609 | 838.7391 | 6953 | 833.6438 | -1112.3474 | -278.7035 | 6953 | 833.6438 | -1112.3474 | -278.7035 | 6953 | 1053.6438 | -1332.3474 | -278.7035
6954 | 1000 | -401.1302 | 598.8698 | 6954 | 1000 | -401.1302 | 598.8698 | 6954 | 1000 | -401.1302 | 598.8698 | 6954 | 2000 | -1716 | 284 | 6954 | 2000 | -1716 | 284 | 6954 | 2000 | -974.8266 | 1025.1734 | 6954 | 1108.0324 | -1257.16 | -149.1277 | 6954 | 1328.0324 | -1477.16 | -149.1277 | 6954 | 1108.0324 | -1257.16 | -149.1277
6955 | 1000 | -392.6366 | 607.3634 | 6955 | 1000 | -392.6366 | 607.3634 | 6955 | 1000 | -392.6366 | 607.3634 | 6955 | 2000 | -1716 | 284 | 6955 | 2000 | -1716 | 284 | 6955 | 2000 | -920.8534 | 1079.1466 | 6955 | 1478.8889 | -1477.6512 | 1.2377 | 6955 | 1698.8889 | -1697.6512 | 1.2377 | 6955 | 2000 | -812.6553 | 1187.3447
6956 | 1000 | -230.8387 | 769.1613 | 6956 | 1000 | -230.8387 | 769.1613 | 6956 | 1000 | -230.8387 | 769.1613 | 6956 | 2000 | -1716 | 284 | 6956 | 2000 | -1716 | 284 | 6956 | 2000 | -1716 | 284 | 6956 | 1766.8039 | -1613.1195 | 153.6845 | 6956 | 2000 | -34.4343 | 1965.5657 | 6956 | 2000 | -34.4343 | 1965.5657
6957 | 1000 | -289.8194 | 710.1806 | 6957 | 1000 | -289.8194 | 710.1806 | 6957 | 1000 | -289.8194 | 710.1806 | 6957 | 2000 | -1716 | 284 | 6957 | 2000 | -1716 | 284 | 6957 | 2000 | -1716 | 284 | 6957 | 2000 | -1701.7809 | 298.2191 | 6957 | 2000 | -1701.7809 | 298.2191 | 6957 | 2000 | -1701.7809 | 298.2191
6958 | 1000 | -126.4549 | 873.5451 | 6958 | 1000 | -126.4549 | 873.5451 | 6958 | 1000 | -126.4549 | 873.5451 | 6958 | 2000 | -547.2769 | 1452.7231 | 6958 | 2000 | -1716 | 284 | 6958 | 2000 | -547.2769 | 1452.7231 | 6958 | 2000 | -1625.0615 | 374.9385 | 6958 | 2000 | -1625.0615 | 374.9385 | 6958 | 2000 | -1625.0615 | 374.9385
6959 | 1000 | 86.6825 | 1086.6825 | 6959 | 1000 | -79.0521 | 920.9479 | 6959 | 1000 | -79.1714 | 920.8286 | 6959 | 2000 | -315.7483 | 1684.2517 | 6959 | 2000 | -779.9797 | 1220.0203 | 6959 | 2000 | -1716 | 284 | 6959 | 2000 | -1573.3284 | 426.6716 | 6959 | 2000 | -1573.3284 | 426.6716 | 6959 | 2000 | -1573.3284 | 426.6716
6960 | 1000 | 133.8031 | 1133.8031 | 6960 | 1000 | 133.8031 | 1133.8031 | 6960 | 1000 | 318.0434 | 1318.0434 | 6960 | 2000 | -1716 | 284 | 6960 | 2000 | -519.3722 | 1480.6278 | 6960 | 2000 | -55.1408 | 1944.8592 | 6960 | 2000 | -1512.657 | 487.343 | 6960 | 2000 | 186.8163 | 2186.8163 | 6960 | 2000 | 186.8163 | 2186.8163
6961 | 1000 | -34.4183 | 965.5817 | 6961 | 1000 | -34.4183 | 965.5817 | 6961 | 1000 | -34.4183 | 965.5817 | 6961 | 2000 | -1716 | 284 | 6961 | 2000 | -1716 | 284 | 6961 | 2000 | -1716 | 284 | 6961 | 2000 | -1510.4784 | 489.5216 | 6961 | 2000 | -1716 | 284 | 6961 | 2000 | -1716 | 284
6962 | 1000 | -141.215 | 858.785 | 6962 | 1000 | -141.215 | 858.785 | 6962 | 1000 | -141.215 | 858.785 | 6962 | 2000 | -529.4161 | 1470.5839 | 6962 | 2000 | -1362.7495 | 637.2505 | 6962 | 2000 | -1716 | 284 | 6962 | 2000 | -1502.7899 | 497.2101 | 6962 | 1487.5371 | -990.3271 | 497.2101 | 6962 | 2000 | -1716 | 284
6963 | 1000 | -2.4129 | 997.5871 | 6963 | 1000 | -2.4129 | 997.5871 | 6963 | 1000 | -2.4129 | 997.5871 | 6963 | 2000 | -397.9589 | 1602.0411 | 6963 | 2000 | -397.9589 | 1602.0411 | 6963 | 2000 | -397.9589 | 1602.0411 | 6963 | 1469.2 | -1024.2044 | 444.9956 | 6963 | 2000 | -1555.0044 | 444.9956 | 6963 | 1469.2 | -1306.9582 | 162.2418
6964 | 1000 | -168.9168 | 831.0832 | 6964 | 1000 | -168.9168 | 831.0832 | 6964 | 1000 | -168.9168 | 831.0832 | 6964 | 2000 | -1060.2917 | 939.7083 | 6964 | 2000 | -1716 | 284 | 6964 | 2000 | -596.0604 | 1403.9396 | 6964 | 2000 | -1716 | 284 | 6964 | 1540.7657 | -1301.8369 | 238.9288 | 6964 | 2000 | -1716 | 284
6965 | 1000 | -314.9761 | 685.0239 | 6965 | 1000 | -314.9761 | 685.0239 | 6965 | 1000 | -314.9761 | 685.0239 | 6965 | 2000 | -1716 | 284 | 6965 | 2000 | -1716 | 284 | 6965 | 2000 | -1716 | 284 | 6965 | 1464.6226 | -1413.8208 | 50.8018 | 6965 | 1244.6226 | -1716 | -471.3774 | 6965 | 1464.6226 | -1413.8208 | 50.8018
6966 | 1000 | -322.171 | 677.829 | 6966 | 1000 | -322.171 | 677.829 | 6966 | 1000 | -322.171 | 677.829 | 6966 | 2000 | -778.1834 | 1221.8166 | 6966 | 2000 | -778.1834 | 1221.8166 | 6966 | 2000 | -1716 | 284 | 6966 | 934.9825 | -946.694 | -11.7115 | 6966 | 1114.9825 | -1126.694 | -11.7115 | 6966 | 1154.9825 | -1666.694 | -511.7115
6967 | 1000 | -253.4148 | 746.5852 | 6967 | 1000 | -253.4148 | 746.5852 | 6967 | 1000 | -253.4148 | 746.5852 | 6967 | 2000 | -708.4818 | 1291.5182 | 6967 | 2000 | -708.4818 | 1291.5182 | 6967 | 2000 | -708.4818 | 1291.5182 | 6967 | 1009.4874 | -808.3824 | 201.105 | 6967 | 830.0067 | -628.9017 | 201.105 | 6967 | 610.0067 | -908.9017 | -298.895
6968 | 1000 | 69.1972 | 1069.1972 | 6968 | 1000 | 69.1972 | 1069.1972 | 6968 | 1000 | 69.1972 | 1069.1972 | 6968 | 2000 | -362.2154 | 1637.7846 | 6968 | 2000 | -362.2154 | 1637.7846 | 6968 | 2000 | -362.2154 | 1637.7846 | 6968 | 1061.8963 | -463.4447 | 598.4516 | 6968 | 621.8963 | -548.5589 | 73.3374 | 6968 | 621.8963 | -1048.5589 | -426.6626
6969 | 1000 | 79.2685 | 1079.2685 | 6969 | 1000 | 79.2685 | 1079.2685 | 6969 | 1000 | 79.2685 | 1079.2685 | 6969 | 1094.6031 | 540.9646 | 1635.5677 | 6969 | 1094.6031 | 540.9646 | 1635.5677 | 6969 | 1094.6031 | 540.9646 | 1635.5677 | 6969 | -462.0651 | 1717 | 1254.9349 | 6969 | 217.7791 | 1717 | 1934.7791 | 6969 | -282.2209 | 1717 | 1434.7791
6970 | 331.9219 | 504.369 | 836.2909 | 6970 | 331.9219 | 504.369 | 836.2909 | 6970 | 331.9219 | 504.369 | 836.2909 | 6970 | 438.5852 | 927.7472 | 1366.3325 | 6970 | 329.5777 | 1145.5326 | 1475.1103 | 6970 | 329.5777 | 536.7548 | 866.3325 | 6970 | -1294.2531 | 1717 | 422.7469 | 6970 | -1334.2531 | 1717 | 382.7469 | 6970 | -570.2232 | 1717 | 1146.7768
6971 | 180.51 | 761.7925 | 942.3025 | 6971 | 180.51 | 761.7925 | 942.3025 | 6971 | 180.51 | 887.0167 | 1067.5267 | 6971 | -67.0061 | 1674.2362 | 1607.2301 | 6971 | -67.0061 | 1674.2362 | 1607.2301 | 6971 | -67.0061 | 1174.2362 | 1107.2301 | 6971 | -1007.3825 | 1717 | 709.6175 | 6971 | -1532.4966 | 1717 | 184.5034 | 6971 | -1726.0406 | 1717 | -9.0406
6972 | 353.096 | 484.7263 | 837.8223 | 6972 | 353.096 | 484.7263 | 837.8223 | 6972 | 353.096 | 484.7263 | 837.8223 | 6972 | 265.9496 | 1097.0146 | 1362.9642 | 6972 | 265.9496 | 1093.7924 | 1359.742 | 6972 | 589.9804 | -1716 | -1126.0196 | 6972 | -81.1039 | 1717 | 1635.8961 | 6972 | -1188.6488 | 1717 | 528.3512 | 6972 | -81.1039 | 1717 | 1635.8961
6973 | 1000 | -183.7504 | 816.2496 | 6973 | 1000 | -183.7504 | 816.2496 | 6973 | 1000 | -183.7504 | 816.2496 | 6973 | 1095.4126 | 237.1229 | 1332.5354 | 6973 | 1095.9549 | 131.5673 | 1227.5222 | 6973 | 1122.5289 | -254.2248 | 868.3041 | 6973 | -142.8148 | 1717 | 1574.1852 | 6973 | -142.8148 | 1717 | 1574.1852 | 6973 | -790.5727 | 1717 | 926.4273
6974 | 1000 | -375.7585 | 624.2415 | 6974 | 1000 | -375.7585 | 624.2415 | 6974 | 1000 | -375.7585 | 624.2415 | 6974 | 2000 | -882.4334 | 1117.5666 | 6974 | 2000 | -1597.4361 | 402.5639 | 6974 | 2000 | -1597.4361 | 402.5639 | 6974 | 877.7635 | 936.7329 | 1814.4964 | 6974 | 657.7635 | 1156.7329 | 1814.4964 | 6974 | 657.7635 | 1156.7329 | 1814.4964
6975 | 1000 | -477.5641 | 522.4359 | 6975 | 1000 | -477.5641 | 522.4359 | 6975 | 1000 | -477.5641 | 522.4359 | 6975 | 2000 | -1002.5184 | 997.4816 | 6975 | 2000 | -1002.5184 | 997.4816 | 6975 | 2000 | -1002.5184 | 997.4816 | 6975 | 2000 | -356.4271 | 1643.5729 | 6975 | 2000 | -356.4271 | 1643.5729 | 6975 | 2000 | -356.4271 | 1643.5729
6976 | 1000 | -336.2174 | 663.7826 | 6976 | 1000 | -336.2174 | 663.7826 | 6976 | 1000 | -336.2174 | 663.7826 | 6976 | 2000 | -881.5654 | 1118.4346 | 6976 | 2000 | -881.5654 | 1118.4346 | 6976 | 2000 | -881.5654 | 1118.4346 | 6976 | 2000 | -269.2873 | 1730.7127 | 6976 | 2000 | -269.2873 | 1730.7127 | 6976 | 2000 | -269.2873 | 1730.7127
6977 | 1000 | -604.6696 | 395.3304 | 6977 | 1000 | -604.6696 | 395.3304 | 6977 | 1000 | -604.6696 | 395.3304 | 6977 | 2000 | -1187.5002 | 812.4998 | 6977 | 2000 | -1187.5002 | 812.4998 | 6977 | 2000 | -1187.5002 | 812.4998 | 6977 | 2000 | -604.4261 | 1395.5739 | 6977 | 2000 | -604.4261 | 1395.5739 | 6977 | 2000 | -1716 | 284
6978 | 1000 | -678.6746 | 321.3254 | 6978 | 1000 | -678.6746 | 321.3254 | 6978 | 1000 | -678.6746 | 321.3254 | 6978 | 2000 | -1263.7462 | 736.2538 | 6978 | 2000 | -1263.7462 | 736.2538 | 6978 | 2000 | -1263.7462 | 736.2538 | 6978 | 2000 | -1716 | 284 | 6978 | 2000 | -1716 | 284 | 6978 | 2000 | -1716 | 284
6979 | 1000 | -587.1602 | 412.8398 | 6979 | 1000 | -587.1602 | 412.8398 | 6979 | 1000 | -587.1602 | 412.8398 | 6979 | 2000 | -1150.7097 | 849.2903 | 6979 | 2000 | -1150.7097 | 849.2903 | 6979 | 2000 | -1150.7097 | 849.2903 | 6979 | 2000 | -1716 | 284 | 6979 | 2000 | -1716 | 284 | 6979 | 2000 | -1716 | 284
6980 | 1000 | -632.2269 | 367.7731 | 6980 | 1000 | -632.2269 | 367.7731 | 6980 | 1000 | -632.2269 | 367.7731 | 6980 | 2000 | -1187.7159 | 812.2841 | 6980 | 2000 | -1187.7159 | 812.2841 | 6980 | 2000 | -1187.7159 | 812.2841 | 6980 | 2000 | -573.3396 | 1426.6604 | 6980 | 2000 | -573.3396 | 1426.6604 | 6980 | 2000 | -573.3396 | 1426.6604
6981 | 1000 | -572.1297 | 427.8703 | 6981 | 1000 | -572.1297 | 427.8703 | 6981 | 1000 | -572.1297 | 427.8703 | 6981 | 2000 | -1124.7946 | 875.2054 | 6981 | 2000 | -1124.7946 | 875.2054 | 6981 | 2000 | -1124.7946 | 875.2054 | 6981 | 2000 | -508.1533 | 1491.8467 | 6981 | 2000 | -508.1533 | 1491.8467 | 6981 | 2000 | -508.1533 | 1491.8467
6982 | 1000 | -696.4957 | 303.5043 | 6982 | 1000 | -696.4957 | 303.5043 | 6982 | 1000 | -696.4957 | 303.5043 | 6982 | 2000 | -1279.6805 | 720.3195 | 6982 | 2000 | -1279.6805 | 720.3195 | 6982 | 2000 | -1279.6805 | 720.3195 | 6982 | 2000 | -688.6319 | 1311.3681 | 6982 | 2000 | -688.6319 | 1311.3681 | 6982 | 2000 | -688.6319 | 1311.3681
6983 | 1000 | -929.3573 | 70.6427 | 6983 | 1000 | -929.3573 | 70.6427 | 6983 | 1000 | -929.3573 | 70.6427 | 6983 | 2000 | -1577.7561 | 422.2439 | 6983 | 2000 | -1577.7561 | 422.2439 | 6983 | 2000 | -1577.7561 | 422.2439 | 6983 | 2000 | -1043.4165 | 956.5835 | 6983 | 2000 | -1043.4165 | 956.5835 | 6983 | 2000 | -1043.4165 | 956.5835
6984 | 1000 | -920.4735 | 79.5265 | 6984 | 1000 | -920.4735 | 79.5265 | 6984 | 1000 | -920.4735 | 79.5265 | 6984 | 2000 | -1655.1249 | 344.8751 | 6984 | 2000 | -1655.1249 | 344.8751 | 6984 | 2000 | -1655.1249 | 344.8751 | 6984 | 2000 | -1207.2087 | 792.7913 | 6984 | 2000 | -1207.2087 | 792.7913 | 6984 | 2000 | -1207.2087 | 792.7913
6985 | 1000 | -972.4673 | 27.5327 | 6985 | 1000 | -972.4673 | 27.5327 | 6985 | 1000 | -972.4673 | 27.5327 | 6985 | 2000 | -1716 | 284 | 6985 | 2000 | -1716 | 284 | 6985 | 2000 | -1716 | 284 | 6985 | 2000 | -1473.6179 | 526.3821 | 6985 | 2000 | -1473.6179 | 526.3821 | 6985 | 2000 | -1473.6179 | 526.3821
6986 | 1000 | -1016 | -16 | 6986 | 1000 | -1016 | -16 | 6986 | 1000 | -1016 | -16 | 6986 | 2000 | -1716 | 284 | 6986 | 2000 | -1716 | 284 | 6986 | 2000 | -1716 | 284 | 6986 | 2000 | -1716 | 284 | 6986 | 2000 | -1716 | 284 | 6986 | 2000 | -1716 | 284
6987 | 1000 | -1016 | -16 | 6987 | 1000 | -1016 | -16 | 6987 | 1000 | -1016 | -16 | 6987 | 1753.1156 | -1716 | 37.1156 | 6987 | 2000 | -1716 | 284 | 6987 | 2000 | -1716 | 284 | 6987 | 2000 | -1716 | 284 | 6987 | 2000 | -1545.602 | 454.398 | 6987 | 2000 | -1545.602 | 454.398
6988 | 1000 | -1016 | -16 | 6988 | 1000 | -1016 | -16 | 6988 | 1000 | -1016 | -16 | 6988 | 2000 | -1716 | 284 | 6988 | 2000 | -1716 | 284 | 6988 | 2000 | -1716 | 284 | 6988 | 2000 | -1716 | 284 | 6988 | 2000 | -1716 | 284 | 6988 | 2000 | -1716 | 284
6989 | 1000 | -1016 | -16 | 6989 | 1000 | -1016 | -16 | 6989 | 1000 | -1016 | -16 | 6989 | 2000 | -1716 | 284 | 6989 | 2000 | -1716 | 284 | 6989 | 1883.3384 | -1716 | 167.3384 | 6989 | 2000 | -1716 | 284 | 6989 | 2000 | -1716 | 284 | 6989 | 1910.9632 | -1716 | 194.9632
6990 | 1000 | -1016 | -16 | 6990 | 1000 | -1016 | -16 | 6990 | 1000 | -1016 | -16 | 6990 | 1579.4318 | -1716 | -136.5682 | 6990 | 2000 | -1228.2252 | 771.7748 | 6990 | 1576.7977 | -1716 | -139.2023 | 6990 | 1737.1039 | -1716 | 21.1039 | 6990 | 2000 | -1174.7448 | 825.2552 | 6990 | 1630.5165 | -1716 | -85.4835
6991 | 910.5298 | -1016 | -105.4702 | 6991 | 910.5298 | -610.2577 | 300.2722 | 6991 | 910.5298 | -726.61 | 183.9198 | 6991 | 1220.9336 | -1591.2399 | -370.3062 | 6991 | 1220.9336 | -1091.2399 | 129.6938 | 6991 | 1220.9336 | -1091.2399 | 129.6938 | 6991 | 847.5428 | -1194.6994 | -347.1566 | 6991 | 847.5428 | -633.9046 | 213.6382 | 6991 | 847.5428 | -694.6994 | 152.8434
6992 | -315.6469 | 442.8516 | 127.2047 | 6992 | -315.6469 | 442.8516 | 127.2047 | 6992 | -315.6469 | 442.8516 | 127.2047 | 6992 | -43.0775 | -40.3213 | -83.3989 | 6992 | -43.0775 | 459.6787 | 416.6011 | 6992 | -43.0775 | 459.6787 | 416.6011 | 6992 | -656.5202 | 671.9899 | 15.4697 | 6992 | -656.5202 | 1171.9899 | 515.4697 | 6992 | -656.5202 | 1171.9899 | 515.4697
6993 | -288.8232 | 633.6834 | 344.8602 | 6993 | -288.8232 | 717.2276 | 428.4044 | 6993 | -288.8232 | 717.2276 | 428.4044 | 6993 | -96.6514 | 279.753 | 183.1016 | 6993 | -96.6514 | 303.7254 | 207.0739 | 6993 | -96.6514 | 303.7254 | 207.0739 | 6993 | -863.9663 | 1206.473 | 342.5066 | 6993 | -863.9663 | 1706.473 | 842.5066 | 6993 | -863.9663 | 1706.473 | 842.5066
6994 | -785.6803 | -153.8839 | -939.5642 | 6994 | -456.5642 | 1017 | 560.4358 | 6994 | -456.5642 | 1017 | 560.4358 | 6994 | -313.8192 | 640.1616 | 326.3423 | 6994 | -313.8192 | 640.1616 | 326.3423 | 6994 | -313.8192 | 640.1616 | 326.3423 | 6994 | -1192.769 | 1717 | 524.231 | 6994 | -1192.769 | 1717 | 524.231 | 6994 | -1192.769 | 1717 | 524.231
6995 | -780.4077 | 508.0428 | -272.3649 | 6995 | -560.8163 | 1017 | 456.1837 | 6995 | -775.2799 | 1017 | 241.7201 | 6995 | -858.6787 | 1085.9159 | 227.2372 | 6995 | -858.6787 | 1085.9159 | 227.2372 | 6995 | -858.6787 | 1085.9159 | 227.2372 | 6995 | -1291.2474 | 1717 | 425.7526 | 6995 | -1291.2474 | 1717 | 425.7526 | 6995 | -1291.2474 | 1717 | 425.7526
6996 | -659.5759 | 819.7746 | 160.1987 | 6996 | -659.5759 | 819.7746 | 160.1987 | 6996 | -659.5759 | 819.7746 | 160.1987 | 6996 | -1059.1729 | 997.7158 | -61.4571 | 6996 | -1059.1729 | 997.7158 | -61.4571 | 6996 | -1059.1729 | 997.7158 | -61.4571 | 6996 | -1189.332 | 1297.106 | 107.774 | 6996 | -1189.332 | 1650.2919 | 460.9599 | 6996 | -1189.332 | 1650.2919 | 460.9599
6997 | -403.107 | 59.4428 | -343.6642 | 6997 | -403.107 | 559.4428 | 156.3358 | 6997 | -403.107 | 559.4428 | 156.3358 | 6997 | -74.0991 | -463.9946 | -538.0937 | 6997 | 438.211 | -476.3047 | -38.0937 | 6997 | 438.211 | -476.3047 | -38.0937 | 6997 | -895.1224 | 406.2044 | -488.918 | 6997 | -895.1224 | 906.2044 | 11.082 | 6997 | -895.1224 | 906.2044 | 11.082
6998 | 937.6789 | -1016 | -78.3211 | 6998 | 1000 | -962.3 | 37.7 | 6998 | 760.3658 | -1016 | -255.6342 | 6998 | 681.8487 | -1716 | -1034.1513 | 6998 | 1181.8487 | -1716 | -534.1513 | 6998 | 186.2204 | -720.3717 | -534.1513 | 6998 | -866.2573 | -183.4218 | -1049.6791 | 6998 | -820.2573 | 270.5782 | -549.6791 | 6998 | -820.2573 | 270.5782 | -549.6791
6999 | 831.1333 | -1016 | -184.8667 | 6999 | 1000 | -1016 | -16 | 6999 | 741.9775 | -1016 | -274.0225 | 6999 | 623.446 | -1716 | -1092.554 | 6999 | 1123.446 | -1716 | -592.554 | 6999 | 618.3976 | -1210.9517 | -592.554 | 6999 | 290.4132 | -1325.6204 | -1035.2073 | 6999 | 290.4132 | -825.6204 | -535.2073 | 6999 | 290.4132 | -825.6204 | -535.2073
7000 | 552.3044 | -1016 | -463.6956 | 7000 | 777.3044 | -1016 | -238.6956 | 7000 | 566.7371 | -1016 | -449.2629 | 7000 | 825.5922 | -1716 | -890.4078 | 7000 | 1325.5922 | -1716 | -390.4078 | 7000 | 1325.5922 | -1716 | -390.4078 | 7000 | -633.8497 | -64.4853 | -698.335 | 7000 | -633.8497 | -64.4853 | -698.335 | 7000 | -633.8497 | -64.4853 | -698.335
7001 | 246.0382 | -1016 | -769.9618 | 7001 | 746.0382 | -1016 | -269.9618 | 7001 | 746.0382 | -1016 | -269.9618 | 7001 | 999.7805 | -1622.9059 | -623.1254 | 7001 | 999.7805 | -1622.9059 | -623.1254 | 7001 | 999.7805 | -1622.9059 | -623.1254 | 7001 | -296.4352 | 26.6568 | -269.7784 | 7001 | -296.4352 | 26.6568 | -269.7784 | 7001 | -296.4352 | 26.6568 | -269.7784
7002 | 398.3641 | -1016 | -617.6359 | 7002 | 898.3641 | -1016 | -117.6359 | 7002 | 898.3641 | -1016 | -117.6359 | 7002 | 800.2981 | -1172.4326 | -372.1345 | 7002 | 800.2981 | -1172.4326 | -372.1345 | 7002 | 800.2981 | -1172.4326 | -372.1345 | 7002 | -511.4582 | 586.7657 | 75.3075 | 7002 | -511.4582 | 586.7657 | 75.3075 | 7002 | -511.4582 | 586.7657 | 75.3075
7003 | 557.4188 | -1016 | -458.5812 | 7003 | 885.0441 | -1016 | -130.9559 | 7003 | 885.0441 | -1016 | -130.9559 | 7003 | 965.6511 | -1107.917 | -142.2659 | 7003 | 965.6511 | -1107.917 | -142.2659 | 7003 | 965.6511 | -1107.917 | -142.2659 | 7003 | -233.696 | 605.285 | 371.589 | 7003 | -98.7358 | 470.3248 | 371.589 | 7003 | -319.2781 | 690.8671 | 371.589
7004 | 864.2914 | -1016 | -151.7086 | 7004 | 864.2914 | -1016 | -151.7086 | 7004 | 864.2914 | -1016 | -151.7086 | 7004 | 941.604 | -703.3998 | 238.2042 | 7004 | 941.604 | -703.3998 | 238.2042 | 7004 | 941.604 | -703.3998 | 238.2042 | 7004 | -1486.0882 | 1717 | 230.9118 | 7004 | -1516.5131 | 1717 | 200.4869 | 7004 | -1458.4295 | 1717 | 258.5705
7005 | 1000 | -714.7854 | 285.2146 | 7005 | 1000 | -714.7854 | 285.2146 | 7005 | 1000 | -714.7854 | 285.2146 | 7005 | 677.461 | 58.8631 | 736.3242 | 7005 | 677.461 | 58.8631 | 736.3242 | 7005 | 677.461 | 58.8631 | 736.3242 | 7005 | -1592.9509 | 1717 | 124.0491 | 7005 | -1592.9509 | 1717 | 124.0491 | 7005 | -1592.9509 | 1717 | 124.0491
7006 | 779.5292 | -237.4129 | 542.1163 | 7006 | 779.5292 | -237.4129 | 542.1163 | 7006 | 779.5292 | -237.4129 | 542.1163 | 7006 | 486.3006 | 101.588 | 587.8886 | 7006 | 486.3006 | 565.8194 | 1052.12 | 7006 | 733.4169 | -145.5283 | 587.8886 | 7006 | -1447.9348 | 1717 | 269.0652 | 7006 | -1447.9348 | 1717 | 269.0652 | 7006 | -1715.4018 | 1717 | 1.5982
7007 | 739.0262 | 92.0631 | 831.0894 | 7007 | 739.0262 | 92.0631 | 831.0894 | 7007 | 739.0262 | 92.0631 | 831.0894 | 7007 | 2000 | -1073.3158 | 926.6842 | 7007 | 2000 | -609.0844 | 1390.9156 | 7007 | 2000 | -1073.3158 | 926.6842 | 7007 | 1850.1801 | -1716 | 134.1801 | 7007 | 1877.2964 | -1716 | 161.2964 | 7007 | -1706.0306 | 1717 | 10.9694
7008 | 657.8443 | 291.7348 | 949.579 | 7008 | 657.8443 | 291.7348 | 949.579 | 7008 | 657.8443 | 291.7348 | 949.579 | 7008 | 586.6642 | -840.9868 | -254.3226 | 7008 | 366.6642 | -926.4748 | -559.8105 | 7008 | 339.5479 | -1058.1019 | -718.554 | 7008 | -1784.8199 | 1717 | -67.8199 | 7008 | -1784.8199 | 1717 | -67.8199 | 7008 | -1784.8199 | 1717 | -67.8199
7009 | 185.6379 | 359.9074 | 545.5454 | 7009 | 185.6379 | 359.9074 | 545.5454 | 7009 | 544.0197 | 1.5257 | 545.5454 | 7009 | -767.2936 | 533.4462 | -233.8474 | 7009 | -192.2231 | 469.2149 | 276.9918 | 7009 | -947.2936 | 249.2149 | -698.0787 | 7009 | -1745.0013 | 1717 | -28.0013 | 7009 | -1745.0013 | 1717 | -28.0013 | 7009 | -1745.0013 | 1717 | -28.0013
7010 | -308.5692 | 840.7889 | 532.2198 | 7010 | 1000 | -467.7802 | 532.2198 | 7010 | 1000 | -967.7802 | 32.2198 | 7010 | 2000 | -1716 | 284 | 7010 | -747.4461 | 1717 | 969.5539 | 7010 | -527.4461 | -170.1193 | -697.5654 | 7010 | -1730.3927 | 1717 | -13.3927 | 7010 | -1730.3927 | 1717 | -13.3927 | 7010 | -1730.3927 | 1717 | -13.3927
7011 | 1000 | -346.7456 | 653.2544 | 7011 | 1000 | -346.7456 | 653.2544 | 7011 | 1000 | -846.7456 | 153.2544 | 7011 | 2000 | -1716 | 284 | 7011 | 2000 | -781.5636 | 1218.4364 | 7011 | 2000 | -781.5636 | 1218.4364 | 7011 | -1759.7656 | 1717 | -42.7656 | 7011 | -1759.7656 | 1717 | -42.7656 | 7011 | -1759.7656 | 1717 | -42.7656
7012 | 1000 | -287.9631 | 712.0369 | 7012 | 1000 | -787.9631 | 212.0369 | 7012 | 1000 | -787.9631 | 212.0369 | 7012 | -1110.8301 | 1717 | 606.1699 | 7012 | -1330.8301 | 472.211 | -858.6191 | 7012 | -1330.8301 | 472.211 | -858.6191 | 7012 | -535.1609 | 361.5113 | -173.6497 | 7012 | -1705.569 | 1531.9194 | -173.6497 | 7012 | -1705.569 | 1342.2951 | -363.274
7013 | 1000 | -278.0411 | 721.9589 | 7013 | 1000 | -778.0411 | 221.9589 | 7013 | 1000 | -278.0411 | 721.9589 | 7013 | -1373.2191 | 332.7406 | -1040.4785 | 7013 | -1373.2191 | 332.7406 | -1040.4785 | 7013 | -1373.2191 | 1717 | 343.7809 | 7013 | -1557.2174 | 1717 | 159.7826 | 7013 | -1557.2174 | 1717 | 159.7826 | 7013 | -1557.2174 | 1717 | 159.7826
7014 | 1000 | -248.9872 | 751.0128 | 7014 | 1000 | -748.9872 | 251.0128 | 7014 | 1000 | -1016 | -16 | 7014 | -1291.1379 | 137.8721 | -1153.2658 | 7014 | -1291.1379 | 102.1035 | -1189.0344 | 7014 | -1291.1379 | 1717 | 425.8621 | 7014 | -1572.5555 | 1612.4264 | 39.8709 | 7014 | -1572.5555 | 1612.4264 | 39.8709 | 7014 | -1572.5555 | 1612.4264 | 39.8709
7015 | 1000 | -316.2941 | 683.7059 | 7015 | 1000 | -316.2941 | 683.7059 | 7015 | 1000 | -1016 | -16 | 7015 | -1210.3902 | 1717 | 506.6098 | 7015 | -1261.9012 | 1717 | 455.0988 | 7015 | -1261.9012 | 1717 | 455.0988 | 7015 | -1550.0536 | 1559.3547 | 9.301 | 7015 | -1550.0536 | 1559.3547 | 9.301 | 7015 | -1550.0536 | 1559.3547 | 9.301
7016 | 1000 | -318.2816 | 681.7184 | 7016 | 1000 | -818.2816 | 181.7184 | 7016 | 1000 | -1016 | -16 | 7016 | -1273.3969 | 1717 | 443.6031 | 7016 | -1273.3969 | 20.1851 | -1253.2118 | 7016 | -1273.3969 | 270.2144 | -1003.1825 | 7016 | -1567.111 | 1717 | 149.889 | 7016 | -1567.111 | 1717 | 149.889 | 7016 | -1567.111 | 1717 | 149.889
7017 | 1000 | -267.0989 | 732.9011 | 7017 | 1000 | -371.3607 | 628.6393 | 7017 | 1000 | -1016 | -16 | 7017 | -1303.9144 | 540.0436 | -763.8707 | 7017 | -1303.9144 | 540.0436 | -763.8707 | 7017 | -1303.9144 | 1717 | 413.0856 | 7017 | -1600.1004 | 1527.8855 | -72.2148 | 7017 | -1600.1004 | 1527.8855 | -72.2148 | 7017 | -1600.1004 | 1527.8855 | -72.2148
7018 | 1000 | -262.2915 | 737.7085 | 7018 | 1000 | -762.2915 | 237.7085 | 7018 | 1000 | -831.2711 | 168.7289 | 7018 | -1350.7035 | 1717 | 366.2965 | 7018 | -1350.7035 | 145.8117 | -1204.8918 | 7018 | -1350.7035 | 1717 | 366.2965 | 7018 | -1652.8612 | 1717 | 64.1388 | 7018 | -1652.8612 | 1717 | 64.1388 | 7018 | -1652.8612 | 1717 | 64.1388
7019 | 1000 | 47.5609 | 1047.5609 | 7019 | 997.4992 | -345.6765 | 651.8227 | 7019 | 997.4992 | -345.6765 | 651.8227 | 7019 | -1340.3918 | 1717 | 376.6082 | 7019 | -1340.3918 | 1717 | 376.6082 | 7019 | -1340.3918 | 126.5157 | -1213.8761 | 7019 | -1644.8415 | 1580.3811 | -64.4604 | 7019 | -1644.8415 | 1717 | 72.1585 | 7019 | -1644.8415 | 1717 | 72.1585
7020 | 1000 | -334.3192 | 665.6808 | 7020 | 1000 | -631.4776 | 368.5224 | 7020 | 1000 | -635.0569 | 364.9431 | 7020 | -1368.0677 | 662.2606 | -705.8071 | 7020 | -1368.0677 | 198.0292 | -1170.0385 | 7020 | -1368.0677 | 1717 | 348.9323 | 7020 | -1674.7183 | 1717 | 42.2817 | 7020 | -1674.7183 | 1717 | 42.2817 | 7020 | -1674.7183 | 1717 | 42.2817
7021 | -768.7718 | 1017 | 248.2282 | 7021 | 1000 | -508.5276 | 491.4724 | 7021 | 1000 | -508.1046 | 491.8954 | 7021 | -1394.8042 | 1717 | 322.1958 | 7021 | -1394.8042 | 1717 | 322.1958 | 7021 | -1394.8042 | 717.4035 | -677.4007 | 7021 | -1674.0766 | 1717 | 42.9234 | 7021 | -1674.0766 | 1717 | 42.9234 | 7021 | -1674.0766 | 1717 | 42.9234
7022 | 1000 | -455.4864 | 544.5136 | 7022 | 1000 | -512.7755 | 487.2245 | 7022 | 1000 | -455.4864 | 544.5136 | 7022 | -1416.9033 | 1717 | 300.0967 | 7022 | -1416.9033 | 792.2317 | -624.6716 | 7022 | -1416.9033 | 1717 | 300.0967 | 7022 | -1593.5973 | 1717 | 123.4027 | 7022 | -1593.5973 | 1717 | 123.4027 | 7022 | -1593.5973 | 1717 | 123.4027
7023 | 847.9597 | 105.8405 | 953.8002 | 7023 | 847.9597 | 105.8405 | 953.8002 | 7023 | 452.2215 | 105.8405 | 558.062 | 7023 | -1450.9362 | 1717 | 266.0638 | 7023 | -1450.9362 | 1717 | 266.0638 | 7023 | -1450.9362 | 1717 | 266.0638 | 7023 | -1518.2096 | 1717 | 198.7904 | 7023 | -1518.2096 | 1717 | 198.7904 | 7023 | -1518.2096 | 1717 | 198.7904
7024 | -203.139 | 889.3649 | 686.2259 | 7024 | 196.6233 | 885.3408 | 1081.9641 | 7024 | -202.2713 | 888.4971 | 686.2259 | 7024 | -1411.7929 | 1717 | 305.2071 | 7024 | -1411.7929 | 328.7838 | -1083.0091 | 7024 | -1411.7929 | 793.0151 | -618.7778 | 7024 | -1548.3376 | 1717 | 168.6624 | 7024 | -1548.3376 | 1717 | 168.6624 | 7024 | -1548.3376 | 1717 | 168.6624
7025 | -565.2382 | 1017 | 451.7618 | 7025 | -565.2382 | 1017 | 451.7618 | 7025 | -565.2382 | 1017 | 451.7618 | 7025 | 2000 | -255.9978 | 1744.0022 | 7025 | 2000 | -720.2292 | 1279.7708 | 7025 | 2000 | -255.9978 | 1744.0022 | 7025 | -1480.7801 | 1717 | 236.2199 | 7025 | -1480.7801 | 1717 | 236.2199 | 7025 | -1480.7801 | 1717 | 236.2199
7026 | -471.0108 | 1017 | 545.9892 | 7026 | -816.1764 | 1017 | 200.8236 | 7026 | -741.8228 | 1017 | 275.1772 | 7026 | -1433.2815 | 1717 | 283.7185 | 7026 | -1433.2815 | 1717 | 283.7185 | 7026 | -1420.8274 | 1717 | 296.1726 | 7026 | -1428.8233 | 1717 | 288.1767 | 7026 | -1428.8233 | 1717 | 288.1767 | 7026 | -1428.8233 | 1717 | 288.1767
7027 | -920.5008 | 1017 | 96.4992 | 7027 | -398.8965 | 1017 | 618.1035 | 7027 | -398.8965 | 1017 | 618.1035 | 7027 | -1535.8908 | 1717 | 181.1092 | 7027 | -1535.8908 | 1717 | 181.1092 | 7027 | -1367.8074 | 1717 | 349.1926 | 7027 | -1834.9673 | 1717 | -117.9673 | 7027 | -1378.2768 | 1717 | 338.7232 | 7027 | -1834.9673 | 1717 | -117.9673
7028 | -1000 | 1017 | 17 | 7028 | -1000 | 1017 | 17 | 7028 | -512.0258 | 1017 | 504.9742 | 7028 | 274.9921 | 1306.2615 | 1581.2536 | 7028 | 274.9921 | 1306.2615 | 1581.2536 | 7028 | 274.9921 | 1306.2615 | 1581.2536 | 7028 | 171.3922 | 1717 | 1888.3922 | 7028 | -1821.6771 | 1717 | -104.6771 | 7028 | -1821.6771 | 1717 | -104.6771
7029 | -1000 | 1017 | 17 | 7029 | -1000 | 1017 | 17 | 7029 | -291.5054 | 1017 | 725.4946 | 7029 | -1795.0461 | 1717 | -78.0461 | 7029 | -1795.0461 | 1717 | -78.0461 | 7029 | -1792.2233 | 1717 | -75.2233 | 7029 | 393.8696 | 1717 | 2110.8696 | 7029 | 393.8696 | 1717 | 2110.8696 | 7029 | -1740.1238 | 1717 | -23.1238
7030 | -1000 | 1017 | 17 | 7030 | 246.6306 | 1017 | 1263.6306 | 7030 | -649.1076 | 1017 | 367.8924 | 7030 | -1861.656 | 1717 | -144.656 | 7030 | -1861.656 | 1717 | -144.656 | 7030 | -1861.656 | 1717 | -144.656 | 7030 | 498.5228 | 1717 | 2215.5228 | 7030 | 498.5228 | 1717 | 2215.5228 | 7030 | -1726.0647 | 1717 | -9.0647
7031 | -1000 | 1017 | 17 | 7031 | -60.9907 | 1017 | 956.0093 | 7031 | -560.9907 | 1017 | 456.0093 | 7031 | -1886.222 | 1717 | -169.222 | 7031 | -1886.222 | 1717 | -169.222 | 7031 | -1886.222 | 1717 | -169.222 | 7031 | -1052.4375 | 1717 | 664.5625 | 7031 | -1052.4375 | 1717 | 664.5625 | 7031 | -1701.8175 | 1717 | 15.1825
7032 | -1000 | 1017 | 17 | 7032 | -60.4024 | 1017 | 956.5976 | 7032 | -60.4024 | 1017 | 956.5976 | 7032 | -1859.7201 | 1717 | -142.7201 | 7032 | -1859.7201 | 1717 | -142.7201 | 7032 | -1859.7201 | 1717 | -142.7201 | 7032 | -952.2835 | 1717 | 764.7165 | 7032 | -1132.2835 | 1717 | 584.7165 | 7032 | -1632.0474 | 1717 | 84.9526
7033 | -1000 | 1017 | 17 | 7033 | -1000 | 1017 | 17 | 7033 | -360.2821 | 1017 | 656.7179 | 7033 | -1941.383 | 1717 | -224.383 | 7033 | -1941.383 | 1717 | -224.383 | 7033 | -1878.1021 | 1717 | -161.1021 | 7033 | -2000 | 1717 | -283 | 7033 | -1282.2717 | 1717 | 434.7283 | 7033 | -1062.2717 | 1717 | 654.7283
7034 | -1000 | 1017 | 17 | 7034 | -1000 | 1017 | 17 | 7034 | -1000 | 1017 | 17 | 7034 | -1924.8044 | 1717 | -207.8044 | 7034 | -1879.2764 | 1717 | -162.2764 | 7034 | -1879.2764 | 1717 | -162.2764 | 7034 | 80.0985 | 1717 | 1797.0985 | 7034 | 175.5373 | 1717 | 1892.5373 | 7034 | 80.0985 | 1717 | 1797.0985
7035 | -813.7372 | 1017 | 203.2628 | 7035 | -1000 | 1017 | 17 | 7035 | -1000 | 1017 | 17 | 7035 | -1876.2496 | 1717 | -159.2496 | 7035 | -1876.2496 | 1717 | -159.2496 | 7035 | -1876.2496 | 1717 | -159.2496 | 7035 | -28.2752 | 1717 | 1688.7248 | 7035 | -28.2752 | 1717 | 1688.7248 | 7035 | -1638.8362 | 1717 | 78.1638
7036 | -1000 | 1017 | 17 | 7036 | -1000 | 1017 | 17 | 7036 | -1000 | 1017 | 17 | 7036 | -1713.046 | 1717 | 3.954 | 7036 | -1713.046 | 1717 | 3.954 | 7036 | -1713.046 | 1717 | 3.954 | 7036 | 355.3806 | 1717 | 2072.3806 | 7036 | -1820.5586 | 1717 | -103.5586 | 7036 | -1820.5586 | 1717 | -103.5586
7037 | -931.5827 | 1017 | 85.4173 | 7037 | -1000 | 1017 | 17 | 7037 | -1000 | 1017 | 17 | 7037 | -1630.3575 | 1717 | 86.6425 | 7037 | -1630.3575 | 1717 | 86.6425 | 7037 | -1630.3575 | 1717 | 86.6425 | 7037 | -450.5807 | 1717 | 1266.4193 | 7037 | -382.0917 | 1717 | 1334.9083 | 7037 | -1578.2647 | 1717 | 138.7353
7038 | -1000 | 1017 | 17 | 7038 | -854.5182 | 1017 | 162.4818 | 7038 | -893.2172 | 1017 | 123.7828 | 7038 | -1700.1245 | 1717 | 16.8755 | 7038 | -1700.1245 | 1717 | 16.8755 | 7038 | -1492.288 | 1717 | 224.712 | 7038 | -1740.589 | 1717 | -23.589 | 7038 | -1740.589 | 1717 | -23.589 | 7038 | -1740.589 | 1717 | -23.589
7039 | -787.9551 | 1017 | 229.0449 | 7039 | -787.9551 | 1017 | 229.0449 | 7039 | -787.9551 | 1017 | 229.0449 | 7039 | -1227.1884 | 1717 | 489.8116 | 7039 | -1407.1884 | 1717 | 309.8116 | 7039 | -1386.918 | 1717 | 330.082 | 7039 | -1859.6894 | 1717 | -142.6894 | 7039 | -1859.6894 | 1717 | -142.6894 | 7039 | -1859.6894 | 1717 | -142.6894
7040 | -1000 | 1017 | 17 | 7040 | -568.1609 | 1017 | 448.8391 | 7040 | -664.7131 | 1017 | 352.2869 | 7040 | -1628.1779 | 1717 | 88.8221 | 7040 | -1628.1779 | 1717 | 88.8221 | 7040 | -1628.1779 | 1717 | 88.8221 | 7040 | -1758.767 | 1717 | -41.767 | 7040 | -1758.767 | 1717 | -41.767 | 7040 | -1758.767 | 1717 | -41.767
7041 | -1000 | 1017 | 17 | 7041 | -1000 | 1017 | 17 | 7041 | -874.2606 | 1017 | 142.7394 | 7041 | -1314.1511 | 1717 | 402.8489 | 7041 | -1534.1511 | 1717 | 182.8489 | 7041 | -1650.6307 | 1717 | 66.3693 | 7041 | -1714.0883 | 1717 | 2.9117 | 7041 | -1714.0883 | 1717 | 2.9117 | 7041 | -1714.0883 | 1717 | 2.9117
7042 | -999.1372 | 1017 | 17.8628 | 7042 | -999.1372 | 1017 | 17.8628 | 7042 | -999.1372 | 1017 | 17.8628 | 7042 | -1586.3343 | 1717 | 130.6657 | 7042 | -1592.9438 | 1717 | 124.0562 | 7042 | -1558.6756 | 1717 | 158.3244 | 7042 | -1728.4836 | 1717 | -11.4836 | 7042 | -1728.4836 | 1717 | -11.4836 | 7042 | -1728.4836 | 1717 | -11.4836
7043 | -907.8671 | 1017 | 109.1329 | 7043 | -907.8671 | 1017 | 109.1329 | 7043 | -907.8671 | 1017 | 109.1329 | 7043 | -1481.035 | 1717 | 235.965 | 7043 | -1348.51 | 1717 | 368.49 | 7043 | -1348.51 | 1717 | 368.49 | 7043 | -1737.8894 | 1717 | -20.8894 | 7043 | -1737.8894 | 1717 | -20.8894 | 7043 | -1737.8894 | 1717 | -20.8894
7044 | -913.8278 | 1017 | 103.1722 | 7044 | -913.8278 | 1017 | 103.1722 | 7044 | -913.8278 | 1017 | 103.1722 | 7044 | -1496.8563 | 1717 | 220.1437 | 7044 | -1300.523 | 1717 | 416.477 | 7044 | -1300.523 | 1717 | 416.477 | 7044 | -1735.8456 | 1717 | -18.8456 | 7044 | -1735.8456 | 1717 | -18.8456 | 7044 | -1735.8456 | 1717 | -18.8456
7045 | -977.9782 | 1017 | 39.0218 | 7045 | -977.9782 | 1017 | 39.0218 | 7045 | -977.9782 | 1017 | 39.0218 | 7045 | -1588.2783 | 1717 | 128.7217 | 7045 | -1342.8616 | 1717 | 374.1384 | 7045 | -1342.8616 | 1717 | 374.1384 | 7045 | -1872.9525 | 1717 | -155.9525 | 7045 | -1872.9525 | 1717 | -155.9525 | 7045 | -1872.9525 | 1717 | -155.9525
7046 | -907.5614 | 1017 | 109.4386 | 7046 | -907.5614 | 1017 | 109.4386 | 7046 | -907.5614 | 1017 | 109.4386 | 7046 | -1524.4518 | 1717 | 192.5482 | 7046 | -1264.3101 | 1717 | 452.6899 | 7046 | -1500.2651 | 1717 | 216.7349 | 7046 | -1658.8462 | 1717 | 58.1538 | 7046 | -1825.0287 | 1717 | -108.0287 | 7046 | -1825.0287 | 1717 | -108.0287
7047 | -952.5086 | 1017 | 64.4914 | 7047 | -952.5086 | 1017 | 64.4914 | 7047 | -952.5086 | 1017 | 64.4914 | 7047 | -1570.0738 | 1717 | 146.9262 | 7047 | -1570.0738 | 1717 | 146.9262 | 7047 | -1467.5483 | 1717 | 249.4517 | 7047 | -197.5766 | 1717 | 1519.4234 | 7047 | -1222.6908 | 1717 | 494.3092 | 7047 | -1871.3255 | 1717 | -154.3255
7048 | -945.8818 | 1017 | 71.1182 | 7048 | -1000 | 1017 | 17 | 7048 | -1000 | 1017 | 17 | 7048 | -1710.5816 | 1717 | 6.4184 | 7048 | -1710.5816 | 1717 | 6.4184 | 7048 | -1710.5816 | 1717 | 6.4184 | 7048 | -298.7343 | 1717 | 1418.2657 | 7048 | -798.7343 | 1717 | 918.2657 | 7048 | -1494.9073 | 1717 | 222.0927
7049 | -407.4562 | 1017 | 609.5438 | 7049 | -973.232 | 1017 | 43.768 | 7049 | -973.232 | 1017 | 43.768 | 7049 | -15.536 | 1717 | 1701.464 | 7049 | -15.536 | 1717 | 1701.464 | 7049 | -479.7674 | 1717 | 1237.2326 | 7049 | 301.0561 | 1717 | 2018.0561 | 7049 | -1618.6864 | 1717 | 98.3136 | 7049 | -1870.9531 | 1717 | -153.9531
7050 | -226.3243 | 1017 | 790.6757 | 7050 | -897.1027 | 1017 | 119.8973 | 7050 | -897.1027 | 1017 | 119.8973 | 7050 | 182.218 | 1717 | 1899.218 | 7050 | -282.0134 | 1717 | 1434.9866 | 7050 | 182.218 | 1717 | 1899.218 | 7050 | 510.0099 | 1717 | 2227.0099 | 7050 | 535.124 | 1717 | 2252.124 | 7050 | -1370.6515 | 1717 | 346.3485
7051 | -277.0094 | 1017 | 739.9906 | 7051 | -922.833 | 1017 | 94.167 | 7051 | -922.833 | 1017 | 94.167 | 7051 | 133.3279 | 1717 | 1850.3279 | 7051 | 133.3279 | 1717 | 1850.3279 | 7051 | 133.3279 | 1717 | 1850.3279 | 7051 | 465.6795 | 1717 | 2182.6795 | 7051 | 490.7937 | 1717 | 2207.7937 | 7051 | 490.7937 | 1717 | 2207.7937
7052 | -1000 | 1017 | 17 | 7052 | -1000 | 1017 | 17 | 7052 | -1000 | 1017 | 17 | 7052 | 36.4992 | 1717 | 1753.4992 | 7052 | -1241.2213 | 1717 | 475.7787 | 7052 | 36.4992 | 1717 | 1753.4992 | 7052 | 366.9103 | 1717 | 2083.9103 | 7052 | 366.9103 | 1717 | 2083.9103 | 7052 | 257.94 | 1717 | 1974.94
7053 | -1000 | 1017 | 17 | 7053 | -1000 | 1017 | 17 | 7053 | -1000 | 1017 | 17 | 7053 | 103.0788 | 1717 | 1820.0788 | 7053 | -361.1525 | 1717 | 1355.8475 | 7053 | -361.1525 | 1717 | 1355.8475 | 7053 | -536.216 | 1717 | 1180.784 | 7053 | -242.8827 | 1717 | 1474.1173 | 7053 | -1772.6688 | 1717 | -55.6688
7054 | -397.4805 | 1017 | 619.5195 | 7054 | -1000 | 1017 | 17 | 7054 | -1000 | 1017 | 17 | 7054 | -1815.423 | 1717 | -98.423 | 7054 | -1815.423 | 1717 | -98.423 | 7054 | -1815.423 | 1717 | -98.423 | 7054 | -832.1827 | 1717 | 884.8173 | 7054 | -832.1827 | 1717 | 884.8173 | 7054 | -1962.9058 | 1717 | -245.9058
7055 | -1000 | 1017 | 17 | 7055 | -1000 | 1017 | 17 | 7055 | -1000 | 1017 | 17 | 7055 | -1775.3078 | 1717 | -58.3078 | 7055 | -1775.3078 | 1717 | -58.3078 | 7055 | -1775.3078 | 1717 | -58.3078 | 7055 | -1425.1394 | 1717 | 291.8606 | 7055 | -1425.1394 | 1717 | 291.8606 | 7055 | -1010.35 | 1717 | 706.65
7056 | -1000 | 1017 | 17 | 7056 | -1000 | 1017 | 17 | 7056 | -1000 | 1017 | 17 | 7056 | -1760.1117 | 1717 | -43.1117 | 7056 | -1760.1117 | 1717 | -43.1117 | 7056 | -1781.9654 | 1717 | -64.9654 | 7056 | -1398.6164 | 1717 | 318.3836 | 7056 | -1686.9914 | 1717 | 30.0086 | 7056 | 260.212 | 1717 | 1977.212
7057 | 181.541 | 1017 | 1198.541 | 7057 | -995.3783 | 1017 | 21.6217 | 7057 | -318.459 | 1017 | 698.541 | 7057 | -1792.3834 | 1717 | -75.3834 | 7057 | -1792.3834 | 1717 | -75.3834 | 7057 | -1792.3834 | 1717 | -75.3834 | 7057 | -1407.6179 | 1717 | 309.3821 | 7057 | -1407.6179 | 1717 | 309.3821 | 7057 | -1740.9512 | 1717 | -23.9512
7058 | 164.205 | 1017 | 1181.205 | 7058 | -987.0607 | 1017 | 29.9393 | 7058 | 222.4301 | 1017 | 1239.4301 | 7058 | -1793.8825 | 1717 | -76.8825 | 7058 | -1793.8825 | 1717 | -76.8825 | 7058 | -1793.8825 | 1717 | -76.8825 | 7058 | -1428.2469 | 1717 | 288.7531 | 7058 | -1428.2469 | 1717 | 288.7531 | 7058 | -1928.2469 | 1717 | -211.2469
7059 | -1000 | 1017 | 17 | 7059 | 162.0087 | 1017 | 1179.0087 | 7059 | 162.0087 | 1017 | 1179.0087 | 7059 | -1751.3821 | 1717 | -34.3821 | 7059 | -1751.3821 | 1717 | -34.3821 | 7059 | -1751.3821 | 1717 | -34.3821 | 7059 | -1221.768 | 1717 | 495.232 | 7059 | -1765.5299 | 1717 | -48.5299 | 7059 | -1975.0148 | 1717 | -258.0148
7060 | 2.2337 | 1017 | 1019.2337 | 7060 | 2.2337 | 1017 | 1019.2337 | 7060 | 2.2337 | 1017 | 1019.2337 | 7060 | -1629.7017 | 1717 | 87.2983 | 7060 | -1629.7017 | 1717 | 87.2983 | 7060 | -1629.7017 | 1717 | 87.2983 | 7060 | -1079.1391 | 1717 | 637.8609 | 7060 | -1643.1547 | 1717 | 73.8453 | 7060 | -1643.1547 | 1717 | 73.8453
7061 | -132.721 | 1017 | 884.279 | 7061 | -687.4799 | 1017 | 329.5201 | 7061 | -687.4799 | 1017 | 329.5201 | 7061 | -1522.4904 | 1717 | 194.5096 | 7061 | -1522.4904 | 1717 | 194.5096 | 7061 | -1522.4904 | 1717 | 194.5096 | 7061 | -1823.9374 | 1702.1909 | -121.7465 | 7061 | -1313.6323 | 1717 | 403.3677 | 7061 | -1823.9374 | 1717 | -106.9374
7062 | -582.9155 | 1017 | 434.0845 | 7062 | -582.9155 | 1017 | 434.0845 | 7062 | -711.9014 | 1017 | 305.0986 | 7062 | -1417.9259 | 1717 | 299.0741 | 7062 | -1417.9259 | 1717 | 299.0741 | 7062 | -1417.9259 | 1717 | 299.0741 | 7062 | -1719.3729 | 657.4563 | -1061.9166 | 7062 | -1396.059 | 1717 | 320.941 | 7062 | -1719.3729 | 1717 | -2.3729
7063 | 12.195 | 1017 | 1029.195 | 7063 | -705.7341 | 1017 | 311.2659 | 7063 | -705.7341 | 1017 | 311.2659 | 7063 | -1541.3881 | 1717 | 175.6119 | 7063 | -1541.3881 | 1717 | 175.6119 | 7063 | -1541.3881 | 1717 | 175.6119 | 7063 | -1679.4235 | 1717 | 37.5765 | 7063 | -1679.4235 | 1717 | 37.5765 | 7063 | -1679.4235 | 1717 | 37.5765
7064 | 259.7404 | 1017 | 1276.7404 | 7064 | -748.698 | 1017 | 268.302 | 7064 | 259.7404 | 1017 | 1276.7404 | 7064 | -1590.2925 | 1717 | 126.7075 | 7064 | -1590.2925 | 1717 | 126.7075 | 7064 | -1590.2925 | 1717 | 126.7075 | 7064 | -1390.0981 | 1717 | 326.9019 | 7064 | -1432.9164 | 1717 | 284.0836 | 7064 | -1390.0981 | 1717 | 326.9019
7065 | -932.2166 | 1017 | 84.7834 | 7065 | -932.2166 | 1017 | 84.7834 | 7065 | -932.2166 | 1017 | 84.7834 | 7065 | -1584.8209 | 1717 | 132.1791 | 7065 | -1584.8209 | 1717 | 132.1791 | 7065 | -1584.8209 | 1717 | 132.1791 | 7065 | -1262.8951 | 1717 | 454.1049 | 7065 | -1762.8951 | 1717 | -45.8951 | 7065 | -1762.8951 | 1717 | -45.8951
7066 | -854.5129 | 1017 | 162.4871 | 7066 | -854.5129 | 1017 | 162.4871 | 7066 | -854.5129 | 1017 | 162.4871 | 7066 | -1508.2618 | 1717 | 208.7382 | 7066 | -1508.2618 | 1717 | 208.7382 | 7066 | -1508.2618 | 1717 | 208.7382 | 7066 | -1558.2305 | 1717 | 158.7695 | 7066 | -1195.7401 | 1717 | 521.2599 | 7066 | -1558.2305 | 1717 | 158.7695
7067 | 482.6012 | 1017 | 1499.6012 | 7067 | 482.6012 | 1017 | 1499.6012 | 7067 | -17.3988 | 1017 | 999.6012 | 7067 | -1486.8382 | 1717 | 230.1618 | 7067 | -1486.8382 | 1717 | 230.1618 | 7067 | -1486.8382 | 1717 | 230.1618 | 7067 | -1184.073 | 1717 | 532.927 | 7067 | -1184.073 | 1717 | 532.927 | 7067 | 441.6694 | 1717 | 2158.6694
7068 | 540.0148 | 1017 | 1557.0148 | 7068 | 40.0148 | 1017 | 1057.0148 | 7068 | 40.0148 | 1017 | 1057.0148 | 7068 | -1521.0872 | 1717 | 195.9128 | 7068 | -1521.0872 | 1717 | 195.9128 | 7068 | -1521.0872 | 1717 | 195.9128 | 7068 | -1210.6251 | 1717 | 506.3749 | 7068 | -669.4855 | 1717 | 1047.5145 | 7068 | -670.0279 | 1717 | 1046.9721
7069 | 398.1524 | 1017 | 1415.1524 | 7069 | -415.3368 | 1017 | 601.6632 | 7069 | -101.8476 | 1017 | 915.1524 | 7069 | -1451.0746 | 1717 | 265.9254 | 7069 | -1451.0746 | 1717 | 265.9254 | 7069 | -1451.0746 | 1717 | 265.9254 | 7069 | -538.0212 | 1717 | 1178.9788 | 7069 | -538.0212 | 1717 | 1178.9788 | 7069 | -1370.3347 | 1717 | 346.6653
7070 | 159.7344 | 1017 | 1176.7344 | 7070 | -630.6273 | 1017 | 386.3727 | 7070 | -340.2656 | 1017 | 676.7344 | 7070 | -1356.4938 | 1717 | 360.5062 | 7070 | -1356.4938 | 1717 | 360.5062 | 7070 | -1356.4938 | 1717 | 360.5062 | 7070 | -1632.4292 | 1717 | 84.5708 | 7070 | -1632.4292 | 1717 | 84.5708 | 7070 | -1632.4292 | 1717 | 84.5708
7071 | -69.5664 | 1017 | 947.4336 | 7071 | -617.0184 | 1017 | 399.9816 | 7071 | -617.0184 | 1017 | 399.9816 | 7071 | -1242.0452 | 766.4213 | -475.6239 | 7071 | -1242.0452 | -31.1434 | -1273.1886 | 7071 | -1242.0452 | 1717 | 474.9548 | 7071 | -1495.4586 | 1301.7791 | -193.6794 | 7071 | -1495.4586 | 1717 | 221.5414 | 7071 | -1495.4586 | 1717 | 221.5414
7072 | -485.4531 | 1017 | 531.5469 | 7072 | -485.4531 | 1017 | 531.5469 | 7072 | -485.4531 | 1017 | 531.5469 | 7072 | -1195.2129 | 1717 | 521.7871 | 7072 | -975.7552 | 1717 | 741.2448 | 7072 | -1290.9607 | 1717 | 426.0393 | 7072 | -1523.4004 | 1662.8457 | 139.4453 | 7072 | -1523.4004 | 1717 | 193.5996 | 7072 | -1523.4004 | 1717 | 193.5996
7073 | -461.6003 | 1017 | 555.3997 | 7073 | -461.6003 | 1017 | 555.3997 | 7073 | -461.6003 | 1017 | 555.3997 | 7073 | -960.5959 | 1717 | 756.4041 | 7073 | -920.5959 | 1717 | 796.4041 | 7073 | -1140.5959 | 1717 | 576.4041 | 7073 | -1795.2928 | 1717 | -78.2928 | 7073 | -1795.2928 | 1717 | -78.2928 | 7073 | -1795.2928 | 1717 | -78.2928
7074 | -135.7137 | 738.1385 | 602.4248 | 7074 | -135.7137 | 738.1385 | 602.4248 | 7074 | -135.7137 | 738.1385 | 602.4248 | 7074 | -460.1272 | 1574.3449 | 1114.2177 | 7074 | -602.7823 | 1717 | 1114.2177 | 7074 | -602.7823 | 1717 | 1114.2177 | 7074 | -1632.3678 | 1717 | 84.6322 | 7074 | -1632.3678 | 1717 | 84.6322 | 7074 | -1632.3678 | 1717 | 84.6322
7075 | 929.8604 | -289.0915 | 640.769 | 7075 | 929.8604 | -289.0915 | 640.769 | 7075 | 929.8604 | -289.0915 | 640.769 | 7075 | 701.8683 | -1323.7615 | -621.8932 | 7075 | 661.8683 | -1716 | -1054.1317 | 7075 | 1102.4106 | -1716 | -613.5894 | 7075 | -927.6106 | 1717 | 789.3894 | 7075 | -927.6106 | 954.2236 | 26.613 | 7075 | -927.6106 | 954.2236 | 26.613
7076 | 1000 | -368.3728 | 631.6272 | 7076 | 1000 | -368.3728 | 631.6272 | 7076 | 1000 | -368.3728 | 631.6272 | 7076 | 965.1681 | -1716 | -750.8319 | 7076 | 965.1681 | -1716 | -750.8319 | 7076 | 1145.1681 | -579.2094 | 565.9587 | 7076 | -656.8773 | 1717 | 1060.1227 | 7076 | -656.8773 | 692.8712 | 35.9939 | 7076 | -656.8773 | 692.8712 | 35.9939
7077 | 437.9478 | 174.6095 | 612.5573 | 7077 | 437.9478 | 174.6095 | 612.5573 | 7077 | 437.9478 | 174.6095 | 612.5573 | 7077 | 358.2622 | -1307.2575 | -948.9953 | 7077 | -41.7378 | 152.7425 | 111.0047 | 7077 | 398.2622 | -883.0261 | -484.7639 | 7077 | -1401.5611 | 1539.4505 | 137.8893 | 7077 | -1482.91 | 1620.7994 | 137.8893 | 7077 | -1482.91 | 1620.7994 | 137.8893
7078 | 38.9385 | 520.1244 | 559.0629 | 7078 | 120.1885 | 420.4531 | 540.6416 | 7078 | 143.0569 | 416.006 | 559.0629 | 7078 | -165.6748 | -707.5463 | -873.221 | 7078 | -125.6748 | -527.5463 | -653.221 | 7078 | 2000 | -1716 | 284 | 7078 | -1704.9107 | 1717 | 12.0893 | 7078 | -1704.9107 | 1717 | 12.0893 | 7078 | -1478.4942 | 1717 | 238.5058
7079 | 937.2469 | -238.0732 | 699.1737 | 7079 | 938.1146 | -238.9409 | 699.1737 | 7079 | 938.9823 | -239.8086 | 699.1737 | 7079 | 2000 | -1716 | 284 | 7079 | 2000 | -1313.0788 | 686.9212 | 7079 | 2000 | -1716 | 284 | 7079 | -1729.7104 | 1717 | -12.7104 | 7079 | -1729.7104 | 1526.0364 | -203.674 | 7079 | -1395.5598 | 1717 | 321.4402
7080 | 1000 | -479.4731 | 520.5269 | 7080 | 1000 | -479.4731 | 520.5269 | 7080 | 1000 | -479.4731 | 520.5269 | 7080 | -259.6841 | -524.1858 | -783.87 | 7080 | -699.6841 | -744.1858 | -1443.87 | 7080 | -259.6841 | -524.1858 | -783.87 | 7080 | -1767.8202 | 1717 | -50.8202 | 7080 | -1767.8202 | 1103.3229 | -664.4973 | 7080 | -1767.8202 | 1603.3229 | -164.4973
7081 | 477.0366 | -58.2764 | 418.7602 | 7081 | 478.1755 | -59.4153 | 418.7602 | 7081 | 475.8977 | -57.1375 | 418.7602 | 7081 | -705.1334 | -40.4829 | -745.6163 | 7081 | -705.1334 | 1717 | 1011.8666 | 7081 | -965.1334 | 1717 | 751.8666 | 7081 | -1780.4451 | 1717 | -63.4451 | 7081 | -1780.4451 | 1681.137 | -99.3082 | 7081 | -1780.4451 | 1681.137 | -99.3082
7082 | -815.0986 | 1017 | 201.9014 | 7082 | -921.2912 | 1017 | 95.7088 | 7082 | -921.2912 | 1017 | 95.7088 | 7082 | -1419.7027 | 1717 | 297.2973 | 7082 | -1419.7027 | 1717 | 297.2973 | 7082 | -1419.7027 | 202.6711 | -1217.0315 | 7082 | -1768.1932 | 1717 | -51.1932 | 7082 | -1768.1932 | 1717 | -51.1932 | 7082 | -1768.1932 | 1717 | -51.1932
7083 | -900.0822 | 1017 | 116.9178 | 7083 | -900.0822 | 1017 | 116.9178 | 7083 | -900.0822 | 1017 | 116.9178 | 7083 | -908.894 | 1717 | 808.106 | 7083 | -1141.8279 | 1717 | 575.1721 | 7083 | -921.8279 | 1717 | 795.1721 | 7083 | -1757.2368 | 1717 | -40.2368 | 7083 | -1757.2368 | 1717 | -40.2368 | 7083 | -1757.2368 | 1717 | -40.2368
7084 | -873.9533 | 1017 | 143.0467 | 7084 | -895.3633 | 1017 | 121.6367 | 7084 | -895.3633 | 1017 | 121.6367 | 7084 | -851.9012 | 1519.6356 | 667.7344 | 7084 | -851.9012 | 1519.6356 | 667.7344 | 7084 | -851.9012 | 1717 | 865.0988 | 7084 | -1770.2203 | 1717 | -53.2203 | 7084 | -1770.2203 | 1717 | -53.2203 | 7084 | -1770.2203 | 1717 | -53.2203
7085 | -321.0695 | 514.2791 | 193.2096 | 7085 | -321.0695 | 514.2791 | 193.2096 | 7085 | -321.0695 | 514.2791 | 193.2096 | 7085 | 2000 | -1289.9188 | 710.0812 | 7085 | 381.5267 | -1716 | -1334.4733 | 7085 | 381.5267 | -1716 | -1334.4733 | 7085 | -1709.9681 | 1717 | 7.0319 | 7085 | -1709.9681 | 1717 | 7.0319 | 7085 | -1363.6486 | 1717 | 353.3514
7086 | 200.23 | 242.4546 | 442.6846 | 7086 | 200.23 | -12.5271 | 187.7028 | 7086 | 200.23 | -12.5271 | 187.7028 | 7086 | -127.6313 | 821.7488 | 694.1176 | 7086 | -99.9726 | 1285.9802 | 1186.0076 | 7086 | -127.6313 | 1176.7808 | 1049.1495 | 7086 | -1516.3567 | 1717 | 200.6433 | 7086 | -1516.3567 | 1717 | 200.6433 | 7086 | -1428.7037 | 1717 | 288.2963
7087 | 78.7496 | 420.4388 | 499.1883 | 7087 | 78.7496 | 24.7006 | 103.4501 | 7087 | 78.7496 | 24.7006 | 103.4501 | 7087 | -351.4769 | 1414.8572 | 1063.3803 | 7087 | -351.4769 | 1414.8572 | 1063.3803 | 7087 | -351.4769 | 1414.8572 | 1063.3803 | 7087 | -440.2153 | 1717 | 1276.7847 | 7087 | -440.2153 | 1717 | 1276.7847 | 7087 | -1475.3321 | 1717 | 241.6679
7088 | -312.8721 | 881.2548 | 568.3827 | 7088 | -312.8721 | 980.176 | 667.3038 | 7088 | -312.8721 | 980.176 | 667.3038 | 7088 | 93.6573 | 1043.6505 | 1137.3078 | 7088 | 93.6573 | 1043.6505 | 1137.3078 | 7088 | 93.6573 | 1043.6505 | 1137.3078 | 7088 | -1166.3266 | 1717 | 550.6734 | 7088 | -850.911 | 1717 | 866.089 | 7088 | -1166.3266 | 1717 | 550.6734
7089 | -817.5321 | 1017 | 199.4679 | 7089 | -817.5321 | 1017 | 199.4679 | 7089 | -817.5321 | 1017 | 199.4679 | 7089 | -1401.0021 | 1717 | 315.9979 | 7089 | -1401.0021 | 1717 | 315.9979 | 7089 | -1401.0021 | 1717 | 315.9979 | 7089 | -1668.1586 | 1717 | 48.8414 | 7089 | -450.284 | 1717 | 1266.716 | 7089 | -1392.6157 | 1717 | 324.3843
7090 | -777.0515 | 1017 | 239.9485 | 7090 | -823.4214 | 1017 | 193.5786 | 7090 | -823.4214 | 1017 | 193.5786 | 7090 | -1405.3617 | 1717 | 311.6383 | 7090 | -1405.3617 | 1717 | 311.6383 | 7090 | -1405.3617 | 1717 | 311.6383 | 7090 | -1670.9886 | 1717 | 46.0114 | 7090 | -1128.0506 | 1717 | 588.9494 | 7090 | -1369.8103 | 1717 | 347.1897
7091 | -835.4644 | 1017 | 181.5356 | 7091 | -842.4892 | 1017 | 174.5108 | 7091 | -842.4892 | 1017 | 174.5108 | 7091 | -1427.5623 | 1717 | 289.4377 | 7091 | -1427.5623 | 1717 | 289.4377 | 7091 | -1427.5623 | 1717 | 289.4377 | 7091 | -1696.322 | 1717 | 20.678 | 7091 | -1696.322 | 1717 | 20.678 | 7091 | -1409.7866 | 1717 | 307.2134
7092 | -869.903 | 1017 | 147.097 | 7092 | -869.903 | 1017 | 147.097 | 7092 | -869.903 | 1017 | 147.097 | 7092 | -1455.6155 | 1717 | 261.3845 | 7092 | -1455.6155 | 1717 | 261.3845 | 7092 | -1455.6155 | 1717 | 261.3845 | 7092 | -1523.0252 | 1717 | 193.9748 | 7092 | -1725.0145 | 1717 | -8.0145 | 7092 | -1523.0252 | 1717 | 193.9748
7093 | -914.7186 | 1017 | 102.2814 | 7093 | -914.7186 | 1017 | 102.2814 | 7093 | -914.7186 | 1017 | 102.2814 | 7093 | -1499.1225 | 1717 | 217.8775 | 7093 | -1499.1225 | 1717 | 217.8775 | 7093 | -1499.1225 | 1717 | 217.8775 | 7093 | -1617.7689 | 1717 | 99.2311 | 7093 | -1617.7689 | 1717 | 99.2311 | 7093 | -1617.7689 | 1717 | 99.2311
7094 | -574.724 | 1017 | 442.276 | 7094 | -574.724 | 1017 | 442.276 | 7094 | -574.724 | 1017 | 442.276 | 7094 | -815.8002 | 1717 | 901.1998 | 7094 | -815.8002 | 1717 | 901.1998 | 7094 | -815.8002 | 1717 | 901.1998 | 7094 | -704.0021 | 1717 | 1012.9979 | 7094 | -704.0021 | 1717 | 1012.9979 | 7094 | -1708.9209 | 1717 | 8.0791
7095 | -22.9563 | 357.0048 | 334.0484 | 7095 | 619.2885 | -285.2401 | 334.0484 | 7095 | -530.0606 | 864.109 | 334.0484 | 7095 | 162.2973 | 619.4564 | 781.7537 | 7095 | 162.2973 | 619.4564 | 781.7537 | 7095 | 162.2973 | 619.4564 | 781.7537 | 7095 | -1212.1805 | 1717 | 504.8195 | 7095 | -840.1705 | 1717 | 876.8295 | 7095 | -1212.1805 | 1717 | 504.8195
7096 | 707.6659 | -385.0319 | 322.634 | 7096 | 707.6659 | -385.0319 | 322.634 | 7096 | 707.6659 | -385.0319 | 322.634 | 7096 | 185.0537 | 613.3726 | 798.4264 | 7096 | 185.0537 | 613.3726 | 798.4264 | 7096 | 185.0537 | 613.3726 | 798.4264 | 7096 | -1108.0959 | 1717 | 608.9041 | 7096 | -1108.0959 | 1717 | 608.9041 | 7096 | -1108.0959 | 1717 | 608.9041
7097 | 806.9783 | -599.9586 | 207.0196 | 7097 | 806.9783 | -599.9586 | 207.0196 | 7097 | 806.9783 | -599.9586 | 207.0196 | 7097 | 324.7261 | 328.5854 | 653.3115 | 7097 | 324.7261 | 328.5854 | 653.3115 | 7097 | 324.7261 | 328.5854 | 653.3115 | 7097 | -761.3969 | 1717 | 955.6031 | 7097 | -522.6726 | 1717 | 1194.3274 | 7097 | -928.0636 | 1717 | 788.9364
7098 | 1000 | -975.4808 | 24.5192 | 7098 | 1000 | -575.7598 | 424.2402 | 7098 | 1000 | -575.7598 | 424.2402 | 7098 | 633.5904 | -174.1288 | 459.4616 | 7098 | 377.5444 | -27.5677 | 349.9767 | 7098 | 408.5904 | 50.8712 | 459.4616 | 7098 | -558.9558 | 1475.4489 | 916.4932 | 7098 | -558.9558 | 1475.4489 | 916.4932 | 7098 | -558.9558 | 1475.4489 | 916.4932
7099 | 1000 | -973.65 | 26.35 | 7099 | 1000 | -473.65 | 526.35 | 7099 | 1000 | -473.65 | 526.35 | 7099 | 112.2963 | 338.1818 | 450.4781 | 7099 | 112.2963 | 838.1818 | 950.4781 | 7099 | 112.2963 | 838.1818 | 950.4781 | 7099 | -131.7509 | 989.4439 | 857.693 | 7099 | -131.7509 | 1227.5563 | 1095.8054 | 7099 | -131.7509 | 1227.5563 | 1095.8054
7100 | 1000 | -973.3858 | 26.6142 | 7100 | 1000 | -14.5077 | 985.4923 | 7100 | 1000 | -473.3858 | 526.6142 | 7100 | 362.5925 | 85.5084 | 448.101 | 7100 | 362.5925 | 585.5084 | 948.101 | 7100 | 362.5925 | 585.5084 | 948.101 | 7100 | 182.3374 | 631.8124 | 814.1498 | 7100 | 182.3374 | 1131.8124 | 1314.1498 | 7100 | 182.3374 | 1131.8124 | 1314.1498
7101 | 983.6335 | -1016 | -32.3665 | 7101 | 1000 | -132.682 | 867.318 | 7101 | 1000 | -532.3665 | 467.6335 | 7101 | 79.6694 | 321.3927 | 401.0621 | 7101 | 92.7942 | 808.2679 | 901.0621 | 7101 | 92.7942 | 808.2679 | 901.0621 | 7101 | -441.391 | 1397.1131 | 955.722 | 7101 | -341.0553 | 1687.2954 | 1346.2401 | 7101 | -365.4565 | 1687.2954 | 1321.8388
7102 | 966.0642 | -1016 | -49.9358 | 7102 | 1000 | -549.9358 | 450.0642 | 7102 | 1000 | -549.9358 | 450.0642 | 7102 | 331.5966 | 1002.3518 | 1333.9484 | 7102 | 411.5892 | 998.0827 | 1409.6719 | 7102 | 411.5892 | 545.749 | 957.3382 | 7102 | -98.6819 | 1717 | 1618.3181 | 7102 | -83.7993 | 1717 | 1633.2007 | 7102 | -190.8773 | 1698.6476 | 1507.7703
7103 | 974.948 | -1016 | -41.052 | 7103 | 1000 | -1016 | -16 | 7103 | 1000 | -1016 | -16 | 7103 | 869.9858 | 628.1382 | 1498.124 | 7103 | 776.8684 | 916.7217 | 1693.5901 | 7103 | 776.8684 | 345.8296 | 1122.698 | 7103 | 32.92 | 1717 | 1749.92 | 7103 | 588.0011 | 1717 | 2305.0011 | 7103 | -319.0805 | 1717 | 1397.9195
7104 | 951.7603 | -1016 | -64.2397 | 7104 | 1000 | -1016 | -16 | 7104 | 1000 | -1016 | -16 | 7104 | 933.9291 | -608.7315 | 325.1976 | 7104 | 933.9291 | -108.7315 | 825.1976 | 7104 | 933.9291 | -108.7315 | 825.1976 | 7104 | -122.471 | 826.5585 | 704.0875 | 7104 | -122.471 | 1326.5585 | 1204.0875 | 7104 | -122.471 | 1326.5585 | 1204.0875
7105 | 951.238 | -1016 | -64.762 | 7105 | 1000 | -1016 | -16 | 7105 | 1000 | -1016 | -16 | 7105 | 1076.1644 | -873.2628 | 202.9016 | 7105 | 1880.3749 | -1067.9884 | 812.3865 | 7105 | 1849.3289 | -1146.4272 | 702.9016 | 7105 | 399.5065 | 140.0963 | 539.6027 | 7105 | 436.2438 | 603.359 | 1039.6027 | 7105 | 436.2438 | 603.359 | 1039.6027
7106 | 874.8801 | -1016 | -141.1199 | 7106 | 1000 | -1016 | -16 | 7106 | 1000 | -1016 | -16 | 7106 | 1738.1332 | -1716 | 22.1332 | 7106 | 1667.7987 | -1645.6655 | 22.1332 | 7106 | 1667.7987 | -1645.6655 | 22.1332 | 7106 | 982.7596 | -646.2483 | 336.5114 | 7106 | 982.7596 | -146.2483 | 836.5114 | 7106 | 982.7596 | -146.2483 | 836.5114
7107 | 728.7608 | -1016 | -287.2392 | 7107 | 1000 | -1016 | -16 | 7107 | 1000 | -1016 | -16 | 7107 | 1563.7709 | -1716 | -152.2291 | 7107 | 1824.2403 | -1716 | 108.2403 | 7107 | 1563.7709 | -1716 | -152.2291 | 7107 | 1647.0008 | -1587.6225 | 59.3783 | 7107 | 1647.0008 | -1587.6225 | 59.3783 | 7107 | 1647.0008 | -1587.6225 | 59.3783
7108 | 931.7606 | -1016 | -84.2394 | 7108 | 1000 | -1016 | -16 | 7108 | 1000 | -1016 | -16 | 7108 | 1327.1391 | -1716 | -388.8609 | 7108 | 1787.4262 | -1716 | 71.4262 | 7108 | 1787.4262 | -1716 | 71.4262 | 7108 | 1745.6657 | -1716 | 29.6657 | 7108 | 2000 | -1716 | 284 | 7108 | 2000 | -1716 | 284
7109 | 1000 | -1016 | -16 | 7109 | 1000 | -1016 | -16 | 7109 | 1000 | -1016 | -16 | 7109 | 1085.0892 | -1716 | -630.9108 | 7109 | 1585.0892 | -1716 | -130.9108 | 7109 | 1585.0892 | -1716 | -130.9108 | 7109 | 1241.935 | -1716 | -474.065 | 7109 | 1741.935 | -1716 | 25.935 | 7109 | 1741.935 | -1716 | 25.935
7110 | 1000 | -1016 | -16 | 7110 | 1000 | -1016 | -16 | 7110 | 1000 | -1016 | -16 | 7110 | 924.8924 | -1716 | -791.1076 | 7110 | 1424.8924 | -1716 | -291.1076 | 7110 | 1424.8924 | -1716 | -291.1076 | 7110 | 1006.8282 | -1716 | -709.1718 | 7110 | 1506.8282 | -1716 | -209.1718 | 7110 | 1506.8282 | -1716 | -209.1718
7111 | 828.6192 | -1016 | -187.3808 | 7111 | 1000 | -1016 | -16 | 7111 | 839.9512 | -1016 | -176.0488 | 7111 | 877.6677 | -1716 | -838.3323 | 7111 | 877.6677 | -1716 | -838.3323 | 7111 | 1224.5841 | -1716 | -491.4159 | 7111 | 926.4889 | -1716 | -789.5111 | 7111 | 1008.9508 | -1716 | -707.0492 | 7111 | 1008.9508 | -1716 | -707.0492
7112 | 816.4923 | -1016 | -199.5077 | 7112 | 1000 | -1016 | -16 | 7112 | 1000 | -1016 | -16 | 7112 | 1126.8906 | -1716 | -589.1094 | 7112 | 1213.3375 | -1716 | -502.6625 | 7112 | 1126.8906 | -1716 | -589.1094 | 7112 | 1114.555 | -1716 | -601.445 | 7112 | 1114.555 | -1716 | -601.445 | 7112 | 1114.555 | -1716 | -601.445
7113 | 911.5951 | -1016 | -104.4049 | 7113 | 1000 | -1016 | -16 | 7113 | 1000 | -1016 | -16 | 7113 | 1463.4461 | -1716 | -252.5539 | 7113 | 1463.4461 | -1716 | -252.5539 | 7113 | 1463.4461 | -1716 | -252.5539 | 7113 | 1579.2779 | -1716 | -136.7221 | 7113 | 1579.2779 | -1716 | -136.7221 | 7113 | 1579.2779 | -1716 | -136.7221
7114 | 670.9998 | -778.0469 | -107.0471 | 7114 | 500.9998 | -608.0469 | -107.0471 | 7114 | 496.7671 | -603.8142 | -107.0471 | 7114 | 1462.6208 | -1716 | -253.3792 | 7114 | 1462.6208 | -1716 | -253.3792 | 7114 | 1462.6208 | -1716 | -253.3792 | 7114 | -900.2915 | 731.5136 | -168.7779 | 7114 | -900.2915 | 731.5136 | -168.7779 | 7114 | -900.2915 | 839.4993 | -60.7921
7115 | -241.6547 | -724.0844 | -965.7391 | 7115 | -54.4797 | -199.3636 | -253.8433 | 7115 | -230.0426 | -465.6617 | -695.7043 | 7115 | 1165.6756 | -1443.5581 | -277.8825 | 7115 | 1165.6756 | -1443.5581 | -277.8825 | 7115 | 1165.6756 | -1443.5581 | -277.8825 | 7115 | -917.825 | 792.3702 | -125.4548 | 7115 | -917.825 | 790.8734 | -126.9516 | 7115 | -917.825 | 868.8733 | -48.9517
7116 | 490.5804 | -783.7456 | -293.1653 | 7116 | -23.3489 | -769.8163 | -793.1653 | 7116 | 25.7357 | -626.9622 | -601.2265 | 7116 | 1283.2047 | -1587.5284 | -304.3237 | 7116 | 1283.2047 | -1587.5284 | -304.3237 | 7116 | 1283.2047 | -1587.5284 | -304.3237 | 7116 | -983.5788 | 680.2124 | -303.3665 | 7116 | -983.5788 | 678.4029 | -305.176 | 7116 | -983.5788 | 678.4029 | -305.176
7117 | 454.8637 | -789.3328 | -334.4691 | 7117 | 152.6246 | -737.0159 | -584.3913 | 7117 | 398.181 | -732.6501 | -334.4691 | 7117 | 1427.6047 | -1716 | -288.3953 | 7117 | 1427.6047 | -1716 | -288.3953 | 7117 | 1427.6047 | -1716 | -288.3953 | 7117 | -971.9078 | 964.8382 | -7.0696 | 7117 | -971.9078 | 723.0203 | -248.8875 | 7117 | -971.9078 | 722.3695 | -249.5383
7118 | 1000 | -1016 | -16 | 7118 | 1000 | -1016 | -16 | 7118 | 1000 | -1016 | -16 | 7118 | 1482.6638 | -1716 | -233.3362 | 7118 | 1482.6638 | -1716 | -233.3362 | 7118 | 1482.6638 | -1716 | -233.3362 | 7118 | 1733.1573 | -1716 | 17.1573 | 7118 | 2000 | -1716 | 284 | 7118 | 2000 | -1716 | 284
7119 | 1000 | -1016 | -16 | 7119 | 1000 | -1016 | -16 | 7119 | 1000 | -1016 | -16 | 7119 | 1689.7473 | -1716 | -26.2527 | 7119 | 1742.8309 | -1716 | 26.8309 | 7119 | 1742.8309 | -1716 | 26.8309 | 7119 | 2000 | -1716 | 284 | 7119 | 2000 | -1716 | 284 | 7119 | 2000 | -1716 | 284
7120 | 1000 | -1016 | -16 | 7120 | 1000 | -1016 | -16 | 7120 | 1000 | -1016 | -16 | 7120 | 1938.0001 | -1716 | 222.0001 | 7120 | 1938.0001 | -1716 | 222.0001 | 7120 | 1938.0001 | -1716 | 222.0001 | 7120 | 2000 | -1360.3706 | 639.6294 | 7120 | 2000 | -1360.3706 | 639.6294 | 7120 | 2000 | -1360.3706 | 639.6294
7121 | 1000 | -898.6667 | 101.3333 | 7121 | 1000 | -898.6667 | 101.3333 | 7121 | 1000 | -898.6667 | 101.3333 | 7121 | 2000 | -1572.5897 | 427.4103 | 7121 | 2000 | -1572.5897 | 427.4103 | 7121 | 2000 | -1572.5897 | 427.4103 | 7121 | 2000 | -1257.1918 | 742.8082 | 7121 | 1910.4364 | -1260.0812 | 650.3552 | 7121 | 1910.4364 | -1261.1659 | 649.2705
7122 | 1000 | -642.8755 | 357.1245 | 7122 | 1000 | -642.8755 | 357.1245 | 7122 | 1000 | -642.8755 | 357.1245 | 7122 | 2000 | -1245.9876 | 754.0124 | 7122 | 2000 | -1245.9876 | 754.0124 | 7122 | 2000 | -1245.9876 | 754.0124 | 7122 | 1258.2492 | 62.2737 | 1320.5229 | 7122 | 1258.2492 | -564.7047 | 693.5445 | 7122 | 1258.2492 | -437.7263 | 820.5229
7123 | 1000 | -478.9227 | 521.0773 | 7123 | 1000 | -478.9227 | 521.0773 | 7123 | 1000 | -478.9227 | 521.0773 | 7123 | 2000 | -1031.9353 | 968.0647 | 7123 | 2000 | -1031.9353 | 968.0647 | 7123 | 2000 | -1031.9353 | 968.0647 | 7123 | 1190.5242 | 389.2077 | 1579.7319 | 7123 | 1190.5242 | -610.7923 | 579.7319 | 7123 | 1190.5242 | -1716 | -525.4758
7124 | 1000 | -455.4048 | 544.5952 | 7124 | 1000 | -455.4048 | 544.5952 | 7124 | 1000 | -455.4048 | 544.5952 | 7124 | 2000 | -968.2862 | 1031.7138 | 7124 | 2000 | -968.2862 | 1031.7138 | 7124 | 2000 | -968.2862 | 1031.7138 | 7124 | 1147.3033 | 536.6515 | 1683.9548 | 7124 | 1147.3033 | 536.6515 | 1683.9548 | 7124 | 1147.3033 | 536.6515 | 1683.9548
7125 | 1000 | -342.8576 | 657.1424 | 7125 | 1000 | -342.8576 | 657.1424 | 7125 | 1000 | -342.8576 | 657.1424 | 7125 | 1467.3283 | -268.8892 | 1198.4391 | 7125 | 1467.3283 | -268.8892 | 1198.4391 | 7125 | 1467.3283 | -268.8892 | 1198.4391 | 7125 | 432.5747 | 1469.3734 | 1901.9481 | 7125 | 432.5747 | 969.3734 | 1401.9481 | 7125 | 432.5747 | 944.2592 | 1376.8339
7126 | 1000 | -269.1106 | 730.8894 | 7126 | 1000 | -769.1106 | 230.8894 | 7126 | 1000 | -769.1106 | 230.8894 | 7126 | 1110.0896 | 211.8249 | 1321.9145 | 7126 | 1110.0896 | 211.8249 | 1321.9145 | 7126 | 1110.0896 | 211.8249 | 1321.9145 | 7126 | -1.2548 | 1549.4269 | 1548.1721 | 7126 | -1.2548 | 1717 | 1715.7452 | 7126 | -1.2548 | 1049.4269 | 1048.1721
7127 | 1000 | -274.0086 | 725.9914 | 7127 | 1000 | -1016 | -16 | 7127 | 1000 | -1016 | -16 | 7127 | 1011.1765 | 317.4727 | 1328.6492 | 7127 | 769.1765 | 59.4727 | 828.6492 | 7127 | 769.1765 | 59.4727 | 828.6492 | 7127 | -405.5615 | 1717 | 1311.4385 | 7127 | -405.5615 | 1717 | 1311.4385 | 7127 | -405.5615 | 1717 | 1311.4385
7128 | 1000 | -275.5753 | 724.4247 | 7128 | 1000 | -1016 | -16 | 7128 | 1000 | -1016 | -16 | 7128 | 1166.9803 | -310.0833 | 856.897 | 7128 | 810.6029 | -316.0833 | 494.5196 | 7128 | 676.5546 | -316.0833 | 360.4713 | 7128 | -787.0456 | 1717 | 929.9544 | 7128 | -787.0456 | 1717 | 929.9544 | 7128 | -787.0456 | 1717 | 929.9544
7129 | 1000 | -647.0891 | 352.9109 | 7129 | 1000 | -1016 | -16 | 7129 | 1000 | -989.7914 | 10.2086 | 7129 | 1286.3897 | -223.8275 | 1062.5622 | 7129 | 1251.2842 | -503.8275 | 747.4568 | 7129 | 1066.3897 | -694.0018 | 372.3879 | 7129 | -626.887 | 1717 | 1090.113 | 7129 | -626.887 | 1717 | 1090.113 | 7129 | -626.887 | 1717 | 1090.113
7130 | 1000 | -785.154 | 214.846 | 7130 | 1000 | -1016 | -16 | 7130 | 1000 | -882.5019 | 117.4981 | 7130 | 823.044 | 929.4212 | 1752.4652 | 7130 | 990.6672 | -53.7175 | 936.9497 | 7130 | 823.044 | 21.4924 | 844.5364 | 7130 | -902.5635 | 968.8372 | 66.2737 | 7130 | -902.5635 | 1717 | 814.4365 | 7130 | -902.5635 | 1717 | 814.4365
7131 | 1000 | -1016 | -16 | 7131 | 1000 | -1016 | -16 | 7131 | 1000 | -943.5884 | 56.4116 | 7131 | 658.1213 | 691.6717 | 1349.7931 | 7131 | 1098.1213 | -824.9949 | 273.1264 | 7131 | 878.1213 | -1716 | -837.8787 | 7131 | -845.171 | 1717 | 871.829 | 7131 | -845.171 | 824.0898 | -21.0812 | 7131 | -845.171 | 824.0898 | -21.0812
7132 | 1000 | -453.5053 | 546.4947 | 7132 | 1000 | -1016 | -16 | 7132 | 1000 | -820.4906 | 179.5094 | 7132 | 1203.7432 | -17.5476 | 1186.1956 | 7132 | 1223.9747 | -905.5063 | 318.4684 | 7132 | 1269.9775 | -583.7819 | 686.1956 | 7132 | -480.1942 | 1717 | 1236.8058 | 7132 | -480.1942 | 1717 | 1236.8058 | 7132 | -480.1942 | 1717 | 1236.8058
7133 | 1000 | -159.9071 | 840.0929 | 7133 | 1000 | -1016 | -16 | 7133 | 1000 | -1016 | -16 | 7133 | 1114.6912 | 251.79 | 1366.4812 | 7133 | 1114.6912 | -232.555 | 882.1362 | 7133 | 1114.6912 | -232.555 | 882.1362 | 7133 | -134.0026 | 1717 | 1582.9974 | 7133 | -134.0026 | 1717 | 1582.9974 | 7133 | -134.0026 | 1717 | 1582.9974
7134 | 629.4021 | 31.8253 | 661.2274 | 7134 | 777.7736 | -238.8463 | 538.9273 | 7134 | 777.7736 | -172.3293 | 605.4444 | 7134 | -25.391 | 1176.1734 | 1150.7824 | 7134 | -25.391 | 1176.1734 | 1150.7824 | 7134 | -25.391 | 1176.1734 | 1150.7824 | 7134 | -1280.8964 | 1717 | 436.1036 | 7134 | -1280.8964 | 1717 | 436.1036 | 7134 | -1280.8964 | 1717 | 436.1036
7135 | -319.1293 | 828.407 | 509.2777 | 7135 | -467.5009 | 476.7785 | 9.2777 | 7135 | -467.5009 | 476.7785 | 9.2777 | 7135 | -1077.9478 | 1717 | 639.0522 | 7135 | -1097.0485 | 1717 | 619.9515 | 7135 | -1097.0485 | 1717 | 619.9515 | 7135 | -1318.6688 | 1717 | 398.3312 | 7135 | -1318.6688 | 1717 | 398.3312 | 7135 | -1318.6688 | 1717 | 398.3312
7136 | -588.3142 | 1017 | 428.6858 | 7136 | -588.3142 | 1017 | 428.6858 | 7136 | -588.3142 | 1017 | 428.6858 | 7136 | -1133.3428 | 1717 | 583.6572 | 7136 | -1133.3428 | 1717 | 583.6572 | 7136 | -1133.3428 | 1717 | 583.6572 | 7136 | -1362.0579 | 1717 | 354.9421 | 7136 | -1362.0579 | 1717 | 354.9421 | 7136 | -1362.0579 | 1717 | 354.9421
7137 | -676.0802 | 1017 | 340.9198 | 7137 | -676.0802 | 1017 | 340.9198 | 7137 | -676.0802 | 1017 | 340.9198 | 7137 | -1235.5304 | 1717 | 481.4696 | 7137 | -1235.5304 | 1717 | 481.4696 | 7137 | -1152.0887 | 1717 | 564.9113 | 7137 | -1478.6671 | 1717 | 238.3329 | 7137 | -1478.6671 | 1717 | 238.3329 | 7137 | -1478.6671 | 1717 | 238.3329
7138 | -738.4312 | 1017 | 278.5688 | 7138 | -738.4312 | 1017 | 278.5688 | 7138 | -738.4312 | 1017 | 278.5688 | 7138 | -1310.1049 | 1717 | 406.8951 | 7138 | -1310.1049 | 1717 | 406.8951 | 7138 | -1197.2132 | 1717 | 519.7868 | 7138 | -1565.4651 | 1717 | 151.5349 | 7138 | -1565.4651 | 1717 | 151.5349 | 7138 | -1565.4651 | 1717 | 151.5349
7139 | -803.4751 | 1017 | 213.5249 | 7139 | -803.4751 | 1017 | 213.5249 | 7139 | -803.4751 | 950.4829 | 147.0079 | 7139 | -1400.4546 | 1717 | 316.5454 | 7139 | -1400.4546 | 1717 | 316.5454 | 7139 | -1400.4546 | 1717 | 316.5454 | 7139 | -1681.1206 | 1717 | 35.8794 | 7139 | -1681.1206 | 1717 | 35.8794 | 7139 | -1681.1206 | 1717 | 35.8794
7140 | -987.6073 | 1017 | 29.3927 | 7140 | -987.6073 | 1017 | 29.3927 | 7140 | -987.6073 | 1017 | 29.3927 | 7140 | -1598.0012 | 1717 | 118.9988 | 7140 | -1598.0012 | 1717 | 118.9988 | 7140 | -1445.8429 | 1717 | 271.1571 | 7140 | -1892.0817 | 1717 | -175.0817 | 7140 | -1753.892 | 1717 | -36.892 | 7140 | -1753.892 | 1717 | -36.892
7141 | -1000 | 1017 | 17 | 7141 | -1000 | 1017 | 17 | 7141 | -1000 | 1017 | 17 | 7141 | -1665.8841 | 1717 | 51.1159 | 7141 | -1665.8841 | 1717 | 51.1159 | 7141 | -1665.8841 | 1717 | 51.1159 | 7141 | -1971.7994 | 1717 | -254.7994 | 7141 | -1971.7994 | 1717 | -254.7994 | 7141 | -1784.0661 | 1717 | -67.0661
7142 | 766.9814 | -248.9106 | 518.0708 | 7142 | 766.9814 | -248.9106 | 518.0708 | 7142 | 766.9814 | -248.9106 | 518.0708 | 7142 | 261.523 | 767.7563 | 1029.2793 | 7142 | 261.523 | 767.7563 | 1029.2793 | 7142 | 261.523 | 767.7563 | 1029.2793 | 7142 | -1931.2421 | 1717 | -214.2421 | 7142 | -951.6933 | 1717 | 765.3067 | 7142 | -1719.8623 | 1717 | -2.8623
7143 | 1000 | -701.5628 | 298.4372 | 7143 | 1000 | -701.5628 | 298.4372 | 7143 | 1000 | -701.5628 | 298.4372 | 7143 | 593.337 | 208.1182 | 801.4551 | 7143 | 593.337 | 208.1182 | 801.4551 | 7143 | 593.337 | 208.1182 | 801.4551 | 7143 | -792.6725 | 1717 | 924.3275 | 7143 | -792.6725 | 1717 | 924.3275 | 7143 | -792.6725 | 1717 | 924.3275
7144 | 487.14 | -328.0686 | 159.0714 | 7144 | 487.14 | -328.0686 | 159.0714 | 7144 | 487.14 | -328.0686 | 159.0714 | 7144 | -7.1484 | 646.5019 | 639.3535 | 7144 | -7.1484 | 646.5019 | 639.3535 | 7144 | -7.1484 | 646.5019 | 639.3535 | 7144 | -1418.9234 | 1717 | 298.0766 | 7144 | -1418.9234 | 1717 | 298.0766 | 7144 | -1418.9234 | 1717 | 298.0766
7145 | -110.3062 | 468.6671 | 358.3609 | 7145 | -110.3062 | 468.6671 | 358.3609 | 7145 | -110.3062 | 468.6671 | 358.3609 | 7145 | -616.3653 | 1444.8905 | 828.5252 | 7145 | -616.3653 | 1444.8905 | 828.5252 | 7145 | -616.3653 | 1444.8905 | 828.5252 | 7145 | -2000 | 1717 | -283 | 7145 | -1275.7648 | 1717 | 441.2352 | 7145 | -2000 | 1717 | -283
7146 | 79.0891 | 404.4904 | 483.5795 | 7146 | 79.0891 | 404.4904 | 483.5795 | 7146 | 79.0891 | 404.4904 | 483.5795 | 7146 | -403.7382 | 1360.0004 | 956.2621 | 7146 | -403.7382 | 1360.0004 | 956.2621 | 7146 | -403.7382 | 1360.0004 | 956.2621 | 7146 | -1804.0522 | 1717 | -87.0522 | 7146 | -1804.0522 | 1717 | -87.0522 | 7146 | -1804.0522 | 1717 | -87.0522
7147 | 387.3057 | 256.9611 | 644.2668 | 7147 | 387.3057 | 256.9611 | 644.2668 | 7147 | 387.3057 | 256.9611 | 644.2668 | 7147 | -47.2848 | 1158.5167 | 1111.232 | 7147 | -47.2848 | 1158.5167 | 1111.232 | 7147 | -47.2848 | 1158.5167 | 1111.232 | 7147 | -1399.3619 | 1717 | 317.6381 | 7147 | -1399.3619 | 1717 | 317.6381 | 7147 | -1399.3619 | 1717 | 317.6381
7148 | 692.6784 | -230.7139 | 461.9646 | 7148 | 692.6784 | -230.7139 | 461.9646 | 7148 | 692.6784 | -230.7139 | 461.9646 | 7148 | 313.6222 | 585.204 | 898.8262 | 7148 | 313.6222 | 585.204 | 898.8262 | 7148 | 313.6222 | 585.204 | 898.8262 | 7148 | -894.2012 | 1717 | 822.7988 | 7148 | -982.9207 | 1717 | 734.0793 | 7148 | -982.9207 | 1717 | 734.0793
7149 | 931.9707 | -533.8848 | 398.0859 | 7149 | 931.9707 | -533.8848 | 398.0859 | 7149 | 931.9707 | -533.8848 | 398.0859 | 7149 | 637.7954 | 162.8503 | 800.6456 | 7149 | 637.7954 | 162.8503 | 800.6456 | 7149 | 637.7954 | 162.8503 | 800.6456 | 7149 | -573.8666 | 1717 | 1143.1334 | 7149 | -573.8666 | 1717 | 1143.1334 | 7149 | -573.8666 | 1717 | 1143.1334
7150 | 1000 | -875.6648 | 124.3352 | 7150 | 1000 | -875.6648 | 124.3352 | 7150 | 1000 | -875.6648 | 124.3352 | 7150 | 1046.623 | -579.1672 | 467.4558 | 7150 | 1046.623 | -579.1672 | 467.4558 | 7150 | 1046.623 | -579.1672 | 467.4558 | 7150 | -76.3887 | 1067.9252 | 991.5366 | 7150 | -76.3887 | 1067.9252 | 991.5366 | 7150 | -76.3887 | 1067.9252 | 991.5366
7151 | 1000 | -893.8223 | 106.1777 | 7151 | 1000 | -893.8223 | 106.1777 | 7151 | 1000 | -893.8223 | 106.1777 | 7151 | 1241.8196 | -834.3991 | 407.4205 | 7151 | 1241.8196 | -834.3991 | 407.4205 | 7151 | 1241.8196 | -834.3991 | 407.4205 | 7151 | 210.8564 | 679.8621 | 890.7185 | 7151 | 210.8564 | 679.8621 | 890.7185 | 7151 | 210.8564 | 679.8621 | 890.7185
7152 | 1000 | -954.1116 | 45.8884 | 7152 | 1000 | -954.1116 | 45.8884 | 7152 | 1000 | -954.1116 | 45.8884 | 7152 | 1320.9367 | -1015.664 | 305.2727 | 7152 | 1320.9367 | -1015.664 | 305.2727 | 7152 | 1320.9367 | -1015.664 | 305.2727 | 7152 | 367.1914 | 381.7241 | 748.9155 | 7152 | 367.1914 | 381.7241 | 748.9155 | 7152 | 367.1914 | 381.7241 | 748.9155
7153 | 1000 | -1016 | -16 | 7153 | 1000 | -1016 | -16 | 7153 | 1000 | -1016 | -16 | 7153 | 1290.0077 | -1172.4388 | 117.5689 | 7153 | 1290.0077 | -1172.4388 | 117.5689 | 7153 | 1290.0077 | -1172.4388 | 117.5689 | 7153 | 368.396 | 146.6243 | 515.0203 | 7153 | 368.396 | 146.6243 | 515.0203 | 7153 | 368.396 | 146.6243 | 515.0203
7154 | 1000 | -1016 | -16 | 7154 | 1000 | -1016 | -16 | 7154 | 1000 | -1016 | -16 | 7154 | 1397.9926 | -1476.8611 | -78.8685 | 7154 | 1397.9926 | -1476.8611 | -78.8685 | 7154 | 1397.9926 | -1476.8611 | -78.8685 | 7154 | 489.7773 | -208.0104 | 281.7669 | 7154 | 489.7773 | -208.0104 | 281.7669 | 7154 | 489.7773 | -208.0104 | 281.7669
7155 | 1000 | -1016 | -16 | 7155 | 1000 | -1016 | -16 | 7155 | 1000 | -1016 | -16 | 7155 | 1536.6082 | -1640.2834 | -103.6752 | 7155 | 1536.6082 | -1640.2834 | -103.6752 | 7155 | 1536.6082 | -1640.2834 | -103.6752 | 7155 | 651.5337 | -413.5016 | 238.032 | 7155 | 651.5337 | -413.5016 | 238.032 | 7155 | 651.5337 | -413.5016 | 238.032
7156 | 1000 | -1016 | -16 | 7156 | 1000 | -1016 | -16 | 7156 | 1000 | -1016 | -16 | 7156 | 1516.457 | -1716 | -199.543 | 7156 | 1667.5143 | -1716 | -48.4857 | 7156 | 1667.5143 | -1716 | -48.4857 | 7156 | 852.1665 | -756.7185 | 95.4479 | 7156 | 852.1665 | -756.7185 | 95.4479 | 7156 | 852.1665 | -756.7185 | 95.4479
7157 | 1000 | -1016 | -16 | 7157 | 1000 | -1016 | -16 | 7157 | 1000 | -1016 | -16 | 7157 | 1415.7638 | -1716 | -300.2362 | 7157 | 1565.7222 | -1716 | -150.2778 | 7157 | 1565.7222 | -1716 | -150.2778 | 7157 | 727.5349 | -749.2797 | -21.7448 | 7157 | 727.5349 | -749.2797 | -21.7448 | 7157 | 727.5349 | -749.2797 | -21.7448
7158 | 675.0166 | -1016 | -340.9834 | 7158 | 675.0166 | -1016 | -340.9834 | 7158 | 675.0166 | -1016 | -340.9834 | 7158 | 677.4892 | -1032.7135 | -355.2244 | 7158 | 677.4892 | -1032.7135 | -355.2244 | 7158 | 677.4892 | -1032.7135 | -355.2244 | 7158 | -237.5249 | 194.2142 | -43.3107 | 7158 | -237.5249 | 194.2142 | -43.3107 | 7158 | -237.5249 | 194.2142 | -43.3107
7159 | 192.9736 | -606.31 | -413.3364 | 7159 | 192.9736 | -606.31 | -413.3364 | 7159 | 192.9736 | -606.31 | -413.3364 | 7159 | 177.8404 | -475.039 | -297.1986 | 7159 | 177.8404 | -475.039 | -297.1986 | 7159 | 177.8404 | -475.039 | -297.1986 | 7159 | -754.7795 | 777.5417 | 22.7622 | 7159 | -754.7795 | 777.5417 | 22.7622 | 7159 | -754.7795 | 777.5417 | 22.7622
7160 | -183.7412 | -205.0217 | -388.763 | 7160 | -183.7412 | -205.0217 | -388.763 | 7160 | -183.7412 | -205.0217 | -388.763 | 7160 | -222.4652 | -51.618 | -274.0831 | 7160 | -222.4652 | -51.618 | -274.0831 | 7160 | -222.4652 | -51.618 | -274.0831 | 7160 | -1178.6757 | 1236.8505 | 58.1747 | 7160 | -1178.6757 | 1236.8505 | 58.1747 | 7160 | -1178.6757 | 1236.8505 | 58.1747
7161 | -165.1417 | -142.8247 | -307.9664 | 7161 | -165.1417 | -142.8247 | -307.9664 | 7161 | -165.1417 | -142.8247 | -307.9664 | 7161 | -257.3223 | 85.3763 | -171.946 | 7161 | -257.3223 | -114.083 | -371.4053 | 7161 | -257.3223 | -114.083 | -371.4053 | 7161 | -1266.9895 | 1463.2865 | 196.297 | 7161 | -1266.9895 | 1463.2865 | 196.297 | 7161 | -1266.9895 | 1463.2865 | 196.297
7162 | -105.6145 | -654.089 | -759.7035 | 7162 | -105.6145 | -106.9174 | -212.532 | 7162 | -105.6145 | -106.9174 | -212.532 | 7162 | -288.5872 | 261.1497 | -27.4375 | 7162 | -288.5872 | 88.9848 | -199.6025 | 7162 | -288.5872 | 88.9848 | -199.6025 | 7162 | -1614.7831 | 1717 | 102.2169 | 7162 | -1614.7831 | 1717 | 102.2169 | 7162 | -1614.7831 | 1509.6507 | -105.1324
7163 | 548.709 | -1016 | -467.291 | 7163 | 548.709 | -768.1474 | -219.4384 | 7163 | 548.709 | -768.1474 | -219.4384 | 7163 | 337.3188 | -349.9702 | -12.6514 | 7163 | 337.3188 | -349.9702 | -12.6514 | 7163 | 337.3188 | -349.9702 | -12.6514 | 7163 | -1375.6806 | 1717 | 341.3194 | 7163 | -1375.6806 | 1717 | 341.3194 | 7163 | -791.558 | 720.6188 | -70.9392
7164 | 632.9059 | -953.8188 | -320.913 | 7164 | 632.9059 | -953.8188 | -320.913 | 7164 | 632.9059 | -953.8188 | -320.913 | 7164 | 1019.5697 | -1142.5891 | -123.0193 | 7164 | 1019.5697 | -1142.5891 | -123.0193 | 7164 | 1019.5697 | -1142.5891 | -123.0193 | 7164 | -1260.7328 | 1553.702 | 292.9692 | 7164 | -1260.7328 | 1553.702 | 292.9692 | 7164 | -1260.7328 | 767.0854 | -493.6474
7165 | 636.7992 | -1016 | -379.2008 | 7165 | 636.7992 | -1016 | -379.2008 | 7165 | 636.7992 | -1016 | -379.2008 | 7165 | 1481.6594 | -1716 | -234.3406 | 7165 | 1481.6594 | -1716 | -234.3406 | 7165 | 1481.6594 | -1716 | -234.3406 | 7165 | -757.2194 | 874.0857 | 116.8662 | 7165 | -757.2194 | 874.0857 | 116.8662 | 7165 | -757.2194 | 874.0857 | 116.8662
7166 | 1000 | -1016 | -16 | 7166 | 1000 | -1016 | -16 | 7166 | 1000 | -1016 | -16 | 7166 | 1488.4695 | -1716 | -227.5305 | 7166 | 1488.4695 | -1716 | -227.5305 | 7166 | 1488.4695 | -1716 | -227.5305 | 7166 | -199.4871 | 265.3372 | 65.8501 | 7166 | -199.4871 | 265.3372 | 65.8501 | 7166 | -199.4871 | 265.3372 | 65.8501
7167 | 705.4845 | -1016 | -310.5155 | 7167 | 705.4845 | -1016 | -310.5155 | 7167 | 705.4845 | -1016 | -310.5155 | 7167 | 1480.4929 | -1716 | -235.5071 | 7167 | 1480.4929 | -1716 | -235.5071 | 7167 | 1480.4929 | -1716 | -235.5071 | 7167 | 437.957 | -406.4324 | 31.5246 | 7167 | 437.957 | -406.4324 | 31.5246 | 7167 | 437.957 | -406.4324 | 31.5246
7168 | 1000 | -1016 | -16 | 7168 | 1000 | -1016 | -16 | 7168 | 1000 | -1016 | -16 | 7168 | 897.4049 | -1079.9781 | -182.5732 | 7168 | 897.4049 | -1079.9781 | -182.5732 | 7168 | 897.4049 | -1079.9781 | -182.5732 | 7168 | -351.5876 | 430.3801 | 78.7924 | 7168 | -351.5876 | 930.3801 | 578.7924 | 7168 | -351.5876 | 930.3801 | 578.7924
7169 | 1000 | -1016 | -16 | 7169 | 1000 | -1016 | -16 | 7169 | 1000 | -1016 | -16 | 7169 | 771.6151 | -866.6303 | -95.0151 | 7169 | 771.6151 | -866.6303 | -95.0151 | 7169 | 771.6151 | -866.6303 | -95.0151 | 7169 | -481.3168 | 684.0624 | 202.7456 | 7169 | -481.3168 | 1184.0624 | 702.7456 | 7169 | -481.3168 | 1184.0624 | 702.7456
7170 | 1000 | -1016 | -16 | 7170 | 1000 | -699.7889 | 300.2111 | 7170 | 1000 | -699.7889 | 300.2111 | 7170 | 865.7044 | -929.338 | -63.6336 | 7170 | 865.7044 | -929.338 | -63.6336 | 7170 | 865.7044 | -929.338 | -63.6336 | 7170 | -412.8927 | 842.8291 | 429.9364 | 7170 | -412.8927 | 1173.2042 | 760.3115 | 7170 | -412.8927 | 1173.2042 | 760.3115
7171 | 1000 | -1016 | -16 | 7171 | 1000 | -687.5034 | 312.4966 | 7171 | 1000 | -687.5034 | 312.4966 | 7171 | 980.8881 | -940.5795 | 40.3086 | 7171 | 980.8881 | -940.5795 | 40.3086 | 7171 | 980.8881 | -940.5795 | 40.3086 | 7171 | -246.7047 | 1024.0459 | 777.3412 | 7171 | -246.7047 | 1123.0364 | 876.3317 | 7171 | -246.7047 | 1123.0364 | 876.3317
7172 | 838.1831 | -793.9996 | 44.1835 | 7172 | 838.1831 | -293.9996 | 544.1835 | 7172 | 838.1831 | -293.9996 | 544.1835 | 7172 | 396.0179 | -42.1429 | 353.8749 | 7172 | 396.0179 | -42.1429 | 353.8749 | 7172 | 396.0179 | -42.1429 | 353.8749 | 7172 | -858.6848 | 1717 | 858.3152 | 7172 | -858.6848 | 1717 | 858.3152 | 7172 | -858.6848 | 1717 | 858.3152
7173 | 675.2732 | -474.1899 | 201.0833 | 7173 | 675.2732 | -474.1899 | 201.0833 | 7173 | 675.2732 | -474.1899 | 201.0833 | 7173 | -19.3388 | 593.7386 | 574.3998 | 7173 | -19.3388 | 785.0789 | 765.7401 | 7173 | 178.4955 | 895.9043 | 1074.3998 | 7173 | -1034.4882 | 1717 | 682.5118 | 7173 | -1034.4882 | 1717 | 682.5118 | 7173 | -1034.4882 | 1717 | 682.5118
7174 | 515.8208 | -92.1281 | 423.6927 | 7174 | 515.8208 | -92.1281 | 423.6927 | 7174 | 515.8208 | -92.1281 | 423.6927 | 7174 | -124.5483 | 933.6392 | 809.0909 | 7174 | -97.8601 | 1424.4713 | 1326.6112 | 7174 | -115.3804 | 1424.4713 | 1309.0909 | 7174 | -1255.2784 | 1717 | 461.7216 | 7174 | -1255.2784 | 1717 | 461.7216 | 7174 | -1255.2784 | 1717 | 461.7216
7175 | 820.1618 | -478.2474 | 341.9144 | 7175 | -579.8382 | 921.7526 | 341.9144 | 7175 | -579.8382 | 921.7526 | 341.9144 | 7175 | -105.8112 | 834.583 | 728.7717 | 7175 | 119.1888 | 1109.583 | 1228.7717 | 7175 | 119.1888 | 1109.583 | 1228.7717 | 7175 | -902.3217 | 1717 | 814.6783 | 7175 | -902.3217 | 1717 | 814.6783 | 7175 | -902.3217 | 1717 | 814.6783
7176 | 751.7543 | -482.2782 | 269.4761 | 7176 | -648.2457 | 917.7218 | 269.4761 | 7176 | -143.5261 | 413.0022 | 269.4761 | 7176 | -617.2929 | 1274.3123 | 657.0194 | 7176 | -344.9621 | 1501.9815 | 1157.0194 | 7176 | -344.9621 | 1501.9815 | 1157.0194 | 7176 | -956.8776 | 1717 | 760.1224 | 7176 | -956.8776 | 1717 | 760.1224 | 7176 | -956.8776 | 1717 | 760.1224
7177 | -728.251 | 946.8438 | 218.5928 | 7177 | -157.7592 | 376.352 | 218.5928 | 7177 | 671.749 | -453.1562 | 218.5928 | 7177 | 112.3144 | 500.8941 | 613.2085 | 7177 | -18.9809 | 1132.1894 | 1113.2085 | 7177 | -18.9809 | 1132.1894 | 1113.2085 | 7177 | -810.2482 | 1717 | 906.7518 | 7177 | -1030.2482 | 1717 | 686.7518 | 7177 | -1030.2482 | 1717 | 686.7518
7178 | -626.4712 | 952.383 | 325.9117 | 7178 | -626.4712 | 952.383 | 325.9117 | 7178 | 76.809 | 249.1027 | 325.9117 | 7178 | 353.8775 | 338.3298 | 692.2073 | 7178 | 353.8775 | 650.6327 | 1004.5102 | 7178 | 128.8775 | 563.3298 | 692.2073 | 7178 | -836.3112 | 1717 | 880.6888 | 7178 | -836.3112 | 1717 | 880.6888 | 7178 | -836.3112 | 1717 | 880.6888
7179 | -289.4002 | 495.1235 | 205.7233 | 7179 | -600.5428 | 806.2661 | 205.7233 | 7179 | -600.5428 | 806.2661 | 205.7233 | 7179 | 422.0624 | 128.251 | 550.3133 | 7179 | 422.0624 | 562.7555 | 984.8179 | 7179 | 411.0804 | 539.2329 | 950.3133 | 7179 | -725.8699 | 1717 | 991.1301 | 7179 | -725.8699 | 1717 | 991.1301 | 7179 | -725.8699 | 1717 | 991.1301
7180 | 1000 | -903.6906 | 96.3094 | 7180 | 1000 | -903.6906 | 96.3094 | 7180 | 1000 | -903.6906 | 96.3094 | 7180 | 19.6768 | 420.3252 | 440.002 | 7180 | 367.0838 | 572.9182 | 940.002 | 7180 | 361.6838 | 578.3182 | 940.002 | 7180 | -223.3318 | 1107.9065 | 884.5747 | 7180 | -223.3318 | 1607.9065 | 1384.5747 | 7180 | -223.3318 | 1607.9065 | 1384.5747
7181 | 1000 | -1016 | -16 | 7181 | 1000 | -880.8809 | 119.1191 | 7181 | 1000 | -880.8809 | 119.1191 | 7181 | 185.7633 | 52.1009 | 237.8642 | 7181 | -575.5914 | 1313.4556 | 737.8642 | 7181 | 185.7633 | 552.1009 | 737.8642 | 7181 | -1007.4695 | 1717 | 709.5305 | 7181 | -50.2541 | 1518.2385 | 1467.9844 | 7181 | -50.2541 | 1200.5574 | 1150.3033
7182 | 1000 | -1016 | -16 | 7182 | 1000 | -603.0626 | 396.9374 | 7182 | 1000 | -603.0626 | 396.9374 | 7182 | 150.4615 | 806.1136 | 956.5751 | 7182 | 150.4615 | 1566.8587 | 1717.3202 | 7182 | 150.4615 | 620.7512 | 771.2126 | 7182 | -88.0832 | 1666.9197 | 1578.8365 | 7182 | -88.0832 | 1717 | 1628.9168 | 7182 | -555.5959 | 1717 | 1161.4041
7183 | 1000 | -1016 | -16 | 7183 | 1000 | -558.9324 | 441.0676 | 7183 | 1000 | -397.7517 | 602.2483 | 7183 | 92.746 | 1401.5119 | 1494.2579 | 7183 | 92.746 | 1097.2693 | 1190.0153 | 7183 | 92.746 | 834.8382 | 927.5842 | 7183 | -145.992 | 1717 | 1571.008 | 7183 | -145.992 | 1717 | 1571.008 | 7183 | -219.4666 | 1554.811 | 1335.3444
7184 | 759.2459 | -721.1246 | 38.1212 | 7184 | 759.2459 | -221.1246 | 538.1212 | 7184 | 759.2459 | -221.1246 | 538.1212 | 7184 | 135.296 | 145.3715 | 280.6675 | 7184 | 135.296 | 589.7035 | 724.9994 | 7184 | 190.964 | 589.7035 | 780.6675 | 7184 | -851.1914 | 1511.8479 | 660.6565 | 7184 | -851.1914 | 1717 | 865.8086 | 7184 | -851.1914 | 1717 | 865.8086
7185 | -626.1846 | 655.8435 | 29.6588 | 7185 | -626.1846 | 655.8435 | 29.6588 | 7185 | -626.1846 | 655.8435 | 29.6588 | 7185 | -1128.3819 | 1405.2124 | 276.8305 | 7185 | -1128.3819 | 1443.9202 | 315.5383 | 7185 | -1167.0897 | 1443.9202 | 276.8305 | 7185 | -1391.6814 | 1717 | 325.3186 | 7185 | -1391.6814 | 1717 | 325.3186 | 7185 | -1391.6814 | 1717 | 325.3186
7186 | -625.8496 | 624.6242 | -1.2254 | 7186 | -625.8496 | 624.6242 | -1.2254 | 7186 | -625.8496 | 624.6242 | -1.2254 | 7186 | -1186.9244 | 1519.4293 | 332.5049 | 7186 | -1186.9244 | 1519.4293 | 332.5049 | 7186 | -1186.9244 | 1519.4293 | 332.5049 | 7186 | -1431.6857 | 1717 | 285.3143 | 7186 | -1431.6857 | 1717 | 285.3143 | 7186 | -1321.1972 | 1717 | 395.8028
7187 | -635.1474 | 675.0338 | 39.8864 | 7187 | -635.1474 | 675.0338 | 39.8864 | 7187 | -635.1474 | 675.0338 | 39.8864 | 7187 | -1206.4122 | 1656.1751 | 449.7629 | 7187 | -1206.4122 | 1656.1751 | 449.7629 | 7187 | -1206.4122 | 1656.1751 | 449.7629 | 7187 | -1461.3636 | 1717 | 255.6364 | 7187 | -1461.3636 | 1717 | 255.6364 | 7187 | -1158.071 | 1717 | 558.929
7188 | -665.724 | 971.5768 | 305.8527 | 7188 | -665.724 | 971.5768 | 305.8527 | 7188 | -665.724 | 971.5768 | 305.8527 | 7188 | -1246.0184 | 1717 | 470.9816 | 7188 | -1246.0184 | 1717 | 470.9816 | 7188 | -1246.0184 | 1717 | 470.9816 | 7188 | -1509.9993 | 1717 | 207.0007 | 7188 | -1509.9993 | 1717 | 207.0007 | 7188 | -1509.9993 | 1717 | 207.0007
7189 | -732.2945 | 1004.4464 | 272.1519 | 7189 | -732.2945 | 1004.4464 | 272.1519 | 7189 | -732.2945 | 1004.4464 | 272.1519 | 7189 | -937.8165 | 1717 | 779.1835 | 7189 | -886.2544 | 1717 | 830.7456 | 7189 | -886.2544 | 1717 | 830.7456 | 7189 | -1616.2576 | 1717 | 100.7424 | 7189 | -1616.2576 | 1717 | 100.7424 | 7189 | -1616.2576 | 1717 | 100.7424
7190 | -444.1681 | 1017 | 572.8319 | 7190 | -748.8387 | 1017 | 268.1613 | 7190 | -748.8387 | 1017 | 268.1613 | 7190 | -921.5739 | 1717 | 795.4261 | 7190 | -921.5739 | 1717 | 795.4261 | 7190 | -921.5739 | 1717 | 795.4261 | 7190 | -1653.7995 | 1717 | 63.2005 | 7190 | -1653.7995 | 1717 | 63.2005 | 7190 | -1653.7995 | 1717 | 63.2005
7191 | -445.9958 | 1017 | 571.0042 | 7191 | -799.3292 | 1017 | 217.6708 | 7191 | -392.2046 | 1017 | 624.7954 | 7191 | -1298.7931 | 1717 | 418.2069 | 7191 | -1298.7931 | 1717 | 418.2069 | 7191 | -1078.7931 | 1717 | 638.2069 | 7191 | -1697.8421 | 1717 | 19.1579 | 7191 | -1697.8421 | 1717 | 19.1579 | 7191 | -1697.8421 | 1717 | 19.1579
7192 | -424.2109 | 1017 | 592.7891 | 7192 | -851.0881 | 1017 | 165.9119 | 7192 | -851.0881 | 1017 | 165.9119 | 7192 | -995.6465 | 1717 | 721.3535 | 7192 | -1470.5637 | 1717 | 246.4363 | 7192 | -1470.5637 | 1717 | 246.4363 | 7192 | -1702.5496 | 1717 | 14.4504 | 7192 | -1702.5496 | 1717 | 14.4504 | 7192 | -1702.5496 | 1717 | 14.4504
7193 | -541.8727 | 1017 | 475.1273 | 7193 | -770.5281 | 1017 | 246.4719 | 7193 | -761.8727 | 1017 | 255.1273 | 7193 | -798.7749 | 1717 | 918.2251 | 7193 | -1516.5806 | 1717 | 200.4194 | 7193 | -1298.7749 | 1717 | 418.2251 | 7193 | -1649.4062 | 1717 | 67.5938 | 7193 | -1649.4062 | 1717 | 67.5938 | 7193 | -1649.4062 | 1717 | 67.5938
7194 | -337.3404 | 1017 | 679.6596 | 7194 | -838.2334 | 1017 | 178.7666 | 7194 | -831.6204 | 1017 | 185.3796 | 7194 | 9.9954 | 1717 | 1726.9954 | 7194 | -1452.5689 | 1717 | 264.4311 | 7194 | -954.236 | 1717 | 762.764 | 7194 | -1870.9035 | 1717 | -153.9035 | 7194 | -1870.9035 | 1717 | -153.9035 | 7194 | -1546.4847 | 1717 | 170.5153
7195 | -876.9147 | 1017 | 140.0853 | 7195 | -670.8326 | 1017 | 346.1674 | 7195 | -1000 | 1017 | 17 | 7195 | -741.1487 | 1717 | 975.8513 | 7195 | -1628.1488 | 1717 | 88.8512 | 7195 | -1241.1487 | 1717 | 475.8513 | 7195 | -1924.9042 | 1717 | -207.9042 | 7195 | -1924.9042 | 1717 | -207.9042 | 7195 | -1564.1715 | 1717 | 152.8285
7196 | -873.3858 | 1017 | 143.6142 | 7196 | -927.3724 | 1017 | 89.6276 | 7196 | -927.3724 | 1017 | 89.6276 | 7196 | -679.3855 | 1717 | 1037.6145 | 7196 | -1703.2251 | 1717 | 13.7749 | 7196 | -1341.244 | 1717 | 375.756 | 7196 | -1996.4994 | 1717 | -279.4994 | 7196 | -1996.4994 | 1717 | -279.4994 | 7196 | -1996.4994 | 1717 | -279.4994
7197 | -687.051 | 1017 | 329.949 | 7197 | -835.7259 | 1017 | 181.2741 | 7197 | -835.7259 | 1017 | 181.2741 | 7197 | -176.1395 | 1717 | 1540.8605 | 7197 | -690.2459 | 1717 | 1026.7541 | 7197 | -1140.3708 | 1717 | 576.6292 | 7197 | -2000 | 1717 | -283 | 7197 | -2000 | 1717 | -283 | 7197 | -1638.7607 | 1717 | 78.2393
7198 | -777.9516 | 1017 | 239.0484 | 7198 | -903.068 | 1017 | 113.932 | 7198 | -903.068 | 1017 | 113.932 | 7198 | -734.0278 | 1717 | 982.9722 | 7198 | -1234.0278 | 1717 | 482.9722 | 7198 | -1234.0278 | 1717 | 482.9722 | 7198 | -2000 | 1717 | -283 | 7198 | -2000 | 1717 | -283 | 7198 | -1634.8557 | 1717 | 82.1443
7199 | -1000 | 1017 | 17 | 7199 | -886.9333 | 1017 | 130.0667 | 7199 | -886.9333 | 1017 | 130.0667 | 7199 | -1736.104 | 1717 | -19.104 | 7199 | -1736.104 | 1717 | -19.104 | 7199 | -1736.104 | 1717 | -19.104 | 7199 | -1990.3315 | 1717 | -273.3315 | 7199 | -1990.3315 | 1717 | -273.3315 | 7199 | -1990.3315 | 1717 | -273.3315
7200 | -783.6939 | 1017 | 233.3061 | 7200 | -1000 | 1017 | 17 | 7200 | -1000 | 1017 | 17 | 7200 | -1649.897 | 1717 | 67.103 | 7200 | -1616.7257 | 1717 | 100.2743 | 7200 | -1649.897 | 1717 | 67.103 | 7200 | -1872.7445 | 1717 | -155.7445 | 7200 | -1872.7445 | 1717 | -155.7445 | 7200 | -1872.7445 | 1717 | -155.7445
7201 | -646.3219 | 1017 | 370.6781 | 7201 | -1000 | 1017 | 17 | 7201 | -797.195 | 1017 | 219.805 | 7201 | -1592.3956 | 1717 | 124.6044 | 7201 | -1592.3956 | 1717 | 124.6044 | 7201 | -1592.3956 | 1717 | 124.6044 | 7201 | -1798.4439 | 1717 | -81.4439 | 7201 | -1798.4439 | 1717 | -81.4439 | 7201 | -1798.4439 | 1717 | -81.4439
7202 | -1000 | 1017 | 17 | 7202 | -1000 | 1017 | 17 | 7202 | -1000 | 1017 | 17 | 7202 | -1454.5745 | 1717 | 262.4255 | 7202 | -1548.9757 | 1717 | 168.0243 | 7202 | -1548.9757 | 1717 | 168.0243 | 7202 | -1742.8658 | 1717 | -25.8658 | 7202 | -1742.8658 | 1717 | -25.8658 | 7202 | -1742.8658 | 1717 | -25.8658
7203 | -826.3903 | 643.0726 | -183.3177 | 7203 | -826.3903 | 669.1367 | -157.2535 | 7203 | -826.3903 | 669.1367 | -157.2535 | 7203 | -1359.626 | 1287.4997 | -72.1262 | 7203 | -1359.626 | 1717 | 357.374 | 7203 | -1359.626 | 1717 | 357.374 | 7203 | -1644.1084 | 1717 | 72.8916 | 7203 | -1644.1084 | 1717 | 72.8916 | 7203 | -1556.1084 | 1717 | 160.8916
7204 | -81.6196 | -366.5711 | -448.1908 | 7204 | -81.6196 | 133.4289 | 51.8092 | 7204 | -81.6196 | 133.4289 | 51.8092 | 7204 | -521.2 | 1141.9576 | 620.7576 | 7204 | -521.2 | 1618.1386 | 1096.9386 | 7204 | -521.2 | 851.2386 | 330.0386 | 7204 | -1514.4063 | 1717 | 202.5937 | 7204 | -1514.4063 | 1717 | 202.5937 | 7204 | -1514.4063 | 1717 | 202.5937
7205 | 332.9989 | -684.1655 | -351.1666 | 7205 | 332.9989 | -625.2959 | -292.2971 | 7205 | 332.9989 | -625.2959 | -292.2971 | 7205 | -66.533 | -317.1472 | -383.6802 | 7205 | -66.533 | 129.563 | 63.03 | 7205 | -66.533 | -131.1756 | -197.7086 | 7205 | -1361.7534 | 788.9895 | -572.7639 | 7205 | -1361.7534 | 1288.9895 | -72.7639 | 7205 | -1361.7534 | 1288.9895 | -72.7639
7206 | 338.3555 | -1016 | -677.6445 | 7206 | 338.3555 | -1016 | -677.6445 | 7206 | 338.3555 | -1016 | -677.6445 | 7206 | -67.1485 | -810.7322 | -877.8806 | 7206 | -67.1485 | -310.7322 | -377.8806 | 7206 | -67.1485 | -310.7322 | -377.8806 | 7206 | -1324.8261 | 652.9428 | -671.8833 | 7206 | -1324.8261 | 652.9428 | -671.8833 | 7206 | -1324.8261 | 652.9428 | -671.8833
7207 | 585.8101 | -1016 | -430.1899 | 7207 | 585.8101 | -1016 | -430.1899 | 7207 | 585.8101 | -1016 | -430.1899 | 7207 | 225.5533 | -992.6943 | -767.141 | 7207 | 225.5533 | -868.0905 | -642.5372 | 7207 | 225.5533 | -868.0587 | -642.5054 | 7207 | -1052.1902 | 502.2442 | -549.946 | 7207 | -1052.1902 | 502.2442 | -549.946 | 7207 | -1052.1902 | 397.6946 | -654.4956
7208 | 670.4033 | -1016 | -345.5967 | 7208 | 670.4033 | -1016 | -345.5967 | 7208 | 670.4033 | -1016 | -345.5967 | 7208 | 327.9288 | -1038.1788 | -710.25 | 7208 | 327.9288 | -538.1788 | -210.25 | 7208 | 327.9288 | -538.1788 | -210.25 | 7208 | -932.0324 | 463.9192 | -468.1132 | 7208 | -932.0324 | 463.9192 | -468.1132 | 7208 | -932.0324 | 463.9192 | -468.1132
7209 | 435.6551 | -1016 | -580.3449 | 7209 | 686.3579 | -1016 | -329.6421 | 7209 | 566.7536 | -1016 | -449.2464 | 7209 | 344.6554 | -936.7069 | -592.0515 | 7209 | 344.6554 | -936.7069 | -592.0515 | 7209 | 344.6554 | -936.7069 | -592.0515 | 7209 | -914.5337 | 585.9865 | -328.5472 | 7209 | -914.5337 | 585.9865 | -328.5472 | 7209 | -914.5337 | 60.8724 | -853.6614
7210 | 619.7603 | -1016 | -396.2397 | 7210 | 619.7603 | -1016 | -396.2397 | 7210 | 619.7603 | -1016 | -396.2397 | 7210 | 718.5216 | -1099.6081 | -381.0865 | 7210 | 718.5216 | -1099.6081 | -381.0865 | 7210 | 718.5216 | -1099.6081 | -381.0865 | 7210 | -1360.3152 | 1284.3865 | -75.9287 | 7210 | -1360.3152 | 1284.3865 | -75.9287 | 7210 | -1360.3152 | 1284.3865 | -75.9287
7211 | 639.6199 | -1016 | -376.3801 | 7211 | 639.6199 | -1016 | -376.3801 | 7211 | 639.6199 | -1016 | -376.3801 | 7211 | 883.3001 | -1487.9944 | -604.6943 | 7211 | 905.3001 | -1243.6779 | -338.3778 | 7211 | 905.3001 | -1243.6779 | -338.3778 | 7211 | -1429.8295 | 1401.0885 | -28.7409 | 7211 | -1429.8295 | 1401.0885 | -28.7409 | 7211 | -1429.8295 | 375.9744 | -1053.8551
7212 | 582.0455 | -1016 | -433.9545 | 7212 | 582.0455 | -1016 | -433.9545 | 7212 | 582.0455 | -1016 | -433.9545 | 7212 | 1142.7657 | -1501.3052 | -358.5395 | 7212 | 1142.7657 | -1501.3052 | -358.5395 | 7212 | 1142.7657 | -1501.3052 | -358.5395 | 7212 | -1413.5809 | 1374.2957 | -39.2852 | 7212 | -1413.5809 | 1374.2957 | -39.2852 | 7212 | -1413.5809 | 349.1815 | -1064.3994
7213 | 584.2381 | -1016 | -431.7619 | 7213 | 875.0392 | -1016 | -140.9608 | 7213 | 1000 | -1016 | -16 | 7213 | 1574.9228 | -1716 | -141.0772 | 7213 | 1574.9228 | -1716 | -141.0772 | 7213 | 1574.9228 | -1716 | -141.0772 | 7213 | -942.0177 | 1001.4043 | 59.3867 | 7213 | -942.0177 | 1001.4043 | 59.3867 | 7213 | -942.0177 | -23.7098 | -965.7275
7214 | 1000 | -1016 | -16 | 7214 | 1000 | -1016 | -16 | 7214 | 1000 | -1016 | -16 | 7214 | 2000 | -1716 | 284 | 7214 | 2000 | -1716 | 284 | 7214 | 2000 | -1716 | 284 | 7214 | -140.8901 | 404.4366 | 263.5464 | 7214 | -140.8901 | 404.4366 | 263.5464 | 7214 | -140.8901 | -454.0109 | -594.901
7215 | 950.514 | -1016 | -65.486 | 7215 | 1000 | -1016 | -16 | 7215 | 1000 | -1016 | -16 | 7215 | 2000 | -1716 | 284 | 7215 | 2000 | -1716 | 284 | 7215 | 2000 | -1716 | 284 | 7215 | 1196.6133 | -1680.891 | -484.2777 | 7215 | 1196.6133 | -1716 | -519.3867 | 7215 | 1196.6133 | -1716 | -519.3867
7216 | 1000 | -1016 | -16 | 7216 | 1000 | -1016 | -16 | 7216 | 1000 | -1016 | -16 | 7216 | 2000 | -1638.4084 | 361.5916 | 7216 | 2000 | -1638.4084 | 361.5916 | 7216 | 2000 | -1638.4084 | 361.5916 | 7216 | 1182.7781 | -1512.2178 | -329.4398 | 7216 | 1182.7781 | -1512.2178 | -329.4398 | 7216 | 1182.7781 | -1716 | -533.2219
7217 | 1000 | -1016 | -16 | 7217 | 1000 | -1016 | -16 | 7217 | 1000 | -1016 | -16 | 7217 | 2000 | -1456.1757 | 543.8243 | 7217 | 2000 | -1456.1757 | 543.8243 | 7217 | 2000 | -1456.1757 | 543.8243 | 7217 | 1245.4757 | -1449.2155 | -203.7398 | 7217 | 1245.4757 | -1449.2155 | -203.7398 | 7217 | 1245.4757 | -600.3706 | 645.1051
7218 | 1000 | -1016 | -16 | 7218 | 1000 | -1016 | -16 | 7218 | 1000 | -1016 | -16 | 7218 | 2000 | -1716 | 284 | 7218 | 2000 | -1716 | 284 | 7218 | 2000 | -1716 | 284 | 7218 | 982.7988 | -1119.2048 | -136.406 | 7218 | 982.7988 | -1119.2048 | -136.406 | 7218 | 982.7988 | -1716 | -733.2012
7219 | 1000 | -1016 | -16 | 7219 | 1000 | -1016 | -16 | 7219 | 1000 | -1016 | -16 | 7219 | 1640.5378 | -1716 | -75.4622 | 7219 | 1420.5378 | -1716 | -295.4622 | 7219 | 1420.5378 | -1716 | -295.4622 | 7219 | 298.3713 | -356.6816 | -58.3103 | 7219 | 298.3713 | -690.015 | -391.6437 | 7219 | 298.3713 | -811.37 | -512.9986
7220 | 1000 | -1016 | -16 | 7220 | 1000 | -1016 | -16 | 7220 | 1000 | -1016 | -16 | 7220 | 1236.0799 | -1190.5949 | 45.4851 | 7220 | 1175.0156 | -1190.5949 | -15.5793 | 7220 | 1016.0799 | -1190.5949 | -174.5149 | 7220 | -113.8993 | 157.4844 | 43.5851 | 7220 | -113.8993 | -342.5156 | -456.4149 | 7220 | -113.8993 | 157.4844 | 43.5851
7221 | 1000 | -484.601 | 515.399 | 7221 | 1000 | -919.788 | 80.212 | 7221 | 1000 | -919.788 | 80.212 | 7221 | 912.6507 | 81.6441 | 994.2948 | 7221 | 912.6507 | 81.6441 | 994.2948 | 7221 | 912.6507 | 81.6441 | 994.2948 | 7221 | -195.0752 | 1717 | 1521.9248 | 7221 | -195.0752 | 809.8796 | 614.8044 | 7221 | -195.0752 | 1717 | 1521.9248
7222 | 847.6054 | -256.7607 | 590.8447 | 7222 | 948.3231 | -614.7733 | 333.5498 | 7222 | 934.1797 | -614.7733 | 319.4064 | 7222 | 653.5377 | 415.895 | 1069.4327 | 7222 | 653.5377 | 415.895 | 1069.4327 | 7222 | 653.5377 | 415.895 | 1069.4327 | 7222 | -457.4743 | 1645.3596 | 1187.8853 | 7222 | -457.4743 | 450.044 | -7.4303 | 7222 | -457.4743 | 1717 | 1259.5257
7223 | 560.6042 | 49.1845 | 609.7887 | 7223 | 568.3517 | -175.5827 | 392.769 | 7223 | 614.8368 | -175.5827 | 439.2541 | 7223 | 350.2974 | 754.7237 | 1105.0211 | 7223 | 350.2974 | 754.7237 | 1105.0211 | 7223 | 350.2974 | 754.7237 | 1105.0211 | 7223 | -777.496 | 1717 | 939.504 | 7223 | -755.5973 | 1717 | 961.4027 | 7223 | -777.496 | 1717 | 939.504
7224 | 780.0931 | -127.0623 | 653.0308 | 7224 | 1000 | -483.4052 | 516.5948 | 7224 | 671.6279 | -483.4052 | 188.2227 | 7224 | 483.3076 | 681.274 | 1164.5816 | 7224 | 483.3076 | 681.274 | 1164.5816 | 7224 | 483.3076 | 681.274 | 1164.5816 | 7224 | -622.4993 | 1242.1807 | 619.6814 | 7224 | -495.2584 | 1717 | 1221.7416 | 7224 | -622.4993 | 1717 | 1094.5007
7225 | 878.6898 | -191.8889 | 686.801 | 7225 | 878.6898 | -191.8889 | 686.801 | 7225 | 878.6898 | -191.8889 | 686.801 | 7225 | 720.8831 | 482.942 | 1203.8251 | 7225 | 720.8831 | 482.942 | 1203.8251 | 7225 | 720.8831 | 482.942 | 1203.8251 | 7225 | -354.4104 | 1717 | 1362.5896 | 7225 | -354.4104 | 1712.8315 | 1358.4211 | 7225 | -354.4104 | 1712.8315 | 1358.4211
7226 | 798.1202 | -381.4656 | 416.6545 | 7226 | 798.1202 | -381.4656 | 416.6545 | 7226 | 798.1202 | -445.1431 | 352.9771 | 7226 | 685.8868 | -530.6652 | 155.2215 | 7226 | 685.8868 | -530.9906 | 154.8961 | 7226 | 685.8868 | 32.504 | 718.3907 | 7226 | -387.8333 | 1717 | 1329.1667 | 7226 | -387.8333 | 1717 | 1329.1667 | 7226 | -387.8333 | 1717 | 1329.1667
7227 | 737.8276 | -553.9067 | 183.9209 | 7227 | 737.8276 | -588.5743 | 149.2533 | 7227 | 737.8276 | -553.9067 | 183.9209 | 7227 | 632.3176 | -41.6938 | 590.6239 | 7227 | 632.3176 | -41.6938 | 590.6239 | 7227 | 632.3176 | -41.6938 | 590.6239 | 7227 | -434.679 | 211.8154 | -222.8635 | 7227 | -434.679 | 211.8154 | -222.8635 | 7227 | -434.679 | 211.8154 | -222.8635
7228 | 892.9729 | -518.2729 | 374.7 | 7228 | 892.9729 | -518.2729 | 374.7 | 7228 | 892.9729 | -518.2729 | 374.7 | 7228 | 776.5307 | -381.0164 | 395.5143 | 7228 | 776.5307 | -454.6414 | 321.8893 | 7228 | 776.5307 | -166.7558 | 609.7749 | 7228 | -301.3981 | 1292.0005 | 990.6023 | 7228 | -301.3981 | 1292.0005 | 990.6023 | 7228 | -301.3981 | 1292.0005 | 990.6023
7229 | 1000 | -1016 | -16 | 7229 | 1000 | -1016 | -16 | 7229 | 1000 | -1016 | -16 | 7229 | 935.6208 | -862.6096 | 73.0112 | 7229 | 935.6208 | -1103.3722 | -167.7514 | 7229 | 935.6208 | -603.3722 | 332.2486 | 7229 | -165.5536 | 121.9783 | -43.5753 | 7229 | -165.5536 | -403.1358 | -568.6894 | 7229 | -165.5536 | -403.1358 | -568.6894
7230 | 320.2714 | -247.3326 | 72.9388 | 7230 | 320.2714 | -247.3326 | 72.9388 | 7230 | 320.2714 | -247.3326 | 72.9388 | 7230 | 118.8848 | 321.8966 | 440.7814 | 7230 | 338.8848 | 321.8966 | 660.7814 | 7230 | 118.8848 | 321.8966 | 440.7814 | 7230 | -1043.9885 | 849.5871 | -194.4013 | 7230 | -1043.9885 | 324.473 | -719.5155 | 7230 | -1043.9885 | 324.473 | -719.5155
7231 | -654.1486 | 830.0727 | 175.9241 | 7231 | -654.1486 | 830.0727 | 175.9241 | 7231 | -654.1486 | 830.0727 | 175.9241 | 7231 | -948.8035 | 1478.7365 | 529.933 | 7231 | -948.8035 | 1717 | 768.1965 | 7231 | -948.8035 | 1478.7365 | 529.933 | 7231 | -1563.1442 | 1419.2397 | -143.9045 | 7231 | -1563.1442 | 1717 | 153.8558 | 7231 | -1563.1442 | 1717 | 153.8558
7232 | -620.5053 | 1017 | 396.4947 | 7232 | -741.4689 | 1017 | 275.5311 | 7232 | -741.4689 | 1017 | 275.5311 | 7232 | -1112.6627 | 1717 | 604.3373 | 7232 | -892.6627 | 1654.3565 | 761.6938 | 7232 | -1112.6627 | 1717 | 604.3373 | 7232 | -1443.2872 | 1070.8932 | -372.3939 | 7232 | -1443.2872 | 1070.8932 | -372.3939 | 7232 | -1443.2872 | 1070.8932 | -372.3939
7233 | -193.7073 | 1017 | 823.2927 | 7233 | -425.374 | 1017 | 591.626 | 7233 | -425.374 | 1017 | 591.626 | 7233 | -807.8902 | 1717 | 909.1098 | 7233 | -807.8902 | 1717 | 909.1098 | 7233 | -807.8902 | 1717 | 909.1098 | 7233 | -1444.1346 | 1589.0828 | 144.9482 | 7233 | -1444.1346 | 1589.0828 | 144.9482 | 7233 | -1444.1346 | 1589.0828 | 144.9482
7234 | -826.2104 | 1017 | 190.7896 | 7234 | -826.2104 | 1017 | 190.7896 | 7234 | -736.6629 | 1017 | 280.3371 | 7234 | -1391.3232 | 1717 | 325.6768 | 7234 | -790.767 | 1717 | 926.233 | 7234 | -790.767 | 1717 | 926.233 | 7234 | -1304.0396 | 1717 | 412.9604 | 7234 | -1304.0396 | 1717 | 412.9604 | 7234 | -1304.0396 | 1717 | 412.9604
7235 | -772.5824 | 1017 | 244.4176 | 7235 | -867.3824 | 1017 | 149.6176 | 7235 | -451.5335 | 1017 | 565.4665 | 7235 | -1454.8036 | 1717 | 262.1964 | 7235 | -1454.8036 | 1717 | 262.1964 | 7235 | -1454.8036 | 1717 | 262.1964 | 7235 | -1227.228 | 1717 | 489.772 | 7235 | -1585.1114 | 1717 | 131.8886 | 7235 | -1585.1114 | 1717 | 131.8886
7236 | -851.8375 | 1017 | 165.1625 | 7236 | -950.5875 | 221.9897 | -728.5978 | 7236 | -851.8375 | 1017 | 165.1625 | 7236 | -1553.0732 | 1717 | 163.9268 | 7236 | -1553.0732 | 1717 | 163.9268 | 7236 | -1553.0732 | 1717 | 163.9268 | 7236 | -1400.4068 | 1717 | 316.5932 | 7236 | -1692.5787 | 1717 | 24.4213 | 7236 | -1839.2453 | 1655.8386 | -183.4068
7237 | 189.9881 | 316.2171 | 506.2052 | 7237 | 189.9881 | 316.2171 | 506.2052 | 7237 | 189.9881 | 316.2171 | 506.2052 | 7237 | -392.702 | 1287.7721 | 895.0701 | 7237 | -392.702 | 1300.6703 | 907.9682 | 7237 | -392.702 | 1287.7721 | 895.0701 | 7237 | -1805.8101 | 1717 | -88.8101 | 7237 | -1805.8101 | 1717 | -88.8101 | 7237 | -1805.8101 | 1717 | -88.8101
7238 | 1000 | -676.8392 | 323.1608 | 7238 | 1000 | -676.8392 | 323.1608 | 7238 | 1000 | -676.8392 | 323.1608 | 7238 | 1735.8458 | -570.5903 | 1165.2556 | 7238 | 1955.8458 | -1716 | 239.8458 | 7238 | 2000 | -1716 | 284 | 7238 | -925.8238 | 978.6584 | 52.8346 | 7238 | 701.1037 | -1173.3832 | -472.2795 | 7238 | 701.1037 | -1673.3832 | -972.2795
7239 | 1000 | -435.7876 | 564.2124 | 7239 | 1000 | -435.7876 | 564.2124 | 7239 | 1000 | -435.7876 | 564.2124 | 7239 | 1616.3494 | -610.6184 | 1005.731 | 7239 | 1616.3494 | -610.6184 | 1005.731 | 7239 | 1616.3494 | -610.6184 | 1005.731 | 7239 | 403.2699 | 1209.6837 | 1612.9536 | 7239 | -816.9474 | 1717 | 900.0526 | 7239 | -816.9474 | 1717 | 900.0526
7240 | 1000 | -452.932 | 547.068 | 7240 | 1000 | -452.932 | 547.068 | 7240 | 1000 | -452.932 | 547.068 | 7240 | 893.3702 | 98.6709 | 992.041 | 7240 | 893.3702 | 98.6709 | 992.041 | 7240 | 893.3702 | 98.6709 | 992.041 | 7240 | -325.2913 | 1717 | 1391.7087 | 7240 | -325.2913 | 1398.3883 | 1073.0969 | 7240 | -325.2913 | 1398.3883 | 1073.0969
7241 | 938.5509 | -276.3246 | 662.2263 | 7241 | 938.5509 | -276.3246 | 662.2263 | 7241 | 938.5509 | -276.3246 | 662.2263 | 7241 | 643.2932 | 464.4357 | 1107.7289 | 7241 | 643.2932 | 464.4357 | 1107.7289 | 7241 | 643.2932 | 464.4357 | 1107.7289 | 7241 | -569.4512 | 1717 | 1147.5488 | 7241 | -569.4512 | 1717 | 1147.5488 | 7241 | -569.4512 | 1717 | 1147.5488
7242 | 817.8585 | 7.7323 | 825.5908 | 7242 | 817.8585 | 7.7323 | 825.5908 | 7242 | 817.8585 | 7.7323 | 825.5908 | 7242 | 546.313 | 722.182 | 1268.495 | 7242 | 546.313 | 722.182 | 1268.495 | 7242 | 546.313 | 722.182 | 1268.495 | 7242 | -642.7192 | 1717 | 1074.2808 | 7242 | -642.7192 | 1717 | 1074.2808 | 7242 | -642.7192 | 1717 | 1074.2808
7243 | 1000 | -335.2226 | 664.7774 | 7243 | 1000 | -335.2226 | 664.7774 | 7243 | 1000 | -335.2226 | 664.7774 | 7243 | 811.1887 | 292.6984 | 1103.8871 | 7243 | 811.1887 | 292.6984 | 1103.8871 | 7243 | 811.1887 | 292.6984 | 1103.8871 | 7243 | -335.2681 | 1717 | 1381.7319 | 7243 | -335.2681 | 1512.0841 | 1176.8161 | 7243 | -335.2681 | 1512.0841 | 1176.8161
7244 | 1000 | -270.6615 | 729.3385 | 7244 | 1000 | -270.6615 | 729.3385 | 7244 | 1000 | -270.6615 | 729.3385 | 7244 | 1037.432 | 45.7279 | 1083.16 | 7244 | 1037.432 | 545.7279 | 1583.16 | 7244 | 1037.432 | 545.7279 | 1583.16 | 7244 | -62.8182 | 1717 | 1654.1818 | 7244 | -62.8182 | 1717 | 1654.1818 | 7244 | -14.3927 | 1717 | 1702.6073
7245 | 1000 | -75.1664 | 924.8336 | 7245 | 1000 | -183.4852 | 816.5148 | 7245 | 1000 | -75.1664 | 924.8336 | 7245 | 1112.559 | -198.4827 | 914.0763 | 7245 | 1112.559 | 301.5173 | 1414.0763 | 7245 | 1112.559 | 301.5173 | 1414.0763 | 7245 | 66.2822 | 1436.0667 | 1502.3489 | 7245 | 66.2822 | 1436.0667 | 1502.3489 | 7245 | 66.2822 | 1436.0667 | 1502.3489
7246 | 917.9038 | -272.484 | 645.4198 | 7246 | 917.9038 | -272.484 | 645.4198 | 7246 | 917.9038 | -389.9102 | 527.9936 | 7246 | 831.0906 | -166.5995 | 664.4911 | 7246 | 831.0906 | 333.4005 | 1164.4911 | 7246 | 831.0906 | 333.4005 | 1164.4911 | 7246 | -173.2092 | 1378.3602 | 1205.151 | 7246 | -173.2092 | 1378.3602 | 1205.151 | 7246 | -173.2092 | 1378.3602 | 1205.151
7247 | 865.311 | 90.4221 | 955.733 | 7247 | 865.311 | -175.9408 | 689.3702 | 7247 | 865.311 | -389.0843 | 476.2267 | 7247 | 815.0919 | -275.5286 | 539.5633 | 7247 | 815.0919 | 224.4714 | 1039.5633 | 7247 | 815.0919 | 224.4714 | 1039.5633 | 7247 | -152.6138 | 1159.765 | 1007.1513 | 7247 | -152.6138 | 1159.765 | 1007.1513 | 7247 | -152.6138 | 1159.765 | 1007.1513
7248 | 701.3618 | -171.5528 | 529.8089 | 7248 | 701.3618 | -171.5528 | 529.8089 | 7248 | 701.3618 | -171.5528 | 529.8089 | 7248 | 632.158 | -372.5876 | 259.5704 | 7248 | 632.158 | 127.4124 | 759.5704 | 7248 | 632.158 | 127.4124 | 759.5704 | 7248 | -354.5324 | 1013.1753 | 658.6428 | 7248 | -354.5324 | 1013.1753 | 658.6428 | 7248 | -354.5324 | 1013.1753 | 658.6428
7249 | 798.7953 | -750.0977 | 48.6976 | 7249 | 798.7953 | -750.0977 | 48.6976 | 7249 | 798.7953 | -750.0977 | 48.6976 | 7249 | 727.3968 | -518.6039 | 208.7928 | 7249 | 727.3968 | -18.6039 | 708.7928 | 7249 | 727.3968 | -18.6039 | 708.7928 | 7249 | -261.4884 | 814.7301 | 553.2417 | 7249 | -261.4884 | 814.7301 | 553.2417 | 7249 | -261.4884 | 814.7301 | 553.2417
7250 | 588.7906 | -556.0957 | 32.6949 | 7250 | 588.7906 | -556.0957 | 32.6949 | 7250 | 588.7906 | -556.0957 | 32.6949 | 7250 | 499.4399 | -343.3568 | 156.0831 | 7250 | 499.4399 | -343.3568 | 156.0831 | 7250 | 499.4399 | -343.3568 | 156.0831 | 7250 | -507.3974 | 971.9776 | 464.5802 | 7250 | -507.3974 | 971.9776 | 464.5802 | 7250 | -507.3974 | 446.8635 | -60.534
7251 | 286.8708 | -385.3369 | -98.4661 | 7251 | 286.8708 | -385.3369 | -98.4661 | 7251 | 286.8708 | -385.3369 | -98.4661 | 7251 | 136.6226 | -128.7554 | 7.8672 | 7251 | 136.6226 | -128.7554 | 7.8672 | 7251 | 136.6226 | -128.7554 | 7.8672 | 7251 | -931.1122 | 1234.8828 | 303.7706 | 7251 | -931.1122 | 1234.8828 | 303.7706 | 7251 | -931.1122 | 798.3944 | -132.7178
7252 | 92.1686 | -293.1217 | -200.953 | 7252 | 92.1686 | -293.1217 | -200.953 | 7252 | 92.1686 | -293.1217 | -200.953 | 7252 | -115.4371 | 39.2638 | -76.1733 | 7252 | -115.4371 | 39.2638 | -76.1733 | 7252 | -115.4371 | 39.2638 | -76.1733 | 7252 | -1240.5294 | 1481.7209 | 241.1915 | 7252 | -1240.5294 | 1481.7209 | 241.1915 | 7252 | -1240.5294 | 1481.7209 | 241.1915
7253 | -259.1708 | -11.1534 | -270.3242 | 7253 | -259.1708 | -11.1534 | -270.3242 | 7253 | -259.1708 | -11.1534 | -270.3242 | 7253 | -502.1876 | 370.9966 | -131.191 | 7253 | -502.1876 | 370.9966 | -131.191 | 7253 | -502.1876 | 370.9966 | -131.191 | 7253 | -1296.7032 | 1498.7137 | 202.0104 | 7253 | -1296.7032 | 1498.7137 | 202.0104 | 7253 | -1296.7032 | 1498.7137 | 202.0104
7254 | -838.9817 | 507.8256 | -331.1561 | 7254 | -838.9817 | 507.8256 | -331.1561 | 7254 | -838.9817 | 507.8256 | -331.1561 | 7254 | -1308.4682 | 1112.2921 | -196.1762 | 7254 | -1308.4682 | 1112.2921 | -196.1762 | 7254 | -1308.4682 | 1112.2921 | -196.1762 | 7254 | -1461.6412 | 1072.9874 | -388.6539 | 7254 | -1461.6412 | 1598.1015 | 136.4603 | 7254 | -1461.6412 | 1598.1015 | 136.4603
7255 | -944.8616 | 647.974 | -296.8876 | 7255 | -944.8616 | 647.974 | -296.8876 | 7255 | -944.8616 | 647.974 | -296.8876 | 7255 | -1419.8723 | 1266.0326 | -153.8397 | 7255 | -1419.8723 | 1266.0326 | -153.8397 | 7255 | -1419.8723 | 1266.0326 | -153.8397 | 7255 | -1578.5695 | 1257.6811 | -320.8884 | 7255 | -1578.5695 | 1717 | 138.4305 | 7255 | -1578.5695 | 1717 | 138.4305
7256 | -935.6464 | 308.5673 | -627.0792 | 7256 | -935.6464 | 308.5673 | -627.0792 | 7256 | -935.6464 | 308.5673 | -627.0792 | 7256 | -1421.338 | 874.9139 | -546.4241 | 7256 | -1421.338 | 374.9139 | -1046.4241 | 7256 | -1421.338 | 374.9139 | -1046.4241 | 7256 | -1590.716 | 1390.3552 | -200.3608 | 7256 | -1490.9827 | 1717 | 226.0173 | 7256 | -1490.9827 | 1717 | 226.0173
7257 | -961.172 | 536.5616 | -424.6104 | 7257 | -961.172 | 536.5616 | -424.6104 | 7257 | -961.172 | 536.5616 | -424.6104 | 7257 | -1459.796 | 1116.8617 | -342.9343 | 7257 | -1459.796 | 616.8617 | -842.9343 | 7257 | -1459.796 | 616.8617 | -842.9343 | 7257 | -1615.2257 | 1717 | 101.7743 | 7257 | -1615.2257 | 1717 | 101.7743 | 7257 | -1577.5732 | 1717 | 139.4268
7258 | -1000 | 960.3792 | -39.6208 | 7258 | -1000 | 960.3792 | -39.6208 | 7258 | -1000 | 960.3792 | -39.6208 | 7258 | -1567.9839 | 1672.8867 | 104.9028 | 7258 | -1567.9839 | 1172.8867 | -395.0972 | 7258 | -1567.9839 | 1172.8867 | -395.0972 | 7258 | -1702.7855 | 1717 | 14.2145 | 7258 | -1802.2689 | 1717 | -85.2689 | 7258 | -1731.8689 | 1717 | -14.8689
7259 | -918.3006 | 1017 | 98.6994 | 7259 | -955.5466 | 1017 | 61.4534 | 7259 | -955.5466 | 1017 | 61.4534 | 7259 | -1536.6316 | 1717 | 180.3684 | 7259 | -1536.6316 | 1527.2014 | -9.4303 | 7259 | -1536.6316 | 1527.2014 | -9.4303 | 7259 | -1322.7849 | 1717 | 394.2151 | 7259 | -1713.4032 | 1717 | 3.5968 | 7259 | -1713.4032 | 1717 | 3.5968
7260 | -887.6063 | 1017 | 129.3937 | 7260 | -933.6594 | 1017 | 83.3406 | 7260 | -933.6594 | 1017 | 83.3406 | 7260 | -1514.675 | 1717 | 202.325 | 7260 | -1421.4167 | 1400.7544 | -20.6624 | 7260 | -1514.675 | 1400.7544 | -113.9207 | 7260 | -1362.328 | 1717 | 354.672 | 7260 | -1667.9105 | 1717 | 49.0895 | 7260 | -1667.9105 | 1717 | 49.0895
7261 | -846.4551 | 743.8113 | -102.6437 | 7261 | -846.4551 | 743.8113 | -102.6437 | 7261 | -846.4551 | 743.8113 | -102.6437 | 7261 | -1409.6453 | 1717 | 307.3547 | 7261 | -1409.6453 | 1038.152 | -371.4933 | 7261 | -1409.6453 | 1038.152 | -371.4933 | 7261 | -1656.5221 | 1717 | 60.4779 | 7261 | -1656.5221 | 1717 | 60.4779 | 7261 | -1656.5221 | 1717 | 60.4779
7262 | 1000 | -1016 | -16 | 7262 | 1000 | -1016 | -16 | 7262 | 1000 | -1016 | -16 | 7262 | 2000 | -1620.9144 | 379.0856 | 7262 | 2000 | -1716 | 284 | 7262 | 2000 | -1716 | 284 | 7262 | 2000 | -1129.222 | 870.778 | 7262 | 2000 | -1716 | 284 | 7262 | 2000 | -1129.222 | 870.778
7263 | 1000 | -1016 | -16 | 7263 | 1000 | -1016 | -16 | 7263 | 1000 | -1016 | -16 | 7263 | 2000 | -1716 | 284 | 7263 | 2000 | -1716 | 284 | 7263 | 2000 | -1716 | 284 | 7263 | 2000 | -1282.9005 | 717.0995 | 7263 | 2000 | -1716 | 284 | 7263 | 2000 | -1282.9005 | 717.0995
7264 | 1000 | -1016 | -16 | 7264 | 1000 | -1016 | -16 | 7264 | 1000 | -1016 | -16 | 7264 | 1865.5246 | -1712.2302 | 153.2944 | 7264 | 1865.5246 | -1712.2302 | 153.2944 | 7264 | 1865.5246 | -1712.2302 | 153.2944 | 7264 | 846.147 | -1251.6107 | -405.4637 | 7264 | 846.147 | -1251.6107 | -405.4637 | 7264 | 846.147 | -1251.6107 | -405.4637
7265 | 1000 | -1016 | -16 | 7265 | 1000 | -1016 | -16 | 7265 | 1000 | -1016 | -16 | 7265 | 1253.916 | -1418.7712 | -164.8552 | 7265 | 1253.916 | -1698.7712 | -444.8552 | 7265 | 1127.1743 | -1716 | -588.8257 | 7265 | -163.7044 | -251.7236 | -415.428 | 7265 | -163.7044 | -251.7236 | -415.428 | 7265 | -163.7044 | -251.7236 | -415.428
7266 | 585.6111 | -700.5167 | -114.9056 | 7266 | 585.6111 | -700.5167 | -114.9056 | 7266 | 585.6111 | -700.5167 | -114.9056 | 7266 | 278.0542 | -188.5393 | 89.5149 | 7266 | 278.0542 | -908.5393 | -630.4851 | 7266 | 278.0542 | -688.5393 | -410.4851 | 7266 | -990.9893 | 601.1215 | -389.8678 | 7266 | -990.9893 | 76.0073 | -914.982 | 7266 | -990.9893 | 601.1215 | -389.8678
7267 | 372.438 | -282.4357 | 90.0023 | 7267 | 372.438 | -282.4357 | 90.0023 | 7267 | 372.438 | -282.4357 | 90.0023 | 7267 | 288.6388 | -4.1228 | 284.516 | 7267 | 68.6388 | -284.1228 | -215.484 | 7267 | 68.6388 | -284.1228 | -215.484 | 7267 | -1196.6472 | 824.4906 | -372.1566 | 7267 | -1196.6472 | 299.3764 | -897.2707 | 7267 | -1196.6472 | 824.4906 | -372.1566
7268 | 257.7055 | -75.6666 | 182.0389 | 7268 | 257.7055 | -75.6666 | 182.0389 | 7268 | 257.7055 | -75.6666 | 182.0389 | 7268 | -49.9931 | 417.7619 | 367.7688 | 7268 | -49.9931 | 417.7619 | 367.7688 | 7268 | -49.9931 | -82.2381 | -132.2312 | 7268 | -1319.1784 | 1717 | 397.8216 | 7268 | -1319.1784 | 1717 | 397.8216 | 7268 | -1319.1784 | 1717 | 397.8216
7269 | 282.0226 | 14.8849 | 296.9075 | 7269 | 282.0226 | 14.8849 | 296.9075 | 7269 | 282.0226 | 14.8849 | 296.9075 | 7269 | -83.4111 | 615.6142 | 532.203 | 7269 | -83.4111 | 615.6142 | 532.203 | 7269 | -83.4111 | 615.6142 | 532.203 | 7269 | -1366.3315 | 1717 | 350.6685 | 7269 | -1366.3315 | 1717 | 350.6685 | 7269 | -1299.9571 | 1717 | 417.0429
7270 | 339.7999 | -194.8881 | 144.9119 | 7270 | 339.7999 | -194.8881 | 144.9119 | 7270 | 339.7999 | -194.8881 | 144.9119 | 7270 | -8.2343 | 355.6533 | 347.419 | 7270 | -8.2343 | 355.6533 | 347.419 | 7270 | -8.2343 | 355.6533 | 347.419 | 7270 | -1273.7553 | 1717 | 443.2447 | 7270 | -1273.7553 | 1717 | 443.2447 | 7270 | -1121.222 | 1717 | 595.778
7271 | -192.0171 | 257.8939 | 65.8768 | 7271 | -192.0171 | 257.8939 | 65.8768 | 7271 | -192.0171 | 257.8939 | 65.8768 | 7271 | -562.364 | 773.0221 | 210.6581 | 7271 | -562.364 | 773.0221 | 210.6581 | 7271 | -562.364 | 773.0221 | 210.6581 | 7271 | -1499.4831 | 1717 | 217.5169 | 7271 | -1341.0831 | 1717 | 375.9169 | 7271 | -1341.0831 | 1717 | 375.9169
7272 | -706.2618 | 772.2047 | 65.9428 | 7272 | -706.2618 | 772.2047 | 65.9428 | 7272 | -706.2618 | 772.2047 | 65.9428 | 7272 | -997.1838 | 1170.831 | 173.6472 | 7272 | -997.1838 | 1170.831 | 173.6472 | 7272 | -997.1838 | 1170.831 | 173.6472 | 7272 | -1339.8153 | 1280.2238 | -59.5915 | 7272 | -1339.8153 | 1717 | 377.1847 | 7272 | -1339.8153 | 1717 | 377.1847
7273 | -802.8486 | 817.9082 | 15.0595 | 7273 | -802.8486 | 817.9082 | 15.0595 | 7273 | -802.8486 | 817.9082 | 15.0595 | 7273 | -1255.7064 | 1385.5426 | 129.8363 | 7273 | -1255.7064 | 1717 | 461.2936 | 7273 | -1255.7064 | 1717 | 461.2936 | 7273 | -1454.5656 | 1717 | 262.4344 | 7273 | -1302.0323 | 1717 | 414.9677 | 7273 | -1302.0323 | 1717 | 414.9677
7274 | -927.8214 | 1017 | 89.1786 | 7274 | -927.8214 | 1017 | 89.1786 | 7274 | -927.8214 | 1017 | 89.1786 | 7274 | -1277.2097 | 1717 | 439.7903 | 7274 | -1277.2097 | 1717 | 439.7903 | 7274 | -1277.2097 | 1717 | 439.7903 | 7274 | -1611.8289 | 1717 | 105.1711 | 7274 | -1611.8289 | 1717 | 105.1711 | 7274 | -1559.7684 | 1717 | 157.2316
7275 | -897.5292 | 1017 | 119.4708 | 7275 | -897.5292 | 1017 | 119.4708 | 7275 | -897.5292 | 1017 | 119.4708 | 7275 | -1331.508 | 1717 | 385.492 | 7275 | -1331.508 | 1717 | 385.492 | 7275 | -1153.9149 | 1717 | 563.0851 | 7275 | -1674.1384 | 1717 | 42.8616 | 7275 | -1674.1384 | 1717 | 42.8616 | 7275 | -1674.1384 | 1717 | 42.8616
7276 | -877.8337 | 1017 | 139.1663 | 7276 | -877.8337 | 1017 | 139.1663 | 7276 | -877.8337 | 1017 | 139.1663 | 7276 | -1299.4746 | 1717 | 417.5254 | 7276 | -1299.4746 | 1717 | 417.5254 | 7276 | -1119.4746 | 1717 | 597.5254 | 7276 | -1695.2363 | 1717 | 21.7637 | 7276 | -1695.2363 | 1717 | 21.7637 | 7276 | -1695.2363 | 1717 | 21.7637
7277 | -822.5826 | 1017 | 194.4174 | 7277 | -822.5826 | 1017 | 194.4174 | 7277 | -822.5826 | 1017 | 194.4174 | 7277 | -1221.4515 | 1717 | 495.5485 | 7277 | -1221.4515 | 1717 | 495.5485 | 7277 | -1221.4515 | 1717 | 495.5485 | 7277 | -1673.4843 | 1717 | 43.5157 | 7277 | -1673.4843 | 1717 | 43.5157 | 7277 | -1673.4843 | 1717 | 43.5157
7278 | -880.3446 | 1017 | 136.6554 | 7278 | -880.3446 | 1017 | 136.6554 | 7278 | -880.3446 | 1017 | 136.6554 | 7278 | -1417.5381 | 1717 | 299.4619 | 7278 | -1417.5381 | 1717 | 299.4619 | 7278 | -1285.0131 | 1717 | 431.9869 | 7278 | -1638.4181 | 1717 | 78.5819 | 7278 | -1638.4181 | 1717 | 78.5819 | 7278 | -1638.4181 | 1717 | 78.5819
7279 | -705.697 | 1017 | 311.303 | 7279 | -804.447 | 1017 | 212.553 | 7279 | -804.447 | 1017 | 212.553 | 7279 | -1345.5448 | 1717 | 371.4552 | 7279 | -1222.8364 | 1717 | 494.1636 | 7279 | -1222.8364 | 1717 | 494.1636 | 7279 | -1570.3291 | 1717 | 146.6709 | 7279 | -1570.3291 | 1717 | 146.6709 | 7279 | -1570.3291 | 1717 | 146.6709
7280 | -765.9659 | 1017 | 251.0341 | 7280 | -765.9659 | 1017 | 251.0341 | 7280 | -765.9659 | 1017 | 251.0341 | 7280 | -1311.052 | 1717 | 405.948 | 7280 | -1311.052 | 1717 | 405.948 | 7280 | -1311.052 | 1717 | 405.948 | 7280 | -1539.8247 | 1717 | 177.1753 | 7280 | -1539.8247 | 1717 | 177.1753 | 7280 | -1539.8247 | 1717 | 177.1753
7281 | -786.9722 | 1017 | 230.0278 | 7281 | -786.9722 | 1017 | 230.0278 | 7281 | -786.9722 | 1017 | 230.0278 | 7281 | -1344.0893 | 1717 | 372.9107 | 7281 | -1344.0893 | 1717 | 372.9107 | 7281 | -1344.0893 | 1717 | 372.9107 | 7281 | -1442.3064 | 1717 | 274.6936 | 7281 | -1442.3064 | 1717 | 274.6936 | 7281 | -1442.3064 | 1717 | 274.6936
7282 | -890.3189 | 1017 | 126.6811 | 7282 | -890.3189 | 1017 | 126.6811 | 7282 | -825.1403 | 1017 | 191.8597 | 7282 | -1487.266 | 1717 | 229.734 | 7282 | -1487.266 | 1717 | 229.734 | 7282 | -1487.266 | 1717 | 229.734 | 7282 | -1336.8222 | 1717 | 380.1778 | 7282 | -1574.2996 | 1717 | 142.7004 | 7282 | -1767.8996 | 1717 | -50.8996
7283 | -921.7739 | 1017 | 95.2261 | 7283 | -921.7739 | 1017 | 95.2261 | 7283 | -799.3239 | 1017 | 217.6761 | 7283 | -1376.4 | 1717 | 340.6 | 7283 | -1528.5584 | 1717 | 188.4416 | 7283 | -1528.5584 | 1717 | 188.4416 | 7283 | -1263.7232 | 1717 | 453.2768 | 7283 | -1637.1627 | 1717 | 79.8373 | 7283 | -1637.1627 | 1717 | 79.8373
7284 | -898.8053 | 1017 | 118.1947 | 7284 | -898.8053 | 1017 | 118.1947 | 7284 | -898.8053 | 1017 | 118.1947 | 7284 | -1493.0633 | 1717 | 223.9367 | 7284 | -1493.0633 | 1717 | 223.9367 | 7284 | -1493.0633 | 1717 | 223.9367 | 7284 | -1377.8467 | 1717 | 339.1533 | 7284 | -1600.8745 | 1717 | 116.1255 | 7284 | -1600.8745 | 1717 | 116.1255
7285 | 62.7538 | 1017 | 1079.7538 | 7285 | 62.7538 | 1017 | 1079.7538 | 7285 | 62.7538 | 1017 | 1079.7538 | 7285 | -1470.4712 | 1717 | 246.5288 | 7285 | -1470.4712 | 1717 | 246.5288 | 7285 | -1470.4712 | 1717 | 246.5288 | 7285 | -1622.275 | 1717 | 94.725 | 7285 | -1622.275 | 1717 | 94.725 | 7285 | -1622.275 | 1717 | 94.725
7286 | -220.957 | 1017 | 796.043 | 7286 | 279.043 | 1017 | 1296.043 | 7286 | 279.043 | 1017 | 1296.043 | 7286 | 1287.4026 | 581.4632 | 1868.8658 | 7286 | 1287.4026 | 1507.0657 | 2794.4683 | 7286 | 1287.4026 | 507.0657 | 1794.4683 | 7286 | 930.2149 | 1046.6319 | 1976.8467 | 7286 | 1430.2149 | 1046.6319 | 2476.8467 | 7286 | 1430.2149 | 1046.6319 | 2476.8467
7287 | 682.0737 | 1017 | 1699.0737 | 7287 | 1000 | 1017 | 2017 | 7287 | 682.9956 | 389.0765 | 1072.0722 | 7287 | 2000 | 529.9956 | 2529.9956 | 7287 | 2000 | -120.0044 | 1879.9956 | 7287 | 2000 | -274.9309 | 1725.0691 | 7287 | 2000 | -347.455 | 1652.545 | 7287 | 2000 | 152.545 | 2152.545 | 7287 | 2000 | 152.545 | 2152.545
7288 | 863.6797 | -436.4699 | 427.2099 | 7288 | 1000 | -51.006 | 948.994 | 7288 | 1000 | -72.7901 | 927.2099 | 7288 | 2000 | -1129.0548 | 870.9452 | 7288 | 2000 | -629.0548 | 1370.9452 | 7288 | 2000 | -629.0548 | 1370.9452 | 7288 | 1548.2863 | -67.2699 | 1481.0163 | 7288 | 1548.2863 | 432.7301 | 1981.0163 | 7288 | 1548.2863 | 432.7301 | 1981.0163
7289 | 1000 | -624.1957 | 375.8043 | 7289 | 1000 | -460.4805 | 539.5195 | 7289 | 1000 | -460.4805 | 539.5195 | 7289 | 2000 | -1205.6451 | 794.3549 | 7289 | 2000 | -705.6451 | 1294.3549 | 7289 | 2000 | -705.6451 | 1294.3549 | 7289 | 733.8112 | 647.4627 | 1381.2739 | 7289 | 733.8112 | 647.4627 | 1381.2739 | 7289 | 733.8112 | 647.4627 | 1381.2739
7290 | 1000 | -758.5559 | 241.4441 | 7290 | 1000 | -758.5559 | 241.4441 | 7290 | 1000 | -758.5559 | 241.4441 | 7290 | 2000 | -1368.2187 | 631.7813 | 7290 | 2000 | -1276.9514 | 723.0486 | 7290 | 2000 | -1060.9255 | 939.0745 | 7290 | 307.0931 | 888.5133 | 1195.6064 | 7290 | 307.0931 | 888.5133 | 1195.6064 | 7290 | 307.0931 | 888.5133 | 1195.6064
7291 | 1000 | -751.761 | 248.239 | 7291 | 1000 | -751.761 | 248.239 | 7291 | 1000 | -751.761 | 248.239 | 7291 | 2000 | -1399.1066 | 600.8934 | 7291 | 2000 | -1399.1066 | 600.8934 | 7291 | 2000 | -1399.1066 | 600.8934 | 7291 | 161.4019 | 966.0996 | 1127.5015 | 7291 | 161.4019 | 966.0996 | 1127.5015 | 7291 | 161.4019 | 966.0996 | 1127.5015
7292 | 589.5426 | -344.4369 | 245.1057 | 7292 | 589.5426 | -344.4369 | 245.1057 | 7292 | 589.5426 | -344.4369 | 245.1057 | 7292 | 2000 | -1449.4661 | 550.5339 | 7292 | 2000 | -1449.4661 | 550.5339 | 7292 | 2000 | -1449.4661 | 550.5339 | 7292 | 58.1987 | 972.6723 | 1030.871 | 7292 | 58.1987 | 972.6723 | 1030.871 | 7292 | 58.1987 | 972.6723 | 1030.871
7293 | -811.5346 | 816.7258 | 5.1913 | 7293 | -811.5346 | 816.7258 | 5.1913 | 7293 | -811.5346 | 816.7258 | 5.1913 | 7293 | 1958.7856 | -1716 | 242.7856 | 7293 | 2000 | -1716 | 284 | 7293 | 2000 | -1716 | 284 | 7293 | -137.7924 | 802.4677 | 664.6753 | 7293 | -137.7924 | 802.4677 | 664.6753 | 7293 | -137.7924 | 802.4677 | 664.6753
7294 | -699.991 | 548.2225 | -151.7684 | 7294 | -699.991 | 548.2225 | -151.7684 | 7294 | -699.991 | 548.2225 | -151.7684 | 7294 | 1730.966 | -1716 | 14.966 | 7294 | 2000 | -1716 | 284 | 7294 | 2000 | -1716 | 284 | 7294 | 2.6807 | 369.6151 | 372.2957 | 7294 | 2.6807 | 369.6151 | 372.2957 | 7294 | 2.6807 | 369.6151 | 372.2957
7295 | -714.9655 | 411.7236 | -303.2419 | 7295 | -714.9655 | 411.7236 | -303.2419 | 7295 | -714.9655 | 411.7236 | -303.2419 | 7295 | 821.4883 | -1039.2535 | -217.7652 | 7295 | 821.4883 | -1039.2535 | -217.7652 | 7295 | 821.4883 | -1039.2535 | -217.7652 | 7295 | -1254.9877 | 794.0762 | -460.9115 | 7295 | -1254.9877 | 1319.1903 | 64.2026 | 7295 | -1254.9877 | 1319.1903 | 64.2026
7296 | -716.2146 | 323.4213 | -392.7934 | 7296 | -716.2146 | 323.4213 | -392.7934 | 7296 | -716.2146 | 323.4213 | -392.7934 | 7296 | -467.1109 | 101.3812 | -365.7297 | 7296 | -467.1109 | 101.3812 | -365.7297 | 7296 | -467.1109 | 101.3812 | -365.7297 | 7296 | -642.3241 | 503.6611 | -138.663 | 7296 | -642.3241 | 503.6611 | -138.663 | 7296 | -642.3241 | 503.6611 | -138.663
7297 | -723.6219 | 250.0947 | -473.5272 | 7297 | -723.6219 | 250.0947 | -473.5272 | 7297 | -723.6219 | 250.0947 | -473.5272 | 7297 | -1135.7445 | 659.3916 | -476.3529 | 7297 | -1135.7445 | 659.3916 | -476.3529 | 7297 | -1135.7445 | 659.3916 | -476.3529 | 7297 | -1231.5535 | 955.4221 | -276.1315 | 7297 | -1231.5535 | 955.4221 | -276.1315 | 7297 | -1231.5535 | 955.4221 | -276.1315
7298 | -750.4091 | 219.924 | -530.485 | 7298 | -750.4091 | 219.924 | -530.485 | 7298 | -750.4091 | 219.924 | -530.485 | 7298 | -1169.9968 | 636.7764 | -533.2204 | 7298 | -1169.9968 | 636.7764 | -533.2204 | 7298 | -1169.9968 | 636.7764 | -533.2204 | 7298 | -1273.271 | 942.5018 | -330.7692 | 7298 | -1273.271 | 942.5018 | -330.7692 | 7298 | -1273.271 | 942.5018 | -330.7692
7299 | -770.2535 | 225.3324 | -544.9211 | 7299 | -770.2535 | 225.3324 | -544.9211 | 7299 | -770.2535 | 225.3324 | -544.9211 | 7299 | -1206.6418 | 687.7684 | -518.8734 | 7299 | -1206.6418 | 1187.7684 | -18.8734 | 7299 | -1206.6418 | 971.7425 | -234.8993 | 7299 | -1326.7166 | 1039.355 | -287.3616 | 7299 | -1326.7166 | 1039.355 | -287.3616 | 7299 | -1326.7166 | 1039.355 | -287.3616
7300 | -780.8398 | 281.7059 | -499.1339 | 7300 | -780.8398 | 781.7059 | 0.86606 | 7300 | -780.8398 | 781.7059 | 0.86606 | 7300 | -1245.784 | 829.9621 | -415.8219 | 7300 | -1245.784 | 1329.9621 | 84.1781 | 7300 | -1245.784 | 1329.9621 | 84.1781 | 7300 | -1394.4146 | 1265.1461 | -129.2686 | 7300 | -1394.4146 | 1717 | 322.5854 | 7300 | -1394.4146 | 1717 | 322.5854
7301 | -711.9063 | 203.4263 | -508.48 | 7301 | -711.9063 | 703.4263 | -8.48 | 7301 | -711.9063 | 703.4263 | -8.48 | 7301 | -1203.6404 | 838.6936 | -364.9469 | 7301 | -1203.6404 | 1338.6936 | 135.0531 | 7301 | -1203.6404 | 1338.6936 | 135.0531 | 7301 | -1379.061 | 1358.9802 | -20.0808 | 7301 | -1379.061 | 1717 | 337.939 | 7301 | -1379.061 | 1717 | 337.939
7302 | -701.3151 | 225.7983 | -475.5168 | 7302 | -701.3151 | 725.7983 | 24.4832 | 7302 | -701.3151 | 725.7983 | 24.4832 | 7302 | -1212.374 | 947.7599 | -264.6141 | 7302 | -1212.374 | 1447.7599 | 235.3859 | 7302 | -1212.374 | 1447.7599 | 235.3859 | 7302 | -1407.1194 | 1553.8406 | 146.7212 | 7302 | -1407.1194 | 1717 | 309.8806 | 7302 | -1407.1194 | 1717 | 309.8806
7303 | -612.9264 | 574.0859 | -38.8405 | 7303 | -612.9264 | 1017 | 404.0736 | 7303 | -612.9264 | 923.1416 | 310.2153 | 7303 | -1140.4141 | 994.0884 | -146.3257 | 7303 | -1140.4141 | 1494.0884 | 353.6743 | 7303 | -1140.4141 | 1621.3762 | 480.9621 | 7303 | -1351.5883 | 1661.008 | 309.4196 | 7303 | -1351.5883 | 1717 | 365.4117 | 7303 | -1351.5883 | 1717 | 365.4117
7304 | -590.2507 | 991.0904 | 400.8396 | 7304 | -590.2507 | 1017 | 426.7493 | 7304 | -590.2507 | 1017 | 426.7493 | 7304 | -1128.11 | 1218.5157 | 90.4057 | 7304 | -1128.11 | 1717 | 588.89 | 7304 | -1128.11 | 1717 | 588.89 | 7304 | -1349.6558 | 1717 | 367.3442 | 7304 | -1349.6558 | 1717 | 367.3442 | 7304 | -1349.6558 | 1717 | 367.3442
7305 | -674.738 | 784.1153 | 109.3773 | 7305 | -674.738 | 1017 | 342.262 | 7305 | -674.738 | 1017 | 342.262 | 7305 | -1244.5321 | 1717 | 472.4679 | 7305 | -1244.5321 | 1717 | 472.4679 | 7305 | -1244.5321 | 1717 | 472.4679 | 7305 | -1498.0129 | 1717 | 218.9871 | 7305 | -1498.0129 | 1717 | 218.9871 | 7305 | -1374.8129 | 1717 | 342.1871
7306 | -951.9833 | 1017 | 65.0167 | 7306 | -951.9833 | 1017 | 65.0167 | 7306 | -951.9833 | 1017 | 65.0167 | 7306 | -1557.5047 | 1717 | 159.4953 | 7306 | -1464.2463 | 1717 | 252.7537 | 7306 | -1557.5047 | 1717 | 159.4953 | 7306 | -1735.2459 | 1717 | -18.2459 | 7306 | -1735.2459 | 1717 | -18.2459 | 7306 | -1846.7125 | 1717 | -129.7125
7307 | -860.5365 | 1017 | 156.4635 | 7307 | -935.5865 | 1017 | 81.4135 | 7307 | -935.5865 | 1017 | 81.4135 | 7307 | -1557.7074 | 1717 | 159.2926 | 7307 | -1464.4491 | 1717 | 252.5509 | 7307 | -1557.7074 | 1717 | 159.2926 | 7307 | -1752.0481 | 1717 | -35.0481 | 7307 | -1752.0481 | 1717 | -35.0481 | 7307 | -1752.0481 | 1717 | -35.0481
7308 | -926.4711 | 1017 | 90.5289 | 7308 | -926.4711 | 1017 | 90.5289 | 7308 | -926.4711 | 1017 | 90.5289 | 7308 | -1546.8074 | 1717 | 170.1926 | 7308 | -1546.8074 | 1717 | 170.1926 | 7308 | -1438.8241 | 1717 | 278.1759 | 7308 | -1721.7635 | 1717 | -4.7635 | 7308 | -1721.7635 | 1717 | -4.7635 | 7308 | -1850.8302 | 1717 | -133.8302
7309 | -917.8057 | 1017 | 99.1943 | 7309 | -917.8057 | 1017 | 99.1943 | 7309 | -917.8057 | 1017 | 99.1943 | 7309 | -1522.3286 | 1717 | 194.6714 | 7309 | -1522.3286 | 1717 | 194.6714 | 7309 | -1506.8071 | 1717 | 210.1929 | 7309 | -1752.4982 | 1717 | -35.4982 | 7309 | -1752.4982 | 1717 | -35.4982 | 7309 | -1752.4982 | 1717 | -35.4982
7310 | -1000 | 761.1052 | -238.8948 | 7310 | -1000 | 761.1052 | -238.8948 | 7310 | -1000 | 761.1052 | -238.8948 | 7310 | -288.6928 | 436.0634 | 147.3706 | 7310 | -288.6928 | 436.0634 | 147.3706 | 7310 | -288.6928 | 436.0634 | 147.3706 | 7310 | -1861.1073 | 1717 | -144.1073 | 7310 | -1861.1073 | 1717 | -144.1073 | 7310 | -1861.1073 | 1717 | -144.1073
7311 | 63.7808 | -366.9337 | -303.1529 | 7311 | 63.7808 | -366.9337 | -303.1529 | 7311 | 63.7808 | -366.9337 | -303.1529 | 7311 | -464.0979 | 573.2014 | 109.1035 | 7311 | -464.0979 | 573.2014 | 109.1035 | 7311 | -464.0979 | 573.2014 | 109.1035 | 7311 | -1882.6698 | 1717 | -165.6698 | 7311 | -1882.6698 | 1717 | -165.6698 | 7311 | -1882.6698 | 1717 | -165.6698
7312 | -170.8613 | -147.8479 | -318.7092 | 7312 | -170.8613 | -147.8479 | -318.7092 | 7312 | -170.8613 | -147.8479 | -318.7092 | 7312 | -692.484 | 744.6142 | 52.1301 | 7312 | -692.484 | 744.6142 | 52.1301 | 7312 | -692.484 | 244.6142 | -447.8699 | 7312 | -1844.7429 | 1717 | -127.7429 | 7312 | -1844.7429 | 1717 | -127.7429 | 7312 | -1844.7429 | 1717 | -127.7429
7313 | -445.1086 | 426.4111 | -18.6975 | 7313 | -445.1086 | 403.2431 | -41.8655 | 7313 | -445.1086 | 403.2431 | -41.8655 | 7313 | -762.4881 | 1141.8974 | 379.4093 | 7313 | -762.4881 | 1361.8974 | 599.4093 | 7313 | -982.4881 | 861.8974 | -120.5907 | 7313 | -1901.6741 | 1717 | -184.6741 | 7313 | -1901.6741 | 1717 | -184.6741 | 7313 | -1901.6741 | 1717 | -184.6741
7314 | -362.3254 | 414.0434 | 51.7181 | 7314 | -362.3254 | -85.9566 | -448.2819 | 7314 | -362.3254 | -85.9566 | -448.2819 | 7314 | -658.1706 | -1678.8719 | -2337.0426 | 7314 | -658.1706 | -350.4206 | -1008.5912 | 7314 | -878.1706 | -850.4206 | -1728.5912 | 7314 | -1873.4564 | 1717 | -156.4564 | 7314 | -1873.4564 | 1717 | -156.4564 | 7314 | -1873.4564 | 1717 | -156.4564
7315 | -87.934 | 271.4673 | 183.5333 | 7315 | -87.934 | -228.5327 | -316.4667 | 7315 | -87.934 | -228.5327 | -316.4667 | 7315 | -253.8321 | -945.6048 | -1199.4369 | 7315 | -348.2768 | -636.7157 | -984.9925 | 7315 | -568.2768 | -1131.1601 | -1699.4369 | 7315 | -1765.2033 | 1628.5736 | -136.6297 | 7315 | -1765.2033 | 1628.5736 | -136.6297 | 7315 | -1765.2033 | 1103.4594 | -661.7439
7316 | 119.7261 | -64.3661 | 55.3601 | 7316 | -199.0239 | -184.1275 | -383.1513 | 7316 | -185.5208 | -63.2074 | -248.7282 | 7316 | -202.1208 | -942.0717 | -1144.1925 | 7316 | -422.1208 | -1002.0717 | -1424.1925 | 7316 | -642.1208 | -1002.0717 | -1644.1925 | 7316 | -1901.1288 | 1280.8327 | -620.2961 | 7316 | -1901.1288 | 1280.8327 | -620.2961 | 7316 | -1901.1288 | 1280.8327 | -620.2961
7317 | -130.3824 | -76.7262 | -207.1086 | 7317 | -130.3824 | -204.0363 | -334.4187 | 7317 | -130.3824 | -125.2666 | -255.649 | 7317 | -342.9065 | -741.3811 | -1084.2876 | 7317 | -382.9065 | -777.1498 | -1160.0563 | 7317 | -562.9065 | -1021.3811 | -1584.2876 | 7317 | -1596.7606 | 1017.0467 | -579.7139 | 7317 | -1596.7606 | 1717 | 120.2394 | 7317 | -1596.7606 | 1717 | 120.2394
7318 | 445.1707 | -628.0054 | -182.8347 | 7318 | -140.317 | -741.4419 | -881.7589 | 7318 | 79.683 | -629.1641 | -549.4811 | 7318 | -558.758 | -457.6436 | -1016.4016 | 7318 | -338.758 | -957.6436 | -1296.4016 | 7318 | -558.758 | -457.6436 | -1016.4016 | 7318 | -1582.3364 | 1717 | 134.6636 | 7318 | -1582.3364 | 1572.9631 | -9.3734 | 7318 | -1582.3364 | 1047.8489 | -534.4875
7319 | -68.249 | -848.6016 | -916.8506 | 7319 | -68.249 | -967.5428 | -1035.7918 | 7319 | 218.3771 | -848.6016 | -630.2245 | 7319 | -52.8417 | -919.3977 | -972.2394 | 7319 | -452.8417 | -1019.3977 | -1472.2394 | 7319 | -452.8417 | -1165.5464 | -1618.3881 | 7319 | -1668.0723 | 1717 | 48.9277 | 7319 | -1668.0723 | 1180.0318 | -488.0405 | 7319 | -1668.0723 | 1705.1459 | 37.0736
7320 | 221.1158 | -595.6758 | -374.56 | 7320 | 1.1158 | -716.3266 | -715.2108 | 7320 | 88.0158 | -582.8816 | -494.8658 | 7320 | -343.9724 | -631.3857 | -975.3581 | 7320 | -343.9724 | -501.0226 | -844.995 | 7320 | -123.9724 | -1351.3857 | -1475.3581 | 7320 | -1650.5473 | 1717 | 66.4527 | 7320 | -1650.5473 | 1670.0653 | 19.518 | 7320 | -1650.5473 | 1670.0653 | 19.518
7321 | -43.216 | 90.5706 | 47.3546 | 7321 | -263.216 | -261.768 | -524.9841 | 7321 | -263.216 | -189.4294 | -452.6454 | 7321 | -146.5508 | -847.3558 | -993.9066 | 7321 | -586.5508 | -1716 | -2302.5508 | 7321 | -586.5508 | -1140.4558 | -1727.0066 | 7321 | -1681.3275 | 1717 | 35.6725 | 7321 | -1681.3275 | 1717 | 35.6725 | 7321 | -1681.3275 | 1717 | 35.6725
7322 | -540.7628 | 580.9324 | 40.1696 | 7322 | -540.7628 | 80.9324 | -459.8304 | 7322 | -540.7628 | 80.9324 | -459.8304 | 7322 | -856.8393 | -166.7525 | -1023.5919 | 7322 | -856.8393 | -666.7525 | -1523.5919 | 7322 | -856.8393 | -666.7525 | -1523.5919 | 7322 | -1647.281 | 1032.7673 | -614.5137 | 7322 | -1647.281 | 1057.8815 | -589.3996 | 7322 | -1647.281 | 1557.8815 | -89.3996
7323 | -698.3785 | 693.1511 | -5.2274 | 7323 | -698.3785 | 193.1511 | -505.2274 | 7323 | -698.3785 | 193.1511 | -505.2274 | 7323 | -1039.0731 | 1270.4723 | 231.3992 | 7323 | -1021.3695 | 770.4723 | -250.8972 | 7323 | -819.0731 | 1050.4723 | 231.3992 | 7323 | -1605.0604 | 1479.1102 | -125.9502 | 7323 | -1605.0604 | 953.9961 | -651.0644 | 7323 | -1605.0604 | 953.9961 | -651.0644
7324 | -459.0118 | 319.1599 | -139.8519 | 7324 | -459.0118 | 319.1599 | -139.8519 | 7324 | -459.0118 | 319.1599 | -139.8519 | 7324 | -819.6222 | 881.0928 | 61.4706 | 7324 | -819.6222 | 381.0928 | -438.5294 | 7324 | -599.6222 | 661.0928 | 61.4706 | 7324 | -1581.028 | 1717 | 135.972 | 7324 | -1581.028 | 1344.3705 | -236.6575 | 7324 | -1581.028 | 1344.3705 | -236.6575
7325 | -157.9828 | -72.2384 | -230.2212 | 7325 | -157.9828 | -101.2483 | -259.2311 | 7325 | -157.9828 | -72.2384 | -230.2212 | 7325 | -558.7815 | 422.2122 | -136.5694 | 7325 | -464.5312 | -77.7878 | -542.3191 | 7325 | -118.7815 | -17.7878 | -136.5694 | 7325 | -1506.7256 | 1717 | 210.2744 | 7325 | -1506.7256 | 1717 | 210.2744 | 7325 | -1506.7256 | 1717 | 210.2744
7326 | -324.6916 | 348.602 | 23.9104 | 7326 | -324.6916 | 348.602 | 23.9104 | 7326 | -324.6916 | 348.602 | 23.9104 | 7326 | -769.6203 | 1042.1949 | 272.5747 | 7326 | -769.6203 | 1042.1949 | 272.5747 | 7326 | -769.6203 | 1042.1949 | 272.5747 | 7326 | -1556.0173 | 1717 | 160.9827 | 7326 | -1556.0173 | 1717 | 160.9827 | 7326 | 666.1004 | -1716 | -1049.8996
7327 | -607.0836 | 700.9546 | 93.871 | 7327 | -607.0836 | 700.9546 | 93.871 | 7327 | -607.0836 | 700.9546 | 93.871 | 7327 | -1087.0366 | 1472.4843 | 385.4477 | 7327 | -1087.0366 | 1472.4843 | 385.4477 | 7327 | -1087.0366 | 1472.4843 | 385.4477 | 7327 | -1561.0176 | 1717 | 155.9824 | 7327 | -1561.0176 | 1717 | 155.9824 | 7327 | -1408.4842 | 1717 | 308.5158
7328 | -869.921 | 996.6199 | 126.6989 | 7328 | -869.921 | 996.6199 | 126.6989 | 7328 | -869.921 | 996.6199 | 126.6989 | 7328 | -1405.2438 | 1566.735 | 161.4912 | 7328 | -1405.2438 | 1637.7443 | 232.5005 | 7328 | -1405.2438 | 1566.735 | 161.4912 | 7328 | -1624.2531 | 1717 | 92.7469 | 7328 | -1624.2531 | 1717 | 92.7469 | 7328 | -1624.2531 | 1717 | 92.7469
7329 | -971.6916 | 953.3225 | -18.3691 | 7329 | -971.6916 | 1017 | 45.3084 | 7329 | -971.6916 | 1017 | 45.3084 | 7329 | -1512.7179 | 1703.233 | 190.5152 | 7329 | -1512.7179 | 1703.233 | 190.5152 | 7329 | -1512.7179 | 1232.7838 | -279.934 | 7329 | -1737.4306 | 1717 | -20.4306 | 7329 | -1737.4306 | 1717 | -20.4306 | 7329 | -1737.4306 | 1717 | -20.4306
7330 | -1000 | 1017 | 17 | 7330 | -1000 | 1017 | 17 | 7330 | -1000 | 1017 | 17 | 7330 | -1609.7999 | 1717 | 107.2001 | 7330 | -1516.5416 | 1717 | 200.4584 | 7330 | -1609.7999 | 1717 | 107.2001 | 7330 | -932.9771 | 1717 | 784.0229 | 7330 | -932.9771 | 1717 | 784.0229 | 7330 | -932.9771 | 1717 | 784.0229
7331 | -1000 | 1017 | 17 | 7331 | -1000 | 1017 | 17 | 7331 | -1000 | 1017 | 17 | 7331 | -1570.3559 | 1717 | 146.6441 | 7331 | -1171.9171 | 1717 | 545.0829 | 7331 | -1570.3559 | 1717 | 146.6441 | 7331 | -528.2488 | 1717 | 1188.7512 | 7331 | -528.2488 | 1717 | 1188.7512 | 7331 | -528.2488 | 1717 | 1188.7512
7332 | -1000 | 1017 | 17 | 7332 | -1000 | 1017 | 17 | 7332 | -1000 | 1017 | 17 | 7332 | -1704.9713 | 1717 | 12.0287 | 7332 | -1704.9713 | 1717 | 12.0287 | 7332 | -1463.6586 | 1717 | 253.3414 | 7332 | -578.0345 | 1717 | 1138.9655 | 7332 | -578.0345 | 1717 | 1138.9655 | 7332 | -578.0345 | 1717 | 1138.9655
7333 | -787.9917 | 975.5086 | 187.5169 | 7333 | -787.9917 | 975.5086 | 187.5169 | 7333 | -787.9917 | 975.5086 | 187.5169 | 7333 | -1283.6072 | 1717 | 433.3928 | 7333 | -1180.5322 | 1717 | 536.4678 | 7333 | -1180.5322 | 1717 | 536.4678 | 7333 | -1943.8556 | 1717 | -226.8556 | 7333 | -1943.8556 | 1717 | -226.8556 | 7333 | -1943.8556 | 1717 | -226.8556
7334 | -235.5979 | 44.3351 | -191.2628 | 7334 | -235.5979 | 44.3351 | -191.2628 | 7334 | -235.5979 | 44.3351 | -191.2628 | 7334 | -701.0807 | 834.2745 | 133.1939 | 7334 | -701.0807 | 834.2745 | 133.1939 | 7334 | -701.0807 | 834.2745 | 133.1939 | 7334 | -1948.3887 | 1717 | -231.3887 | 7334 | -1948.3887 | 1717 | -231.3887 | 7334 | -1948.3887 | 1717 | -231.3887
7335 | 44.7603 | -329.8774 | -285.1171 | 7335 | 44.7603 | -329.8774 | -285.1171 | 7335 | 44.7603 | -329.8774 | -285.1171 | 7335 | -409.9345 | 469.2846 | 59.3501 | 7335 | -409.9345 | 469.2846 | 59.3501 | 7335 | -409.9345 | 469.2846 | 59.3501 | 7335 | -1782.1159 | 1717 | -65.1159 | 7335 | -1782.1159 | 1717 | -65.1159 | 7335 | -1782.1159 | 1717 | -65.1159
7336 | -20.7758 | -247.5379 | -268.3137 | 7336 | -20.7758 | -247.5379 | -268.3137 | 7336 | -20.7758 | -247.5379 | -268.3137 | 7336 | -498.4523 | 573.5468 | 75.0945 | 7336 | -498.4523 | 573.5468 | 75.0945 | 7336 | -498.4523 | 573.5468 | 75.0945 | 7336 | -1832.4953 | 1717 | -115.4953 | 7336 | -1832.4953 | 1717 | -115.4953 | 7336 | -1832.4953 | 1717 | -115.4953
7337 | 33.8808 | -177.6303 | -143.7495 | 7337 | 33.8808 | -177.6303 | -143.7495 | 7337 | 33.8808 | -177.6303 | -143.7495 | 7337 | -490.3445 | 688.0006 | 197.6561 | 7337 | -490.3445 | 688.0006 | 197.6561 | 7337 | -490.3445 | 688.0006 | 197.6561 | 7337 | -1825.572 | 1717 | -108.572 | 7337 | -1825.572 | 1717 | -108.572 | 7337 | -1825.572 | 1717 | -108.572
7338 | 350.9001 | -399.8698 | -48.9697 | 7338 | 350.9001 | -399.8698 | -48.9697 | 7338 | 350.9001 | -399.8698 | -48.9697 | 7338 | -175.6001 | 514.0935 | 338.4934 | 7338 | -175.6001 | 514.0935 | 338.4934 | 7338 | -175.6001 | 514.0935 | 338.4934 | 7338 | -1619.5869 | 1717 | 97.4131 | 7338 | -1619.5869 | 1717 | 97.4131 | 7338 | -1619.5869 | 1717 | 97.4131
7339 | 952.5724 | -891.2819 | 61.2905 | 7339 | 952.5724 | -891.2819 | 61.2905 | 7339 | 952.5724 | -891.2819 | 61.2905 | 7339 | 449.919 | -5.1484 | 444.7706 | 7339 | 449.919 | -5.1484 | 444.7706 | 7339 | 449.919 | -5.1484 | 444.7706 | 7339 | -970.221 | 1451.6522 | 481.4312 | 7339 | -970.221 | 1717 | 746.779 | 7339 | -970.221 | 104.6677 | -865.5533
7340 | 1000 | -946.8068 | 53.1932 | 7340 | 1000 | -946.8068 | 53.1932 | 7340 | 1000 | -946.8068 | 53.1932 | 7340 | 787.9454 | -372.9976 | 414.9478 | 7340 | 787.9454 | -372.9976 | 414.9478 | 7340 | 787.9454 | -372.9976 | 414.9478 | 7340 | -594.5728 | 1550.7697 | 956.1969 | 7340 | -594.5728 | 1550.7697 | 956.1969 | 7340 | -594.5728 | 1550.7697 | 956.1969
7341 | 1000 | -893.4384 | 106.5616 | 7341 | 1000 | -893.4384 | 106.5616 | 7341 | 1000 | -893.4384 | 106.5616 | 7341 | 923.4066 | -462.7602 | 460.6464 | 7341 | 923.4066 | -462.7602 | 460.6464 | 7341 | 923.4066 | -462.7602 | 460.6464 | 7341 | -405.9128 | 874.2962 | 468.3834 | 7341 | -405.9128 | 1399.4104 | 993.4975 | 7341 | -405.9128 | 1399.4104 | 993.4975
7342 | 1000 | -959.6041 | 40.3959 | 7342 | 1000 | -959.6041 | 40.3959 | 7342 | 1000 | -959.6041 | 40.3959 | 7342 | 1081.1057 | -693.316 | 387.7897 | 7342 | 1081.1057 | -693.316 | 387.7897 | 7342 | 1081.1057 | -693.316 | 387.7897 | 7342 | -180.3558 | 598.8493 | 418.4935 | 7342 | -180.3558 | 1097.6661 | 917.3104 | 7342 | -180.3558 | 1097.6661 | 917.3104
7343 | 1000 | -1005.9134 | -5.9134 | 7343 | 1000 | -1005.9134 | -5.9134 | 7343 | 1000 | -1005.9134 | -5.9134 | 7343 | 944.7726 | -658.505 | 286.2675 | 7343 | 944.7726 | -658.505 | 286.2675 | 7343 | 944.7726 | -658.505 | 286.2675 | 7343 | -259.7427 | 981.6429 | 721.9002 | 7343 | -259.7427 | 981.6429 | 721.9002 | 7343 | -259.7427 | 1022.7002 | 762.9575
7344 | 1000 | -1016 | -16 | 7344 | 1000 | -1016 | -16 | 7344 | 1000 | -1016 | -16 | 7344 | 1174.5555 | -1008.5731 | 165.9824 | 7344 | 1174.5555 | -1008.5731 | 165.9824 | 7344 | 1174.5555 | -1008.5731 | 165.9824 | 7344 | 19.014 | 576.5143 | 595.5283 | 7344 | 19.014 | 576.5143 | 595.5283 | 7344 | 19.014 | 576.5143 | 595.5283
7345 | 1000 | -1016 | -16 | 7345 | 1000 | -1016 | -16 | 7345 | 1000 | -1016 | -16 | 7345 | 1372.6593 | -1243.7246 | 128.9346 | 7345 | 1372.6593 | -1243.7246 | 128.9346 | 7345 | 1372.6593 | -1243.7246 | 128.9346 | 7345 | 302.4985 | 227.0879 | 529.5864 | 7345 | 302.4985 | 227.0879 | 529.5864 | 7345 | 302.4985 | 227.0879 | 529.5864
7346 | 1000 | -1016 | -16 | 7346 | 1000 | -1016 | -16 | 7346 | 1000 | -1016 | -16 | 7346 | 1559.4372 | -1368.1362 | 191.301 | 7346 | 1559.4372 | -1368.1362 | 191.301 | 7346 | 1559.4372 | -1368.1362 | 191.301 | 7346 | 527.8311 | 71.0172 | 598.8483 | 7346 | 527.8311 | 71.0172 | 598.8483 | 7346 | 527.8311 | 71.0172 | 598.8483
7347 | 961.0613 | -1016 | -54.9387 | 7347 | 961.0613 | -1016 | -54.9387 | 7347 | 961.0613 | -1016 | -54.9387 | 7347 | 1898.6559 | -1716 | 182.6559 | 7347 | 1898.6559 | -1716 | 182.6559 | 7347 | 1898.6559 | -1716 | 182.6559 | 7347 | 1131.1831 | -682.5453 | 448.6378 | 7347 | 1131.1831 | -682.5453 | 448.6378 | 7347 | 1131.1831 | -682.5453 | 448.6378
7348 | 960.4341 | -1016 | -55.5659 | 7348 | 1000 | -1016 | -16 | 7348 | 1000 | -1016 | -16 | 7348 | 1787.2953 | -1716 | 71.2953 | 7348 | 1787.2953 | -1716 | 71.2953 | 7348 | 1787.2953 | -1716 | 71.2953 | 7348 | 1831.1716 | -1533.2434 | 297.9282 | 7348 | 1831.1716 | -1533.2434 | 297.9282 | 7348 | 1831.1716 | -1533.2434 | 297.9282
7349 | 782.8916 | -1016 | -233.1084 | 7349 | 1000 | -1016 | -16 | 7349 | 1000 | -1016 | -16 | 7349 | 1570.4378 | -1716 | -145.5622 | 7349 | 1633.6127 | -1716 | -82.3873 | 7349 | 1633.6127 | -1716 | -82.3873 | 7349 | 1960.3311 | -1716 | 244.3311 | 7349 | 1960.3311 | -1716 | 244.3311 | 7349 | 1960.3311 | -1716 | 244.3311
7350 | 1000 | -1016 | -16 | 7350 | 1000 | -1016 | -16 | 7350 | 1000 | -1016 | -16 | 7350 | 1370.5256 | -1716 | -345.4744 | 7350 | 1870.5256 | -1716 | 154.5256 | 7350 | 1870.5256 | -1716 | 154.5256 | 7350 | 1708.7754 | -1716 | -7.2246 | 7350 | 1708.7754 | -1716 | -7.2246 | 7350 | 1708.7754 | -1716 | -7.2246
7351 | 1000 | -1016 | -16 | 7351 | 1000 | -1016 | -16 | 7351 | 1000 | -1016 | -16 | 7351 | 1768.9585 | -1716 | 52.9585 | 7351 | 1768.9585 | -1716 | 52.9585 | 7351 | 1751.0169 | -1716 | 35.0169 | 7351 | 1536.4303 | -1716 | -179.5697 | 7351 | 1736.4303 | -1716 | 20.4303 | 7351 | 1736.4303 | -1716 | 20.4303
7352 | 1000 | -1016 | -16 | 7352 | 1000 | -1016 | -16 | 7352 | 1000 | -1016 | -16 | 7352 | 1828.8692 | -1716 | 112.8692 | 7352 | 2000 | -1716 | 284 | 7352 | 1856.7895 | -1716 | 140.7895 | 7352 | 1780.1414 | -1716 | 64.1414 | 7352 | 1890.0164 | -1716 | 174.0164 | 7352 | 1849.5442 | -1716 | 133.5442
7353 | 402.4372 | -1016 | -613.5628 | 7353 | 402.4372 | -1016 | -613.5628 | 7353 | 402.4372 | -1016 | -613.5628 | 7353 | 1822.5857 | -1716 | 106.5857 | 7353 | 2000 | -1716 | 284 | 7353 | 1701.0498 | -1716 | -14.9502 | 7353 | 1982.45 | -1716 | 266.45 | 7353 | 2000 | -1716 | 284 | 7353 | 1928.3297 | -1716 | 212.3297
7354 | 363.8248 | -1016 | -652.1752 | 7354 | 363.8248 | -1016 | -652.1752 | 7354 | 363.8248 | -1016 | -652.1752 | 7354 | 1024.2629 | -1716 | -691.7371 | 7354 | 1928.9766 | -1716 | 212.9766 | 7354 | 1524.2629 | -1716 | -191.7371 | 7354 | 2000 | -1716 | 284 | 7354 | 2000 | -1716 | 284 | 7354 | 1829.9238 | -1716 | 113.9238
7355 | 394.3296 | -1016 | -621.6704 | 7355 | 394.3296 | -1016 | -621.6704 | 7355 | 394.3296 | -1016 | -621.6704 | 7355 | 1002.4059 | -1716 | -713.5941 | 7355 | 1502.4059 | -1716 | -213.5941 | 7355 | 1502.4059 | -1716 | -213.5941 | 7355 | 1173.2887 | -1716 | -542.7113 | 7355 | 2000 | -1716 | 284 | 7355 | 1576.0463 | -1716 | -139.9537
7356 | 364.1694 | -1016 | -651.8306 | 7356 | 364.1694 | -1016 | -651.8306 | 7356 | 364.1694 | -1016 | -651.8306 | 7356 | 932.6436 | -1716 | -783.3564 | 7356 | 1432.6436 | -1716 | -283.3564 | 7356 | 1432.6436 | -1716 | -283.3564 | 7356 | 965.1418 | -1716 | -750.8582 | 7356 | 1496.2669 | -1716 | -219.7331 | 7356 | 1465.1418 | -1716 | -250.8582
7357 | 350.0882 | -1016 | -665.9118 | 7357 | 350.0882 | -1016 | -665.9118 | 7357 | 350.0882 | -1016 | -665.9118 | 7357 | 903.6494 | -1716 | -812.3506 | 7357 | 1599.4037 | -1716 | -116.5963 | 7357 | 1403.6494 | -1716 | -312.3506 | 7357 | 918.6237 | -1716 | -797.3763 | 7357 | 918.6237 | -1716 | -797.3763 | 7357 | 918.6237 | -1716 | -797.3763
7358 | 467.8391 | -1016 | -548.1609 | 7358 | 880.7111 | -1016 | -135.2889 | 7358 | 865.3806 | -1016 | -150.6194 | 7358 | 1013.7832 | -1716 | -702.2168 | 7358 | 1373.3043 | -1716 | -342.6957 | 7358 | 1373.3043 | -1716 | -342.6957 | 7358 | 889.2793 | -1716 | -826.7207 | 7358 | 889.2793 | -1716 | -826.7207 | 7358 | 889.2793 | -1716 | -826.7207
7359 | 1000 | -1016 | -16 | 7359 | 1000 | -1016 | -16 | 7359 | 1000 | -1016 | -16 | 7359 | 883.132 | -1716 | -832.868 | 7359 | 1192.2472 | -1716 | -523.7528 | 7359 | 1192.2472 | -1716 | -523.7528 | 7359 | 922.7946 | -1716 | -793.2054 | 7359 | 922.7946 | -1716 | -793.2054 | 7359 | 922.7946 | -1716 | -793.2054
7360 | 479.3442 | -1016 | -536.6558 | 7360 | 1000 | -1016 | -16 | 7360 | 1000 | -1016 | -16 | 7360 | 935.4567 | -1716 | -780.5433 | 7360 | 935.4567 | -1716 | -780.5433 | 7360 | 935.4567 | -1716 | -780.5433 | 7360 | 730.0723 | -1716 | -985.9277 | 7360 | 803.5469 | -1716 | -912.4531 | 7360 | 803.5469 | -1716 | -912.4531
7361 | 610.9374 | -1016 | -405.0626 | 7361 | 1000 | -1016 | -16 | 7361 | 1000 | -1016 | -16 | 7361 | 896.2607 | -1716 | -819.7393 | 7361 | 896.2607 | -1716 | -819.7393 | 7361 | 896.2607 | -1716 | -819.7393 | 7361 | 210.1998 | -1716 | -1505.8002 | 7361 | 283.6744 | -1588.3794 | -1304.705 | 7361 | 283.6744 | -1344.8354 | -1061.161
7362 | 495.611 | -1016 | -520.389 | 7362 | 1000 | -1016 | -16 | 7362 | 1000 | -1016 | -16 | 7362 | 720.1183 | -1716 | -995.8817 | 7362 | 720.1183 | -1716 | -995.8817 | 7362 | 720.1183 | -1716 | -995.8817 | 7362 | -14.4939 | -1086.1422 | -1100.636 | 7362 | 58.9807 | -921.8728 | -862.892 | 7362 | 58.9807 | -921.8728 | -862.892
7363 | 494.6987 | -1016 | -521.3013 | 7363 | 1000 | -1016 | -16 | 7363 | 1000 | -1016 | -16 | 7363 | 911.6627 | -1716 | -804.3373 | 7363 | 911.6627 | -1716 | -804.3373 | 7363 | 911.6627 | -1716 | -804.3373 | 7363 | 154.4954 | -1006.1265 | -851.6311 | 7363 | 154.4954 | -1006.1265 | -851.6311 | 7363 | 154.4954 | -1006.1265 | -851.6311
7364 | 609.1414 | -1016 | -406.8586 | 7364 | 1000 | -1016 | -16 | 7364 | 1000 | -1016 | -16 | 7364 | 1026.3617 | -1716 | -689.6383 | 7364 | 1026.3617 | -1716 | -689.6383 | 7364 | 1026.3617 | -1716 | -689.6383 | 7364 | 280.594 | -1011.0293 | -730.4352 | 7364 | 280.594 | -1011.0293 | -730.4352 | 7364 | 280.594 | -1011.0293 | -730.4352
7365 | 686.6773 | -1016 | -329.3227 | 7365 | 1000 | -1016 | -16 | 7365 | 1000 | -1016 | -16 | 7365 | 1059.7507 | -1716 | -656.2493 | 7365 | 1059.7507 | -1716 | -656.2493 | 7365 | 1059.7507 | -1716 | -656.2493 | 7365 | 296.3656 | -816.785 | -520.4194 | 7365 | 296.3656 | -816.785 | -520.4194 | 7365 | 296.3656 | -816.785 | -520.4194
7366 | 822.5443 | -1016 | -193.4557 | 7366 | 1000 | -1016 | -16 | 7366 | 1000 | -1016 | -16 | 7366 | 937.6849 | -1716 | -778.3151 | 7366 | 937.6849 | -1716 | -778.3151 | 7366 | 937.6849 | -1716 | -778.3151 | 7366 | 108.696 | -326.9889 | -218.2929 | 7366 | 108.696 | -326.9889 | -218.2929 | 7366 | 108.696 | -326.9889 | -218.2929
7367 | 912.9409 | -1016 | -103.0591 | 7367 | 1000 | -1016 | -16 | 7367 | 1000 | -1016 | -16 | 7367 | 994.1839 | -1716 | -721.8161 | 7367 | 1095.1839 | -1716 | -620.8161 | 7367 | 1287.8756 | -1716 | -428.1244 | 7367 | 834.11 | -860.4193 | -26.3093 | 7367 | 834.11 | -860.4193 | -26.3093 | 7367 | 834.11 | -860.4193 | -26.3093
7368 | 971.0826 | -1016 | -44.9174 | 7368 | 1000 | -1016 | -16 | 7368 | 1000 | -1016 | -16 | 7368 | 1326.9484 | -1716 | -389.0516 | 7368 | 1481.8548 | -1517.6229 | -35.7681 | 7368 | 1456.4734 | -1517.6229 | -61.1495 | 7368 | 1688.5162 | -1467.3189 | 221.1973 | 7368 | 1688.5162 | -1467.3189 | 221.1973 | 7368 | 1688.5162 | -1467.3189 | 221.1973
7369 | 1000 | -1016 | -16 | 7369 | 1000 | -1016 | -16 | 7369 | 1000 | -1016 | -16 | 7369 | 1724.8971 | -1624.881 | 100.0161 | 7369 | 1928.4735 | -1508.4235 | 420.05 | 7369 | 1974.7686 | -1716 | 258.7686 | 7369 | 2000 | -1324.8508 | 675.1492 | 7369 | 2000 | -1324.8508 | 675.1492 | 7369 | 2000 | -1324.8508 | 675.1492
7370 | 987.7125 | -1016 | -28.2875 | 7370 | 987.7125 | -1016 | -28.2875 | 7370 | 987.7125 | -1016 | -28.2875 | 7370 | 1923.1075 | -1568.6468 | 354.4608 | 7370 | 2000 | -1568.6468 | 431.3532 | 7370 | 2000 | -1645.5392 | 354.4608 | 7370 | 2000 | -1119.6536 | 880.3464 | 7370 | 2000 | -1119.6536 | 880.3464 | 7370 | 2000 | -1119.6536 | 880.3464
7371 | 1000 | -1016 | -16 | 7371 | 1000 | -1016 | -16 | 7371 | 1000 | -1016 | -16 | 7371 | 2000 | -1538.6204 | 461.3796 | 7371 | 2000 | -1538.6204 | 461.3796 | 7371 | 2000 | -1538.6204 | 461.3796 | 7371 | 2000 | -943.628 | 1056.372 | 7371 | 2000 | -943.628 | 1056.372 | 7371 | 2000 | -943.628 | 1056.372
7372 | 982.028 | -1016 | -33.972 | 7372 | 982.028 | -1016 | -33.972 | 7372 | 982.028 | -1016 | -33.972 | 7372 | 2000 | -1564.9127 | 435.0873 | 7372 | 2000 | -1450.1079 | 549.8921 | 7372 | 1885.1952 | -1450.1079 | 435.0873 | 7372 | 2000 | -953.2034 | 1046.7966 | 7372 | 2000 | -953.2034 | 1046.7966 | 7372 | 2000 | -953.2034 | 1046.7966
7373 | 895.8018 | -1016 | -120.1982 | 7373 | 895.8018 | -1016 | -120.1982 | 7373 | 895.8018 | -1016 | -120.1982 | 7373 | 1790.7676 | -1456.4403 | 334.3273 | 7373 | 1790.7676 | -1342.693 | 448.0746 | 7373 | 1790.7676 | -1342.693 | 448.0746 | 7373 | 1113.892 | -181.4768 | 932.4152 | 7373 | 1113.892 | -181.4768 | 932.4152 | 7373 | 2000 | -1067.5848 | 932.4152
7374 | 1000 | -1016 | -16 | 7374 | 1000 | -1016 | -16 | 7374 | 1000 | -1016 | -16 | 7374 | 1776.8972 | -940.5996 | 836.2975 | 7374 | 1234.8226 | -368.5838 | 866.2388 | 7374 | 1803.8972 | -937.6955 | 866.2017 | 7374 | 590.792 | 265.6102 | 856.4021 | 7374 | 321.8241 | 534.578 | 856.4021 | 7374 | 321.8241 | 534.578 | 856.4021
7375 | 1000 | -1016 | -16 | 7375 | 1000 | -1016 | -16 | 7375 | 1000 | -1016 | -16 | 7375 | 1684.5668 | -499.2226 | 1185.3442 | 7375 | 1684.5668 | -474.8772 | 1209.6896 | 7375 | 1664.5668 | -859.3118 | 805.255 | 7375 | 336.6639 | 216.242 | 552.9059 | 7375 | 336.6639 | 216.242 | 552.9059 | 7375 | 336.6639 | 216.242 | 552.9059
7376 | 873.5133 | -1016 | -142.4867 | 7376 | 950.2392 | -1016 | -65.7608 | 7376 | 950.2392 | -1016 | -65.7608 | 7376 | 726.215 | -733.9693 | -7.7543 | 7376 | -273.785 | 334.5597 | 60.7747 | 7376 | 726.215 | -665.4403 | 60.7747 | 7376 | -274.8092 | 717.2956 | 442.4864 | 7376 | -274.8092 | 717.2956 | 442.4864 | 7376 | -274.8092 | 717.2956 | 442.4864
7377 | 511.577 | -649.217 | -137.64 | 7377 | 511.577 | -649.217 | -137.64 | 7377 | 511.577 | -649.217 | -137.64 | 7377 | -331.7664 | 476.2856 | 144.5192 | 7377 | -331.7664 | 476.2856 | 144.5192 | 7377 | -331.7664 | 476.2856 | 144.5192 | 7377 | -872.9896 | 1471.0088 | 598.0192 | 7377 | -872.9896 | 1471.0088 | 598.0192 | 7377 | -872.9896 | 1471.0088 | 598.0192
7378 | 582.9086 | -611.0149 | -28.1064 | 7378 | 582.9086 | -611.0149 | -28.1064 | 7378 | 582.9086 | -611.0149 | -28.1064 | 7378 | 171.2005 | 239.2847 | 410.4852 | 7378 | 171.2005 | 239.2847 | 410.4852 | 7378 | 171.2005 | 239.2847 | 410.4852 | 7378 | -849.704 | 1717 | 867.296 | 7378 | -849.704 | 1717 | 867.296 | 7378 | -849.704 | 1717 | 867.296
7379 | 1000 | -1016 | -16 | 7379 | 1000 | -1016 | -16 | 7379 | 1000 | -1016 | -16 | 7379 | 618.7702 | -229.011 | 389.7592 | 7379 | 575.0869 | -185.3277 | 389.7592 | 7379 | 618.7702 | -229.011 | 389.7592 | 7379 | -466.5238 | 1285.1734 | 818.6496 | 7379 | -466.5238 | 1285.1734 | 818.6496 | 7379 | -898.3504 | 1717 | 818.6496
7380 | 757.5316 | -1016 | -258.4684 | 7380 | 757.5316 | -1016 | -258.4684 | 7380 | 757.5316 | -1016 | -258.4684 | 7380 | 993.2462 | -916.6945 | 76.5517 | 7380 | 773.2462 | -1196.6945 | -423.4483 | 7380 | -144.3975 | -279.0508 | -423.4483 | 7380 | -1360.745 | 1717 | 356.255 | 7380 | -1360.745 | 1717 | 356.255 | 7380 | -568.6949 | 924.9499 | 356.255
7381 | 472.1331 | -1016 | -543.8669 | 7381 | 472.1331 | -1016 | -543.8669 | 7381 | 472.1331 | -1016 | -543.8669 | 7381 | 145.2021 | -480.1354 | -334.9333 | 7381 | -354.7979 | -642.0577 | -996.8556 | 7381 | -603.543 | -231.3903 | -834.9333 | 7381 | -825.2801 | 569.2006 | -256.0795 | 7381 | -825.2801 | 569.2006 | -256.0795 | 7381 | -825.2801 | 569.2006 | -256.0795
7382 | 239.964 | -1016 | -776.036 | 7382 | -260.036 | -1016 | -1276.036 | 7382 | -260.036 | -1016 | -1276.036 | 7382 | -251.5451 | -412.6018 | -664.1469 | 7382 | -251.5451 | -412.6018 | -664.1469 | 7382 | -251.5451 | -412.6018 | -664.1469 | 7382 | -1976.7111 | 1360.3612 | -616.3499 | 7382 | -1976.7111 | 1360.3612 | -616.3499 | 7382 | -1516.1241 | 899.7742 | -616.3499
7383 | -459.6322 | -418.9014 | -878.5336 | 7383 | -381.776 | -496.7576 | -878.5336 | 7383 | -459.6322 | -418.9014 | -878.5336 | 7383 | -608.3693 | -217.8737 | -826.243 | 7383 | -608.3693 | -217.8737 | -826.243 | 7383 | -511.9091 | -314.3339 | -826.243 | 7383 | -1163.3237 | 401.2111 | -762.1126 | 7383 | -1163.3237 | 401.2111 | -762.1126 | 7383 | -1163.3237 | 401.2111 | -762.1126
7384 | -557.2236 | -132.7636 | -689.9872 | 7384 | -557.2236 | -132.7636 | -689.9872 | 7384 | -557.2236 | -132.7636 | -689.9872 | 7384 | -906.4789 | 92.7643 | -813.7146 | 7384 | -906.4789 | 92.7643 | -813.7146 | 7384 | -906.4789 | 92.7643 | -813.7146 | 7384 | -1279.4872 | 501.0396 | -778.4476 | 7384 | -1279.4872 | 501.0396 | -778.4476 | 7384 | -1279.4872 | 501.0396 | -778.4476
7385 | -502.3397 | -104.0385 | -606.3782 | 7385 | -358.1011 | -248.2771 | -606.3782 | 7385 | -358.1011 | -248.2771 | -606.3782 | 7385 | -1215.4896 | 504.0335 | -711.4561 | 7385 | -1215.4896 | 504.0335 | -711.4561 | 7385 | -1215.4896 | 504.0335 | -711.4561 | 7385 | -1360.4811 | 700.2896 | -660.1915 | 7385 | -1360.4811 | 700.2896 | -660.1915 | 7385 | -1360.4811 | 700.2896 | -660.1915
7386 | -310.9369 | -351.772 | -662.7089 | 7386 | -310.9369 | -351.772 | -662.7089 | 7386 | -310.9369 | -351.772 | -662.7089 | 7386 | -1105.8174 | 565.1774 | -540.6399 | 7386 | -1105.8174 | 520.8218 | -584.9955 | 7386 | -1105.8174 | 536.6517 | -569.1656 | 7386 | -1415.4766 | 1000.7011 | -414.7756 | 7386 | -1415.4766 | 1000.7011 | -414.7756 | 7386 | -1415.4766 | 1000.7011 | -414.7756
7387 | -120.4652 | -485.0877 | -605.5529 | 7387 | -120.4652 | -818.421 | -938.8862 | 7387 | -120.4652 | -818.421 | -938.8862 | 7387 | -960.6441 | 558.5735 | -402.0706 | 7387 | -960.6441 | 536.3051 | -424.3389 | 7387 | -960.6441 | 520.4752 | -440.1688 | 7387 | -1495.7636 | 1299.7225 | -196.0411 | 7387 | -1495.7636 | 1299.7225 | -196.0411 | 7387 | -1495.7636 | 1299.7225 | -196.0411
7388 | 423.6541 | -948.7972 | -525.1432 | 7388 | -39.8504 | -985.2928 | -1025.1432 | 7388 | -39.8504 | -985.2928 | -1025.1432 | 7388 | -825.692 | 538.7675 | -286.9245 | 7388 | -825.692 | 272.0581 | -553.6339 | 7388 | -825.692 | 272.0581 | -553.6339 | 7388 | -1572.3036 | 1444.7253 | -127.5783 | 7388 | -1572.3036 | 1444.7253 | -127.5783 | 7388 | -1572.3036 | 1444.7253 | -127.5783
7389 | 507.712 | -1016 | -508.288 | 7389 | 7.712 | -1016 | -1008.288 | 7389 | 7.712 | -1016 | -1008.288 | 7389 | -404.6803 | 160.4708 | -244.2094 | 7389 | -788.7498 | 44.5404 | -744.2094 | 7389 | -788.7498 | 44.5404 | -744.2094 | 7389 | -1609.9527 | 1511.8073 | -98.1454 | 7389 | -1609.9527 | 1511.8073 | -98.1454 | 7389 | -1609.9527 | 1511.8073 | -98.1454
7390 | 550.63 | -1016 | -465.37 | 7390 | 50.63 | -1016 | -965.37 | 7390 | 50.63 | -1016 | -965.37 | 7390 | -488.7322 | 299.5244 | -189.2078 | 7390 | -966.3996 | 277.1918 | -689.2078 | 7390 | -961.9552 | 272.7474 | -689.2078 | 7390 | -1702.595 | 1671.4552 | -31.1398 | 7390 | -1702.595 | 1671.4552 | -31.1398 | 7390 | -1702.595 | 1671.4552 | -31.1398
7391 | 359.2821 | -1016 | -656.7179 | 7391 | 201.3232 | -1016 | -814.6768 | 7391 | 201.3232 | -1016 | -814.6768 | 7391 | -498.6085 | 445.2244 | -53.3842 | 7391 | -1357.1065 | 803.7223 | -553.3842 | 7391 | -1357.1065 | 803.7223 | -553.3842 | 7391 | -1714.6411 | 1717 | 2.3589 | 7391 | -1641.1665 | 1717 | 75.8335 | 7391 | -1641.1665 | 1717 | 75.8335
7392 | -130.8842 | -1016 | -1146.8842 | 7392 | -566.1807 | -1016 | -1582.1807 | 7392 | 57.6842 | -1016 | -958.3158 | 7392 | -1781.1679 | 498.2009 | -1282.967 | 7392 | -1874.4233 | 498.2009 | -1376.2224 | 7392 | -1257.8992 | 505.5418 | -752.3575 | 7392 | -1662.2016 | 1717 | 54.7984 | 7392 | -1588.727 | 1717 | 128.273 | 7392 | -1588.727 | 1717 | 128.273
7393 | -900.7626 | 302.756 | -598.0066 | 7393 | -900.7626 | 694.1251 | -206.6375 | 7393 | -900.7626 | 694.1251 | -206.6375 | 7393 | -1470.3643 | 1370.2318 | -100.1325 | 7393 | -1470.3643 | 1717 | 246.6357 | 7393 | -1470.3643 | 1717 | 246.6357 | 7393 | -1576.7034 | 1717 | 140.2966 | 7393 | -1576.7034 | 1717 | 140.2966 | 7393 | -1576.7034 | 1717 | 140.2966
7394 | -947.8699 | 188.4512 | -759.4187 | 7394 | -947.8699 | 807.0741 | -140.7959 | 7394 | -947.8699 | 807.0741 | -140.7959 | 7394 | -1536.695 | 1465.5061 | -71.1889 | 7394 | -1536.695 | 1717 | 180.305 | 7394 | -1536.695 | 1717 | 180.305 | 7394 | -1662.2573 | 1717 | 54.7427 | 7394 | -1608.2201 | 1717 | 108.7799 | 7394 | -1662.2573 | 1717 | 54.7427
7395 | -995.1182 | 591.4985 | -403.6198 | 7395 | -995.1182 | 801.7403 | -193.3779 | 7395 | -995.1182 | 801.7403 | -193.3779 | 7395 | -1609.2703 | 1433.6273 | -175.6431 | 7395 | -1609.2703 | 1717 | 107.7297 | 7395 | -1609.2703 | 1717 | 107.7297 | 7395 | -1760.1598 | 1717 | -43.1598 | 7395 | -1760.1598 | 1717 | -43.1598 | 7395 | -1760.1598 | 1717 | -43.1598
7396 | -1000 | 794.3409 | -205.6591 | 7396 | -1000 | 794.3409 | -205.6591 | 7396 | -1000 | 794.3409 | -205.6591 | 7396 | -1643.7851 | 1423.2152 | -220.5699 | 7396 | -1643.7851 | 1717 | 73.2149 | 7396 | -1643.7851 | 1717 | 73.2149 | 7396 | -1802.9487 | 1717 | -85.9487 | 7396 | -1802.9487 | 1717 | -85.9487 | 7396 | -1802.9487 | 1717 | -85.9487
7397 | -857.9635 | 1004.9707 | 147.0072 | 7397 | -857.9635 | 1017 | 159.0365 | 7397 | -857.9635 | 1017 | 159.0365 | 7397 | -1512.0831 | 1717 | 204.9169 | 7397 | -1475.3458 | 1717 | 241.6542 | 7397 | -1475.3458 | 1717 | 241.6542 | 7397 | -1629.4655 | 1717 | 87.5345 | 7397 | -1611.3687 | 1717 | 105.6313 | 7397 | -1629.4655 | 1717 | 87.5345
7398 | -765.4077 | 1017 | 251.5923 | 7398 | -765.4077 | 1017 | 251.5923 | 7398 | -765.4077 | 1017 | 251.5923 | 7398 | -1387.4552 | 1717 | 329.5448 | 7398 | -1380.3688 | 1717 | 336.6312 | 7398 | -1380.3688 | 1717 | 336.6312 | 7398 | -1532.0673 | 1717 | 184.9327 | 7398 | -1532.0673 | 1717 | 184.9327 | 7398 | -1532.0673 | 1717 | 184.9327
7399 | -804.7223 | 1017 | 212.2777 | 7399 | -804.7223 | 1017 | 212.2777 | 7399 | -804.7223 | 1017 | 212.2777 | 7399 | -1346.026 | 1717 | 370.974 | 7399 | -1346.026 | 1717 | 370.974 | 7399 | -1346.026 | 1717 | 370.974 | 7399 | -1571.0163 | 1717 | 145.9837 | 7399 | -1571.0163 | 1717 | 145.9837 | 7399 | -1571.0163 | 1717 | 145.9837
7400 | -784.6099 | 1017 | 232.3901 | 7400 | -784.6099 | 1017 | 232.3901 | 7400 | -784.6099 | 1017 | 232.3901 | 7400 | -1324.7093 | 1717 | 392.2907 | 7400 | -1324.7093 | 1717 | 392.2907 | 7400 | -1324.7093 | 1717 | 392.2907 | 7400 | -1548.4952 | 1717 | 168.5048 | 7400 | -1548.4952 | 1717 | 168.5048 | 7400 | -1548.4952 | 1717 | 168.5048
7401 | -781.1698 | 1017 | 235.8302 | 7401 | -781.1698 | 1017 | 235.8302 | 7401 | -781.1698 | 1017 | 235.8302 | 7401 | -1321.3476 | 1717 | 395.6524 | 7401 | -1321.3476 | 1717 | 395.6524 | 7401 | -1321.3476 | 1717 | 395.6524 | 7401 | -1545.212 | 1717 | 171.788 | 7401 | -1545.212 | 1717 | 171.788 | 7401 | -1545.212 | 1717 | 171.788
7402 | -786.8937 | 1017 | 230.1063 | 7402 | -786.8937 | 1017 | 230.1063 | 7402 | -786.8937 | 1017 | 230.1063 | 7402 | -1318.8571 | 1717 | 398.1429 | 7402 | -1318.8571 | 1717 | 398.1429 | 7402 | -1318.8571 | 1717 | 398.1429 | 7402 | -1534.5071 | 1717 | 182.4929 | 7402 | -1534.5071 | 1717 | 182.4929 | 7402 | -1505.1737 | 1717 | 211.8263
7403 | -725.823 | 1017 | 291.177 | 7403 | -725.823 | 1017 | 291.177 | 7403 | -725.823 | 1017 | 291.177 | 7403 | -1318.2145 | 1717 | 398.7855 | 7403 | -1318.2145 | 1717 | 398.7855 | 7403 | -1318.2145 | 1717 | 398.7855 | 7403 | -1447.3433 | 1717 | 269.6567 | 7403 | -1447.3433 | 1717 | 269.6567 | 7403 | -1447.3433 | 1717 | 269.6567
7404 | -681.249 | 1017 | 335.751 | 7404 | -681.249 | 1017 | 335.751 | 7404 | -681.249 | 1017 | 335.751 | 7404 | -1259.1249 | 1717 | 457.8751 | 7404 | -1109.1474 | 1717 | 607.8526 | 7404 | -1259.1249 | 1717 | 457.8751 | 7404 | -1373.7381 | 1717 | 343.2619 | 7404 | -1291.6048 | 1717 | 425.3952 | 7404 | -1291.6048 | 1717 | 425.3952
7405 | -716.9331 | 1017 | 300.0669 | 7405 | -422.7978 | 1017 | 594.2022 | 7405 | -378.7375 | 1017 | 638.2625 | 7405 | -1066.2706 | 1717 | 650.7294 | 7405 | -724.5906 | 1717 | 992.4094 | 7405 | -933.4026 | 1717 | 783.5974 | 7405 | -1350.7142 | 1717 | 366.2858 | 7405 | -1350.7142 | 1717 | 366.2858 | 7405 | -1197.9027 | 1717 | 519.0973
7406 | -637.0888 | 1017 | 379.9112 | 7406 | -414.3758 | 1017 | 602.6242 | 7406 | -458.436 | 1017 | 558.564 | 7406 | -890.6926 | 1717 | 826.3074 | 7406 | -618.6729 | 1717 | 1098.3271 | 7406 | -940.1461 | 1717 | 776.8539 | 7406 | -1281.8007 | 1717 | 435.1993 | 7406 | -1277.7027 | 1717 | 439.2973 | 7406 | -1277.7027 | 1717 | 439.2973
7407 | -635.4041 | 1017 | 381.5959 | 7407 | -635.4041 | 1017 | 381.5959 | 7407 | -635.4041 | 1017 | 381.5959 | 7407 | -1226.5967 | 1518.1456 | 291.5489 | 7407 | -1226.5967 | 1717 | 490.4033 | 7407 | -1076.6191 | 1717 | 640.3809 | 7407 | -1354.5265 | 1717 | 362.4735 | 7407 | -1354.5265 | 1717 | 362.4735 | 7407 | -1354.5265 | 1717 | 362.4735
7408 | -527.0038 | 1017 | 489.9962 | 7408 | -527.0038 | 1017 | 489.9962 | 7408 | -527.0038 | 1017 | 489.9962 | 7408 | -1074.9647 | 1717 | 642.0353 | 7408 | -934.1113 | 1717 | 782.8887 | 7408 | -934.1113 | 1717 | 782.8887 | 7408 | -1286.8926 | 1717 | 430.1074 | 7408 | -1286.8926 | 1717 | 430.1074 | 7408 | -1157.778 | 1717 | 559.222
7409 | -588.8392 | 901.0168 | 312.1775 | 7409 | -470.3019 | 1017 | 546.6981 | 7409 | -470.3019 | 1017 | 546.6981 | 7409 | -470.1308 | 1155.6674 | 685.5366 | 7409 | -470.1308 | 1155.6674 | 685.5366 | 7409 | -470.1308 | 1155.6674 | 685.5366 | 7409 | -569.4297 | 1717 | 1147.5703 | 7409 | -1384.0458 | 1717 | 332.9542 | 7409 | -1384.0458 | 1717 | 332.9542
7410 | 335.5951 | -170.5152 | 165.0799 | 7410 | 335.5951 | -170.5152 | 165.0799 | 7410 | 335.5951 | -170.5152 | 165.0799 | 7410 | 149.9028 | 327.6109 | 477.5138 | 7410 | 149.9028 | 327.6109 | 477.5138 | 7410 | 149.9028 | 327.6109 | 477.5138 | 7410 | -1033.6353 | 1717 | 683.3647 | 7410 | -1253.6353 | 1717 | 463.3647 | 7410 | -753.4383 | 1717 | 963.5617
7411 | 927.113 | -908.5424 | 18.5706 | 7411 | 927.113 | -908.5424 | 18.5706 | 7411 | 927.113 | -908.5424 | 18.5706 | 7411 | 699.5618 | -392.5712 | 306.9905 | 7411 | 699.5618 | -392.5712 | 306.9905 | 7411 | 699.5618 | -392.5712 | 306.9905 | 7411 | -712.4761 | 1717 | 1004.5239 | 7411 | -712.4761 | 1717 | 1004.5239 | 7411 | -712.4761 | 1717 | 1004.5239
7412 | 560.802 | -662.1557 | -101.3536 | 7412 | 560.802 | -662.1557 | -101.3536 | 7412 | 560.802 | -662.1557 | -101.3536 | 7412 | 67.9617 | 112.5624 | 180.5242 | 7412 | 67.9617 | 112.5624 | 180.5242 | 7412 | 67.9617 | 112.5624 | 180.5242 | 7412 | -1122.3653 | 1717 | 594.6347 | 7412 | -1342.3653 | 1717 | 374.6347 | 7412 | -1342.3653 | 1717 | 374.6347
7413 | 647.0913 | -716.6315 | -69.5402 | 7413 | 647.0913 | -716.6315 | -69.5402 | 7413 | 647.0913 | -716.6315 | -69.5402 | 7413 | 133.2363 | 77.1539 | 210.3902 | 7413 | 133.2363 | 77.1539 | 210.3902 | 7413 | 133.2363 | 77.1539 | 210.3902 | 7413 | -1078.1054 | 1717 | 638.8946 | 7413 | -1298.1054 | 1717 | 418.8946 | 7413 | -1221.7898 | 1717 | 495.2102
7414 | 453.6334 | -441.5213 | 12.1121 | 7414 | 453.6334 | -441.5213 | 12.1121 | 7414 | 453.6334 | -441.5213 | 12.1121 | 7414 | -85.4446 | 356.4252 | 270.9806 | 7414 | -85.4446 | 356.4252 | 270.9806 | 7414 | -85.4446 | 356.4252 | 270.9806 | 7414 | -1542.0092 | 1717 | 174.9908 | 7414 | -1322.0092 | 1717 | 394.9908 | 7414 | -1542.0092 | 1717 | 174.9908
7415 | -304.5719 | 315.7717 | 11.1998 | 7415 | -304.5719 | 315.7717 | 11.1998 | 7415 | -304.5719 | 315.7717 | 11.1998 | 7415 | -893.1184 | 1158.7263 | 265.6079 | 7415 | -893.1184 | 1158.7263 | 265.6079 | 7415 | -893.1184 | 1158.7263 | 265.6079 | 7415 | -1907.0812 | 1717 | -190.0812 | 7415 | -1907.0812 | 1717 | -190.0812 | 7415 | -1907.0812 | 1717 | -190.0812
7416 | -943.5866 | 991.4317 | 47.8451 | 7416 | -943.5866 | 991.4317 | 47.8451 | 7416 | -943.5866 | 991.4317 | 47.8451 | 7416 | -1564.9139 | 1717 | 152.0861 | 7416 | -1586.9139 | 1717 | 130.0861 | 7416 | -1586.9139 | 1717 | 130.0861 | 7416 | -1857.295 | 1717 | -140.295 | 7416 | -1857.295 | 1717 | -140.295 | 7416 | -1857.295 | 1717 | -140.295
7417 | -1000 | 1003.1024 | 3.1024 | 7417 | -1000 | 1003.1024 | 3.1024 | 7417 | -1000 | 1003.1024 | 3.1024 | 7417 | -1632.9392 | 1717 | 84.0608 | 7417 | -1632.9392 | 1717 | 84.0608 | 7417 | -1632.9392 | 1717 | 84.0608 | 7417 | -1846.4079 | 1717 | -129.4079 | 7417 | -1846.4079 | 1717 | -129.4079 | 7417 | -1888.1236 | 1717 | -171.1236
7418 | -1000 | 941.7027 | -58.2973 | 7418 | -1000 | 941.7027 | -58.2973 | 7418 | -1000 | 941.7027 | -58.2973 | 7418 | -1626.8645 | 1717 | 90.1355 | 7418 | -1626.8645 | 1717 | 90.1355 | 7418 | -1626.8645 | 1717 | 90.1355 | 7418 | -1658.4247 | 1717 | 58.5753 | 7418 | -1856.6592 | 1717 | -139.6592 | 7418 | -1856.6592 | 1717 | -139.6592
7419 | -1000 | 898.5266 | -101.4734 | 7419 | -1000 | 898.5266 | -101.4734 | 7419 | -1000 | 898.5266 | -101.4734 | 7419 | -1616.4464 | 1717 | 100.5536 | 7419 | -1616.4464 | 1717 | 100.5536 | 7419 | -1616.4464 | 1717 | 100.5536 | 7419 | -1863.8627 | 1717 | -146.8627 | 7419 | -1863.8627 | 1717 | -146.8627 | 7419 | -1863.8627 | 1717 | -146.8627
7420 | -1000 | 788.3324 | -211.6676 | 7420 | -1000 | 788.3324 | -211.6676 | 7420 | -1000 | 219.4598 | -780.5402 | 7420 | -1574.3354 | 1602.0275 | 27.6921 | 7420 | -1574.3354 | 1602.0275 | 27.6921 | 7420 | -1574.3354 | 1602.0275 | 27.6921 | 7420 | -1821.3486 | 1717 | -104.3486 | 7420 | -1821.3486 | 1717 | -104.3486 | 7420 | -1821.3486 | 1255.3316 | -566.017
7421 | -964.6289 | 981.3149 | 16.686 | 7421 | -964.6289 | 981.3149 | 16.686 | 7421 | -964.6289 | 500.3862 | -464.2427 | 7421 | -1533.4548 | 1717 | 183.5452 | 7421 | -1533.4548 | 1717 | 183.5452 | 7421 | -1533.4548 | 1717 | 183.5452 | 7421 | -1785.9672 | 1717 | -68.9672 | 7421 | -1785.9672 | 1717 | -68.9672 | 7421 | -1785.9672 | 1717 | -68.9672
7422 | -902.4819 | 937.3813 | 34.8994 | 7422 | -902.4819 | 937.3813 | 34.8994 | 7422 | -902.4819 | 937.3813 | 34.8994 | 7422 | -1471.2078 | 1717 | 245.7922 | 7422 | -1471.2078 | 1717 | 245.7922 | 7422 | -1471.2078 | 1717 | 245.7922 | 7422 | -1723.6201 | 1717 | -6.6201 | 7422 | -1723.6201 | 1717 | -6.6201 | 7422 | -1535.8868 | 1717 | 181.1132
7423 | -831.2241 | 775.0513 | -56.1728 | 7423 | -831.2241 | 775.0513 | -56.1728 | 7423 | -831.2241 | 775.0513 | -56.1728 | 7423 | -1398.1903 | 1582.2281 | 184.0378 | 7423 | -1398.1903 | 1582.2281 | 184.0378 | 7423 | -1398.1903 | 1582.2281 | 184.0378 | 7423 | -1648.843 | 1717 | 68.157 | 7423 | -1648.843 | 1717 | 68.157 | 7423 | -1648.843 | 1717 | 68.157
7424 | -793.7079 | 879.3421 | 85.6342 | 7424 | -793.7079 | 879.3421 | 85.6342 | 7424 | -793.7079 | 879.3421 | 85.6342 | 7424 | -1361.2334 | 1670.3126 | 309.0793 | 7424 | -1361.2334 | 1670.3126 | 309.0793 | 7424 | -1361.2334 | 1670.3126 | 309.0793 | 7424 | -1612.4454 | 1717 | 104.5546 | 7424 | -1612.4454 | 1717 | 104.5546 | 7424 | -1395.3788 | 1717 | 321.6212
7425 | -785.4972 | 817.9475 | 32.4504 | 7425 | -785.4972 | 817.9475 | 32.4504 | 7425 | -785.4972 | 817.9475 | 32.4504 | 7425 | -1360.084 | 1608.7231 | 248.6391 | 7425 | -1360.084 | 1608.7231 | 248.6391 | 7425 | -1360.084 | 1608.7231 | 248.6391 | 7425 | -1618.3574 | 1717 | 98.6426 | 7425 | -1618.3574 | 1717 | 98.6426 | 7425 | -1618.3574 | 1717 | 98.6426
7426 | -837.1569 | 806.6622 | -30.4947 | 7426 | -837.1569 | 806.6622 | -30.4947 | 7426 | -837.1569 | 806.6622 | -30.4947 | 7426 | -1428.6909 | 1681.0975 | 252.4066 | 7426 | -1428.6909 | 1681.0975 | 252.4066 | 7426 | -1428.6909 | 1681.0975 | 252.4066 | 7426 | -1703.9114 | 1717 | 13.0886 | 7426 | -1703.9114 | 1717 | 13.0886 | 7426 | -1703.9114 | 1717 | 13.0886
7427 | -854.0254 | 809.2166 | -44.8089 | 7427 | -854.0254 | 809.2166 | -44.8089 | 7427 | -854.0254 | 809.2166 | -44.8089 | 7427 | -1443.706 | 1648.7044 | 204.9984 | 7427 | -1443.706 | 1648.7044 | 204.9984 | 7427 | -1443.706 | 1648.7044 | 204.9984 | 7427 | -1441.3398 | 1717 | 275.6602 | 7427 | -1717.0732 | 1717 | -0.073172 | 7427 | -1441.3398 | 1717 | 275.6602
7428 | -859.8737 | 1017 | 157.1263 | 7428 | -859.8737 | 1017 | 157.1263 | 7428 | -859.8737 | 1017 | 157.1263 | 7428 | -1448.94 | 1717 | 268.06 | 7428 | -1448.94 | 1717 | 268.06 | 7428 | -1448.94 | 1717 | 268.06 | 7428 | -1451.8261 | 1717 | 265.1739 | 7428 | -1721.6928 | 1717 | -4.6928 | 7428 | -1721.6928 | 1717 | -4.6928
7429 | -878.9521 | 1017 | 138.0479 | 7429 | -878.9521 | 1017 | 138.0479 | 7429 | -878.9521 | 1017 | 138.0479 | 7429 | -1476.8124 | 1717 | 240.1876 | 7429 | -1476.8124 | 1717 | 240.1876 | 7429 | -1476.8124 | 1717 | 240.1876 | 7429 | -1758.3592 | 1717 | -41.3592 | 7429 | -1758.3592 | 1717 | -41.3592 | 7429 | -1758.3592 | 1717 | -41.3592
7430 | -914.3944 | 1017 | 102.6056 | 7430 | -914.3944 | 1017 | 102.6056 | 7430 | -914.3944 | 1017 | 102.6056 | 7430 | -1510.9566 | 1717 | 206.0434 | 7430 | -1510.9566 | 1717 | 206.0434 | 7430 | -1510.9566 | 1717 | 206.0434 | 7430 | -1791.2053 | 1717 | -74.2053 | 7430 | -1791.2053 | 1717 | -74.2053 | 7430 | -1791.2053 | 1717 | -74.2053
7431 | -983.5891 | 1017 | 33.4109 | 7431 | -983.5891 | 1017 | 33.4109 | 7431 | -983.5891 | 1017 | 33.4109 | 7431 | -1569.4664 | 1717 | 147.5336 | 7431 | -1569.4664 | 1717 | 147.5336 | 7431 | -1569.4664 | 1717 | 147.5336 | 7431 | -1839.0302 | 1717 | -122.0302 | 7431 | -1839.0302 | 1717 | -122.0302 | 7431 | -1839.0302 | 1717 | -122.0302
7432 | -927.2533 | 1017 | 89.7467 | 7432 | -927.2533 | 1017 | 89.7467 | 7432 | -927.2533 | 1017 | 89.7467 | 7432 | -1497.442 | 1717 | 219.558 | 7432 | -1497.442 | 1717 | 219.558 | 7432 | -1497.442 | 1717 | 219.558 | 7432 | -1751.3173 | 1717 | -34.3173 | 7432 | -1751.3173 | 1717 | -34.3173 | 7432 | -1751.3173 | 1717 | -34.3173
7433 | -1000 | 1017 | 17 | 7433 | -1000 | 920.3448 | -79.6552 | 7433 | -1000 | 1017 | 17 | 7433 | -1625.2977 | 1717 | 91.7023 | 7433 | -1625.2977 | 1717 | 91.7023 | 7433 | -1625.2977 | 1717 | 91.7023 | 7433 | -1868.0745 | 1717 | -151.0745 | 7433 | -1868.0745 | 1717 | -151.0745 | 7433 | -1868.0745 | 1717 | -151.0745
7434 | -711.6378 | 1017 | 305.3622 | 7434 | -711.6378 | 721.6703 | 10.0325 | 7434 | -711.6378 | 721.6703 | 10.0325 | 7434 | -1321.6544 | 1717 | 395.3456 | 7434 | -1343.6544 | 1717 | 373.3456 | 7434 | -1321.6544 | 1717 | 395.3456 | 7434 | -1757.8864 | 1717 | -40.8864 | 7434 | -1757.8864 | 1717 | -40.8864 | 7434 | -1757.8864 | 1717 | -40.8864
7435 | -275.6688 | 598.2368 | 322.568 | 7435 | -275.6688 | 598.2368 | 322.568 | 7435 | -275.6688 | 598.2368 | 322.568 | 7435 | -855.2396 | 1602.528 | 747.2884 | 7435 | -855.2396 | 1602.528 | 747.2884 | 7435 | -855.2396 | 1602.528 | 747.2884 | 7435 | -1741.3117 | 1717 | -24.3117 | 7435 | -1741.3117 | 1717 | -24.3117 | 7435 | -1741.3117 | 1717 | -24.3117
7436 | 6.2293 | 132.7939 | 139.0231 | 7436 | 6.2293 | 132.7939 | 139.0231 | 7436 | 6.2293 | 132.7939 | 139.0231 | 7436 | -523.8321 | 990.1624 | 466.3303 | 7436 | -523.8321 | 990.1624 | 466.3303 | 7436 | -523.8321 | 990.1624 | 466.3303 | 7436 | -1586.7229 | 1717 | 130.2771 | 7436 | -1586.7229 | 1717 | 130.2771 | 7436 | -1586.7229 | 1717 | 130.2771
7437 | -111.0051 | 103.585 | -7.4202 | 7437 | -111.0051 | 103.585 | -7.4202 | 7437 | -111.0051 | 103.585 | -7.4202 | 7437 | -614.517 | 847.077 | 232.5601 | 7437 | -614.517 | 847.077 | 232.5601 | 7437 | -614.517 | 847.077 | 232.5601 | 7437 | -1414.6317 | 1717 | 302.3683 | 7437 | -1414.6317 | 1717 | 302.3683 | 7437 | -1414.6317 | 1717 | 302.3683
7438 | -512.7025 | 403.6478 | -109.0547 | 7438 | -512.7025 | 403.6478 | -109.0547 | 7438 | -512.7025 | 403.6478 | -109.0547 | 7438 | -1028.6048 | 1083.376 | 54.7712 | 7438 | -1028.6048 | 1083.376 | 54.7712 | 7438 | -1028.6048 | 1083.376 | 54.7712 | 7438 | -1323.1842 | 1717 | 393.8158 | 7438 | -1311.3139 | 1717 | 405.6861 | 7438 | -1323.1842 | 1717 | 393.8158
7439 | -701.2812 | 639.9766 | -61.3046 | 7439 | -701.2812 | 639.9766 | -61.3046 | 7439 | -701.2812 | 639.9766 | -61.3046 | 7439 | -1133.0794 | 1161.1203 | 28.041 | 7439 | -1133.0794 | 1161.1203 | 28.041 | 7439 | -1133.0794 | 1161.1203 | 28.041 | 7439 | -1248.5641 | 1552.1214 | 303.5573 | 7439 | -1248.5641 | 1552.1214 | 303.5573 | 7439 | -1248.5641 | 1552.1214 | 303.5573
7440 | -765.9264 | 730.7508 | -35.1756 | 7440 | -765.9264 | 730.7508 | -35.1756 | 7440 | -765.9264 | 730.7508 | -35.1756 | 7440 | -1201.1012 | 1187.2634 | -13.8378 | 7440 | -1201.1012 | 1187.2634 | -13.8378 | 7440 | -1201.1012 | 1187.2634 | -13.8378 | 7440 | -1319.9625 | 1513.28 | 193.3175 | 7440 | -1319.9625 | 1513.28 | 193.3175 | 7440 | -1319.9625 | 1513.28 | 193.3175
7441 | -786.06 | 618.1568 | -167.9032 | 7441 | -786.06 | 618.1568 | -167.9032 | 7441 | -786.06 | 618.1568 | -167.9032 | 7441 | -1223.6574 | 1005.647 | -218.0104 | 7441 | -1223.6574 | 1005.647 | -218.0104 | 7441 | -1223.6574 | 1005.647 | -218.0104 | 7441 | -1344.9414 | 1267.5801 | -77.3613 | 7441 | -1344.9414 | 1267.5801 | -77.3613 | 7441 | -1344.9414 | 1267.5801 | -77.3613
7442 | -844.6655 | 569.4434 | -275.2222 | 7442 | -844.6655 | 569.4434 | -275.2222 | 7442 | -844.6655 | 569.4434 | -275.2222 | 7442 | -1302.7462 | 957.3009 | -345.4452 | 7442 | -1302.7462 | 957.3009 | -345.4452 | 7442 | -1302.7462 | 957.3009 | -345.4452 | 7442 | -1444.5133 | 1223.455 | -221.0584 | 7442 | -1444.5133 | 1717 | 272.4867 | 7442 | -1444.5133 | 1717 | 272.4867
7443 | -909.705 | 601.8892 | -307.8158 | 7443 | -909.705 | 601.8892 | -307.8158 | 7443 | -909.705 | 601.8892 | -307.8158 | 7443 | -1395.9877 | 1057.3263 | -338.6614 | 7443 | -1395.9877 | 1057.3263 | -338.6614 | 7443 | -1395.9877 | 1057.3263 | -338.6614 | 7443 | -1565.9569 | 1392.4324 | -173.5245 | 7443 | -1565.9569 | 1717 | 151.0431 | 7443 | -1565.9569 | 1717 | 151.0431
7444 | -967.3377 | 728.1066 | -239.2311 | 7444 | -967.3377 | 728.1066 | -239.2311 | 7444 | -967.3377 | 728.1066 | -239.2311 | 7444 | -1488.7338 | 1266.8731 | -221.8608 | 7444 | -1488.7338 | 1266.8731 | -221.8608 | 7444 | -1488.7338 | 1266.8731 | -221.8608 | 7444 | -1693.8165 | 1682.7964 | -11.0201 | 7444 | -1693.8165 | 1717 | 23.1835 | 7444 | -1693.8165 | 1717 | 23.1835
7445 | -946.6619 | 654.1944 | -292.4674 | 7445 | -946.6619 | 654.1944 | -292.4674 | 7445 | -946.6619 | 654.1944 | -292.4674 | 7445 | -1483.3464 | 1214.4192 | -268.9272 | 7445 | -1483.3464 | 1214.4192 | -268.9272 | 7445 | -1483.3464 | 1214.4192 | -268.9272 | 7445 | -1703.7175 | 1653.1229 | -50.5946 | 7445 | -1703.7175 | 1717 | 13.2825 | 7445 | -1703.7175 | 1717 | 13.2825
7446 | -960.679 | 556.8409 | -403.8381 | 7446 | -960.679 | 556.8409 | -403.8381 | 7446 | -960.679 | 556.8409 | -403.8381 | 7446 | -1518.3006 | 1717 | 198.6994 | 7446 | -1518.3006 | 1717 | 198.6994 | 7446 | -1518.3006 | 1707.846 | 189.5454 | 7446 | -1759.6086 | 1561.9931 | -197.6156 | 7446 | -1759.6086 | 1717 | -42.6086 | 7446 | -1759.6086 | 1717 | -42.6086
7447 | -931.3337 | 655.5483 | -275.7854 | 7447 | -931.3337 | 655.5483 | -275.7854 | 7447 | -931.3337 | 655.5483 | -275.7854 | 7447 | -1502.6286 | 1717 | 214.3714 | 7447 | -1502.6286 | 1684.9254 | 182.2967 | 7447 | -1502.6286 | 1584.8717 | 82.2431 | 7447 | -1757.61 | 1687.3352 | -70.2749 | 7447 | -1757.61 | 1717 | -40.61 | 7447 | -1757.61 | 1717 | -40.61
7448 | -884.2255 | 406.7524 | -477.4731 | 7448 | -884.2255 | 406.7524 | -477.4731 | 7448 | -884.2255 | 406.7524 | -477.4731 | 7448 | -1465.2484 | 1114.6068 | -350.6416 | 7448 | -1465.2484 | 1175.2702 | -289.9782 | 7448 | -1465.2484 | 1214.9818 | -250.2666 | 7448 | -1729.9578 | 1449.4829 | -280.475 | 7448 | -1729.9578 | 1717 | -12.9578 | 7448 | -1729.9578 | 1717 | -12.9578
7449 | -871.8219 | 356.1823 | -515.6396 | 7449 | -871.8219 | 356.1823 | -515.6396 | 7449 | -871.8219 | 356.1823 | -515.6396 | 7449 | -1463.3915 | 1418.0567 | -45.3348 | 7449 | -1463.3915 | 1433.1839 | -30.2075 | 7449 | -1463.3915 | 1309.9071 | -153.4844 | 7449 | -1738.6475 | 1405.3621 | -333.2854 | 7449 | -1738.6475 | 1717 | -21.6475 | 7449 | -1738.6475 | 1717 | -21.6475
7450 | -982.3618 | 713.8979 | -268.4638 | 7450 | -982.3618 | 713.8979 | -268.4638 | 7450 | -982.3618 | 713.8979 | -268.4638 | 7450 | -1582.8323 | 1717 | 134.1677 | 7450 | -1582.8323 | 1717 | 134.1677 | 7450 | -1582.8323 | 1679.7819 | 96.9496 | 7450 | -1866.9893 | 1717 | -149.9893 | 7450 | -1723.4458 | 1717 | -6.4458 | 7450 | -1723.4458 | 1717 | -6.4458
7451 | -1000 | 1017 | 17 | 7451 | -1000 | 1017 | 17 | 7451 | -1000 | 1017 | 17 | 7451 | -1612.945 | 1717 | 104.055 | 7451 | -1612.945 | 1717 | 104.055 | 7451 | -1612.945 | 1717 | 104.055 | 7451 | -1900.0251 | 1717 | -183.0251 | 7451 | -1900.0251 | 1717 | -183.0251 | 7451 | -1770.1563 | 1717 | -53.1563
7452 | -1000 | 989.2944 | -10.7056 | 7452 | -1000 | 989.2944 | -10.7056 | 7452 | -1000 | 989.2944 | -10.7056 | 7452 | -1612.8435 | 1717 | 104.1565 | 7452 | -1612.8435 | 1703.3968 | 90.5533 | 7452 | -1612.8435 | 1703.3968 | 90.5533 | 7452 | -1898.7699 | 1717 | -181.7699 | 7452 | -1605.4366 | 1717 | 111.5634 | 7452 | -1898.7699 | 1717 | -181.7699
7453 | -1000 | 833.9362 | -166.0638 | 7453 | -1000 | 833.9362 | -166.0638 | 7453 | -1000 | 833.9362 | -166.0638 | 7453 | -1671.016 | 1615.7476 | -55.2684 | 7453 | -1671.016 | 1561.7364 | -109.2795 | 7453 | -1671.016 | 1561.7364 | -109.2795 | 7453 | -1953.0083 | 1717 | -236.0083 | 7453 | -1677.275 | 1717 | 39.725 | 7453 | -1677.275 | 1717 | 39.725
7454 | -972.0317 | 1017 | 44.9683 | 7454 | -972.0317 | 1017 | 44.9683 | 7454 | -972.0317 | 1017 | 44.9683 | 7454 | -1550.2563 | 1678.0356 | 127.7793 | 7454 | -1550.2563 | 1678.0356 | 127.7793 | 7454 | -1550.2563 | 1678.0356 | 127.7793 | 7454 | -1812.1674 | 1717 | -95.1674 | 7454 | -1642.0341 | 1717 | 74.9659 | 7454 | -1642.0341 | 1717 | 74.9659
7455 | -1000 | 1017 | 17 | 7455 | -1000 | 1017 | 17 | 7455 | -1000 | 1017 | 17 | 7455 | -1643.1791 | 1717 | 73.8209 | 7455 | -1643.1791 | 1717 | 73.8209 | 7455 | -1643.1791 | 1717 | 73.8209 | 7455 | -1895.7452 | 1717 | -178.7452 | 7455 | -1754.9452 | 1717 | -37.9452 | 7455 | -1754.9452 | 1717 | -37.9452
7456 | -881.6541 | 1017 | 135.3459 | 7456 | -881.6541 | 1017 | 135.3459 | 7456 | -881.6541 | 1017 | 135.3459 | 7456 | -1473.3057 | 1717 | 243.6943 | 7456 | -1521.3945 | 1717 | 195.6055 | 7456 | -1521.3945 | 1717 | 195.6055 | 7456 | -1901.78 | 1717 | -184.78 | 7456 | -1760.98 | 1717 | -43.98 | 7456 | -1760.98 | 1717 | -43.98
7457 | -751.6318 | 1017 | 265.3682 | 7457 | -751.6318 | 1017 | 265.3682 | 7457 | -751.6318 | 1017 | 265.3682 | 7457 | -1351.1016 | 1360.2348 | 9.1331 | 7457 | -1351.1016 | 1360.2348 | 9.1331 | 7457 | -1351.1016 | 1360.2348 | 9.1331 | 7457 | -1934.6351 | 1717 | -217.6351 | 7457 | -1817.3018 | 1717 | -100.3018 | 7457 | -1817.3018 | 1717 | -100.3018
7458 | -507.7137 | 602.12 | 94.4064 | 7458 | -507.7137 | 567.3444 | 59.6308 | 7458 | -507.7137 | 602.12 | 94.4064 | 7458 | -1083.5243 | 959.9413 | -123.583 | 7458 | -1083.5243 | 959.9413 | -123.583 | 7458 | -1083.5243 | 959.9413 | -123.583 | 7458 | -1891.55 | 1717 | -174.55 | 7458 | -1891.55 | 1717 | -174.55 | 7458 | -1881.8094 | 1717 | -164.8094
7459 | -765.8835 | 800.0667 | 34.1831 | 7459 | -765.8835 | 726.4019 | -39.4816 | 7459 | -765.8835 | 800.0667 | 34.1831 | 7459 | -1348.5314 | 1311.824 | -36.7074 | 7459 | -1348.5314 | 1311.824 | -36.7074 | 7459 | -1348.5314 | 1311.824 | -36.7074 | 7459 | -2000 | 1717 | -283 | 7459 | -1925.8832 | 1717 | -208.8832 | 7459 | -2000 | 1571.6655 | -428.3345
7460 | -813.0595 | 1017 | 203.9405 | 7460 | -813.0595 | 221.0693 | -591.9902 | 7460 | -813.0595 | 614.1385 | -198.921 | 7460 | -1234.6052 | 1717 | 482.3948 | 7460 | -1398.9468 | 1717 | 318.0532 | 7460 | -1398.9468 | 1717 | 318.0532 | 7460 | -1990.0514 | 1717 | -273.0514 | 7460 | -1990.0514 | 1717 | -273.0514 | 7460 | -1990.0514 | 1717 | -273.0514
7461 | -816.0977 | 1017 | 200.9023 | 7461 | -816.0977 | 847.5593 | 31.4616 | 7461 | -816.0977 | 847.5593 | 31.4616 | 7461 | -964.2287 | 1717 | 752.7713 | 7461 | -1376.3309 | 1717 | 340.6691 | 7461 | -1376.3309 | 1717 | 340.6691 | 7461 | -1832.9774 | 1717 | -115.9774 | 7461 | -1832.9774 | 1717 | -115.9774 | 7461 | -1832.9774 | 1717 | -115.9774
7462 | -612.1598 | 1017 | 404.8402 | 7462 | -716.7276 | 1017 | 300.2724 | 7462 | -716.7276 | 621.5678 | -95.1598 | 7462 | -784.6981 | 1717 | 932.3019 | 7462 | -1272.0225 | 1717 | 444.9775 | 7462 | -1272.0225 | 1717 | 444.9775 | 7462 | 430.7659 | 1717 | 2147.7659 | 7462 | -1655.298 | 1717 | 61.702 | 7462 | -1479.298 | 1717 | 237.702
7463 | -425.2603 | 1017 | 591.7397 | 7463 | -767.7103 | 1017 | 249.2897 | 7463 | -767.7103 | 966.5538 | 198.8434 | 7463 | -885.4171 | 1717 | 831.5829 | 7463 | -1105.4171 | 1717 | 611.5829 | 7463 | -916.6691 | 1717 | 800.3309 | 7463 | -1571.1812 | 1717 | 145.8188 | 7463 | -1571.1812 | 1717 | 145.8188 | 7463 | -1571.1812 | 1717 | 145.8188
7464 | -953.0912 | 1017 | 63.9088 | 7464 | -953.0912 | 1017 | 63.9088 | 7464 | -822.7412 | 1017 | 194.2588 | 7464 | -1478.3758 | 1717 | 238.6242 | 7464 | -1478.3758 | 1717 | 238.6242 | 7464 | -1101.3923 | 1717 | 615.6077 | 7464 | -1687.3469 | 1717 | 29.6531 | 7464 | -1687.3469 | 1717 | 29.6531 | 7464 | -1687.3469 | 1717 | 29.6531
7465 | -915.7413 | 1017 | 101.2587 | 7465 | -1000 | 1017 | 17 | 7465 | -915.7413 | 1017 | 101.2587 | 7465 | -1579.5142 | 1717 | 137.4858 | 7465 | -1579.5142 | 1717 | 137.4858 | 7465 | -1579.5142 | 1717 | 137.4858 | 7465 | -1702.0364 | 1717 | 14.9636 | 7465 | -1702.0364 | 1717 | 14.9636 | 7465 | -1702.0364 | 1717 | 14.9636
7466 | -1000 | 1017 | 17 | 7466 | -1000 | 1017 | 17 | 7466 | -758.886 | 1017 | 258.114 | 7466 | -1430.6767 | 1717 | 286.3233 | 7466 | -1429.7365 | 1717 | 287.2635 | 7466 | -1429.7365 | 1717 | 287.2635 | 7466 | 682.4454 | 1717 | 2399.4454 | 7466 | 682.4454 | 1717 | 2399.4454 | 7466 | -1931.6722 | 1717 | -214.6722
7467 | -530.7632 | 1017 | 486.2368 | 7467 | -750.7632 | 779.1613 | 28.398 | 7467 | -679.6632 | 1017 | 337.3368 | 7467 | -1191.797 | 1717 | 525.203 | 7467 | -1320.6312 | 1717 | 396.3688 | 7467 | -1100.6312 | 1717 | 616.3688 | 7467 | 682.1721 | 1717 | 2399.1721 | 7467 | 682.1721 | 1717 | 2399.1721 | 7467 | -1713.5375 | 1717 | 3.4625
7468 | 27.4278 | 883.3764 | 910.8043 | 7468 | 27.4278 | 383.3764 | 410.8043 | 7468 | 27.4278 | 383.3764 | 410.8043 | 7468 | -200.8954 | 1717 | 1516.1046 | 7468 | -482.4837 | 1717 | 1234.5163 | 7468 | -482.4837 | 1717 | 1234.5163 | 7468 | -1794.6774 | 1717 | -77.6774 | 7468 | -1794.6774 | 1717 | -77.6774 | 7468 | -1883.5882 | 1717 | -166.5882
7469 | 580.898 | 469.523 | 1050.421 | 7469 | 580.898 | 226.681 | 807.579 | 7469 | 580.898 | 469.523 | 1050.421 | 7469 | 135.2611 | 1552.165 | 1687.4261 | 7469 | 135.2611 | 1052.165 | 1187.4261 | 7469 | 135.2611 | 1052.165 | 1187.4261 | 7469 | -1007.8624 | 1717 | 709.1376 | 7469 | -1007.8624 | 1717 | 709.1376 | 7469 | -1047.8624 | 1717 | 669.1376
7470 | 1000 | -137.6379 | 862.3621 | 7470 | 1000 | -137.6379 | 862.3621 | 7470 | 1000 | -137.6379 | 862.3621 | 7470 | 710.5431 | 759.9217 | 1470.4649 | 7470 | 710.5431 | 759.9217 | 1470.4649 | 7470 | 710.5431 | 759.9217 | 1470.4649 | 7470 | -362.5744 | 1717 | 1354.4256 | 7470 | -582.5744 | 1717 | 1134.4256 | 7470 | -582.5744 | 1717 | 1134.4256
7471 | 1000 | -224.0767 | 775.9233 | 7471 | 1000 | -224.0767 | 775.9233 | 7471 | 1000 | -224.0767 | 775.9233 | 7471 | 1257.477 | 103.5892 | 1361.0662 | 7471 | 1257.477 | 103.5892 | 1361.0662 | 7471 | 1257.477 | 103.5892 | 1361.0662 | 7471 | 21.4165 | 1717 | 1738.4165 | 7471 | 241.4165 | 1717 | 1958.4165 | 7471 | 21.4165 | 1717 | 1738.4165
7472 | 1000 | -252.2941 | 747.7059 | 7472 | 1000 | -252.2941 | 747.7059 | 7472 | 1000 | -252.2941 | 747.7059 | 7472 | 1165.0564 | 152.6937 | 1317.7501 | 7472 | 1165.0564 | 152.6937 | 1317.7501 | 7472 | 1165.0564 | 152.6937 | 1317.7501 | 7472 | 13.7363 | 1717 | 1730.7363 | 7472 | 13.7363 | 1717 | 1730.7363 | 7472 | 332.4527 | 1717 | 2049.4527
7473 | 1000 | -199.4577 | 800.5423 | 7473 | 1000 | -199.4577 | 800.5423 | 7473 | 1000 | -199.4577 | 800.5423 | 7473 | 849.7369 | 510.8674 | 1360.6043 | 7473 | 849.7369 | 510.8674 | 1360.6043 | 7473 | 849.7369 | 510.8674 | 1360.6043 | 7473 | -152.6238 | 1717 | 1564.3762 | 7473 | -253.6879 | 1717 | 1463.3121 | 7473 | -171.0122 | 1717 | 1545.9878
7474 | 1000 | -202.7124 | 797.2876 | 7474 | 1000 | -202.7124 | 797.2876 | 7474 | 1000 | -202.7124 | 797.2876 | 7474 | 398.455 | 931.6775 | 1330.1325 | 7474 | 398.455 | 931.6775 | 1330.1325 | 7474 | 398.455 | 931.6775 | 1330.1325 | 7474 | -500.3041 | 1717 | 1216.6959 | 7474 | -540.8965 | 1080.4988 | 539.6023 | 7474 | -720.3041 | 1717 | 996.6959
7475 | 1000 | -264.7004 | 735.2996 | 7475 | 1000 | -264.7004 | 735.2996 | 7475 | 1000 | -264.7004 | 735.2996 | 7475 | 339.7008 | 884.1491 | 1223.85 | 7475 | 339.7008 | 884.1491 | 1223.85 | 7475 | 339.7008 | 884.1491 | 1223.85 | 7475 | -240.0242 | 1717 | 1476.9758 | 7475 | -514.2568 | 1717 | 1202.7432 | 7475 | -707.1405 | 1717 | 1009.8595
7476 | 889.1979 | -288.6343 | 600.5636 | 7476 | 889.1979 | -288.6343 | 600.5636 | 7476 | 889.1979 | -288.6343 | 600.5636 | 7476 | 309.7297 | 725.0626 | 1034.7923 | 7476 | 309.7297 | 725.0626 | 1034.7923 | 7476 | 309.7297 | 725.0626 | 1034.7923 | 7476 | -631.6646 | 1717 | 1085.3354 | 7476 | -517.2646 | 1717 | 1199.7354 | 7476 | -737.2646 | 1717 | 979.7354
7477 | 1000 | -399.6489 | 600.3511 | 7477 | 1000 | -399.6489 | 600.3511 | 7477 | 1000 | -399.6489 | 600.3511 | 7477 | 1181.3696 | -172.3702 | 1008.9994 | 7477 | 1181.3696 | -172.3702 | 1008.9994 | 7477 | 1181.3696 | -172.3702 | 1008.9994 | 7477 | 153.3716 | 1447.0386 | 1600.4103 | 7477 | 153.3716 | 1447.0386 | 1600.4103 | 7477 | 153.3716 | 1447.0386 | 1600.4103
7478 | 1000 | -616.9048 | 383.0952 | 7478 | 1000 | -616.9048 | 383.0952 | 7478 | 1000 | -616.9048 | 383.0952 | 7478 | 2000 | -1231.2726 | 768.7274 | 7478 | 2000 | -1231.2726 | 768.7274 | 7478 | 2000 | -1231.2726 | 768.7274 | 7478 | 1093.5455 | 235.3012 | 1328.8466 | 7478 | 1093.5455 | 235.3012 | 1328.8466 | 7478 | 1093.5455 | 235.3012 | 1328.8466
7479 | 1000 | -770.5295 | 229.4705 | 7479 | 1000 | -770.5295 | 229.4705 | 7479 | 1000 | -770.5295 | 229.4705 | 7479 | 1997.7749 | -1362.5486 | 635.2262 | 7479 | 1997.7749 | -1362.5486 | 635.2262 | 7479 | 1997.7749 | -1362.5486 | 635.2262 | 7479 | 1092.5751 | 39.4338 | 1132.0089 | 7479 | 1092.5751 | 39.4338 | 1132.0089 | 7479 | 1092.5751 | 39.4338 | 1132.0089
7480 | 1000 | -976.4055 | 23.5945 | 7480 | 1000 | -976.4055 | 23.5945 | 7480 | 1000 | -976.4055 | 23.5945 | 7480 | 1419.5222 | -1018.4523 | 401.0699 | 7480 | 1419.5222 | -1018.4523 | 401.0699 | 7480 | 1419.5222 | -1018.4523 | 401.0699 | 7480 | 471.8747 | 404.0271 | 875.9018 | 7480 | 471.8747 | 404.0271 | 875.9018 | 7480 | 471.8747 | 404.0271 | 875.9018
7481 | 1000 | -1016 | -16 | 7481 | 1000 | -1016 | -16 | 7481 | 1000 | -1016 | -16 | 7481 | 1378.884 | -1119.3376 | 259.5464 | 7481 | 1378.884 | -1119.3376 | 259.5464 | 7481 | 1378.884 | -1119.3376 | 259.5464 | 7481 | 442.7957 | 249.6942 | 692.4898 | 7481 | 442.7957 | 249.6942 | 692.4898 | 7481 | 442.7957 | 249.6942 | 692.4898
7482 | 1000 | -1016 | -16 | 7482 | 1000 | -1016 | -16 | 7482 | 1000 | -1016 | -16 | 7482 | 1525.3295 | -1299.1196 | 226.2099 | 7482 | 1525.3295 | -1299.1196 | 226.2099 | 7482 | 1525.3295 | -1299.1196 | 226.2099 | 7482 | 600.3301 | -19.7682 | 580.5619 | 7482 | 600.3301 | -19.7682 | 580.5619 | 7482 | 600.3301 | -19.7682 | 580.5619
7483 | 1000 | -1016 | -16 | 7483 | 1000 | -1016 | -16 | 7483 | 1000 | -1016 | -16 | 7483 | 1721.7052 | -1716 | 5.7052 | 7483 | 1721.7052 | -1716 | 5.7052 | 7483 | 1721.7052 | -1716 | 5.7052 | 7483 | 1247.8602 | -1091.7421 | 156.1181 | 7483 | 1247.8602 | -1091.7421 | 156.1181 | 7483 | 1247.8602 | -1091.7421 | 156.1181
7484 | 862.6409 | -1016 | -153.3591 | 7484 | 1000 | -1016 | -16 | 7484 | 1000 | -1016 | -16 | 7484 | 1482.5345 | -1716 | -233.4655 | 7484 | 1482.5345 | -1716 | -233.4655 | 7484 | 1482.5345 | -1716 | -233.4655 | 7484 | 1321.089 | -1490.5656 | -169.4766 | 7484 | 1321.089 | -1490.5656 | -169.4766 | 7484 | 1321.089 | -1490.5656 | -169.4766
7485 | 1000 | -1016 | -16 | 7485 | 1000 | -1016 | -16 | 7485 | 1000 | -1016 | -16 | 7485 | 1389.9289 | -1716 | -326.0711 | 7485 | 1889.9289 | -1716 | 173.9289 | 7485 | 1789.9289 | -1716 | 73.9289 | 7485 | 1509.1833 | -1716 | -206.8167 | 7485 | 1602.7206 | -1409.5372 | 193.1833 | 7485 | 1602.7206 | -1409.5372 | 193.1833
7486 | 1000 | -1016 | -16 | 7486 | 1000 | -1016 | -16 | 7486 | 1000 | -1016 | -16 | 7486 | 1276.0849 | -1716 | -439.9151 | 7486 | 1630.7578 | -877.6226 | 753.1352 | 7486 | 937.9238 | -877.839 | 60.0849 | 7486 | 1302.5727 | -1716 | -413.4273 | 7486 | 1802.5727 | -1716 | 86.5727 | 7486 | 1802.5727 | -1716 | 86.5727
7487 | 733.3169 | -1016 | -282.6831 | 7487 | 1000 | -1016 | -16 | 7487 | 1000 | -1016 | -16 | 7487 | 1074.8181 | -1716 | -641.1819 | 7487 | 820.7474 | -1716 | -895.2526 | 7487 | 1574.8181 | -1716 | -141.1819 | 7487 | 1021.4096 | -1716 | -694.5904 | 7487 | 1521.4096 | -1716 | -194.5904 | 7487 | 1521.4096 | -1716 | -194.5904
7488 | 592.2278 | -1016 | -423.7722 | 7488 | 1000 | -1016 | -16 | 7488 | 1000 | -1016 | -16 | 7488 | 1277.1646 | -1716 | -438.8354 | 7488 | 1377.8673 | -1716 | -338.1327 | 7488 | 1377.8673 | -1716 | -338.1327 | 7488 | 1003.6284 | -1716 | -712.3716 | 7488 | 1273.5477 | -1716 | -442.4523 | 7488 | 1273.5477 | -1716 | -442.4523
7489 | 597.2966 | -1016 | -418.7034 | 7489 | 1000 | -1016 | -16 | 7489 | 1000 | -1016 | -16 | 7489 | 804.7108 | -1716 | -911.2892 | 7489 | 1803.1644 | -1716 | 87.1644 | 7489 | 1316.6412 | -1716 | -399.3588 | 7489 | 1430.8947 | -1716 | -285.1053 | 7489 | 1656.2277 | -1716 | -59.7723 | 7489 | 1421.0513 | -1716 | -294.9487
7490 | 467.2074 | -1016 | -548.7926 | 7490 | 1000 | -1016 | -16 | 7490 | 967.2074 | -1016 | -48.7926 | 7490 | 730.9241 | -1716 | -985.0759 | 7490 | 1567.0615 | -1716 | -148.9385 | 7490 | 1230.9241 | -1716 | -485.0759 | 7490 | 709.1284 | -1716 | -1006.8716 | 7490 | 1545.2038 | -1716 | -170.7962 | 7490 | 1109.174 | -1716 | -606.826
7491 | 566.2169 | -1016 | -449.7831 | 7491 | 1000 | -1016 | -16 | 7491 | 989.219 | -1016 | -26.781 | 7491 | 980.4867 | -1716 | -735.5133 | 7491 | 1218.8713 | -1716 | -497.1287 | 7491 | 1218.8713 | -1716 | -497.1287 | 7491 | 926.4226 | -1716 | -789.5774 | 7491 | 1100.6944 | -1716 | -615.3056 | 7491 | 1100.6944 | -1716 | -615.3056
7492 | 1000 | -1016 | -16 | 7492 | 1000 | -1016 | -16 | 7492 | 1000 | -1016 | -16 | 7492 | 1277.8805 | -1716 | -438.1195 | 7492 | 1276.9585 | -1716 | -439.0415 | 7492 | 1277.8805 | -1716 | -438.1195 | 7492 | 1168.8075 | -1716 | -547.1925 | 7492 | 1086.2399 | -1716 | -629.7601 | 7492 | 1236.2399 | -1716 | -479.7601
7493 | 1000 | -1016 | -16 | 7493 | 1000 | -1016 | -16 | 7493 | 1000 | -1016 | -16 | 7493 | 1395.2357 | -1716 | -320.7643 | 7493 | 1441.3334 | -1716 | -274.6666 | 7493 | 1292.1818 | -1716 | -423.8182 | 7493 | 1390.2877 | -1716 | -325.7123 | 7493 | 1425.8357 | -1716 | -290.1643 | 7493 | 1336.4716 | -1716 | -379.5284
7494 | 601.1048 | -1016 | -414.8952 | 7494 | 1000 | -1016 | -16 | 7494 | 766.4608 | -1016 | -249.5392 | 7494 | 587.3238 | -1716 | -1128.6762 | 7494 | 1177.0038 | -1716 | -538.9962 | 7494 | 1087.3238 | -1716 | -628.6762 | 7494 | 525.8506 | -1716 | -1190.1494 | 7494 | 1025.8506 | -1716 | -690.1494 | 7494 | 1025.8506 | -1716 | -690.1494
7495 | 189.9197 | -1016 | -826.0803 | 7495 | 658.8868 | -1016 | -357.1132 | 7495 | 658.8868 | -1016 | -357.1132 | 7495 | 747.4207 | -1716 | -968.5793 | 7495 | 1147.4207 | -1716 | -568.5793 | 7495 | 1247.4207 | -1716 | -468.5793 | 7495 | 788.149 | -1716 | -927.851 | 7495 | 1288.149 | -1716 | -427.851 | 7495 | 1288.149 | -1716 | -427.851
7496 | 559.1935 | -1016 | -456.8065 | 7496 | 559.1935 | -1016 | -456.8065 | 7496 | 559.1935 | -1016 | -456.8065 | 7496 | 1090.9205 | -1716 | -625.0795 | 7496 | 1090.9205 | -1716 | -625.0795 | 7496 | 1090.9205 | -1716 | -625.0795 | 7496 | 1047.1608 | -1716 | -668.8392 | 7496 | 868.149 | -1716 | -847.851 | 7496 | 1047.1608 | -1369.8976 | -322.7368
7497 | 947.786 | -1016 | -68.214 | 7497 | 947.786 | -1016 | -68.214 | 7497 | 947.786 | -1016 | -68.214 | 7497 | 964.5959 | -1412.9837 | -448.3878 | 7497 | 953.4848 | -1413.9837 | -460.4989 | 7497 | 953.5695 | -1716 | -762.4305 | 7497 | 107.3214 | -243.912 | -136.5906 | 7497 | 543.0888 | -679.6794 | -136.5906 | 7497 | 543.0888 | -679.6794 | -136.5906
7498 | 1000 | -1016 | -16 | 7498 | 1000 | -1016 | -16 | 7498 | 1000 | -1016 | -16 | 7498 | 706.1094 | -838.9012 | -132.7917 | 7498 | 1003.6754 | -1174.6686 | -170.9932 | 7498 | 689.7274 | -1322.5192 | -632.7917 | 7498 | -874.7277 | 1717 | 842.2723 | 7498 | -874.7277 | 1069.1906 | 194.4629 | 7498 | -874.7277 | 1069.1906 | 194.4629
7499 | 1000 | -1016 | -16 | 7499 | 1000 | -1016 | -16 | 7499 | 1000 | -1016 | -16 | 7499 | 490.1958 | -1399.6335 | -909.4377 | 7499 | 1154.5131 | -1123.7814 | 30.7317 | 7499 | 1088.7405 | -1716 | -627.2595 | 7499 | -1039.3581 | 1148.767 | 109.4089 | 7499 | -1039.3581 | 1148.767 | 109.4089 | 7499 | -1039.3581 | 1148.767 | 109.4089
7500 | 924.8826 | -1016 | -91.1174 | 7500 | 924.8826 | -1016 | -91.1174 | 7500 | 924.8826 | -1016 | -91.1174 | 7500 | 1364.1115 | -1716 | -351.8885 | 7500 | 1334.0387 | -1716 | -381.9613 | 7500 | 1287.372 | -1716 | -428.628 | 7500 | 381.7217 | -696.6859 | -314.9641 | 7500 | 459.192 | -774.1561 | -314.9641 | 7500 | 600.8064 | -915.7705 | -314.9641
7501 | 1000 | -1016 | -16 | 7501 | 1000 | -1016 | -16 | 7501 | 1000 | -1016 | -16 | 7501 | 2000 | -1716 | 284 | 7501 | 2000 | -1716 | 284 | 7501 | 2000 | -1716 | 284 | 7501 | 218.2128 | -560.2852 | -342.0723 | 7501 | 213.9802 | -556.0526 | -342.0723 | 7501 | 433.9802 | -776.0526 | -342.0723
7502 | 1000 | -1016 | -16 | 7502 | 1000 | -1016 | -16 | 7502 | 1000 | -1016 | -16 | 7502 | 2000 | -1716 | 284 | 7502 | 2000 | -1716 | 284 | 7502 | 2000 | -1716 | 284 | 7502 | 1191.5398 | -1552.1658 | -360.626 | 7502 | 971.6245 | -1332.2504 | -360.626 | 7502 | 751.5398 | -1112.1658 | -360.626
7503 | 1000 | -1016 | -16 | 7503 | 1000 | -1016 | -16 | 7503 | 1000 | -1016 | -16 | 7503 | 2000 | -1615.1244 | 384.8756 | 7503 | 2000 | -1716 | 284 | 7503 | 2000 | -1716 | 284 | 7503 | 2000 | -1716 | 284 | 7503 | 2000 | -504.9834 | 1495.0166 | 7503 | 1595.4297 | -100.413 | 1495.0166
7504 | 1000 | -1016 | -16 | 7504 | 1000 | -1016 | -16 | 7504 | 1000 | -1016 | -16 | 7504 | 2000 | -1362.7056 | 637.2944 | 7504 | 2000 | -1716 | 284 | 7504 | 2000 | -1716 | 284 | 7504 | 1593.1863 | -1716 | -122.8137 | 7504 | 1153.1863 | -1382.6371 | -229.4508 | 7504 | 1153.1863 | -1382.6371 | -229.4508
7505 | 1000 | -1016 | -16 | 7505 | 1000 | -1016 | -16 | 7505 | 1000 | -1016 | -16 | 7505 | 2000 | -1173.6553 | 826.3447 | 7505 | 2000 | -1673.6553 | 326.3447 | 7505 | 2000 | -1716 | 284 | 7505 | 125.4052 | -281.1469 | -155.7416 | 7505 | 565.4052 | -1002.5815 | -437.1763 | 7505 | 125.4052 | 1717 | 1842.4052
7506 | 1000 | -1016 | -16 | 7506 | 1000 | -1016 | -16 | 7506 | 1000 | -1016 | -16 | 7506 | 1456.7526 | -1716 | -259.2474 | 7506 | 1900.9853 | -1091.5056 | 809.4796 | 7506 | 1456.7526 | -929.8973 | 526.8554 | 7506 | -400.6034 | 1717 | 1316.3966 | 7506 | -180.6034 | 107.3487 | -73.2547 | 7506 | -180.6034 | 107.3487 | -73.2547
7507 | 1000 | -1016 | -16 | 7507 | 1000 | -1016 | -16 | 7507 | 1000 | -1016 | -16 | 7507 | 1518.9321 | -251.9921 | 1266.94 | 7507 | 990.4669 | -1716 | -725.5331 | 7507 | 1070.4669 | 196.4731 | 1266.94 | 7507 | -844.3248 | 1717 | 872.6752 | 7507 | -404.3248 | 1717 | 1312.6752 | 7507 | -844.3248 | 1717 | 872.6752
7508 | 1000 | -326.9285 | 673.0715 | 7508 | 1000 | -1016 | -16 | 7508 | 1000 | -684.8341 | 315.1659 | 7508 | 1019.0826 | 386.267 | 1405.3495 | 7508 | 744.9228 | 606.267 | 1351.1898 | 7508 | 799.0826 | 106.267 | 905.3495 | 7508 | -1164.564 | 1717 | 552.436 | 7508 | -1164.564 | 1273.4499 | 108.8859 | 7508 | -1384.564 | 1493.4499 | 108.8859
7509 | 1000 | -63.3371 | 936.6629 | 7509 | 1000 | -63.3371 | 936.6629 | 7509 | 1000 | -63.3371 | 936.6629 | 7509 | 721.1542 | -1253.9739 | -532.8197 | 7509 | -158.8458 | -1444.8719 | -1603.7177 | 7509 | 201.1542 | -1198.2053 | -997.0511 | 7509 | -1488.7257 | 1202.3263 | -286.3995 | 7509 | -1488.7257 | 1717 | 228.2743 | 7509 | -1268.7257 | 1717 | 448.2743
7510 | 726.9387 | 379.3614 | 1106.3001 | 7510 | 731.1713 | 297.6416 | 1028.8129 | 7510 | 726.9387 | 379.3614 | 1106.3001 | 7510 | -117.4268 | -1242.107 | -1359.5338 | 7510 | 72.5732 | -465.8707 | -393.2975 | 7510 | -417.4268 | -965.8707 | -1383.2975 | 7510 | -1872.0972 | 1717 | -155.0972 | 7510 | -1888.0384 | 1717 | -171.0384 | 7510 | -1872.0972 | 1717 | -155.0972
7511 | 443.922 | 762.7102 | 1206.6321 | 7511 | 635.2291 | 71.403 | 706.6321 | 7511 | 452.2824 | 254.3497 | 706.6321 | 7511 | 2000 | -1716 | 284 | 7511 | 2000 | -648.5115 | 1351.4885 | 7511 | -403.1352 | -418.6436 | -821.7788 | 7511 | -1919.5586 | 333.1714 | -1586.3872 | 7511 | -1919.5586 | 833.1714 | -1086.3872 | 7511 | -1771.6791 | 1685.2919 | -86.3872
7512 | 253.9071 | 1017 | 1270.9071 | 7512 | 62.0417 | 1017 | 1079.0417 | 7512 | 62.0417 | 1017 | 1079.0417 | 7512 | -577.4344 | 1717 | 1139.5656 | 7512 | -797.4344 | 1717 | 919.5656 | 7512 | -577.4344 | 1717 | 1139.5656 | 7512 | -1985.6526 | 1717 | -268.6526 | 7512 | -1985.6526 | 1717 | -268.6526 | 7512 | -1985.6526 | 1717 | -268.6526
7513 | 303.2238 | 1017 | 1320.2238 | 7513 | -416.0532 | 985.3121 | 569.2589 | 7513 | -229.0633 | 1017 | 787.9367 | 7513 | -1590.6925 | 1717 | 126.3075 | 7513 | -1290.6925 | 1717 | 426.3075 | 7513 | -1290.6925 | 1717 | 426.3075 | 7513 | -1778.3716 | 1717 | -61.3716 | 7513 | -2000 | 1717 | -283 | 7513 | -1778.3716 | 1717 | -61.3716
7514 | 274.4837 | 1017 | 1291.4837 | 7514 | -178.386 | 1017 | 838.614 | 7514 | -169.7313 | 1017 | 847.2687 | 7514 | -1230.4029 | 1717 | 486.5971 | 7514 | -1010.4029 | 1717 | 706.5971 | 7514 | -1010.4029 | 1717 | 706.5971 | 7514 | -1819.0559 | 1717 | -102.0559 | 7514 | -1819.0559 | 1717 | -102.0559 | 7514 | -1819.0559 | 1717 | -102.0559
7515 | 134.9991 | 1017 | 1151.9991 | 7515 | -82.0574 | 1017 | 934.9426 | 7515 | -90.5227 | 1017 | 926.4773 | 7515 | -909.6971 | 1717 | 807.3029 | 7515 | -909.7817 | 1717 | 807.2183 | 7515 | -1349.7817 | 1717 | 367.2183 | 7515 | -1870.1178 | 1717 | -153.1178 | 7515 | -1870.1178 | 1717 | -153.1178 | 7515 | -1870.1178 | 1717 | -153.1178
7516 | 86.0424 | 990.0171 | 1076.0594 | 7516 | 86.0424 | 990.0171 | 1076.0594 | 7516 | 86.0424 | 990.0171 | 1076.0594 | 7516 | -519.8479 | 1717 | 1197.1521 | 7516 | -519.8479 | 1717 | 1197.1521 | 7516 | -959.8479 | 1717 | 757.1521 | 7516 | -1970.6112 | 1702.0446 | -268.5666 | 7516 | -1970.6112 | 1702.0446 | -268.5666 | 7516 | -1970.6112 | 1702.0446 | -268.5666
7517 | -69.5629 | 866.3131 | 796.7503 | 7517 | -220.2497 | 1017 | 796.7503 | 7517 | -69.5629 | 866.3131 | 796.7503 | 7517 | -780.8365 | 1717 | 936.1635 | 7517 | -752.6357 | 1717 | 964.3643 | 7517 | -1140.8365 | 1717 | 576.1635 | 7517 | -1667.7058 | 1717 | 49.2942 | 7517 | -1854.8101 | 1378.9902 | -475.8199 | 7517 | -1667.7058 | 1717 | 49.2942
7518 | -452.7655 | 974.6485 | 521.883 | 7518 | -452.7655 | 974.6485 | 521.883 | 7518 | -452.7655 | 974.6485 | 521.883 | 7518 | -1097.2982 | 1717 | 619.7018 | 7518 | -877.2982 | 1717 | 839.7018 | 7518 | -1223.624 | 1717 | 493.376 | 7518 | -1763.2404 | 1653.5567 | -109.6836 | 7518 | -1763.2404 | 1653.5567 | -109.6836 | 7518 | -1763.2404 | 1653.5567 | -109.6836
7519 | -550.5932 | 862.0057 | 311.4125 | 7519 | -510.3617 | 821.7742 | 311.4125 | 7519 | -504.905 | 816.3176 | 311.4125 | 7519 | -945.1624 | 1717 | 771.8376 | 7519 | -945.1624 | 1717 | 771.8376 | 7519 | -945.1624 | 1717 | 771.8376 | 7519 | -1844.2762 | 1717 | -127.2762 | 7519 | -1844.2762 | 1639.8909 | -204.3853 | 7519 | -1844.2762 | 1114.7767 | -729.4994
7520 | -636.5713 | 892.9478 | 256.3765 | 7520 | -636.5713 | 892.9478 | 256.3765 | 7520 | -636.5713 | 892.9478 | 256.3765 | 7520 | -1044.0565 | 1717 | 672.9435 | 7520 | -554.0565 | 1104.0836 | 550.0271 | 7520 | -824.0565 | 1544.0836 | 720.0271 | 7520 | -1721.8091 | 1717 | -4.8091 | 7520 | -1721.8091 | 1717 | -4.8091 | 7520 | -1721.8091 | 1717 | -4.8091
7521 | -292.949 | 605.9946 | 313.0456 | 7521 | -292.949 | 605.9946 | 313.0456 | 7521 | -292.949 | 605.9946 | 313.0456 | 7521 | -905.7206 | 1693.9908 | 788.2702 | 7521 | -905.7206 | 1557.0053 | 651.2847 | 7521 | -685.7206 | 1473.9908 | 788.2702 | 7521 | -1893.4269 | 1717 | -176.4269 | 7521 | -1893.4269 | 1717 | -176.4269 | 7521 | -1893.4269 | 1717 | -176.4269
7522 | -22.5553 | 587.8078 | 565.2525 | 7522 | -22.5553 | 328.5935 | 306.0382 | 7522 | -22.5553 | 328.5935 | 306.0382 | 7522 | -575.8462 | 1365.175 | 789.3288 | 7522 | -604.024 | 1365.175 | 761.151 | 7522 | -604.024 | 1664.8161 | 1060.7921 | 7522 | -1926.9794 | 1717 | -209.9794 | 7522 | -1706.9794 | 1717 | 10.0206 | 7522 | -1648.5141 | 1717 | 68.4859
7523 | 329.1631 | -84.4586 | 244.7045 | 7523 | 329.1631 | -84.4586 | 244.7045 | 7523 | 329.1631 | -84.4586 | 244.7045 | 7523 | -227.0281 | 1036.3752 | 809.3471 | 7523 | -227.0281 | 1036.3752 | 809.3471 | 7523 | -227.0281 | 1036.3752 | 809.3471 | 7523 | -1411.7052 | 1717 | 305.2948 | 7523 | -1304.706 | 1717 | 412.294 | 7523 | -1463.106 | 1717 | 253.894
7524 | 297.7578 | -131.8758 | 165.8819 | 7524 | 297.7578 | -131.8758 | 165.8819 | 7524 | 297.7578 | -131.8758 | 165.8819 | 7524 | -249.4254 | 1172.308 | 922.8826 | 7524 | -249.4254 | 1172.308 | 922.8826 | 7524 | -249.4254 | 1172.308 | 922.8826 | 7524 | -1098.0951 | 1717 | 618.9049 | 7524 | -1538.0951 | 1717 | 178.9049 | 7524 | -1538.0951 | 1717 | 178.9049
7525 | 621.4154 | -345.1165 | 276.2989 | 7525 | 621.4154 | -345.1165 | 276.2989 | 7525 | 621.4154 | -345.1165 | 276.2989 | 7525 | 107.6751 | 688.9561 | 796.6312 | 7525 | 107.6751 | 687.6631 | 795.3382 | 7525 | 107.6751 | 687.6631 | 795.3382 | 7525 | -1147.5518 | 1717 | 569.4482 | 7525 | -927.5518 | 1717 | 789.4482 | 7525 | -1367.5518 | 1717 | 349.4482
7526 | 651.0164 | -292.5184 | 358.498 | 7526 | 651.0164 | -292.5184 | 358.498 | 7526 | 651.0164 | -292.5184 | 358.498 | 7526 | 332.1625 | 1015.4483 | 1347.6107 | 7526 | 412.1625 | -188.7831 | 223.3794 | 7526 | 1092.6708 | -955.7516 | 136.9192 | 7526 | -788.1781 | 1717 | 928.8219 | 7526 | -788.1781 | 1717 | 928.8219 | 7526 | -1228.1781 | 1717 | 488.8219
7527 | 563.3339 | -268.6342 | 294.6997 | 7527 | 935.0872 | -640.3875 | 294.6997 | 7527 | 713.6103 | -418.9106 | 294.6997 | 7527 | 97.6729 | 1185.9818 | 1283.6547 | 7527 | 487.6729 | -108.2496 | 379.4233 | 7527 | 707.6729 | 111.7504 | 819.4233 | 7527 | -1139.7511 | 531.6125 | -608.1387 | 7527 | -1117.5289 | 1717 | 599.4711 | 7527 | -919.7511 | 1717 | 797.2489
7528 | 1000 | -761.2137 | 238.7863 | 7528 | 1000 | -761.2137 | 238.7863 | 7528 | 804.0354 | -565.2491 | 238.7863 | 7528 | 427.4813 | 336.0521 | 763.5334 | 7528 | 287.4813 | 256.0521 | 543.5334 | 7528 | 731.7139 | 31.8195 | 763.5334 | 7528 | -893.3847 | 1717 | 823.6153 | 7528 | -1113.3847 | 501.5307 | -611.8541 | 7528 | -1113.3847 | 445.9133 | -667.4714
7529 | 972.0346 | -701.0448 | 270.9898 | 7529 | 710.7367 | -439.7468 | 270.9898 | 7529 | 972.0346 | -701.0448 | 270.9898 | 7529 | -113.2597 | 919.6157 | 806.356 | 7529 | -333.2597 | 919.6157 | 586.356 | 7529 | 160.9729 | 645.3831 | 806.356 | 7529 | -1280.0406 | 721.009 | -559.0316 | 7529 | -1500.0406 | 1717 | 216.9594 | 7529 | -1500.0406 | 1717 | 216.9594
7530 | 1000 | -588.8994 | 411.1006 | 7530 | 1000 | -588.8994 | 411.1006 | 7530 | 1000 | -588.8994 | 411.1006 | 7530 | 375.62 | 1058.9751 | 1434.5951 | 7530 | 375.62 | -1716 | -1340.38 | 7530 | 515.62 | 454.7438 | 970.3638 | 7530 | -956.3998 | 1717 | 760.6002 | 7530 | -1176.3998 | 1717 | 540.6002 | 7530 | -1176.3998 | 1717 | 540.6002
7531 | 1000 | -616.3969 | 383.6031 | 7531 | 1000 | -616.3969 | 383.6031 | 7531 | 1000 | -616.3969 | 383.6031 | 7531 | 349.5073 | 590.5995 | 940.1068 | 7531 | -90.4927 | 670.3148 | 579.8221 | 7531 | -90.4927 | 1030.5995 | 940.1068 | 7531 | -948.1603 | 511.2057 | -436.9546 | 7531 | -1388.1603 | 951.2057 | -436.9546 | 7531 | -948.1603 | 511.2057 | -436.9546
7532 | 1000 | -690.858 | 309.142 | 7532 | 1000 | -690.858 | 309.142 | 7532 | 1000 | -690.858 | 309.142 | 7532 | 1046.9622 | -198.4013 | 848.5609 | 7532 | 606.9622 | -1716 | -1109.0378 | 7532 | 831.1949 | -215.7339 | 615.4609 | 7532 | -867.7937 | 476.8679 | -390.9258 | 7532 | -1087.7937 | 696.8679 | -390.9258 | 7532 | -1087.7937 | 696.8679 | -390.9258
7533 | 1000 | -532.3255 | 467.6745 | 7533 | 1000 | -1016 | -16 | 7533 | 1000 | -1016 | -16 | 7533 | 1260.6357 | -1716 | -455.3643 | 7533 | 850.2126 | -757.3669 | 92.8457 | 7533 | 1260.6357 | -403.5156 | 857.1201 | 7533 | -149.1426 | -175.6701 | -324.8126 | 7533 | -369.1426 | 1717 | 1347.8574 | 7533 | -369.1426 | 1717 | 1347.8574
7534 | 1000 | -1016 | -16 | 7534 | 1000 | -1016 | -16 | 7534 | 1000 | -1016 | -16 | 7534 | 2000 | -986.887 | 1013.113 | 7534 | 2000 | -1716 | 284 | 7534 | 2000 | -986.887 | 1013.113 | 7534 | 774.3614 | -1035.9447 | -261.5832 | 7534 | 554.3614 | -815.9447 | -261.5832 | 7534 | 774.3614 | -1269.0447 | -494.6832
7535 | 1000 | -1016 | -16 | 7535 | 1000 | -1016 | -16 | 7535 | 1000 | -1016 | -16 | 7535 | 2000 | -1286.2637 | 713.7363 | 7535 | 2000 | -1286.2637 | 713.7363 | 7535 | 2000 | -1716 | 284 | 7535 | 1600.7228 | -269.3706 | 1331.3522 | 7535 | 1600.7228 | -1716 | -115.2772 | 7535 | 1380.7228 | -1175.0815 | 205.6413
7536 | 1000 | -903.0047 | 96.9953 | 7536 | 1000 | -1016 | -16 | 7536 | 1000 | -1016 | -16 | 7536 | 2000 | -1546.6075 | 453.3925 | 7536 | 2000 | -1716 | 284 | 7536 | 2000 | -1716 | 284 | 7536 | 2000 | -1716 | 284 | 7536 | 2000 | -1716 | 284 | 7536 | 2000 | -1716 | 284
7537 | 1000 | -1016 | -16 | 7537 | 1000 | -1016 | -16 | 7537 | 1000 | -1016 | -16 | 7537 | 2000 | -1716 | 284 | 7537 | 2000 | -1716 | 284 | 7537 | 2000 | -1716 | 284 | 7537 | 2000 | -1716 | 284 | 7537 | 2000 | -1716 | 284 | 7537 | 2000 | -1716 | 284
7538 | 1000 | -1016 | -16 | 7538 | 1000 | -1016 | -16 | 7538 | 1000 | -1016 | -16 | 7538 | 2000 | -1716 | 284 | 7538 | 2000 | -1716 | 284 | 7538 | 2000 | -1716 | 284 | 7538 | 2000 | -1696.7891 | 303.2109 | 7538 | 2000 | -1696.7891 | 303.2109 | 7538 | 2000 | -1171.6749 | 828.3251
7539 | 1000 | -1016 | -16 | 7539 | 1000 | -1016 | -16 | 7539 | 1000 | -1016 | -16 | 7539 | 2000 | -1716 | 284 | 7539 | 2000 | -1716 | 284 | 7539 | 2000 | -1716 | 284 | 7539 | 2000 | -1716 | 284 | 7539 | 2000 | -1387.5692 | 612.4308 | 7539 | 2000 | -1716 | 284
7540 | 1000 | -1016 | -16 | 7540 | 1000 | -1016 | -16 | 7540 | 1000 | -1016 | -16 | 7540 | 1911.9933 | -1716 | 195.9933 | 7540 | 2000 | -1716 | 284 | 7540 | 2000 | -1716 | 284 | 7540 | 2000 | -1675.0209 | 324.9791 | 7540 | 2000 | -1716 | 284 | 7540 | 2000 | -1716 | 284
7541 | 1000 | -1016 | -16 | 7541 | 1000 | -1016 | -16 | 7541 | 1000 | -1016 | -16 | 7541 | 1886.1404 | -1716 | 170.1404 | 7541 | 2000 | -1716 | 284 | 7541 | 2000 | -1716 | 284 | 7541 | 2000 | -1716 | 284 | 7541 | 2000 | -1716 | 284 | 7541 | 2000 | -1716 | 284
7542 | 1000 | -1016 | -16 | 7542 | 1000 | -1016 | -16 | 7542 | 1000 | -1016 | -16 | 7542 | 2000 | -1716 | 284 | 7542 | 2000 | -1716 | 284 | 7542 | 2000 | -1716 | 284 | 7542 | 2000 | -1716 | 284 | 7542 | 2000 | -1716 | 284 | 7542 | 2000 | -1716 | 284
7543 | 1000 | -1016 | -16 | 7543 | 1000 | -1016 | -16 | 7543 | 1000 | -1016 | -16 | 7543 | 2000 | -1716 | 284 | 7543 | 2000 | -1716 | 284 | 7543 | 2000 | -1716 | 284 | 7543 | 2000 | -1716 | 284 | 7543 | 2000 | -1716 | 284 | 7543 | 2000 | -1716 | 284
7544 | 1000 | -1016 | -16 | 7544 | 1000 | -1016 | -16 | 7544 | 1000 | -1016 | -16 | 7544 | 2000 | -1716 | 284 | 7544 | 2000 | -1716 | 284 | 7544 | 2000 | -1716 | 284 | 7544 | 2000 | -1716 | 284 | 7544 | 2000 | -1716 | 284 | 7544 | 2000 | -1716 | 284
7545 | 1000 | -1016 | -16 | 7545 | 1000 | -1016 | -16 | 7545 | 1000 | -1016 | -16 | 7545 | 2000 | -1716 | 284 | 7545 | 2000 | -1716 | 284 | 7545 | 2000 | -1716 | 284 | 7545 | 2000 | -1716 | 284 | 7545 | 2000 | -1716 | 284 | 7545 | 2000 | -1716 | 284
7546 | 1000 | -1016 | -16 | 7546 | 1000 | -1016 | -16 | 7546 | 1000 | -1016 | -16 | 7546 | 1909.5807 | -1716 | 193.5807 | 7546 | 2000 | -1716 | 284 | 7546 | 2000 | -1716 | 284 | 7546 | 2000 | -1716 | 284 | 7546 | 2000 | -1716 | 284 | 7546 | 2000 | -1716 | 284
7547 | 1000 | -1016 | -16 | 7547 | 1000 | -1016 | -16 | 7547 | 1000 | -1016 | -16 | 7547 | 2000 | -1716 | 284 | 7547 | 2000 | -1716 | 284 | 7547 | 2000 | -1716 | 284 | 7547 | 2000 | -1229.2837 | 770.7163 | 7547 | 2000 | -1716 | 284 | 7547 | 2000 | -1229.2837 | 770.7163
7548 | 1000 | -1016 | -16 | 7548 | 1000 | -1016 | -16 | 7548 | 1000 | -1016 | -16 | 7548 | 2000 | -1716 | 284 | 7548 | 2000 | -1716 | 284 | 7548 | 2000 | -1716 | 284 | 7548 | 2000 | -1133.8651 | 866.1349 | 7548 | 2000 | -1633.8651 | 366.1349 | 7548 | 2000 | -1133.8651 | 866.1349
7549 | 1000 | -1016 | -16 | 7549 | 1000 | -1016 | -16 | 7549 | 1000 | -1016 | -16 | 7549 | 2000 | -1716 | 284 | 7549 | 2000 | -1716 | 284 | 7549 | 2000 | -1716 | 284 | 7549 | 2000 | -1716 | 284 | 7549 | 2000 | -1490.0559 | 509.9441 | 7549 | 2000 | -1515.17 | 484.83
7550 | 1000 | -1016 | -16 | 7550 | 1000 | -1016 | -16 | 7550 | 1000 | -1016 | -16 | 7550 | 2000 | -1716 | 284 | 7550 | 2000 | -1716 | 284 | 7550 | 2000 | -1716 | 284 | 7550 | 2000 | -1716 | 284 | 7550 | 2000 | -1480.1814 | 519.8186 | 7550 | 2000 | -955.0672 | 1044.9328
7551 | 1000 | -1016 | -16 | 7551 | 1000 | -1016 | -16 | 7551 | 1000 | -1016 | -16 | 7551 | 2000 | -1716 | 284 | 7551 | 2000 | -1716 | 284 | 7551 | 2000 | -1716 | 284 | 7551 | 2000 | -1716 | 284 | 7551 | 1386.3544 | -706.1295 | 680.2249 | 7551 | 1601.91 | -396.5709 | 1205.3391
7552 | 1000 | -1016 | -16 | 7552 | 1000 | -1016 | -16 | 7552 | 1000 | -1016 | -16 | 7552 | 2000 | -1716 | 284 | 7552 | 2000 | -1716 | 284 | 7552 | 2000 | -1716 | 284 | 7552 | 1339.2774 | -517.1023 | 822.1751 | 7552 | 808.7105 | -486.5353 | 322.1751 | 7552 | 1119.2774 | -297.1023 | 822.1751
7553 | 1000 | -755.3628 | 244.6372 | 7553 | 1000 | -1016 | -16 | 7553 | 1000 | -1016 | -16 | 7553 | 1989.849 | -1253.9957 | 735.8533 | 7553 | 1989.849 | -1253.9957 | 735.8533 | 7553 | 1989.849 | -1253.9957 | 735.8533 | 7553 | 252.4668 | 1144.8968 | 1397.3636 | 7553 | 314.768 | 582.5956 | 897.3636 | 7553 | 94.768 | 777.4814 | 872.2494
7554 | 1000 | -971.0451 | 28.9549 | 7554 | 1000 | -971.0451 | 28.9549 | 7554 | 1000 | -971.0451 | 28.9549 | 7554 | 30.2509 | 470.9459 | 501.1968 | 7554 | 30.2509 | 470.9459 | 501.1968 | 7554 | 30.2509 | 470.9459 | 501.1968 | 7554 | -1090.3554 | 1717 | 626.6446 | 7554 | -937.1011 | 1563.7457 | 626.6446 | 7554 | -1377.1011 | 1670.4124 | 293.3112
7555 | 876.581 | -805.4284 | 71.1526 | 7555 | 876.581 | -805.4284 | 71.1526 | 7555 | 876.581 | -805.4284 | 71.1526 | 7555 | -606.5533 | 1172.3875 | 565.8342 | 7555 | -606.5533 | 1655.8303 | 1049.2771 | 7555 | -606.5533 | 1655.8303 | 1049.2771 | 7555 | -1660.0579 | 1717 | 56.9421 | 7555 | -1687.1742 | 1717 | 29.8258 | 7555 | -1888.9968 | 1717 | -171.9968
7556 | 447.7724 | 56.3177 | 504.0901 | 7556 | 447.7724 | 56.3177 | 504.0901 | 7556 | 447.7724 | 56.3177 | 504.0901 | 7556 | -660.111 | 1717 | 1056.889 | 7556 | -660.111 | 1717 | 1056.889 | 7556 | -660.111 | 1717 | 1056.889 | 7556 | -1913.9933 | 1717 | -196.9933 | 7556 | -1913.9933 | 1717 | -196.9933 | 7556 | -1913.9933 | 1717 | -196.9933
7557 | 35.916 | 725.73 | 761.646 | 7557 | 35.916 | 725.73 | 761.646 | 7557 | 35.916 | 725.73 | 761.646 | 7557 | -622.3554 | 1717 | 1094.6446 | 7557 | -612.7172 | 1717 | 1104.2828 | 7557 | -622.3554 | 1717 | 1094.6446 | 7557 | -78.1846 | 1717 | 1638.8154 | 7557 | -1951.5064 | 1717 | -234.5064 | 7557 | -1951.5064 | 1717 | -234.5064
7558 | -186.8625 | 1017 | 830.1375 | 7558 | -241.6375 | 1017 | 775.3625 | 7558 | -241.6375 | 1017 | 775.3625 | 7558 | -793.4121 | 1717 | 923.5879 | 7558 | -900.6822 | 1717 | 816.3178 | 7558 | -908.8826 | 1717 | 808.1174 | 7558 | -1816.9064 | 1717 | -99.9064 | 7558 | -1816.9064 | 1717 | -99.9064 | 7558 | -2000 | 1717 | -283
7559 | -575.4303 | 1017 | 441.5697 | 7559 | -575.4303 | 1017 | 441.5697 | 7559 | -575.4303 | 1017 | 441.5697 | 7559 | -1265.031 | 1717 | 451.969 | 7559 | -1220.4366 | 1717 | 496.5634 | 7559 | -1234.5321 | 1717 | 482.4679 | 7559 | -1244.0323 | 1717 | 472.9677 | 7559 | -1769.1464 | 1717 | -52.1464 | 7559 | -2000 | 1717 | -283
7560 | -414.1389 | 1017 | 602.8611 | 7560 | -359.364 | 1017 | 657.636 | 7560 | -359.364 | 1017 | 657.636 | 7560 | -1069.5495 | 1717 | 647.4505 | 7560 | -1104.8662 | 1717 | 612.1338 | 7560 | -1072.9322 | 1717 | 644.0678 | 7560 | -1954.9487 | 1717 | -237.9487 | 7560 | -1801.3738 | 1717 | -84.3738 | 7560 | -1954.9487 | 1717 | -237.9487
7561 | -163.6822 | 880.3591 | 716.677 | 7561 | -417.7133 | 634.3902 | 216.677 | 7561 | -417.7133 | 634.3902 | 216.677 | 7561 | -630.523 | 1717 | 1086.477 | 7561 | -929.8101 | 1717 | 787.1899 | 7561 | -929.8101 | 1717 | 787.1899 | 7561 | -1819.6978 | 1717 | -102.6978 | 7561 | -1939.1845 | 1717 | -222.1845 | 7561 | -1819.6978 | 1717 | -102.6978
7562 | -51.6328 | 782.1575 | 730.5248 | 7562 | 168.3672 | 562.1575 | 730.5248 | 7562 | 388.3672 | 271.6011 | 659.9683 | 7562 | -419.7439 | 1717 | 1297.2561 | 7562 | -419.7439 | 1717 | 1297.2561 | 7562 | -637.6566 | 1717 | 1079.3434 | 7562 | -1481.1671 | 1717 | 235.8329 | 7562 | -1481.1671 | 1717 | 235.8329 | 7562 | -1481.1671 | 1717 | 235.8329
7563 | 998.7489 | -90.6218 | 908.1272 | 7563 | 1000 | -885.7181 | 114.2819 | 7563 | 1000 | -591.8728 | 408.1272 | 7563 | 436.8857 | 1045.1684 | 1482.0541 | 7563 | 515.678 | 139.3362 | 655.0142 | 7563 | 543.3366 | 438.7174 | 982.0541 | 7563 | -974.2975 | 1717 | 742.7025 | 7563 | -974.2975 | 1717 | 742.7025 | 7563 | -974.2975 | 1717 | 742.7025
7564 | 1000 | -498.0122 | 501.9878 | 7564 | 1000 | -1016 | -16 | 7564 | 1000 | -758.9638 | 241.0362 | 7564 | 457.6561 | 325.172 | 782.8282 | 7564 | 705.3148 | -211.692 | 493.6228 | 7564 | 677.6561 | 135.2949 | 812.951 | 7564 | -722.6404 | 1717 | 994.3596 | 7564 | -722.6404 | 1717 | 994.3596 | 7564 | -722.6404 | 1717 | 994.3596
7565 | 620.2799 | 109.6504 | 729.9303 | 7565 | 1000 | -270.0697 | 729.9303 | 7565 | 894.5125 | -164.5822 | 729.9303 | 7565 | 28.2107 | 1244.9287 | 1273.1393 | 7565 | 547.3495 | 225.7898 | 773.1393 | 7565 | 535.0574 | 238.082 | 773.1393 | 7565 | -432.2084 | 1717 | 1284.7916 | 7565 | -432.2084 | 1717 | 1284.7916 | 7565 | -472.2084 | 1717 | 1244.7916
7566 | 253.7867 | 405.4639 | 659.2506 | 7566 | -52.2943 | 211.5449 | 159.2506 | 7566 | -83.8251 | 243.0757 | 159.2506 | 7566 | -533.447 | 1717 | 1183.553 | 7566 | -61.0583 | 1256.9035 | 1195.8452 | 7566 | -61.0583 | 1244.6113 | 1183.553 | 7566 | -981.3363 | 1717 | 735.6637 | 7566 | -981.3363 | 1717 | 735.6637 | 7566 | -1021.3363 | 1717 | 695.6637
7567 | -377.0933 | 1017 | 639.9067 | 7567 | -89.7184 | 443.1035 | 353.3851 | 7567 | -529.7184 | 669.6251 | 139.9067 | 7567 | -582.5808 | 1717 | 1134.4192 | 7567 | -986.8906 | 1689.8397 | 702.9491 | 7567 | -759.0311 | 1689.8397 | 930.8086 | 7567 | -2000 | 1717 | -283 | 7567 | -2000 | 1717 | -283 | 7567 | -2000 | 1717 | -283
7568 | -242.3044 | 1017 | 774.6956 | 7568 | -242.3044 | 1017 | 774.6956 | 7568 | -242.3044 | 1017 | 774.6956 | 7568 | -441.4494 | 1717 | 1275.5506 | 7568 | -441.4494 | 1717 | 1275.5506 | 7568 | -451.3963 | 1717 | 1265.6037 | 7568 | -2000 | 1717 | -283 | 7568 | -2000 | 1717 | -283 | 7568 | -1638.3275 | 1717 | 78.6725
7569 | -190.7071 | 1017 | 826.2929 | 7569 | -644.9397 | 1017 | 372.0603 | 7569 | -71.9563 | 1017 | 945.0437 | 7569 | -441.1287 | 1717 | 1275.8713 | 7569 | -405.7615 | 1717 | 1311.2385 | 7569 | -318.0397 | 1717 | 1398.9603 | 7569 | -2000 | 1717 | -283 | 7569 | -2000 | 1717 | -283 | 7569 | -2000 | 1717 | -283
7570 | -759.8952 | 1017 | 257.1048 | 7570 | -587.0849 | 1017 | 429.9151 | 7570 | -375.0507 | 1017 | 641.9493 | 7570 | -464.0201 | 1717 | 1252.9799 | 7570 | -826.4885 | 1717 | 890.5115 | 7570 | -826.4885 | 1717 | 890.5115 | 7570 | -1730.4761 | 1717 | -13.4761 | 7570 | -1730.4761 | 1717 | -13.4761 | 7570 | -2000 | 1717 | -283
7571 | -157.5008 | 1017 | 859.4992 | 7571 | -204.3126 | 1017 | 812.6874 | 7571 | -632.3118 | 1017 | 384.6882 | 7571 | -391.0704 | 1717 | 1325.9296 | 7571 | -678.3509 | 1717 | 1038.6491 | 7571 | -753.7804 | 1717 | 963.2196 | 7571 | -1617.4947 | 1717 | 99.5053 | 7571 | -1617.4947 | 1717 | 99.5053 | 7571 | -1205.1534 | 1717 | 511.8466
7572 | 272.4878 | 273.8546 | 546.3424 | 7572 | 272.4878 | 273.8546 | 546.3424 | 7572 | 272.4878 | 273.8546 | 546.3424 | 7572 | 342.8778 | 641.6559 | 984.5338 | 7572 | 342.8778 | 641.6559 | 984.5338 | 7572 | 342.8778 | 641.6559 | 984.5338 | 7572 | -457.2855 | 1717 | 1259.7145 | 7572 | -457.2855 | 1717 | 1259.7145 | 7572 | -95.5856 | 1717 | 1621.4144
7573 | 1000 | -751.891 | 248.109 | 7573 | 1000 | -751.891 | 248.109 | 7573 | 1000 | -751.891 | 248.109 | 7573 | 2000 | -1368.9863 | 631.0137 | 7573 | 2000 | -1368.9863 | 631.0137 | 7573 | 2000 | -1368.9863 | 631.0137 | 7573 | 1671.7921 | 58.2845 | 1730.0766 | 7573 | 1671.7921 | 58.2845 | 1730.0766 | 7573 | 1671.7921 | 58.2845 | 1730.0766
7574 | 1000 | -1014.2552 | -14.2552 | 7574 | 1000 | -1014.2552 | -14.2552 | 7574 | 1000 | -1014.2552 | -14.2552 | 7574 | 2000 | -1685.5018 | 314.4982 | 7574 | 2000 | -1685.5018 | 314.4982 | 7574 | 2000 | -1685.5018 | 314.4982 | 7574 | 2000 | -650.5819 | 1349.4181 | 7574 | 2000 | -650.5819 | 1349.4181 | 7574 | 2000 | -650.5819 | 1349.4181
7575 | 1000 | -1016 | -16 | 7575 | 1000 | -1016 | -16 | 7575 | 1000 | -1016 | -16 | 7575 | 2000 | -1716 | 284 | 7575 | 2000 | -1716 | 284 | 7575 | 2000 | -1716 | 284 | 7575 | 2000 | -1052.9246 | 947.0754 | 7575 | 2000 | -1052.9246 | 947.0754 | 7575 | 2000 | -1052.9246 | 947.0754
7576 | 1000 | -1016 | -16 | 7576 | 1000 | -1016 | -16 | 7576 | 1000 | -1016 | -16 | 7576 | 2000 | -1716 | 284 | 7576 | 2000 | -1716 | 284 | 7576 | 2000 | -1716 | 284 | 7576 | 2000 | -1374.9888 | 625.0112 | 7576 | 2000 | -1374.9888 | 625.0112 | 7576 | 2000 | -1374.9888 | 625.0112
7577 | 1000 | -1016 | -16 | 7577 | 1000 | -1016 | -16 | 7577 | 1000 | -1016 | -16 | 7577 | 2000 | -1716 | 284 | 7577 | 2000 | -1716 | 284 | 7577 | 2000 | -1716 | 284 | 7577 | 2000 | -1545.1184 | 454.8816 | 7577 | 2000 | -1545.1184 | 454.8816 | 7577 | 2000 | -1545.1184 | 454.8816
7578 | 1000 | -1016 | -16 | 7578 | 1000 | -1016 | -16 | 7578 | 1000 | -1016 | -16 | 7578 | 1827.1473 | -1716 | 111.1473 | 7578 | 1987.1617 | -1716 | 271.1617 | 7578 | 1827.1473 | -1716 | 111.1473 | 7578 | 2000 | -1716 | 284 | 7578 | 2000 | -1716 | 284 | 7578 | 2000 | -1716 | 284
7579 | 1000 | -1016 | -16 | 7579 | 1000 | -1016 | -16 | 7579 | 1000 | -1016 | -16 | 7579 | 1765.5314 | -1716 | 49.5314 | 7579 | 2000 | -1716 | 284 | 7579 | 2000 | -1716 | 284 | 7579 | 2000 | -1716 | 284 | 7579 | 2000 | -1716 | 284 | 7579 | 2000 | -1716 | 284
7580 | 1000 | -1016 | -16 | 7580 | 1000 | -1016 | -16 | 7580 | 1000 | -1016 | -16 | 7580 | 1811.0754 | -1716 | 95.0754 | 7580 | 1811.0754 | -1716 | 95.0754 | 7580 | 1954.2867 | -1716 | 238.2867 | 7580 | 2000 | -1716 | 284 | 7580 | 2000 | -1716 | 284 | 7580 | 2000 | -1716 | 284
7581 | 1000 | -1016 | -16 | 7581 | 1000 | -1016 | -16 | 7581 | 1000 | -1016 | -16 | 7581 | 1579.1894 | -1716 | -136.8106 | 7581 | 1849.194 | -1716 | 133.194 | 7581 | 1849.194 | -1716 | 133.194 | 7581 | 2000 | -1716 | 284 | 7581 | 2000 | -1716 | 284 | 7581 | 2000 | -1716 | 284
7582 | 805.8484 | -1016 | -210.1516 | 7582 | 805.8484 | -1016 | -210.1516 | 7582 | 805.8484 | -1016 | -210.1516 | 7582 | 1219.6951 | -1716 | -496.3049 | 7582 | 1219.6951 | -1716 | -496.3049 | 7582 | 1219.6951 | -1716 | -496.3049 | 7582 | 1241.315 | -1716 | -474.685 | 7582 | 1241.315 | -1716 | -474.685 | 7582 | 1241.315 | -1716 | -474.685
7583 | 403.1034 | -1016 | -612.8966 | 7583 | 403.1034 | -1016 | -612.8966 | 7583 | 403.1034 | -1016 | -612.8966 | 7583 | 1075.9214 | -1716 | -640.0786 | 7583 | 1075.9214 | -1716 | -640.0786 | 7583 | 1075.9214 | -1716 | -640.0786 | 7583 | 1060.8748 | -1716 | -655.1252 | 7583 | 1060.8748 | -1716 | -655.1252 | 7583 | 1060.8748 | -1716 | -655.1252
7584 | 402.1251 | -1016 | -613.8749 | 7584 | 402.1251 | -1016 | -613.8749 | 7584 | 402.1251 | -1016 | -613.8749 | 7584 | 1048.0237 | -1716 | -667.9763 | 7584 | 1048.0237 | -1716 | -667.9763 | 7584 | 1048.0237 | -1716 | -667.9763 | 7584 | 1006.6734 | -1716 | -709.3266 | 7584 | 1006.6734 | -1716 | -709.3266 | 7584 | 1006.6734 | -1716 | -709.3266
7585 | 451.4417 | -1016 | -564.5583 | 7585 | 451.4417 | -1016 | -564.5583 | 7585 | 451.4417 | -1016 | -564.5583 | 7585 | 924.223 | -1716 | -791.777 | 7585 | 924.223 | -1716 | -791.777 | 7585 | 924.223 | -1716 | -791.777 | 7585 | 858.3594 | -1716 | -857.6406 | 7585 | 858.3594 | -1716 | -857.6406 | 7585 | 858.3594 | -1716 | -857.6406
7586 | 426.0331 | -1016 | -589.9669 | 7586 | 426.0331 | -1016 | -589.9669 | 7586 | 426.0331 | -1016 | -589.9669 | 7586 | 875.7395 | -1716 | -840.2605 | 7586 | 875.7395 | -1716 | -840.2605 | 7586 | 875.7395 | -1716 | -840.2605 | 7586 | 787.8861 | -1716 | -928.1139 | 7586 | 787.8861 | -1716 | -928.1139 | 7586 | 787.8861 | -1716 | -928.1139
7587 | 274.1885 | -890.1523 | -615.9638 | 7587 | 274.1885 | -890.1523 | -615.9638 | 7587 | 274.1885 | -890.1523 | -615.9638 | 7587 | 827.4511 | -1716 | -888.5489 | 7587 | 827.4511 | -1716 | -888.5489 | 7587 | 827.4511 | -1716 | -888.5489 | 7587 | 718.2537 | -1716 | -997.7463 | 7587 | 718.2537 | -1716 | -997.7463 | 7587 | 718.2537 | -1716 | -997.7463
7588 | -232.0825 | -393.3533 | -625.4358 | 7588 | -232.0825 | -393.3533 | -625.4358 | 7588 | -232.0825 | -393.3533 | -625.4358 | 7588 | 804.1069 | -1716 | -911.8931 | 7588 | 804.1069 | -1716 | -911.8931 | 7588 | 804.1069 | -1716 | -911.8931 | 7588 | 66.1219 | -1716 | -1649.8781 | 7588 | 181.0703 | -1716 | -1534.9297 | 7588 | 102.4166 | -1716 | -1613.5834
7589 | -391.3367 | -274.0759 | -665.4126 | 7589 | -391.3367 | -274.0759 | -665.4126 | 7589 | -391.3367 | -274.0759 | -665.4126 | 7589 | 755.1929 | -1716 | -960.8071 | 7589 | 755.1929 | -1716 | -960.8071 | 7589 | 755.1929 | -1716 | -960.8071 | 7589 | -463.4911 | -1278.2675 | -1741.7586 | 7589 | -625.4984 | -1278.2675 | -1903.7659 | 7589 | -546.8447 | -1278.2675 | -1825.1121
7590 | -349.7293 | -364.0215 | -713.7509 | 7590 | -349.7293 | -364.0215 | -713.7509 | 7590 | -349.7293 | -364.0215 | -713.7509 | 7590 | 702.4009 | -1716 | -1013.5991 | 7590 | 702.4009 | -1716 | -1013.5991 | 7590 | 702.4009 | -1716 | -1013.5991 | 7590 | 567.5225 | -1716 | -1148.4775 | 7590 | 567.5225 | -1716 | -1148.4775 | 7590 | 567.5225 | -1716 | -1148.4775
7591 | -352.0598 | -406.9207 | -758.9805 | 7591 | -352.0598 | -406.9207 | -758.9805 | 7591 | -352.0598 | -406.9207 | -758.9805 | 7591 | 667.2357 | -1716 | -1048.7643 | 7591 | 667.2357 | -1716 | -1048.7643 | 7591 | 667.2357 | -1716 | -1048.7643 | 7591 | 546.6209 | -1716 | -1169.3791 | 7591 | 546.6209 | -1716 | -1169.3791 | 7591 | 546.6209 | -1716 | -1169.3791
7592 | -441.0152 | -303.2954 | -744.3106 | 7592 | -441.0152 | -303.2954 | -744.3106 | 7592 | -441.0152 | -303.2954 | -744.3106 | 7592 | 703.6123 | -1716 | -1012.3877 | 7592 | 703.6123 | -1716 | -1012.3877 | 7592 | 703.6123 | -1716 | -1012.3877 | 7592 | 614.5746 | -1716 | -1101.4254 | 7592 | 614.5746 | -1716 | -1101.4254 | 7592 | 614.5746 | -1716 | -1101.4254
7593 | -568.0538 | -159.1121 | -727.1659 | 7593 | -568.0538 | -159.1121 | -727.1659 | 7593 | -568.0538 | -159.1121 | -727.1659 | 7593 | 159.3502 | -1130.2887 | -970.9386 | 7593 | 721.3511 | -1692.2896 | -970.9386 | 7593 | 721.3511 | -1692.2896 | -970.9386 | 7593 | 691.9568 | -1716 | -1024.0432 | 7593 | 691.9568 | -1716 | -1024.0432 | 7593 | 600.0008 | -1624.044 | -1024.0432
7594 | -582.5355 | -132.1819 | -714.7174 | 7594 | -582.5355 | -132.1819 | -714.7174 | 7594 | -582.5355 | -132.1819 | -714.7174 | 7594 | -264.5003 | -688.3173 | -952.8175 | 7594 | -264.5003 | -688.3173 | -952.8175 | 7594 | -264.5003 | -688.3173 | -952.8175 | 7594 | -545.3337 | -452.1244 | -997.4582 | 7594 | -545.3337 | -452.1244 | -997.4582 | 7594 | -1289.8819 | 292.4238 | -997.4582
7595 | -840.0257 | 101.2887 | -738.737 | 7595 | -840.0257 | 101.2887 | -738.737 | 7595 | -840.0257 | 101.2887 | -738.737 | 7595 | 33.4674 | -1014.4113 | -980.9439 | 7595 | 33.4674 | -1014.4113 | -980.9439 | 7595 | 735.0561 | -1716 | -980.9439 | 7595 | -493.8986 | -537.3016 | -1031.2002 | 7595 | -493.8986 | -537.3016 | -1031.2002 | 7595 | -493.8986 | -537.3016 | -1031.2002
7596 | -904.7876 | 119.4665 | -785.3212 | 7596 | -904.7876 | 119.4665 | -785.3212 | 7596 | -904.7876 | 119.4665 | -785.3212 | 7596 | 84.8915 | -1119.5693 | -1034.6778 | 7596 | 84.8915 | -1119.5693 | -1034.6778 | 7596 | 681.3222 | -1716 | -1034.6778 | 7596 | 618.6012 | -1716 | -1097.3988 | 7596 | 618.6012 | -1716 | -1097.3988 | 7596 | 618.6012 | -1716 | -1097.3988
7597 | -931.1049 | 108.8943 | -822.2107 | 7597 | -931.1049 | 108.8943 | -822.2107 | 7597 | -931.1049 | 108.8943 | -822.2107 | 7597 | 597.8159 | -1672.566 | -1074.7501 | 7597 | 618.8823 | -1672.566 | -1053.6837 | 7597 | 618.8823 | -1693.6324 | -1074.7501 | 7597 | 420.3823 | -1569.8669 | -1149.4846 | 7597 | 28.7931 | -1178.2778 | -1149.4846 | 7597 | 420.3823 | -1569.8669 | -1149.4846
7598 | -692.3382 | -141.1096 | -833.4478 | 7598 | -692.3382 | -141.1096 | -833.4478 | 7598 | -947.8716 | 114.4238 | -833.4478 | 7598 | 615.2871 | -1692.1191 | -1076.832 | 7598 | 615.2871 | -1692.1191 | -1076.832 | 7598 | 615.2871 | -1692.1191 | -1076.832 | 7598 | 566.0866 | -1716 | -1149.9134 | 7598 | 566.0866 | -1716 | -1149.9134 | 7598 | 566.0866 | -1716 | -1149.9134
7599 | 265.1025 | -1016 | -750.8975 | 7599 | 265.1025 | -1016 | -750.8975 | 7599 | 265.1025 | -1016 | -750.8975 | 7599 | -917.9412 | -72.4836 | -990.4248 | 7599 | -441.811 | -698.6138 | -1140.4248 | 7599 | 436.9221 | -1427.3469 | -990.4248 | 7599 | 135.4597 | -317.3604 | -181.9007 | 7599 | 589.6058 | -317.3604 | 272.2455 | 7599 | -11.072 | -317.3604 | -328.4324
7600 | 742.7476 | -1016 | -273.2524 | 7600 | 1000 | -1016 | -16 | 7600 | 1000 | -1016 | -16 | 7600 | -257.84 | -721.2598 | -979.0998 | 7600 | -622.7409 | 1001.7824 | 379.0415 | 7600 | -442.6197 | 126.2005 | -316.4192 | 7600 | -18.2231 | 51.1182 | 32.8951 | 7600 | -359.6238 | 375.3235 | 15.6997 | 7600 | -495.311 | 51.1182 | -444.1928
7601 | 668.5679 | -1016 | -347.4321 | 7601 | 1000 | -1016 | -16 | 7601 | 1000 | -1016 | -16 | 7601 | -81.6717 | -216.956 | -298.6277 | 7601 | -123.0787 | -211.0628 | -334.1416 | 7601 | -128.9939 | -211.1477 | -340.1416 | 7601 | -266.7641 | -475.023 | -741.7872 | 7601 | 106.9614 | -475.023 | -368.0616 | 7601 | 106.9614 | -475.023 | -368.0616
7602 | 720.6937 | -1016 | -295.3063 | 7602 | 1000 | -1016 | -16 | 7602 | 1000 | -1016 | -16 | 7602 | 560.9058 | -1069.7335 | -508.8277 | 7602 | 504.2342 | -1069.6555 | -565.4213 | 7602 | 487.1996 | -1062.9775 | -575.7779 | 7602 | 277.9988 | -1055.4871 | -777.4884 | 7602 | 498.9069 | -1276.3953 | -777.4884 | 7602 | 498.9069 | -1276.3953 | -777.4884
7603 | 717.4944 | -1016 | -298.5056 | 7603 | 1000 | -1016 | -16 | 7603 | 1000 | -1016 | -16 | 7603 | 956.7096 | -1716 | -759.2904 | 7603 | 598.8873 | -1716 | -1117.1127 | 7603 | 598.8873 | -1358.1777 | -759.2904 | 7603 | 810.0715 | -1716 | -905.9285 | 7603 | 30.644 | -936.5724 | -905.9285 | 7603 | 810.0715 | -1716 | -905.9285
7604 | 604.7281 | -1016 | -411.2719 | 7604 | 604.7281 | -1016 | -411.2719 | 7604 | 604.7281 | -1016 | -411.2719 | 7604 | 1013.6294 | -1716 | -702.3706 | 7604 | 1013.6294 | -1716 | -702.3706 | 7604 | 1013.6294 | -1716 | -702.3706 | 7604 | 362.1742 | -1454.5642 | -1092.39 | 7604 | 385.1742 | -1215.0636 | -829.8894 | 7604 | 385.1742 | -1421.5642 | -1036.39
7605 | 536.0901 | -1016 | -479.9099 | 7605 | 536.0901 | -1016 | -479.9099 | 7605 | 536.0901 | -1016 | -479.9099 | 7605 | 1100.1238 | -1716 | -615.8762 | 7605 | 1100.1238 | -1716 | -615.8762 | 7605 | 1100.1238 | -1716 | -615.8762 | 7605 | 1032.0385 | -1716 | -683.9615 | 7605 | 1032.0385 | -1716 | -683.9615 | 7605 | 1032.0385 | -1716 | -683.9615
7606 | 736.2193 | -1016 | -279.7807 | 7606 | 736.2193 | -1016 | -279.7807 | 7606 | 736.2193 | -1016 | -279.7807 | 7606 | 1165.4891 | -1716 | -550.5109 | 7606 | 1165.4891 | -1716 | -550.5109 | 7606 | 1165.4891 | -1716 | -550.5109 | 7606 | 1430.6302 | -1716 | -285.3698 | 7606 | 1497.6924 | -1716 | -218.3076 | 7606 | 1430.6302 | -1716 | -285.3698
7607 | 561.465 | -1016 | -454.535 | 7607 | 561.465 | -1016 | -454.535 | 7607 | 561.465 | -1016 | -454.535 | 7607 | 1103.0083 | -1716 | -612.9917 | 7607 | 1103.0083 | -1716 | -612.9917 | 7607 | 1103.0083 | -1716 | -612.9917 | 7607 | 1106.6755 | -1716 | -609.3245 | 7607 | 1606.6755 | -1716 | -109.3245 | 7607 | 1606.6755 | -1716 | -109.3245
7608 | 444.7789 | -1016 | -571.2211 | 7608 | 444.7789 | -1016 | -571.2211 | 7608 | 444.7789 | -1016 | -571.2211 | 7608 | 935.5796 | -1716 | -780.4204 | 7608 | 935.5796 | -1716 | -780.4204 | 7608 | 935.5796 | -1716 | -780.4204 | 7608 | 1037.8635 | -1716 | -678.1365 | 7608 | 1037.8635 | -1716 | -678.1365 | 7608 | 1037.8635 | -1716 | -678.1365
7609 | 423.8122 | -1016 | -592.1878 | 7609 | 423.8122 | -1016 | -592.1878 | 7609 | 423.8122 | -1016 | -592.1878 | 7609 | 965.2059 | -1716 | -750.7941 | 7609 | 965.2059 | -1716 | -750.7941 | 7609 | 965.2059 | -1716 | -750.7941 | 7609 | 961.1752 | -1716 | -754.8248 | 7609 | 961.1752 | -1716 | -754.8248 | 7609 | 961.1752 | -1716 | -754.8248
7610 | 403.3676 | -1016 | -612.6324 | 7610 | 403.3676 | -1016 | -612.6324 | 7610 | 403.3676 | -1016 | -612.6324 | 7610 | 932.2976 | -1716 | -783.7024 | 7610 | 932.2976 | -1716 | -783.7024 | 7610 | 932.2976 | -1716 | -783.7024 | 7610 | 933.2191 | -1716 | -782.7809 | 7610 | 933.2191 | -1716 | -782.7809 | 7610 | 933.2191 | -1716 | -782.7809
7611 | 421.069 | -1016 | -594.931 | 7611 | 421.069 | -1016 | -594.931 | 7611 | 421.069 | -1016 | -594.931 | 7611 | 1040.7274 | -1716 | -675.2726 | 7611 | 1040.7274 | -1716 | -675.2726 | 7611 | 1040.7274 | -1716 | -675.2726 | 7611 | 1004.3499 | -1716 | -711.6501 | 7611 | 1004.3499 | -1716 | -711.6501 | 7611 | 1004.3499 | -1716 | -711.6501
7612 | 425.4449 | -1016 | -590.5551 | 7612 | 425.4449 | -1016 | -590.5551 | 7612 | 425.4449 | -1016 | -590.5551 | 7612 | 1092.534 | -1716 | -623.466 | 7612 | 1092.534 | -1716 | -623.466 | 7612 | 1092.534 | -1716 | -623.466 | 7612 | 1071.9257 | -1716 | -644.0743 | 7612 | 1071.9257 | -1716 | -644.0743 | 7612 | 1071.9257 | -1716 | -644.0743
7613 | 390.4321 | -1016 | -625.5679 | 7613 | 390.4321 | -1016 | -625.5679 | 7613 | 390.4321 | -1016 | -625.5679 | 7613 | 1075.5556 | -1716 | -640.4444 | 7613 | 1075.5556 | -1716 | -640.4444 | 7613 | 1075.5556 | -1716 | -640.4444 | 7613 | 1073.5057 | -1716 | -642.4943 | 7613 | 1073.5057 | -1716 | -642.4943 | 7613 | 1073.5057 | -1716 | -642.4943
7614 | 419.0401 | -1016 | -596.9599 | 7614 | 419.0401 | -1016 | -596.9599 | 7614 | 419.0401 | -1016 | -596.9599 | 7614 | 1122.2515 | -1716 | -593.7485 | 7614 | 1122.2515 | -1716 | -593.7485 | 7614 | 1122.2515 | -1716 | -593.7485 | 7614 | 1136.5462 | -1716 | -579.4538 | 7614 | 1136.5462 | -1716 | -579.4538 | 7614 | 1136.5462 | -1716 | -579.4538
7615 | 439.8957 | -1016 | -576.1043 | 7615 | 439.8957 | -1016 | -576.1043 | 7615 | 439.8957 | -1016 | -576.1043 | 7615 | 1001.9546 | -1716 | -714.0454 | 7615 | 1001.9546 | -1716 | -714.0454 | 7615 | 1001.9546 | -1716 | -714.0454 | 7615 | 1179.3993 | -1716 | -536.6007 | 7615 | 1179.3993 | -1716 | -536.6007 | 7615 | 1179.3993 | -1716 | -536.6007
7616 | 548.1101 | -1016 | -467.8899 | 7616 | 548.1101 | -1016 | -467.8899 | 7616 | 548.1101 | -1016 | -467.8899 | 7616 | 1100.1432 | -1716 | -615.8568 | 7616 | 1100.1432 | -1716 | -615.8568 | 7616 | 1100.1432 | -1716 | -615.8568 | 7616 | 1298.1919 | -1716 | -417.8081 | 7616 | 1298.1919 | -1716 | -417.8081 | 7616 | 1298.1919 | -1716 | -417.8081
7617 | 850.6783 | -1016 | -165.3217 | 7617 | 850.6783 | -1016 | -165.3217 | 7617 | 850.6783 | -1016 | -165.3217 | 7617 | 1394.7385 | -1716 | -321.2615 | 7617 | 1394.7385 | -1716 | -321.2615 | 7617 | 1394.7385 | -1716 | -321.2615 | 7617 | 1488.9686 | -1716 | -227.0314 | 7617 | 1488.9686 | -1716 | -227.0314 | 7617 | 1488.9686 | -1716 | -227.0314
7618 | 1000 | -1016 | -16 | 7618 | 1000 | -1016 | -16 | 7618 | 1000 | -1016 | -16 | 7618 | 1592.2891 | -1716 | -123.7109 | 7618 | 1592.2891 | -1716 | -123.7109 | 7618 | 1592.2891 | -1716 | -123.7109 | 7618 | 1449.8025 | -1716 | -266.1975 | 7618 | 854.4138 | -1716 | -861.5862 | 7618 | 1135.2435 | -1716 | -580.7565
7619 | 1000 | -1016 | -16 | 7619 | 1000 | -1016 | -16 | 7619 | 1000 | -1016 | -16 | 7619 | 1627.0658 | -1716 | -88.9342 | 7619 | 1627.0658 | -1716 | -88.9342 | 7619 | 1627.0658 | -1716 | -88.9342 | 7619 | 273.3085 | -1716 | -1442.6915 | 7619 | 273.3085 | -1716 | -1442.6915 | 7619 | 1040.2085 | -1716 | -675.7915
7620 | 898.4809 | -1016 | -117.5191 | 7620 | 898.4809 | -1016 | -117.5191 | 7620 | 898.4809 | -1016 | -117.5191 | 7620 | 1433.3429 | -1716 | -282.6571 | 7620 | 1433.3429 | -1716 | -282.6571 | 7620 | 1433.3429 | -1716 | -282.6571 | 7620 | 986.7558 | -1716 | -729.2442 | 7620 | 786.7558 | -1716 | -929.2442 | 7620 | 986.7558 | -1716 | -729.2442
7621 | 596.8459 | -1016 | -419.1541 | 7621 | 596.8459 | -1016 | -419.1541 | 7621 | 596.8459 | -1016 | -419.1541 | 7621 | 1135.2372 | -1716 | -580.7628 | 7621 | 1135.2372 | -1716 | -580.7628 | 7621 | 1135.2372 | -1716 | -580.7628 | 7621 | 1083.133 | -1716 | -632.867 | 7621 | 1072.133 | -1716 | -643.867 | 7621 | 1072.133 | -1716 | -643.867
7622 | 258.7744 | -1016 | -757.2256 | 7622 | 258.7744 | -1016 | -757.2256 | 7622 | 258.7744 | -1016 | -757.2256 | 7622 | 956.5751 | -1716 | -759.4249 | 7622 | 956.5751 | -1716 | -759.4249 | 7622 | 956.5751 | -1716 | -759.4249 | 7622 | 831.6927 | -1716 | -884.3073 | 7622 | 831.6927 | -1716 | -884.3073 | 7622 | 831.6927 | -1716 | -884.3073
7623 | 153.4364 | -1016 | -862.5636 | 7623 | 153.4364 | -1016 | -862.5636 | 7623 | 153.4364 | -1016 | -862.5636 | 7623 | 859.6365 | -1716 | -856.3635 | 7623 | 859.6365 | -1716 | -856.3635 | 7623 | 859.6365 | -1716 | -856.3635 | 7623 | 884.2809 | -1716 | -831.7191 | 7623 | 884.2809 | -1716 | -831.7191 | 7623 | 884.2809 | -1716 | -831.7191
7624 | 330.812 | -1016 | -685.188 | 7624 | 330.812 | -1016 | -685.188 | 7624 | 330.812 | -1016 | -685.188 | 7624 | 917.3399 | -1716 | -798.6601 | 7624 | 917.3399 | -1716 | -798.6601 | 7624 | 917.3399 | -1716 | -798.6601 | 7624 | 969.3832 | -1716 | -746.6168 | 7624 | 1469.3832 | -1716 | -246.6168 | 7624 | 1469.3832 | -1716 | -246.6168
7625 | 356.2867 | -1016 | -659.7133 | 7625 | 356.2867 | -1016 | -659.7133 | 7625 | 356.2867 | -1016 | -659.7133 | 7625 | 982.2938 | -1716 | -733.7062 | 7625 | 982.2938 | -1716 | -733.7062 | 7625 | 982.2938 | -1716 | -733.7062 | 7625 | 1073.0283 | -1716 | -642.9717 | 7625 | 1628.434 | -1716 | -87.566 | 7625 | 1573.0283 | -1716 | -142.9717
7626 | 372.9437 | -1016 | -643.0563 | 7626 | 372.9437 | -1016 | -643.0563 | 7626 | 372.9437 | -1016 | -643.0563 | 7626 | 997.7974 | -1716 | -718.2026 | 7626 | 997.7974 | -1716 | -718.2026 | 7626 | 997.7974 | -1716 | -718.2026 | 7626 | 1246.9084 | -1716 | -469.0916 | 7626 | 2000 | -1716 | 284 | 7626 | 1587.0582 | -1716 | -128.9418
7627 | 387.4458 | -1016 | -628.5542 | 7627 | 387.4458 | -1016 | -628.5542 | 7627 | 387.4458 | -1016 | -628.5542 | 7627 | 973.6848 | -1716 | -742.3152 | 7627 | 973.6848 | -1716 | -742.3152 | 7627 | 973.6848 | -1716 | -742.3152 | 7627 | 1024.3502 | -1716 | -691.6498 | 7627 | 1024.3502 | -1716 | -691.6498 | 7627 | 1024.3502 | -1716 | -691.6498
7628 | 242.0198 | -1016 | -773.9802 | 7628 | 242.0198 | -1016 | -773.9802 | 7628 | 242.0198 | -1016 | -773.9802 | 7628 | 909.9191 | -1716 | -806.0809 | 7628 | 909.9191 | -1716 | -806.0809 | 7628 | 909.9191 | -1716 | -806.0809 | 7628 | 892.7534 | -1716 | -823.2466 | 7628 | 892.7534 | -1716 | -823.2466 | 7628 | 892.7534 | -1716 | -823.2466
7629 | 354.5009 | -1016 | -661.4991 | 7629 | 354.5009 | -1016 | -661.4991 | 7629 | 354.5009 | -1016 | -661.4991 | 7629 | 812.293 | -1716 | -903.707 | 7629 | 812.293 | -1716 | -903.707 | 7629 | 812.293 | -1716 | -903.707 | 7629 | 881.813 | -1716 | -834.187 | 7629 | 881.813 | -1716 | -834.187 | 7629 | 881.813 | -1716 | -834.187
7630 | 412.2452 | -1016 | -603.7548 | 7630 | 412.2452 | -1016 | -603.7548 | 7630 | 412.2452 | -1016 | -603.7548 | 7630 | 841.6864 | -1716 | -874.3136 | 7630 | 841.6864 | -1716 | -874.3136 | 7630 | 841.6864 | -1716 | -874.3136 | 7630 | 881.7449 | -1716 | -834.2551 | 7630 | 881.7449 | -1716 | -834.2551 | 7630 | 881.7449 | -1716 | -834.2551
7631 | 404.0818 | -1016 | -611.9182 | 7631 | 404.0818 | -1016 | -611.9182 | 7631 | 404.0818 | -1016 | -611.9182 | 7631 | 822.6384 | -1716 | -893.3616 | 7631 | 822.6384 | -1716 | -893.3616 | 7631 | 822.6384 | -1716 | -893.3616 | 7631 | 852.7151 | -1716 | -863.2849 | 7631 | 852.7151 | -1716 | -863.2849 | 7631 | 852.7151 | -1716 | -863.2849
7632 | 402.5152 | -1016 | -613.4848 | 7632 | 402.5152 | -1016 | -613.4848 | 7632 | 402.5152 | -1016 | -613.4848 | 7632 | 821.1721 | -1716 | -894.8279 | 7632 | 821.1721 | -1716 | -894.8279 | 7632 | 821.1721 | -1716 | -894.8279 | 7632 | 851.8267 | -1716 | -864.1733 | 7632 | 851.8267 | -1716 | -864.1733 | 7632 | 851.8267 | -1716 | -864.1733
7633 | 384.2916 | -1016 | -631.7084 | 7633 | 384.2916 | -1016 | -631.7084 | 7633 | 384.2916 | -1016 | -631.7084 | 7633 | 801.1749 | -1716 | -914.8251 | 7633 | 801.1749 | -1716 | -914.8251 | 7633 | 801.1749 | -1716 | -914.8251 | 7633 | 830.8538 | -1716 | -885.1462 | 7633 | 830.8538 | -1716 | -885.1462 | 7633 | 830.8538 | -1716 | -885.1462
7634 | 364.3692 | -1016 | -651.6308 | 7634 | 364.3692 | -1016 | -651.6308 | 7634 | 364.3692 | -1016 | -651.6308 | 7634 | 781.0793 | -1716 | -934.9207 | 7634 | 781.0793 | -1716 | -934.9207 | 7634 | 781.0793 | -1716 | -934.9207 | 7634 | 811.2665 | -1716 | -904.7335 | 7634 | 811.2665 | -1716 | -904.7335 | 7634 | 811.2665 | -1716 | -904.7335
7635 | 318.3839 | -1016 | -697.6161 | 7635 | 318.3839 | -1016 | -697.6161 | 7635 | 318.3839 | -1016 | -697.6161 | 7635 | 735.5792 | -1716 | -980.4208 | 7635 | 735.5792 | -1716 | -980.4208 | 7635 | 735.5792 | -1716 | -980.4208 | 7635 | 767.5832 | -1716 | -948.4168 | 7635 | 767.5832 | -1716 | -948.4168 | 7635 | 767.5832 | -1716 | -948.4168
7636 | 262.3384 | -1016 | -753.6616 | 7636 | 262.3384 | -1016 | -753.6616 | 7636 | 262.3384 | -1016 | -753.6616 | 7636 | 683.0753 | -1716 | -1032.9247 | 7636 | 683.0753 | -1716 | -1032.9247 | 7636 | 683.0753 | -1716 | -1032.9247 | 7636 | 719.848 | -1716 | -996.152 | 7636 | 719.848 | -1716 | -996.152 | 7636 | 719.848 | -1716 | -996.152
7637 | 282.936 | -1016 | -733.064 | 7637 | 282.936 | -1016 | -733.064 | 7637 | 282.936 | -1016 | -733.064 | 7637 | 701.3342 | -1716 | -1014.6658 | 7637 | 701.3342 | -1716 | -1014.6658 | 7637 | 701.3342 | -1716 | -1014.6658 | 7637 | 588.1075 | -1716 | -1127.8925 | 7637 | 588.1075 | -1716 | -1127.8925 | 7637 | 588.1075 | -1716 | -1127.8925
7638 | 735.4773 | -1016 | -280.5227 | 7638 | 1000 | -1016 | -16 | 7638 | 1000 | -1016 | -16 | 7638 | 561.4467 | -1716 | -1154.5533 | 7638 | 1226.0944 | -1716 | -489.9056 | 7638 | 1221.1275 | -1716 | -494.8725 | 7638 | 1786.7115 | -1716 | 70.7115 | 7638 | 1636.7115 | -1716 | -79.2885 | 7638 | 1111.7115 | -1716 | -604.2885
7639 | 987.9378 | -1016 | -28.0622 | 7639 | 1000 | -1016 | -16 | 7639 | 1000 | -1016 | -16 | 7639 | 813.5272 | -1716 | -902.4728 | 7639 | 1144.5489 | -1716 | -571.4511 | 7639 | 1144.5489 | -1716 | -571.4511 | 7639 | 875.7617 | -1716 | -840.2383 | 7639 | 967.1458 | -1716 | -748.8542 | 7639 | 1245.8659 | -1716 | -470.1341
7640 | 1000 | -1016 | -16 | 7640 | 1000 | -1016 | -16 | 7640 | 1000 | -1016 | -16 | 7640 | 832.409 | -1716 | -883.591 | 7640 | 1332.409 | -1716 | -383.591 | 7640 | 1332.409 | -1716 | -383.591 | 7640 | 822.3773 | -1716 | -893.6227 | 7640 | 958.5104 | -1716 | -757.4896 | 7640 | 1183.5104 | -1716 | -532.4896
7641 | 1000 | -1016 | -16 | 7641 | 1000 | -1016 | -16 | 7641 | 1000 | -1016 | -16 | 7641 | 893.9708 | -1716 | -822.0292 | 7641 | 989.9736 | -1716 | -726.0264 | 7641 | 988.1231 | -1716 | -727.8769 | 7641 | 930.7749 | -1716 | -785.2251 | 7641 | 930.7749 | -1716 | -785.2251 | 7641 | 1017.7198 | -1716 | -698.2802
7642 | 693.3972 | -1016 | -322.6028 | 7642 | 792.5336 | -1016 | -223.4664 | 7642 | 792.5336 | -1016 | -223.4664 | 7642 | 942.3562 | -1716 | -773.6438 | 7642 | 1331.3131 | -1716 | -384.6869 | 7642 | 1106.3131 | -1716 | -609.6869 | 7642 | 1007.2691 | -1716 | -708.7309 | 7642 | 1007.2691 | -1716 | -708.7309 | 7642 | 1007.2691 | -1716 | -708.7309
7643 | 742.3484 | -1016 | -273.6516 | 7643 | 995.2434 | -1016 | -20.7566 | 7643 | 995.2434 | -1016 | -20.7566 | 7643 | 1017.5948 | -1716 | -698.4052 | 7643 | 1333.5491 | -1716 | -382.4509 | 7643 | 1129.5791 | -1716 | -586.4209 | 7643 | 1103.7788 | -1716 | -612.2212 | 7643 | 1499.5677 | -1716 | -216.4323 | 7643 | 1309.7998 | -1716 | -406.2002
7644 | 705.4938 | -1016 | -310.5062 | 7644 | 1000 | -1016 | -16 | 7644 | 1000 | -1016 | -16 | 7644 | 1014.1337 | -1716 | -701.8663 | 7644 | 1014.1337 | -1716 | -701.8663 | 7644 | 1014.1337 | -1716 | -701.8663 | 7644 | 1119.8941 | -1716 | -596.1059 | 7644 | 1619.8941 | -1716 | -96.1059 | 7644 | 1619.8941 | -1716 | -96.1059
7645 | 797.3978 | -1016 | -218.6022 | 7645 | 1000 | -1016 | -16 | 7645 | 1000 | -1016 | -16 | 7645 | 1099.8644 | -1716 | -616.1356 | 7645 | 1099.8644 | -1716 | -616.1356 | 7645 | 1099.8644 | -1716 | -616.1356 | 7645 | 1548.0839 | -1716 | -167.9161 | 7645 | 1868.7307 | -1716 | 152.7307 | 7645 | 1760.7938 | -1716 | 44.7938
7646 | 809.174 | -1016 | -206.826 | 7646 | 1000 | -1016 | -16 | 7646 | 1000 | -1016 | -16 | 7646 | 1485.0823 | -1716 | -230.9177 | 7646 | 1741.8128 | -1716 | 25.8128 | 7646 | 1741.8128 | -1716 | 25.8128 | 7646 | 1462.32 | -1716 | -253.68 | 7646 | 1962.32 | -1716 | 246.32 | 7646 | 1962.32 | -1716 | 246.32
7647 | 1000 | -1016 | -16 | 7647 | 1000 | -1016 | -16 | 7647 | 1000 | -1016 | -16 | 7647 | 1447.1364 | -1716 | -268.8636 | 7647 | 1672.1364 | -1716 | -43.8636 | 7647 | 1775.6727 | -1716 | 59.6727 | 7647 | 1555.3582 | -1716 | -160.6418 | 7647 | 1681.2135 | -1716 | -34.7865 | 7647 | 1555.3582 | -1716 | -160.6418
7648 | 1000 | -1016 | -16 | 7648 | 1000 | -1016 | -16 | 7648 | 1000 | -1016 | -16 | 7648 | 1565.8302 | -1716 | -150.1698 | 7648 | 1565.8302 | -1716 | -150.1698 | 7648 | 1565.8302 | -1716 | -150.1698 | 7648 | 1758.3503 | -1716 | 42.3503 | 7648 | 1758.3503 | -1716 | 42.3503 | 7648 | 1758.3503 | -1716 | 42.3503
7649 | 1000 | -1016 | -16 | 7649 | 1000 | -1016 | -16 | 7649 | 1000 | -1016 | -16 | 7649 | 1713.5779 | -1716 | -2.4221 | 7649 | 1713.5779 | -1716 | -2.4221 | 7649 | 1713.5779 | -1716 | -2.4221 | 7649 | 2000 | -1716 | 284 | 7649 | 2000 | -1716 | 284 | 7649 | 2000 | -1716 | 284
7650 | 1000 | -1016 | -16 | 7650 | 1000 | -1016 | -16 | 7650 | 1000 | -1016 | -16 | 7650 | 1952.9246 | -1716 | 236.9246 | 7650 | 1952.9246 | -1716 | 236.9246 | 7650 | 1952.9246 | -1716 | 236.9246 | 7650 | 2000 | -1716 | 284 | 7650 | 2000 | -1716 | 284 | 7650 | 2000 | -1716 | 284
7651 | 1000 | -1016 | -16 | 7651 | 1000 | -1016 | -16 | 7651 | 1000 | -1016 | -16 | 7651 | 2000 | -1716 | 284 | 7651 | 2000 | -1716 | 284 | 7651 | 2000 | -1716 | 284 | 7651 | 2000 | -1716 | 284 | 7651 | 2000 | -1716 | 284 | 7651 | 2000 | -1716 | 284
7652 | 1000 | -1016 | -16 | 7652 | 1000 | -1016 | -16 | 7652 | 1000 | -1016 | -16 | 7652 | 2000 | -1716 | 284 | 7652 | 2000 | -1716 | 284 | 7652 | 2000 | -1716 | 284 | 7652 | 2000 | -1565.1534 | 434.8466 | 7652 | 2000 | -1716 | 284 | 7652 | 2000 | -1716 | 284
7653 | 1000 | -1016 | -16 | 7653 | 1000 | -1016 | -16 | 7653 | 1000 | -1016 | -16 | 7653 | 2000 | -1716 | 284 | 7653 | 2000 | -1716 | 284 | 7653 | 2000 | -1716 | 284 | 7653 | 2000 | -1716 | 284 | 7653 | 2000 | -1716 | 284 | 7653 | 2000 | -1716 | 284
7654 | 1000 | -1016 | -16 | 7654 | 1000 | -1016 | -16 | 7654 | 1000 | -1016 | -16 | 7654 | 2000 | -1716 | 284 | 7654 | 2000 | -1716 | 284 | 7654 | 2000 | -1716 | 284 | 7654 | 2000 | -1716 | 284 | 7654 | 2000 | -1716 | 284 | 7654 | 2000 | -1716 | 284
7655 | 1000 | -1016 | -16 | 7655 | 1000 | -1016 | -16 | 7655 | 1000 | -1016 | -16 | 7655 | 2000 | -1716 | 284 | 7655 | 2000 | -1716 | 284 | 7655 | 2000 | -1716 | 284 | 7655 | 2000 | -1716 | 284 | 7655 | 2000 | -1716 | 284 | 7655 | 2000 | -1716 | 284
7656 | 1000 | -1016 | -16 | 7656 | 1000 | -1016 | -16 | 7656 | 1000 | -1016 | -16 | 7656 | 2000 | -1716 | 284 | 7656 | 2000 | -1716 | 284 | 7656 | 2000 | -1716 | 284 | 7656 | 2000 | -1716 | 284 | 7656 | 2000 | -1716 | 284 | 7656 | 2000 | -1716 | 284
7657 | 1000 | -1016 | -16 | 7657 | 1000 | -1016 | -16 | 7657 | 1000 | -1016 | -16 | 7657 | 2000 | -1716 | 284 | 7657 | 2000 | -1716 | 284 | 7657 | 2000 | -1716 | 284 | 7657 | 2000 | -1716 | 284 | 7657 | 2000 | -1716 | 284 | 7657 | 2000 | -1716 | 284
7658 | 1000 | -1016 | -16 | 7658 | 1000 | -1016 | -16 | 7658 | 1000 | -1016 | -16 | 7658 | 2000 | -1716 | 284 | 7658 | 2000 | -1716 | 284 | 7658 | 2000 | -1716 | 284 | 7658 | 2000 | -1716 | 284 | 7658 | 2000 | -1716 | 284 | 7658 | 2000 | -1577.0876 | 422.9124
7659 | 1000 | -1016 | -16 | 7659 | 1000 | -1016 | -16 | 7659 | 1000 | -1016 | -16 | 7659 | 2000 | -1716 | 284 | 7659 | 2000 | -1716 | 284 | 7659 | 2000 | -1716 | 284 | 7659 | 2000 | -1716 | 284 | 7659 | 2000 | -1716 | 284 | 7659 | 2000 | -1716 | 284
7660 | 1000 | -1016 | -16 | 7660 | 1000 | -1016 | -16 | 7660 | 1000 | -1016 | -16 | 7660 | 2000 | -1716 | 284 | 7660 | 2000 | -1716 | 284 | 7660 | 2000 | -1716 | 284 | 7660 | 2000 | -1716 | 284 | 7660 | 2000 | -1716 | 284 | 7660 | 2000 | -1716 | 284
7661 | 1000 | -1016 | -16 | 7661 | 1000 | -1016 | -16 | 7661 | 1000 | -1016 | -16 | 7661 | 2000 | -1716 | 284 | 7661 | 2000 | -1716 | 284 | 7661 | 2000 | -1716 | 284 | 7661 | 2000 | -1716 | 284 | 7661 | 2000 | -1716 | 284 | 7661 | 2000 | -1716 | 284
7662 | 1000 | -1016 | -16 | 7662 | 1000 | -1016 | -16 | 7662 | 1000 | -1016 | -16 | 7662 | 2000 | -1716 | 284 | 7662 | 2000 | -1716 | 284 | 7662 | 2000 | -1716 | 284 | 7662 | 2000 | -1716 | 284 | 7662 | 2000 | -1716 | 284 | 7662 | 2000 | -1716 | 284
7663 | 1000 | -1016 | -16 | 7663 | 1000 | -1016 | -16 | 7663 | 1000 | -1016 | -16 | 7663 | 2000 | -1716 | 284 | 7663 | 2000 | -1716 | 284 | 7663 | 2000 | -1716 | 284 | 7663 | 2000 | -1716 | 284 | 7663 | 2000 | -1716 | 284 | 7663 | 2000 | -1716 | 284
7664 | 1000 | -1016 | -16 | 7664 | 1000 | -1016 | -16 | 7664 | 1000 | -1016 | -16 | 7664 | 2000 | -1716 | 284 | 7664 | 2000 | -1716 | 284 | 7664 | 2000 | -1716 | 284 | 7664 | 2000 | -1716 | 284 | 7664 | 2000 | -1716 | 284 | 7664 | 2000 | -1716 | 284
7665 | 1000 | -1016 | -16 | 7665 | 1000 | -1016 | -16 | 7665 | 1000 | -1016 | -16 | 7665 | 2000 | -1716 | 284 | 7665 | 2000 | -1716 | 284 | 7665 | 2000 | -1716 | 284 | 7665 | 2000 | -1475.7134 | 524.2866 | 7665 | 2000 | -1475.7134 | 524.2866 | 7665 | 2000 | -1475.7134 | 524.2866
7666 | 1000 | -1016 | -16 | 7666 | 1000 | -1016 | -16 | 7666 | 1000 | -1016 | -16 | 7666 | 2000 | -1716 | 284 | 7666 | 2000 | -1716 | 284 | 7666 | 2000 | -1716 | 284 | 7666 | 2000 | -1439.7043 | 560.2957 | 7666 | 2000 | -1439.7043 | 560.2957 | 7666 | 2000 | -1439.7043 | 560.2957
7667 | 1000 | -1016 | -16 | 7667 | 1000 | -1016 | -16 | 7667 | 1000 | -1016 | -16 | 7667 | 2000 | -1716 | 284 | 7667 | 2000 | -1716 | 284 | 7667 | 2000 | -1716 | 284 | 7667 | 2000 | -1507.59 | 492.41 | 7667 | 2000 | -1507.59 | 492.41 | 7667 | 2000 | -1507.59 | 492.41
7668 | 1000 | -1016 | -16 | 7668 | 1000 | -1016 | -16 | 7668 | 1000 | -1016 | -16 | 7668 | 2000 | -1716 | 284 | 7668 | 2000 | -1716 | 284 | 7668 | 2000 | -1716 | 284 | 7668 | 2000 | -1700.6069 | 299.3931 | 7668 | 2000 | -1700.6069 | 299.3931 | 7668 | 2000 | -1700.6069 | 299.3931
7669 | 1000 | -1016 | -16 | 7669 | 1000 | -1016 | -16 | 7669 | 1000 | -1016 | -16 | 7669 | 2000 | -1716 | 284 | 7669 | 2000 | -1716 | 284 | 7669 | 2000 | -1716 | 284 | 7669 | 2000 | -1716 | 284 | 7669 | 2000 | -1716 | 284 | 7669 | 2000 | -1716 | 284
7670 | 1000 | -1016 | -16 | 7670 | 1000 | -1016 | -16 | 7670 | 1000 | -1016 | -16 | 7670 | 2000 | -1716 | 284 | 7670 | 2000 | -1716 | 284 | 7670 | 2000 | -1716 | 284 | 7670 | 2000 | -1716 | 284 | 7670 | 2000 | -1716 | 284 | 7670 | 2000 | -1716 | 284
7671 | 1000 | -1016 | -16 | 7671 | 1000 | -1016 | -16 | 7671 | 1000 | -1016 | -16 | 7671 | 2000 | -1716 | 284 | 7671 | 2000 | -1716 | 284 | 7671 | 2000 | -1716 | 284 | 7671 | 2000 | -1716 | 284 | 7671 | 2000 | -1716 | 284 | 7671 | 2000 | -1716 | 284
7672 | 1000 | -1016 | -16 | 7672 | 1000 | -1016 | -16 | 7672 | 1000 | -1016 | -16 | 7672 | 2000 | -1716 | 284 | 7672 | 2000 | -1716 | 284 | 7672 | 2000 | -1716 | 284 | 7672 | 2000 | -1716 | 284 | 7672 | 2000 | -1716 | 284 | 7672 | 2000 | -1716 | 284
7673 | 1000 | -1016 | -16 | 7673 | 1000 | -1016 | -16 | 7673 | 1000 | -1016 | -16 | 7673 | 2000 | -1716 | 284 | 7673 | 2000 | -1716 | 284 | 7673 | 2000 | -1716 | 284 | 7673 | 2000 | -1716 | 284 | 7673 | 2000 | -1716 | 284 | 7673 | 2000 | -1716 | 284
7674 | 1000 | -1016 | -16 | 7674 | 1000 | -1016 | -16 | 7674 | 1000 | -1016 | -16 | 7674 | 2000 | -1716 | 284 | 7674 | 2000 | -1716 | 284 | 7674 | 2000 | -1716 | 284 | 7674 | 2000 | -1716 | 284 | 7674 | 2000 | -1716 | 284 | 7674 | 2000 | -1716 | 284
7675 | 1000 | -1016 | -16 | 7675 | 1000 | -1016 | -16 | 7675 | 1000 | -1016 | -16 | 7675 | 2000 | -1716 | 284 | 7675 | 2000 | -1716 | 284 | 7675 | 2000 | -1716 | 284 | 7675 | 2000 | -1716 | 284 | 7675 | 2000 | -1716 | 284 | 7675 | 2000 | -1716 | 284
7676 | 1000 | -1016 | -16 | 7676 | 1000 | -1016 | -16 | 7676 | 1000 | -1016 | -16 | 7676 | 2000 | -1716 | 284 | 7676 | 2000 | -1716 | 284 | 7676 | 2000 | -1716 | 284 | 7676 | 2000 | -1716 | 284 | 7676 | 2000 | -1716 | 284 | 7676 | 2000 | -1716 | 284
7677 | 1000 | -1016 | -16 | 7677 | 1000 | -1016 | -16 | 7677 | 1000 | -1016 | -16 | 7677 | 2000 | -1716 | 284 | 7677 | 2000 | -1716 | 284 | 7677 | 2000 | -1716 | 284 | 7677 | 2000 | -1716 | 284 | 7677 | 2000 | -1716 | 284 | 7677 | 2000 | -1716 | 284
7678 | 1000 | -1016 | -16 | 7678 | 1000 | -1016 | -16 | 7678 | 1000 | -1016 | -16 | 7678 | 2000 | -1716 | 284 | 7678 | 2000 | -1716 | 284 | 7678 | 2000 | -1716 | 284 | 7678 | 2000 | -1716 | 284 | 7678 | 2000 | -1716 | 284 | 7678 | 2000 | -1716 | 284
7679 | 1000 | -1016 | -16 | 7679 | 1000 | -1016 | -16 | 7679 | 1000 | -1016 | -16 | 7679 | 2000 | -1716 | 284 | 7679 | 2000 | -1716 | 284 | 7679 | 2000 | -1716 | 284 | 7679 | 2000 | -1716 | 284 | 7679 | 2000 | -1716 | 284 | 7679 | 2000 | -1716 | 284
7680 | 1000 | -1016 | -16 | 7680 | 1000 | -1016 | -16 | 7680 | 1000 | -1016 | -16 | 7680 | 1911.5906 | -1716 | 195.5906 | 7680 | 2000 | -1716 | 284 | 7680 | 2000 | -1716 | 284 | 7680 | 2000 | -1716 | 284 | 7680 | 2000 | -1716 | 284 | 7680 | 2000 | -1716 | 284
7681 | 1000 | -1016 | -16 | 7681 | 1000 | -1016 | -16 | 7681 | 1000 | -1016 | -16 | 7681 | 1927.4916 | -1716 | 211.4916 | 7681 | 2000 | -1716 | 284 | 7681 | 2000 | -1716 | 284 | 7681 | 2000 | -1716 | 284 | 7681 | 2000 | -1716 | 284 | 7681 | 2000 | -1716 | 284
7682 | 998.619 | -1016 | -17.381 | 7682 | 998.619 | -1016 | -17.381 | 7682 | 998.619 | -1016 | -17.381 | 7682 | 1882.7138 | -1716 | 166.7138 | 7682 | 1882.7138 | -1716 | 166.7138 | 7682 | 1882.7138 | -1716 | 166.7138 | 7682 | 2000 | -1716 | 284 | 7682 | 2000 | -1716 | 284 | 7682 | 2000 | -1716 | 284
7683 | 974.2548 | -1016 | -41.7452 | 7683 | 974.2548 | -1016 | -41.7452 | 7683 | 974.2548 | -1016 | -41.7452 | 7683 | 1831.1715 | -1716 | 115.1715 | 7683 | 1831.1715 | -1716 | 115.1715 | 7683 | 1831.1715 | -1716 | 115.1715 | 7683 | 2000 | -1716 | 284 | 7683 | 2000 | -1716 | 284 | 7683 | 2000 | -1716 | 284
7684 | 964.7167 | -1016 | -51.2833 | 7684 | 964.7167 | -1016 | -51.2833 | 7684 | 964.7167 | -1016 | -51.2833 | 7684 | 1826.6748 | -1716 | 110.6748 | 7684 | 1826.6748 | -1716 | 110.6748 | 7684 | 1826.6748 | -1716 | 110.6748 | 7684 | 2000 | -1716 | 284 | 7684 | 2000 | -1716 | 284 | 7684 | 2000 | -1716 | 284
7685 | 954.3534 | -1016 | -61.6466 | 7685 | 954.3534 | -1016 | -61.6466 | 7685 | 954.3534 | -1016 | -61.6466 | 7685 | 1642.964 | -1716 | -73.036 | 7685 | 1642.964 | -1716 | -73.036 | 7685 | 1642.964 | -1716 | -73.036 | 7685 | 2000 | -1716 | 284 | 7685 | 2000 | -1716 | 284 | 7685 | 2000 | -1716 | 284
7686 | 996.478 | -1016 | -19.522 | 7686 | 996.478 | -1016 | -19.522 | 7686 | 996.478 | -1016 | -19.522 | 7686 | 1436.0936 | -1716 | -279.9064 | 7686 | 1881.9608 | -1716 | 165.9608 | 7686 | 1840.5079 | -1716 | 124.5079 | 7686 | 2000 | -1716 | 284 | 7686 | 2000 | -1716 | 284 | 7686 | 2000 | -1716 | 284
7687 | 880.7969 | -1016 | -135.2031 | 7687 | 880.7969 | -1016 | -135.2031 | 7687 | 880.7969 | -1016 | -135.2031 | 7687 | 1308.1893 | -1716 | -407.8107 | 7687 | 1676.3341 | -1716 | -39.6659 | 7687 | 1676.3341 | -1716 | -39.6659 | 7687 | 2000 | -1716 | 284 | 7687 | 2000 | -1716 | 284 | 7687 | 2000 | -1716 | 284
7688 | 829.3207 | -1016 | -186.6793 | 7688 | 829.3207 | -1016 | -186.6793 | 7688 | 829.3207 | -1016 | -186.6793 | 7688 | 1275.8252 | -1716 | -440.1748 | 7688 | 1559.9362 | -1716 | -156.0638 | 7688 | 1559.9362 | -1716 | -156.0638 | 7688 | 1899.5517 | -1716 | 183.5517 | 7688 | 2000 | -1716 | 284 | 7688 | 2000 | -1716 | 284
7689 | 932.1832 | -1016 | -83.8168 | 7689 | 932.1832 | -1016 | -83.8168 | 7689 | 932.1832 | -1016 | -83.8168 | 7689 | 1283.8318 | -1716 | -432.1682 | 7689 | 1590.9373 | -1716 | -125.0627 | 7689 | 1539.6714 | -1716 | -176.3286 | 7689 | 1858.6914 | -1716 | 142.6914 | 7689 | 2000 | -1716 | 284 | 7689 | 2000 | -1716 | 284
7690 | 1000 | -1016 | -16 | 7690 | 1000 | -1016 | -16 | 7690 | 1000 | -1016 | -16 | 7690 | 1295.3364 | -1716 | -420.6636 | 7690 | 1295.3364 | -1716 | -420.6636 | 7690 | 1295.3364 | -1716 | -420.6636 | 7690 | 1986.1409 | -1716 | 270.1409 | 7690 | 2000 | -1716 | 284 | 7690 | 2000 | -1716 | 284
7691 | 591.2272 | -1016 | -424.7728 | 7691 | 591.2272 | -1016 | -424.7728 | 7691 | 591.2272 | -1016 | -424.7728 | 7691 | 1374.1668 | -1716 | -341.8332 | 7691 | 1374.1668 | -1716 | -341.8332 | 7691 | 1374.1668 | -1716 | -341.8332 | 7691 | 1770.4262 | -1716 | 54.4262 | 7691 | 2000 | -1716 | 284 | 7691 | 2000 | -1716 | 284
7692 | 594.2489 | -1016 | -421.7511 | 7692 | 594.2489 | -1016 | -421.7511 | 7692 | 594.2489 | -1016 | -421.7511 | 7692 | 1384.2064 | -1716 | -331.7936 | 7692 | 1384.2064 | -1716 | -331.7936 | 7692 | 1384.2064 | -1716 | -331.7936 | 7692 | 1784.7091 | -1716 | 68.7091 | 7692 | 2000 | -1716 | 284 | 7692 | 2000 | -1716 | 284
7693 | 666.7358 | -1016 | -349.2642 | 7693 | 666.7358 | -1016 | -349.2642 | 7693 | 666.7358 | -1016 | -349.2642 | 7693 | 1436.8848 | -1716 | -279.1152 | 7693 | 1436.8848 | -1716 | -279.1152 | 7693 | 1436.8848 | -1716 | -279.1152 | 7693 | 1840.1753 | -1716 | 124.1753 | 7693 | 2000 | -1716 | 284 | 7693 | 2000 | -1716 | 284
7694 | 779.1475 | -1016 | -236.8525 | 7694 | 779.1475 | -1016 | -236.8525 | 7694 | 779.1475 | -1016 | -236.8525 | 7694 | 1563.6337 | -1716 | -152.3663 | 7694 | 1563.6337 | -1716 | -152.3663 | 7694 | 1563.6337 | -1716 | -152.3663 | 7694 | 1946.8263 | -1716 | 230.8263 | 7694 | 2000 | -1716 | 284 | 7694 | 2000 | -1716 | 284
7695 | 818.2821 | -1016 | -197.7179 | 7695 | 818.2821 | -1016 | -197.7179 | 7695 | 818.2821 | -1016 | -197.7179 | 7695 | 1618.3483 | -1716 | -97.6517 | 7695 | 1618.3483 | -1716 | -97.6517 | 7695 | 1618.3483 | -1716 | -97.6517 | 7695 | 1934.9876 | -1716 | 218.9876 | 7695 | 2000 | -1716 | 284 | 7695 | 1971.5779 | -1716 | 255.5779
7696 | 828.8645 | -1016 | -187.1355 | 7696 | 828.8645 | -1016 | -187.1355 | 7696 | 828.8645 | -1016 | -187.1355 | 7696 | 1649.0496 | -1716 | -66.9504 | 7696 | 1649.0496 | -1716 | -66.9504 | 7696 | 1649.0496 | -1716 | -66.9504 | 7696 | 1866.6147 | -1716 | 150.6147 | 7696 | 1866.6147 | -1716 | 150.6147 | 7696 | 1866.6147 | -1716 | 150.6147
7697 | 786.8378 | -1016 | -229.1622 | 7697 | 786.8378 | -1016 | -229.1622 | 7697 | 786.8378 | -1016 | -229.1622 | 7697 | 1769.5508 | -1716 | 53.5508 | 7697 | 1769.5508 | -1716 | 53.5508 | 7697 | 1769.5508 | -1716 | 53.5508 | 7697 | 1704.9019 | -1716 | -11.0981 | 7697 | 1704.9019 | -1716 | -11.0981 | 7697 | 1705.4442 | -1716 | -10.5558
7698 | 871.0351 | -1016 | -144.9649 | 7698 | 871.0351 | -1016 | -144.9649 | 7698 | 871.0351 | -1016 | -144.9649 | 7698 | 1867.5777 | -1716 | 151.5777 | 7698 | 1867.5777 | -1716 | 151.5777 | 7698 | 1867.5777 | -1716 | 151.5777 | 7698 | 1510.3377 | -1645.8843 | -135.5465 | 7698 | 1445.8044 | -1581.3509 | -135.5465 | 7698 | 1665.8044 | -1276.2368 | 389.5676
7699 | 1000 | -1016 | -16 | 7699 | 1000 | -1016 | -16 | 7699 | 1000 | -1016 | -16 | 7699 | 1952.8595 | -1716 | 236.8595 | 7699 | 1647.4797 | -1716 | -68.5203 | 7699 | 1756.5606 | -1716 | 40.5606 | 7699 | 1170.1218 | -1716 | -545.8782 | 7699 | 1170.1218 | -1716 | -545.8782 | 7699 | 1390.1218 | -1716 | -325.8782
7700 | 1000 | -1016 | -16 | 7700 | 1000 | -1016 | -16 | 7700 | 1000 | -1016 | -16 | 7700 | 1540.8224 | -1716 | -175.1776 | 7700 | 1449.0686 | -1716 | -266.9314 | 7700 | 1449.0686 | -1716 | -266.9314 | 7700 | 287.3425 | -1340.1578 | -1052.8154 | 7700 | 287.3425 | -1340.1578 | -1052.8154 | 7700 | 1167.3425 | -1716 | -548.6575
7701 | 1000 | -1016 | -16 | 7701 | 1000 | -1016 | -16 | 7701 | 1000 | -1016 | -16 | 7701 | 1510.8975 | -1716 | -205.1025 | 7701 | 1282.3606 | -1716 | -433.6394 | 7701 | 1282.3606 | -1716 | -433.6394 | 7701 | 266.3409 | -1251.73 | -985.3892 | 7701 | 306.3409 | -634.1393 | -327.7984 | 7701 | 306.3409 | -634.1393 | -327.7984
7702 | 724.1463 | -1016 | -291.8537 | 7702 | 724.1463 | -1016 | -291.8537 | 7702 | 724.1463 | -1016 | -291.8537 | 7702 | 1264.952 | -1716 | -451.048 | 7702 | 1117.8196 | -1716 | -598.1804 | 7702 | 1117.8196 | -1716 | -598.1804 | 7702 | -668.1763 | -672.3094 | -1340.4858 | 7702 | -668.1763 | -717.1118 | -1385.2882 | 7702 | -888.1763 | 2.8882 | -885.2882
7703 | 960.0812 | -1016 | -55.9188 | 7703 | 460.0812 | -1016 | -555.9188 | 7703 | 460.0812 | -1016 | -555.9188 | 7703 | 868.4705 | -1716 | -847.5295 | 7703 | 760.5476 | -1716 | -955.4524 | 7703 | 869.0128 | -1423.734 | -554.7212 | 7703 | -1220.5378 | 1717 | 496.4622 | 7703 | -1220.5378 | -35.9769 | -1256.5147 | 7703 | -1440.5378 | 184.0231 | -1256.5147
7704 | 1000 | -1016 | -16 | 7704 | 579.2252 | -1016 | -436.7748 | 7704 | 579.2252 | -1016 | -436.7748 | 7704 | 666.8125 | -1366.0069 | -699.1944 | 7704 | 774.7354 | -1716 | -941.2646 | 7704 | 666.2702 | -1001.1962 | -334.9261 | 7704 | -1352.9058 | 1717 | 364.0942 | 7704 | -1481.4614 | 1717 | 235.5386 | 7704 | -1572.9058 | 1717 | 144.0942
7705 | 827.7123 | -1016 | -188.2877 | 7705 | 671.1297 | -1016 | -344.8703 | 7705 | 671.1297 | -1016 | -344.8703 | 7705 | 344.7542 | 25.0415 | 369.7956 | 7705 | 344.7542 | -706.6912 | -361.937 | 7705 | 344.7542 | -423.6838 | -78.9296 | 7705 | -1715.6906 | 1717 | 1.3094 | 7705 | -1688.5743 | 1717 | 28.4257 | 7705 | -1535.6906 | 1717 | 181.3094
7706 | 732.0062 | -1016 | -283.9938 | 7706 | 704.8899 | -1016 | -311.1101 | 7706 | 704.3475 | -1016 | -311.6525 | 7706 | 140.3714 | 441.0907 | 581.4621 | 7706 | 140.3714 | -58.9093 | 81.4621 | 7706 | 140.3714 | -58.9093 | 81.4621 | 7706 | -1519.7424 | 1717 | 197.2576 | 7706 | -1866.4642 | 1717 | -149.4642 | 7706 | -1726.8587 | 1717 | -9.8587
7707 | 585.5626 | -764.1734 | -178.6108 | 7707 | 612.6789 | -1016 | -403.3211 | 7707 | 640.3376 | -1009.8483 | -369.5108 | 7707 | 6.742 | 546.7525 | 553.4944 | 7707 | 6.742 | 46.7525 | 53.4944 | 7707 | 6.742 | 46.7525 | 53.4944 | 7707 | -1860.6807 | 1717 | -143.6807 | 7707 | -1860.6807 | 1717 | -143.6807 | 7707 | -1860.6807 | 1717 | -143.6807
7708 | -65.7836 | 84.5241 | 18.7405 | 7708 | -10.5183 | -1003.4245 | -1013.9428 | 7708 | -37.6346 | -443.6249 | -481.2595 | 7708 | -1186.6075 | 1439.344 | 252.7365 | 7708 | -863.4805 | 471.9207 | -391.5597 | 7708 | -859.7929 | 612.5293 | -247.2635 | 7708 | -1899.8866 | 1717 | -182.8866 | 7708 | -1899.8866 | 1717 | -182.8866 | 7708 | -1899.8866 | 1717 | -182.8866
7709 | -436.9639 | 183.5802 | -253.3837 | 7709 | 127.9603 | -881.344 | -753.3837 | 7709 | 127.9603 | -881.344 | -753.3837 | 7709 | -1418.7394 | 1338.9744 | -79.765 | 7709 | -1418.7394 | 838.9744 | -579.765 | 7709 | -1418.7394 | 838.9744 | -579.765 | 7709 | -1904.3868 | 1717 | -187.3868 | 7709 | -1904.3868 | 1717 | -187.3868 | 7709 | -1904.3868 | 1717 | -187.3868
7710 | -735.4314 | 180.5954 | -554.8361 | 7710 | -735.4314 | -319.4046 | -1054.8361 | 7710 | -735.4314 | 177.1816 | -558.2499 | 7710 | -1390.8386 | 1018.2022 | -372.6364 | 7710 | -1390.8386 | 1018.2022 | -372.6364 | 7710 | -1390.8386 | 1018.2022 | -372.6364 | 7710 | -1870.1166 | 1717 | -153.1166 | 7710 | -1870.1166 | 1717 | -153.1166 | 7710 | -1714.6087 | 1717 | 2.3913
7711 | -553.2464 | -42.231 | -595.4774 | 7711 | -553.2464 | -42.231 | -595.4774 | 7711 | -553.2464 | -214.2235 | -767.4699 | 7711 | -1197.2462 | 857.4592 | -339.787 | 7711 | -1197.2462 | 857.4592 | -339.787 | 7711 | -1197.2462 | 857.4592 | -339.787 | 7711 | -1727.182 | 1717 | -10.182 | 7711 | -1727.182 | 1717 | -10.182 | 7711 | -1607.3219 | 1717 | 109.6781
7712 | -414.1933 | 301.9836 | -112.2097 | 7712 | -194.1933 | 21.1928 | -173.0005 | 7712 | -158.9185 | -453.2911 | -612.2097 | 7712 | -1044.0685 | 1282.5221 | 238.4536 | 7712 | -1044.0685 | 1282.5221 | 238.4536 | 7712 | -1044.0685 | 1282.5221 | 238.4536 | 7712 | -1749.8923 | 1717 | -32.8923 | 7712 | -1749.8923 | 1717 | -32.8923 | 7712 | -1749.8923 | 1717 | -32.8923
7713 | 81.144 | 68.9129 | 150.0569 | 7713 | 150.8917 | -0.83481 | 150.0569 | 7713 | 81.144 | 68.9129 | 150.0569 | 7713 | -519.5556 | 1060.5266 | 540.971 | 7713 | -519.5556 | 1060.5266 | 540.971 | 7713 | -519.5556 | 1060.5266 | 540.971 | 7713 | -1637.7418 | 1717 | 79.2582 | 7713 | -1157.7418 | 1717 | 559.2582 | 7713 | -1821.3989 | 1717 | -104.3989
7714 | -344.5379 | 626.776 | 282.238 | 7714 | -344.5379 | 626.776 | 282.238 | 7714 | -344.5379 | 626.776 | 282.238 | 7714 | -944.4654 | 1614.5202 | 670.0549 | 7714 | -944.4654 | 1614.5202 | 670.0549 | 7714 | -944.4654 | 1614.5202 | 670.0549 | 7714 | -1733.0273 | 1717 | -16.0273 | 7714 | -1733.0273 | 1717 | -16.0273 | 7714 | -1733.0273 | 1717 | -16.0273
7715 | -235.4215 | 499.335 | 263.9135 | 7715 | -235.4215 | -0.66504 | -236.0865 | 7715 | -235.4215 | -0.66504 | -236.0865 | 7715 | -794.6336 | 1462.2454 | 667.6118 | 7715 | -794.6336 | 1462.2454 | 667.6118 | 7715 | -794.6336 | 1462.2454 | 667.6118 | 7715 | -1760.8404 | 1717 | -43.8404 | 7715 | -1760.8404 | 1717 | -43.8404 | 7715 | -1760.8404 | 1717 | -43.8404
7716 | 133.1808 | -46.5912 | 86.5896 | 7716 | 133.1808 | -126.7337 | 6.4471 | 7716 | 133.1808 | -46.5912 | 86.5896 | 7716 | -416.8528 | 886.4305 | 469.5777 | 7716 | -416.8528 | 886.4305 | 469.5777 | 7716 | -416.8528 | 886.4305 | 469.5777 | 7716 | -2000 | 1717 | -283 | 7716 | -2000 | 1717 | -283 | 7716 | -2000 | 1717 | -283
7717 | 402.4078 | -479.4268 | -77.0189 | 7717 | 541.0999 | -766.844 | -225.744 | 7717 | 582.4078 | -766.844 | -184.4361 | 7717 | -125.4315 | 410.9226 | 285.4911 | 7717 | -125.4315 | 410.9226 | 285.4911 | 7717 | -125.4315 | 410.9226 | 285.4911 | 7717 | -1978.1754 | 1717 | -261.1754 | 7717 | -1693.8688 | 1717 | 23.1312 | 7717 | -1914.652 | 1717 | -197.652
7718 | 583.8975 | -720.5932 | -136.6957 | 7718 | 590.7324 | -727.4281 | -136.6957 | 7718 | 583.8975 | -727.4281 | -143.5307 | 7718 | 95.8453 | 92.2762 | 188.1215 | 7718 | 95.8453 | 92.2762 | 188.1215 | 7718 | 95.8453 | 92.2762 | 188.1215 | 7718 | -1089.6936 | 1717 | 627.3064 | 7718 | -1024.5961 | 1717 | 692.4039 | 7718 | -1024.5961 | 1717 | 692.4039
7719 | 623.2442 | -802.9593 | -179.7151 | 7719 | 623.2442 | -1016 | -392.7558 | 7719 | 623.2442 | -1016 | -392.7558 | 7719 | 171.9602 | -90.4178 | 81.5424 | 7719 | 171.9602 | -261.2148 | -89.2545 | 7719 | 171.9602 | -261.2148 | -89.2545 | 7719 | -976.8104 | 1717 | 740.1896 | 7719 | -1142.0355 | 1661.9479 | 519.9124 | 7719 | -976.8104 | 1496.7229 | 519.9124
7720 | 742.8138 | -1016 | -273.1862 | 7720 | 1000 | -1016 | -16 | 7720 | 1000 | -1016 | -16 | 7720 | 1124.9091 | -1191.0078 | -66.0986 | 7720 | 1124.9091 | -1191.0078 | -66.0986 | 7720 | 1124.9091 | -1191.0078 | -66.0986 | 7720 | -173.1732 | 279.3485 | 106.1753 | 7720 | -173.1732 | 494.713 | 321.5397 | 7720 | 46.8268 | 279.3485 | 326.1753
7721 | 1000 | -1016 | -16 | 7721 | 950.7734 | -1016 | -65.2266 | 7721 | 1000 | -1016 | -16 | 7721 | 1314.1824 | -1716 | -401.8176 | 7721 | 1314.1824 | -1716 | -401.8176 | 7721 | 1314.1824 | -1716 | -401.8176 | 7721 | 267.9858 | -340.6519 | -72.6661 | 7721 | 267.9858 | -340.6519 | -72.6661 | 7721 | 267.9858 | -340.6519 | -72.6661
7722 | 519.3026 | -1016 | -496.6974 | 7722 | 928.24 | -1016 | -87.76 | 7722 | 928.24 | -1016 | -87.76 | 7722 | 1258.0632 | -1716 | -457.9368 | 7722 | 1258.0632 | -1716 | -457.9368 | 7722 | 1258.0632 | -1716 | -457.9368 | 7722 | 106.7644 | 203.5258 | 310.2902 | 7722 | 106.7644 | 203.5258 | 310.2902 | 7722 | 106.7644 | 203.5258 | 310.2902
7723 | 229.7369 | -1016 | -786.2631 | 7723 | 729.7369 | -1016 | -286.2631 | 7723 | 729.7369 | -1016 | -286.2631 | 7723 | 1445.5684 | -1716 | -270.4316 | 7723 | 1482.3057 | -1716 | -233.6943 | 7723 | 1482.3057 | -1716 | -233.6943 | 7723 | 459.8293 | -1562.5666 | -1102.7373 | 7723 | 459.8293 | -1012.8948 | -553.0655 | 7723 | 459.8293 | -1012.8948 | -553.0655
7724 | 249.3352 | -1016 | -766.6648 | 7724 | 249.3352 | -1016 | -766.6648 | 7724 | 249.3352 | -1016 | -766.6648 | 7724 | 1837.3071 | -1716 | 121.3071 | 7724 | 1781.2269 | -1716 | 65.2269 | 7724 | 1781.2269 | -1716 | 65.2269 | 7724 | 939.0684 | -1716 | -776.9316 | 7724 | 1128.3608 | -1716 | -587.6392 | 7724 | 873.9927 | -1461.6319 | -587.6392
7725 | 135.0294 | -1016 | -880.9706 | 7725 | 135.0294 | -1016 | -880.9706 | 7725 | 135.0294 | -1016 | -880.9706 | 7725 | 1953.4774 | -1716 | 237.4774 | 7725 | 1867.6089 | -1716 | 151.6089 | 7725 | 1399.6985 | -1716 | -316.3015 | 7725 | 889.01 | -1673.2575 | -784.2475 | 7725 | 889.01 | -1673.2575 | -784.2475 | 7725 | 889.01 | -1673.2575 | -784.2475
7726 | 133.0726 | -1016 | -882.9274 | 7726 | 133.0726 | -1016 | -882.9274 | 7726 | 133.0726 | -1016 | -882.9274 | 7726 | 816.9497 | -1716 | -899.0503 | 7726 | 1008.7756 | -1716 | -707.2244 | 7726 | 1008.7756 | -1716 | -707.2244 | 7726 | 54.898 | -317.4898 | -262.5918 | 7726 | 54.898 | -842.604 | -787.7059 | 7726 | 54.898 | -842.604 | -787.7059
7727 | 132.1603 | -1016 | -883.8397 | 7727 | 132.1603 | -1016 | -883.8397 | 7727 | 132.1603 | -1016 | -883.8397 | 7727 | 366.5946 | -1569.7811 | -1203.1865 | 7727 | 366.5946 | -1716 | -1349.4054 | 7727 | 366.5946 | -1716 | -1349.4054 | 7727 | -972.163 | 217.9179 | -754.2452 | 7727 | -972.163 | 217.9179 | -754.2452 | 7727 | -972.163 | 217.9179 | -754.2452
7728 | -377.4518 | -1016 | -1393.4518 | 7728 | -355.5585 | -1016 | -1371.5585 | 7728 | -355.5585 | -1016 | -1371.5585 | 7728 | -525.8361 | -858.3273 | -1384.1634 | 7728 | -381.5399 | -1233.3273 | -1614.8672 | 7728 | -385.2275 | -1083.3273 | -1468.5548 | 7728 | -1231.8801 | 520.9608 | -710.9193 | 7728 | -1231.8801 | 520.9608 | -710.9193 | 7728 | -1231.8801 | 520.9608 | -710.9193
7729 | -637.9271 | -330.9562 | -968.8833 | 7729 | -637.9271 | -330.9562 | -968.8833 | 7729 | -637.9271 | -330.9562 | -968.8833 | 7729 | -786.2263 | -279.1477 | -1065.374 | 7729 | -786.2263 | -279.1477 | -1065.374 | 7729 | -786.2263 | -107.2609 | -893.4872 | 7729 | -1129.2148 | 178.8792 | -950.3356 | 7729 | -1129.2148 | -321.1208 | -1450.3356 | 7729 | -1129.2148 | 178.8792 | -950.3356
7730 | -602.0243 | -309.8351 | -911.8594 | 7730 | -602.0243 | -309.8351 | -911.8594 | 7730 | -602.0243 | -309.8351 | -911.8594 | 7730 | -504.3066 | -536.1654 | -1040.4721 | 7730 | -504.3066 | -713.6145 | -1217.9211 | 7730 | -504.3066 | -536.1654 | -1040.4721 | 7730 | -1047.9033 | 88.5053 | -959.3979 | 7730 | -1047.9033 | 88.5053 | -959.3979 | 7730 | -1047.9033 | 88.5053 | -959.3979
7731 | -601.0751 | -242.1996 | -843.2747 | 7731 | -601.0751 | -242.1996 | -843.2747 | 7731 | -601.0751 | -242.1996 | -843.2747 | 7731 | -163.6618 | -987.3538 | -1151.0156 | 7731 | -163.6618 | -1099.6659 | -1263.3277 | 7731 | -163.6618 | -1099.6659 | -1263.3277 | 7731 | -1046.348 | 182.8551 | -863.4929 | 7731 | -1046.348 | 707.9693 | -338.3788 | 7731 | -1046.348 | 182.8551 | -863.4929
7732 | -576.2026 | -318.1535 | -894.3561 | 7732 | -576.2026 | -318.1535 | -894.3561 | 7732 | -576.2026 | -318.1535 | -894.3561 | 7732 | -73.6317 | -924.0893 | -997.721 | 7732 | -73.6317 | -985.1968 | -1058.8285 | 7732 | -73.6317 | -1101.5383 | -1175.1701 | 7732 | -1031.0619 | 138.1329 | -892.929 | 7732 | -1031.0619 | 663.247 | -367.8148 | 7732 | -1031.0619 | 138.1329 | -892.929
7733 | 401.2537 | -1016 | -614.7463 | 7733 | 401.2537 | -1016 | -614.7463 | 7733 | 401.2537 | -1016 | -614.7463 | 7733 | 510.4478 | -1603.9081 | -1093.4603 | 7733 | 510.4478 | -1603.9081 | -1093.4603 | 7733 | 510.4478 | -1603.9081 | -1093.4603 | 7733 | -633.5569 | -377.9751 | -1011.532 | 7733 | -633.5569 | 147.1391 | -486.4178 | 7733 | -633.5569 | -377.9751 | -1011.532
7734 | 686.6625 | -1016 | -329.3375 | 7734 | 1000 | -1016 | -16 | 7734 | 1000 | -1016 | -16 | 7734 | 1508.1846 | -1716 | -207.8154 | 7734 | 1508.1846 | -1716 | -207.8154 | 7734 | 1508.1846 | -1716 | -207.8154 | 7734 | 512.2201 | -1420.3948 | -908.1746 | 7734 | 512.2201 | -895.2806 | -383.0605 | 7734 | 512.2201 | -1420.3948 | -908.1746
7735 | 1000 | -1016 | -16 | 7735 | 1000 | -1016 | -16 | 7735 | 1000 | -1016 | -16 | 7735 | 1877.9621 | -1716 | 161.9621 | 7735 | 1877.9621 | -1716 | 161.9621 | 7735 | 1877.9621 | -1716 | 161.9621 | 7735 | 894.028 | -1606.6192 | -712.5912 | 7735 | 894.028 | -1169.5616 | -275.5336 | 7735 | 894.028 | -1606.6192 | -712.5912
7736 | 821.191 | -1016 | -194.809 | 7736 | 1000 | -1016 | -16 | 7736 | 1000 | -1016 | -16 | 7736 | 1537.5037 | -1716 | -178.4963 | 7736 | 1537.5037 | -1716 | -178.4963 | 7736 | 1537.5037 | -1716 | -178.4963 | 7736 | 436.3298 | -1100.4512 | -664.1214 | 7736 | 436.3298 | -1100.4512 | -664.1214 | 7736 | 436.3298 | -1100.4512 | -664.1214
7737 | 682.5387 | -1016 | -333.4613 | 7737 | 1000 | -1016 | -16 | 7737 | 1000 | -1016 | -16 | 7737 | 1184.4332 | -1582.5259 | -398.0927 | 7737 | 1184.4332 | -1582.5259 | -398.0927 | 7737 | 1184.4332 | -1582.5259 | -398.0927 | 7737 | -7.2441 | -81.8683 | -89.1124 | 7737 | -7.2441 | -81.8683 | -89.1124 | 7737 | -7.2441 | -81.8683 | -89.1124
7738 | 543.0192 | -1016 | -472.9808 | 7738 | 1000 | -1016 | -16 | 7738 | 1000 | -1016 | -16 | 7738 | 1002.8109 | -1350.3877 | -347.5767 | 7738 | 1002.8109 | -1350.3877 | -347.5767 | 7738 | 1002.8109 | -1350.3877 | -347.5767 | 7738 | -217.2847 | 216.4296 | -0.8551 | 7738 | -217.2847 | 216.4296 | -0.8551 | 7738 | -217.2847 | 216.4296 | -0.8551
7739 | 529.0389 | -1016 | -486.9611 | 7739 | 598.0745 | -1016 | -417.9255 | 7739 | 598.0745 | -1016 | -417.9255 | 7739 | 476.1486 | -831.9286 | -355.78 | 7739 | 476.1486 | -331.9286 | 144.22 | 7739 | 476.1486 | -331.9286 | 144.22 | 7739 | -1695.1724 | 1684.5908 | -10.5815 | 7739 | -1695.1724 | 1684.5908 | -10.5815 | 7739 | -1695.1724 | 1684.5908 | -10.5815
7740 | 412.6934 | -1016 | -603.3066 | 7740 | 698.4598 | -1016 | -317.5402 | 7740 | 616.745 | -1016 | -399.255 | 7740 | 242.2327 | -737.8843 | -495.6516 | 7740 | 445.0332 | 117.9977 | 563.0309 | 7740 | 242.2327 | -209.4869 | 32.7458 | 7740 | -1741.4001 | 1564.342 | -177.0581 | 7740 | -1741.4001 | 1564.342 | -177.0581 | 7740 | -1741.4001 | 1564.342 | -177.0581
7741 | 134.1442 | -776.8397 | -642.6955 | 7741 | -90.8558 | -551.8397 | -642.6955 | 7741 | -90.8558 | -551.8397 | -642.6955 | 7741 | -323.3101 | -232.0555 | -555.3656 | 7741 | -323.3101 | 267.9445 | -55.3656 | 7741 | -323.3101 | 267.9445 | -55.3656 | 7741 | -1824.6133 | 1561.301 | -263.3122 | 7741 | -1824.6133 | 1561.301 | -263.3122 | 7741 | -1824.6133 | 1561.301 | -263.3122
7742 | -792.1675 | 180.1335 | -612.034 | 7742 | -999.3027 | 887.2687 | -112.034 | 7742 | -917.5879 | 305.5539 | -612.034 | 7742 | -1407.4757 | 924.1808 | -483.2949 | 7742 | -1407.4757 | 1424.1808 | 16.7051 | 7742 | -1407.4757 | 1424.1808 | 16.7051 | 7742 | -1894.541 | 1717 | -177.541 | 7742 | -1894.541 | 1717 | -177.541 | 7742 | -1894.541 | 1717 | -177.541
7743 | -1000 | 627.4346 | -372.5654 | 7743 | -1000 | 829.4341 | -170.5659 | 7743 | -1000 | 880.8637 | -119.1363 | 7743 | -1743.1944 | 1694.4707 | -48.7237 | 7743 | -1743.1944 | 1717 | -26.1944 | 7743 | -1743.1944 | 1717 | -26.1944 | 7743 | -1996.7622 | 1717 | -279.7622 | 7743 | -1996.7622 | 1717 | -279.7622 | 7743 | -1996.7622 | 1717 | -279.7622
7744 | -1000 | 762.5812 | -237.4188 | 7744 | -1000 | 793.4582 | -206.5418 | 7744 | -1000 | 793.4582 | -206.5418 | 7744 | -1825.3909 | 1717 | -108.3909 | 7744 | -1825.3909 | 1717 | -108.3909 | 7744 | -1825.3909 | 1717 | -108.3909 | 7744 | -1957.0571 | 1717 | -240.0571 | 7744 | -2000 | 1717 | -283 | 7744 | -2000 | 1717 | -283
7745 | -1000 | 1017 | 17 | 7745 | -1000 | 1017 | 17 | 7745 | -1000 | 1017 | 17 | 7745 | -1608.771 | 1717 | 108.229 | 7745 | -1896.6335 | 1717 | -179.6335 | 7745 | -1608.771 | 1717 | 108.229 | 7745 | -2000 | 1717 | -283 | 7745 | -2000 | 1717 | -283 | 7745 | -2000 | 1717 | -283
7746 | -846.2505 | 1017 | 170.7495 | 7746 | -1000 | 1017 | 17 | 7746 | -1000 | 1017 | 17 | 7746 | -1002.1529 | 1717 | 714.8471 | 7746 | -1687.7981 | 1717 | 29.2019 | 7746 | -1002.1529 | 1717 | 714.8471 | 7746 | -1712.7377 | 1717 | 4.2623 | 7746 | -1712.7377 | 1717 | 4.2623 | 7746 | -1712.7377 | 1717 | 4.2623
7747 | -909.0044 | 1017 | 107.9956 | 7747 | -909.0044 | 1017 | 107.9956 | 7747 | -884.4821 | 1017 | 132.5179 | 7747 | -1526.4618 | 1717 | 190.5382 | 7747 | -1526.4618 | 1717 | 190.5382 | 7747 | -1081.848 | 1717 | 635.152 | 7747 | -1827.6058 | 1717 | -110.6058 | 7747 | -1827.6058 | 1717 | -110.6058 | 7747 | -1676.3815 | 1717 | 40.6185
7748 | -870.9583 | 1017 | 146.0417 | 7748 | -923.6553 | 1017 | 93.3447 | 7748 | -923.6553 | 1017 | 93.3447 | 7748 | -1046.0681 | 1717 | 670.9319 | 7748 | -1265.4893 | 1717 | 451.5107 | 7748 | -1046.0681 | 1717 | 670.9319 | 7748 | -1557.3147 | 1717 | 159.6853 | 7748 | -1840.7431 | 1717 | -123.7431 | 7748 | -1557.3147 | 1717 | 159.6853
7749 | -999.9083 | 1017 | 17.0917 | 7749 | -644.0981 | 1017 | 372.9019 | 7749 | -992.1695 | 1017 | 24.8305 | 7749 | -590.2981 | 1717 | 1126.7019 | 7749 | -1090.2981 | 1717 | 626.7019 | 7749 | -590.2981 | 1717 | 1126.7019 | 7749 | -1863.4166 | 1717 | -146.4166 | 7749 | -1863.4166 | 1717 | -146.4166 | 7749 | -1863.4166 | 1717 | -146.4166
7750 | -148.8496 | 1017 | 868.1504 | 7750 | -648.8496 | 1017 | 368.1504 | 7750 | -148.8496 | 1017 | 868.1504 | 7750 | -172.8609 | 1717 | 1544.1391 | 7750 | -1412.0806 | 1717 | 304.9194 | 7750 | -672.8609 | 1717 | 1044.1391 | 7750 | -1664.4889 | 1717 | 52.5111 | 7750 | -1664.4889 | 1717 | 52.5111 | 7750 | -1995.7237 | 1717 | -278.7237
7751 | -232.7827 | 1017 | 784.2173 | 7751 | -732.7827 | 1017 | 284.2173 | 7751 | -232.7827 | 1017 | 784.2173 | 7751 | -1738.4872 | 1717 | -21.4872 | 7751 | -1738.4872 | 1717 | -21.4872 | 7751 | -1738.4872 | 1717 | -21.4872 | 7751 | -1570.8558 | 1717 | 146.1442 | 7751 | -1570.8558 | 1717 | 146.1442 | 7751 | -1570.8558 | 1717 | 146.1442
7752 | -231.084 | 1017 | 785.916 | 7752 | -731.084 | 1017 | 285.916 | 7752 | -231.084 | 1017 | 785.916 | 7752 | -1771.7779 | 1717 | -54.7779 | 7752 | -1771.7779 | 1717 | -54.7779 | 7752 | -1771.7779 | 1717 | -54.7779 | 7752 | -1556.1207 | 1717 | 160.8793 | 7752 | -1556.1207 | 1717 | 160.8793 | 7752 | -1556.1207 | 1717 | 160.8793
7753 | -128.1409 | 1017 | 888.8591 | 7753 | -1000 | 1017 | 17 | 7753 | -957.9171 | 1017 | 59.0829 | 7753 | -1793.4102 | 1717 | -76.4102 | 7753 | -1793.4102 | 1154.9202 | -638.49 | 7753 | -1793.4102 | 654.9202 | -1138.49 | 7753 | -1544.3327 | 1717 | 172.6673 | 7753 | -2000 | 1672.6673 | -327.3327 | 7753 | -2000 | 1672.6673 | -327.3327
7754 | -1000 | 1017 | 17 | 7754 | -577.7798 | 1017 | 439.2202 | 7754 | -987.7665 | 1017 | 29.2335 | 7754 | -1810.3005 | 1717 | -93.3005 | 7754 | -1810.3005 | 671.6821 | -1138.6184 | 7754 | -1810.3005 | 671.6821 | -1138.6184 | 7754 | -1547.9849 | 1717 | 169.0151 | 7754 | -1547.9849 | 1717 | 169.0151 | 7754 | -1786.421 | 1717 | -69.421
7755 | -150.2842 | 1017 | 866.7158 | 7755 | -650.2842 | 1017 | 366.7158 | 7755 | -650.2842 | 1017 | 366.7158 | 7755 | -1773.2292 | 1717 | -56.2292 | 7755 | -1773.2292 | 602.5769 | -1170.6523 | 7755 | -1773.2292 | 602.5769 | -1170.6523 | 7755 | -1965.2592 | 1717 | -248.2592 | 7755 | -1605.2618 | 1717 | 111.7382 | 7755 | -2000 | 1717 | -283
7756 | -244.9979 | 1017 | 772.0021 | 7756 | -744.9979 | 1017 | 272.0021 | 7756 | -938.3432 | 1017 | 78.6568 | 7756 | -1759.89 | 1717 | -42.89 | 7756 | -1759.89 | 1717 | -42.89 | 7756 | -1759.89 | 867.5111 | -892.3789 | 7756 | -1685.9543 | 1717 | 31.0457 | 7756 | -1685.9543 | 1717 | 31.0457 | 7756 | -1754.6566 | 1717 | -37.6566
7757 | -1000 | 1017 | 17 | 7757 | -742.3868 | 1017 | 274.6132 | 7757 | -887.9658 | 1017 | 129.0342 | 7757 | -1648.5944 | 868.7575 | -779.8369 | 7757 | -1648.5944 | 1717 | 68.4056 | 7757 | -1648.5944 | 868.7575 | -779.8369 | 7757 | -1748.9308 | 1717 | -31.9308 | 7757 | -1748.9308 | 1717 | -31.9308 | 7757 | -1223.8166 | 1717 | 493.1834
7758 | -987.0646 | 1017 | 29.9354 | 7758 | -657.8655 | 1017 | 359.1345 | 7758 | -730.6819 | 1017 | 286.3181 | 7758 | -1586.2122 | -170.3102 | -1756.5224 | 7758 | -1586.2122 | 1717 | 130.7878 | 7758 | -1586.2122 | 1717 | 130.7878 | 7758 | -1782.8846 | 1717 | -65.8846 | 7758 | -1782.8846 | 1717 | -65.8846 | 7758 | -1757.7704 | 1717 | -40.7704
7759 | -800.7835 | 1017 | 216.2165 | 7759 | -800.7835 | 1017 | 216.2165 | 7759 | -673.2446 | 1017 | 343.7554 | 7759 | -1558.1326 | 1717 | 158.8674 | 7759 | -1558.1326 | 1717 | 158.8674 | 7759 | -1558.1326 | 1717 | 158.8674 | 7759 | -1824.2164 | 1717 | -107.2164 | 7759 | -1824.2164 | 1717 | -107.2164 | 7759 | -1606.5016 | 1717 | 110.4984
7760 | -961.3673 | 1017 | 55.6327 | 7760 | -811.2673 | 1017 | 205.7327 | 7760 | -663.0408 | 1017 | 353.9592 | 7760 | -1565.5463 | 1717 | 151.4537 | 7760 | -1565.5463 | 1717 | 151.4537 | 7760 | -1565.5463 | 1717 | 151.4537 | 7760 | -1762.6764 | 1717 | -45.6764 | 7760 | -1762.6764 | 1717 | -45.6764 | 7760 | -1630.4784 | 1717 | 86.5216
7761 | 92.0481 | 1017 | 1109.0481 | 7761 | -913.2881 | 1017 | 103.7119 | 7761 | -407.9519 | 1017 | 609.0481 | 7761 | -1522.1079 | 1717 | 194.8921 | 7761 | -1522.1079 | 1717 | 194.8921 | 7761 | -1522.1079 | 1717 | 194.8921 | 7761 | -1599.9803 | 1717 | 117.0197 | 7761 | -1599.9803 | 1717 | 117.0197 | 7761 | -1814.6142 | 1431.6339 | -382.9803
7762 | -29.2508 | 1017 | 987.7492 | 7762 | -873.9836 | 1017 | 143.0164 | 7762 | -873.9836 | 1017 | 143.0164 | 7762 | -1629.4232 | 1717 | 87.5768 | 7762 | -1629.4232 | 1717 | 87.5768 | 7762 | -1629.4232 | 1717 | 87.5768 | 7762 | -1652.6423 | 1717 | 64.3577 | 7762 | -1652.6423 | 1717 | 64.3577 | 7762 | -1652.6423 | 1717 | 64.3577
7763 | 70.6846 | 1017 | 1087.6846 | 7763 | -429.3154 | 1017 | 587.6846 | 7763 | -429.3154 | 1017 | 587.6846 | 7763 | -1630.703 | 1717 | 86.297 | 7763 | -1630.703 | 1717 | 86.297 | 7763 | -1630.703 | 1717 | 86.297 | 7763 | -1729.9025 | 1717 | -12.9025 | 7763 | -1720.2287 | 1717 | -3.2287 | 7763 | -1729.9025 | 1717 | -12.9025
7764 | 42.3901 | 1017 | 1059.3901 | 7764 | 42.3901 | 1017 | 1059.3901 | 7764 | -457.6099 | 1017 | 559.3901 | 7764 | -1653.2373 | 1717 | 63.7627 | 7764 | -1653.2373 | 1717 | 63.7627 | 7764 | -1653.2373 | 1717 | 63.7627 | 7764 | -1780.7186 | 1717 | -63.7186 | 7764 | -1780.7186 | 1717 | -63.7186 | 7764 | -1762.7065 | 1717 | -45.7065
7765 | 85.7065 | 758.9932 | 844.6997 | 7765 | 85.7065 | 758.9932 | 844.6997 | 7765 | 85.7065 | 758.9932 | 844.6997 | 7765 | -244.022 | 1695.0975 | 1451.0755 | 7765 | -424.022 | 1375.0975 | 951.0755 | 7765 | -204.022 | 1655.0975 | 1451.0755 | 7765 | -1894.5165 | 1717 | -177.5165 | 7765 | -1894.5165 | 1717 | -177.5165 | 7765 | -1579.7956 | 1717 | 137.2044
7766 | 649.5445 | 109.6833 | 759.2278 | 7766 | 649.5445 | 109.6833 | 759.2278 | 7766 | 649.5445 | 109.6833 | 759.2278 | 7766 | 205.0715 | 1131.8371 | 1336.9087 | 7766 | 205.0715 | 1131.8371 | 1336.9087 | 7766 | 205.0715 | 1131.8371 | 1336.9087 | 7766 | -1156.8881 | 1717 | 560.1119 | 7766 | -1156.8881 | 1717 | 560.1119 | 7766 | -1156.8881 | 1717 | 560.1119
7767 | 763.5212 | -175.2744 | 588.2468 | 7767 | 763.5212 | -175.2744 | 588.2468 | 7767 | 763.5212 | -175.2744 | 588.2468 | 7767 | 467.1385 | 646.4872 | 1113.6257 | 7767 | 467.1385 | 646.4872 | 1113.6257 | 7767 | 467.1385 | 651.7049 | 1118.8434 | 7767 | -526.7308 | 1717 | 1190.2692 | 7767 | -746.7308 | 1717 | 970.2692 | 7767 | -746.7308 | 1717 | 970.2692
7768 | 802.5948 | -179.433 | 623.1618 | 7768 | 802.5948 | -179.433 | 623.1618 | 7768 | 802.5948 | -179.433 | 623.1618 | 7768 | 733.8218 | 383.8471 | 1117.6689 | 7768 | 733.8218 | 383.8471 | 1117.6689 | 7768 | 733.8218 | 383.8471 | 1117.6689 | 7768 | 52.5233 | 1717 | 1769.5233 | 7768 | -32.4378 | 1717 | 1684.5622 | 7768 | -252.4378 | 1717 | 1464.5622
7769 | 1000 | -765.1588 | 234.8412 | 7769 | 1000 | -765.1588 | 234.8412 | 7769 | 1000 | -765.1588 | 234.8412 | 7769 | 2000 | -1376.8126 | 623.1874 | 7769 | 2000 | -1376.8126 | 623.1874 | 7769 | 2000 | -1376.8126 | 623.1874 | 7769 | 1924.8225 | -741.9113 | 1182.9112 | 7769 | 1924.8225 | -741.9113 | 1182.9112 | 7769 | 1924.8225 | -741.9113 | 1182.9112
7770 | 1000 | -938.2533 | 61.7467 | 7770 | 1000 | -938.2533 | 61.7467 | 7770 | 1000 | -938.2533 | 61.7467 | 7770 | 2000 | -1632.765 | 367.235 | 7770 | 2000 | -1593.5486 | 406.4514 | 7770 | 2000 | -1593.5486 | 406.4514 | 7770 | 2000 | -1149.4383 | 850.5617 | 7770 | 2000 | -1149.4383 | 850.5617 | 7770 | 2000 | -1149.4383 | 850.5617
7771 | 1000 | -1016 | -16 | 7771 | 1000 | -997.0044 | 2.9956 | 7771 | 1000 | -1016 | -16 | 7771 | 2000 | -1716 | 284 | 7771 | 2000 | -1413.5756 | 586.4244 | 7771 | 2000 | -1413.5756 | 586.4244 | 7771 | 1258.5852 | -752.0462 | 506.539 | 7771 | 1258.5852 | -752.0462 | 506.539 | 7771 | 1258.5852 | -752.0462 | 506.539
7772 | 804.1942 | -1016 | -211.8058 | 7772 | 623.4722 | -835.2781 | -211.8058 | 7772 | 623.4722 | -835.2781 | -211.8058 | 7772 | 445.6189 | -478.2068 | -32.588 | 7772 | 445.6189 | 21.7932 | 467.412 | 7772 | 445.6189 | 21.7932 | 467.412 | 7772 | -916.7212 | 1252.267 | 335.5458 | 7772 | -916.7212 | 1252.267 | 335.5458 | 7772 | -916.7212 | 1252.267 | 335.5458
7773 | 635.0854 | -1016 | -380.9146 | 7773 | 563.7153 | -944.6299 | -380.9146 | 7773 | 567.5148 | -448.4295 | 119.0854 | 7773 | 307.9836 | 160.0444 | 468.028 | 7773 | 307.9836 | -50.1047 | 257.8789 | 7773 | 307.9836 | -50.1047 | 257.8789 | 7773 | -1132.2347 | 1224.6548 | 92.4201 | 7773 | -1132.2347 | 1224.6548 | 92.4201 | 7773 | -1132.2347 | 1224.6548 | 92.4201
7774 | 622.7191 | -986.8447 | -364.1255 | 7774 | 401.5187 | -765.6442 | -364.1255 | 7774 | 397.7191 | -742.849 | -345.1299 | 7774 | 137.2883 | -297.7854 | -160.4971 | 7774 | 137.2883 | -136.4511 | 0.83725 | 7774 | 137.2883 | -136.4511 | 0.83725 | 7774 | -1272.5129 | 1269.7264 | -2.7865 | 7774 | -1272.5129 | 1269.7264 | -2.7865 | 7774 | -1272.5129 | 1269.7264 | -2.7865
7775 | -543.5093 | 59.4596 | -484.0497 | 7775 | -543.5093 | 59.4596 | -484.0497 | 7775 | -543.5093 | 59.4596 | -484.0497 | 7775 | -140.7698 | -323.6719 | -464.4417 | 7775 | -140.7698 | -323.6719 | -464.4417 | 7775 | -140.7698 | -323.6719 | -464.4417 | 7775 | -1333.9396 | 1089.9691 | -243.9705 | 7775 | -1333.9396 | 1089.9691 | -243.9705 | 7775 | -1333.9396 | 1089.9691 | -243.9705
7776 | -758.4723 | 183.2384 | -575.2339 | 7776 | -758.4723 | 183.2384 | -575.2339 | 7776 | -758.4723 | 183.2384 | -575.2339 | 7776 | -239.6881 | -369.4642 | -609.1522 | 7776 | -239.6881 | -369.4642 | -609.1522 | 7776 | -239.6881 | -369.4642 | -609.1522 | 7776 | -1313.4307 | 874.9157 | -438.515 | 7776 | -1313.4307 | 874.9157 | -438.515 | 7776 | -1313.4307 | 874.9157 | -438.515
7777 | -723.1735 | 136.3788 | -586.7947 | 7777 | -723.1735 | 636.3788 | -86.7947 | 7777 | -723.1735 | 136.3788 | -586.7947 | 7777 | -341.3466 | -318.3319 | -659.6785 | 7777 | -341.3466 | -318.3319 | -659.6785 | 7777 | -341.3466 | -318.3319 | -659.6785 | 7777 | -1256.1351 | 728.7981 | -527.337 | 7777 | -1256.1351 | 728.7981 | -527.337 | 7777 | -1256.1351 | 728.7981 | -527.337
7778 | -680.8552 | 68.6518 | -612.2034 | 7778 | -680.8552 | 68.6518 | -612.2034 | 7778 | -680.8552 | 68.6518 | -612.2034 | 7778 | -297.515 | -404.5926 | -702.1076 | 7778 | -297.515 | -404.5926 | -702.1076 | 7778 | -297.515 | -404.5926 | -702.1076 | 7778 | -1190.3063 | 604.6051 | -585.7013 | 7778 | -1190.3063 | 604.6051 | -585.7013 | 7778 | -1190.3063 | 604.6051 | -585.7013
7779 | -653.4399 | 16.9384 | -636.5015 | 7779 | -653.4399 | -371.6498 | -1025.0898 | 7779 | -653.4399 | -378.7998 | -1032.2397 | 7779 | -31.8408 | -694.2388 | -726.0796 | 7779 | -31.8408 | -694.2388 | -726.0796 | 7779 | -31.8408 | -694.2388 | -726.0796 | 7779 | -1137.664 | 529.3808 | -608.2833 | 7779 | -1137.664 | 529.3808 | -608.2833 | 7779 | -1137.664 | 529.3808 | -608.2833
7780 | -604.5945 | -329.21 | -933.8045 | 7780 | -604.5945 | -329.21 | -933.8045 | 7780 | -604.5945 | -329.21 | -933.8045 | 7780 | -175.0944 | -430.9445 | -606.0389 | 7780 | -175.0944 | -430.9445 | -606.0389 | 7780 | -175.0944 | -430.9445 | -606.0389 | 7780 | -1066.1142 | 70.6803 | -995.4339 | 7780 | -1066.1142 | 95.7945 | -970.3198 | 7780 | -1066.1142 | 70.6803 | -995.4339
7781 | -553.4201 | -422.5822 | -976.0022 | 7781 | -553.4201 | -422.5822 | -976.0022 | 7781 | -553.4201 | -422.5822 | -976.0022 | 7781 | -198.0738 | -910.5978 | -1108.6715 | 7781 | -198.0738 | -1376.7337 | -1574.8075 | 7781 | -148.5989 | -1376.7337 | -1525.3326 | 7781 | -1005.3536 | 501.2404 | -504.1131 | 7781 | -1005.3536 | 1.2404 | -1004.1131 | 7781 | -1005.3536 | -23.8737 | -1029.2273
7782 | -496.4507 | -520.7048 | -1017.1555 | 7782 | -496.4507 | -520.7048 | -1017.1555 | 7782 | -496.4507 | -520.7048 | -1017.1555 | 7782 | 33.8705 | -1716 | -1682.1295 | 7782 | 48.714 | -1716 | -1667.286 | 7782 | 48.714 | -1716 | -1667.286 | 7782 | -941.3207 | -10.8172 | -952.1378 | 7782 | -941.3207 | -10.8172 | -952.1378 | 7782 | -941.3207 | -535.9313 | -1477.252
7783 | -440.9686 | -624.2816 | -1065.2502 | 7783 | -440.9686 | -624.2816 | -1065.2502 | 7783 | -440.9686 | -624.2816 | -1065.2502 | 7783 | 8.6224 | -1716 | -1707.3776 | 7783 | -20.6256 | -1716 | -1736.6256 | 7783 | -20.6256 | -1716 | -1736.6256 | 7783 | -878.572 | -150.8904 | -1029.4624 | 7783 | -878.572 | -150.8904 | -1029.4624 | 7783 | -878.572 | -150.8904 | -1029.4624
7784 | -387.1283 | -700.3657 | -1087.494 | 7784 | -387.1283 | -700.3657 | -1087.494 | 7784 | -387.1283 | -700.3657 | -1087.494 | 7784 | 443.4601 | -1716 | -1272.5399 | 7784 | 168.5388 | -1716 | -1547.4612 | 7784 | 168.5388 | -1716 | -1547.4612 | 7784 | -825.8977 | -210.4163 | -1036.314 | 7784 | -825.8977 | -710.4163 | -1536.314 | 7784 | -825.8977 | -210.4163 | -1036.314
7785 | -198.514 | -874.989 | -1073.503 | 7785 | -198.514 | -888.3644 | -1086.8785 | 7785 | -198.514 | -888.3644 | -1086.8785 | 7785 | 479.2648 | -1716 | -1236.7352 | 7785 | 479.2648 | -1716 | -1236.7352 | 7785 | 376.1273 | -1716 | -1339.8727 | 7785 | -747.6369 | -197.1174 | -944.7543 | 7785 | -747.6369 | -197.1174 | -944.7543 | 7785 | -523.4043 | -421.35 | -944.7543
7786 | -383.6319 | -631.827 | -1015.4589 | 7786 | -383.6319 | -990.0685 | -1373.7004 | 7786 | -383.6319 | -990.0685 | -1373.7004 | 7786 | 586.9519 | -1716 | -1129.0481 | 7786 | 533.2894 | -1716 | -1182.7106 | 7786 | 586.9519 | -1716 | -1129.0481 | 7786 | -503.0123 | -285.143 | -788.1554 | 7786 | -503.0123 | -285.143 | -788.1554 | 7786 | -503.0123 | -810.2572 | -1313.2695
7787 | -266.4012 | -739.2247 | -1005.6259 | 7787 | -266.4012 | -1016 | -1282.4012 | 7787 | -266.4012 | -1016 | -1282.4012 | 7787 | 936.4743 | -1716 | -779.5257 | 7787 | 936.4743 | -1716 | -779.5257 | 7787 | 936.4743 | -1716 | -779.5257 | 7787 | 55.4257 | -657.6309 | -602.2052 | 7787 | 55.4257 | -657.6309 | -602.2052 | 7787 | 275.4257 | -877.6309 | -602.2052
7788 | 609.2636 | -1016 | -406.7364 | 7788 | 1000 | -1016 | -16 | 7788 | 1000 | -1016 | -16 | 7788 | 1292.3717 | -1716 | -423.6283 | 7788 | 1292.3717 | -1716 | -423.6283 | 7788 | 1292.3717 | -1716 | -423.6283 | 7788 | 468.6044 | -990.8651 | -522.2607 | 7788 | 468.6044 | -1716 | -1247.3956 | 7788 | 468.6044 | -990.8651 | -522.2607
7789 | 1000 | -1016 | -16 | 7789 | 1000 | -1016 | -16 | 7789 | 1000 | -1016 | -16 | 7789 | 2000 | -1716 | 284 | 7789 | 2000 | -1716 | 284 | 7789 | 2000 | -1716 | 284 | 7789 | 1239.9754 | -1716 | -476.0246 | 7789 | 1239.9754 | -1310.5068 | -70.5315 | 7789 | 1239.9754 | -977.1735 | 262.8019
7790 | 1000 | -1016 | -16 | 7790 | 1000 | -1016 | -16 | 7790 | 1000 | -1016 | -16 | 7790 | 2000 | -1716 | 284 | 7790 | 2000 | -1716 | 284 | 7790 | 2000 | -1716 | 284 | 7790 | 1722.1429 | -1565.386 | 156.7569 | 7790 | 1722.1429 | -1716 | 6.1429 | 7790 | 1722.1429 | -1716 | 6.1429
7791 | 1000 | -1016 | -16 | 7791 | 1000 | -1016 | -16 | 7791 | 1000 | -1016 | -16 | 7791 | 2000 | -1716 | 284 | 7791 | 2000 | -1716 | 284 | 7791 | 2000 | -1716 | 284 | 7791 | 1425.5954 | -1716 | -290.4046 | 7791 | 1425.5954 | -840.3232 | 585.2722 | 7791 | 1425.5954 | -1648.9041 | -223.3087
7792 | 1000 | -1016 | -16 | 7792 | 1000 | -1016 | -16 | 7792 | 1000 | -1016 | -16 | 7792 | 2000 | -1716 | 284 | 7792 | 2000 | -1716 | 284 | 7792 | 2000 | -1716 | 284 | 7792 | 1390.0019 | -634.5807 | 755.4212 | 7792 | 1440.0019 | -1716 | -275.9981 | 7792 | 1610.0019 | -1716 | -105.9981
7793 | 1000 | -1016 | -16 | 7793 | 1000 | -1016 | -16 | 7793 | 1000 | -1016 | -16 | 7793 | 2000 | -1716 | 284 | 7793 | 2000 | -1716 | 284 | 7793 | 2000 | -1716 | 284 | 7793 | 1596.3484 | -509.2419 | 1087.1064 | 7793 | 1596.3484 | -1716 | -119.6516 | 7793 | 1596.3484 | -1715.4809 | -119.1326
7794 | 1000 | -1016 | -16 | 7794 | 1000 | -1016 | -16 | 7794 | 1000 | -1016 | -16 | 7794 | 2000 | -1716 | 284 | 7794 | 2000 | -1716 | 284 | 7794 | 2000 | -1716 | 284 | 7794 | 2000 | -1716 | 284 | 7794 | 2000 | -1716 | 284 | 7794 | 2000 | -1716 | 284
7795 | 1000 | -1016 | -16 | 7795 | 1000 | -1016 | -16 | 7795 | 1000 | -1016 | -16 | 7795 | 2000 | -1716 | 284 | 7795 | 2000 | -1716 | 284 | 7795 | 2000 | -1716 | 284 | 7795 | 2000 | -286.1345 | 1713.8655 | 7795 | 2000 | -1716 | 284 | 7795 | 2000 | -1716 | 284
7796 | 1000 | -1016 | -16 | 7796 | 1000 | -1016 | -16 | 7796 | 1000 | -1016 | -16 | 7796 | 2000 | -1452.3852 | 547.6148 | 7796 | 2000 | -1716 | 284 | 7796 | 2000 | -1716 | 284 | 7796 | 2000 | -330.2452 | 1669.7548 | 7796 | 2000 | -1716 | 284 | 7796 | 2000 | -830.2452 | 1169.7548
7797 | 1000 | -882.871 | 117.129 | 7797 | 1000 | -1016 | -16 | 7797 | 1000 | -1016 | -16 | 7797 | 2000 | -1078.6886 | 921.3114 | 7797 | 2000 | -1423.7742 | 576.2258 | 7797 | 2000 | -1423.7742 | 576.2258 | 7797 | 2000 | -330.0647 | 1669.9353 | 7797 | 2000 | -1716 | 284 | 7797 | 2000 | -330.0647 | 1669.9353
7798 | 1000 | -780.6676 | 219.3324 | 7798 | 1000 | -384.9294 | 615.0706 | 7798 | 1000 | -384.9294 | 615.0706 | 7798 | 2000 | -953.4322 | 1046.5678 | 7798 | 2000 | -953.4322 | 1046.5678 | 7798 | 2000 | -953.4322 | 1046.5678 | 7798 | 2000 | -360.8526 | 1639.1474 | 7798 | 2000 | -586.0473 | 1413.9527 | 7798 | 2000 | -586.0473 | 1413.9527
7799 | 1000 | -437.3132 | 562.6868 | 7799 | 1000 | -833.0514 | 166.9486 | 7799 | 1000 | -887.8453 | 112.1547 | 7799 | 2000 | -1055.9019 | 944.0981 | 7799 | 2000 | -1055.9019 | 944.0981 | 7799 | 2000 | -1055.9019 | 944.0981 | 7799 | 1769.8633 | -280.6234 | 1489.2399 | 7799 | 1806.0871 | -316.8473 | 1489.2399 | 7799 | 1669.8633 | -180.6234 | 1489.2399
7800 | 1000 | -551.7512 | 448.2488 | 7800 | 1000 | -947.4894 | 52.5106 | 7800 | 1000 | -682.9715 | 317.0285 | 7800 | 2000 | -1224.6161 | 775.3839 | 7800 | 2000 | -1224.6161 | 775.3839 | 7800 | 2000 | -1224.6161 | 775.3839 | 7800 | 1337.4456 | -66.7581 | 1270.6875 | 7800 | 1383.213 | -112.5255 | 1270.6875 | 7800 | 1395.0781 | -124.3906 | 1270.6875
7801 | 1000 | -567.6766 | 432.3234 | 7801 | 1000 | -961.2711 | 38.7289 | 7801 | 1000 | -961.2711 | 38.7289 | 7801 | 2000 | -1285.8203 | 714.1797 | 7801 | 2000 | -1285.8203 | 714.1797 | 7801 | 2000 | -1285.8203 | 714.1797 | 7801 | 1376.665 | -213.8918 | 1162.7732 | 7801 | 1294.4101 | -131.6369 | 1162.7732 | 7801 | 1568.6427 | -405.8695 | 1162.7732
7802 | 1000 | -1016 | -16 | 7802 | 1000 | -1016 | -16 | 7802 | 1000 | -1016 | -16 | 7802 | 2000 | -1511.2329 | 488.7671 | 7802 | 2000 | -1511.2329 | 488.7671 | 7802 | 2000 | -1511.2329 | 488.7671 | 7802 | 1561.0899 | -681.3667 | 879.7232 | 7802 | 1561.1013 | -681.3781 | 879.7232 | 7802 | 1572.5608 | -692.8376 | 879.7232
7803 | 1000 | -841.1144 | 158.8856 | 7803 | 1000 | -841.1144 | 158.8856 | 7803 | 1000 | -841.1144 | 158.8856 | 7803 | 2000 | -1701.4944 | 298.5056 | 7803 | 2000 | -1701.4944 | 298.5056 | 7803 | 2000 | -1701.4944 | 298.5056 | 7803 | 1784.8006 | -1168.3182 | 616.4823 | 7803 | 1784.8006 | -1168.3182 | 616.4823 | 7803 | 1784.8006 | -1168.3182 | 616.4823
7804 | 1000 | -1016 | -16 | 7804 | 1000 | -1016 | -16 | 7804 | 1000 | -1016 | -16 | 7804 | 1884.529 | -1716 | 168.529 | 7804 | 1884.529 | -1716 | 168.529 | 7804 | 1884.529 | -1716 | 168.529 | 7804 | 2000 | -1716 | 284 | 7804 | 2000 | -1716 | 284 | 7804 | 2000 | -1716 | 284
7805 | 757.6478 | -1016 | -258.3522 | 7805 | 757.6478 | -1016 | -258.3522 | 7805 | 757.6478 | -1016 | -258.3522 | 7805 | 1429.5013 | -1716 | -286.4987 | 7805 | 1857.9107 | -1716 | 141.9107 | 7805 | 1857.9107 | -1716 | 141.9107 | 7805 | 1548.0215 | -1716 | -167.9785 | 7805 | 2000 | -1716 | 284 | 7805 | 2000 | -1716 | 284
7806 | 601.6874 | -1016 | -414.3126 | 7806 | 601.6874 | -1016 | -414.3126 | 7806 | 601.6874 | -1016 | -414.3126 | 7806 | 1036.2404 | -1716 | -679.7596 | 7806 | 1423.187 | -1716 | -292.813 | 7806 | 1423.187 | -1716 | -292.813 | 7806 | 1075.7304 | -1716 | -640.2696 | 7806 | 1575.7304 | -1716 | -140.2696 | 7806 | 1575.7304 | -1716 | -140.2696
7807 | -68.4476 | -582.6769 | -651.1245 | 7807 | -68.4476 | -582.6769 | -651.1245 | 7807 | -61.7765 | -589.348 | -651.1245 | 7807 | -716.3662 | 819.6588 | 103.2926 | 7807 | -716.3662 | 16.1278 | -700.2384 | 7807 | -716.3662 | 509.7637 | -206.6025 | 7807 | -596.7227 | -139.3437 | -736.0664 | 7807 | 371.433 | -141.7408 | 229.6922 | 7807 | -184.4689 | -139.3437 | -323.8126
7808 | -436.6548 | -174.0187 | -610.6735 | 7808 | -436.6548 | -174.0187 | -610.6735 | 7808 | -443.3259 | -167.3476 | -610.6735 | 7808 | -1448.1769 | 1565.4489 | 117.2721 | 7808 | -1413.7287 | 1717 | 303.2713 | 7808 | -448.1769 | 197.2415 | -250.9353 | 7808 | -811.8437 | 1232.3861 | 420.5424 | 7808 | -719.9464 | 1234.7832 | 514.8368 | 7808 | -1224.6148 | 1232.3861 | 7.7713
7809 | 124.7169 | -584.6087 | -459.8918 | 7809 | 157.7169 | -617.6087 | -459.8918 | 7809 | 157.7169 | -617.6087 | -459.8918 | 7809 | 453.7135 | -874.8297 | -421.1162 | 7809 | -421.2374 | 500.1212 | 78.8838 | 7809 | 578.7626 | -499.8788 | 78.8838 | 7809 | -159.4146 | 5.0662 | -154.3484 | 7809 | 340.5854 | 5.0662 | 345.6516 | 7809 | 340.5854 | 5.0662 | 345.6516
7810 | 727.5667 | -1016 | -288.4333 | 7810 | 727.5667 | -1016 | -288.4333 | 7810 | 727.5667 | -1016 | -288.4333 | 7810 | 332.8743 | -1716 | -1383.1257 | 7810 | 433.1281 | -1716 | -1282.8719 | 7810 | 489.6957 | -880.3987 | -390.7029 | 7810 | 1475.5013 | -1422.0218 | 53.4794 | 7810 | 1475.5013 | -1422.0218 | 53.4794 | 7810 | 1475.5013 | -1422.0218 | 53.4794
7811 | 620.0316 | -1016 | -395.9684 | 7811 | 620.0316 | -1016 | -395.9684 | 7811 | 620.0316 | -1016 | -395.9684 | 7811 | 955.2104 | -1716 | -760.7896 | 7811 | 989.5487 | -1716 | -726.4513 | 7811 | 1489.5487 | -1716 | -226.4513 | 7811 | 1791.2965 | -1716 | 75.2965 | 7811 | 1791.2965 | -1716 | 75.2965 | 7811 | 1791.2965 | -1716 | 75.2965
7812 | 669.2631 | -1016 | -346.7369 | 7812 | 695.9775 | -1016 | -320.0225 | 7812 | 695.9775 | -1016 | -320.0225 | 7812 | 654.4359 | -1716 | -1061.5641 | 7812 | 852.7189 | -1716 | -863.2811 | 7812 | 877.3807 | -1716 | -838.6193 | 7812 | 1622.869 | -1716 | -93.131 | 7812 | 1752.8491 | -1716 | 36.8491 | 7812 | 1752.8491 | -1716 | 36.8491
7813 | 1000 | -1016 | -16 | 7813 | 1000 | -1016 | -16 | 7813 | 1000 | -1016 | -16 | 7813 | 1326.0489 | -1716 | -389.9511 | 7813 | 2000 | -1716 | 284 | 7813 | 1802.7449 | -1716 | 86.7449 | 7813 | 1679.491 | -1716 | -36.509 | 7813 | 2000 | -1716 | 284 | 7813 | 2000 | -1716 | 284
7814 | 1000 | -1016 | -16 | 7814 | 1000 | -1016 | -16 | 7814 | 1000 | -1016 | -16 | 7814 | 1821.2555 | -1716 | 105.2555 | 7814 | 2000 | -1716 | 284 | 7814 | 1937.3575 | -1716 | 221.3575 | 7814 | 2000 | -1716 | 284 | 7814 | 2000 | -1716 | 284 | 7814 | 2000 | -1716 | 284
7815 | 1000 | -1016 | -16 | 7815 | 1000 | -1016 | -16 | 7815 | 1000 | -1016 | -16 | 7815 | 1710.1247 | -1716 | -5.8753 | 7815 | 2000 | -1716 | 284 | 7815 | 2000 | -1716 | 284 | 7815 | 2000 | -1716 | 284 | 7815 | 2000 | -1716 | 284 | 7815 | 2000 | -1716 | 284
7816 | 1000 | -1016 | -16 | 7816 | 1000 | -1016 | -16 | 7816 | 1000 | -1016 | -16 | 7816 | 2000 | -1716 | 284 | 7816 | 2000 | -1716 | 284 | 7816 | 2000 | -1716 | 284 | 7816 | 2000 | -1716 | 284 | 7816 | 2000 | -1716 | 284 | 7816 | 2000 | -1716 | 284
7817 | 1000 | -1016 | -16 | 7817 | 1000 | -1016 | -16 | 7817 | 1000 | -1016 | -16 | 7817 | 2000 | -1716 | 284 | 7817 | 2000 | -1716 | 284 | 7817 | 2000 | -1716 | 284 | 7817 | 1925.6395 | -1716 | 209.6395 | 7817 | 2000 | -1716 | 284 | 7817 | 2000 | -1716 | 284
7818 | 961.7514 | -1016 | -54.2486 | 7818 | 1000 | -1016 | -16 | 7818 | 1000 | -1016 | -16 | 7818 | 1740.8467 | -1716 | 24.8467 | 7818 | 2000 | -1716 | 284 | 7818 | 2000 | -1716 | 284 | 7818 | 1997.244 | -1716 | 281.244 | 7818 | 2000 | -1716 | 284 | 7818 | 2000 | -1716 | 284
7819 | 1000 | -1016 | -16 | 7819 | 1000 | -1016 | -16 | 7819 | 1000 | -1016 | -16 | 7819 | 1803.775 | -1716 | 87.775 | 7819 | 2000 | -1716 | 284 | 7819 | 2000 | -1716 | 284 | 7819 | 2000 | -1675.5451 | 324.4549 | 7819 | 2000 | -1675.5451 | 324.4549 | 7819 | 2000 | -1675.5451 | 324.4549
7820 | 1000 | -1016 | -16 | 7820 | 1000 | -1016 | -16 | 7820 | 1000 | -1016 | -16 | 7820 | 2000 | -1716 | 284 | 7820 | 2000 | -1716 | 284 | 7820 | 2000 | -1716 | 284 | 7820 | 2000 | -1256.8624 | 743.1376 | 7820 | 2000 | -1256.8624 | 743.1376 | 7820 | 2000 | -1256.8624 | 743.1376
7821 | 1000 | -778.1542 | 221.8458 | 7821 | 1000 | -778.1542 | 221.8458 | 7821 | 1000 | -778.1542 | 221.8458 | 7821 | 1038.128 | -222.3099 | 815.8182 | 7821 | 1038.128 | -222.3099 | 815.8182 | 7821 | 1038.128 | -222.3099 | 815.8182 | 7821 | 1471.4742 | -245.9807 | 1225.4935 | 7821 | 1471.4742 | -245.9807 | 1225.4935 | 7821 | 1471.4742 | -245.9807 | 1225.4935
7822 | 1000 | -487.2842 | 512.7158 | 7822 | 1000 | -487.2842 | 512.7158 | 7822 | 1000 | -487.2842 | 512.7158 | 7822 | 1376.8053 | -198.918 | 1177.8873 | 7822 | 1341.4798 | -198.918 | 1142.5618 | 7822 | 1341.4798 | -663.5925 | 677.8873 | 7822 | 707.1163 | 903.5051 | 1610.6214 | 7822 | 707.1163 | 903.5051 | 1610.6214 | 7822 | 707.1163 | 903.5051 | 1610.6214
7823 | 1000 | -229.7943 | 770.2057 | 7823 | 1000 | -229.7943 | 770.2057 | 7823 | 1000 | -229.7943 | 770.2057 | 7823 | 2000 | -689.5816 | 1310.4184 | 7823 | 1141.1979 | -330.7796 | 810.4184 | 7823 | 1361.1979 | -550.7796 | 810.4184 | 7823 | 210.8129 | 1717 | 1927.8129 | 7823 | -27.8567 | 1717 | 1689.1433 | 7823 | -27.8567 | 1717 | 1689.1433
7824 | 299.6155 | 615.0767 | 914.6923 | 7824 | 299.6155 | 615.0767 | 914.6923 | 7824 | 299.6155 | 615.0767 | 914.6923 | 7824 | 1221.0574 | -1112.9311 | 108.1263 | 7824 | 543.127 | -435.9675 | 107.1594 | 7824 | 1358.3596 | -567.9785 | 790.3811 | 7824 | -692.5099 | 1717 | 1024.4901 | 7824 | -941.8827 | 1717 | 775.1173 | 7824 | -313.3528 | 1717 | 1403.6472
7825 | -561.9171 | 887.4332 | 325.5161 | 7825 | 21.9498 | 887.4332 | 909.383 | 7825 | 321.9498 | 587.4332 | 909.383 | 7825 | 1049.6454 | -791.2842 | 258.3612 | 7825 | 91.0133 | -140.1922 | -49.1789 | 7825 | 769.3176 | -131.9922 | 637.3254 | 7825 | -897.0102 | 1717 | 819.9898 | 7825 | -1113.9468 | 1717 | 603.0532 | 7825 | -605.759 | 1717 | 1111.241
7826 | -893.749 | 1017 | 123.251 | 7826 | -893.749 | 1017 | 123.251 | 7826 | -893.749 | 1017 | 123.251 | 7826 | 631.2593 | 138.2183 | 769.4776 | 7826 | -248.7407 | 518.2183 | 269.4776 | 7826 | -28.7407 | 298.2183 | 269.4776 | 7826 | -1075.3021 | 1717 | 641.6979 | 7826 | -1295.5034 | 1717 | 421.4966 | 7826 | -1184.4914 | 1717 | 532.5086
7827 | -908.445 | 823.7546 | -84.6905 | 7827 | -908.445 | 823.7546 | -84.6905 | 7827 | -908.445 | 823.7546 | -84.6905 | 7827 | 456.5359 | -600.116 | -143.5801 | 7827 | -423.4641 | -220.116 | -643.5801 | 7827 | -231.2038 | -412.3763 | -643.5801 | 7827 | -1672.3781 | 1616.5178 | -55.8603 | 7827 | -1672.3781 | 1616.5178 | -55.8603 | 7827 | -1672.3781 | 1616.5178 | -55.8603
7828 | -814.9621 | 336.1345 | -478.8276 | 7828 | -814.9621 | 336.1345 | -478.8276 | 7828 | -814.9621 | 336.1345 | -478.8276 | 7828 | -380.6049 | -11.5652 | -392.1701 | 7828 | -561.9185 | -11.5652 | -573.4837 | 7828 | -561.9185 | -11.5652 | -573.4837 | 7828 | -1516.8337 | 1053.1763 | -463.6574 | 7828 | -1516.8337 | 1053.1763 | -463.6574 | 7828 | -1516.8337 | 1053.1763 | -463.6574
7829 | -693.5487 | -23.8139 | -717.3625 | 7829 | -693.5487 | -23.8139 | -717.3625 | 7829 | -693.5487 | -23.8139 | -717.3625 | 7829 | -89.9556 | -413.9838 | -503.9394 | 7829 | -721.1987 | 217.2593 | -503.9394 | 7829 | -721.1987 | 217.2593 | -503.9394 | 7829 | -690.4068 | 315.7273 | -374.6794 | 7829 | -690.4068 | 315.7273 | -374.6794 | 7829 | -690.4068 | 315.7273 | -374.6794
7830 | -700.2772 | -35.5632 | -735.8404 | 7830 | -700.2772 | -35.5632 | -735.8404 | 7830 | -431.6685 | -304.172 | -735.8404 | 7830 | -278.3499 | 286.3937 | 8.0438 | 7830 | -880.6689 | 1104.445 | 223.7761 | 7830 | -520.5609 | 540.402 | 19.8411 | 7830 | -933.3691 | 1622.0577 | 688.6887 | 7830 | -1172.3405 | 1622.0577 | 449.7172 | 7830 | -1185.6148 | 1622.0577 | 436.4429
7831 | -887.6722 | 353.7493 | -533.923 | 7831 | -817.7633 | 283.8403 | -533.923 | 7831 | -887.6722 | 353.7493 | -533.923 | 7831 | -1116.5423 | 1717 | 600.4577 | 7831 | -550.7352 | 1717 | 1166.2648 | 7831 | -1294.9957 | 1717 | 422.0043 | 7831 | -1495.9272 | 1717 | 221.0728 | 7831 | -1103.9301 | 1717 | 613.0699 | 7831 | -1103.9301 | 1717 | 613.0699
7832 | -503.3667 | 88.623 | -414.7437 | 7832 | 110.4557 | -525.1995 | -414.7437 | 7832 | -504.0266 | 89.2829 | -414.7437 | 7832 | -1056.2231 | 1561.4835 | 505.2604 | 7832 | -1185.7755 | 1717 | 531.2245 | 7832 | -1227.3186 | 1647.1989 | 419.8804 | 7832 | -1472.7744 | 1717 | 244.2256 | 7832 | -1472.7744 | 1717 | 244.2256 | 7832 | -1472.7744 | 1717 | 244.2256
7833 | 348.7516 | -811.1753 | -462.4237 | 7833 | 348.7516 | -811.1753 | -462.4237 | 7833 | 348.7516 | -811.1753 | -462.4237 | 7833 | 85.9958 | -1716 | -1630.0042 | 7833 | -42.1068 | -1695.9562 | -1738.063 | 7833 | 397.8932 | -1369.0562 | -971.163 | 7833 | -1299.5027 | 1564.4578 | 264.9551 | 7833 | -1299.5027 | 1564.4578 | 264.9551 | 7833 | -1299.5027 | 1564.4578 | 264.9551
7834 | 516.7184 | -1016 | -499.2816 | 7834 | 516.7184 | -1016 | -499.2816 | 7834 | 516.7184 | -1016 | -499.2816 | 7834 | 711.3701 | -1716 | -1004.6299 | 7834 | 427.9112 | -1716 | -1288.0888 | 7834 | 749.8894 | -1716 | -966.1106 | 7834 | -577.3841 | 168.7999 | -408.5843 | 7834 | -577.3841 | 218.9738 | -358.4103 | 7834 | -577.3841 | 218.9738 | -358.4103
7835 | -43.5645 | -1016 | -1059.5645 | 7835 | 228.4385 | -1016 | -787.5615 | 7835 | 228.4385 | -1016 | -787.5615 | 7835 | 1065.8255 | -1716 | -650.1745 | 7835 | 850.2582 | -1716 | -865.7418 | 7835 | 850.2582 | -1716 | -865.7418 | 7835 | 106.8411 | -231.1888 | -124.3477 | 7835 | 106.8411 | -731.1888 | -624.3477 | 7835 | 106.8411 | -731.1888 | -624.3477
7836 | 246.6232 | -1016 | -769.3768 | 7836 | 246.6232 | -1016 | -769.3768 | 7836 | 246.6232 | -1016 | -769.3768 | 7836 | 1123.204 | -1716 | -592.796 | 7836 | 623.204 | -1716 | -1092.796 | 7836 | 623.204 | -1716 | -1092.796 | 7836 | 991.4782 | -1434.0926 | -442.6144 | 7836 | 991.4782 | -1716 | -724.5218 | 7836 | 991.4782 | -1716 | -724.5218
7837 | 148.7553 | -1016 | -867.2447 | 7837 | 148.7553 | -1016 | -867.2447 | 7837 | 148.7553 | -1016 | -867.2447 | 7837 | 935.161 | -1716 | -780.839 | 7837 | 745.9542 | -1716 | -970.0458 | 7837 | 935.161 | -1716 | -780.839 | 7837 | 1191.6564 | -1716 | -524.3436 | 7837 | 1415.2235 | -1716 | -300.7765 | 7837 | 1415.2235 | -1716 | -300.7765
7838 | 428.9798 | -1016 | -587.0202 | 7838 | 878.9798 | -1016 | -137.0202 | 7838 | 822.6594 | -1016 | -193.3406 | 7838 | 725.6454 | -1716 | -990.3546 | 7838 | 1499.1546 | -1716 | -216.8454 | 7838 | 1272.8694 | -1716 | -443.1306 | 7838 | 898.2484 | -1716 | -817.7516 | 7838 | 1508.0313 | -1716 | -207.9687 | 7838 | 1398.2484 | -1716 | -317.7516
7839 | 236.1193 | -1016 | -779.8807 | 7839 | 1000 | -1016 | -16 | 7839 | 736.1193 | -1016 | -279.8807 | 7839 | 1223.4725 | -1716 | -492.5275 | 7839 | 1386.2465 | -1716 | -329.7535 | 7839 | 1062.6512 | -1716 | -653.3488 | 7839 | 1487.8956 | -1716 | -228.1044 | 7839 | 1545.3031 | -1716 | -170.6969 | 7839 | 1160.15 | -1716 | -555.85
7840 | 587.4008 | -1016 | -428.5992 | 7840 | 1000 | -1016 | -16 | 7840 | 932.3717 | -1016 | -83.6283 | 7840 | 873.9689 | -1716 | -842.0311 | 7840 | 1131.3533 | -1716 | -584.6467 | 7840 | 1173.3908 | -1716 | -542.6092 | 7840 | 1125.2482 | -1716 | -590.7518 | 7840 | 1676.5059 | -1716 | -39.4941 | 7840 | 1226.5059 | -1716 | -489.4941
7841 | 1000 | -1016 | -16 | 7841 | 1000 | -1016 | -16 | 7841 | 1000 | -1016 | -16 | 7841 | 1037.7288 | -1716 | -678.2712 | 7841 | 1544.0346 | -1716 | -171.9654 | 7841 | 1193.7143 | -1716 | -522.2857 | 7841 | 1324.3471 | -1716 | -391.6529 | 7841 | 1685.7567 | -1716 | -30.2433 | 7841 | 1350.2968 | -1716 | -365.7032
7842 | 1000 | -1016 | -16 | 7842 | 1000 | -1016 | -16 | 7842 | 1000 | -1016 | -16 | 7842 | 1487.9192 | -1716 | -228.0808 | 7842 | 1732.9192 | -1716 | 16.9192 | 7842 | 1530.5123 | -1716 | -185.4877 | 7842 | 948.5576 | -1716 | -767.4424 | 7842 | 1448.5576 | -1716 | -267.4424 | 7842 | 1681.6576 | -1716 | -34.3424
7843 | 974.7981 | -1016 | -41.2019 | 7843 | 1000 | -1016 | -16 | 7843 | 1000 | -1016 | -16 | 7843 | 1196.3942 | -1716 | -519.6058 | 7843 | 1559.955 | -1716 | -156.045 | 7843 | 1559.955 | -1716 | -156.045 | 7843 | 1323.9885 | -1716 | -392.0115 | 7843 | 1823.9885 | -1716 | 107.9885 | 7843 | 1823.9885 | -1716 | 107.9885
7844 | 725.3004 | -1016 | -290.6996 | 7844 | 1000 | -1016 | -16 | 7844 | 1000 | -1016 | -16 | 7844 | 1367.5283 | -1716 | -348.4717 | 7844 | 1367.5283 | -1716 | -348.4717 | 7844 | 1367.5283 | -1716 | -348.4717 | 7844 | 1766.3937 | -1716 | 50.3937 | 7844 | 1766.3937 | -1716 | 50.3937 | 7844 | 1766.3937 | -1716 | 50.3937
7845 | 926.9158 | -1016 | -89.0842 | 7845 | 926.9158 | -1016 | -89.0842 | 7845 | 926.9158 | -1016 | -89.0842 | 7845 | 1843.0088 | -1716 | 127.0088 | 7845 | 1843.0088 | -1716 | 127.0088 | 7845 | 1843.0088 | -1716 | 127.0088 | 7845 | 2000 | -1716 | 284 | 7845 | 1656.0877 | -1716 | -59.9123 | 7845 | 1656.0877 | -1716 | -59.9123
7846 | 1000 | -1016 | -16 | 7846 | 1000 | -1016 | -16 | 7846 | 1000 | -1016 | -16 | 7846 | 2000 | -1716 | 284 | 7846 | 1667.9811 | -1716 | -48.0189 | 7846 | 1667.9811 | -1716 | -48.0189 | 7846 | 921.5138 | -815.6299 | 105.8839 | 7846 | 1289.2897 | -1716 | -426.7103 | 7846 | 917.2812 | -1716 | -798.7188
7847 | 1000 | -834.1619 | 165.8381 | 7847 | 1000 | -1016 | -16 | 7847 | 1000 | -1016 | -16 | 7847 | 1563.6023 | -988.1665 | 575.4359 | 7847 | 1563.6023 | -1488.1665 | 75.4359 | 7847 | 1563.6023 | -1488.1665 | 75.4359 | 7847 | -110.9769 | -232.6272 | -343.6041 | 7847 | -110.9769 | -1716 | -1826.9769 | 7847 | -168.9685 | -795.2627 | -964.2312
7848 | 1000 | -508.1533 | 491.8467 | 7848 | 1000 | -1008.1533 | -8.1533 | 7848 | 1000 | -1008.1533 | -8.1533 | 7848 | 991.0854 | -29.9912 | 961.0942 | 7848 | 837.8528 | -375.7585 | 462.0942 | 7848 | 837.8528 | -376.7585 | 461.0942 | 7848 | -1130.5446 | 1717 | 586.4554 | 7848 | -539.4335 | -929.4073 | -1468.8408 | 7848 | -880.7231 | 38.8608 | -841.8624
7849 | 711.7811 | 67.8622 | 779.6433 | 7849 | 711.7811 | -432.1378 | 279.6433 | 7849 | 711.7811 | -432.1378 | 279.6433 | 7849 | 235.2172 | 1096.3445 | 1331.5617 | 7849 | 284.2172 | 596.3445 | 880.5617 | 7849 | 234.2172 | 597.3445 | 831.5617 | 7849 | -1370.6007 | 1717 | 346.3993 | 7849 | -1416.3681 | 1717 | 300.6319 | 7849 | -1424.8333 | 1717 | 292.1667
7850 | 442.0339 | 458.2539 | 900.2878 | 7850 | 442.0339 | -41.7461 | 400.2878 | 7850 | 442.0339 | -41.7461 | 400.2878 | 7850 | -63.8391 | 1586.9035 | 1523.0644 | 7850 | -13.8391 | 936.9035 | 923.0644 | 7850 | 136.1609 | 886.9035 | 1023.0644 | 7850 | -1751.1987 | 1717 | -34.1987 | 7850 | -1873.6719 | 1717 | -156.6719 | 7850 | -1695.9661 | 1717 | 21.0339
7851 | 454.5655 | -420.9371 | 33.6284 | 7851 | 362.1154 | -624.3948 | -262.2794 | 7851 | 362.1154 | -93.7491 | 268.3662 | 7851 | -109.7655 | 1717 | 1607.2345 | 7851 | -68.2308 | 625.7334 | 557.5026 | 7851 | -155.5329 | -1296.3952 | -1451.9281 | 7851 | -1801.9477 | 1717 | -84.9477 | 7851 | -1910.8503 | 1325.9026 | -584.9477 | 7851 | -1647.3657 | 1062.418 | -584.9477
7852 | 426.1755 | -904.134 | -477.9585 | 7852 | 518.6256 | -887.1871 | -368.5615 | 7852 | 518.6256 | -170.103 | 348.5227 | 7852 | -199.8848 | 1717 | 1517.1152 | 7852 | -187.1869 | 236.6872 | 49.5003 | 7852 | -199.8848 | -1206.4371 | -1406.3219 | 7852 | -1866.4702 | 1717 | -149.4702 | 7852 | -1866.4702 | 1717 | -149.4702 | 7852 | -1844.6492 | 1717 | -127.6492
7853 | 566.4884 | 137.7691 | 704.2575 | 7853 | 566.4884 | -362.2309 | 204.2575 | 7853 | 566.4884 | -362.2309 | 204.2575 | 7853 | 54.6157 | -361.5329 | -306.9172 | 7853 | 54.6157 | 588.4671 | 643.0828 | 7853 | 54.6157 | 405.3671 | 459.9828 | 7853 | -1774.1942 | 1260.992 | -513.2022 | 7853 | -1774.1942 | 1717 | -57.1942 | 7853 | -1638.7436 | 1717 | 78.2564
7854 | 1000 | -544.0907 | 455.9093 | 7854 | 1000 | -1016 | -16 | 7854 | 1000 | -1016 | -16 | 7854 | 521.8442 | -540.8156 | -18.9714 | 7854 | 521.8442 | -530.3654 | -8.5212 | 7854 | 521.8442 | -136.7705 | 385.0737 | 7854 | -997.0995 | 1717 | 719.9005 | 7854 | -1295.1034 | 1717 | 421.8966 | 7854 | -1363.9923 | 1717 | 353.0077
7855 | 1000 | -709.1641 | 290.8359 | 7855 | 1000 | -813.4259 | 186.5741 | 7855 | 1000 | -1016 | -16 | 7855 | 1065.1593 | -373.083 | 692.0763 | 7855 | 1065.1593 | -695.9785 | 369.1808 | 7855 | 1065.1593 | -873.083 | 192.0763 | 7855 | -750.243 | 1717 | 966.757 | 7855 | -750.243 | 1505.9716 | 755.7285 | 7855 | -920.243 | 1717 | 796.757
7856 | 1000 | -534.8829 | 465.1171 | 7856 | 981.1171 | -1016 | -34.8829 | 7856 | 981.1171 | -1016 | -34.8829 | 7856 | 1278.3784 | -394.4162 | 883.9622 | 7856 | 1278.3784 | -894.4162 | 383.9622 | 7856 | 1278.3784 | -894.4162 | 383.9622 | 7856 | -765.7687 | 1717 | 951.2313 | 7856 | -714.2757 | 1690.6211 | 976.3454 | 7856 | -505.5862 | 1481.9316 | 976.3454
7857 | 1000 | -625.4157 | 374.5843 | 7857 | 959.4621 | -1016 | -56.5379 | 7857 | 959.4621 | -1016 | -56.5379 | 7857 | 574.554 | 128.2761 | 702.8301 | 7857 | 574.554 | -371.7239 | 202.8301 | 7857 | 574.554 | -371.7239 | 202.8301 | 7857 | -483.7453 | 1717 | 1233.2547 | 7857 | -727.8408 | 1461.0955 | 733.2547 | 7857 | -727.8408 | 1461.0955 | 733.2547
7858 | 1000 | -536.8561 | 463.1439 | 7858 | 1000 | -1016 | -16 | 7858 | 1000 | -1016 | -16 | 7858 | 851.3341 | -161.2076 | 690.1265 | 7858 | 851.3341 | -661.2076 | 190.1265 | 7858 | 851.3341 | -661.2076 | 190.1265 | 7858 | -427.4243 | 1561.8201 | 1134.3958 | 7858 | -427.4243 | 1395.1534 | 967.7292 | 7858 | -427.4243 | 1395.1534 | 967.7292
7859 | 1000 | -709.2159 | 290.7841 | 7859 | 1000 | -1016 | -16 | 7859 | 1000 | -1016 | -16 | 7859 | 1038.227 | -606.0255 | 432.2015 | 7859 | 1038.227 | -606.0255 | 432.2015 | 7859 | 1038.227 | -606.0255 | 432.2015 | 7859 | -249.3771 | 1043.7146 | 794.3375 | 7859 | -249.3771 | 1043.7146 | 794.3375 | 7859 | -249.3771 | 1043.7146 | 794.3375
7860 | 1000 | -887.2466 | 112.7534 | 7860 | 1000 | -1016 | -16 | 7860 | 1000 | -1016 | -16 | 7860 | 1198.9547 | -948.1575 | 250.7972 | 7860 | 1198.9547 | -948.1575 | 250.7972 | 7860 | 1198.9547 | -948.1575 | 250.7972 | 7860 | 17.528 | 497.5459 | 515.0739 | 7860 | 17.528 | 897.5459 | 915.0739 | 7860 | 17.528 | 897.5459 | 915.0739
7861 | 1000 | -997.1461 | 2.8539 | 7861 | 1000 | -772.078 | 227.922 | 7861 | 1000 | -772.078 | 227.922 | 7861 | 1310.0724 | -1209.6907 | 100.3817 | 7861 | 1310.0724 | -1209.6907 | 100.3817 | 7861 | 1310.0724 | -1209.6907 | 100.3817 | 7861 | 264.9705 | -36.726 | 228.2445 | 7861 | 264.9705 | 463.274 | 728.2445 | 7861 | 264.9705 | 463.274 | 728.2445
7862 | 719.277 | -1016 | -296.723 | 7862 | 1000 | -796.723 | 203.277 | 7862 | 1000 | -796.723 | 203.277 | 7862 | -557.3501 | 281.4678 | -275.8822 | 7862 | -557.3501 | 781.4678 | 224.1178 | 7862 | -557.3501 | 781.4678 | 224.1178 | 7862 | 129.7164 | -238.8128 | -109.0964 | 7862 | 129.7164 | 261.1872 | 390.9036 | 7862 | 129.7164 | 261.1872 | 390.9036
7863 | 638.7828 | -1016 | -377.2172 | 7863 | 1000 | -1016 | -16 | 7863 | 1000 | -1016 | -16 | 7863 | -136.4789 | -463.8962 | -600.3751 | 7863 | -725.6241 | -374.751 | -1100.3751 | 7863 | 274.3759 | -374.751 | -100.3751 | 7863 | -870.6417 | 348.3493 | -522.2925 | 7863 | -370.6417 | 348.3493 | -22.2925 | 7863 | -370.6417 | 348.3493 | -22.2925
7864 | 478.6977 | -917.2486 | -438.5509 | 7864 | 867.3084 | -781.5569 | 85.7515 | 7864 | 882.0266 | -820.5775 | 61.4491 | 7864 | -698.0846 | 596.5771 | -101.5075 | 7864 | -770.28 | 119.9675 | -650.3125 | 7864 | -744.1823 | 517.473 | -226.7093 | 7864 | -835.2141 | 1151.2223 | 316.0082 | 7864 | -896.7044 | 1324.2466 | 427.5423 | 7864 | -1419.8339 | 1324.2466 | -95.5872
7865 | 489.0397 | -481.2604 | 7.7793 | 7865 | 815.786 | -333.9521 | 481.8339 | 7865 | 581.705 | -487.9315 | 93.7734 | 7865 | -910.7924 | 738.81 | -171.9824 | 7865 | -679.4943 | 991.9813 | 312.487 | 7865 | -860.5898 | 686.0482 | -174.5416 | 7865 | -1603.6567 | 1717 | 113.3433 | 7865 | -1406.6566 | 1717 | 310.3434 | 7865 | -1943.2375 | 1716.1401 | -227.0974
7866 | 671.088 | -1016 | -344.912 | 7866 | 941.7282 | -1016 | -74.2718 | 7866 | 759.0218 | -1016 | -256.9782 | 7866 | -583.3834 | 202.8802 | -380.5031 | 7866 | -654.6569 | 451.3182 | -203.3387 | 7866 | -591.7721 | 86.9939 | -504.7782 | 7866 | -1669.4126 | 554.462 | -1114.9507 | 7866 | -1669.4126 | 1054.462 | -614.9507 | 7866 | -1669.4126 | 1054.462 | -614.9507
7867 | 1000 | -1016 | -16 | 7867 | 1000 | -1016 | -16 | 7867 | 932.5982 | -1016 | -83.4018 | 7867 | -5.6735 | -1022.2784 | -1027.9519 | 7867 | 427.2876 | -955.2396 | -527.9519 | 7867 | 427.2876 | -955.2396 | -527.9519 | 7867 | -406.6948 | -593.2773 | -999.9722 | 7867 | 93.3052 | -593.2773 | -499.9722 | 7867 | 93.3052 | -593.2773 | -499.9722
7868 | 689.8965 | -1016 | -326.1035 | 7868 | 989.8965 | -1016 | -26.1035 | 7868 | 831.3342 | -1016 | -184.6658 | 7868 | 822.319 | -1716 | -893.681 | 7868 | 559.749 | -1716 | -1156.251 | 7868 | 559.749 | -953.43 | -393.681 | 7868 | 444.5562 | -1271.6089 | -827.0527 | 7868 | 721.6817 | -1088.4473 | -366.7656 | 7868 | 721.6817 | -1088.4473 | -366.7656
7869 | 505.8694 | -1016 | -510.1306 | 7869 | 1000 | -1016 | -16 | 7869 | 1000 | -1016 | -16 | 7869 | 351.4834 | -976.1929 | -624.7095 | 7869 | 351.4834 | -476.1929 | -124.7095 | 7869 | 351.4834 | -476.1929 | -124.7095 | 7869 | 529.8542 | -1077.922 | -548.0678 | 7869 | 529.8542 | -577.922 | -48.0678 | 7869 | 529.8542 | -577.922 | -48.0678
7870 | 711.3384 | -1016 | -304.6616 | 7870 | 1000 | -1016 | -16 | 7870 | 1000 | -1016 | -16 | 7870 | 1486.7297 | -1716 | -229.2703 | 7870 | 1486.7297 | -1716 | -229.2703 | 7870 | 1486.7297 | -1716 | -229.2703 | 7870 | 383.3584 | -414.491 | -31.1325 | 7870 | 383.3584 | 85.509 | 468.8675 | 7870 | 383.3584 | 85.509 | 468.8675
7871 | 1000 | -930.54 | 69.46 | 7871 | 1000 | -930.54 | 69.46 | 7871 | 1000 | -930.54 | 69.46 | 7871 | 790.4512 | -490.6602 | 299.791 | 7871 | 790.4512 | -490.6602 | 299.791 | 7871 | 790.4512 | -490.6602 | 299.791 | 7871 | -394.9026 | 1025.5261 | 630.6235 | 7871 | -394.9026 | 1025.5261 | 630.6235 | 7871 | -394.9026 | 1025.5261 | 630.6235
7872 | 1000 | -773.7722 | 226.2278 | 7872 | 903.2919 | -1016 | -112.7081 | 7872 | 903.2919 | -1016 | -112.7081 | 7872 | 552.4215 | -50.269 | 502.1525 | 7872 | 552.4215 | -50.269 | 502.1525 | 7872 | 552.4215 | -50.269 | 502.1525 | 7872 | -757.9356 | 1711.2848 | 953.3492 | 7872 | -757.9356 | 1711.2848 | 953.3492 | 7872 | -757.9356 | 1711.2848 | 953.3492
7873 | 1000 | -411.9046 | 588.0954 | 7873 | 1000 | -911.9046 | 88.0954 | 7873 | 1000 | -911.9046 | 88.0954 | 7873 | 103.0144 | 893.6035 | 996.6179 | 7873 | 103.0144 | 393.6035 | 496.6179 | 7873 | 103.0144 | 393.6035 | 496.6179 | 7873 | -1220.3854 | 1717 | 496.6146 | 7873 | -776.1528 | 1717 | 940.8472 | 7873 | -1000.3854 | 1717 | 716.6146
7874 | 1000 | -112.025 | 887.975 | 7874 | 1000 | -612.025 | 387.975 | 7874 | 1000 | -612.025 | 387.975 | 7874 | 132.5534 | 1208.8569 | 1341.4103 | 7874 | 132.5534 | 708.8569 | 841.4103 | 7874 | 132.5534 | 708.8569 | 841.4103 | 7874 | -1206.5936 | 1717 | 510.4064 | 7874 | -795.163 | 1717 | 921.837 | 7874 | -704.1692 | 1717 | 1012.8308
7875 | 1000 | -165.2333 | 834.7667 | 7875 | 1000 | -474.9216 | 525.0784 | 7875 | 1000 | -474.9216 | 525.0784 | 7875 | 200.7199 | 1227.7051 | 1428.425 | 7875 | 50.0823 | 929.594 | 979.6763 | 7875 | -122.9177 | 1097.7051 | 974.7874 | 7875 | -1600.8074 | 1717 | 116.1926 | 7875 | -1600.8074 | 1717 | 116.1926 | 7875 | -1152.3421 | 1717 | 564.6579
7876 | 1000 | -197.459 | 802.541 | 7876 | 1000 | -840.6912 | 159.3088 | 7876 | 1000 | -395.4303 | 604.5697 | 7876 | 269.3864 | 1298.935 | 1568.3214 | 7876 | 79.2758 | 995.3789 | 1074.6547 | 7876 | -93.7242 | 1162.0456 | 1068.3214 | 7876 | -1734.94 | 1717 | -17.94 | 7876 | -1734.94 | 1717 | -17.94 | 7876 | -1368.1597 | 1717 | 348.8403
7877 | 1000 | -636.4571 | 363.5429 | 7877 | 1000 | -1016 | -16 | 7877 | 1000 | -571.5442 | 428.4558 | 7877 | 590.3194 | 287.4546 | 877.774 | 7877 | -26.3503 | -18.0788 | -44.429 | 7877 | 628.4577 | 184.0577 | 812.5154 | 7877 | -996.9372 | 1717 | 720.0628 | 7877 | -1442.7046 | 1717 | 274.2954 | 7877 | -1396.9372 | 1717 | 320.0628
7878 | 1000 | -791.4684 | 208.5316 | 7878 | 1000 | -791.7461 | 208.2539 | 7878 | 1000 | -788.6615 | 211.3385 | 7878 | 259.5069 | -25.4263 | 234.0806 | 7878 | 675.246 | -329.8627 | 345.3833 | 7878 | 743.2599 | -113.8939 | 629.366 | 7878 | -856.3262 | 1717 | 860.6738 | 7878 | -856.3262 | 1717 | 860.6738 | 7878 | -1126.3262 | 1717 | 590.6738
7879 | 1000 | -778.3332 | 221.6668 | 7879 | 1000 | -778.3332 | 221.6668 | 7879 | 1000 | -777.1745 | 222.8255 | 7879 | 606.8542 | -50.078 | 556.7762 | 7879 | 906.7191 | -275.3341 | 631.3849 | 7879 | 825.9523 | -84.3462 | 741.606 | 7879 | -433.9676 | 1717 | 1283.0324 | 7879 | -851.0244 | 1717 | 865.9756 | 7879 | -1076.0952 | 1717 | 640.9048
7880 | 1000 | -141.8731 | 858.1269 | 7880 | 1000 | -995.6428 | 4.3572 | 7880 | 1000 | -641.8731 | 358.1269 | 7880 | -125.3031 | 1416.972 | 1291.669 | 7880 | -125.3031 | 916.972 | 791.669 | 7880 | -125.3031 | 916.972 | 791.669 | 7880 | -1069.7481 | 1717 | 647.2519 | 7880 | -865.337 | 1717 | 851.663 | 7880 | -865.337 | 1717 | 851.663
7881 | 1000 | -12.1462 | 987.8538 | 7881 | 1000 | -512.1462 | 487.8538 | 7881 | 1000 | -512.1462 | 487.8538 | 7881 | 107.0415 | 1339.6048 | 1446.6464 | 7881 | 107.0415 | 1066.5026 | 1173.5441 | 7881 | 107.0415 | 1066.5026 | 1173.5441 | 7881 | -855.3007 | 1717 | 861.6993 | 7881 | -535.3007 | 1717 | 1181.6993 | 7881 | -635.3007 | 1717 | 1081.6993
7882 | 1000 | 6.2202 | 1006.2202 | 7882 | 1000 | -493.7798 | 506.2202 | 7882 | 1000 | -493.7798 | 506.2202 | 7882 | 161.6991 | 1294.851 | 1456.5502 | 7882 | 161.6991 | 1294.851 | 1456.5502 | 7882 | 161.6991 | 1294.851 | 1456.5502 | 7882 | -610.282 | 1717 | 1106.718 | 7882 | -1051.282 | 1717 | 665.718 | 7882 | -1001.282 | 1717 | 715.718
7883 | 1000 | -1.5531 | 998.4469 | 7883 | 1000 | -501.5531 | 498.4469 | 7883 | 1000 | -501.5531 | 498.4469 | 7883 | -139.7977 | 1609.429 | 1469.6313 | 7883 | -139.7977 | 1609.429 | 1469.6313 | 7883 | -139.7977 | 1609.429 | 1469.6313 | 7883 | -1198.7318 | 1717 | 518.2682 | 7883 | -1158.7318 | 1717 | 558.2682 | 7883 | -1108.6472 | 1717 | 608.3528
7884 | 557.7555 | 320.4821 | 878.2376 | 7884 | 557.7555 | 320.4821 | 878.2376 | 7884 | 557.7555 | 320.4821 | 878.2376 | 7884 | -42.5358 | 1393.6422 | 1351.1063 | 7884 | -42.5358 | 1393.6422 | 1351.1063 | 7884 | -42.5358 | 1393.6422 | 1351.1063 | 7884 | -984.3646 | 1717 | 732.6354 | 7884 | -1177.2483 | 1717 | 539.7517 | 7884 | -1199.132 | 1717 | 517.868
7885 | 920.5986 | 120.3384 | 1040.9371 | 7885 | 920.5986 | 120.3384 | 1040.9371 | 7885 | 920.5986 | 120.3384 | 1040.9371 | 7885 | 425.4783 | 1077.8352 | 1503.3135 | 7885 | 425.4783 | 1077.8352 | 1503.3135 | 7885 | 425.4783 | 1077.8352 | 1503.3135 | 7885 | -669.9468 | 1717 | 1047.0532 | 7885 | -894.1794 | 1717 | 822.8206 | 7885 | -708.3641 | 1717 | 1008.6359
7886 | 1000 | -5.6471 | 994.3529 | 7886 | 1000 | -5.6471 | 994.3529 | 7886 | 1000 | -5.6471 | 994.3529 | 7886 | 654.2693 | 771.0924 | 1425.3617 | 7886 | 654.2693 | 771.0924 | 1425.3617 | 7886 | 654.2693 | 771.0924 | 1425.3617 | 7886 | 202.1155 | 1717 | 1919.1155 | 7886 | -322.9986 | 1717 | 1394.0014 | 7886 | -626.7353 | 1717 | 1090.2647
7887 | 1000 | -156.1047 | 843.8953 | 7887 | 1000 | -156.1047 | 843.8953 | 7887 | 1000 | -156.1047 | 843.8953 | 7887 | 585.3312 | 495.2755 | 1080.6068 | 7887 | 585.3312 | 495.2755 | 1080.6068 | 7887 | 585.3312 | 495.2755 | 1080.6068 | 7887 | -494.602 | 1717 | 1222.398 | 7887 | -237.9192 | 1717 | 1479.0808 | 7887 | -678.9192 | 1717 | 1038.0808
7888 | 856.064 | -264.8205 | 591.2435 | 7888 | 856.064 | 82.2028 | 938.2668 | 7888 | 856.064 | 82.2028 | 938.2668 | 7888 | 205.4457 | 723.5553 | 929.001 | 7888 | 205.4457 | 723.5553 | 929.001 | 7888 | 205.4457 | 723.5553 | 929.001 | 7888 | -865.2753 | 1717 | 851.7247 | 7888 | -865.2753 | 1717 | 851.7247 | 7888 | -642.342 | 1717 | 1074.658
7889 | 902.5551 | -31.2883 | 871.2668 | 7889 | 914.4953 | 351.4198 | 1265.9152 | 7889 | 877.9177 | 351.4198 | 1229.3375 | 7889 | 139.2975 | 1020.8808 | 1160.1783 | 7889 | 139.2975 | 1020.8808 | 1160.1783 | 7889 | 139.2975 | 1020.8808 | 1160.1783 | 7889 | -799.1042 | 1717 | 917.8958 | 7889 | -799.1042 | 1717 | 917.8958 | 7889 | -799.1042 | 1717 | 917.8958
7890 | 823.6936 | -89.4336 | 734.26 | 7890 | 823.6936 | 428.3636 | 1252.0572 | 7890 | 823.6936 | 171.4089 | 995.1025 | 7890 | -11.8703 | 1717 | 1705.1297 | 7890 | 142.3968 | 1717 | 1859.3968 | 7890 | -387.8884 | 1717 | 1329.1116 | 7890 | -824.416 | 1696.2226 | 871.8066 | 7890 | -787.6787 | 1717 | 929.3213 | 7890 | -787.6787 | 1717 | 929.3213
7891 | 907.8293 | -439.1762 | 468.6531 | 7891 | 907.8293 | -37.3583 | 870.4709 | 7891 | 907.8293 | -310.6888 | 597.1404 | 7891 | -726.114 | 779.0623 | 52.9483 | 7891 | -726.114 | 1279.0623 | 552.9483 | 7891 | -726.114 | 1279.0623 | 552.9483 | 7891 | -881.978 | 1717 | 835.022 | 7891 | -871.6207 | 1717 | 845.3793 | 7891 | -975.0954 | 1630.6796 | 655.5842
7892 | 1000 | -1016 | -16 | 7892 | 1000 | -781.348 | 218.652 | 7892 | 1000 | -781.348 | 218.652 | 7892 | 365.5249 | -651.6118 | -286.0869 | 7892 | -486.188 | 700.1011 | 213.9131 | 7892 | -486.188 | 700.1011 | 213.9131 | 7892 | -833.9171 | 570.0174 | -263.8997 | 7892 | -741.7217 | 1382.3049 | 640.5832 | 7892 | -740.7997 | 994.7952 | 253.9955
7893 | 584.1269 | -838.1033 | -253.9764 | 7893 | 650.5202 | -446.1683 | 204.352 | 7893 | 687.0979 | -446.1683 | 240.9296 | 7893 | -277.4066 | -49.6153 | -327.0219 | 7893 | -1181.1748 | 1354.1529 | 172.9781 | 7893 | -1181.1748 | 1354.1529 | 172.9781 | 7893 | -1446.6363 | 1431.4755 | -15.1608 | 7893 | -1492.734 | 1717 | 224.266 | 7893 | -1446.6363 | 1717 | 270.3637
7894 | -325.4623 | -2.2024 | -327.6646 | 7894 | -325.4623 | -2.2024 | -327.6646 | 7894 | -325.4623 | -2.2024 | -327.6646 | 7894 | -1371.5065 | 962.9874 | -408.5191 | 7894 | -1371.5065 | 989.2002 | -382.3062 | 7894 | -1371.5065 | 989.2002 | -382.3062 | 7894 | -1820.1788 | 1320.9659 | -499.2129 | 7894 | -1783.4415 | 1717 | -66.4415 | 7894 | -1783.4415 | 1717 | -66.4415
7895 | -975.6858 | 397.3785 | -578.3073 | 7895 | -975.6858 | 397.3785 | -578.3073 | 7895 | -975.6858 | 397.3785 | -578.3073 | 7895 | -1577.7627 | 829.0325 | -748.7302 | 7895 | -1577.7627 | 829.0325 | -748.7302 | 7895 | -1577.7627 | 829.0325 | -748.7302 | 7895 | -1833.0515 | 1077.4579 | -755.5936 | 7895 | -1833.0515 | 1577.4579 | -255.5936 | 7895 | -1833.0515 | 1577.4579 | -255.5936
7896 | -938.4865 | 420.0784 | -518.4082 | 7896 | -938.4865 | 420.0784 | -518.4082 | 7896 | -938.4865 | 420.0784 | -518.4082 | 7896 | -1520.2355 | 828.4059 | -691.8296 | 7896 | -1520.2355 | 828.4059 | -691.8296 | 7896 | -1520.2355 | 828.4059 | -691.8296 | 7896 | -1755.1963 | 1052.0546 | -703.1418 | 7896 | -1755.1963 | 1182.3427 | -572.8537 | 7896 | -1755.1963 | 1182.3427 | -572.8537
7897 | -482.6302 | 517.4738 | 34.8436 | 7897 | -482.6302 | 517.4738 | 34.8436 | 7897 | -482.6302 | 517.4738 | 34.8436 | 7897 | -435.0452 | 366.8429 | -68.2023 | 7897 | -462.1615 | 7.6655 | -454.496 | 7897 | -461.6192 | 34.901 | -426.7182 | 7897 | -1723.0332 | 1659.5709 | -63.4623 | 7897 | -1723.0332 | 1159.5709 | -563.4623 | 7897 | -1723.0332 | 1159.5709 | -563.4623
7898 | -642.3916 | 876.3926 | 234.001 | 7898 | -642.3916 | 876.3926 | 234.001 | 7898 | -642.3916 | 876.3926 | 234.001 | 7898 | -624.3145 | 995.0986 | 370.7842 | 7898 | -597.7405 | 439.5298 | -158.2106 | 7898 | -624.8568 | 495.6409 | -129.2158 | 7898 | -1675.7248 | 1717 | 41.2752 | 7898 | -1712.4621 | 1537.7358 | -174.7263 | 7898 | -1712.4621 | 1348.1114 | -364.3507
7899 | -887.0526 | 1017 | 129.9474 | 7899 | -887.0526 | 1017 | 129.9474 | 7899 | -887.0526 | 1017 | 129.9474 | 7899 | -942.6353 | 356.435 | -586.2003 | 7899 | -1023.9842 | 746.9807 | -277.0036 | 7899 | -1023.9842 | 921.2696 | -102.7146 | 7899 | -1659.3692 | 1717 | 57.6308 | 7899 | -1659.3692 | 831.7023 | -827.6669 | 7899 | -1659.3692 | 1645.1915 | -14.1777
7900 | -771.9904 | 1017 | 245.0096 | 7900 | -771.9904 | 1017 | 245.0096 | 7900 | -771.9904 | 1017 | 245.0096 | 7900 | -935.0843 | 1289.332 | 354.2477 | 7900 | -853.1931 | 197.7739 | -655.4192 | 7900 | -826.6191 | 586.5064 | -240.1127 | 7900 | -1473.9935 | 1717 | 243.0065 | 7900 | -1475.1844 | 1598.7325 | 123.5481 | 7900 | -1475.1844 | 1598.7325 | 123.5481
7901 | -859.2199 | 798.2603 | -60.9596 | 7901 | -859.2199 | 798.2603 | -60.9596 | 7901 | -859.2199 | 798.2603 | -60.9596 | 7901 | -1453.2755 | 1602.0998 | 148.8243 | 7901 | -1466.0178 | 1602.0998 | 136.082 | 7901 | -1466.0178 | 1602.0998 | 136.082 | 7901 | -1505.6037 | 1717 | 211.3963 | 7901 | -1542.341 | 1717 | 174.659 | 7901 | -1542.341 | 1569.1336 | 26.7925
7902 | -945.9095 | 754.4371 | -191.4724 | 7902 | -945.9095 | 754.4371 | -191.4724 | 7902 | -945.9095 | 754.4371 | -191.4724 | 7902 | -1513.404 | 1717 | 203.596 | 7902 | -1556.404 | 1717 | 160.596 | 7902 | -1556.404 | 1522.7395 | -33.6645 | 7902 | -1550.4238 | 1717 | 166.5762 | 7902 | -1550.4238 | 1717 | 166.5762 | 7902 | -1550.4238 | 1717 | 166.5762
7903 | -951.0764 | 568.7193 | -382.3571 | 7903 | -951.0764 | 568.7193 | -382.3571 | 7903 | -951.0764 | 568.7193 | -382.3571 | 7903 | -1476.1894 | 1717 | 240.8106 | 7903 | -1519.1894 | 1717 | 197.8106 | 7903 | -1519.1894 | 1366.3106 | -152.8788 | 7903 | -1470.8278 | 1268.9579 | -201.8699 | 7903 | -1470.8278 | 1268.9579 | -201.8699 | 7903 | -1470.8278 | 1268.9579 | -201.8699
7904 | -787.148 | 23.4142 | -763.7338 | 7904 | -787.148 | 23.4142 | -763.7338 | 7904 | -787.148 | 23.4142 | -763.7338 | 7904 | -1244.5605 | 1619.435 | 374.8744 | 7904 | -1287.5605 | 1187.2052 | -100.3554 | 7904 | -1287.5605 | 719.2015 | -568.3591 | 7904 | -1249.8404 | 578.6378 | -671.2026 | 7904 | -1249.8404 | 578.6378 | -671.2026 | 7904 | -1249.8404 | 578.6378 | -671.2026
7905 | -346.8695 | -298.3672 | -645.2367 | 7905 | -346.8695 | -298.3672 | -645.2367 | 7905 | -346.8695 | -298.3672 | -645.2367 | 7905 | -1054.1101 | 295.1745 | -758.9357 | 7905 | -1054.1101 | 255.0122 | -799.0979 | 7905 | -1054.1101 | 255.0122 | -799.0979 | 7905 | -1149.1833 | 464.661 | -684.5224 | 7905 | -1149.1833 | 464.661 | -684.5224 | 7905 | -1149.1833 | 464.661 | -684.5224
7906 | -230.1326 | -452.7521 | -682.8847 | 7906 | -230.1326 | -452.7521 | -682.8847 | 7906 | -230.1326 | -452.7521 | -682.8847 | 7906 | -545.2221 | -691.5929 | -1236.815 | 7906 | -777.0873 | -968.9649 | -1746.0522 | 7906 | -409.2212 | -954.8367 | -1364.0579 | 7906 | -1110.6454 | 226.6291 | -884.0162 | 7906 | -1110.6454 | 195.494 | -915.1514 | 7906 | -1110.6454 | 136.9838 | -973.6616
7907 | -241.9373 | -445.3999 | -687.3372 | 7907 | -241.9373 | -445.3999 | -687.3372 | 7907 | -241.9373 | -445.3999 | -687.3372 | 7907 | -420.2107 | -1069.5971 | -1489.8077 | 7907 | -175.6032 | -1513.0367 | -1688.6399 | 7907 | -543.4692 | -1024.7765 | -1568.2458 | 7907 | -1006.941 | 4.8753 | -1002.0656 | 7907 | -1006.941 | -334.8831 | -1341.8241 | 7907 | -1006.941 | -128.5066 | -1135.4475
7908 | -250.5194 | -567.6552 | -818.1745 | 7908 | -250.5194 | -567.6552 | -818.1745 | 7908 | -250.5194 | -567.6552 | -818.1745 | 7908 | -947.2172 | -1647.3053 | -2594.5225 | 7908 | -947.2172 | -1647.3053 | -2594.5225 | 7908 | -180.3172 | -1647.3053 | -1827.6225 | 7908 | -1081.9873 | -98.0896 | -1180.0769 | 7908 | -1081.9873 | -98.0896 | -1180.0769 | 7908 | -1081.9873 | -98.0896 | -1180.0769
7909 | -523.3417 | -439.118 | -962.4597 | 7909 | -523.3417 | -439.118 | -962.4597 | 7909 | -523.3417 | -439.118 | -962.4597 | 7909 | -1098.135 | -157.5124 | -1255.6474 | 7909 | -1098.135 | -157.5124 | -1255.6474 | 7909 | -1098.135 | -157.5124 | -1255.6474 | 7909 | -1151.5104 | -218.3142 | -1369.8246 | 7909 | -1151.5104 | -218.3142 | -1369.8246 | 7909 | -1151.5104 | -218.3142 | -1369.8246
7910 | -501.3242 | -131.8783 | -633.2025 | 7910 | -501.3242 | -131.8783 | -633.2025 | 7910 | -501.3242 | -131.8783 | -633.2025 | 7910 | -556.7716 | -621.7521 | -1178.5237 | 7910 | -386.7716 | -441.7521 | -828.5237 | 7910 | -386.7716 | -441.7521 | -828.5237 | 7910 | -1256.4043 | -186.0607 | -1442.465 | 7910 | -1256.4043 | 313.9393 | -942.465 | 7910 | -1256.4043 | 313.9393 | -942.465
7911 | -417.7244 | 131.1554 | -286.569 | 7911 | 129.7664 | 124.8308 | 254.5972 | 7911 | -129.6911 | 124.8308 | -4.8603 | 7911 | -384.4225 | -296.1338 | -680.5563 | 7911 | -257.0428 | -302.2718 | -559.3145 | 7911 | -257.0428 | -296.1338 | -553.1765 | 7911 | -563.6115 | -721.4068 | -1285.0182 | 7911 | -563.6115 | -221.4068 | -785.0182 | 7911 | -563.6115 | -221.4068 | -785.0182
7912 | -172.4618 | 22.6742 | -149.7876 | 7912 | 100.2015 | 22.6742 | 122.8756 | 7912 | -109.6756 | 22.6742 | -87.0015 | 7912 | -214.7658 | -418.0018 | -632.7676 | 7912 | 285.2342 | -418.0018 | -132.7676 | 7912 | 285.2342 | -418.0018 | -132.7676 | 7912 | -330.1845 | -482.1812 | -812.3657 | 7912 | -330.1845 | 17.8188 | -312.3657 | 7912 | -330.1845 | 17.8188 | -312.3657
7913 | 150.0327 | 172.1755 | 322.2081 | 7913 | 577.3694 | 172.1755 | 749.5449 | 7913 | 577.3694 | 172.1755 | 749.5449 | 7913 | 123.4781 | -199.5438 | -76.0658 | 7913 | 623.4781 | -199.5438 | 423.9342 | 7913 | 623.4781 | -199.5438 | 423.9342 | 7913 | 338.3593 | -525.7022 | -187.3429 | 7913 | 338.3593 | -25.7022 | 312.6571 | 7913 | 338.3593 | -25.7022 | 312.6571
7914 | 277.2468 | 140.1973 | 417.4441 | 7914 | 838.1973 | 140.1973 | 978.3946 | 7914 | 777.2468 | 140.1973 | 917.4441 | 7914 | 492.923 | -411.8425 | 81.0805 | 7914 | 998.7314 | -412.3825 | 586.3488 | 7914 | 992.923 | -411.8425 | 581.0805 | 7914 | 1083.8147 | -955.5824 | 128.2323 | 7914 | 1083.8147 | -555.1257 | 528.689 | 7914 | 1083.8147 | -555.1257 | 528.689
7915 | 1000 | 145.3423 | 1145.3423 | 7915 | 1000 | 145.3423 | 1145.3423 | 7915 | 1000 | 145.3423 | 1145.3423 | 7915 | 1272.5207 | -381.7838 | 890.7369 | 7915 | 1674.7784 | -381.7838 | 1292.9945 | 7915 | 1239.8917 | -390.9369 | 848.9548 | 7915 | 2000 | -905.784 | 1094.216 | 7915 | 2000 | -587.2592 | 1412.7408 | 7915 | 2000 | -1007.5412 | 992.4588
7916 | 1000 | 150.8812 | 1150.8812 | 7916 | 1000 | 157.2058 | 1157.2058 | 7916 | 1000 | 157.2058 | 1157.2058 | 7916 | 1131.372 | -238.4716 | 892.9004 | 7916 | 2000 | -238.3867 | 1761.6133 | 7916 | 1386.0398 | -241.7979 | 1144.2418 | 7916 | 2000 | -625.6792 | 1374.3208 | 7916 | 2000 | -305.6792 | 1694.3208 | 7916 | 2000 | -945.1498 | 1054.8502
7917 | 1000 | -7.9926 | 992.0074 | 7917 | 1000 | -7.9926 | 992.0074 | 7917 | 1000 | -7.9926 | 992.0074 | 7917 | 2000 | -828.8277 | 1171.1723 | 7917 | 1656.8319 | -1067.8029 | 589.029 | 7917 | 1821.0462 | -738.8492 | 1082.1971 | 7917 | 2000 | -1077.6249 | 922.3751 | 7917 | 2000 | -808.0723 | 1191.9277 | 7917 | 2000 | -808.8899 | 1191.1101
7918 | 1000 | -196.0809 | 803.9191 | 7918 | 1000 | -196.0809 | 803.9191 | 7918 | 1000 | -196.0809 | 803.9191 | 7918 | 2000 | -1303.9868 | 696.0132 | 7918 | 2000 | -805.0634 | 1194.9366 | 7918 | 2000 | -805.0634 | 1194.9366 | 7918 | 2000 | -994.8652 | 1005.1348 | 7918 | 2000 | -494.8652 | 1505.1348 | 7918 | 2000 | -494.8652 | 1505.1348
7919 | 1000 | -282.4 | 717.6 | 7919 | 1000 | -282.4 | 717.6 | 7919 | 1000 | -282.4 | 717.6 | 7919 | 2000 | -1104.655 | 895.345 | 7919 | 2000 | -673.387 | 1326.613 | 7919 | 2000 | -880.9741 | 1119.0259 | 7919 | 2000 | -754.3395 | 1245.6605 | 7919 | 2000 | -556.1481 | 1443.8519 | 7919 | 2000 | -556.1481 | 1443.8519
7920 | 1000 | -303.8443 | 696.1557 | 7920 | 1000 | -303.8443 | 696.1557 | 7920 | 1000 | -303.8443 | 696.1557 | 7920 | 2000 | -1042.8197 | 957.1803 | 7920 | 2000 | -1042.8197 | 957.1803 | 7920 | 2000 | -1008.0924 | 991.9076 | 7920 | 2000 | -903.3654 | 1096.6346 | 7920 | 2000 | -668.25 | 1331.75 | 7920 | 2000 | -668.25 | 1331.75
7921 | 1000 | -283.8559 | 716.1441 | 7921 | 1000 | -283.8559 | 716.1441 | 7921 | 1000 | -283.8559 | 716.1441 | 7921 | 2000 | -995.1538 | 1004.8462 | 7921 | 2000 | -580.3659 | 1419.6341 | 7921 | 2000 | -663.5061 | 1336.4939 | 7921 | 2000 | -393.443 | 1606.557 | 7921 | 2000 | -393.443 | 1606.557 | 7921 | 2000 | -393.443 | 1606.557
7922 | 1000 | -243.9452 | 756.0548 | 7922 | 1000 | -243.9452 | 756.0548 | 7922 | 1000 | -243.9452 | 756.0548 | 7922 | 2000 | -912.2561 | 1087.7439 | 7922 | 2000 | -912.2561 | 1087.7439 | 7922 | 2000 | -912.2561 | 1087.7439 | 7922 | 2000 | -468.4723 | 1531.5277 | 7922 | 2000 | -468.4723 | 1531.5277 | 7922 | 2000 | -468.4723 | 1531.5277
7923 | 642.9186 | 248.7391 | 891.6576 | 7923 | 642.9186 | 248.7391 | 891.6576 | 7923 | 642.9186 | 248.7391 | 891.6576 | 7923 | 2000 | -716.4481 | 1283.5519 | 7923 | 2000 | -662.504 | 1337.496 | 7923 | 2000 | -406.504 | 1593.496 | 7923 | 2000 | -217.0058 | 1782.9942 | 7923 | 2000 | -217.0058 | 1782.9942 | 7923 | 2000 | -217.0058 | 1782.9942
7924 | 587.7048 | 460.4564 | 1048.1612 | 7924 | 587.7048 | 460.4564 | 1048.1612 | 7924 | 587.7048 | 460.4564 | 1048.1612 | 7924 | 1856.8549 | -351.7016 | 1505.1533 | 7924 | 1856.8549 | -351.7016 | 1505.1533 | 7924 | 1856.8549 | -351.7016 | 1505.1533 | 7924 | 2000 | 63.8499 | 2063.8499 | 7924 | 2000 | 63.8499 | 2063.8499 | 7924 | 2000 | 63.8499 | 2063.8499
7925 | 1000 | 112.172 | 1112.172 | 7925 | 1000 | 112.172 | 1112.172 | 7925 | 1000 | 112.172 | 1112.172 | 7925 | 1476.6167 | 143.5126 | 1620.1293 | 7925 | 1476.6167 | 143.5126 | 1620.1293 | 7925 | 1476.6167 | 143.5126 | 1620.1293 | 7925 | 2000 | 226.7705 | 2226.7705 | 7925 | 2000 | 226.7705 | 2226.7705 | 7925 | 2000 | 226.7705 | 2226.7705
7926 | 1000 | 155.1499 | 1155.1499 | 7926 | 1000 | 155.1499 | 1155.1499 | 7926 | 1000 | 155.1499 | 1155.1499 | 7926 | 2000 | -299.4109 | 1700.5891 | 7926 | 2000 | -299.4109 | 1700.5891 | 7926 | 2000 | -299.4109 | 1700.5891 | 7926 | 2000 | 342.3941 | 2342.3941 | 7926 | 2000 | 342.3941 | 2342.3941 | 7926 | 2000 | 342.3941 | 2342.3941
7927 | 1000 | 145.6016 | 1145.6016 | 7927 | 1000 | 145.6016 | 1145.6016 | 7927 | 1000 | 145.6016 | 1145.6016 | 7927 | 2000 | -293.6591 | 1706.3409 | 7927 | 2000 | -293.6591 | 1706.3409 | 7927 | 2000 | -293.6591 | 1706.3409 | 7927 | 2000 | 363.7947 | 2363.7947 | 7927 | 2000 | 363.7947 | 2363.7947 | 7927 | 2000 | 363.7947 | 2363.7947
7928 | 1000 | 88.2126 | 1088.2126 | 7928 | 1000 | 88.2126 | 1088.2126 | 7928 | 1000 | 88.2126 | 1088.2126 | 7928 | 2000 | -349.7343 | 1650.2657 | 7928 | 2000 | -349.7343 | 1650.2657 | 7928 | 2000 | -349.7343 | 1650.2657 | 7928 | 2000 | 314.377 | 2314.377 | 7928 | 2000 | 314.377 | 2314.377 | 7928 | 2000 | 314.377 | 2314.377
7929 | 1000 | 152.5269 | 1152.5269 | 7929 | 1000 | 152.5269 | 1152.5269 | 7929 | 1000 | 152.5269 | 1152.5269 | 7929 | 2000 | -114.0458 | 1885.9542 | 7929 | 2000 | -114.0458 | 1885.9542 | 7929 | 2000 | -114.0458 | 1885.9542 | 7929 | 2000 | 571.9046 | 2571.9046 | 7929 | 2000 | 571.9046 | 2571.9046 | 7929 | 2000 | 571.9046 | 2571.9046
7930 | 1000 | 306.4858 | 1306.4858 | 7930 | 1000 | 306.4858 | 1306.4858 | 7930 | 1000 | 306.4858 | 1306.4858 | 7930 | 2000 | 55.4968 | 2055.4968 | 7930 | 2000 | -444.5032 | 1555.4968 | 7930 | 2000 | -344.3645 | 1655.6355 | 7930 | 2000 | 759.4019 | 2759.4019 | 7930 | 2000 | 759.4019 | 2759.4019 | 7930 | 2000 | 759.4019 | 2759.4019
7931 | 1000 | 246.663 | 1246.663 | 7931 | 1000 | 246.663 | 1246.663 | 7931 | 1000 | 246.663 | 1246.663 | 7931 | 2000 | 3.809 | 2003.809 | 7931 | 2000 | 3.809 | 2003.809 | 7931 | 2000 | 3.809 | 2003.809 | 7931 | 2000 | 716.9836 | 2716.9836 | 7931 | 2000 | 716.9836 | 2716.9836 | 7931 | 2000 | 716.9836 | 2716.9836
7932 | 1000 | 127.6962 | 1127.6962 | 7932 | 1000 | 127.6962 | 1127.6962 | 7932 | 1000 | 127.6962 | 1127.6962 | 7932 | 2000 | -125.2308 | 1874.7692 | 7932 | 2000 | -125.2308 | 1874.7692 | 7932 | 2000 | -125.2308 | 1874.7692 | 7932 | 2000 | 576.201 | 2576.201 | 7932 | 2000 | 576.201 | 2576.201 | 7932 | 2000 | 576.201 | 2576.201
7933 | 1000 | 390.435 | 1390.435 | 7933 | 1000 | 390.435 | 1390.435 | 7933 | 1000 | 390.435 | 1390.435 | 7933 | 2000 | -3.5468 | 1996.4532 | 7933 | 2000 | -3.5468 | 1996.4532 | 7933 | 2000 | -3.5468 | 1996.4532 | 7933 | 2000 | 695.154 | 2695.154 | 7933 | 2000 | 695.154 | 2695.154 | 7933 | 2000 | 695.154 | 2695.154
7934 | 1000 | 520.4646 | 1520.4646 | 7934 | 1000 | 520.4646 | 1520.4646 | 7934 | 1000 | 520.4646 | 1520.4646 | 7934 | 2000 | 139.1315 | 2139.1315 | 7934 | 2000 | 139.1315 | 2139.1315 | 7934 | 2000 | 139.1315 | 2139.1315 | 7934 | 2000 | 840.145 | 2840.145 | 7934 | 2000 | 840.145 | 2840.145 | 7934 | 2000 | 840.145 | 2840.145
7935 | 1000 | 391.6996 | 1391.6996 | 7935 | 1000 | 391.6996 | 1391.6996 | 7935 | 1000 | 391.6996 | 1391.6996 | 7935 | 2000 | 164.2807 | 2164.2807 | 7935 | 2000 | 164.2807 | 2164.2807 | 7935 | 2000 | 164.2807 | 2164.2807 | 7935 | 2000 | 866.2483 | 2866.2483 | 7935 | 2000 | 866.2483 | 2866.2483 | 7935 | 2000 | 866.2483 | 2866.2483
7936 | 1000 | 423.3149 | 1423.3149 | 7936 | 1000 | 423.3149 | 1423.3149 | 7936 | 1000 | 423.3149 | 1423.3149 | 7936 | 2000 | 211.3348 | 2211.3348 | 7936 | 2000 | 12.6852 | 2012.6852 | 7936 | 2000 | 207.6852 | 2207.6852 | 7936 | 2000 | 927.9841 | 2927.9841 | 7936 | 2000 | 927.9841 | 2927.9841 | 7936 | 2000 | 927.9841 | 2927.9841
7937 | 1000 | 473.7421 | 1473.7421 | 7937 | 1000 | 473.7421 | 1473.7421 | 7937 | 1000 | 473.7421 | 1473.7421 | 7937 | 2000 | 268.1001 | 2268.1001 | 7937 | 2000 | -231.6039 | 1768.3961 | 7937 | 2000 | 52.2744 | 2052.2744 | 7937 | 2000 | 989.6704 | 2989.6704 | 7937 | 2000 | 989.6704 | 2989.6704 | 7937 | 2000 | 989.6704 | 2989.6704
7938 | 1000 | 569.6323 | 1569.6323 | 7938 | 1000 | 569.6323 | 1569.6323 | 7938 | 1000 | 569.6323 | 1569.6323 | 7938 | 2000 | 367.8586 | 2367.8586 | 7938 | 2000 | -132.1414 | 1867.8586 | 7938 | 2000 | -132.1414 | 1867.8586 | 7938 | 2000 | 971.5687 | 2971.5687 | 7938 | 2000 | 971.5687 | 2971.5687 | 7938 | 2000 | 971.5687 | 2971.5687
7939 | 1000 | -135.6056 | 864.3944 | 7939 | 1000 | -135.6056 | 864.3944 | 7939 | 1000 | 48.2093 | 1048.2093 | 7939 | 2000 | -185.7068 | 1814.2932 | 7939 | 2000 | -504.1876 | 1495.8124 | 7939 | 2000 | -157.4145 | 1842.5855 | 7939 | 2000 | 904.1886 | 2904.1886 | 7939 | 2000 | 404.1886 | 2404.1886 | 7939 | 2000 | 454.6719 | 2454.6719
7940 | 1000 | -400.3983 | 599.6017 | 7940 | 1000 | -400.3983 | 599.6017 | 7940 | 1000 | -95.5394 | 904.4606 | 7940 | 2000 | -392.0638 | 1607.9362 | 7940 | 2000 | -714.4272 | 1285.5728 | 7940 | 2000 | -309.482 | 1690.518 | 7940 | 2000 | 984.3005 | 2984.3005 | 7940 | 2000 | 984.3005 | 2984.3005 | 7940 | 2000 | 984.3005 | 2984.3005
7941 | 1000 | 504.5453 | 1504.5453 | 7941 | 1000 | 504.5453 | 1504.5453 | 7941 | 1000 | 504.5453 | 1504.5453 | 7941 | 2000 | 407.0101 | 2407.0101 | 7941 | 2000 | -92.9899 | 1907.0101 | 7941 | 2000 | -92.9899 | 1907.0101 | 7941 | 2000 | 1002.1273 | 3002.1273 | 7941 | 2000 | 1002.1273 | 3002.1273 | 7941 | 2000 | 1002.1273 | 3002.1273
7942 | 1000 | -163.7928 | 836.2072 | 7942 | 1000 | -163.7928 | 836.2072 | 7942 | 1000 | -43.497 | 956.503 | 7942 | 2000 | -403.4406 | 1596.5594 | 7942 | 2000 | -698.2847 | 1301.7153 | 7942 | 2000 | -272.3244 | 1727.6756 | 7942 | 2000 | 240.341 | 2240.341 | 7942 | 2000 | 923.6799 | 2923.6799 | 7942 | 2000 | 923.6799 | 2923.6799
7943 | 1000 | 113.098 | 1113.098 | 7943 | 1000 | 113.098 | 1113.098 | 7943 | 1000 | 135.8552 | 1135.8552 | 7943 | 2000 | 104.5979 | 2104.5979 | 7943 | 2000 | -185.9128 | 1814.0872 | 7943 | 2000 | -76.1735 | 1923.8265 | 7943 | 2000 | 934.2885 | 2934.2885 | 7943 | 2000 | 716.0431 | 2716.0431 | 7943 | 2000 | 665.5598 | 2665.5598
7944 | 1000 | 654.0999 | 1654.0999 | 7944 | 1000 | 654.0999 | 1654.0999 | 7944 | 1000 | 654.0999 | 1654.0999 | 7944 | 2000 | 392.6081 | 2392.6081 | 7944 | 2000 | -107.3919 | 1892.6081 | 7944 | 2000 | -107.3919 | 1892.6081 | 7944 | 2000 | 1047.3988 | 3047.3988 | 7944 | 2000 | 1047.3988 | 3047.3988 | 7944 | 2000 | 1047.3988 | 3047.3988
7945 | 1000 | 514.1873 | 1514.1873 | 7945 | 1000 | 514.1873 | 1514.1873 | 7945 | 1000 | 514.1873 | 1514.1873 | 7945 | 2000 | 212.4213 | 2212.4213 | 7945 | 2000 | -287.5787 | 1712.4213 | 7945 | 2000 | -287.5787 | 1712.4213 | 7945 | 2000 | 841.7133 | 2841.7133 | 7945 | 2000 | 841.7133 | 2841.7133 | 7945 | 2000 | 841.7133 | 2841.7133
7946 | 1000 | 348.2031 | 1348.2031 | 7946 | 1000 | 348.2031 | 1348.2031 | 7946 | 1000 | 348.2031 | 1348.2031 | 7946 | 2000 | -30.3954 | 1969.6046 | 7946 | 2000 | -530.3954 | 1469.6046 | 7946 | 2000 | -530.3954 | 1469.6046 | 7946 | 2000 | 562.7989 | 2562.7989 | 7946 | 2000 | 562.7989 | 2562.7989 | 7946 | 2000 | 562.7989 | 2562.7989
7947 | 1000 | 446.7402 | 1446.7402 | 7947 | 1000 | 446.7402 | 1446.7402 | 7947 | 1000 | 446.7402 | 1446.7402 | 7947 | 2000 | -73.1127 | 1926.8873 | 7947 | 2000 | -111.8164 | 1888.1836 | 7947 | 2000 | -73.1127 | 1926.8873 | 7947 | 2000 | 495.7045 | 2495.7045 | 7947 | 2000 | 495.7045 | 2495.7045 | 7947 | 2000 | 495.7045 | 2495.7045
7948 | 1000 | 349.2834 | 1349.2834 | 7948 | 1000 | 349.2834 | 1349.2834 | 7948 | 1000 | 349.2834 | 1349.2834 | 7948 | 2000 | -205.6191 | 1794.3809 | 7948 | 2000 | 245.3044 | 2245.3044 | 7948 | 2000 | 245.3044 | 2245.3044 | 7948 | 2000 | 331.216 | 2331.216 | 7948 | 2000 | 331.216 | 2331.216 | 7948 | 2000 | 331.216 | 2331.216
7949 | 1000 | 126.1519 | 1126.1519 | 7949 | 1000 | 126.1519 | 1126.1519 | 7949 | 1000 | 126.1519 | 1126.1519 | 7949 | 2000 | -310.8498 | 1689.1502 | 7949 | 2000 | 216.5182 | 2216.5182 | 7949 | 2000 | 91.9882 | 2091.9882 | 7949 | 2000 | 50.7493 | 2050.7493 | 7949 | 2000 | 50.7493 | 2050.7493 | 7949 | 2000 | 50.7493 | 2050.7493
7950 | 934.2669 | 37.8603 | 972.1273 | 7950 | 973.1957 | 37.8603 | 1011.0561 | 7950 | 973.1957 | 37.8603 | 1011.0561 | 7950 | 2000 | -284.6709 | 1715.3291 | 7950 | 2000 | 173.3474 | 2173.3474 | 7950 | 2000 | 39.7172 | 2039.7172 | 7950 | 2000 | -131.4982 | 1868.5018 | 7950 | 2000 | -131.4982 | 1868.5018 | 7950 | 2000 | -131.4982 | 1868.5018
7951 | 857.9786 | -21.6523 | 836.3263 | 7951 | 1000 | -21.6523 | 978.3477 | 7951 | 1000 | -21.6523 | 978.3477 | 7951 | 2000 | -440.17 | 1559.83 | 7951 | 2000 | 34.5649 | 2034.5649 | 7951 | 2000 | -192.4588 | 1807.5412 | 7951 | 2000 | -310.9362 | 1689.0638 | 7951 | 2000 | -310.9362 | 1689.0638 | 7951 | 2000 | -310.9362 | 1689.0638
7952 | 1000 | -312.6124 | 687.3876 | 7952 | 1000 | -312.6124 | 687.3876 | 7952 | 1000 | -312.6124 | 687.3876 | 7952 | 2000 | -1110.94 | 889.06 | 7952 | 2000 | -1110.94 | 889.06 | 7952 | 2000 | -1110.94 | 889.06 | 7952 | 2000 | -554.9283 | 1445.0717 | 7952 | 2000 | -554.9283 | 1445.0717 | 7952 | 2000 | -554.9283 | 1445.0717
7953 | 1000 | -489.1806 | 510.8194 | 7953 | 1000 | -489.1806 | 510.8194 | 7953 | 1000 | -489.1806 | 510.8194 | 7953 | 2000 | -1716 | 284 | 7953 | 2000 | -1716 | 284 | 7953 | 2000 | -1716 | 284 | 7953 | 2000 | -899.9446 | 1100.0554 | 7953 | 2000 | -899.9446 | 1100.0554 | 7953 | 2000 | -899.9446 | 1100.0554
7954 | 1000 | -764.0894 | 235.9106 | 7954 | 1000 | -764.0894 | 235.9106 | 7954 | 1000 | -764.0894 | 235.9106 | 7954 | 2000 | -1716 | 284 | 7954 | 2000 | -1716 | 284 | 7954 | 2000 | -1716 | 284 | 7954 | 2000 | -1224.8677 | 775.1323 | 7954 | 2000 | -1224.8677 | 775.1323 | 7954 | 2000 | -1224.8677 | 775.1323
7955 | 1000 | -886.8889 | 113.1111 | 7955 | 1000 | -886.8889 | 113.1111 | 7955 | 1000 | -886.8889 | 113.1111 | 7955 | 2000 | -1716 | 284 | 7955 | 2000 | -1716 | 284 | 7955 | 2000 | -1716 | 284 | 7955 | 2000 | -1483.1662 | 516.8338 | 7955 | 2000 | -1483.1662 | 516.8338 | 7955 | 2000 | -1483.1662 | 516.8338
7956 | 1000 | -932.4077 | 67.5923 | 7956 | 1000 | -932.4077 | 67.5923 | 7956 | 1000 | -932.4077 | 67.5923 | 7956 | 2000 | -1716 | 284 | 7956 | 2000 | -1716 | 284 | 7956 | 2000 | -1716 | 284 | 7956 | 2000 | -1673.6808 | 326.3192 | 7956 | 2000 | -1673.6808 | 326.3192 | 7956 | 2000 | -1673.6808 | 326.3192
7957 | 1000 | -970.0551 | 29.9449 | 7957 | 1000 | -970.0551 | 29.9449 | 7957 | 1000 | -970.0551 | 29.9449 | 7957 | 2000 | -1716 | 284 | 7957 | 2000 | -1716 | 284 | 7957 | 2000 | -1716 | 284 | 7957 | 2000 | -1716 | 284 | 7957 | 2000 | -1716 | 284 | 7957 | 2000 | -1716 | 284
7958 | 1000 | -869.5816 | 130.4184 | 7958 | 1000 | -869.5816 | 130.4184 | 7958 | 1000 | -869.5816 | 130.4184 | 7958 | 2000 | -1716 | 284 | 7958 | 2000 | -1716 | 284 | 7958 | 2000 | -1716 | 284 | 7958 | 2000 | -1716 | 284 | 7958 | 2000 | -1716 | 284 | 7958 | 2000 | -1716 | 284
7959 | 1000 | -594.2271 | 405.7729 | 7959 | 1000 | -508.7139 | 491.2861 | 7959 | 1000 | -508.7139 | 491.2861 | 7959 | 2000 | -1716 | 284 | 7959 | 2000 | -1293.0309 | 706.9691 | 7959 | 2000 | -1539.0567 | 460.9433 | 7959 | 2000 | -1716 | 284 | 7959 | 2000 | -1716 | 284 | 7959 | 2000 | -1716 | 284
7960 | 1000 | -299.0644 | 700.9356 | 7960 | 1000 | 21.9356 | 1021.9356 | 7960 | 1000 | -311.6287 | 688.3713 | 7960 | 2000 | -1525.0139 | 474.9861 | 7960 | 2000 | -810.8192 | 1189.1808 | 7960 | 2000 | -1334.9987 | 665.0013 | 7960 | 2000 | -1716 | 284 | 7960 | 2000 | -1716 | 284 | 7960 | 2000 | -1716 | 284
7961 | 1000 | -472.4367 | 527.5633 | 7961 | 1000 | -266.9088 | 733.0912 | 7961 | 1000 | -438.7867 | 561.2133 | 7961 | 2000 | -1716 | 284 | 7961 | 2000 | -1124.8625 | 875.1375 | 7961 | 2000 | -1382.2959 | 617.7041 | 7961 | 2000 | -1716 | 284 | 7961 | 2000 | -1716 | 284 | 7961 | 2000 | -1716 | 284
7962 | 1000 | -1014.7224 | -14.7224 | 7962 | 1000 | -1014.7224 | -14.7224 | 7962 | 1000 | -1014.7224 | -14.7224 | 7962 | 2000 | -1716 | 284 | 7962 | 2000 | -1472.6058 | 527.3942 | 7962 | 2000 | -1472.6058 | 527.3942 | 7962 | 2000 | -1716 | 284 | 7962 | 2000 | -1716 | 284 | 7962 | 2000 | -1716 | 284
7963 | 1000 | -1016 | -16 | 7963 | 1000 | -1016 | -16 | 7963 | 1000 | -1016 | -16 | 7963 | 2000 | -1716 | 284 | 7963 | 2000 | -1716 | 284 | 7963 | 2000 | -1716 | 284 | 7963 | 2000 | -1716 | 284 | 7963 | 2000 | -1716 | 284 | 7963 | 2000 | -1716 | 284
7964 | 1000 | -1016 | -16 | 7964 | 1000 | -1016 | -16 | 7964 | 1000 | -1016 | -16 | 7964 | 2000 | -1716 | 284 | 7964 | 2000 | -1716 | 284 | 7964 | 2000 | -1716 | 284 | 7964 | 2000 | -1716 | 284 | 7964 | 2000 | -1716 | 284 | 7964 | 2000 | -1716 | 284
7965 | 1000 | -1016 | -16 | 7965 | 1000 | -958.3078 | 41.6922 | 7965 | 1000 | -1016 | -16 | 7965 | 2000 | -1716 | 284 | 7965 | 2000 | -1716 | 284 | 7965 | 2000 | -1716 | 284 | 7965 | 2000 | -1694.1428 | 305.8572 | 7965 | 2000 | -1694.1428 | 305.8572 | 7965 | 2000 | -1694.1428 | 305.8572
7966 | 1000 | -1016 | -16 | 7966 | 1000 | -1016 | -16 | 7966 | 1000 | -1016 | -16 | 7966 | 2000 | -1622.2094 | 377.7906 | 7966 | 2000 | -1622.2094 | 377.7906 | 7966 | 2000 | -1622.2094 | 377.7906 | 7966 | 2000 | -1652.2431 | 347.7569 | 7966 | 2000 | -1652.2431 | 347.7569 | 7966 | 2000 | -1652.2431 | 347.7569
7967 | 1000 | -1016 | -16 | 7967 | 1000 | -792.9804 | 207.0196 | 7967 | 1000 | -1016 | -16 | 7967 | 2000 | -1716 | 284 | 7967 | 2000 | -1716 | 284 | 7967 | 2000 | -1716 | 284 | 7967 | 2000 | -1637.1559 | 362.8441 | 7967 | 2000 | -1637.1559 | 362.8441 | 7967 | 2000 | -1637.1559 | 362.8441
7968 | 1000 | -1016 | -16 | 7968 | 1000 | -942.9635 | 57.0365 | 7968 | 1000 | -1016 | -16 | 7968 | 2000 | -1716 | 284 | 7968 | 2000 | -1716 | 284 | 7968 | 2000 | -1716 | 284 | 7968 | 2000 | -1670.9773 | 329.0227 | 7968 | 2000 | -1670.9773 | 329.0227 | 7968 | 2000 | -1670.9773 | 329.0227
7969 | 1000 | -1016 | -16 | 7969 | 1000 | -1016 | -16 | 7969 | 1000 | -1016 | -16 | 7969 | 2000 | -1716 | 284 | 7969 | 2000 | -1716 | 284 | 7969 | 2000 | -1716 | 284 | 7969 | 1811.2737 | -1377.5414 | 433.7323 | 7969 | 1811.2737 | -1377.5414 | 433.7323 | 7969 | 1811.2737 | -1377.5414 | 433.7323
7970 | 1000 | -1016 | -16 | 7970 | 1000 | -1016 | -16 | 7970 | 1000 | -1016 | -16 | 7970 | 2000 | -1665.2141 | 334.7859 | 7970 | 2000 | -1592.5176 | 407.4824 | 7970 | 2000 | -1592.5176 | 407.4824 | 7970 | 1367.4534 | -696.5194 | 670.934 | 7970 | 1367.4534 | -696.5194 | 670.934 | 7970 | 1367.4534 | -696.5194 | 670.934
7971 | 1000 | -1016 | -16 | 7971 | 1000 | -1016 | -16 | 7971 | 1000 | -1016 | -16 | 7971 | 1907.6076 | -1716 | 191.6076 | 7971 | 1907.6076 | -1418.3666 | 489.2411 | 7971 | 1907.6076 | -1418.3666 | 489.2411 | 7971 | 1099.9401 | -306.246 | 793.6942 | 7971 | 1099.9401 | -306.246 | 793.6942 | 7971 | 1099.9401 | -306.246 | 793.6942
7972 | 1000 | -1016 | -16 | 7972 | 1000 | -1016 | -16 | 7972 | 1000 | -1016 | -16 | 7972 | 1718.8339 | -1647.9529 | 70.881 | 7972 | 1718.8339 | -1647.9529 | 70.881 | 7972 | 1718.8339 | -1647.9529 | 70.881 | 7972 | 815.4248 | 58.6822 | 874.107 | 7972 | 815.4248 | 58.6822 | 874.107 | 7972 | 815.4248 | 58.6822 | 874.107
7973 | 1000 | -1016 | -16 | 7973 | 1000 | -1016 | -16 | 7973 | 1000 | -1016 | -16 | 7973 | 1705.8752 | -1716 | -10.1248 | 7973 | 1705.8752 | -1716 | -10.1248 | 7973 | 1705.8752 | -1716 | -10.1248 | 7973 | 747.4584 | -22.9344 | 724.524 | 7973 | 747.4584 | -22.9344 | 724.524 | 7973 | 747.4584 | -22.9344 | 724.524
7974 | 1000 | -1016 | -16 | 7974 | 1000 | -1016 | -16 | 7974 | 1000 | -1016 | -16 | 7974 | 1190.1819 | -1419.7165 | -229.5346 | 7974 | 1190.1819 | -1083.4466 | 106.7353 | 7974 | 1190.1819 | -1419.7165 | -229.5346 | 7974 | 148.5519 | 425.5574 | 574.1094 | 7974 | 148.5519 | 425.5574 | 574.1094 | 7974 | 148.5519 | 425.5574 | 574.1094
7975 | 1000 | -1016 | -16 | 7975 | 1000 | -1016 | -16 | 7975 | 1000 | -1016 | -16 | 7975 | 1221.4108 | -973.7237 | 247.6871 | 7975 | 1221.4108 | -973.7237 | 247.6871 | 7975 | 1221.4108 | -973.7237 | 247.6871 | 7975 | 81.8861 | 516.3676 | 598.2537 | 7975 | 81.8861 | 516.3676 | 598.2537 | 7975 | 81.8861 | 516.3676 | 598.2537
7976 | 1000 | -1016 | -16 | 7976 | 1000 | -1016 | -16 | 7976 | 1000 | -1016 | -16 | 7976 | 869.8807 | -661.9644 | 207.9163 | 7976 | 869.8807 | -661.9644 | 207.9163 | 7976 | 869.8807 | -661.9644 | 207.9163 | 7976 | -330.4498 | 896.248 | 565.7982 | 7976 | -330.4498 | 896.248 | 565.7982 | 7976 | -330.4498 | 896.248 | 565.7982
7977 | 994.9341 | -1016 | -21.0659 | 7977 | 1000 | -1016 | -16 | 7977 | 1000 | -1016 | -16 | 7977 | 692.6898 | -818.5856 | -125.8959 | 7977 | 692.6898 | -818.5856 | -125.8959 | 7977 | 692.6898 | -818.5856 | -125.8959 | 7977 | -527.0412 | 1251.9633 | 724.9222 | 7977 | -527.0412 | 1251.9633 | 724.9222 | 7977 | -527.0412 | 1251.9633 | 724.9222
7978 | 1000 | -1016 | -16 | 7978 | 1000 | -1016 | -16 | 7978 | 1000 | -1016 | -16 | 7978 | 647.9999 | -581.6492 | 66.3507 | 7978 | 647.9999 | -581.6492 | 66.3507 | 7978 | 647.9999 | -581.6492 | 66.3507 | 7978 | -10.3118 | 420.9477 | 410.6359 | 7978 | -650.3118 | 1586.0618 | 935.75 | 7978 | -430.3118 | 840.9477 | 410.6359
7979 | 1000 | -1016 | -16 | 7979 | 1000 | -1016 | -16 | 7979 | 1000 | -1016 | -16 | 7979 | 887.5192 | -851.1335 | 36.3857 | 7979 | 887.5192 | -851.1335 | 36.3857 | 7979 | 887.5192 | -851.1335 | 36.3857 | 7979 | -8.4501 | 694.8563 | 686.4061 | 7979 | -4.8717 | 912.3942 | 907.5225 | 7979 | -253.1753 | 694.8563 | 441.681
7980 | 1000 | -1016 | -16 | 7980 | 1000 | -1016 | -16 | 7980 | 1000 | -1016 | -16 | 7980 | 807.319 | -768.5863 | 38.7327 | 7980 | 807.319 | -768.5863 | 38.7327 | 7980 | 807.319 | -768.5863 | 38.7327 | 7980 | -527.8278 | 1434.6048 | 906.777 | 7980 | -527.8278 | 1434.6048 | 906.777 | 7980 | -527.8278 | 1434.6048 | 906.777
7981 | 970.0354 | -1016 | -45.9646 | 7981 | 1000 | -1016 | -16 | 7981 | 1000 | -1016 | -16 | 7981 | 511.0379 | -559.9991 | -48.9613 | 7981 | 511.0379 | -559.9991 | -48.9613 | 7981 | 511.0379 | -559.9991 | -48.9613 | 7981 | -865.4462 | 1714.5793 | 849.1331 | 7981 | -865.4462 | 1714.5793 | 849.1331 | 7981 | -865.4462 | 1714.5793 | 849.1331
7982 | 1000 | -1016 | -16 | 7982 | 1000 | -1016 | -16 | 7982 | 1000 | -1016 | -16 | 7982 | 606.7176 | -701.0624 | -94.3448 | 7982 | 606.7176 | -701.0624 | -94.3448 | 7982 | 606.7176 | -701.0624 | -94.3448 | 7982 | -803.5099 | 1463.1189 | 659.609 | 7982 | -803.5099 | 1463.1189 | 659.609 | 7982 | -768.2499 | 1463.1189 | 694.869
7983 | 1000 | -1016 | -16 | 7983 | 1000 | -1016 | -16 | 7983 | 1000 | -1016 | -16 | 7983 | 519.263 | -335.5892 | 183.6738 | 7983 | 519.263 | -335.5892 | 183.6738 | 7983 | 519.263 | -335.5892 | 183.6738 | 7983 | -919.1298 | 1717 | 797.8702 | 7983 | -919.1298 | 1717 | 797.8702 | 7983 | -869.1298 | 1506.7669 | 637.6371
7984 | 1000 | -827.2596 | 172.7404 | 7984 | 1000 | -1016 | -16 | 7984 | 1000 | -1016 | -16 | 7984 | 342.3278 | 186.349 | 528.6768 | 7984 | 342.3278 | 186.349 | 528.6768 | 7984 | 342.3278 | 186.349 | 528.6768 | 7984 | -670.1063 | 1717 | 1046.8937 | 7984 | -1170.1063 | 1717 | 546.8937 | 7984 | -670.1063 | 1717 | 1046.8937
7985 | 1000 | -916.3703 | 83.6297 | 7985 | 1000 | -1016 | -16 | 7985 | 1000 | -1016 | -16 | 7985 | 737.4332 | 91.1861 | 828.6193 | 7985 | 715.4332 | -386.8139 | 328.6193 | 7985 | 715.4332 | -386.8139 | 328.6193 | 7985 | -1002.4253 | -1589.674 | -2592.0993 | 7985 | -1002.3407 | 1717 | 714.6593 | 7985 | -1437.1927 | 1717 | 279.8073
7986 | 1000 | -558.2464 | 441.7536 | 7986 | 880.3877 | -1016 | -135.6123 | 7986 | 927.155 | -1016 | -88.845 | 7986 | 235.0341 | 660.8701 | 895.9042 | 7986 | 235.0341 | 160.8701 | 395.9042 | 7986 | 235.0341 | 160.8701 | 395.9042 | 7986 | -1660.0611 | 1717 | 56.9389 | 7986 | -1449.6977 | 1717 | 267.3023 | 7986 | -1575.4651 | 1717 | 141.5349
7987 | 672.2906 | -106.8475 | 565.443 | 7987 | 671.3753 | -1016 | -344.6247 | 7987 | 671.2906 | -605.8475 | 65.443 | 7987 | 55.5182 | 935.2836 | 990.8018 | 7987 | 55.5182 | 706.1355 | 761.6537 | 7987 | 55.5182 | 435.2836 | 490.8018 | 7987 | -1917.7408 | 1492.9171 | -424.8237 | 7987 | -1697.7408 | -379.1755 | -2076.9163 | 7987 | -1917.7408 | 467.803 | -1449.9379
7988 | 845.3608 | -164.1052 | 681.2556 | 7988 | 999.5934 | -1016 | -16.4066 | 7988 | 953.9107 | -959.5321 | -5.6215 | 7988 | 119.0692 | 955.2598 | 1074.329 | 7988 | 134.1637 | 955.2598 | 1089.4235 | 7988 | 213.4639 | 860.8651 | 1074.329 | 7988 | -1775.9197 | 1717 | -58.9197 | 7988 | -1615.0303 | 1717 | 101.9697 | 7988 | -1331.6871 | 1717 | 385.3129
7989 | 1000 | -258.7131 | 741.2868 | 7989 | 1000 | -758.7132 | 241.2868 | 7989 | 1000 | -411.5653 | 588.4347 | 7989 | -184.598 | 1276.1145 | 1091.5165 | 7989 | -184.598 | 1276.1145 | 1091.5165 | 7989 | -184.598 | 1276.1145 | 1091.5165 | 7989 | -1518.3787 | 1717 | 198.6213 | 7989 | -1078.3787 | 1717 | 638.6213 | 7989 | -1078.3787 | 1717 | 638.6213
7990 | 1000 | -219.0604 | 780.9396 | 7990 | 1000 | -371.9126 | 628.0874 | 7990 | 1000 | -719.0604 | 280.9396 | 7990 | -461.7292 | 1614.7553 | 1153.0261 | 7990 | -461.7292 | 1614.7553 | 1153.0261 | 7990 | -461.7292 | 1614.7553 | 1153.0261 | 7990 | -1614.0225 | 1717 | 102.9775 | 7990 | -1353.0039 | 1717 | 363.9961 | 7990 | -1083.0039 | 1717 | 633.9961
7991 | 839.2111 | -56.4407 | 782.7704 | 7991 | 840.2111 | -779.7163 | 60.4948 | 7991 | 839.2111 | -556.4407 | 282.7704 | 7991 | -571.2979 | 1717 | 1145.7021 | 7991 | -571.2979 | 1717 | 1145.7021 | 7991 | -665.5628 | 1717 | 1051.4372 | 7991 | -1552.7613 | 1717 | 164.2387 | 7991 | -1932.1476 | 1717 | -215.1476 | 7991 | -1332.7613 | 1717 | 384.2387
7992 | 1000 | -434.0885 | 565.9115 | 7992 | 1000 | -1016 | -16 | 7992 | 1000 | -934.0885 | 65.9115 | 7992 | 396.9542 | 533.6544 | 930.6086 | 7992 | 381.8598 | 533.6544 | 915.5141 | 7992 | 396.8244 | 500.4221 | 897.2465 | 7992 | -1468.0135 | 713.8815 | -754.132 | 7992 | -1638.0135 | 383.8815 | -1254.132 | 7992 | -1247.9288 | 260.6969 | -987.232
7993 | 1000 | -504.8941 | 495.1059 | 7993 | 1000 | -1016 | -16 | 7993 | 1000 | -1004.8941 | -4.8941 | 7993 | 674.9977 | 211.8861 | 886.8838 | 7993 | 674.9977 | 211.8861 | 886.8838 | 7993 | 674.9977 | 79.4198 | 754.4175 | 7993 | -1727.8975 | 1040.2044 | -687.6931 | 7993 | -1673.6649 | 985.9718 | -687.6931 | 7993 | -1600.8953 | 1438.3164 | -162.5789
7994 | 1000 | -603.9552 | 396.0448 | 7994 | 1000 | -1016 | -16 | 7994 | 1000 | -1016 | -16 | 7994 | 761.4989 | 153.7375 | 915.2365 | 7994 | 761.4989 | -346.2625 | 415.2365 | 7994 | 761.4989 | -346.2625 | 415.2365 | 7994 | -1415.7259 | 1717 | 301.2741 | 7994 | -1635.7259 | 1717 | 81.2741 | 7994 | -1635.7259 | 1717 | 81.2741
7995 | 1000 | -1016 | -16 | 7995 | 1000 | -1016 | -16 | 7995 | 1000 | -1016 | -16 | 7995 | 934.2754 | 5.1967 | 939.4721 | 7995 | 912.2754 | -472.8033 | 439.4721 | 7995 | 912.2754 | -472.8033 | 439.4721 | 7995 | -1251.8536 | 1717 | 465.1464 | 7995 | -977.621 | 1717 | 739.379 | 7995 | -1467.621 | 1717 | 249.379
7996 | 1000 | -1016 | -16 | 7996 | 1000 | -1016 | -16 | 7996 | 1000 | -1016 | -16 | 7996 | 691.683 | 132.9429 | 824.6259 | 7996 | 508.6981 | -858.6032 | -349.9051 | 7996 | 500.2329 | -304.5595 | 195.6733 | 7996 | -1362.7804 | 627.6142 | -735.1661 | 7996 | -1743.6697 | 1717 | -26.6697 | 7996 | -1743.6697 | 1717 | -26.6697
7997 | 1000 | -1016 | -16 | 7997 | 1000 | -1016 | -16 | 7997 | 1000 | -1016 | -16 | 7997 | 666.19 | -988.3688 | -322.1787 | 7997 | 862.8728 | -728.3398 | 134.5329 | 7997 | 720.338 | -436.4484 | 283.8896 | 7997 | -1545.5172 | 1717 | 171.4828 | 7997 | -1603.7211 | 676.1339 | -927.5872 | 7997 | -1603.7211 | 176.1339 | -1427.5872
7998 | 893.0344 | -1016 | -122.9656 | 7998 | 858.3294 | -1016 | -157.6706 | 7998 | 858.3294 | -1016 | -157.6706 | 7998 | 371.9953 | -1115.5674 | -743.5722 | 7998 | 358.2974 | -1115.5674 | -757.27 | 7998 | 509.2974 | -668.7663 | -159.4689 | 7998 | -1474.2562 | 331.9217 | -1142.3345 | 7998 | -1474.2562 | 1717 | 242.7438 | 7998 | -1474.2562 | 1717 | 242.7438
7999 | 1000 | -1016 | -16 | 7999 | 1000 | -1016 | -16 | 7999 | 1000 | -1016 | -16 | 7999 | 1136.9884 | -728.5983 | 408.3901 | 7999 | 1114.9884 | -1206.5983 | -91.6099 | 7999 | 1114.9884 | -1206.5983 | -91.6099 | 7999 | -1098.8277 | -162.1554 | -1260.9831 | 7999 | -879.2628 | 1717 | 837.7372 | 7999 | -1323.0603 | 1717 | 393.9397
8000 | 488.5789 | -1016 | -527.4211 | 8000 | 488.5789 | -1016 | -527.4211 | 8000 | 488.5789 | -1016 | -527.4211 | 8000 | 1232.4865 | -1478.2555 | -245.7689 | 8000 | 1232.4865 | -1478.2555 | -245.7689 | 8000 | 1232.4865 | -1716 | -483.5135 | 8000 | -416.0366 | -243.3207 | -659.3573 | 8000 | -424.5018 | -926.6363 | -1351.1381 | 8000 | -864.5018 | -319.9696 | -1184.4714
8001 | 983.4354 | -1016 | -32.5646 | 8001 | 997.0354 | -1016 | -18.9646 | 8001 | 997.0354 | -1016 | -18.9646 | 8001 | 1333.3471 | -1716 | -382.6529 | 8001 | 1333.3471 | -1716 | -382.6529 | 8001 | 1333.3471 | -1716 | -382.6529 | 8001 | 147.4001 | -1356.6974 | -1209.2973 | 8001 | 147.4001 | -1716 | -1568.5999 | 8001 | -72.5999 | -1636.6974 | -1709.2973
8002 | 1000 | -1016 | -16 | 8002 | 1000 | -1016 | -16 | 8002 | 1000 | -1016 | -16 | 8002 | 1408.0294 | -1716 | -307.9706 | 8002 | 1408.0294 | -1716 | -307.9706 | 8002 | 1408.0294 | -1716 | -307.9706 | 8002 | 703.2088 | -559.6493 | 143.5595 | 8002 | 483.2088 | -1716 | -1232.7912 | 8002 | 483.2088 | -1716 | -1232.7912
8003 | 1000 | -1016 | -16 | 8003 | 1000 | -1016 | -16 | 8003 | 1000 | -1016 | -16 | 8003 | 1961.0233 | -1716 | 245.0233 | 8003 | 1961.0233 | -1716 | 245.0233 | 8003 | 1961.0233 | -1716 | 245.0233 | 8003 | 1448.4424 | -852.1086 | 596.3338 | 8003 | 1227.4424 | -1656.2227 | -428.7803 | 8003 | 1227.4424 | -1156.2227 | 71.2197
8004 | 1000 | -1016 | -16 | 8004 | 1000 | -1016 | -16 | 8004 | 1000 | -1016 | -16 | 8004 | 2000 | -1716 | 284 | 8004 | 2000 | -1716 | 284 | 8004 | 2000 | -1716 | 284 | 8004 | 2000 | -1716 | 284 | 8004 | 2000 | -1716 | 284 | 8004 | 2000 | -1716 | 284
8005 | 1000 | -1016 | -16 | 8005 | 1000 | -1016 | -16 | 8005 | 1000 | -1016 | -16 | 8005 | 2000 | -1716 | 284 | 8005 | 2000 | -1716 | 284 | 8005 | 2000 | -1716 | 284 | 8005 | 2000 | -1716 | 284 | 8005 | 2000 | -1716 | 284 | 8005 | 2000 | -1716 | 284
8006 | 1000 | -1016 | -16 | 8006 | 1000 | -1016 | -16 | 8006 | 1000 | -1016 | -16 | 8006 | 2000 | -1716 | 284 | 8006 | 2000 | -1716 | 284 | 8006 | 2000 | -1716 | 284 | 8006 | 2000 | -1660.4325 | 339.5675 | 8006 | 2000 | -1716 | 284 | 8006 | 2000 | -1716 | 284
8007 | 1000 | -1016 | -16 | 8007 | 1000 | -1016 | -16 | 8007 | 1000 | -1016 | -16 | 8007 | 2000 | -1716 | 284 | 8007 | 2000 | -1716 | 284 | 8007 | 2000 | -1716 | 284 | 8007 | 2000 | -1595.5819 | 404.4181 | 8007 | 2000 | -1716 | 284 | 8007 | 2000 | -1716 | 284
8008 | 1000 | -1016 | -16 | 8008 | 1000 | -1016 | -16 | 8008 | 1000 | -1016 | -16 | 8008 | 2000 | -1716 | 284 | 8008 | 2000 | -1716 | 284 | 8008 | 2000 | -1716 | 284 | 8008 | 2000 | -1716 | 284 | 8008 | 2000 | -1280.1111 | 719.8889 | 8008 | 2000 | -1451.374 | 548.626
8009 | 1000 | -1016 | -16 | 8009 | 1000 | -1016 | -16 | 8009 | 1000 | -1016 | -16 | 8009 | 2000 | -1716 | 284 | 8009 | 2000 | -1716 | 284 | 8009 | 2000 | -1716 | 284 | 8009 | 2000 | -1101.6593 | 898.3407 | 8009 | 2000 | -1716 | 284 | 8009 | 2000 | -1716 | 284
8010 | 1000 | -1016 | -16 | 8010 | 1000 | -1016 | -16 | 8010 | 1000 | -1016 | -16 | 8010 | 2000 | -1494.6526 | 505.3474 | 8010 | 2000 | -1716 | 284 | 8010 | 2000 | -1716 | 284 | 8010 | 2000 | -1716 | 284 | 8010 | 2000 | -1716 | 284 | 8010 | 2000 | -1716 | 284
8011 | 1000 | -1016 | -16 | 8011 | 1000 | -1016 | -16 | 8011 | 1000 | -1016 | -16 | 8011 | 2000 | -1716 | 284 | 8011 | 2000 | -1716 | 284 | 8011 | 2000 | -1716 | 284 | 8011 | 2000 | -1716 | 284 | 8011 | 2000 | -1716 | 284 | 8011 | 2000 | -1716 | 284
8012 | 1000 | -1016 | -16 | 8012 | 1000 | -1016 | -16 | 8012 | 1000 | -1016 | -16 | 8012 | 2000 | -1469.9887 | 530.0113 | 8012 | 2000 | -1716 | 284 | 8012 | 2000 | -1716 | 284 | 8012 | 2000 | -839.669 | 1160.331 | 8012 | 2000 | -839.669 | 1160.331 | 8012 | 2000 | -1339.669 | 660.331
8013 | 1000 | -1016 | -16 | 8013 | 1000 | -1016 | -16 | 8013 | 1000 | -1016 | -16 | 8013 | 2000 | -1716 | 284 | 8013 | 2000 | -1716 | 284 | 8013 | 2000 | -1716 | 284 | 8013 | 2000 | -607.7451 | 1392.2549 | 8013 | 2000 | -1716 | 284 | 8013 | 2000 | -1716 | 284
8014 | 1000 | -1016 | -16 | 8014 | 1000 | -1016 | -16 | 8014 | 1000 | -1016 | -16 | 8014 | 2000 | -1716 | 284 | 8014 | 2000 | -1716 | 284 | 8014 | 2000 | -1716 | 284 | 8014 | 2000 | -1716 | 284 | 8014 | 2000 | -285.051 | 1714.949 | 8014 | 2000 | -285.051 | 1714.949
8015 | 1000 | -869.164 | 130.836 | 8015 | 1000 | -1016 | -16 | 8015 | 1000 | -1016 | -16 | 8015 | 2000 | -1716 | 284 | 8015 | 2000 | -1716 | 284 | 8015 | 2000 | -1716 | 284 | 8015 | 2000 | -1716 | 284 | 8015 | 2000 | -1716 | 284 | 8015 | 633.1457 | -963.5947 | -330.4489
8016 | 1000 | -556.5224 | 443.4776 | 8016 | 1000 | -1016 | -16 | 8016 | 1000 | -857.4927 | 142.5073 | 8016 | 2000 | -1148.7513 | 851.2487 | 8016 | 2000 | -1716 | 284 | 8016 | 2000 | -1278.8234 | 721.1766 | 8016 | 537.3221 | -821.2268 | -283.9047 | 8016 | 541.5547 | -800.3453 | -258.7905 | 8016 | 321.5547 | -1105.4594 | -783.9047
8017 | 1000 | -580.879 | 419.121 | 8017 | 1000 | -1016 | -16 | 8017 | 1000 | -909.7578 | 90.2422 | 8017 | 2000 | -718.6704 | 1281.3296 | 8017 | 2000 | -1716 | 284 | 8017 | 2000 | -1451.7704 | 548.2296 | 8017 | 372.3748 | -632.1588 | -259.784 | 8017 | 483.986 | -1243.77 | -759.784 | 8017 | -67.7098 | -692.0742 | -759.784
8018 | 1000 | -811.5267 | 188.4733 | 8018 | 1000 | -1016 | -16 | 8018 | 1000 | -1016 | -16 | 8018 | 1800.7686 | -642.2872 | 1158.4814 | 8018 | 1847.4513 | -1716 | 131.4513 | 8018 | 1846.536 | -1188.0546 | 658.4814 | 8018 | 107.6865 | -375.5431 | -267.8566 | 8018 | 52.7685 | 1717 | 1769.7685 | 8018 | -341.3795 | 1717 | 1375.6205
8019 | 1000 | -348.5825 | 651.4175 | 8019 | 1000 | -1016 | -16 | 8019 | 1000 | -848.5825 | 151.4175 | 8019 | 2000 | -783.4153 | 1216.5847 | 8019 | 2000 | -1309.048 | 690.952 | 8019 | 2000 | -1283.4153 | 716.5847 | 8019 | 366.071 | -635.4012 | -269.3301 | 8019 | 148.0206 | 1717 | 1865.0206 | 8019 | 371.2532 | -1140.5834 | -769.3301
8020 | 1000 | -389.6698 | 610.3302 | 8020 | 1000 | -1016 | -16 | 8020 | 1000 | -889.6698 | 110.3302 | 8020 | 2000 | -841.7047 | 1158.2953 | 8020 | 2000 | -841.7047 | 1158.2953 | 8020 | 2000 | -1341.7047 | 658.2953 | 8020 | 641.7516 | -985.783 | -344.0314 | 8020 | 370.8362 | -189.7535 | 181.0828 | 8020 | 279.2168 | -98.134 | 181.0828
8021 | 1000 | -759.773 | 240.227 | 8021 | 1000 | -1016 | -16 | 8021 | 1000 | -1016 | -16 | 8021 | 2000 | -1289.0378 | 710.9622 | 8021 | 2000 | -1289.0378 | 710.9622 | 8021 | 2000 | -1289.0378 | 710.9622 | 8021 | 536.7663 | 1334.9058 | 1871.6721 | 8021 | 316.7663 | 1029.7916 | 1346.5579 | 8021 | 416.7663 | 929.7916 | 1346.5579
8022 | 1000 | -984.4113 | 15.5887 | 8022 | 1000 | -1016 | -16 | 8022 | 1000 | -1016 | -16 | 8022 | 2000 | -1617.2794 | 382.7206 | 8022 | 2000 | -1617.2794 | 382.7206 | 8022 | 2000 | -1617.2794 | 382.7206 | 8022 | 1043.115 | 402.0762 | 1445.1913 | 8022 | 823.115 | 622.0762 | 1445.1913 | 8022 | 1264.115 | -344.0379 | 920.0771
8023 | 1000 | -1016 | -16 | 8023 | 1000 | -1016 | -16 | 8023 | 1000 | -1016 | -16 | 8023 | 2000 | -1716 | 284 | 8023 | 2000 | -1716 | 284 | 8023 | 2000 | -1529.8069 | 470.1931 | 8023 | 1432.7295 | -483.8668 | 948.8627 | 8023 | 1432.7295 | -483.8668 | 948.8627 | 8023 | 1432.7295 | -483.8668 | 948.8627
8024 | 1000 | -1016 | -16 | 8024 | 1000 | -1016 | -16 | 8024 | 1000 | -1016 | -16 | 8024 | 2000 | -1716 | 284 | 8024 | 2000 | -1716 | 284 | 8024 | 2000 | -1716 | 284 | 8024 | 1958.2275 | -1347.0197 | 611.2079 | 8024 | 1958.2275 | -1347.0197 | 611.2079 | 8024 | 1958.2275 | -1347.0197 | 611.2079
8025 | 961.8583 | -1016 | -54.1417 | 8025 | 961.8583 | -1016 | -54.1417 | 8025 | 961.8583 | -1016 | -54.1417 | 8025 | 1782.0743 | -1716 | 66.0743 | 8025 | 1782.0743 | -1716 | 66.0743 | 8025 | 1782.0743 | -1716 | 66.0743 | 8025 | 1885.0363 | -1716 | 169.0363 | 8025 | 1885.0363 | -1716 | 169.0363 | 8025 | 1885.0363 | -1716 | 169.0363
8026 | 890.642 | -1016 | -125.358 | 8026 | 890.642 | -1016 | -125.358 | 8026 | 890.642 | -1016 | -125.358 | 8026 | 1634.8909 | -1716 | -81.1091 | 8026 | 1634.8909 | -1716 | -81.1091 | 8026 | 1634.8909 | -1716 | -81.1091 | 8026 | 1740.92 | -1716 | 24.92 | 8026 | 1741.0243 | -1716 | 25.0243 | 8026 | 1740.92 | -1716 | 24.92
8027 | 720.9347 | -1016 | -295.0653 | 8027 | 720.9347 | -1016 | -295.0653 | 8027 | 720.9347 | -1016 | -295.0653 | 8027 | 1401.4928 | -1716 | -314.5072 | 8027 | 1401.4928 | -1716 | -314.5072 | 8027 | 1401.4928 | -1716 | -314.5072 | 8027 | 1530.5634 | -1716 | -185.4366 | 8027 | 1772.8354 | -1716 | 56.8354 | 8027 | 1771.5729 | -1716 | 55.5729
8028 | 621.7233 | -1016 | -394.2767 | 8028 | 621.7233 | -1016 | -394.2767 | 8028 | 621.7233 | -1016 | -394.2767 | 8028 | 1613.9315 | -1716 | -102.0685 | 8028 | 1861.476 | -1716 | 145.476 | 8028 | 1769.2806 | -1716 | 53.2806 | 8028 | 1553.0842 | -1716 | -162.9158 | 8028 | 1831.3319 | -1716 | 115.3319 | 8028 | 1831.3319 | -1716 | 115.3319
8029 | 579.0239 | -1016 | -436.9761 | 8029 | 579.0239 | -1016 | -436.9761 | 8029 | 579.0239 | -1016 | -436.9761 | 8029 | 1163.6094 | -1716 | -552.3906 | 8029 | 1849.0365 | -1716 | 133.0365 | 8029 | 1740.0535 | -1716 | 24.0535 | 8029 | 1746.6479 | -1716 | 30.6479 | 8029 | 2000 | -1716 | 284 | 8029 | 1787.7551 | -1716 | 71.7551
8030 | 287.1403 | -1016 | -728.8597 | 8030 | 287.1403 | -1016 | -728.8597 | 8030 | 287.1403 | -1016 | -728.8597 | 8030 | 794.0351 | -1716 | -921.9649 | 8030 | 1952.3096 | -1716 | 236.3096 | 8030 | 1294.0351 | -1716 | -421.9649 | 8030 | 1591.6854 | -1716 | -124.3146 | 8030 | 1740.9786 | -1716 | 24.9786 | 8030 | 1491.2364 | -1716 | -224.7636
8031 | 73.0308 | -943.1117 | -870.0809 | 8031 | 73.0308 | -943.1117 | -870.0809 | 8031 | 73.0308 | -943.1117 | -870.0809 | 8031 | 961.995 | -1716 | -754.005 | 8031 | 1251.606 | -1716 | -464.394 | 8031 | 1158.4886 | -1716 | -557.5114 | 8031 | 716.1063 | -1716 | -999.8937 | 8031 | 966.1306 | -1716 | -749.8694 | 8031 | 966.1306 | -1716 | -749.8694
8032 | -495.279 | -429.5388 | -924.8179 | 8032 | -495.279 | -429.5388 | -924.8179 | 8032 | -495.279 | -429.5388 | -924.8179 | 8032 | 110.3654 | -1354.8292 | -1244.4638 | 8032 | 110.3654 | -1354.8292 | -1244.4638 | 8032 | 110.3654 | -1354.8292 | -1244.4638 | 8032 | -672.4191 | -1716 | -2388.4191 | 8032 | 296.6956 | -1716 | -1419.3044 | 8032 | 296.6956 | -1716 | -1419.3044
8033 | -464.4594 | -259.9584 | -724.4178 | 8033 | -464.4594 | -259.9584 | -724.4178 | 8033 | -464.4594 | -259.9584 | -724.4178 | 8033 | -701.6947 | -632.9415 | -1334.6363 | 8033 | -701.6947 | -493.9912 | -1195.686 | 8033 | -701.6947 | -493.9912 | -1195.686 | 8033 | -956.3683 | -1716 | -2672.3683 | 8033 | -691.8882 | -1716 | -2407.8882 | 8033 | -411.7282 | -1452.9229 | -1864.6511
8034 | -533.1951 | 97.9396 | -435.2555 | 8034 | -533.1951 | 234.8266 | -298.3685 | 8034 | -533.1951 | 234.8266 | -298.3685 | 8034 | -1051.6586 | -392.4126 | -1444.0713 | 8034 | -1051.6586 | 107.5874 | -944.0713 | 8034 | -1051.6586 | 107.5874 | -944.0713 | 8034 | -1027.1222 | -624.6575 | -1651.7797 | 8034 | -953.6476 | -165.5498 | -1119.1974 | 8034 | -953.6476 | -165.5498 | -1119.1974
8035 | -350.344 | 518.9751 | 168.6311 | 8035 | -350.344 | 518.9751 | 168.6311 | 8035 | -350.344 | 518.9751 | 168.6311 | 8035 | -887.8771 | -179.4035 | -1067.2805 | 8035 | -887.8771 | -11.5909 | -899.4679 | 8035 | -887.8771 | -11.5909 | -899.4679 | 8035 | -925.4102 | -128.982 | -1054.3922 | 8035 | -882.4102 | 162.6757 | -719.7345 | 8035 | -925.4102 | -120.6454 | -1046.0557
8036 | -301.3966 | 546.5947 | 245.1981 | 8036 | -301.3966 | 546.5947 | 245.1981 | 8036 | -301.3966 | 546.5947 | 245.1981 | 8036 | -860.7758 | 3.5224 | -857.2534 | 8036 | -860.7758 | 140.6122 | -720.1636 | 8036 | -860.7758 | 86.4094 | -774.3664 | 8036 | -920.1549 | 204.3405 | -715.8145 | 8036 | -877.1549 | 456.1545 | -421.0004 | 8036 | -920.1549 | 142.3645 | -777.7904
8037 | -390.1064 | 995.8388 | 605.7324 | 8037 | -390.1064 | 995.8388 | 605.7324 | 8037 | -390.1064 | 995.8388 | 605.7324 | 8037 | -975.6709 | 591.1015 | -384.5694 | 8037 | -975.6709 | 714.3063 | -261.3646 | 8037 | -975.6709 | 660.0789 | -315.592 | 8037 | -1061.2354 | 881.8293 | -179.4061 | 8037 | -1018.2354 | 1183.7698 | 165.5344 | 8037 | -1061.2354 | 849.3107 | -211.9247
8038 | -572.2103 | 1003.7282 | 431.518 | 8038 | -572.2103 | 1003.7282 | 431.518 | 8038 | -572.2103 | 1003.7282 | 431.518 | 8038 | -1200.3563 | 666.9099 | -533.4464 | 8038 | -1200.3563 | 1166.9099 | -33.4464 | 8038 | -1200.3563 | 1166.9099 | -33.4464 | 8038 | -1328.5023 | 1093.7724 | -234.7299 | 8038 | -1285.5023 | 1384.8943 | 99.392 | 8038 | -1285.5023 | 1384.8943 | 99.392
8039 | -732.788 | 679.7221 | -53.0659 | 8039 | -732.788 | 903.2376 | 170.4496 | 8039 | -732.788 | 903.2376 | 170.4496 | 8039 | -1402.1034 | 1133.5183 | -268.5851 | 8039 | -1402.1034 | 1545.562 | 143.4586 | 8039 | -1402.1034 | 1545.562 | 143.4586 | 8039 | -1454.9442 | 1420.3721 | -34.572 | 8039 | -1454.9442 | 1717 | 262.0558 | 8039 | -1454.9442 | 1717 | 262.0558
8040 | -842.4363 | 807.1379 | -35.2985 | 8040 | -842.4363 | 807.1379 | -35.2985 | 8040 | -842.4363 | 807.1379 | -35.2985 | 8040 | -1544.0916 | 1367.9939 | -176.0977 | 8040 | -1544.0916 | 1717 | 172.9084 | 8040 | -1544.0916 | 1717 | 172.9084 | 8040 | -1629.2723 | 1717 | 87.7277 | 8040 | -1629.2723 | 1717 | 87.7277 | 8040 | -1629.2723 | 1717 | 87.7277
8041 | -933.0195 | 709.0094 | -224.0102 | 8041 | -933.0195 | 709.0094 | -224.0102 | 8041 | -933.0195 | 709.0094 | -224.0102 | 8041 | -1664.189 | 1537.9475 | -126.2415 | 8041 | -1664.189 | 1537.9475 | -126.2415 | 8041 | -1664.189 | 1537.9475 | -126.2415 | 8041 | -1668.6719 | 1717 | 48.3281 | 8041 | -1662.7237 | 1717 | 54.2763 | 8041 | -1662.7237 | 1717 | 54.2763
8042 | -980.6919 | 763.3609 | -217.331 | 8042 | -980.6919 | 763.3609 | -217.331 | 8042 | -980.6919 | 763.3609 | -217.331 | 8042 | -1633.7283 | 1717 | 83.2717 | 8042 | -1633.7283 | 1717 | 83.2717 | 8042 | -1633.7283 | 1717 | 83.2717 | 8042 | -1757.9167 | 1717 | -40.9167 | 8042 | -1757.9167 | 1717 | -40.9167 | 8042 | -1517.3834 | 1717 | 199.6166
8043 | -987.2386 | 782.6449 | -204.5937 | 8043 | -987.2386 | 782.6449 | -204.5937 | 8043 | -987.2386 | 782.6449 | -204.5937 | 8043 | -1632.3566 | 1294.4563 | -337.9003 | 8043 | -1632.3566 | 1281.9096 | -350.447 | 8043 | -1632.3566 | 1281.9096 | -350.447 | 8043 | -1783.7374 | 1717 | -66.7374 | 8043 | -1783.7374 | 1717 | -66.7374 | 8043 | -1549.0707 | 1717 | 167.9293
8044 | -942.6971 | 771.2193 | -171.4778 | 8044 | -942.6971 | 771.2193 | -171.4778 | 8044 | -942.6971 | 771.2193 | -171.4778 | 8044 | -1593.7189 | 1717 | 123.2811 | 8044 | -1610.2169 | 1717 | 106.7831 | 8044 | -1610.2169 | 1717 | 106.7831 | 8044 | -1751.0033 | 1717 | -34.0033 | 8044 | -1751.0033 | 1717 | -34.0033 | 8044 | -1152.4641 | 1717 | 564.5359
8045 | -836.7345 | 873.4781 | 36.7436 | 8045 | -836.7345 | 1017 | 180.2655 | 8045 | -836.7345 | 1017 | 180.2655 | 8045 | -1563.7043 | 1717 | 153.2957 | 8045 | -1563.7043 | 1717 | 153.2957 | 8045 | -1563.7043 | 1717 | 153.2957 | 8045 | -1649.9876 | 1717 | 67.0124 | 8045 | -1649.9876 | 1717 | 67.0124 | 8045 | -1649.9876 | 1717 | 67.0124
8046 | -829.0322 | 1017 | 187.9678 | 8046 | -829.0322 | 1017 | 187.9678 | 8046 | -829.0322 | 1017 | 187.9678 | 8046 | -1556.4065 | 1717 | 160.5935 | 8046 | -1556.4065 | 1717 | 160.5935 | 8046 | -1556.4065 | 1717 | 160.5935 | 8046 | -1643.0943 | 1717 | 73.9057 | 8046 | -1461.2277 | 1717 | 255.7723 | 8046 | -1643.0943 | 1717 | 73.9057
8047 | -772.5833 | 1017 | 244.4167 | 8047 | -772.5833 | 1017 | 244.4167 | 8047 | -772.5833 | 1017 | 244.4167 | 8047 | -1499.5546 | 1717 | 217.4454 | 8047 | -1499.5546 | 1717 | 217.4454 | 8047 | -1499.5546 | 1717 | 217.4454 | 8047 | -1585.8394 | 1717 | 131.1606 | 8047 | -1585.8394 | 1717 | 131.1606 | 8047 | -1585.8394 | 1717 | 131.1606
8048 | -760.1366 | 1017 | 256.8634 | 8048 | -760.1366 | 1017 | 256.8634 | 8048 | -760.1366 | 1017 | 256.8634 | 8048 | -1488.0724 | 1717 | 228.9276 | 8048 | -1488.0724 | 1717 | 228.9276 | 8048 | -1488.0724 | 1717 | 228.9276 | 8048 | -1575.3218 | 1717 | 141.6782 | 8048 | -1575.3218 | 1717 | 141.6782 | 8048 | -1177.7181 | 1717 | 539.2819
8049 | -789.1956 | 920.5396 | 131.344 | 8049 | -789.1956 | 1017 | 227.8044 | 8049 | -789.1956 | 1017 | 227.8044 | 8049 | -1429.2926 | 1717 | 287.7074 | 8049 | -1429.2926 | 1717 | 287.7074 | 8049 | -1429.2926 | 1717 | 287.7074 | 8049 | -1603.1117 | 1717 | 113.8883 | 8049 | -1603.1117 | 1717 | 113.8883 | 8049 | -1030.0677 | 1717 | 686.9323
8050 | -776.5766 | 687.2655 | -89.3112 | 8050 | -776.5766 | 687.2655 | -89.3112 | 8050 | -776.5766 | 687.2655 | -89.3112 | 8050 | -1022.6245 | 1399.5888 | 376.9643 | 8050 | -998.144 | 1376.7749 | 378.6309 | 8050 | -998.144 | 1375.1083 | 376.9643 | 8050 | -1571.8136 | 1717 | 145.1864 | 8050 | -1571.8136 | 1717 | 145.1864 | 8050 | -931.3486 | 1717 | 785.6514
8051 | -911.766 | 895.6693 | -16.0967 | 8051 | -911.766 | 895.6693 | -16.0967 | 8051 | -911.766 | 895.6693 | -16.0967 | 8051 | -882.2286 | 1346.0103 | 463.7817 | 8051 | -668.4361 | 1539.9107 | 871.4746 | 8051 | -1065.1504 | 1528.9321 | 463.7817 | 8051 | -1617.1761 | 1717 | 99.8239 | 8051 | -1424.2924 | 1717 | 292.7076 | 8051 | -1644.2924 | 1717 | 72.7076
8052 | -917.7829 | 1017 | 99.2171 | 8052 | -917.7829 | 1017 | 99.2171 | 8052 | -917.7829 | 1017 | 99.2171 | 8052 | -952.3513 | 1559.9368 | 607.5855 | 8052 | -952.3513 | 1559.9368 | 607.5855 | 8052 | -952.3513 | 1559.9368 | 607.5855 | 8052 | -1620.3998 | 1717 | 96.6002 | 8052 | -1625.3246 | 1717 | 91.6754 | 8052 | -1203.4279 | 1717 | 513.5721
8053 | -952.3449 | 1017 | 64.6551 | 8053 | -952.3449 | 1017 | 64.6551 | 8053 | -952.3449 | 1017 | 64.6551 | 8053 | -977.478 | 1717 | 739.522 | 8053 | -977.478 | 1717 | 739.522 | 8053 | -977.478 | 1717 | 739.522 | 8053 | -1704.8759 | 1717 | 12.1241 | 8053 | -1626.1356 | 1717 | 90.8644 | 8053 | -1685.0053 | 1717 | 31.9947
8054 | -875.093 | 1017 | 141.907 | 8054 | -875.093 | 1017 | 141.907 | 8054 | -875.093 | 1017 | 141.907 | 8054 | -875.9726 | 1558.9556 | 682.983 | 8054 | -875.9726 | 1558.9556 | 682.983 | 8054 | -875.9726 | 1558.9556 | 682.983 | 8054 | -1649.7896 | 1717 | 67.2104 | 8054 | -1488.5137 | 1717 | 228.4863 | 8054 | -1649.7896 | 1717 | 67.2104
8055 | -545.3057 | 767.3583 | 222.0526 | 8055 | -529.9794 | 752.032 | 222.0526 | 8055 | -590.8154 | 812.868 | 222.0526 | 8055 | -934.2985 | 1717 | 782.7015 | 8055 | -951.1692 | 1233.8706 | 282.7015 | 8055 | -951.1692 | 1717 | 765.8308 | 8055 | -1601.8223 | 1717 | 115.1777 | 8055 | -1601.8223 | 1717 | 115.1777 | 8055 | -1601.8223 | 1717 | 115.1777
8056 | -576.426 | 774.7415 | 198.3155 | 8056 | -576.426 | 774.7415 | 198.3155 | 8056 | -576.426 | 774.7415 | 198.3155 | 8056 | -929.0096 | 1717 | 787.9904 | 8056 | -1094.4897 | 1717 | 622.5103 | 8056 | -1094.4897 | 1717 | 622.5103 | 8056 | -1621.9627 | 1717 | 95.0373 | 8056 | -1372.6561 | 1717 | 344.3439 | 8056 | -1621.9627 | 1717 | 95.0373
8057 | -77.1164 | 452.6442 | 375.5278 | 8057 | -77.1164 | 452.6442 | 375.5278 | 8057 | -77.1164 | 452.6442 | 375.5278 | 8057 | -591.3613 | 1717 | 1125.6387 | 8057 | -618.0437 | 1717 | 1098.9563 | 8057 | -618.0437 | 1243.6824 | 625.6387 | 8057 | -1579.0736 | 1717 | 137.9264 | 8057 | -1579.0736 | 1717 | 137.9264 | 8057 | -1551.9573 | 1717 | 165.0427
8058 | -8.7377 | 374.9917 | 366.254 | 8058 | -8.7377 | 374.9917 | 366.254 | 8058 | -8.7377 | 374.9917 | 366.254 | 8058 | -596.5757 | 1717 | 1120.4243 | 8058 | -642.9912 | 1263.4155 | 620.4243 | 8058 | -642.9912 | 1717 | 1074.0088 | 8058 | -1257.3473 | 1717 | 459.6527 | 8058 | -1247.6164 | 1717 | 469.3836 | 8058 | -1257.3473 | 1717 | 459.6527
8059 | 136.9682 | 365.0478 | 502.016 | 8059 | 78.1787 | 423.8373 | 502.016 | 8059 | 78.1787 | 423.8373 | 502.016 | 8059 | -589.9939 | 1695.4681 | 1105.4741 | 8059 | -589.9939 | 1695.4681 | 1105.4741 | 8059 | -589.9939 | 1695.4681 | 1105.4741 | 8059 | -1466.244 | 1717 | 250.756 | 8059 | -1466.244 | 1717 | 250.756 | 8059 | -1466.244 | 1717 | 250.756
8060 | -604.2071 | 993.0278 | 388.8207 | 8060 | -485.2071 | 874.0278 | 388.8207 | 8060 | -628.1793 | 1017 | 388.8207 | 8060 | -567.3816 | 1554.5305 | 987.1488 | 8060 | -567.3816 | 1552.9305 | 985.5488 | 8060 | -567.3816 | 1054.5305 | 487.1488 | 8060 | -1478.4161 | 1717 | 238.5839 | 8060 | -1478.4161 | 1717 | 238.5839 | 8060 | -1478.4161 | 1717 | 238.5839
8061 | 484.8621 | 137.2164 | 622.0785 | 8061 | 484.8621 | 137.2164 | 622.0785 | 8061 | 484.8621 | 137.2164 | 622.0785 | 8061 | -335.5349 | 1576.2923 | 1240.7574 | 8061 | -335.5349 | 1076.2923 | 740.7574 | 8061 | -335.5349 | 1111.2961 | 775.7612 | 8061 | -1361.7907 | 1717 | 355.2093 | 8061 | -1361.7907 | 1717 | 355.2093 | 8061 | -1361.7907 | 1717 | 355.2093
8062 | 438.2863 | -388.7232 | 49.5632 | 8062 | 438.2863 | -697.7706 | -259.4842 | 8062 | 438.2863 | -697.7706 | -259.4842 | 8062 | -258.5989 | 1316.7572 | 1058.1584 | 8062 | -258.5989 | 816.7572 | 558.1584 | 8062 | -258.5989 | 816.7572 | 558.1584 | 8062 | -1458.3216 | 1717 | 258.6784 | 8062 | -1458.3216 | 1717 | 258.6784 | 8062 | -1458.3216 | 1717 | 258.6784
8063 | -721.5136 | 747.0428 | 25.5292 | 8063 | -721.5136 | 247.0428 | -474.4708 | 8063 | -721.5136 | 521.1625 | -200.3511 | 8063 | -1180.412 | 1717 | 536.588 | 8063 | -1187.1115 | 1223.6995 | 36.588 | 8063 | -1187.1115 | 1373.7763 | 186.6648 | 8063 | -1662.0347 | 1717 | 54.9653 | 8063 | -1662.0347 | 1717 | 54.9653 | 8063 | -1662.0347 | 1717 | 54.9653
8064 | -332.5311 | -1016 | -1348.5311 | 8064 | -425.7865 | -1016 | -1441.7865 | 8064 | -179.5545 | -638.3671 | -817.9216 | 8064 | -896.1965 | 47.1996 | -848.9969 | 8064 | -896.1965 | -68.559 | -964.7555 | 8064 | -896.1965 | 577.8091 | -318.3874 | 8064 | -1550.2049 | 1717 | 166.7951 | 8064 | -1685.9822 | 1717 | 31.0178 | 8064 | -1550.2049 | 1717 | 166.7951
8065 | -819.5586 | 263.5036 | -556.0549 | 8065 | -819.5586 | 247.1748 | -572.3838 | 8065 | -819.5586 | 247.1748 | -572.3838 | 8065 | -1483.2803 | 1717 | 233.7197 | 8065 | -1483.2803 | 1109.2283 | -374.052 | 8065 | -1483.2803 | 1408.389 | -74.8913 | 8065 | -1732.8162 | 1717 | -15.8162 | 8065 | -1732.8162 | 1717 | -15.8162 | 8065 | -1732.8162 | 1717 | -15.8162
8066 | -859.3607 | 152.8351 | -706.5256 | 8066 | -859.3607 | -424.0914 | -1283.4521 | 8066 | -750.3531 | 154.9927 | -595.3604 | 8066 | -1472.7853 | 1652.7245 | 179.9392 | 8066 | -1472.7853 | 966.6094 | -506.176 | 8066 | -1472.7853 | 1311.1576 | -161.6277 | 8066 | -1719.0432 | 1717 | -2.0432 | 8066 | -1719.0432 | 1717 | -2.0432 | 8066 | -1719.0432 | 1717 | -2.0432
8067 | -600.1773 | 808.339 | 208.1617 | 8067 | -600.1773 | 308.339 | -291.8383 | 8067 | -709.1849 | 353.1198 | -356.065 | 8067 | -1425.8939 | 1717 | 291.1061 | 8067 | -1425.8939 | 1628.0774 | 202.1835 | 8067 | -1425.8939 | 1628.0774 | 202.1835 | 8067 | -1664.4343 | 1717 | 52.5657 | 8067 | -1535.3677 | 1717 | 181.6323 | 8067 | -1664.4343 | 1717 | 52.5657
8068 | -752.6511 | 952.3853 | 199.7342 | 8068 | -752.6511 | 452.3853 | -300.2658 | 8068 | -752.6511 | 452.3853 | -300.2658 | 8068 | -1321.0203 | 1717 | 395.9797 | 8068 | -1321.0203 | 1486.71 | 165.6897 | 8068 | -1321.0203 | 1486.71 | 165.6897 | 8068 | -1547.5055 | 1717 | 169.4945 | 8068 | -1547.5055 | 1717 | 169.4945 | 8068 | -1547.5055 | 1717 | 169.4945
8069 | -486.801 | 569.348 | 82.5469 | 8069 | -366.801 | 449.348 | 82.5469 | 8069 | -483.3015 | 262.1915 | -221.1099 | 8069 | -1043.0128 | 1541.8457 | 498.8329 | 8069 | -1164.2816 | 1329.7812 | 165.4996 | 8069 | -1083.0128 | 1248.5124 | 165.4996 | 8069 | -1386.1766 | 1717 | 330.8234 | 8069 | -1386.1766 | 1717 | 330.8234 | 8069 | -1386.1766 | 1717 | 330.8234
8070 | -237.543 | 209.4334 | -28.1096 | 8070 | -277.543 | -83.8999 | -361.4429 | 8070 | -57.543 | -205.4185 | -262.9615 | 8070 | -827.3185 | 1167.4694 | 340.1509 | 8070 | -607.3185 | 487.4694 | -119.8491 | 8070 | -907.3185 | 747.4694 | -159.8491 | 8070 | -1558.6214 | 1717 | 158.3786 | 8070 | -1558.6214 | 1717 | 158.3786 | 8070 | -1558.6214 | 1717 | 158.3786
8071 | -336.0003 | 261.5752 | -74.4251 | 8071 | -596.0003 | 21.5752 | -574.4251 | 8071 | -776.0003 | 406.7507 | -369.2497 | 8071 | -711.7598 | 967.4489 | 255.6891 | 8071 | -811.7598 | 1246.1801 | 434.4203 | 8071 | -1291.7598 | 1047.4489 | -244.3109 | 8071 | -1870.3152 | 1717 | -153.3152 | 8071 | -1870.3152 | 1717 | -153.3152 | 8071 | -1870.3152 | 1717 | -153.3152
8072 | -778.789 | 540.5329 | -238.256 | 8072 | -598.789 | -139.4671 | -738.256 | 8072 | -522.2885 | -215.9675 | -738.256 | 8072 | -1356.1816 | 1405.69 | 49.5084 | 8072 | -1354.9128 | 685.69 | -669.2228 | 8072 | -656.1816 | 705.69 | 49.5084 | 8072 | -1869.9604 | 1717 | -152.9604 | 8072 | -1822.0534 | 1717 | -105.0534 | 8072 | -1822.0534 | 1717 | -105.0534
8073 | -844.2681 | 407.4885 | -436.7796 | 8073 | -844.2681 | 407.4885 | -436.7796 | 8073 | -844.2681 | 407.4885 | -436.7796 | 8073 | -1050.1975 | 838.9758 | -211.2216 | 8073 | -1050.1975 | 838.9758 | -211.2216 | 8073 | -1050.1975 | 838.9758 | -211.2216 | 8073 | -1516.0851 | 1717 | 200.9149 | 8073 | -1516.0851 | 1717 | 200.9149 | 8073 | -1516.0851 | 1717 | 200.9149
8074 | 196.5873 | -845.7281 | -649.1408 | 8074 | 196.5873 | -845.7281 | -649.1408 | 8074 | 196.5873 | -845.7281 | -649.1408 | 8074 | 169.902 | -676.2956 | -506.3936 | 8074 | 169.902 | -676.2956 | -506.3936 | 8074 | 169.902 | -676.2956 | -506.3936 | 8074 | -816.2699 | 647.7763 | -168.4936 | 8074 | -816.2699 | 647.7763 | -168.4936 | 8074 | -816.2699 | 647.7763 | -168.4936
8075 | 300.0392 | -1016 | -715.9608 | 8075 | 300.0392 | -1016 | -715.9608 | 8075 | 300.0392 | -1016 | -715.9608 | 8075 | 641.5739 | -1268.0223 | -626.4483 | 8075 | 641.5739 | -1268.0223 | -626.4483 | 8075 | 641.5739 | -1268.0223 | -626.4483 | 8075 | -169.9443 | -248.3389 | -418.2832 | 8075 | -169.9443 | -248.3389 | -418.2832 | 8075 | -169.9443 | -248.3389 | -418.2832
8076 | 183.7418 | -1016 | -832.2582 | 8076 | 183.7418 | -1016 | -832.2582 | 8076 | 183.7418 | -1016 | -832.2582 | 8076 | 875.1219 | -1716 | -840.8781 | 8076 | 875.1219 | -1716 | -840.8781 | 8076 | 875.1219 | -1716 | -840.8781 | 8076 | 616.7046 | -1507.3141 | -890.6095 | 8076 | 616.7046 | -1507.3141 | -890.6095 | 8076 | 616.7046 | -1507.3141 | -890.6095
8077 | 84.5407 | -1016 | -931.4593 | 8077 | 84.5407 | -1016 | -931.4593 | 8077 | 84.5407 | -1016 | -931.4593 | 8077 | 709.586 | -1716 | -1006.414 | 8077 | 709.586 | -1716 | -1006.414 | 8077 | 709.586 | -1716 | -1006.414 | 8077 | 594.9481 | -1716 | -1121.0519 | 8077 | 594.9481 | -1716 | -1121.0519 | 8077 | 594.9481 | -1716 | -1121.0519
8078 | 20.21 | -1016 | -995.79 | 8078 | 20.21 | -1016 | -995.79 | 8078 | 20.21 | -1016 | -995.79 | 8078 | 1074.2124 | -1716 | -641.7876 | 8078 | 1074.2124 | -1716 | -641.7876 | 8078 | 1074.2124 | -1716 | -641.7876 | 8078 | 1184.6704 | -1716 | -531.3296 | 8078 | 1184.6704 | -1716 | -531.3296 | 8078 | 1184.6704 | -1716 | -531.3296
8079 | 382.2052 | -1016 | -633.7948 | 8079 | 382.2052 | -1016 | -633.7948 | 8079 | 382.2052 | -1016 | -633.7948 | 8079 | 991.724 | -1716 | -724.276 | 8079 | 991.724 | -1716 | -724.276 | 8079 | 991.724 | -1716 | -724.276 | 8079 | 1059.6547 | -1716 | -656.3453 | 8079 | 1559.6547 | -1716 | -156.3453 | 8079 | 1559.6547 | -1716 | -156.3453
8080 | 533.0743 | -1016 | -482.9257 | 8080 | 533.0743 | -1016 | -482.9257 | 8080 | 533.0743 | -1016 | -482.9257 | 8080 | 1641.6392 | -1716 | -74.3608 | 8080 | 1891.6392 | -1716 | 175.6392 | 8080 | 1499.7609 | -1716 | -216.2391 | 8080 | 1261.1026 | -1716 | -454.8974 | 8080 | 1666.1026 | -1716 | -49.8974 | 8080 | 1382.232 | -1716 | -333.768
8081 | 435.5348 | -1016 | -580.4652 | 8081 | 435.5348 | -1016 | -580.4652 | 8081 | 435.5348 | -1016 | -580.4652 | 8081 | 1613.673 | -1716 | -102.327 | 8081 | 1718.5152 | -1716 | 2.5152 | 8081 | 1218.5152 | -1716 | -497.4848 | 8081 | 1490.73 | -1716 | -225.27 | 8081 | 1670.73 | -1716 | -45.27 | 8081 | 1504.6006 | -1716 | -211.3994
8082 | 378.0365 | -1016 | -637.9635 | 8082 | 378.0365 | -1016 | -637.9635 | 8082 | 378.0365 | -1016 | -637.9635 | 8082 | 1258.322 | -1716 | -457.678 | 8082 | 1427.0139 | -1716 | -288.9861 | 8082 | 1258.322 | -1716 | -457.678 | 8082 | 1741.926 | -1716 | 25.926 | 8082 | 1965.4602 | -1716 | 249.4602 | 8082 | 1354.8899 | -1716 | -361.1101
8083 | 105.4262 | -1016 | -910.5738 | 8083 | 105.4262 | -1016 | -910.5738 | 8083 | 105.4262 | -1016 | -910.5738 | 8083 | 746.5703 | -1716 | -969.4297 | 8083 | 746.5703 | -1716 | -969.4297 | 8083 | 746.5703 | -1716 | -969.4297 | 8083 | 702.7407 | -1716 | -1013.2593 | 8083 | 1202.7407 | -1716 | -513.2593 | 8083 | 1202.7407 | -1716 | -513.2593
8084 | -136.9259 | -1016 | -1152.9259 | 8084 | -187.1707 | -1016 | -1203.1707 | 8084 | -187.1707 | -1016 | -1203.1707 | 8084 | 853.9496 | -1716 | -862.0504 | 8084 | 853.9496 | -1716 | -862.0504 | 8084 | 853.9496 | -1716 | -862.0504 | 8084 | 811.778 | -1716 | -904.222 | 8084 | 811.778 | -1716 | -904.222 | 8084 | 811.778 | -1716 | -904.222
8085 | -101.1426 | -1016 | -1117.1426 | 8085 | -101.1426 | -1016 | -1117.1426 | 8085 | -101.1426 | -1016 | -1117.1426 | 8085 | 794.6526 | -1716 | -921.3474 | 8085 | 794.6526 | -1716 | -921.3474 | 8085 | 794.6526 | -1716 | -921.3474 | 8085 | 755.3522 | -1716 | -960.6478 | 8085 | 755.3522 | -1716 | -960.6478 | 8085 | 755.3522 | -1716 | -960.6478
8086 | -121.3229 | -1016 | -1137.3229 | 8086 | -121.3229 | -1016 | -1137.3229 | 8086 | -121.3229 | -1016 | -1137.3229 | 8086 | 768.3052 | -1716 | -947.6948 | 8086 | 768.3052 | -1716 | -947.6948 | 8086 | 768.3052 | -1716 | -947.6948 | 8086 | 724.8665 | -1716 | -991.1335 | 8086 | 724.8665 | -1716 | -991.1335 | 8086 | 724.8665 | -1716 | -991.1335
8087 | -143.3748 | -1016 | -1159.3748 | 8087 | -122.3872 | -1016 | -1138.3872 | 8087 | -244.4738 | -1016 | -1260.4738 | 8087 | 779.6772 | -1716 | -936.3228 | 8087 | 381.9488 | -1716 | -1334.0512 | 8087 | 381.9488 | -1716 | -1334.0512 | 8087 | 724.9857 | -1716 | -991.0143 | 8087 | 224.9857 | -1716 | -1491.0143 | 8087 | 224.9857 | -1716 | -1491.0143
8088 | -273.8019 | -1016 | -1289.8019 | 8088 | -273.8019 | -1016 | -1289.8019 | 8088 | -273.8019 | -1016 | -1289.8019 | 8088 | 174.0407 | -1716 | -1541.9593 | 8088 | -412.3275 | -1716 | -2128.3275 | 8088 | -234.0467 | -1716 | -1950.0467 | 8088 | -847.5057 | -1716 | -2563.5057 | 8088 | -847.5057 | -1716 | -2563.5057 | 8088 | -80.6057 | -1716 | -1796.6057
8089 | -189.9542 | -1016 | -1205.9542 | 8089 | -210.9418 | -1016 | -1226.9418 | 8089 | -88.8552 | -1016 | -1104.8552 | 8089 | -946.9135 | -1716 | -2662.9135 | 8089 | -946.9135 | -1716 | -2662.9135 | 8089 | -450.4934 | -1716 | -2166.4934 | 8089 | -290.4345 | -1716 | -2006.4345 | 8089 | -476.9453 | -1716 | -2192.9453 | 8089 | 3.8845 | -1716 | -1712.1155
8090 | -60.5714 | -1016 | -1076.5714 | 8090 | -60.5714 | -1016 | -1076.5714 | 8090 | -60.5714 | -1016 | -1076.5714 | 8090 | -825.5729 | -1716 | -2541.5729 | 8090 | -925.7155 | -1716 | -2641.7155 | 8090 | -352.6865 | -1716 | -2068.6865 | 8090 | 642.7673 | -1716 | -1073.2327 | 8090 | 142.7673 | -1716 | -1573.2327 | 8090 | 142.7673 | -1716 | -1573.2327
8091 | -60.5714 | -1016 | -1076.5714 | 8091 | -60.5714 | -1016 | -1076.5714 | 8091 | -60.5714 | -1016 | -1076.5714 | 8091 | 279.335 | -1716 | -1436.665 | 8091 | 279.335 | -1716 | -1436.665 | 8091 | 279.335 | -1716 | -1436.665 | 8091 | 614.513 | -1716 | -1101.487 | 8091 | 168.8208 | -1716 | -1547.1792 | 8091 | 168.8208 | -1716 | -1547.1792
8092 | -118.1835 | -1016 | -1134.1835 | 8092 | -118.1835 | -1016 | -1134.1835 | 8092 | -118.1835 | -1016 | -1134.1835 | 8092 | 677.4872 | -1716 | -1038.5128 | 8092 | 677.4872 | -1716 | -1038.5128 | 8092 | 677.4872 | -1716 | -1038.5128 | 8092 | 541.6714 | -1716 | -1174.3286 | 8092 | 541.6714 | -1716 | -1174.3286 | 8092 | 541.6714 | -1716 | -1174.3286
8093 | -137.1935 | -1016 | -1153.1935 | 8093 | -137.1935 | -1016 | -1153.1935 | 8093 | -137.1935 | -1016 | -1153.1935 | 8093 | 654.6917 | -1716 | -1061.3083 | 8093 | 654.6917 | -1716 | -1061.3083 | 8093 | 654.6917 | -1716 | -1061.3083 | 8093 | 514.8594 | -1716 | -1201.1406 | 8093 | 514.8594 | -1716 | -1201.1406 | 8093 | 514.8594 | -1716 | -1201.1406
8094 | -250.329 | -1016 | -1266.329 | 8094 | -250.329 | -1016 | -1266.329 | 8094 | -250.329 | -1016 | -1266.329 | 8094 | 535.5884 | -1716 | -1180.4116 | 8094 | 535.5884 | -1716 | -1180.4116 | 8094 | 535.5884 | -1716 | -1180.4116 | 8094 | 542.5606 | -1716 | -1173.4394 | 8094 | 542.5606 | -1716 | -1173.4394 | 8094 | 542.5606 | -1716 | -1173.4394
8095 | 32.862 | -1016 | -983.138 | 8095 | 32.862 | -1016 | -983.138 | 8095 | 32.862 | -1016 | -983.138 | 8095 | 424.3626 | -1716 | -1291.6374 | 8095 | 424.3626 | -1716 | -1291.6374 | 8095 | 424.3626 | -1716 | -1291.6374 | 8095 | 435.5663 | -1716 | -1280.4337 | 8095 | 435.5663 | -1716 | -1280.4337 | 8095 | 435.5663 | -1716 | -1280.4337
8096 | -10.3904 | -1016 | -1026.3904 | 8096 | -10.3904 | -1016 | -1026.3904 | 8096 | -10.3904 | -1016 | -1026.3904 | 8096 | 387.1597 | -1716 | -1328.8403 | 8096 | 387.1597 | -1716 | -1328.8403 | 8096 | 387.1597 | -1716 | -1328.8403 | 8096 | 406.1555 | -1716 | -1309.8445 | 8096 | 630.4369 | -1716 | -1085.5631 | 8096 | 630.4369 | -1716 | -1085.5631
8097 | -71.1564 | -1016 | -1087.1564 | 8097 | -71.1564 | -1016 | -1087.1564 | 8097 | -71.1564 | -1016 | -1087.1564 | 8097 | 330.5723 | -1716 | -1385.4277 | 8097 | 330.5723 | -1716 | -1385.4277 | 8097 | 330.5723 | -1716 | -1385.4277 | 8097 | 357.6318 | -1716 | -1358.3682 | 8097 | 357.6318 | -1716 | -1358.3682 | 8097 | 357.6318 | -1716 | -1358.3682
8098 | -87.6915 | -1016 | -1103.6915 | 8098 | -87.6915 | -1016 | -1103.6915 | 8098 | -87.6915 | -1016 | -1103.6915 | 8098 | 314.8676 | -1716 | -1401.1324 | 8098 | 314.8676 | -1716 | -1401.1324 | 8098 | 314.8676 | -1716 | -1401.1324 | 8098 | 194.2846 | -1716 | -1521.7154 | 8098 | 194.2846 | -1716 | -1521.7154 | 8098 | 194.2846 | -1716 | -1521.7154
8099 | -463.9078 | -1016 | -1479.9078 | 8099 | -463.9078 | -1016 | -1479.9078 | 8099 | -463.9078 | -1016 | -1479.9078 | 8099 | 339.3186 | -1716 | -1376.6814 | 8099 | 339.3186 | -1716 | -1376.6814 | 8099 | 339.3186 | -1716 | -1376.6814 | 8099 | 224.3493 | -1716 | -1491.6507 | 8099 | 224.3493 | -1716 | -1491.6507 | 8099 | 224.3493 | -1716 | -1491.6507
8100 | -442.4085 | -1016 | -1458.4085 | 8100 | -442.4085 | -1016 | -1458.4085 | 8100 | -442.4085 | -1016 | -1458.4085 | 8100 | 377.8772 | -1716 | -1338.1228 | 8100 | 377.8772 | -1716 | -1338.1228 | 8100 | 377.8772 | -1716 | -1338.1228 | 8100 | 278.1955 | -1716 | -1437.8045 | 8100 | 278.1955 | -1716 | -1437.8045 | 8100 | 278.1955 | -1716 | -1437.8045
8101 | 137.4173 | -1016 | -878.5827 | 8101 | 137.4173 | -1016 | -878.5827 | 8101 | 137.4173 | -1016 | -878.5827 | 8101 | 600.4819 | -1716 | -1115.5181 | 8101 | 600.4819 | -1716 | -1115.5181 | 8101 | 600.4819 | -1716 | -1115.5181 | 8101 | 530.8234 | -1716 | -1185.1766 | 8101 | 530.8234 | -1716 | -1185.1766 | 8101 | 530.8234 | -1716 | -1185.1766
8102 | 262.8164 | -1016 | -753.1836 | 8102 | 262.8164 | -1016 | -753.1836 | 8102 | 262.8164 | -1016 | -753.1836 | 8102 | 830.5632 | -1716 | -885.4368 | 8102 | 830.5632 | -1716 | -885.4368 | 8102 | 830.5632 | -1716 | -885.4368 | 8102 | 791.7184 | -1716 | -924.2816 | 8102 | 791.7184 | -1716 | -924.2816 | 8102 | 791.7184 | -1716 | -924.2816
8103 | 644.4555 | -1016 | -371.5445 | 8103 | 644.4555 | -1016 | -371.5445 | 8103 | 644.4555 | -1016 | -371.5445 | 8103 | 875.8826 | -1716 | -840.1174 | 8103 | 875.8826 | -1716 | -840.1174 | 8103 | 875.8826 | -1716 | -840.1174 | 8103 | 868.9833 | -1716 | -847.0167 | 8103 | 1368.9833 | -1716 | -347.0167 | 8103 | 1368.9833 | -1716 | -347.0167
8104 | 1000 | -1016 | -16 | 8104 | 1000 | -1016 | -16 | 8104 | 1000 | -1016 | -16 | 8104 | 1225.8607 | -1716 | -490.1393 | 8104 | 1318.2384 | -1716 | -397.7616 | 8104 | 1602.8472 | -1716 | -113.1528 | 8104 | 1122.8997 | -1716 | -593.1003 | 8104 | 1622.8997 | -1716 | -93.1003 | 8104 | 1622.8997 | -1716 | -93.1003
8105 | 1000 | -1016 | -16 | 8105 | 1000 | -1016 | -16 | 8105 | 1000 | -1016 | -16 | 8105 | 1312.5272 | -1716 | -403.4728 | 8105 | 1760.2859 | -1716 | 44.2859 | 8105 | 1760.2859 | -1716 | 44.2859 | 8105 | 1267.0365 | -1716 | -448.9635 | 8105 | 1811.1307 | -1716 | 95.1307 | 8105 | 1767.0365 | -1716 | 51.0365
8106 | 973.9819 | -1016 | -42.0181 | 8106 | 973.9819 | -1016 | -42.0181 | 8106 | 973.9819 | -1016 | -42.0181 | 8106 | 1653.8239 | -1716 | -62.1761 | 8106 | 1698.126 | -1716 | -17.874 | 8106 | 1698.126 | -1716 | -17.874 | 8106 | 1853.4752 | -1716 | 137.4752 | 8106 | 2000 | -1716 | 284 | 8106 | 1683.8232 | -1716 | -32.1768
8107 | 897.1678 | -1016 | -118.8322 | 8107 | 897.1678 | -1016 | -118.8322 | 8107 | 897.1678 | -1016 | -118.8322 | 8107 | 1794.724 | -1716 | 78.724 | 8107 | 1852.0493 | -1716 | 136.0493 | 8107 | 1632.588 | -1716 | -83.412 | 8107 | 1698.8211 | -1716 | -17.1789 | 8107 | 2000 | -1716 | 284 | 8107 | 1721.9405 | -1716 | 5.9405
8108 | 922.7746 | -1016 | -93.2254 | 8108 | 922.7746 | -1016 | -93.2254 | 8108 | 922.7746 | -1016 | -93.2254 | 8108 | 1508.3285 | -1716 | -207.6715 | 8108 | 1953.3285 | -1716 | 237.3285 | 8108 | 1892.9471 | -1716 | 176.9471 | 8108 | 2000 | -1716 | 284 | 8108 | 2000 | -1716 | 284 | 8108 | 1894.4965 | -1716 | 178.4965
8109 | 915.7877 | -1016 | -100.2123 | 8109 | 915.7877 | -1016 | -100.2123 | 8109 | 915.7877 | -1016 | -100.2123 | 8109 | 1761.609 | -1716 | 45.609 | 8109 | 1761.609 | -1716 | 45.609 | 8109 | 1742.7881 | -1716 | 26.7881 | 8109 | 1156.9211 | -1716 | -559.0789 | 8109 | 1973.6573 | -1716 | 257.6573 | 8109 | 1656.9211 | -1716 | -59.0789
8110 | 956.941 | -1016 | -59.059 | 8110 | 956.941 | -1016 | -59.059 | 8110 | 956.941 | -1016 | -59.059 | 8110 | 1209.114 | -1716 | -506.886 | 8110 | 1345.1842 | -1716 | -370.8158 | 8110 | 1345.1842 | -1716 | -370.8158 | 8110 | 1226.4491 | -1716 | -489.5509 | 8110 | 1726.4491 | -1716 | 10.4491 | 8110 | 1726.4491 | -1716 | 10.4491
8111 | 741.7926 | -1016 | -274.2074 | 8111 | 741.7926 | -1016 | -274.2074 | 8111 | 741.7926 | -1016 | -274.2074 | 8111 | 1169.3799 | -1716 | -546.6201 | 8111 | 1169.3799 | -1716 | -546.6201 | 8111 | 1169.3799 | -1716 | -546.6201 | 8111 | 1360.0501 | -1716 | -355.9499 | 8111 | 1860.0501 | -1716 | 144.0501 | 8111 | 1860.0501 | -1716 | 144.0501
8112 | 687.0946 | -1016 | -328.9054 | 8112 | 687.0946 | -1016 | -328.9054 | 8112 | 687.0946 | -1016 | -328.9054 | 8112 | 1290.5243 | -1716 | -425.4757 | 8112 | 1290.5243 | -1716 | -425.4757 | 8112 | 1290.5243 | -1716 | -425.4757 | 8112 | 1504.3094 | -1716 | -211.6906 | 8112 | 1661.0386 | -1716 | -54.9614 | 8112 | 1661.0386 | -1716 | -54.9614
8113 | 575.8556 | -1016 | -440.1444 | 8113 | 575.8556 | -1016 | -440.1444 | 8113 | 575.8556 | -1016 | -440.1444 | 8113 | 1326.9251 | -1716 | -389.0749 | 8113 | 1326.9251 | -1716 | -389.0749 | 8113 | 1326.9251 | -1716 | -389.0749 | 8113 | 1561.2654 | -1716 | -154.7346 | 8113 | 1561.2654 | -1716 | -154.7346 | 8113 | 1561.2654 | -1716 | -154.7346
8114 | 520.5425 | -1016 | -495.4575 | 8114 | 520.5425 | -1016 | -495.4575 | 8114 | 520.5425 | -1016 | -495.4575 | 8114 | 1481.0248 | -1716 | -234.9752 | 8114 | 1481.0248 | -1716 | -234.9752 | 8114 | 1481.0248 | -1716 | -234.9752 | 8114 | 1738.9901 | -1716 | 22.9901 | 8114 | 1738.9901 | -1716 | 22.9901 | 8114 | 1738.9901 | -1716 | 22.9901
8115 | 578.0886 | -1016 | -437.9114 | 8115 | 578.0886 | -1016 | -437.9114 | 8115 | 578.0886 | -1016 | -437.9114 | 8115 | 1575.0331 | -1716 | -140.9669 | 8115 | 1575.0331 | -1716 | -140.9669 | 8115 | 1575.0331 | -1716 | -140.9669 | 8115 | 1723.4317 | -1716 | 7.4317 | 8115 | 1723.4317 | -1716 | 7.4317 | 8115 | 1723.4317 | -1716 | 7.4317
8116 | 659.4107 | -1016 | -356.5893 | 8116 | 659.4107 | -1016 | -356.5893 | 8116 | 659.4107 | -1016 | -356.5893 | 8116 | 1697.5701 | -1716 | -18.4299 | 8116 | 1697.5701 | -1716 | -18.4299 | 8116 | 1697.5701 | -1716 | -18.4299 | 8116 | 1886.9701 | -1716 | 170.9701 | 8116 | 1886.9701 | -1716 | 170.9701 | 8116 | 1886.9701 | -1716 | 170.9701
8117 | 523.2937 | -1016 | -492.7063 | 8117 | 273.2937 | -1016 | -742.7063 | 8117 | 273.2937 | -1016 | -742.7063 | 8117 | 1554.1184 | -1716 | -161.8816 | 8117 | 1554.1184 | -1716 | -161.8816 | 8117 | 1554.1184 | -1716 | -161.8816 | 8117 | 1792.6947 | -1716 | 76.6947 | 8117 | 1792.6947 | -1716 | 76.6947 | 8117 | 1792.6947 | -1716 | 76.6947
8118 | 15.4564 | -1016 | -1000.5436 | 8118 | 15.4564 | -1016 | -1000.5436 | 8118 | 15.4564 | -1016 | -1000.5436 | 8118 | 1157.6165 | -1716 | -558.3835 | 8118 | 1137.6165 | -1716 | -578.3835 | 8118 | 1137.6165 | -1716 | -578.3835 | 8118 | 1666.8814 | -1716 | -49.1186 | 8118 | 1666.8814 | -1716 | -49.1186 | 8118 | 1666.8814 | -1716 | -49.1186
8119 | 40.1447 | -1016 | -975.8553 | 8119 | 40.1447 | -1016 | -975.8553 | 8119 | 40.1447 | -1016 | -975.8553 | 8119 | 1153.5212 | -1716 | -562.4788 | 8119 | 1133.5212 | -1716 | -582.4788 | 8119 | 1133.5212 | -1716 | -582.4788 | 8119 | 1667.8154 | -1716 | -48.1846 | 8119 | 1667.8154 | -1716 | -48.1846 | 8119 | 1667.8154 | -1716 | -48.1846
8120 | 43.3337 | -1016 | -972.6663 | 8120 | 43.3337 | -1016 | -972.6663 | 8120 | 43.3337 | -1016 | -972.6663 | 8120 | 988.7793 | -1716 | -727.2207 | 8120 | 968.7793 | -1716 | -747.2207 | 8120 | 968.7793 | -1716 | -747.2207 | 8120 | 1616.9215 | -1716 | -99.0785 | 8120 | 1616.9215 | -1716 | -99.0785 | 8120 | 1616.9215 | -1716 | -99.0785
8121 | -3.0064 | -1016 | -1019.0064 | 8121 | -3.0064 | -1016 | -1019.0064 | 8121 | -3.0064 | -1016 | -1019.0064 | 8121 | 1083.8831 | -1716 | -632.1169 | 8121 | 1040.8831 | -1716 | -675.1169 | 8121 | 1040.8831 | -1716 | -675.1169 | 8121 | 1491.62 | -1716 | -224.38 | 8121 | 1491.62 | -1716 | -224.38 | 8121 | 1491.62 | -1716 | -224.38
8122 | -86.8382 | -1016 | -1102.8382 | 8122 | -86.8382 | -1016 | -1102.8382 | 8122 | -86.8382 | -1016 | -1102.8382 | 8122 | 1089.9575 | -1716 | -626.0425 | 8122 | 1089.9575 | -1716 | -626.0425 | 8122 | 1089.9575 | -1716 | -626.0425 | 8122 | 693.6549 | -1716 | -1022.3451 | 8122 | 862.1665 | -1716 | -853.8335 | 8122 | 867.3266 | -1716 | -848.6734
8123 | -91.6804 | -1016 | -1107.6804 | 8123 | -91.6804 | -1016 | -1107.6804 | 8123 | -91.6804 | -1016 | -1107.6804 | 8123 | 903.0823 | -1716 | -812.9177 | 8123 | 864.7068 | -1716 | -851.2932 | 8123 | 864.7068 | -1716 | -851.2932 | 8123 | 1112.7452 | -1716 | -603.2548 | 8123 | 1052.4251 | -1716 | -663.5749 | 8123 | 447.5852 | -1716 | -1268.4148
8124 | -147.2493 | -1016 | -1163.2493 | 8124 | -147.2493 | -1016 | -1163.2493 | 8124 | -147.2493 | -1016 | -1163.2493 | 8124 | 928.3212 | -1716 | -787.6788 | 8124 | 885.3212 | -1716 | -830.6788 | 8124 | 885.3212 | -1716 | -830.6788 | 8124 | 478.6409 | -1716 | -1237.3591 | 8124 | 934.9506 | -1716 | -781.0494 | 8124 | 850.1106 | -1716 | -865.8894
8125 | -36.869 | -1016 | -1052.869 | 8125 | -89.014 | -1016 | -1105.014 | 8125 | -89.014 | -1016 | -1105.014 | 8125 | 506.0809 | -1716 | -1209.9191 | 8125 | 463.0809 | -1716 | -1252.9191 | 8125 | 463.0809 | -1716 | -1252.9191 | 8125 | 766.1454 | -1716 | -949.8546 | 8125 | 248.2914 | -1716 | -1467.7086 | 8125 | 603.4514 | -1716 | -1112.5486
8126 | -76.0642 | -1016 | -1092.0642 | 8126 | -76.0642 | -1016 | -1092.0642 | 8126 | -76.0642 | -1016 | -1092.0642 | 8126 | 96.0356 | -1716 | -1619.9644 | 8126 | 53.0356 | -1716 | -1662.9644 | 8126 | 53.0356 | -1716 | -1662.9644 | 8126 | 913.6238 | -1716 | -802.3762 | 8126 | 799.4783 | -1716 | -916.5217 | 8126 | 858.4638 | -1716 | -857.5362
8127 | -155.4955 | -1016 | -1171.4955 | 8127 | -155.4955 | -1016 | -1171.4955 | 8127 | -155.4955 | -1016 | -1171.4955 | 8127 | 1030.7505 | -1716 | -685.2495 | 8127 | 1030.7505 | -1716 | -685.2495 | 8127 | 1030.7505 | -1716 | -685.2495 | 8127 | 938.3379 | -1716 | -777.6621 | 8127 | 998.0178 | -1716 | -717.9822 | 8127 | 740.9962 | -1716 | -975.0038
8128 | 353.1139 | -1016 | -662.8861 | 8128 | 353.1139 | -1016 | -662.8861 | 8128 | 353.1139 | -1016 | -662.8861 | 8128 | 859.8153 | -1716 | -856.1847 | 8128 | 816.8153 | -1716 | -899.1847 | 8128 | 816.8153 | -1716 | -899.1847 | 8128 | 601.7634 | -1716 | -1114.2366 | 8128 | 711.4433 | -1716 | -1004.5567 | 8128 | 720.836 | -1716 | -995.164
8129 | 405.696 | -1016 | -610.304 | 8129 | 405.696 | -1016 | -610.304 | 8129 | 405.696 | -1016 | -610.304 | 8129 | 605.998 | -1716 | -1110.002 | 8129 | 585.998 | -1716 | -1130.002 | 8129 | 585.998 | -1716 | -1130.002 | 8129 | 284.3525 | -1716 | -1431.6475 | 8129 | 317.6814 | -1716 | -1398.3186 | 8129 | 317.6814 | -1716 | -1398.3186
8130 | 415.234 | -1016 | -600.766 | 8130 | 415.234 | -1016 | -600.766 | 8130 | 415.234 | -1016 | -600.766 | 8130 | 656.4975 | -1716 | -1059.5025 | 8130 | 636.4975 | -1716 | -1079.5025 | 8130 | 636.4975 | -1716 | -1079.5025 | 8130 | 553.7113 | -1716 | -1162.2887 | 8130 | 4.3912 | -1716 | -1711.6088 | 8130 | 275.0194 | -1716 | -1440.9806
8131 | 429.2139 | -1016 | -586.7861 | 8131 | 429.2139 | -1016 | -586.7861 | 8131 | 429.2139 | -1016 | -586.7861 | 8131 | 846.7305 | -1716 | -869.2695 | 8131 | 803.7305 | -1716 | -912.2695 | 8131 | 803.7305 | -1716 | -912.2695 | 8131 | 738.7264 | -1716 | -977.2736 | 8131 | -35.8263 | -1716 | -1751.8263 | 8131 | 683.5664 | -1716 | -1032.4336
8132 | 512.889 | -1016 | -503.111 | 8132 | 117.1508 | -1016 | -898.8492 | 8132 | 117.1508 | -1016 | -898.8492 | 8132 | 1023.3571 | -1716 | -692.6429 | 8132 | 980.3571 | -1716 | -735.6429 | 8132 | 980.3571 | -1716 | -735.6429 | 8132 | 995.9671 | -1716 | -720.0329 | 8132 | 615.6471 | -1716 | -1100.3529 | 8132 | 288.7712 | -1716 | -1427.2288
8133 | 140.5354 | -1016 | -875.4646 | 8133 | 129.5641 | -1016 | -886.4359 | 8133 | 129.5641 | -1016 | -886.4359 | 8133 | 1056.2312 | -1716 | -659.7688 | 8133 | 1013.2312 | -1716 | -702.7688 | 8133 | 1013.2312 | -1716 | -702.7688 | 8133 | 714.0705 | -1716 | -1001.9295 | 8133 | 893.4952 | -1716 | -822.5048 | 8133 | 818.6104 | -1716 | -897.3896
8134 | 178.4906 | -1016 | -837.5094 | 8134 | 178.4906 | -1016 | -837.5094 | 8134 | 178.4906 | -1016 | -837.5094 | 8134 | 913.315 | -1716 | -802.685 | 8134 | 870.315 | -1716 | -845.685 | 8134 | 870.315 | -1716 | -845.685 | 8134 | 777.7677 | -1716 | -938.2323 | 8134 | 258.5648 | -1716 | -1457.4352 | 8134 | 609.8993 | -1716 | -1106.1007
8135 | 214.0256 | -1016 | -801.9744 | 8135 | 214.0256 | -1016 | -801.9744 | 8135 | 214.0256 | -1016 | -801.9744 | 8135 | 1119.9781 | -1716 | -596.0219 | 8135 | 1076.9781 | -1716 | -639.0219 | 8135 | 1076.9781 | -1716 | -639.0219 | 8135 | 942.928 | -1302.8396 | -359.9116 | 8135 | 1004.6903 | -1716 | -711.3097 | 8135 | 410.4001 | -1716 | -1305.5999
8136 | 24.462 | -655.3647 | -630.9027 | 8136 | 24.462 | -655.3647 | -630.9027 | 8136 | 24.462 | -655.3647 | -630.9027 | 8136 | 1150.8042 | -1515.1389 | -364.3346 | 8136 | 1130.8042 | -1716 | -585.1958 | 8136 | 1130.8042 | -1716 | -585.1958 | 8136 | 279.0262 | -448.1631 | -169.1369 | 8136 | 388.7061 | -1316.0072 | -927.3011 | 8136 | 663.8662 | -1226.638 | -562.7718
8137 | 496.3359 | -1016 | -519.6641 | 8137 | 496.3359 | -1016 | -519.6641 | 8137 | 496.3359 | -1016 | -519.6641 | 8137 | 1051.1957 | -1716 | -664.8043 | 8137 | 1031.1957 | -1716 | -684.8043 | 8137 | 1031.1957 | -1716 | -684.8043 | 8137 | 825.3856 | -1076.0765 | -250.6908 | 8137 | 721.1728 | -1716 | -994.8272 | 8137 | 1096.2481 | -1716 | -619.7519
8138 | 337.5454 | -1016 | -678.4546 | 8138 | 337.5454 | -1016 | -678.4546 | 8138 | 337.5454 | -1016 | -678.4546 | 8138 | 935.7797 | -1716 | -780.2203 | 8138 | 892.7797 | -1716 | -823.2203 | 8138 | 892.7797 | -1716 | -823.2203 | 8138 | 910.2715 | -1716 | -805.7285 | 8138 | 629.8668 | -1716 | -1086.1332 | 8138 | 630.7942 | -1716 | -1085.2058
8139 | 261.7096 | -1016 | -754.2904 | 8139 | 261.7096 | -1016 | -754.2904 | 8139 | 261.7096 | -1016 | -754.2904 | 8139 | 989.0786 | -1716 | -726.9214 | 8139 | 946.0786 | -1716 | -769.9214 | 8139 | 946.0786 | -1716 | -769.9214 | 8139 | 543.9002 | -1716 | -1172.0998 | 8139 | 433.5801 | -1716 | -1282.4199 | 8139 | 933.9728 | -1716 | -782.0272
8140 | 197.3025 | -1016 | -818.6975 | 8140 | 197.3025 | -1016 | -818.6975 | 8140 | 197.3025 | -1016 | -818.6975 | 8140 | 1219.243 | -1716 | -496.757 | 8140 | 1176.243 | -1716 | -539.757 | 8140 | 1176.243 | -1716 | -539.757 | 8140 | 858.4446 | -1716 | -857.5554 | 8140 | 924.0452 | -1716 | -791.9548 | 8140 | 948.0006 | -1716 | -767.9994
8141 | 429.346 | -1016 | -586.654 | 8141 | 218.8431 | -1016 | -797.1569 | 8141 | 218.8431 | -1016 | -797.1569 | 8141 | 1117.5087 | -1716 | -598.4913 | 8141 | 1117.5087 | -1716 | -598.4913 | 8141 | 1117.5087 | -1716 | -598.4913 | 8141 | 1141.3027 | -1716 | -574.6973 | 8141 | 1044.0429 | -1716 | -671.9571 | 8141 | 1119.793 | -1716 | -596.207
8142 | 262.7761 | -1016 | -753.2239 | 8142 | 262.7761 | -1016 | -753.2239 | 8142 | 262.7761 | -1016 | -753.2239 | 8142 | 895.8732 | -1716 | -820.1268 | 8142 | 895.8732 | -1716 | -820.1268 | 8142 | 895.8732 | -1716 | -820.1268 | 8142 | 922.5922 | -1716 | -793.4078 | 8142 | 867.4322 | -1716 | -848.5678 | 8142 | 947.2307 | -1716 | -768.7693
8143 | 513.7416 | -1016 | -502.2584 | 8143 | 513.7416 | -1016 | -502.2584 | 8143 | 513.7416 | -1016 | -502.2584 | 8143 | 808.1501 | -1716 | -907.8499 | 8143 | 808.1501 | -1716 | -907.8499 | 8143 | 808.1501 | -1716 | -907.8499 | 8143 | 843.2818 | -1716 | -872.7182 | 8143 | 843.2818 | -1716 | -872.7182 | 8143 | 843.2818 | -1716 | -872.7182
8144 | 526.4716 | -1016 | -489.5284 | 8144 | 526.4716 | -1016 | -489.5284 | 8144 | 526.4716 | -1016 | -489.5284 | 8144 | 761.8847 | -1716 | -954.1153 | 8144 | 761.8847 | -1716 | -954.1153 | 8144 | 761.8847 | -1716 | -954.1153 | 8144 | 760.6595 | -1716 | -955.3405 | 8144 | 760.6595 | -1716 | -955.3405 | 8144 | 760.6595 | -1716 | -955.3405
8145 | 429.7807 | -1016 | -586.2193 | 8145 | 429.7807 | -1016 | -586.2193 | 8145 | 429.7807 | -1016 | -586.2193 | 8145 | 624.4194 | -1716 | -1091.5806 | 8145 | 624.4194 | -1716 | -1091.5806 | 8145 | 624.4194 | -1716 | -1091.5806 | 8145 | 587.7417 | -1716 | -1128.2583 | 8145 | 587.7417 | -1716 | -1128.2583 | 8145 | 587.7417 | -1716 | -1128.2583
8146 | 286.1034 | -1016 | -729.8966 | 8146 | 286.1034 | -1016 | -729.8966 | 8146 | 286.1034 | -1016 | -729.8966 | 8146 | 353.6471 | -1716 | -1362.3529 | 8146 | 353.6471 | -1716 | -1362.3529 | 8146 | 353.6471 | -1716 | -1362.3529 | 8146 | 114.1571 | -1716 | -1601.8429 | 8146 | 114.1571 | -1716 | -1601.8429 | 8146 | 114.1571 | -1716 | -1601.8429
8147 | 339.3183 | -1016 | -676.6817 | 8147 | 339.3183 | -1016 | -676.6817 | 8147 | 339.3183 | -1016 | -676.6817 | 8147 | 344.2863 | -1716 | -1371.7137 | 8147 | 344.2863 | -1716 | -1371.7137 | 8147 | 344.2863 | -1716 | -1371.7137 | 8147 | 102.6832 | -1716 | -1613.3168 | 8147 | 102.6832 | -1716 | -1613.3168 | 8147 | 102.6832 | -1716 | -1613.3168
8148 | 329.4783 | -1016 | -686.5217 | 8148 | 329.4783 | -1016 | -686.5217 | 8148 | 329.4783 | -1016 | -686.5217 | 8148 | 281.5093 | -1716 | -1434.4907 | 8148 | 281.5093 | -1716 | -1434.4907 | 8148 | 281.5093 | -1716 | -1434.4907 | 8148 | 19.5155 | -1716 | -1696.4845 | 8148 | 19.5155 | -1716 | -1696.4845 | 8148 | 19.5155 | -1716 | -1696.4845
8149 | 357.9291 | -1016 | -658.0709 | 8149 | 357.9291 | -1016 | -658.0709 | 8149 | 357.9291 | -1016 | -658.0709 | 8149 | 571.7481 | -1716 | -1144.2519 | 8149 | 571.7481 | -1716 | -1144.2519 | 8149 | 571.7481 | -1716 | -1144.2519 | 8149 | 187.8136 | -1716 | -1528.1864 | 8149 | 187.8136 | -1716 | -1528.1864 | 8149 | 187.8136 | -1716 | -1528.1864
8150 | 373.232 | -1016 | -642.768 | 8150 | 373.232 | -1016 | -642.768 | 8150 | 373.232 | -1016 | -642.768 | 8150 | 612.0336 | -1716 | -1103.9664 | 8150 | 612.0336 | -1716 | -1103.9664 | 8150 | 612.0336 | -1716 | -1103.9664 | 8150 | 194.9682 | -1716 | -1521.0318 | 8150 | 194.9682 | -1716 | -1521.0318 | 8150 | 194.9682 | -1716 | -1521.0318
8151 | 385.8372 | -1016 | -630.1628 | 8151 | 385.8372 | -1016 | -630.1628 | 8151 | 385.8372 | -1016 | -630.1628 | 8151 | 662.3996 | -1716 | -1053.6004 | 8151 | 662.3996 | -1716 | -1053.6004 | 8151 | 662.3996 | -1716 | -1053.6004 | 8151 | 193.5652 | -1716 | -1522.4348 | 8151 | 193.5652 | -1716 | -1522.4348 | 8151 | 193.5652 | -1716 | -1522.4348
8152 | 534.2434 | -1016 | -481.7566 | 8152 | 534.2434 | -1016 | -481.7566 | 8152 | 534.2434 | -1016 | -481.7566 | 8152 | 647.7896 | -1716 | -1068.2104 | 8152 | 647.7896 | -1716 | -1068.2104 | 8152 | 647.7896 | -1716 | -1068.2104 | 8152 | 359.4912 | -1716 | -1356.5088 | 8152 | 359.4912 | -1716 | -1356.5088 | 8152 | 359.4912 | -1716 | -1356.5088
8153 | 521.5721 | -1016 | -494.4279 | 8153 | 521.5721 | -1016 | -494.4279 | 8153 | 521.5721 | -1016 | -494.4279 | 8153 | 795.8534 | -1716 | -920.1466 | 8153 | 795.8534 | -1716 | -920.1466 | 8153 | 795.8534 | -1716 | -920.1466 | 8153 | 327.7224 | -1716 | -1388.2776 | 8153 | 327.7224 | -1716 | -1388.2776 | 8153 | 327.7224 | -1716 | -1388.2776
8154 | 415.4297 | -1016 | -600.5703 | 8154 | 415.4297 | -1016 | -600.5703 | 8154 | 415.4297 | -1016 | -600.5703 | 8154 | 832.2854 | -1716 | -883.7146 | 8154 | 832.2854 | -1716 | -883.7146 | 8154 | 832.2854 | -1716 | -883.7146 | 8154 | 490.4165 | -1716 | -1225.5835 | 8154 | 190.4165 | -1716 | -1525.5835 | 8154 | 340.4165 | -1716 | -1375.5835
8155 | 473.6301 | -1016 | -542.3699 | 8155 | 473.6301 | -1016 | -542.3699 | 8155 | 473.6301 | -1016 | -542.3699 | 8155 | 844.0243 | -1716 | -871.9757 | 8155 | 941.1741 | -1716 | -774.8259 | 8155 | 1344.0243 | -1716 | -371.9757 | 8155 | 593.2783 | -1716 | -1122.7217 | 8155 | 740.2175 | -1716 | -975.7825 | 8155 | 414.376 | -1716 | -1301.624
8156 | 453.9059 | -1016 | -562.0941 | 8156 | 453.9059 | -1016 | -562.0941 | 8156 | 453.9059 | -1016 | -562.0941 | 8156 | 974.9041 | -1716 | -741.0959 | 8156 | 1311.2505 | -1716 | -404.7495 | 8156 | 1324.9041 | -1716 | -391.0959 | 8156 | 523.2738 | -1716 | -1192.7262 | 8156 | 504.5566 | -1716 | -1211.4434 | 8156 | 597.13 | -1716 | -1118.87
8157 | 502.3103 | -1016 | -513.6897 | 8157 | 502.3103 | -1016 | -513.6897 | 8157 | 502.3103 | -1016 | -513.6897 | 8157 | 1126.0981 | -1716 | -589.9019 | 8157 | 1061.7719 | -1716 | -654.2281 | 8157 | 1351.0981 | -1716 | -364.9019 | 8157 | 580.6203 | -1716 | -1135.3797 | 8157 | 930.6203 | -1716 | -785.3797 | 8157 | 467.2433 | -1716 | -1248.7567
8158 | 592.7802 | -1016 | -423.2198 | 8158 | 592.7802 | -1016 | -423.2198 | 8158 | 592.7802 | -1016 | -423.2198 | 8158 | 1060.9816 | -1716 | -655.0184 | 8158 | 1455.7411 | -1716 | -260.2589 | 8158 | 1331.5719 | -1716 | -384.4281 | 8158 | 686.3504 | -1716 | -1029.6496 | 8158 | 855.5089 | -1716 | -860.4911 | 8158 | 686.3504 | -1716 | -1029.6496
8159 | 658.2978 | -1016 | -357.7022 | 8159 | 658.2978 | -1016 | -357.7022 | 8159 | 658.2978 | -1016 | -357.7022 | 8159 | 1179.6013 | -1716 | -536.3987 | 8159 | 1029.6013 | -1716 | -686.3987 | 8159 | 899.8538 | -1716 | -816.1462 | 8159 | 424.6439 | -1716 | -1291.3561 | 8159 | 424.6439 | -1716 | -1291.3561 | 8159 | 424.6439 | -1716 | -1291.3561
8160 | 682.728 | -1016 | -333.272 | 8160 | 682.728 | -1016 | -333.272 | 8160 | 682.728 | -1016 | -333.272 | 8160 | 1050.1872 | -1716 | -665.8128 | 8160 | 1241.3296 | -1716 | -474.6704 | 8160 | 1016.3296 | -1716 | -699.6704 | 8160 | 440.9157 | -1716 | -1275.0843 | 8160 | 440.9157 | -1716 | -1275.0843 | 8160 | 440.9157 | -1716 | -1275.0843
8161 | 707.6805 | -1016 | -308.3195 | 8161 | 707.6805 | -1016 | -308.3195 | 8161 | 707.6805 | -1016 | -308.3195 | 8161 | 1116.7591 | -1716 | -599.2409 | 8161 | 967.2497 | -1716 | -748.7503 | 8161 | 924.2891 | -1716 | -791.7109 | 8161 | 313.5381 | -1716 | -1402.4619 | 8161 | 313.5381 | -1716 | -1402.4619 | 8161 | 313.5381 | -1716 | -1402.4619
8162 | 424.8597 | -1016 | -591.1403 | 8162 | 424.8597 | -1016 | -591.1403 | 8162 | 424.8597 | -1016 | -591.1403 | 8162 | 1077.7994 | -1716 | -638.2006 | 8162 | 939.2724 | -1716 | -776.7276 | 8162 | 1077.7994 | -1716 | -638.2006 | 8162 | 325.8459 | -1716 | -1390.1541 | 8162 | 325.8459 | -1716 | -1390.1541 | 8162 | 325.8459 | -1716 | -1390.1541
8163 | 437.531 | -1016 | -578.469 | 8163 | 437.531 | -1016 | -578.469 | 8163 | 437.531 | -1016 | -578.469 | 8163 | 842.8144 | -1716 | -873.1856 | 8163 | 842.8144 | -1716 | -873.1856 | 8163 | 842.8144 | -1716 | -873.1856 | 8163 | 323.3059 | -1716 | -1392.6941 | 8163 | 323.3059 | -1716 | -1392.6941 | 8163 | 323.3059 | -1716 | -1392.6941
8164 | 395.8555 | -1016 | -620.1445 | 8164 | 395.8555 | -1016 | -620.1445 | 8164 | 395.8555 | -1016 | -620.1445 | 8164 | 697.4822 | -1716 | -1018.5178 | 8164 | 697.4822 | -1716 | -1018.5178 | 8164 | 697.4822 | -1716 | -1018.5178 | 8164 | 261.5544 | -1716 | -1454.4456 | 8164 | 261.5544 | -1716 | -1454.4456 | 8164 | 261.5544 | -1716 | -1454.4456
8165 | 299.2055 | -1016 | -716.7945 | 8165 | 299.2055 | -1016 | -716.7945 | 8165 | 299.2055 | -1016 | -716.7945 | 8165 | 979.6689 | -1716 | -736.3311 | 8165 | 923.8381 | -1716 | -792.1619 | 8165 | 923.8381 | -1716 | -792.1619 | 8165 | 133.0479 | -1716 | -1582.9521 | 8165 | 133.0479 | -1716 | -1582.9521 | 8165 | 133.0479 | -1716 | -1582.9521
8166 | 452.0751 | -1016 | -563.9249 | 8166 | 452.0751 | -1016 | -563.9249 | 8166 | 452.0751 | -1016 | -563.9249 | 8166 | 917.6469 | -1716 | -798.3531 | 8166 | 711.9171 | -1716 | -1004.0829 | 8166 | 767.6469 | -1716 | -948.3531 | 8166 | 409.8796 | -1716 | -1306.1204 | 8166 | 445.669 | -1716 | -1270.331 | 8166 | 339.1793 | -1716 | -1376.8207
8167 | 385.3811 | -1016 | -630.6189 | 8167 | 385.3811 | -1016 | -630.6189 | 8167 | 385.3811 | -1016 | -630.6189 | 8167 | 690.1711 | -1716 | -1025.8289 | 8167 | 690.1711 | -1716 | -1025.8289 | 8167 | 746.0807 | -1716 | -969.9193 | 8167 | 388.9152 | -1716 | -1327.0848 | 8167 | 308.1258 | -1716 | -1407.8742 | 8167 | 607.7796 | -1716 | -1108.2204
8168 | 427.8926 | -1016 | -588.1074 | 8168 | 427.8926 | -1016 | -588.1074 | 8168 | 427.8926 | -1016 | -588.1074 | 8168 | 730.2617 | -1716 | -985.7383 | 8168 | 785.5114 | -1716 | -930.4886 | 8168 | 650.7885 | -1716 | -1065.2115 | 8168 | 379.2146 | -1716 | -1336.7854 | 8168 | 290.1462 | -1716 | -1425.8538 | 8168 | 605.1366 | -1716 | -1110.8634
8169 | 435.2552 | -1016 | -580.7448 | 8169 | 435.2552 | -1016 | -580.7448 | 8169 | 435.2552 | -1016 | -580.7448 | 8169 | 887.839 | -1716 | -828.161 | 8169 | 587.839 | -1716 | -1128.161 | 8169 | 696.8044 | -1716 | -1019.1956 | 8169 | 368.6483 | -1716 | -1347.3517 | 8169 | 570.3846 | -1716 | -1145.6154 | 8169 | 718.6483 | -1716 | -997.3517
8170 | 475.4654 | -1016 | -540.5346 | 8170 | 475.4654 | -1016 | -540.5346 | 8170 | 475.4654 | -1016 | -540.5346 | 8170 | 792.563 | -1716 | -923.437 | 8170 | 642.563 | -1716 | -1073.437 | 8170 | 772.5284 | -1716 | -943.4716 | 8170 | 587.3707 | -1716 | -1128.6293 | 8170 | 532.0986 | -1716 | -1183.9014 | 8170 | 790.1435 | -1716 | -925.8565
8171 | 560.895 | -1016 | -455.105 | 8171 | 560.895 | -1016 | -455.105 | 8171 | 560.895 | -1016 | -455.105 | 8171 | 899.7641 | -1716 | -816.2359 | 8171 | 831.901 | -1716 | -884.099 | 8171 | 837.2706 | -1716 | -878.7294 | 8171 | 788.2671 | -1716 | -927.7329 | 8171 | 417.7876 | -1716 | -1298.2124 | 8171 | 417.7876 | -1716 | -1298.2124
8172 | 625.9707 | -1016 | -390.0293 | 8172 | 625.9707 | -1016 | -390.0293 | 8172 | 625.9707 | -1016 | -390.0293 | 8172 | 1124.9242 | -1716 | -591.0758 | 8172 | 1349.9242 | -1716 | -366.0758 | 8172 | 1124.9242 | -1716 | -591.0758 | 8172 | 737.9084 | -1716 | -978.0916 | 8172 | 992.6426 | -1716 | -723.3574 | 8172 | 992.6426 | -1716 | -723.3574
8173 | 708.7581 | -1016 | -307.2419 | 8173 | 708.7581 | -1016 | -307.2419 | 8173 | 708.7581 | -1016 | -307.2419 | 8173 | 1314.3773 | -1716 | -401.6227 | 8173 | 1558.5648 | -1716 | -157.4352 | 8173 | 1558.5648 | -1716 | -157.4352 | 8173 | 1087.7579 | -1716 | -628.2421 | 8173 | 1077.1451 | -1716 | -638.8549 | 8173 | 1077.1451 | -1716 | -638.8549
8174 | 245.9133 | -534.587 | -288.6737 | 8174 | 245.9133 | -534.587 | -288.6737 | 8174 | 245.9133 | -534.587 | -288.6737 | 8174 | 1226.1991 | -1716 | -489.8009 | 8174 | 1414.6419 | -1716 | -301.3581 | 8174 | 1504.2298 | -1716 | -211.7702 | 8174 | 939.9253 | -1716 | -776.0747 | 8174 | 1067.6574 | -1716 | -648.3426 | 8174 | 1030.8158 | -1716 | -685.1842
8175 | -190.4232 | -65.7228 | -256.1461 | 8175 | -190.4232 | -65.7228 | -256.1461 | 8175 | -190.4232 | -65.7228 | -256.1461 | 8175 | 1239.8235 | -1716 | -476.1765 | 8175 | 1489.5677 | -1716 | -226.4323 | 8175 | 994.522 | -1716 | -721.478 | 8175 | 797.1391 | -1716 | -918.8609 | 8175 | 797.1391 | -1716 | -918.8609 | 8175 | 583.8235 | -1716 | -1132.1765
8176 | 62.3998 | -292.483 | -230.0832 | 8176 | 62.3998 | -292.483 | -230.0832 | 8176 | 62.3998 | -292.483 | -230.0832 | 8176 | 1128.3462 | -1716 | -587.6538 | 8176 | 1034.4474 | -1716 | -681.5526 | 8176 | 989.4474 | -1716 | -726.5526 | 8176 | 784.1556 | -1716 | -931.8444 | 8176 | 630.38 | -1716 | -1085.62 | 8176 | 630.38 | -1716 | -1085.62
8177 | 53.0056 | -178.9691 | -125.9635 | 8177 | 53.0056 | -178.9691 | -125.9635 | 8177 | 53.0056 | -178.9691 | -125.9635 | 8177 | 1342.8759 | -1716 | -373.1241 | 8177 | 1216.6372 | -1716 | -499.3628 | 8177 | 1216.6372 | -1716 | -499.3628 | 8177 | 941.1623 | -1716 | -774.8377 | 8177 | 733.7876 | -1716 | -982.2124 | 8177 | 785.2853 | -1716 | -930.7147
8178 | -188.7903 | 124.9468 | -63.8434 | 8178 | -188.7903 | 124.9468 | -63.8434 | 8178 | -188.7903 | 124.9468 | -63.8434 | 8178 | 1273.4516 | -1639.5554 | -366.1038 | 8178 | 916.6905 | -1639.5626 | -722.8721 | 8178 | 1048.4516 | -1436.3526 | -387.901 | 8178 | 749.2109 | -1716 | -966.7891 | 8178 | 749.2109 | -1716 | -966.7891 | 8178 | 749.2109 | -1716 | -966.7891
8179 | -182.1679 | 95.725 | -86.4429 | 8179 | -182.1679 | 95.725 | -86.4429 | 8179 | -182.1679 | 95.725 | -86.4429 | 8179 | 1096.7243 | -1470.0784 | -373.354 | 8179 | 1036.0381 | -1606.3921 | -570.354 | 8179 | 1036.0381 | -1409.3921 | -373.354 | 8179 | 765.6067 | -1716 | -950.3933 | 8179 | 765.6067 | -1716 | -950.3933 | 8179 | 765.6067 | -1716 | -950.3933
8180 | -41.0847 | 21.792 | -19.2927 | 8180 | -41.0847 | 21.792 | -19.2927 | 8180 | -41.0847 | 21.792 | -19.2927 | 8180 | 898.7735 | -1484.8468 | -586.0733 | 8180 | 898.7735 | -1484.8468 | -586.0733 | 8180 | 898.7735 | -1484.8468 | -586.0733 | 8180 | 708.3494 | -1716 | -1007.6506 | 8180 | 708.3494 | -1716 | -1007.6506 | 8180 | 708.3494 | -1716 | -1007.6506
8181 | -815.5076 | 710.193 | -105.3146 | 8181 | -815.5076 | 710.193 | -105.3146 | 8181 | -815.5076 | 710.193 | -105.3146 | 8181 | -1.2907 | -829.9874 | -831.2781 | 8181 | -1.2907 | -829.9874 | -831.2781 | 8181 | -1.2907 | -829.9874 | -831.2781 | 8181 | 621.5287 | -1716 | -1094.4713 | 8181 | 621.5287 | -1716 | -1094.4713 | 8181 | 621.5287 | -1716 | -1094.4713
8182 | -1000 | 895.0156 | -104.9844 | 8182 | -1000 | 895.0156 | -104.9844 | 8182 | -1000 | 895.0156 | -104.9844 | 8182 | -1316.043 | 328.9961 | -987.0469 | 8182 | -1316.043 | 327.3087 | -988.7343 | 8182 | -1316.043 | 328.9961 | -987.0469 | 8182 | 375.3495 | -1483.5781 | -1108.2286 | 8182 | 375.3495 | -1483.5781 | -1108.2286 | 8182 | 375.3495 | -1483.5781 | -1108.2286
8183 | -887.2207 | 811.7627 | -75.458 | 8183 | -887.2207 | 811.7627 | -75.458 | 8183 | -887.2207 | 811.7627 | -75.458 | 8183 | -1099.798 | 125.8903 | -973.9077 | 8183 | -1099.798 | 125.8903 | -973.9077 | 8183 | -1099.798 | 125.8903 | -973.9077 | 8183 | 279.76 | -1537.9822 | -1258.2222 | 8183 | 279.76 | -1537.9822 | -1258.2222 | 8183 | 279.76 | -1537.9822 | -1258.2222
8184 | -980.7636 | 943.0614 | -37.7021 | 8184 | -980.7636 | 943.0614 | -37.7021 | 8184 | -980.7636 | 943.0614 | -37.7021 | 8184 | -1332.6096 | 384.829 | -947.7806 | 8184 | -1332.6096 | 218.4031 | -1114.2065 | 8184 | -1332.6096 | 384.829 | -947.7806 | 8184 | -882.3466 | -362.1035 | -1244.4501 | 8184 | -882.3466 | -362.1035 | -1244.4501 | 8184 | -882.3466 | -362.1035 | -1244.4501
8185 | -970.5048 | 1017 | 46.4952 | 8185 | -970.5048 | 1017 | 46.4952 | 8185 | -970.5048 | 1017 | 46.4952 | 8185 | -1756.5597 | 889.6516 | -866.908 | 8185 | -1756.5597 | 889.6516 | -866.908 | 8185 | -1756.5597 | 889.6516 | -866.908 | 8185 | -1389.4514 | 220.0352 | -1169.4162 | 8185 | -1389.4514 | 220.0352 | -1169.4162 | 8185 | -1389.4514 | 220.0352 | -1169.4162
8186 | -767.2597 | 826.4922 | 59.2325 | 8186 | -767.2597 | 826.4922 | 59.2325 | 8186 | -767.2597 | 826.4922 | 59.2325 | 8186 | -1261.9998 | 400.8281 | -861.1717 | 8186 | -1261.9998 | 273.3377 | -988.6621 | 8186 | -1261.9998 | 400.8281 | -861.1717 | 8186 | -1339.4454 | 168.3703 | -1171.075 | 8186 | -1339.4454 | 168.3703 | -1171.075 | 8186 | -1339.4454 | 168.3703 | -1171.075
8187 | -1000 | 957.9221 | -42.0779 | 8187 | -1000 | 957.9221 | -42.0779 | 8187 | -1000 | 957.9221 | -42.0779 | 8187 | -1541.7778 | 564.8936 | -976.8841 | 8187 | -1541.7778 | 564.8936 | -976.8841 | 8187 | -1541.7778 | 564.8936 | -976.8841 | 8187 | -1317.5137 | 19.6149 | -1297.8988 | 8187 | -1317.5137 | 19.6149 | -1297.8988 | 8187 | -1317.5137 | 19.6149 | -1297.8988
8188 | -1000 | 903.0531 | -96.9469 | 8188 | -1000 | 903.0531 | -96.9469 | 8188 | -1000 | 903.0531 | -96.9469 | 8188 | -1967.0505 | 927.1813 | -1039.8692 | 8188 | -1967.0505 | -77.7119 | -2044.7624 | 8188 | -1967.0505 | 927.1813 | -1039.8692 | 8188 | -1187.5846 | -173.0399 | -1360.6246 | 8188 | -1187.5846 | -173.0399 | -1360.6246 | 8188 | -1187.5846 | -173.0399 | -1360.6246
8189 | -1000 | 1017 | 17 | 8189 | -1000 | 1017 | 17 | 8189 | -1000 | 1017 | 17 | 8189 | -2000 | 905.1818 | -1094.8182 | 8189 | -2000 | -71.9572 | -2071.9572 | 8189 | -2000 | 905.1818 | -1094.8182 | 8189 | -1940.6037 | 503.5969 | -1437.0068 | 8189 | -1940.6037 | 503.5969 | -1437.0068 | 8189 | -1248.287 | -188.7199 | -1437.0068
8190 | -1000 | 1017 | 17 | 8190 | -1000 | 1017 | 17 | 8190 | -1000 | 1017 | 17 | 8190 | -1045.6482 | 200.3744 | -845.2737 | 8190 | -1960.1057 | 1004.7263 | -955.3794 | 8190 | -1960.1057 | 1350.0216 | -610.084 | 8190 | -1632.952 | -16.6215 | -1649.5735 | 8190 | -1122.637 | -526.9365 | -1649.5735 | 8190 | -1632.952 | -16.6215 | -1649.5735
8191 | -1000 | 1017 | 17 | 8191 | -1000 | 1017 | 17 | 8191 | -1000 | 1017 | 17 | 8191 | -1824.0293 | 1717 | -107.0293 | 8191 | -1823.6789 | 1717 | -106.6789 | 8191 | -1894.1101 | 1717 | -177.1101 | 8191 | -1723.059 | 809.7417 | -913.3173 | 8191 | -1422.259 | 803.8266 | -618.4324 | 8191 | -1497.2895 | 816.306 | -680.9835
8192 | -1000 | 1017 | 17 | 8192 | -1000 | 1017 | 17 | 8192 | -1000 | 1017 | 17 | 8192 | -1507.7248 | 1717 | 209.2752 | 8192 | -1209.4667 | 1717 | 507.5333 | 8192 | -1826.3667 | 1717 | -109.3667 | 8192 | -1818.5554 | 1274.844 | -543.7115 | 8192 | -1517.7554 | 1280.844 | -236.9115 | 8192 | -1818.5554 | 1268.2797 | -550.2758
8193 | -1000 | 1017 | 17 | 8193 | -1000 | 1017 | 17 | 8193 | -1000 | 1017 | 17 | 8193 | -2000 | 1277.1334 | -722.8666 | 8193 | -1831.3229 | 1282.8286 | -548.4943 | 8193 | -1905.2 | 1387.3789 | -517.8211 | 8193 | -1636.8093 | 139.9844 | -1496.8249 | 8193 | -1151.8508 | -345.059 | -1496.9098 | 8193 | -1151.8508 | -344.9741 | -1496.8249
8194 | -1000 | 551.5625 | -448.4375 | 8194 | -1000 | 551.5625 | -448.4375 | 8194 | -1000 | 551.5625 | -448.4375 | 8194 | -1393.6628 | -27.2454 | -1420.9082 | 8194 | -1393.6628 | -27.2454 | -1420.9082 | 8194 | -1393.6628 | -27.2454 | -1420.9082 | 8194 | -1207.9258 | -658.1083 | -1866.0341 | 8194 | -1207.9258 | -658.1083 | -1866.0341 | 8194 | -1207.9258 | -658.1083 | -1866.0341
8195 | -1000 | 388.1581 | -611.8419 | 8195 | -1000 | 388.1581 | -611.8419 | 8195 | -1000 | 388.1581 | -611.8419 | 8195 | -1402.1066 | -160.4057 | -1562.5123 | 8195 | -1402.1066 | -258.3418 | -1660.4484 | 8195 | -1402.1066 | -160.4057 | -1562.5123 | 8195 | -1543.0024 | -234.0809 | -1777.0833 | 8195 | -1543.0024 | -234.0809 | -1777.0833 | 8195 | -1543.0024 | -234.0809 | -1777.0833
8196 | -1000 | 407.9586 | -592.0414 | 8196 | -1000 | 407.9586 | -592.0414 | 8196 | -1000 | 407.9586 | -592.0414 | 8196 | -1570.3873 | 108.1508 | -1462.2365 | 8196 | -1666.9363 | 195.9571 | -1470.9791 | 8196 | -1570.3873 | 108.1508 | -1462.2365 | 8196 | -1735.9109 | 16.0774 | -1719.8335 | 8196 | -1735.9109 | 16.0774 | -1719.8335 | 8196 | -1735.9109 | 16.0774 | -1719.8335
8197 | -1000 | 1017 | 17 | 8197 | -1000 | 1017 | 17 | 8197 | -1000 | 1017 | 17 | 8197 | -1813.1615 | 715.8211 | -1097.3404 | 8197 | -1813.1615 | 715.8211 | -1097.3404 | 8197 | -1813.1615 | 715.8211 | -1097.3404 | 8197 | -1680.0684 | 87.4762 | -1592.5922 | 8197 | -1680.0684 | 87.4762 | -1592.5922 | 8197 | -1680.0684 | 87.4762 | -1592.5922
8198 | -1000 | 1017 | 17 | 8198 | -1000 | 1017 | 17 | 8198 | -1000 | 1017 | 17 | 8198 | -1381.795 | 547.3505 | -834.4445 | 8198 | -1381.795 | 1015.5555 | -366.2396 | 8198 | -1983.518 | 1235.0911 | -748.4269 | 8198 | -1728.6122 | 236.9777 | -1491.6345 | 8198 | -1728.6122 | 236.9777 | -1491.6345 | 8198 | -1728.6122 | 236.9777 | -1491.6345
8199 | -1000 | 1017 | 17 | 8199 | -1000 | 1017 | 17 | 8199 | -1000 | 1017 | 17 | 8199 | -2000 | 1096.9375 | -903.0625 | 8199 | -2000 | 1046.5841 | -953.4159 | 8199 | -2000 | 1096.9375 | -903.0625 | 8199 | -1481.168 | 39.1291 | -1442.0388 | 8199 | -1481.168 | 39.1291 | -1442.0388 | 8199 | -1492.2615 | 50.2227 | -1442.0388
8200 | -1000 | 1017 | 17 | 8200 | -1000 | 1017 | 17 | 8200 | -1000 | 1017 | 17 | 8200 | -2000 | 804.3774 | -1195.6226 | 8200 | -1305.234 | 804.3774 | -500.8566 | 8200 | -2000 | 804.3774 | -1195.6226 | 8200 | -1448.1147 | 60.9889 | -1387.1258 | 8200 | -1448.1147 | 60.9889 | -1387.1258 | 8200 | -1448.1147 | 60.9889 | -1387.1258
8201 | -1000 | 1017 | 17 | 8201 | -1000 | 1017 | 17 | 8201 | -1000 | 1017 | 17 | 8201 | -2000 | 808.8429 | -1191.1571 | 8201 | -2000 | 658.8429 | -1341.1571 | 8201 | -2000 | 808.8429 | -1191.1571 | 8201 | -1505.1526 | 148.699 | -1356.4536 | 8201 | -1505.1526 | 148.699 | -1356.4536 | 8201 | -1505.1526 | 148.699 | -1356.4536
8202 | -1000 | 1017 | 17 | 8202 | -1000 | 1017 | 17 | 8202 | -1000 | 1017 | 17 | 8202 | -2000 | 928.6547 | -1071.3453 | 8202 | -2000 | 778.6547 | -1221.3453 | 8202 | -2000 | 928.6547 | -1071.3453 | 8202 | -1557.822 | 339.1166 | -1218.7054 | 8202 | -1557.822 | 339.1166 | -1218.7054 | 8202 | -1557.822 | 339.1166 | -1218.7054
8203 | -1000 | 1017 | 17 | 8203 | -1000 | 1017 | 17 | 8203 | -1000 | 1017 | 17 | 8203 | -2000 | 1013.8096 | -986.1904 | 8203 | -2000 | 863.8096 | -1136.1904 | 8203 | -2000 | 1013.8096 | -986.1904 | 8203 | -1584.464 | 474.719 | -1109.745 | 8203 | -1584.464 | 474.719 | -1109.745 | 8203 | -1586.0504 | 476.3054 | -1109.745
8204 | -1000 | 1017 | 17 | 8204 | -1000 | 1017 | 17 | 8204 | -1000 | 1017 | 17 | 8204 | -2000 | 977.1274 | -1022.8726 | 8204 | -2000 | 827.1274 | -1172.8726 | 8204 | -2000 | 977.1274 | -1022.8726 | 8204 | -1429.4781 | 473.701 | -955.7771 | 8204 | -1429.4781 | 473.701 | -955.7771 | 8204 | -1429.4781 | 473.701 | -955.7771
8205 | -1000 | 1017 | 17 | 8205 | -1000 | 1017 | 17 | 8205 | -1000 | 1017 | 17 | 8205 | -2000 | 1156.3536 | -843.6464 | 8205 | -2000 | 1006.3536 | -993.6464 | 8205 | -2000 | 1156.3536 | -843.6464 | 8205 | -1368.7037 | 503.2078 | -865.496 | 8205 | -1368.7037 | 503.2078 | -865.496 | 8205 | -1368.7037 | 503.2078 | -865.496
8206 | -1000 | 900.7 | -99.3 | 8206 | -1000 | 900.7 | -99.3 | 8206 | -1000 | 900.7 | -99.3 | 8206 | -1352.2838 | 537.5647 | -814.7191 | 8206 | -1352.2838 | 537.5647 | -814.7191 | 8206 | -1352.2838 | 537.5647 | -814.7191 | 8206 | -1556.4618 | 941.0664 | -615.3954 | 8206 | -1556.4618 | 941.0664 | -615.3954 | 8206 | -1556.4618 | 941.0664 | -615.3954
8207 | -716.9089 | 254.5493 | -462.3595 | 8207 | -716.9089 | 254.5493 | -462.3595 | 8207 | -716.9089 | 254.5493 | -462.3595 | 8207 | -581.5496 | -76.5489 | -658.0985 | 8207 | -581.5496 | -76.5489 | -658.0985 | 8207 | -581.5496 | -76.5489 | -658.0985 | 8207 | -1482.8542 | 407.0778 | -1075.7764 | 8207 | -1482.8542 | 407.0778 | -1075.7764 | 8207 | -1482.8542 | 407.0778 | -1075.7764
8208 | -768.8263 | -3.4636 | -772.2899 | 8208 | -768.8263 | -3.4636 | -772.2899 | 8208 | -768.8263 | -3.4636 | -772.2899 | 8208 | -870.9671 | 176.5069 | -694.4602 | 8208 | -880.9107 | -71.6931 | -952.6038 | 8208 | -880.9107 | -71.6931 | -952.6038 | 8208 | -1542.0382 | 458.0407 | -1083.9975 | 8208 | -1542.0382 | 458.0407 | -1083.9975 | 8208 | -1542.0382 | 458.0407 | -1083.9975
8209 | -817.5596 | 202.4958 | -615.0638 | 8209 | -817.5596 | 202.4958 | -615.0638 | 8209 | -817.5596 | 202.4958 | -615.0638 | 8209 | -989.1116 | 81.4756 | -907.6359 | 8209 | -989.1116 | 81.4756 | -907.6359 | 8209 | -989.1116 | 81.4756 | -907.6359 | 8209 | -1611.8578 | 813.5511 | -798.3067 | 8209 | -1611.8578 | 813.5511 | -798.3067 | 8209 | -1611.8578 | 813.5511 | -798.3067
8210 | -816.4847 | 82.868 | -733.6167 | 8210 | -816.4847 | 28.868 | -787.6167 | 8210 | -816.4847 | 28.868 | -787.6167 | 8210 | -1178.638 | 225.0462 | -953.5917 | 8210 | -1178.638 | 225.0462 | -953.5917 | 8210 | -1178.638 | 225.0462 | -953.5917 | 8210 | -1616.8373 | 772.3654 | -844.4719 | 8210 | -1616.8373 | 772.3654 | -844.4719 | 8210 | -1616.8373 | 772.3654 | -844.4719
8211 | -836.1424 | -446.8693 | -1283.0117 | 8211 | -836.1424 | -500.8693 | -1337.0117 | 8211 | -836.1424 | -500.8693 | -1337.0117 | 8211 | -951.8093 | -48.7136 | -1000.5229 | 8211 | -951.8093 | -48.7136 | -1000.5229 | 8211 | -951.8093 | -48.7136 | -1000.5229 | 8211 | -1651.4254 | 758.1446 | -893.2808 | 8211 | -1651.4254 | 758.1446 | -893.2808 | 8211 | -1651.4254 | 758.1446 | -893.2808
8212 | -766.6329 | -1009.6874 | -1776.3203 | 8212 | -766.6329 | -1009.6874 | -1776.3203 | 8212 | -766.6329 | -1009.6874 | -1776.3203 | 8212 | -645.0432 | -365.5844 | -1010.6276 | 8212 | -645.0432 | -365.5844 | -1010.6276 | 8212 | -645.0432 | -365.5844 | -1010.6276 | 8212 | -1574.8553 | 687.1659 | -887.6894 | 8212 | -1574.8553 | 687.1659 | -887.6894 | 8212 | -1574.8553 | 687.1659 | -887.6894
8213 | -628.3017 | -328.0512 | -956.3529 | 8213 | -628.3017 | -398.9031 | -1027.2048 | 8213 | -628.3017 | -398.9031 | -1027.2048 | 8213 | -753.7893 | -311.9768 | -1065.7661 | 8213 | -753.7893 | -311.9768 | -1065.7661 | 8213 | -753.7893 | -311.9768 | -1065.7661 | 8213 | -1435.7179 | 493.8691 | -941.8488 | 8213 | -1435.7179 | 493.8691 | -941.8488 | 8213 | -1435.7179 | 493.8691 | -941.8488
8214 | -338.6857 | -493.7715 | -832.4572 | 8214 | -338.6857 | -493.7715 | -832.4572 | 8214 | -338.6857 | -493.7715 | -832.4572 | 8214 | -824.5495 | -292.8023 | -1117.3517 | 8214 | -824.5495 | -292.8023 | -1117.3517 | 8214 | -824.5495 | -292.8023 | -1117.3517 | 8214 | -1526.0635 | 528.5569 | -997.5066 | 8214 | -1526.0635 | 528.5569 | -997.5066 | 8214 | -1526.0635 | 528.5569 | -997.5066
8215 | -145.1495 | -1016 | -1161.1495 | 8215 | -145.1495 | -1016 | -1161.1495 | 8215 | -145.1495 | -1016 | -1161.1495 | 8215 | -700.3313 | -440.4117 | -1140.7429 | 8215 | -700.3313 | -440.4117 | -1140.7429 | 8215 | -700.3313 | -440.4117 | -1140.7429 | 8215 | -1598.4536 | 591.7227 | -1006.731 | 8215 | -1598.4536 | 591.7227 | -1006.731 | 8215 | -1598.4536 | 591.7227 | -1006.731
8216 | 286.0794 | -1016 | -729.9206 | 8216 | 286.0794 | -1016 | -729.9206 | 8216 | 286.0794 | -1016 | -729.9206 | 8216 | -256.2552 | -705.0224 | -961.2776 | 8216 | -256.2552 | -705.0224 | -961.2776 | 8216 | -256.2552 | -705.0224 | -961.2776 | 8216 | -1372.0602 | 564.625 | -807.4352 | 8216 | -1372.0602 | 564.625 | -807.4352 | 8216 | -1372.0602 | 564.625 | -807.4352
8217 | 467.8063 | -1016 | -548.1937 | 8217 | 467.8063 | -1016 | -548.1937 | 8217 | 467.8063 | -1016 | -548.1937 | 8217 | 325.6719 | -1388.6996 | -1063.0277 | 8217 | 534.0606 | -1517.6625 | -983.6019 | 8217 | 288.9346 | -1517.6625 | -1228.7279 | 8217 | -1032.5682 | 283.8584 | -748.7098 | 8217 | -1032.5682 | 283.8584 | -748.7098 | 8217 | -1032.5682 | 283.8584 | -748.7098
8218 | 337.8776 | -1016 | -678.1224 | 8218 | 337.8776 | -1016 | -678.1224 | 8218 | 337.8776 | -1016 | -678.1224 | 8218 | 522.0033 | -1716 | -1193.9967 | 8218 | 365.2252 | -1716 | -1350.7748 | 8218 | 601.4291 | -1716 | -1114.5709 | 8218 | -1009.0404 | 133.9678 | -875.0725 | 8218 | -1009.0404 | 133.9678 | -875.0725 | 8218 | -1009.0404 | 133.9678 | -875.0725
8219 | 347.9936 | -1016 | -668.0064 | 8219 | 347.9936 | -1016 | -668.0064 | 8219 | 347.9936 | -1016 | -668.0064 | 8219 | 541.5987 | -1716 | -1174.4013 | 8219 | 346.4395 | -1716 | -1369.5605 | 8219 | 621.0245 | -1716 | -1094.9755 | 8219 | -1113.653 | 268.6699 | -844.983 | 8219 | -1113.653 | 268.6699 | -844.983 | 8219 | -1113.653 | 268.6699 | -844.983
8220 | 317.0286 | -1016 | -698.9714 | 8220 | 317.0286 | -1016 | -698.9714 | 8220 | 317.0286 | -1016 | -698.9714 | 8220 | 499.805 | -1716 | -1216.195 | 8220 | 303.3715 | -1716 | -1412.6285 | 8220 | 357.9892 | -1716 | -1358.0108 | 8220 | -897.113 | 32.6643 | -864.4487 | 8220 | -897.113 | -111.2869 | -1008.3999 | 8220 | -897.113 | -111.2869 | -1008.3999
8221 | 541.9536 | -1016 | -474.0464 | 8221 | 541.9536 | -1016 | -474.0464 | 8221 | 541.9536 | -1016 | -474.0464 | 8221 | 804.3829 | -1716 | -911.6171 | 8221 | 688.3863 | -1716 | -1027.6137 | 8221 | 764.5816 | -1716 | -951.4184 | 8221 | -903.3062 | 380.0385 | -523.2677 | 8221 | -903.3062 | 380.0385 | -523.2677 | 8221 | -903.3062 | 380.0385 | -523.2677
8222 | 780.2559 | -1016 | -235.7441 | 8222 | 780.2559 | -1016 | -235.7441 | 8222 | 780.2559 | -1016 | -235.7441 | 8222 | 1087.4721 | -1708.584 | -621.1119 | 8222 | 1174.3139 | -1716 | -541.6861 | 8222 | 1174.3139 | -1716 | -541.6861 | 8222 | -651.726 | 460.735 | -190.991 | 8222 | -651.726 | 474.9312 | -176.7949 | 8222 | -651.726 | 474.9312 | -176.7949
8223 | 799.4307 | -1016 | -216.5693 | 8223 | 799.4307 | -1016 | -216.5693 | 8223 | 799.4307 | -1016 | -216.5693 | 8223 | 1177.9352 | -1597.2615 | -419.3264 | 8223 | 1376.0994 | -1716 | -339.9006 | 8223 | 1170.7127 | -1716 | -545.2873 | 8223 | -769.3697 | 806.2403 | 36.8706 | 8223 | -769.3697 | 908.6446 | 139.275 | 8223 | -769.3697 | 908.6446 | 139.275
8224 | 856.5478 | -1016 | -159.4522 | 8224 | 856.5478 | -1016 | -159.4522 | 8224 | 856.5478 | -1016 | -159.4522 | 8224 | 1231.5821 | -1716 | -484.4179 | 8224 | 1311.0079 | -1716 | -404.9921 | 8224 | 811.0079 | -1716 | -904.9921 | 8224 | -628.1836 | 631.3301 | 3.1465 | 8224 | -628.1836 | 631.3301 | 3.1465 | 8224 | -628.1836 | 631.3301 | 3.1465
8225 | 957.4021 | -1016 | -58.5979 | 8225 | 957.4021 | -1016 | -58.5979 | 8225 | 957.4021 | -1016 | -58.5979 | 8225 | 1370.3398 | -1716 | -345.6602 | 8225 | 949.7656 | -1716 | -766.2344 | 8225 | 1179.5926 | -1716 | -536.4074 | 8225 | -286.7676 | 463.7406 | 176.9731 | 8225 | -286.7676 | 463.7406 | 176.9731 | 8225 | -286.7676 | 463.7406 | 176.9731
8226 | 1000 | -1016 | -16 | 8226 | 1000 | -1016 | -16 | 8226 | 1000 | -1016 | -16 | 8226 | 1580.0744 | -1716 | -135.9256 | 8226 | 1659.5002 | -1716 | -56.4998 | 8226 | 1659.5002 | -1716 | -56.4998 | 8226 | -177.079 | 583.5717 | 406.4927 | 8226 | -177.079 | 250.2384 | 73.1593 | 8226 | -177.079 | 250.2384 | 73.1593
8227 | 1000 | -1016 | -16 | 8227 | 1000 | -1016 | -16 | 8227 | 1000 | -1016 | -16 | 8227 | 1640.5525 | -1716 | -75.4475 | 8227 | 1627.2508 | -1716 | -88.7492 | 8227 | 1407.2508 | -1716 | -308.7492 | 8227 | 1119.9394 | -648.1807 | 471.7586 | 8227 | 1079.9394 | -1108.1807 | -28.2414 | 8227 | 859.9394 | -1077.8051 | -217.8657
8228 | 1000 | -1016 | -16 | 8228 | 1000 | -1016 | -16 | 8228 | 1000 | -1016 | -16 | 8228 | 1642.0113 | -1716 | -73.9887 | 8228 | 1221.4371 | -1716 | -494.5629 | 8228 | 1618.7564 | -1716 | -97.2436 | 8228 | 641.527 | -157.5538 | 483.9733 | 8228 | 577.71 | -1716 | -1138.29 | 8228 | 201.527 | -217.5538 | -16.0267
8229 | 1000 | -1016 | -16 | 8229 | 1000 | -1016 | -16 | 8229 | 1000 | -1016 | -16 | 8229 | 1693.1103 | -1716 | -22.8897 | 8229 | 1274.1651 | -1716 | -441.8349 | 8229 | 1687.0488 | -1716 | -28.9512 | 8229 | 999.1213 | -1716 | -716.8787 | 8229 | 972.005 | -1716 | -743.995 | 8229 | 779.1213 | -1716 | -936.8787
8230 | 932.4348 | -1016 | -83.5652 | 8230 | 432.4348 | -1016 | -583.5652 | 8230 | 432.4348 | -1016 | -583.5652 | 8230 | 1530.5891 | -1716 | -185.4109 | 8230 | 1610.0149 | -1716 | -105.9851 | 8230 | 1338.7314 | -1716 | -377.2686 | 8230 | 1103.8332 | -730.8158 | 373.0174 | 8230 | 1103.8332 | -1230.8158 | -126.9826 | 8230 | 883.8332 | -1010.8158 | -126.9826
8231 | 659.7602 | -1016 | -356.2398 | 8231 | 159.7602 | -1016 | -856.2398 | 8231 | 159.7602 | -1016 | -856.2398 | 8231 | 1569.2422 | -1716 | -146.7578 | 8231 | 1246.5715 | -1716 | -469.4285 | 8231 | 1246.5715 | -1716 | -469.4285 | 8231 | 458.1561 | -1158.5844 | -700.4283 | 8231 | 238.1561 | -1406.1393 | -1167.9832 | 8231 | 238.1561 | -1406.1393 | -1167.9832
8232 | 518.3417 | -1016 | -497.6583 | 8232 | -259.7929 | -1016 | -1275.7929 | 8232 | 364.072 | -1016 | -651.928 | 8232 | 798.9833 | -1716 | -917.0167 | 8232 | 927.086 | -1716 | -788.914 | 8232 | 1201.4655 | -1716 | -514.5345 | 8232 | -266.2392 | -364.1381 | -630.3773 | 8232 | -486.2392 | -644.1381 | -1130.3773 | 8232 | -706.2392 | -424.1381 | -1130.3773
8233 | 534.8452 | -1016 | -481.1548 | 8233 | 514.8452 | -1016 | -501.1548 | 8233 | 514.8452 | -1016 | -501.1548 | 8233 | 534.212 | -262.0474 | 272.1646 | 8233 | 1001.3283 | -1716 | -714.6717 | 8233 | 754.212 | -982.0474 | -227.8354 | 8233 | -1261.9079 | 1717 | 455.0921 | 8233 | -1081.9079 | 482.4742 | -599.4337 | 8233 | -1261.9079 | 662.4742 | -599.4337
8234 | 447.4066 | -1016 | -568.5934 | 8234 | 427.4066 | -1016 | -588.5934 | 8234 | 427.4066 | -1016 | -588.5934 | 8234 | 747.1144 | -1716 | -968.8856 | 8234 | 832.292 | -1080.9439 | -248.6518 | 8234 | 739.7658 | -988.4176 | -248.6518 | 8234 | -1378.3092 | 1717 | 338.6908 | 8234 | -1378.3092 | 806.2641 | -572.045 | 8234 | -1378.3092 | 806.2641 | -572.045
8235 | 619.4085 | -1016 | -396.5915 | 8235 | 599.4085 | -1016 | -416.5915 | 8235 | 599.4085 | -1016 | -416.5915 | 8235 | 1090.685 | -931.4483 | 159.2366 | 8235 | 897.8013 | -1431.4483 | -533.6471 | 8235 | 952.0339 | -1482.4216 | -530.3877 | 8235 | -1193.5253 | 639.8042 | -553.7211 | 8235 | -1193.5253 | 639.8042 | -553.7211 | 8235 | -1193.5253 | 639.8042 | -553.7211
8236 | 643.1212 | -1016 | -372.8788 | 8236 | 623.1212 | -1016 | -392.8788 | 8236 | 623.1212 | -1016 | -392.8788 | 8236 | 1096.5287 | -962.5999 | 133.9288 | 8236 | 876.5287 | -1462.5999 | -586.0712 | 8236 | 876.5287 | -1242.5999 | -366.0712 | 8236 | -1205.5504 | -600.3401 | -1805.8906 | 8236 | -1205.5504 | 1717 | 511.4496 | 8236 | -1205.5504 | 1717 | 511.4496
8237 | 703.3208 | -1016 | -312.6792 | 8237 | 683.3208 | -1016 | -332.6792 | 8237 | 683.3208 | -1016 | -332.6792 | 8237 | 1148.92 | -1244.5925 | -95.6725 | 8237 | 1056.5367 | -1716 | -659.4633 | 8237 | 1120.3275 | -1716 | -595.6725 | 8237 | -980.9674 | 226.9471 | -754.0203 | 8237 | -800.9674 | 46.9471 | -754.0203 | 8237 | -620.9674 | -133.0529 | -754.0203
8238 | 734.0936 | -1016 | -281.9064 | 8238 | 714.0936 | -1016 | -301.9064 | 8238 | 714.0936 | -1016 | -301.9064 | 8238 | 747.4223 | -907.4064 | -159.9841 | 8238 | 888.415 | -1716 | -827.585 | 8238 | 1056.0159 | -1716 | -659.9841 | 8238 | -317.4336 | -611.0048 | -928.4384 | 8238 | -457.4336 | -471.0048 | -928.4384 | 8238 | -237.4336 | -275.3379 | -512.7715
8239 | 752.2412 | -1016 | -263.7588 | 8239 | 752.2412 | -1016 | -263.7588 | 8239 | 752.2412 | -1016 | -263.7588 | 8239 | 1020.6753 | -1401.7592 | -381.0839 | 8239 | 1334.9161 | -1716 | -381.0839 | 8239 | 1334.9161 | -1716 | -381.0839 | 8239 | -166.3773 | -913.9924 | -1080.3697 | 8239 | -166.3773 | -913.9924 | -1080.3697 | 8239 | -166.3773 | -888.8783 | -1055.2556
8240 | 843.9154 | -1016 | -172.0846 | 8240 | 843.9154 | -1016 | -172.0846 | 8240 | 843.9154 | -1016 | -172.0846 | 8240 | 1089.4475 | -1716 | -626.5525 | 8240 | 1157.2892 | -1716 | -558.7108 | 8240 | 1309.4475 | -1716 | -406.5525 | 8240 | -3.3856 | -1131.6642 | -1135.0498 | 8240 | -223.3856 | -911.6642 | -1135.0498 | 8240 | -443.3856 | -499.8834 | -943.269
8241 | 1000 | -1016 | -16 | 8241 | 1000 | -1016 | -16 | 8241 | 1000 | -1016 | -16 | 8241 | 1481.901 | -1716 | -234.099 | 8241 | 1204.8336 | -1716 | -511.1664 | 8241 | 1132.0836 | -1716 | -583.9164 | 8241 | 488.7625 | -1610.8217 | -1122.0593 | 8241 | 48.7625 | -1504.1551 | -1455.3926 | 8241 | -171.2375 | -425.7076 | -596.9451
8242 | 1000 | -1016 | -16 | 8242 | 1000 | -1016 | -16 | 8242 | 1000 | -1016 | -16 | 8242 | 1216.5913 | -1716 | -499.4087 | 8242 | 1620.5196 | -1716 | -95.4804 | 8242 | 1436.5913 | -1716 | -279.4087 | 8242 | -14.9897 | -1164.3597 | -1179.3494 | 8242 | 25.0103 | -1288.6928 | -1263.6825 | 8242 | 25.0103 | -1179.2456 | -1154.2353
8243 | 1000 | -1016 | -16 | 8243 | 1000 | -1016 | -16 | 8243 | 1000 | -1016 | -16 | 8243 | 1268.3878 | -1716 | -447.6122 | 8243 | 1241.2714 | -1716 | -474.7286 | 8243 | 1550.6994 | -1716 | -165.3006 | 8243 | -421.2194 | -772.7386 | -1193.958 | 8243 | 211.6643 | -1380.5081 | -1168.8438 | 8243 | 184.5479 | -1353.3918 | -1168.8438
8244 | 1000 | -1016 | -16 | 8244 | 1000 | -1016 | -16 | 8244 | 1000 | -1016 | -16 | 8244 | 1344.1033 | -1716 | -371.8967 | 8244 | 1344.1033 | -1716 | -371.8967 | 8244 | 1140.6999 | -1716 | -575.3001 | 8244 | -375.7544 | -906.4741 | -1282.2285 | 8244 | 24.2456 | -1281.3599 | -1257.1144 | 8244 | -195.7544 | -1061.3599 | -1257.1144
8245 | 1000 | -1016 | -16 | 8245 | 1000 | -1016 | -16 | 8245 | 1000 | -1016 | -16 | 8245 | 1267.4108 | -1716 | -448.5892 | 8245 | 1266.8684 | -1716 | -449.1316 | 8245 | 1267.4108 | -1716 | -448.5892 | 8245 | 324.5358 | -1579.5701 | -1255.0343 | 8245 | 324.5358 | -1716 | -1391.4642 | 8245 | 544.5358 | -1716 | -1171.4642
8246 | 1000 | -1016 | -16 | 8246 | 1000 | -1016 | -16 | 8246 | 1000 | -1016 | -16 | 8246 | 1445.1286 | -1716 | -270.8714 | 8246 | 1446.8424 | -1716 | -269.1576 | 8246 | 1445.1286 | -1716 | -270.8714 | 8246 | 959.8199 | -1716 | -756.1801 | 8246 | 766.9362 | -517.626 | 249.3102 | 8246 | 986.9362 | -1707.263 | -720.3268
8247 | 1000 | -1016 | -16 | 8247 | 1000 | -1016 | -16 | 8247 | 1000 | -1016 | -16 | 8247 | 1481.5134 | -1716 | -234.4866 | 8247 | 1437.3372 | -1716 | -278.6628 | 8247 | 1481.5134 | -1716 | -234.4866 | 8247 | 657.9964 | -1380.0203 | -722.024 | 8247 | 217.9964 | -1440.0203 | -1222.024 | 8247 | 217.9964 | -940.0203 | -722.024
8248 | 1000 | -1016 | -16 | 8248 | 1000 | -1016 | -16 | 8248 | 1000 | -1016 | -16 | 8248 | 1670.5877 | -1716 | -45.4123 | 8248 | 1670.5877 | -1716 | -45.4123 | 8248 | 1672.3016 | -1716 | -43.6984 | 8248 | 342.6163 | -999.8693 | -657.2531 | 8248 | 342.6163 | -999.8693 | -657.2531 | 8248 | 342.6163 | -999.8693 | -657.2531
8249 | 1000 | -1016 | -16 | 8249 | 1000 | -1016 | -16 | 8249 | 1000 | -1016 | -16 | 8249 | 2000 | -1716 | 284 | 8249 | 2000 | -1716 | 284 | 8249 | 2000 | -1716 | 284 | 8249 | 2000 | -1716 | 284 | 8249 | 926.6862 | -1506.5147 | -579.8285 | 8249 | 926.6862 | -1506.5147 | -579.8285
8250 | 1000 | -1016 | -16 | 8250 | 1000 | -1016 | -16 | 8250 | 1000 | -1016 | -16 | 8250 | 2000 | -1716 | 284 | 8250 | 2000 | -1716 | 284 | 8250 | 2000 | -1716 | 284 | 8250 | 2000 | -925.1348 | 1074.8652 | 8250 | 2000 | -925.1348 | 1074.8652 | 8250 | 2000 | -925.1348 | 1074.8652
8251 | 1000 | -1016 | -16 | 8251 | 1000 | -1016 | -16 | 8251 | 1000 | -1016 | -16 | 8251 | 2000 | -1554.0448 | 445.9552 | 8251 | 2000 | -1554.0448 | 445.9552 | 8251 | 2000 | -1554.0448 | 445.9552 | 8251 | 2000 | -1716 | 284 | 8251 | 2000 | -1716 | 284 | 8251 | 2000 | -1716 | 284
8252 | 1000 | -1016 | -16 | 8252 | 1000 | -1016 | -16 | 8252 | 1000 | -1016 | -16 | 8252 | 2000 | -1564.4437 | 435.5563 | 8252 | 2000 | -1564.4437 | 435.5563 | 8252 | 2000 | -1564.4437 | 435.5563 | 8252 | 2000 | -1716 | 284 | 8252 | 2000 | -944.2395 | 1055.7605 | 8252 | 2000 | -1716 | 284
8253 | 1000 | -1016 | -16 | 8253 | 1000 | -1016 | -16 | 8253 | 1000 | -1016 | -16 | 8253 | 2000 | -1557.3085 | 442.6915 | 8253 | 2000 | -1557.3085 | 442.6915 | 8253 | 2000 | -1557.3085 | 442.6915 | 8253 | 2000 | -1716 | 284 | 8253 | 2000 | -943.7589 | 1056.2411 | 8253 | 2000 | -1658.4974 | 341.5026
8254 | 1000 | -1016 | -16 | 8254 | 1000 | -1016 | -16 | 8254 | 1000 | -1016 | -16 | 8254 | 2000 | -1490.347 | 509.653 | 8254 | 2000 | -1490.347 | 509.653 | 8254 | 2000 | -1490.347 | 509.653 | 8254 | 2000 | -934.7982 | 1065.2018 | 8254 | 2000 | -934.7982 | 1065.2018 | 8254 | 2000 | -934.7982 | 1065.2018
8255 | 1000 | -1016 | -16 | 8255 | 1000 | -1016 | -16 | 8255 | 1000 | -1016 | -16 | 8255 | 2000 | -1374.9757 | 625.0243 | 8255 | 2000 | -1374.9757 | 625.0243 | 8255 | 2000 | -1374.9757 | 625.0243 | 8255 | 2000 | -839.6664 | 1160.3336 | 8255 | 2000 | -839.6664 | 1160.3336 | 8255 | 2000 | -839.6664 | 1160.3336
8256 | 1000 | -1016 | -16 | 8256 | 1000 | -1016 | -16 | 8256 | 1000 | -1016 | -16 | 8256 | 2000 | -1402.2424 | 597.7576 | 8256 | 2000 | -1402.2424 | 597.7576 | 8256 | 2000 | -1402.2424 | 597.7576 | 8256 | 2000 | -857.0575 | 1142.9425 | 8256 | 2000 | -857.0575 | 1142.9425 | 8256 | 2000 | -857.0575 | 1142.9425
8257 | 1000 | -1016 | -16 | 8257 | 1000 | -1016 | -16 | 8257 | 1000 | -1016 | -16 | 8257 | 2000 | -1345.6056 | 654.3944 | 8257 | 2000 | -1345.6056 | 654.3944 | 8257 | 2000 | -1345.6056 | 654.3944 | 8257 | 2000 | -819.3523 | 1180.6477 | 8257 | 2000 | -819.3523 | 1180.6477 | 8257 | 2000 | -819.3523 | 1180.6477
8258 | 1000 | -1016 | -16 | 8258 | 1000 | -1016 | -16 | 8258 | 1000 | -1016 | -16 | 8258 | 2000 | -1315.3208 | 684.6792 | 8258 | 2000 | -1315.3208 | 684.6792 | 8258 | 2000 | -1315.3208 | 684.6792 | 8258 | 2000 | -780.9688 | 1219.0312 | 8258 | 2000 | -780.9688 | 1219.0312 | 8258 | 2000 | -780.9688 | 1219.0312
8259 | 1000 | -854.8363 | 145.1637 | 8259 | 1000 | -854.8363 | 145.1637 | 8259 | 1000 | -854.8363 | 145.1637 | 8259 | 2000 | -1284.7462 | 715.2538 | 8259 | 2000 | -1284.7462 | 715.2538 | 8259 | 2000 | -1284.7462 | 715.2538 | 8259 | 2000 | -815.8155 | 1184.1845 | 8259 | 2000 | -815.8155 | 1184.1845 | 8259 | 2000 | -815.8155 | 1184.1845
8260 | 1000 | -776.8184 | 223.1816 | 8260 | 1000 | -776.8184 | 223.1816 | 8260 | 1000 | -776.8184 | 223.1816 | 8260 | 2000 | -1338.8218 | 661.1782 | 8260 | 2000 | -1338.8218 | 661.1782 | 8260 | 2000 | -1338.8218 | 661.1782 | 8260 | 2000 | -929.1312 | 1070.8688 | 8260 | 2000 | -929.1312 | 1070.8688 | 8260 | 2000 | -929.1312 | 1070.8688
8261 | 1000 | -832.864 | 167.136 | 8261 | 1000 | -832.864 | 167.136 | 8261 | 1000 | -832.864 | 167.136 | 8261 | 2000 | -1406.4619 | 593.5381 | 8261 | 2000 | -1406.4619 | 593.5381 | 8261 | 2000 | -1406.4619 | 593.5381 | 8261 | 2000 | -967.4259 | 1032.5741 | 8261 | 2000 | -967.4259 | 1032.5741 | 8261 | 2000 | -967.4259 | 1032.5741
8262 | 1000 | -988.5212 | 11.4788 | 8262 | 1000 | -988.5212 | 11.4788 | 8262 | 1000 | -988.5212 | 11.4788 | 8262 | 2000 | -1645.2154 | 354.7846 | 8262 | 2000 | -1645.2154 | 354.7846 | 8262 | 2000 | -1645.2154 | 354.7846 | 8262 | 2000 | -1284.6418 | 715.3582 | 8262 | 2000 | -1284.6418 | 715.3582 | 8262 | 2000 | -1284.6418 | 715.3582
8263 | 1000 | -1016 | -16 | 8263 | 1000 | -1016 | -16 | 8263 | 1000 | -1016 | -16 | 8263 | 1964.5953 | -1716 | 248.5953 | 8263 | 1964.5953 | -1716 | 248.5953 | 8263 | 1964.5953 | -1716 | 248.5953 | 8263 | 2000 | -1480.0093 | 519.9907 | 8263 | 2000 | -1480.0093 | 519.9907 | 8263 | 2000 | -1480.0093 | 519.9907
8264 | 1000 | -1016 | -16 | 8264 | 1000 | -1016 | -16 | 8264 | 1000 | -1016 | -16 | 8264 | 1901.8811 | -1716 | 185.8811 | 8264 | 1901.8811 | -1716 | 185.8811 | 8264 | 1901.8811 | -1716 | 185.8811 | 8264 | 2000 | -1716 | 284 | 8264 | 2000 | -1716 | 284 | 8264 | 2000 | -1716 | 284
8265 | 1000 | -1016 | -16 | 8265 | 1000 | -1016 | -16 | 8265 | 1000 | -1016 | -16 | 8265 | 1689.493 | -1716 | -26.507 | 8265 | 1689.493 | -1716 | -26.507 | 8265 | 1689.493 | -1716 | -26.507 | 8265 | 1792.9284 | -1716 | 76.9284 | 8265 | 1907.4161 | -1716 | 191.4161 | 8265 | 1792.9284 | -1716 | 76.9284
8266 | 1000 | -1016 | -16 | 8266 | 1000 | -1016 | -16 | 8266 | 1000 | -1016 | -16 | 8266 | 1500.6811 | -1716 | -215.3189 | 8266 | 1628.8738 | -1716 | -87.1262 | 8266 | 1665.8996 | -1716 | -50.1004 | 8266 | 1550.6491 | -1716 | -165.3509 | 8266 | 1642.0498 | -1716 | -73.9502 | 8266 | 1550.6491 | -1716 | -165.3509
8267 | 1000 | -1016 | -16 | 8267 | 1000 | -1016 | -16 | 8267 | 1000 | -1016 | -16 | 8267 | 1375.5811 | -1716 | -340.4189 | 8267 | 1875.5811 | -1716 | 159.5811 | 8267 | 1375.5811 | -1716 | -340.4189 | 8267 | 1369.7327 | -1716 | -346.2673 | 8267 | 1477.3079 | -1716 | -238.6921 | 8267 | 1869.7327 | -1716 | 153.7327
8268 | 1000 | -1016 | -16 | 8268 | 1000 | -1016 | -16 | 8268 | 1000 | -1016 | -16 | 8268 | 1507.1914 | -1716 | -208.8086 | 8268 | 1732.1914 | -1716 | 16.1914 | 8268 | 1820.4982 | -1716 | 104.4982 | 8268 | 1271.116 | -1716 | -444.884 | 8268 | 1542.7957 | -1716 | -173.2043 | 8268 | 1479.7909 | -1716 | -236.2091
8269 | 1000 | -1016 | -16 | 8269 | 1000 | -1016 | -16 | 8269 | 1000 | -1016 | -16 | 8269 | 1361.9891 | -1716 | -354.0109 | 8269 | 1770.7233 | -1716 | 54.7233 | 8269 | 1770.7233 | -1716 | 54.7233 | 8269 | 1338.3709 | -1716 | -377.6291 | 8269 | 1838.3709 | -1716 | 122.3709 | 8269 | 1838.3709 | -1716 | 122.3709
8270 | 1000 | -1016 | -16 | 8270 | 1000 | -1016 | -16 | 8270 | 1000 | -1016 | -16 | 8270 | 1655.2142 | -1716 | -60.7858 | 8270 | 1718.373 | -1716 | 2.373 | 8270 | 1718.373 | -1716 | 2.373 | 8270 | 1419.869 | -1716 | -296.131 | 8270 | 1757.7165 | -1716 | 41.7165 | 8270 | 1757.7165 | -1716 | 41.7165
8271 | 1000 | -1016 | -16 | 8271 | 1000 | -687.4348 | 312.5652 | 8271 | 1000 | -691.1338 | 308.8662 | 8271 | 1330.7428 | -1716 | -385.2572 | 8271 | 1553.6728 | -1716 | -162.3272 | 8271 | 1786.7728 | -1716 | 70.7728 | 8271 | 1325.9232 | -1716 | -390.0768 | 8271 | 1930.9232 | -1716 | 214.9232 | 8271 | 1530.8729 | -1716 | -185.1271
8272 | 1000 | -866.9042 | 133.0958 | 8272 | 1000 | -663.5427 | 336.4573 | 8272 | 1000 | -665.0179 | 334.9821 | 8272 | 1454.0765 | -1716 | -261.9235 | 8272 | 1546.059 | -1716 | -169.941 | 8272 | 1546.059 | -1716 | -169.941 | 8272 | 1496.359 | -1716 | -219.641 | 8272 | 2000 | -1716 | 284 | 8272 | 1576.0063 | -1716 | -139.9937
8273 | 1000 | -691.8985 | 308.1015 | 8273 | 1000 | -494.8136 | 505.1864 | 8273 | 1000 | -494.8136 | 505.1864 | 8273 | 1089.896 | -1716 | -626.104 | 8273 | 1589.896 | -1716 | -126.104 | 8273 | 1589.896 | -1716 | -126.104 | 8273 | 1612.7357 | -1716 | -103.2643 | 8273 | 2000 | -1716 | 284 | 8273 | 1726.6379 | -1716 | 10.6379
8274 | 1000 | -933.5754 | 66.4246 | 8274 | 1000 | -736.5754 | 263.4246 | 8274 | 1000 | -933.5754 | 66.4246 | 8274 | 1282.0847 | -1716 | -433.9153 | 8274 | 1507.0847 | -1716 | -208.9153 | 8274 | 1614.6835 | -1716 | -101.3165 | 8274 | 1340.2914 | -1716 | -375.7086 | 8274 | 1624.1191 | -1716 | -91.8809 | 8274 | 1660.9548 | -1716 | -55.0452
8275 | 1000 | -858.4617 | 141.5383 | 8275 | 1000 | -502.1186 | 497.8814 | 8275 | 1000 | -502.1186 | 497.8814 | 8275 | 1193.1218 | -1716 | -522.8782 | 8275 | 1636.1448 | -1716 | -79.8552 | 8275 | 1370.9263 | -1716 | -345.0737 | 8275 | 1408.6586 | -1716 | -307.3414 | 8275 | 1599.6122 | -1716 | -116.3878 | 8275 | 1599.6122 | -1716 | -116.3878
8276 | 1000 | -961.9324 | 38.0676 | 8276 | 1000 | -816.0031 | 183.9969 | 8276 | 1000 | -816.0031 | 183.9969 | 8276 | 1102.8606 | -1716 | -613.1394 | 8276 | 1602.8606 | -1716 | -113.1394 | 8276 | 1602.8606 | -1716 | -113.1394 | 8276 | 1062.2631 | -1716 | -653.7369 | 8276 | 1412.2631 | -1716 | -303.7369 | 8276 | 1412.2631 | -1716 | -303.7369
8277 | 1000 | -899.7463 | 100.2537 | 8277 | 1000 | -655.0177 | 344.9823 | 8277 | 1000 | -828.3772 | 171.6228 | 8277 | 1160.6734 | -1716 | -555.3266 | 8277 | 1660.6734 | -1716 | -55.3266 | 8277 | 1160.6734 | -1716 | -555.3266 | 8277 | 964.5069 | -1716 | -751.4931 | 8277 | 964.5069 | -1716 | -751.4931 | 8277 | 964.5069 | -1716 | -751.4931
8278 | 875.2226 | -851.473 | 23.7497 | 8278 | 875.2226 | -851.473 | 23.7497 | 8278 | 875.2226 | -851.473 | 23.7497 | 8278 | 1234.0867 | -1716 | -481.9133 | 8278 | 1234.0867 | -1716 | -481.9133 | 8278 | 1234.0867 | -1716 | -481.9133 | 8278 | 1033.0068 | -1716 | -682.9932 | 8278 | 1033.0068 | -1716 | -682.9932 | 8278 | 1033.0068 | -1716 | -682.9932
8279 | 134.9514 | -397.0805 | -262.1291 | 8279 | 134.9514 | -397.0805 | -262.1291 | 8279 | 134.9514 | -397.0805 | -262.1291 | 8279 | 1119.2848 | -1716 | -596.7152 | 8279 | 1119.2848 | -1716 | -596.7152 | 8279 | 1119.2848 | -1716 | -596.7152 | 8279 | 1083.4921 | -1716 | -632.5079 | 8279 | 1083.4921 | -1716 | -632.5079 | 8279 | 1083.4921 | -1716 | -632.5079
8280 | 22.7543 | -575.6919 | -552.9375 | 8280 | 22.7543 | -575.6919 | -552.9375 | 8280 | 22.7543 | -575.6919 | -552.9375 | 8280 | 1141.1257 | -1716 | -574.8743 | 8280 | 1141.1257 | -1716 | -574.8743 | 8280 | 1141.1257 | -1716 | -574.8743 | 8280 | 1127.6359 | -1716 | -588.3641 | 8280 | 1127.6359 | -1716 | -588.3641 | 8280 | 1127.6359 | -1716 | -588.3641
8281 | 258.2426 | -840.9646 | -582.722 | 8281 | 258.2426 | -840.9646 | -582.722 | 8281 | 258.2426 | -840.9646 | -582.722 | 8281 | 1121.0563 | -1716 | -594.9437 | 8281 | 1121.0563 | -1716 | -594.9437 | 8281 | 1121.0563 | -1716 | -594.9437 | 8281 | 1118.7493 | -1716 | -597.2507 | 8281 | 1118.7493 | -1716 | -597.2507 | 8281 | 1118.7493 | -1716 | -597.2507
8282 | 204.0248 | -804.9704 | -600.9456 | 8282 | 204.0248 | -804.9704 | -600.9456 | 8282 | 204.0248 | -804.9704 | -600.9456 | 8282 | 1095.0047 | -1716 | -620.9953 | 8282 | 1095.0047 | -1716 | -620.9953 | 8282 | 1095.0047 | -1716 | -620.9953 | 8282 | 1085.6675 | -1716 | -630.3325 | 8282 | 1085.6675 | -1716 | -630.3325 | 8282 | 1085.6675 | -1716 | -630.3325
8283 | 136.732 | -752.0476 | -615.3156 | 8283 | 136.732 | -752.0476 | -615.3156 | 8283 | 136.732 | -752.0476 | -615.3156 | 8283 | 1072.3407 | -1716 | -643.6593 | 8283 | 1072.3407 | -1716 | -643.6593 | 8283 | 1072.3407 | -1716 | -643.6593 | 8283 | 1055.2842 | -1716 | -660.7158 | 8283 | 1055.2842 | -1716 | -660.7158 | 8283 | 1055.2842 | -1716 | -660.7158
8284 | 4.3957 | -695.5471 | -691.1514 | 8284 | 4.3957 | -695.5471 | -691.1514 | 8284 | 4.3957 | -695.5471 | -691.1514 | 8284 | 992.3189 | -1716 | -723.6811 | 8284 | 992.3189 | -1716 | -723.6811 | 8284 | 992.3189 | -1716 | -723.6811 | 8284 | 973.5788 | -1716 | -742.4212 | 8284 | 973.5788 | -1716 | -742.4212 | 8284 | 973.5788 | -1716 | -742.4212
8285 | -83.9649 | -659.3124 | -743.2773 | 8285 | -83.9649 | -659.3124 | -743.2773 | 8285 | -83.9649 | -659.3124 | -743.2773 | 8285 | 939.4915 | -1716 | -776.5085 | 8285 | 939.4915 | -1716 | -776.5085 | 8285 | 939.4915 | -1716 | -776.5085 | 8285 | 921.3506 | -1716 | -794.6494 | 8285 | 921.3506 | -1716 | -794.6494 | 8285 | 921.3506 | -1716 | -794.6494
8286 | 143.1579 | -946.4004 | -803.2425 | 8286 | 143.1579 | -946.4004 | -803.2425 | 8286 | 143.1579 | -946.4004 | -803.2425 | 8286 | 872.175 | -1716 | -843.825 | 8286 | 872.175 | -1716 | -843.825 | 8286 | 872.175 | -1716 | -843.825 | 8286 | 847.8359 | -1716 | -868.1641 | 8286 | 847.8359 | -1716 | -868.1641 | 8286 | 847.8359 | -1716 | -868.1641
8287 | 170.2161 | -1007.4269 | -837.2108 | 8287 | 170.2161 | -1007.4269 | -837.2108 | 8287 | 170.2161 | -1007.4269 | -837.2108 | 8287 | 821.8653 | -1716 | -894.1347 | 8287 | 821.8653 | -1716 | -894.1347 | 8287 | 821.8653 | -1716 | -894.1347 | 8287 | 781.3906 | -1716 | -934.6094 | 8287 | 781.3906 | -1716 | -934.6094 | 8287 | 781.3906 | -1716 | -934.6094
8288 | 111.2387 | -1016 | -904.7613 | 8288 | 111.2387 | -1016 | -904.7613 | 8288 | 111.2387 | -1016 | -904.7613 | 8288 | 741.5178 | -1716 | -974.4822 | 8288 | 741.5178 | -1716 | -974.4822 | 8288 | 741.5178 | -1716 | -974.4822 | 8288 | 691.0527 | -1716 | -1024.9473 | 8288 | 691.0527 | -1716 | -1024.9473 | 8288 | 691.0527 | -1716 | -1024.9473
8289 | 240.8396 | -1016 | -775.1604 | 8289 | 240.8396 | -1016 | -775.1604 | 8289 | 240.8396 | -1016 | -775.1604 | 8289 | 732.6739 | -1716 | -983.3261 | 8289 | 732.6739 | -1716 | -983.3261 | 8289 | 732.6739 | -1716 | -983.3261 | 8289 | 696.127 | -1716 | -1019.873 | 8289 | 696.127 | -1716 | -1019.873 | 8289 | 696.127 | -1716 | -1019.873
8290 | 46.3676 | -967.4967 | -921.1291 | 8290 | 46.3676 | -967.4967 | -921.1291 | 8290 | 46.3676 | -967.4967 | -921.1291 | 8290 | 767.6248 | -1716 | -948.3752 | 8290 | 767.6248 | -1716 | -948.3752 | 8290 | 767.6248 | -1716 | -948.3752 | 8290 | 763.8909 | -1716 | -952.1091 | 8290 | 763.8909 | -1716 | -952.1091 | 8290 | 763.8909 | -1716 | -952.1091
8291 | -134.4541 | -802.0337 | -936.4878 | 8291 | -134.4541 | -802.0337 | -936.4878 | 8291 | -134.4541 | -802.0337 | -936.4878 | 8291 | 789.8747 | -1716 | -926.1253 | 8291 | 789.8747 | -1716 | -926.1253 | 8291 | 789.8747 | -1716 | -926.1253 | 8291 | 825.5523 | -1716 | -890.4477 | 8291 | 825.5523 | -1716 | -890.4477 | 8291 | 825.5523 | -1716 | -890.4477
8292 | -294.2423 | -662.9337 | -957.176 | 8292 | -294.2423 | -662.9337 | -957.176 | 8292 | -294.2423 | -662.9337 | -957.176 | 8292 | 780.7926 | -1716 | -935.2074 | 8292 | 780.7926 | -1716 | -935.2074 | 8292 | 780.7926 | -1716 | -935.2074 | 8292 | 826.5032 | -1716 | -889.4968 | 8292 | 826.5032 | -1716 | -889.4968 | 8292 | 826.5032 | -1716 | -889.4968
8293 | -281.8906 | -501.6871 | -783.5777 | 8293 | -281.8906 | -501.6871 | -783.5777 | 8293 | -281.8906 | -501.6871 | -783.5777 | 8293 | 806.0123 | -1716 | -909.9877 | 8293 | 806.0123 | -1716 | -909.9877 | 8293 | 806.0123 | -1716 | -909.9877 | 8293 | 850.3231 | -1716 | -865.6769 | 8293 | 850.3231 | -1716 | -865.6769 | 8293 | 850.3231 | -1716 | -865.6769
8294 | 111.2781 | -603.4609 | -492.1829 | 8294 | 111.2781 | -603.4609 | -492.1829 | 8294 | 111.2781 | -603.4609 | -492.1829 | 8294 | 642.8177 | -1561.3265 | -918.5089 | 8294 | 642.8177 | -1561.3265 | -918.5089 | 8294 | 642.8177 | -1561.3265 | -918.5089 | 8294 | 839.484 | -1716 | -876.516 | 8294 | 839.484 | -1716 | -876.516 | 8294 | 839.484 | -1716 | -876.516
8295 | 369.8937 | -644.7072 | -274.8135 | 8295 | 1000 | -453.91 | 546.09 | 8295 | 1000 | -613.6329 | 386.3671 | 8295 | 842.8578 | -1716 | -873.1422 | 8295 | 842.8578 | -1716 | -873.1422 | 8295 | 842.8578 | -1716 | -873.1422 | 8295 | 714.8845 | -1716 | -1001.1155 | 8295 | 714.8845 | -1716 | -1001.1155 | 8295 | 714.8845 | -1716 | -1001.1155
8296 | 1000 | -977.3556 | 22.6444 | 8296 | 1000 | -786.8019 | 213.1981 | 8296 | 1000 | -781.8307 | 218.1693 | 8296 | 835.6713 | -1716 | -880.3287 | 8296 | 1335.6713 | -1716 | -380.3287 | 8296 | 835.6713 | -1716 | -880.3287 | 8296 | 687.8304 | -1716 | -1028.1696 | 8296 | 687.8304 | -1716 | -1028.1696 | 8296 | 687.8304 | -1716 | -1028.1696
8297 | 1000 | -1016 | -16 | 8297 | 1000 | -1016 | -16 | 8297 | 1000 | -1016 | -16 | 8297 | 1173.7627 | -1716 | -542.2373 | 8297 | 901.7431 | -1716 | -814.2569 | 8297 | 1334.0205 | -1716 | -381.9795 | 8297 | 667.5515 | -1716 | -1048.4485 | 8297 | 667.5515 | -1716 | -1048.4485 | 8297 | 671.7511 | -1716 | -1044.2489
8298 | 1000 | -1016 | -16 | 8298 | 1000 | -1016 | -16 | 8298 | 1000 | -1016 | -16 | 8298 | 942.882 | -1716 | -773.118 | 8298 | 1164.7701 | -1716 | -551.2299 | 8298 | 832.4927 | -1716 | -883.5073 | 8298 | 660.1996 | -1716 | -1055.8004 | 8298 | 660.1996 | -1716 | -1055.8004 | 8298 | 660.1996 | -1716 | -1055.8004
8299 | 1000 | -1016 | -16 | 8299 | 1000 | -1016 | -16 | 8299 | 1000 | -1016 | -16 | 8299 | 870.5635 | -1716 | -845.4365 | 8299 | 870.5635 | -1716 | -845.4365 | 8299 | 1370.5635 | -1716 | -345.4365 | 8299 | 702.3865 | -1716 | -1013.6135 | 8299 | 702.3865 | -1716 | -1013.6135 | 8299 | 702.3865 | -1716 | -1013.6135
8300 | 1000 | -1016 | -16 | 8300 | 1000 | -1016 | -16 | 8300 | 1000 | -1016 | -16 | 8300 | 942.9554 | -1716 | -773.0446 | 8300 | 1393.5999 | -1716 | -322.4001 | 8300 | 942.9554 | -1716 | -773.0446 | 8300 | 791.0296 | -1716 | -924.9704 | 8300 | 791.0296 | -1716 | -924.9704 | 8300 | 791.0296 | -1716 | -924.9704
8301 | 917.7506 | -1016 | -98.2494 | 8301 | 1000 | -1016 | -16 | 8301 | 1000 | -1016 | -16 | 8301 | 1021.7268 | -1716 | -694.2732 | 8301 | 1021.7268 | -1716 | -694.2732 | 8301 | 1110.9882 | -1716 | -605.0118 | 8301 | 892.6629 | -1716 | -823.3371 | 8301 | 892.6629 | -1716 | -823.3371 | 8301 | 892.6629 | -1716 | -823.3371
8302 | 678.8263 | -1016 | -337.1737 | 8302 | 678.8263 | -1016 | -337.1737 | 8302 | 678.8263 | -1016 | -337.1737 | 8302 | 958.5095 | -1716 | -757.4905 | 8302 | 958.5095 | -1716 | -757.4905 | 8302 | 958.5095 | -1716 | -757.4905 | 8302 | 1003.9781 | -1716 | -712.0219 | 8302 | 1003.9781 | -1716 | -712.0219 | 8302 | 1003.9781 | -1716 | -712.0219
8303 | 583.7613 | -1016 | -432.2387 | 8303 | 583.7613 | -1016 | -432.2387 | 8303 | 583.7613 | -1016 | -432.2387 | 8303 | 1035.9468 | -1716 | -680.0532 | 8303 | 1035.9468 | -1716 | -680.0532 | 8303 | 1035.9468 | -1716 | -680.0532 | 8303 | 1102.712 | -1716 | -613.288 | 8303 | 1102.712 | -1716 | -613.288 | 8303 | 1102.712 | -1716 | -613.288
8304 | 500.3233 | -1016 | -515.6767 | 8304 | 500.3233 | -1016 | -515.6767 | 8304 | 500.3233 | -1016 | -515.6767 | 8304 | 1110.7542 | -1716 | -605.2458 | 8304 | 1110.7542 | -1716 | -605.2458 | 8304 | 1110.7542 | -1716 | -605.2458 | 8304 | 1184.1865 | -1716 | -531.8135 | 8304 | 1184.1865 | -1716 | -531.8135 | 8304 | 1184.1865 | -1716 | -531.8135
8305 | 585.565 | -1016 | -430.435 | 8305 | 585.565 | -1016 | -430.435 | 8305 | 585.565 | -1016 | -430.435 | 8305 | 1190.5862 | -1716 | -525.4138 | 8305 | 1190.5862 | -1716 | -525.4138 | 8305 | 1190.5862 | -1716 | -525.4138 | 8305 | 1255.7763 | -1716 | -460.2237 | 8305 | 1255.7763 | -1716 | -460.2237 | 8305 | 1255.7763 | -1716 | -460.2237
8306 | 539.5298 | -1016 | -476.4702 | 8306 | 539.5298 | -1016 | -476.4702 | 8306 | 539.5298 | -1016 | -476.4702 | 8306 | 1180.4285 | -1716 | -535.5715 | 8306 | 1180.4285 | -1716 | -535.5715 | 8306 | 1180.4285 | -1716 | -535.5715 | 8306 | 1238.406 | -1716 | -477.594 | 8306 | 1238.406 | -1716 | -477.594 | 8306 | 1238.406 | -1716 | -477.594
8307 | 522.4665 | -1016 | -493.5335 | 8307 | 522.4665 | -1016 | -493.5335 | 8307 | 522.4665 | -1016 | -493.5335 | 8307 | 1122.3552 | -1716 | -593.6448 | 8307 | 1122.3552 | -1716 | -593.6448 | 8307 | 1122.3552 | -1716 | -593.6448 | 8307 | 1184.5211 | -1716 | -531.4789 | 8307 | 1184.5211 | -1716 | -531.4789 | 8307 | 1184.5211 | -1716 | -531.4789
8308 | 501.8238 | -1016 | -514.1762 | 8308 | 501.8238 | -1016 | -514.1762 | 8308 | 501.8238 | -1016 | -514.1762 | 8308 | 1092.7228 | -1716 | -623.2772 | 8308 | 1092.7228 | -1716 | -623.2772 | 8308 | 1092.7228 | -1716 | -623.2772 | 8308 | 1145.8486 | -1716 | -570.1514 | 8308 | 1145.8486 | -1716 | -570.1514 | 8308 | 1145.8486 | -1716 | -570.1514
8309 | 755.4423 | -1016 | -260.5577 | 8309 | 755.4423 | -1016 | -260.5577 | 8309 | 755.4423 | -1016 | -260.5577 | 8309 | 1025.0903 | -1716 | -690.9097 | 8309 | 1025.0903 | -1716 | -690.9097 | 8309 | 1025.0903 | -1716 | -690.9097 | 8309 | 1056.5148 | -1716 | -659.4852 | 8309 | 1056.5148 | -1716 | -659.4852 | 8309 | 1056.5148 | -1716 | -659.4852
8310 | 1000 | -1016 | -16 | 8310 | 1000 | -1016 | -16 | 8310 | 1000 | -1016 | -16 | 8310 | 1034.7616 | -1716 | -681.2384 | 8310 | 1034.7616 | -1716 | -681.2384 | 8310 | 1034.7616 | -1716 | -681.2384 | 8310 | 897.6321 | -1716 | -818.3679 | 8310 | 1078.5535 | -1716 | -637.4465 | 8310 | 897.6321 | -1716 | -818.3679
8311 | 971.5895 | -1016 | -44.4105 | 8311 | 1000 | -1016 | -16 | 8311 | 1000 | -1016 | -16 | 8311 | 892.142 | -1716 | -823.858 | 8311 | 892.142 | -1716 | -823.858 | 8311 | 892.142 | -1716 | -823.858 | 8311 | 755.2334 | -1716 | -960.7666 | 8311 | 755.2334 | -1716 | -960.7666 | 8311 | 857.1808 | -1716 | -858.8192
8312 | 795.5829 | -1016 | -220.4171 | 8312 | 1000 | -1016 | -16 | 8312 | 1000 | -1016 | -16 | 8312 | 925.9245 | -1716 | -790.0755 | 8312 | 925.9245 | -1716 | -790.0755 | 8312 | 925.9245 | -1716 | -790.0755 | 8312 | 823.6524 | -1716 | -892.3476 | 8312 | 823.6524 | -1716 | -892.3476 | 8312 | 823.6524 | -1716 | -892.3476
8313 | 901.1022 | -1016 | -114.8978 | 8313 | 956.1942 | -1016 | -59.8058 | 8313 | 956.1942 | -1016 | -59.8058 | 8313 | 961.3793 | -1716 | -754.6207 | 8313 | 961.3793 | -1716 | -754.6207 | 8313 | 961.3793 | -1716 | -754.6207 | 8313 | 1020.7424 | -1716 | -695.2576 | 8313 | 1020.7424 | -1716 | -695.2576 | 8313 | 1020.7424 | -1716 | -695.2576
8314 | 935.4398 | -1016 | -80.5602 | 8314 | 935.4398 | -1016 | -80.5602 | 8314 | 935.4398 | -1016 | -80.5602 | 8314 | 1152.8082 | -1716 | -563.1918 | 8314 | 1152.8082 | -1716 | -563.1918 | 8314 | 1152.8082 | -1716 | -563.1918 | 8314 | 1141.1802 | -1716 | -574.8198 | 8314 | 1141.1802 | -1716 | -574.8198 | 8314 | 1141.1802 | -1716 | -574.8198
8315 | 961.0696 | -1016 | -54.9304 | 8315 | 961.0696 | -1016 | -54.9304 | 8315 | 961.0696 | -1016 | -54.9304 | 8315 | 1275.4381 | -1716 | -440.5619 | 8315 | 1275.4381 | -1716 | -440.5619 | 8315 | 1275.4381 | -1716 | -440.5619 | 8315 | 1309.9151 | -1716 | -406.0849 | 8315 | 1309.9151 | -1716 | -406.0849 | 8315 | 1309.9151 | -1716 | -406.0849
8316 | 1000 | -1016 | -16 | 8316 | 1000 | -1016 | -16 | 8316 | 1000 | -1016 | -16 | 8316 | 1246.1497 | -1716 | -469.8503 | 8316 | 1246.1497 | -1716 | -469.8503 | 8316 | 1246.1497 | -1716 | -469.8503 | 8316 | 1314.8255 | -1716 | -401.1745 | 8316 | 1314.8255 | -1716 | -401.1745 | 8316 | 1314.8255 | -1716 | -401.1745
8317 | 1000 | -1016 | -16 | 8317 | 1000 | -1016 | -16 | 8317 | 1000 | -1016 | -16 | 8317 | 1206.2952 | -1716 | -509.7048 | 8317 | 1206.2952 | -1716 | -509.7048 | 8317 | 1206.2952 | -1716 | -509.7048 | 8317 | 1292.5994 | -1716 | -423.4006 | 8317 | 1292.5994 | -1716 | -423.4006 | 8317 | 1292.5994 | -1716 | -423.4006
8318 | 1000 | -1016 | -16 | 8318 | 1000 | -1016 | -16 | 8318 | 1000 | -1016 | -16 | 8318 | 1289.5557 | -1716 | -426.4443 | 8318 | 1289.5557 | -1716 | -426.4443 | 8318 | 1289.5557 | -1716 | -426.4443 | 8318 | 1380.2414 | -1716 | -335.7586 | 8318 | 1380.2414 | -1716 | -335.7586 | 8318 | 1380.2414 | -1716 | -335.7586
8319 | 1000 | -1016 | -16 | 8319 | 1000 | -1016 | -16 | 8319 | 1000 | -1016 | -16 | 8319 | 1383.1424 | -1716 | -332.8576 | 8319 | 1383.1424 | -1716 | -332.8576 | 8319 | 1383.1424 | -1716 | -332.8576 | 8319 | 1499.6076 | -1716 | -216.3924 | 8319 | 1499.6076 | -1716 | -216.3924 | 8319 | 1499.6076 | -1716 | -216.3924
8320 | 1000 | -1016 | -16 | 8320 | 1000 | -1016 | -16 | 8320 | 1000 | -1016 | -16 | 8320 | 1345.2209 | -1716 | -370.7791 | 8320 | 1345.2209 | -1716 | -370.7791 | 8320 | 1345.2209 | -1716 | -370.7791 | 8320 | 1603.8741 | -1716 | -112.1259 | 8320 | 2000 | -1716 | 284 | 8320 | 1603.8741 | -1716 | -112.1259
8321 | 1000 | -1016 | -16 | 8321 | 1000 | -1016 | -16 | 8321 | 1000 | -1016 | -16 | 8321 | 1413.7716 | -1716 | -302.2284 | 8321 | 1413.7716 | -1716 | -302.2284 | 8321 | 1413.7716 | -1716 | -302.2284 | 8321 | 1685.2854 | -1716 | -30.7146 | 8321 | 1685.2854 | -1716 | -30.7146 | 8321 | 1841.6183 | -1716 | 125.6183
8322 | 1000 | -1016 | -16 | 8322 | 1000 | -1016 | -16 | 8322 | 1000 | -1016 | -16 | 8322 | 1489.4198 | -1716 | -226.5802 | 8322 | 1489.4198 | -1716 | -226.5802 | 8322 | 1489.4198 | -1716 | -226.5802 | 8322 | 1663.3609 | -1716 | -52.6391 | 8322 | 1901.1703 | -1716 | 185.1703 | 8322 | 2000 | -1716 | 284
8323 | 1000 | -1016 | -16 | 8323 | 1000 | -1016 | -16 | 8323 | 1000 | -1016 | -16 | 8323 | 1463.2621 | -1716 | -252.7379 | 8323 | 1463.2621 | -1716 | -252.7379 | 8323 | 1463.2621 | -1716 | -252.7379 | 8323 | 1759.8282 | -1716 | 43.8282 | 8323 | 1759.8282 | -1716 | 43.8282 | 8323 | 1852.0342 | -1716 | 136.0342
8324 | 1000 | -1016 | -16 | 8324 | 1000 | -1016 | -16 | 8324 | 1000 | -1016 | -16 | 8324 | 1627.651 | -1716 | -88.349 | 8324 | 1627.651 | -1716 | -88.349 | 8324 | 1627.651 | -1716 | -88.349 | 8324 | 1960.0174 | -1716 | 244.0174 | 8324 | 1960.0174 | -1716 | 244.0174 | 8324 | 1960.0174 | -1716 | 244.0174
8325 | 1000 | -1016 | -16 | 8325 | 1000 | -1016 | -16 | 8325 | 1000 | -1016 | -16 | 8325 | 1755.1398 | -1716 | 39.1398 | 8325 | 1755.1398 | -1716 | 39.1398 | 8325 | 1755.1398 | -1716 | 39.1398 | 8325 | 2000 | -1716 | 284 | 8325 | 2000 | -1716 | 284 | 8325 | 2000 | -1716 | 284
8326 | 1000 | -1016 | -16 | 8326 | 1000 | -1016 | -16 | 8326 | 1000 | -1016 | -16 | 8326 | 1993.4554 | -1716 | 277.4554 | 8326 | 1993.4554 | -1716 | 277.4554 | 8326 | 1993.4554 | -1716 | 277.4554 | 8326 | 2000 | -1659.7628 | 340.2372 | 8326 | 2000 | -1716 | 284 | 8326 | 2000 | -1716 | 284
8327 | 1000 | -1016 | -16 | 8327 | 1000 | -1016 | -16 | 8327 | 1000 | -1016 | -16 | 8327 | 2000 | -1716 | 284 | 8327 | 2000 | -1716 | 284 | 8327 | 2000 | -1716 | 284 | 8327 | 2000 | -1430.0467 | 569.9533 | 8327 | 2000 | -1716 | 284 | 8327 | 2000 | -1716 | 284
8328 | 1000 | -1016 | -16 | 8328 | 1000 | -1016 | -16 | 8328 | 1000 | -1016 | -16 | 8328 | 2000 | -1716 | 284 | 8328 | 2000 | -1716 | 284 | 8328 | 2000 | -1716 | 284 | 8328 | 2000 | -1079.8119 | 920.1881 | 8328 | 2000 | -1579.8119 | 420.1881 | 8328 | 2000 | -1579.8119 | 420.1881
8329 | 1000 | -1016 | -16 | 8329 | 1000 | -1016 | -16 | 8329 | 1000 | -1016 | -16 | 8329 | 2000 | -1716 | 284 | 8329 | 2000 | -1716 | 284 | 8329 | 2000 | -1716 | 284 | 8329 | 2000 | -1363.0479 | 636.9521 | 8329 | 2000 | -1716 | 284 | 8329 | 2000 | -1468.3715 | 531.6285
8330 | 1000 | -1016 | -16 | 8330 | 1000 | -1016 | -16 | 8330 | 1000 | -1016 | -16 | 8330 | 2000 | -1716 | 284 | 8330 | 2000 | -1716 | 284 | 8330 | 2000 | -1716 | 284 | 8330 | 2000 | -1716 | 284 | 8330 | 2000 | -1716 | 284 | 8330 | 2000 | -1522.5532 | 477.4468
8331 | 1000 | -1016 | -16 | 8331 | 1000 | -1016 | -16 | 8331 | 1000 | -1016 | -16 | 8331 | 2000 | -1716 | 284 | 8331 | 2000 | -1716 | 284 | 8331 | 2000 | -1716 | 284 | 8331 | 2000 | -1716 | 284 | 8331 | 2000 | -1716 | 284 | 8331 | 2000 | -1242.9042 | 757.0958
8332 | 1000 | -1016 | -16 | 8332 | 1000 | -1016 | -16 | 8332 | 1000 | -1016 | -16 | 8332 | 2000 | -1716 | 284 | 8332 | 2000 | -1716 | 284 | 8332 | 2000 | -1716 | 284 | 8332 | 2000 | -739.1028 | 1260.8972 | 8332 | 2000 | -1572.6615 | 427.3385 | 8332 | 2000 | -1239.1028 | 760.8972
8333 | 1000 | -1016 | -16 | 8333 | 1000 | -1016 | -16 | 8333 | 1000 | -1016 | -16 | 8333 | 2000 | -1716 | 284 | 8333 | 2000 | -1716 | 284 | 8333 | 2000 | -1716 | 284 | 8333 | 2000 | -761.1321 | 1238.8679 | 8333 | 2000 | -1261.1321 | 738.8679 | 8333 | 2000 | -1261.1321 | 738.8679
8334 | 1000 | -1016 | -16 | 8334 | 1000 | -1016 | -16 | 8334 | 1000 | -1016 | -16 | 8334 | 2000 | -1403.0323 | 596.9677 | 8334 | 2000 | -1716 | 284 | 8334 | 2000 | -1716 | 284 | 8334 | 2000 | -717.8882 | 1282.1118 | 8334 | 2000 | -1217.8882 | 782.1118 | 8334 | 2000 | -1217.8882 | 782.1118
8335 | 1000 | -727.7394 | 272.2606 | 8335 | 1000 | -727.7394 | 272.2606 | 8335 | 1000 | -727.7394 | 272.2606 | 8335 | 2000 | -1157.5853 | 842.4147 | 8335 | 2000 | -1716 | 284 | 8335 | 2000 | -1701.6518 | 298.3482 | 8335 | 2000 | -619.3648 | 1380.6352 | 8335 | 2000 | -890.9077 | 1109.0923 | 8335 | 2000 | -918.0419 | 1081.9581
8336 | 1000 | -538.3053 | 461.6947 | 8336 | 1000 | -538.3053 | 461.6947 | 8336 | 1000 | -538.3053 | 461.6947 | 8336 | 2000 | -1097.3861 | 902.6139 | 8336 | 1453.1583 | -1716 | -262.8417 | 8336 | 2000 | -1597.3861 | 402.6139 | 8336 | 1222.7893 | 160.0005 | 1382.7897 | 8336 | 846.8527 | 535.937 | 1382.7897 | 8336 | 1222.7893 | 160.0005 | 1382.7897
8337 | 1000 | -221.4692 | 778.5308 | 8337 | 1000 | -221.4692 | 778.5308 | 8337 | 1000 | -221.4692 | 778.5308 | 8337 | 1893.6044 | -634.2915 | 1259.3128 | 8337 | 1143.3816 | -634.2915 | 509.09 | 8337 | 1393.6044 | -634.2915 | 759.3128 | 8337 | 938.4724 | 753.9167 | 1692.3891 | 8337 | 871.471 | 820.9181 | 1692.3891 | 8337 | 938.4724 | 753.9167 | 1692.3891
8338 | 1000 | -290.9868 | 709.0132 | 8338 | 1000 | -290.9868 | 709.0132 | 8338 | 1000 | -290.9868 | 709.0132 | 8338 | 919.4829 | 252.2808 | 1171.7637 | 8338 | 884.802 | 252.2808 | 1137.0828 | 8338 | 884.802 | 252.2808 | 1137.0828 | 8338 | 1038.9687 | 552.4897 | 1591.4584 | 8338 | 1011.8346 | 451.7954 | 1463.63 | 8338 | 1038.9687 | 451.7954 | 1490.7641
8339 | 1000 | -355.2515 | 644.7485 | 8339 | 1000 | -355.2515 | 644.7485 | 8339 | 1000 | -355.2515 | 644.7485 | 8339 | 765.2383 | 312.291 | 1077.5292 | 8339 | 765.2383 | 312.291 | 1077.5292 | 8339 | 765.2383 | 312.291 | 1077.5292 | 8339 | 728.2735 | 779.9136 | 1508.187 | 8339 | 105.0108 | 1363.4634 | 1468.4741 | 8339 | 364.1008 | 1104.3733 | 1468.4741
8340 | 459.9846 | 172.8817 | 632.8662 | 8340 | 459.9846 | 172.8817 | 632.8662 | 8340 | 459.9846 | 172.8817 | 632.8662 | 8340 | 787.5289 | -82.6825 | 704.8464 | 8340 | 787.5289 | -19.319 | 768.2099 | 8340 | 787.5289 | -19.319 | 768.2099 | 8340 | -262.0939 | 1463.8409 | 1201.747 | 8340 | -262.0939 | 1463.8409 | 1201.747 | 8340 | -262.0939 | 1463.8409 | 1201.747
8341 | 436.3063 | -92.5145 | 343.7918 | 8341 | 436.3063 | -92.5145 | 343.7918 | 8341 | 436.3063 | -92.5145 | 343.7918 | 8341 | 727.5266 | -222.69 | 504.8366 | 8341 | 1023.0209 | -168.1843 | 854.8366 | 8341 | 1023.0209 | -168.1843 | 854.8366 | 8341 | -544.1454 | 1341.95 | 797.8046 | 8341 | -305.2303 | 1603.0349 | 1297.8046 | 8341 | -241.9089 | 1539.7135 | 1297.8046
8342 | 178.2999 | -4.7068 | 173.5931 | 8342 | 178.2999 | -4.7068 | 173.5931 | 8342 | 178.2999 | -4.7068 | 173.5931 | 8342 | 503.9018 | -408.0672 | 95.8347 | 8342 | 811.7308 | -228.0462 | 583.6847 | 8342 | 820.1279 | -224.2932 | 595.8347 | 8342 | -915.9569 | 1249.9145 | 333.9575 | 8342 | -676.9569 | 1510.9145 | 833.9575 | 8342 | -600.9569 | 1434.9145 | 833.9575
8343 | 39.2343 | -43.1008 | -3.8665 | 8343 | 39.2343 | -43.1008 | -3.8665 | 8343 | 39.2343 | -43.1008 | -3.8665 | 8343 | 639.4045 | -378.7939 | 260.6106 | 8343 | 639.4045 | -343.7847 | 295.6198 | 8343 | 639.4045 | -257.5836 | 381.8209 | 8343 | -1012.2348 | 1204.9337 | 192.6989 | 8343 | -773.2348 | 1465.9337 | 692.6989 | 8343 | -697.2348 | 1389.9337 | 692.6989
8344 | -3.8118 | 34.9339 | 31.1221 | 8344 | -3.8118 | 34.9339 | 31.1221 | 8344 | -3.8118 | 34.9339 | 31.1221 | 8344 | 77.1072 | -89.607 | -12.4998 | 8344 | 576.1853 | -88.1319 | 488.0534 | 8344 | 608.6903 | -91.5431 | 517.1472 | 8344 | -1212.5462 | 1453.238 | 240.6918 | 8344 | -910.8076 | 1717 | 806.1924 | 8344 | -910.1105 | 1650.8023 | 740.6918
8345 | 220.9443 | 51.7541 | 272.6984 | 8345 | 220.9443 | 51.7541 | 272.6984 | 8345 | 220.9443 | 51.7541 | 272.6984 | 8345 | 1107.9578 | 5.671 | 1113.6288 | 8345 | 638.2452 | 5.473 | 643.7182 | 8345 | 636.9801 | 4.915 | 641.8952 | 8345 | -812.0287 | 1636.5879 | 824.5592 | 8345 | -468.826 | 1717 | 1248.174 | 8345 | -794.0744 | 1717 | 922.9256
8346 | 607.3713 | 227.7221 | 835.0934 | 8346 | 607.3713 | 60.432 | 667.8033 | 8346 | 607.3713 | 60.432 | 667.8033 | 8346 | 449.8382 | -79.6369 | 370.2013 | 8346 | 1522.4943 | -791.6144 | 730.8799 | 8346 | 824.7548 | 105.0609 | 929.8157 | 8346 | -18.8839 | 1648.7715 | 1629.8876 | 8346 | 52.1946 | 1717 | 1769.1946 | 8346 | -429.1968 | 1677.4757 | 1248.2789
8347 | 1000 | 150.2963 | 1150.2963 | 8347 | 725.1396 | 55.6671 | 780.8067 | 8347 | 1000 | -219.1933 | 780.8067 | 8347 | 1699.3977 | -411.9704 | 1287.4273 | 8347 | 1831.7196 | -196.3126 | 1635.4071 | 8347 | 1429.2517 | -196.3975 | 1232.8542 | 8347 | 371.59 | 1132.0575 | 1503.6475 | 8347 | 290.7017 | 1393.0575 | 1683.7593 | 8347 | 290.7017 | 1244.152 | 1534.8537
8348 | 876.3113 | -875.652 | 0.65929 | 8348 | 876.3113 | -875.652 | 0.65929 | 8348 | 876.3113 | -875.652 | 0.65929 | 8348 | 1923.366 | -1716 | 207.366 | 8348 | 1923.366 | -1716 | 207.366 | 8348 | 1923.366 | -1716 | 207.366 | 8348 | 1420.2292 | -913.8671 | 506.362 | 8348 | 1420.2292 | -913.8671 | 506.362 | 8348 | 1420.2292 | -913.8671 | 506.362
8349 | 990.4044 | -1016 | -25.5956 | 8349 | 990.4044 | -1016 | -25.5956 | 8349 | 990.4044 | -1016 | -25.5956 | 8349 | 1995.488 | -1716 | 279.488 | 8349 | 2000 | -1716 | 284 | 8349 | 2000 | -1716 | 284 | 8349 | 2000 | -1621.304 | 378.696 | 8349 | 2000 | -1621.304 | 378.696 | 8349 | 2000 | -1621.304 | 378.696
8350 | 1000 | -1016 | -16 | 8350 | 1000 | -1016 | -16 | 8350 | 1000 | -1016 | -16 | 8350 | 1852.1029 | -1716 | 136.1029 | 8350 | 2000 | -1716 | 284 | 8350 | 2000 | -1716 | 284 | 8350 | 2000 | -1622.5454 | 377.4546 | 8350 | 2000 | -1622.5454 | 377.4546 | 8350 | 2000 | -1622.5454 | 377.4546
8351 | 928.8516 | -1016 | -87.1484 | 8351 | 928.8516 | -1016 | -87.1484 | 8351 | 928.8516 | -1016 | -87.1484 | 8351 | 1925.6445 | -1716 | 209.6445 | 8351 | 1982.6319 | -1716 | 266.6319 | 8351 | 1982.6319 | -1716 | 266.6319 | 8351 | 1536.5191 | -1086.9125 | 449.6067 | 8351 | 1536.5191 | -1086.9125 | 449.6067 | 8351 | 1536.5191 | -1086.9125 | 449.6067
8352 | 880.2552 | -1016 | -135.7448 | 8352 | 880.2552 | -1016 | -135.7448 | 8352 | 880.2552 | -1016 | -135.7448 | 8352 | 1805.8751 | -1716 | 89.8751 | 8352 | 1805.8751 | -1716 | 89.8751 | 8352 | 1805.8751 | -1716 | 89.8751 | 8352 | 933.6637 | -565.548 | 368.1157 | 8352 | 933.6637 | -565.548 | 368.1157 | 8352 | 933.6637 | -565.548 | 368.1157
8353 | 927.8732 | -1016 | -88.1268 | 8353 | 927.8732 | -1016 | -88.1268 | 8353 | 927.8732 | -1016 | -88.1268 | 8353 | 1629.0751 | -1650.9381 | -21.863 | 8353 | 1629.0751 | -1650.9381 | -21.863 | 8353 | 1629.0751 | -1650.9381 | -21.863 | 8353 | 499.8516 | -114.5373 | 385.3144 | 8353 | 499.8516 | -114.5373 | 385.3144 | 8353 | 499.8516 | -114.5373 | 385.3144
8354 | 786.7569 | -1016 | -229.2431 | 8354 | 786.7569 | -1016 | -229.2431 | 8354 | 786.7569 | -1016 | -229.2431 | 8354 | 1454.0571 | -1477.6078 | -23.5507 | 8354 | 1454.0571 | -1477.6078 | -23.5507 | 8354 | 1454.0571 | -1477.6078 | -23.5507 | 8354 | 293.8023 | 79.0821 | 372.8844 | 8354 | 293.8023 | 79.0821 | 372.8844 | 8354 | 293.8023 | 79.0821 | 372.8844
8355 | 716.4735 | -1016 | -299.5265 | 8355 | 716.4735 | -1016 | -299.5265 | 8355 | 716.4735 | -1016 | -299.5265 | 8355 | 1452.2541 | -1524.0862 | -71.8321 | 8355 | 1452.2541 | -1524.0862 | -71.8321 | 8355 | 1452.2541 | -1524.0862 | -71.8321 | 8355 | 346.4204 | 2.5802 | 349.0006 | 8355 | 346.4204 | 2.5802 | 349.0006 | 8355 | 346.4204 | 2.5802 | 349.0006
8356 | 825.8813 | -1016 | -190.1187 | 8356 | 825.8813 | -1016 | -190.1187 | 8356 | 825.8813 | -1016 | -190.1187 | 8356 | 1742.5857 | -1658.7919 | 83.7939 | 8356 | 1742.5857 | -1658.7919 | 83.7939 | 8356 | 1742.5857 | -1658.7919 | 83.7939 | 8356 | 691.5112 | -145.1568 | 546.3544 | 8356 | 691.5112 | -145.1568 | 546.3544 | 8356 | 691.5112 | -145.1568 | 546.3544
8357 | 873.0641 | -1016 | -142.9359 | 8357 | 873.0641 | -1016 | -142.9359 | 8357 | 873.0641 | -1016 | -142.9359 | 8357 | 1489.1711 | -1489.0252 | 0.14593 | 8357 | 1489.1711 | -1489.0252 | 0.14593 | 8357 | 1489.1711 | -1489.0252 | 0.14593 | 8357 | 431.556 | 51.8496 | 483.4056 | 8357 | 431.556 | -121.4569 | 310.0991 | 8357 | 431.556 | -121.4569 | 310.0991
8358 | 748.0375 | -1016 | -267.9625 | 8358 | 748.0375 | -1016 | -267.9625 | 8358 | 748.0375 | -1016 | -267.9625 | 8358 | 1097.2812 | -1230.0453 | -132.7641 | 8358 | 1097.2812 | -1230.0453 | -132.7641 | 8358 | 1097.2812 | -1230.0453 | -132.7641 | 8358 | -25.5019 | 370.0709 | 344.5689 | 8358 | -25.5019 | -155.0433 | -180.5452 | 8358 | -25.5019 | -155.0433 | -180.5452
8359 | 765.9309 | -1016 | -250.0691 | 8359 | 765.9309 | -1016 | -250.0691 | 8359 | 765.9309 | -1016 | -250.0691 | 8359 | 978.1988 | -1096.6276 | -118.4289 | 8359 | 978.1988 | -1096.6276 | -118.4289 | 8359 | 978.1988 | -1096.6276 | -118.4289 | 8359 | -221.3641 | 574.4271 | 353.063 | 8359 | -221.3641 | 49.3129 | -172.0512 | 8359 | -1.3641 | -170.6871 | -172.0512
8360 | 447.6816 | -1016 | -568.3184 | 8360 | 427.6816 | -1016 | -588.3184 | 8360 | 427.6816 | -1016 | -588.3184 | 8360 | 92.5388 | -17.747 | 74.7918 | 8360 | 92.5388 | -17.747 | 74.7918 | 8360 | 92.5388 | -17.747 | 74.7918 | 8360 | -994.0907 | 1603.7577 | 609.667 | 8360 | -1214.0907 | 1298.6436 | 84.5529 | 8360 | -1214.0907 | 1298.6436 | 84.5529
8361 | 324.6541 | -590.3764 | -265.7223 | 8361 | 324.6541 | -590.3764 | -265.7223 | 8361 | 324.6541 | -590.3764 | -265.7223 | 8361 | -114.2141 | 666.3553 | 552.1412 | 8361 | -114.2141 | 666.3553 | 552.1412 | 8361 | -114.2141 | 666.3553 | 552.1412 | 8361 | -1229.4933 | 1717 | 487.5067 | 8361 | -1250.5689 | 1717 | 466.4311 | 8361 | -1090.6457 | 1717 | 626.3543
8362 | 516.3686 | -626.8545 | -110.4859 | 8362 | 516.3686 | -626.8545 | -110.4859 | 8362 | 516.3686 | -626.8545 | -110.4859 | 8362 | 62.6875 | 679.3969 | 742.0844 | 8362 | 62.6875 | 679.3969 | 742.0844 | 8362 | 62.6875 | 679.3969 | 742.0844 | 8362 | -868.4803 | 1717 | 848.5197 | 8362 | -1088.4803 | 1717 | 628.5197 | 8362 | -1308.4803 | 1717 | 408.5197
8363 | 279.5738 | -418.2776 | -138.7037 | 8363 | 279.5738 | -418.2776 | -138.7037 | 8363 | 279.5738 | -418.2776 | -138.7037 | 8363 | -184.9408 | 875.1224 | 690.1816 | 8363 | -184.9408 | 875.1224 | 690.1816 | 8363 | -184.9408 | 875.1224 | 690.1816 | 8363 | -906.9421 | 1717 | 810.0579 | 8363 | -1346.9421 | 1717 | 370.0579 | 8363 | -1206.9421 | 1717 | 510.0579
8364 | 202.8231 | -583.0596 | -380.2365 | 8364 | 202.8231 | -583.0596 | -380.2365 | 8364 | 202.8231 | -583.0596 | -380.2365 | 8364 | -292.4141 | 726.1278 | 433.7137 | 8364 | -292.4141 | 726.1278 | 433.7137 | 8364 | -292.4141 | 726.1278 | 433.7137 | 8364 | -1265.1379 | 1717 | 451.8621 | 8364 | -1485.1379 | 1717 | 231.8621 | 8364 | -1208.2327 | 1717 | 508.7673
8365 | -47.5825 | -448.5679 | -496.1504 | 8365 | -47.5825 | -448.5679 | -496.1504 | 8365 | -47.5825 | -448.5679 | -496.1504 | 8365 | -576.3234 | 876.9508 | 300.6273 | 8365 | -576.3234 | 876.9508 | 300.6273 | 8365 | -576.3234 | 876.9508 | 300.6273 | 8365 | -1802.551 | 1717 | -85.551 | 8365 | -1802.551 | 1717 | -85.551 | 8365 | -1582.551 | 1717 | 134.449
8366 | -330.1734 | -178.5576 | -508.731 | 8366 | -330.1734 | -178.5576 | -508.731 | 8366 | -330.1734 | -178.5576 | -508.731 | 8366 | -923.7079 | 1210.6094 | 286.9015 | 8366 | -923.7079 | 1210.6094 | 286.9015 | 8366 | -923.7079 | 1210.6094 | 286.9015 | 8366 | -1881.8583 | 1717 | -164.8583 | 8366 | -1774.7291 | 1717 | -57.7291 | 8366 | -1881.8583 | 1717 | -164.8583
8367 | -351.9678 | -170.611 | -522.5789 | 8367 | -351.9678 | -170.611 | -522.5789 | 8367 | -351.9678 | -170.611 | -522.5789 | 8367 | -933.2626 | 716.6032 | -216.6595 | 8367 | -933.2626 | 716.6032 | -216.6595 | 8367 | -933.2626 | 716.6032 | -216.6595 | 8367 | -1934.1956 | 1717 | -217.1956 | 8367 | -1934.1956 | 781.5174 | -1152.6782 | 8367 | -1934.1956 | 781.5174 | -1152.6782
8368 | -371.7554 | -4.7042 | -376.4596 | 8368 | -371.7554 | -4.7042 | -376.4596 | 8368 | -371.7554 | -4.7042 | -376.4596 | 8368 | -964.426 | 898.2695 | -66.1564 | 8368 | -964.426 | 898.2695 | -66.1564 | 8368 | -964.426 | 898.2695 | -66.1564 | 8368 | -1841.8484 | 698.2349 | -1143.6135 | 8368 | -1841.8484 | 1717 | -124.8484 | 8368 | -1841.8484 | 1717 | -124.8484
8369 | -479.174 | 208.5327 | -270.6412 | 8369 | -479.174 | 208.5327 | -270.6412 | 8369 | -479.174 | 208.5327 | -270.6412 | 8369 | -1065.1355 | 1102.0638 | 36.9283 | 8369 | -1065.1355 | 1102.0638 | 36.9283 | 8369 | -1065.1355 | 1102.0638 | 36.9283 | 8369 | -1808.9546 | 1717 | -91.9546 | 8369 | -1808.9546 | 692.1511 | -1116.8035 | 8369 | -1808.9546 | 692.1511 | -1116.8035
8370 | -460.8616 | 291.0746 | -169.7869 | 8370 | -460.8616 | 291.0746 | -169.7869 | 8370 | -460.8616 | 291.0746 | -169.7869 | 8370 | -1049.9757 | 1182.2711 | 132.2954 | 8370 | -1049.9757 | 1182.2711 | 132.2954 | 8370 | -1049.9757 | 1182.2711 | 132.2954 | 8370 | -1860.0831 | 1717 | -143.0831 | 8370 | -1860.0831 | 1717 | -143.0831 | 8370 | -1860.0831 | 1717 | -143.0831
8371 | -293.6395 | 260.764 | -32.8755 | 8371 | -293.6395 | 260.764 | -32.8755 | 8371 | -293.6395 | 260.764 | -32.8755 | 8371 | -858.0639 | -601.5558 | -1459.6197 | 8371 | -858.0639 | -601.5558 | -1459.6197 | 8371 | -198.0639 | -1261.5558 | -1459.6197 | 8371 | -1747.75 | 747.864 | -999.8861 | 8371 | -1747.75 | 747.864 | -999.8861 | 8371 | -1747.75 | 747.864 | -999.8861
8372 | -279.5905 | 277.9401 | -1.6504 | 8372 | -67.2555 | 65.6051 | -1.6504 | 8372 | -67.2555 | 65.6051 | -1.6504 | 8372 | -829.7989 | -567.2191 | -1397.0181 | 8372 | -829.7989 | -1227.2191 | -2057.0181 | 8372 | -169.7989 | -1227.2191 | -1397.0181 | 8372 | -1786.713 | 841.8571 | -944.8558 | 8372 | -1786.713 | 841.8571 | -944.8558 | 8372 | -1681.494 | 736.6382 | -944.8558
8373 | -306.3635 | 34.9482 | -271.4153 | 8373 | -306.3635 | 34.9482 | -271.4153 | 8373 | -306.3635 | 34.9482 | -271.4153 | 8373 | -645.225 | -698.2732 | -1343.4982 | 8373 | 14.775 | -1138.2732 | -1123.4982 | 8373 | -65.225 | -1278.2732 | -1343.4982 | 8373 | -1672.5492 | 1717 | 44.4508 | 8373 | -1672.5492 | 764.5602 | -907.989 | 8373 | -1672.5492 | 764.5602 | -907.989
8374 | -442.9173 | 48.4445 | -394.4728 | 8374 | -442.9173 | 48.4445 | -394.4728 | 8374 | -442.9173 | 48.4445 | -394.4728 | 8374 | -138.5614 | -1120.7402 | -1259.3016 | 8374 | -138.5614 | -860.7402 | -999.3016 | 8374 | -798.5614 | -460.7402 | -1259.3016 | 8374 | -1751.8547 | 1717 | -34.8547 | 8374 | -1751.8547 | 1717 | -34.8547 | 8374 | -1751.8547 | 1717 | -34.8547
8375 | -682.5732 | 260.0807 | -422.4924 | 8375 | -682.5732 | 260.0807 | -422.4924 | 8375 | -682.5732 | 260.0807 | -422.4924 | 8375 | -290.8146 | -903.0603 | -1193.8749 | 8375 | -290.8146 | -134.595 | -425.4097 | 8375 | -659.2798 | -534.595 | -1193.8749 | 8375 | -1723.9426 | 1717 | -6.9426 | 8375 | -1723.9426 | 962.4043 | -761.5383 | 8375 | -1723.9426 | 962.4043 | -761.5383
8376 | -898.3785 | 459.9494 | -438.4291 | 8376 | -898.3785 | 459.9494 | -438.4291 | 8376 | -898.3785 | 459.9494 | -438.4291 | 8376 | -699.6941 | 502.3101 | -197.384 | 8376 | -699.6941 | 542.2969 | -157.3972 | 8376 | -959.6941 | 762.3101 | -197.384 | 8376 | -1698.5231 | 1717 | 18.4769 | 8376 | -1698.5231 | 1717 | 18.4769 | 8376 | -1698.5231 | 1717 | 18.4769
8377 | -935.2145 | 435.5178 | -499.6967 | 8377 | -935.2145 | 435.5178 | -499.6967 | 8377 | -935.2145 | 435.5178 | -499.6967 | 8377 | -978.6538 | 761.2143 | -217.4395 | 8377 | -978.6538 | 701.2143 | -277.4395 | 8377 | -1494.0989 | 943.3261 | -550.7728 | 8377 | -1736.6698 | 1110.7278 | -625.942 | 8377 | -1736.6698 | 1717 | -19.6698 | 8377 | -1736.6698 | 1717 | -19.6698
8378 | -976.0413 | 572.0367 | -404.0046 | 8378 | -976.0413 | 572.0367 | -404.0046 | 8378 | -976.0413 | 572.0367 | -404.0046 | 8378 | -1187.656 | 1162.8442 | -24.8117 | 8378 | -1187.656 | 922.8442 | -264.8117 | 8378 | -1187.656 | 662.8442 | -524.8117 | 8378 | -1799.9979 | 1349.4125 | -450.5855 | 8378 | -1799.9979 | 849.4125 | -950.5855 | 8378 | -1799.9979 | 1349.4125 | -450.5855
8379 | -1000 | 701.6816 | -298.3184 | 8379 | -1000 | 701.6816 | -298.3184 | 8379 | -1000 | 701.6816 | -298.3184 | 8379 | -1525.351 | 1717 | 191.649 | 8379 | -1483.291 | 1234.94 | -248.351 | 8379 | -1616.1415 | 1307.7905 | -308.351 | 8379 | -1893.8273 | 1717 | -176.8273 | 8379 | -1893.8273 | 1717 | -176.8273 | 8379 | -1893.8273 | 1717 | -176.8273
8380 | -914.7764 | 1003.1461 | 88.3696 | 8380 | -1000 | 488.0484 | -511.9516 | 8380 | -946.0289 | 534.3985 | -411.6304 | 8380 | -1737.8946 | 870.0462 | -867.8484 | 8380 | -1737.8946 | 1717 | -20.8946 | 8380 | -1737.8946 | 1717 | -20.8946 | 8380 | -1877.4173 | 1717 | -160.4173 | 8380 | -1877.4173 | 1717 | -160.4173 | 8380 | -2000 | 1339.5827 | -660.4173
8381 | -783.5617 | 1017 | 233.4383 | 8381 | -970.5829 | 437.5253 | -533.0576 | 8381 | -993.6601 | 681.2401 | -312.42 | 8381 | -1664.5404 | 643.8585 | -1020.6819 | 8381 | -1664.5404 | 143.8585 | -1520.6819 | 8381 | -1664.5404 | 143.8585 | -1520.6819 | 8381 | -1942.6321 | 1717 | -225.6321 | 8381 | -1942.6321 | 1717 | -225.6321 | 8381 | -1942.6321 | 1717 | -225.6321
8382 | -837.1943 | 1017 | 179.8057 | 8382 | -897.9822 | 735.3649 | -162.6173 | 8382 | -1000 | 735.3649 | -264.6351 | 8382 | -1720.7943 | 1717 | -3.7943 | 8382 | -1720.7943 | 1717 | -3.7943 | 8382 | -1720.7943 | -186.984 | -1907.7783 | 8382 | -1992.2777 | 1411.9411 | -580.3366 | 8382 | -1992.2777 | 911.9411 | -1080.3366 | 8382 | -1992.2777 | 1411.9411 | -580.3366
8383 | -972.6943 | 901.9308 | -70.7635 | 8383 | -972.6943 | 901.9308 | -70.7635 | 8383 | -972.6943 | 901.9308 | -70.7635 | 8383 | -1564.2499 | 1717 | 152.7501 | 8383 | -1564.2499 | 1496.0634 | -68.1864 | 8383 | -1344.2499 | 1220.5079 | -123.742 | 8383 | -2000 | 1717 | -283 | 8383 | -2000 | 684.4767 | -1315.5233 | 8383 | -2000 | 1184.4767 | -815.5233
8384 | -208.2597 | 221.8609 | 13.6012 | 8384 | -208.2597 | 221.8609 | 13.6012 | 8384 | -208.2597 | 221.8609 | 13.6012 | 8384 | -718.2503 | 1197.011 | 478.7607 | 8384 | -718.2503 | 1197.011 | 478.7607 | 8384 | -718.2503 | 1197.011 | 478.7607 | 8384 | -1940.2106 | 1717 | -223.2106 | 8384 | -1940.2106 | 1717 | -223.2106 | 8384 | -1940.2106 | 1717 | -223.2106
8385 | -43.4566 | 354.7584 | 311.3017 | 8385 | -43.4566 | 354.7584 | 311.3017 | 8385 | -43.4566 | 354.7584 | 311.3017 | 8385 | -539.9246 | 1353.1969 | 813.2723 | 8385 | -539.9246 | 1353.1969 | 813.2723 | 8385 | -539.9246 | 1353.1969 | 813.2723 | 8385 | -1993.1591 | 1338.9317 | -654.2275 | 8385 | -1777.8793 | 1717 | -60.8793 | 8385 | -1777.8793 | 1717 | -60.8793
8386 | -135.096 | 737.1118 | 602.0158 | 8386 | -135.096 | 737.1118 | 602.0158 | 8386 | -135.096 | 737.1118 | 602.0158 | 8386 | -683.4555 | 1717 | 1033.5445 | 8386 | -683.4555 | 1717 | 1033.5445 | 8386 | -683.4555 | 1717 | 1033.5445 | 8386 | -2000 | 1717 | -283 | 8386 | -2000 | 1717 | -283 | 8386 | -2000 | 1717 | -283
8387 | 170.5969 | 507.9406 | 678.5375 | 8387 | 170.5969 | 507.9406 | 678.5375 | 8387 | 170.5969 | 507.9406 | 678.5375 | 8387 | -384.9495 | 1599.561 | 1214.6114 | 8387 | -384.9495 | 1599.561 | 1214.6114 | 8387 | -384.9495 | 1599.561 | 1214.6114 | 8387 | -1901.9826 | 1521.9428 | -380.0398 | 8387 | -1901.9826 | 1717 | -184.9826 | 8387 | -1901.9826 | 1717 | -184.9826
8388 | 483.5499 | -36.6937 | 446.8562 | 8388 | 483.5499 | -36.6937 | 446.8562 | 8388 | 483.5499 | -36.6937 | 446.8562 | 8388 | -57.3065 | 1012.0404 | 954.7339 | 8388 | -57.3065 | 1012.0404 | 954.7339 | 8388 | -57.3065 | 1012.0404 | 954.7339 | 8388 | -1559.6494 | 1717 | 157.3506 | 8388 | -1559.6494 | 727.8356 | -831.8138 | 8388 | -1559.6494 | 1061.1689 | -498.4805
8389 | 220.7156 | 50.7517 | 271.4673 | 8389 | 386.9231 | -115.4558 | 271.4673 | 8389 | 250.4046 | 21.0627 | 271.4673 | 8389 | -386.0772 | -881.6124 | -1267.6896 | 8389 | -386.0772 | -881.6124 | -1267.6896 | 8389 | -166.0772 | -1101.6124 | -1267.6896 | 8389 | -1900.5641 | 1274.6674 | -625.8967 | 8389 | -1900.5641 | 774.6674 | -1125.8967 | 8389 | -1900.5641 | 1274.6674 | -625.8967
8390 | 32.333 | 12.7058 | 45.0388 | 8390 | 32.333 | 12.7058 | 45.0388 | 8390 | 32.333 | 12.7058 | 45.0388 | 8390 | -537.6705 | -795.7846 | -1333.4551 | 8390 | -537.6705 | -1629.118 | -2166.7885 | 8390 | -537.6705 | -795.7846 | -1333.4551 | 8390 | -2000 | 1717 | -283 | 8390 | -2000 | 1717 | -283 | 8390 | -2000 | 1717 | -283
8391 | 152.0599 | -302.5128 | -150.4529 | 8391 | 372.0599 | -522.5128 | -150.4529 | 8391 | 246.1825 | -396.6354 | -150.4529 | 8391 | -648.6638 | -711.0039 | -1359.6677 | 8391 | -648.6638 | -711.0039 | -1359.6677 | 8391 | -648.6638 | -711.0039 | -1359.6677 | 8391 | -2000 | 1281.509 | -718.491 | 8391 | -2000 | 1281.509 | -718.491 | 8391 | -2000 | 1281.509 | -718.491
8392 | 344.299 | -487.5008 | -143.2018 | 8392 | 93.8938 | -625.1057 | -531.2119 | 8392 | -18.0961 | -625.1057 | -643.2018 | 8392 | -671.1606 | -676.0307 | -1347.1913 | 8392 | -671.1606 | -676.0307 | -1347.1913 | 8392 | -671.1606 | -676.0307 | -1347.1913 | 8392 | -1954.3807 | 1243.8651 | -710.5156 | 8392 | -1954.3807 | 743.8651 | -1210.5156 | 8392 | -1954.3807 | 1243.8651 | -710.5156
8393 | 102.3858 | 94.791 | 197.1768 | 8393 | 102.3858 | -8.1094 | 94.2765 | 8393 | 205.2862 | -8.1094 | 197.1768 | 8393 | -394.9517 | -935.2312 | -1330.1829 | 8393 | -437.0116 | -893.1713 | -1330.1829 | 8393 | -437.0116 | -893.1713 | -1330.1829 | 8393 | -1937.8957 | 1717 | -220.8957 | 8393 | -1937.8957 | 1230.8378 | -707.0579 | 8393 | -1717.8957 | 1010.8378 | -707.0579
8394 | 222.7249 | -18.7532 | 203.9717 | 8394 | 222.7249 | -18.7532 | 203.9717 | 8394 | 222.7249 | -18.7532 | 203.9717 | 8394 | 148.6147 | 538.3707 | 686.9854 | 8394 | -291.3853 | 978.3707 | 686.9854 | 8394 | -291.3853 | 978.3707 | 686.9854 | 8394 | -1766.9821 | 1088.5919 | -678.3902 | 8394 | -1766.9821 | 1717 | -49.9821 | 8394 | -1766.9821 | 1717 | -49.9821
8395 | 244.8726 | 101.4308 | 346.3034 | 8395 | 244.8726 | 101.4308 | 346.3034 | 8395 | 244.8726 | 101.4308 | 346.3034 | 8395 | -275.6885 | 1113.1417 | 837.4531 | 8395 | -275.6885 | 1113.1417 | 837.4531 | 8395 | -275.6885 | 1113.1417 | 837.4531 | 8395 | -1757.7363 | 1122.8461 | -634.8902 | 8395 | -1757.7363 | 1122.8461 | -634.8902 | 8395 | -1757.7363 | 1122.8461 | -634.8902
8396 | 319.8544 | -33.6422 | 286.2123 | 8396 | 493.2144 | -207.0021 | 286.2123 | 8396 | 387.3259 | -172.575 | 214.7509 | 8396 | -210.3198 | -972.4232 | -1182.743 | 8396 | -210.3198 | -972.4232 | -1182.743 | 8396 | -210.3198 | -972.4232 | -1182.743 | 8396 | -1701.9806 | 1717 | 15.0194 | 8396 | -1701.9806 | 328.0447 | -1373.9359 | 8396 | -1701.9806 | 1141.5339 | -560.4467
8397 | 403.123 | -105.5419 | 297.5811 | 8397 | 403.123 | -105.5419 | 297.5811 | 8397 | 403.123 | -105.5419 | 297.5811 | 8397 | -110.0555 | -323.2436 | -433.2991 | 8397 | -110.0555 | -984.1979 | -1094.2534 | 8397 | -110.0555 | -984.1979 | -1094.2534 | 8397 | -1584.7206 | -107.2628 | -1691.9834 | 8397 | -1584.7206 | 1717 | 132.2794 | 8397 | -1584.7206 | 1717 | 132.2794
8398 | 581.8145 | -71.4862 | 510.3283 | 8398 | 619.7881 | -609.4597 | 10.3283 | 8398 | 802.3568 | -609.4597 | 192.8971 | 8398 | -158.4009 | -844.7944 | -1003.1953 | 8398 | -158.4009 | -844.7944 | -1003.1953 | 8398 | -158.4009 | -844.7944 | -1003.1953 | 8398 | -1640.103 | 1267.8465 | -372.2565 | 8398 | -1640.103 | 1717 | 76.897 | 8398 | -1640.103 | 1717 | 76.897
8399 | 906.2764 | -1016 | -109.7236 | 8399 | 981.1871 | -1016 | -34.8129 | 8399 | 1000 | -979.0232 | 20.9768 | 8399 | -217.6192 | -724.8467 | -942.4659 | 8399 | -437.6192 | -504.8467 | -942.4659 | 8399 | -437.6192 | -504.8467 | -942.4659 | 8399 | -1482.2972 | 1717 | 234.7028 | 8399 | -1482.2972 | 1717 | 234.7028 | 8399 | -1722.5183 | 932.1069 | -790.4114
8400 | 833.0055 | -1016 | -182.9945 | 8400 | 531.6566 | -1016 | -484.3434 | 8400 | 778.7729 | -1016 | -237.2271 | 8400 | -686.0064 | -206.0231 | -892.0295 | 8400 | -686.0064 | -206.0231 | -892.0295 | 8400 | -686.0064 | -206.0231 | -892.0295 | 8400 | -1771.9912 | 1717 | -54.9912 | 8400 | -1408.588 | 1717 | 308.412 | 8400 | -1771.9912 | 1717 | -54.9912
8401 | 621.6999 | -1016 | -394.3001 | 8401 | 621.6999 | -1016 | -394.3001 | 8401 | 621.6999 | -1016 | -394.3001 | 8401 | 39.3537 | -919.3656 | -880.0119 | 8401 | 38.9271 | -1419.3656 | -1380.4385 | 8401 | 120.7026 | -1500.7146 | -1380.0119 | 8401 | -1395.8712 | 1717 | 321.1288 | 8401 | -1395.8712 | 1717 | 321.1288 | 8401 | -1395.8712 | 1717 | 321.1288
8402 | 271.5372 | -791.9582 | -520.421 | 8402 | 271.5372 | -1016 | -744.4628 | 8402 | 271.5372 | -880.7879 | -609.2507 | 8402 | -345.0291 | -553.8249 | -898.854 | 8402 | -385.0291 | -613.8249 | -998.854 | 8402 | -485.755 | -913.099 | -1398.854 | 8402 | -1442.6099 | 1717 | 274.3901 | 8402 | -1906.0316 | 1419.4676 | -486.564 | 8402 | -1442.6099 | 1717 | 274.3901
8403 | 480.8468 | -903.0988 | -422.2519 | 8403 | 306.5045 | -1016 | -709.4955 | 8403 | 307.0468 | -1016 | -708.9532 | 8403 | -419.0942 | -539.1304 | -958.2246 | 8403 | -419.0942 | -599.1304 | -1018.2246 | 8403 | -459.0942 | -534.899 | -993.9932 | 8403 | -1565.8783 | 1717 | 151.1217 | 8403 | -2000 | 1126.0075 | -873.9925 | 8403 | -2000 | 1626.0075 | -373.9925
8404 | 270.4486 | -415.0065 | -144.558 | 8404 | 270.4486 | -1016 | -745.5514 | 8404 | 270.4486 | -915.0065 | -644.558 | 8404 | -329.5163 | -687.0891 | -1016.6054 | 8404 | -690.7845 | -967.0891 | -1657.8736 | 8404 | -742.4 | -774.2054 | -1516.6054 | 8404 | -2000 | 1539.8052 | -460.1948 | 8404 | -2000 | 1717 | -283 | 8404 | -2000 | 1717 | -283
8405 | 645.8657 | -623.1457 | 22.72 | 8405 | 614.5184 | -1016 | -401.4816 | 8405 | 645.8657 | -1016 | -370.1343 | 8405 | 79.832 | -854.6871 | -774.8551 | 8405 | -360.168 | -1716 | -2076.168 | 8405 | -140.168 | -968.9087 | -1109.0768 | 8405 | -2000 | 1462.3854 | -537.6146 | 8405 | -2000 | 1717 | -283 | 8405 | -2000 | 1717 | -283
8406 | 1000 | -1001.6504 | -1.6504 | 8406 | 1000 | -1016 | -16 | 8406 | 1000 | -1016 | -16 | 8406 | 507.4621 | -82.4383 | 425.0239 | 8406 | -74.4291 | 94.453 | 20.0239 | 8406 | 145.5709 | -269.9368 | -124.3659 | 8406 | -1798.4552 | 1717 | -81.4552 | 8406 | -1770.7966 | 1717 | -53.7966 | 8406 | -1797.9129 | 1717 | -80.9129
8407 | 918.9711 | -827.3295 | 91.6417 | 8407 | 738.9711 | -1016 | -277.0289 | 8407 | 626.2955 | -1016 | -389.7045 | 8407 | 431.4405 | -208.5037 | 222.9368 | 8407 | 171.4405 | -268.5037 | -97.0632 | 8407 | -228.5595 | -48.5037 | -277.0632 | 8407 | -1497.5767 | 1717 | 219.4233 | 8407 | -1730.4604 | 1717 | -13.4604 | 8407 | -1937.5767 | 1717 | -220.5767
8408 | 94.6882 | 143.0675 | 237.7558 | 8408 | 306.5778 | -297.9992 | 8.5786 | 8408 | 387.3638 | -179.9992 | 207.3646 | 8408 | -231.9564 | 494.0933 | 262.1369 | 8408 | -39.0727 | 293.6036 | 254.5309 | 8408 | -40.681 | 293.4814 | 252.8003 | 8408 | -1684.7013 | 1717 | 32.2987 | 8408 | -1902.3103 | 1717 | -185.3103 | 8408 | -1929.4266 | 1717 | -212.4266
8409 | 468.7075 | -190.5082 | 278.1994 | 8409 | 468.7075 | -190.5082 | 278.1994 | 8409 | 468.7075 | -190.5082 | 278.1994 | 8409 | -61.4149 | 805.9356 | 744.5207 | 8409 | -61.4149 | 805.9356 | 744.5207 | 8409 | -61.4149 | 805.9356 | 744.5207 | 8409 | -1289.024 | 1717 | 427.976 | 8409 | -1509.024 | 1717 | 207.976 | 8409 | -1509.024 | 1717 | 207.976
8410 | 668.7504 | -413.5504 | 255.2 | 8410 | 668.7504 | -413.5504 | 255.2 | 8410 | 668.7504 | -413.5504 | 255.2 | 8410 | 141.4119 | 539.7051 | 681.1169 | 8410 | 141.4119 | 539.7051 | 681.1169 | 8410 | 141.4119 | 539.7051 | 681.1169 | 8410 | -949.3714 | 1717 | 767.6286 | 8410 | -1303.4133 | 1717 | 413.5867 | 8410 | -1303.4133 | 1717 | 413.5867
8411 | 521.3592 | -274.8341 | 246.525 | 8411 | 521.3592 | -274.8341 | 246.525 | 8411 | 521.3592 | -274.8341 | 246.525 | 8411 | -12.2132 | 656.9953 | 644.782 | 8411 | -12.2132 | 656.9953 | 644.782 | 8411 | -12.2132 | 656.9953 | 644.782 | 8411 | -1463.2723 | 1717 | 253.7277 | 8411 | -1463.2723 | 1717 | 253.7277 | 8411 | -1436.1559 | 1717 | 280.8441
8412 | 375.1672 | -237.8375 | 137.3297 | 8412 | 375.1672 | -237.8375 | 137.3297 | 8412 | 375.1672 | -237.8375 | 137.3297 | 8412 | -144.8538 | 663.8392 | 518.9853 | 8412 | -144.8538 | 663.8392 | 518.9853 | 8412 | -144.8538 | 663.8392 | 518.9853 | 8412 | -1582.3616 | 1717 | 134.6384 | 8412 | -1400.4949 | 1717 | 316.5051 | 8412 | -1555.2452 | 1717 | 161.7548
8413 | 735.1773 | -819.058 | -83.8807 | 8413 | 735.1773 | -819.058 | -83.8807 | 8413 | 735.1773 | -819.058 | -83.8807 | 8413 | 234.0985 | 44.6542 | 278.7527 | 8413 | 234.0985 | 44.6542 | 278.7527 | 8413 | 234.0985 | 44.6542 | 278.7527 | 8413 | -1184.4669 | 1717 | 532.5331 | 8413 | -1002.6003 | 1717 | 714.3997 | 8413 | -1184.4669 | 1717 | 532.5331
8414 | 875.7286 | -1016 | -140.2714 | 8414 | 875.7286 | -1016 | -140.2714 | 8414 | 875.7286 | -1016 | -140.2714 | 8414 | 468.227 | -404.0056 | 64.2214 | 8414 | 468.227 | -404.0056 | 64.2214 | 8414 | 468.227 | -404.0056 | 64.2214 | 8414 | -952.7613 | 1533.2036 | 580.4423 | 8414 | -952.7613 | 1717 | 764.2387 | 8414 | -952.7613 | 1717 | 764.2387
8415 | 951.5913 | -1016 | -64.4087 | 8415 | 1000 | -892.2547 | 107.7453 | 8415 | 1000 | -892.2547 | 107.7453 | 8415 | 772.8192 | -769.0771 | 3.7421 | 8415 | 772.8192 | -769.0771 | 3.7421 | 8415 | 772.8192 | -769.0771 | 3.7421 | 8415 | -522.0412 | 969.6165 | 447.5753 | 8415 | -522.0412 | 1469.6165 | 947.5753 | 8415 | -522.0412 | 1469.6165 | 947.5753
8416 | 145.9476 | -62.9934 | 82.9542 | 8416 | 153.9017 | 313.1523 | 467.0539 | 8416 | 150.0295 | 317.0245 | 467.0539 | 8416 | -460.2704 | 760.8363 | 300.5659 | 8416 | -248.8254 | 1049.3913 | 800.5659 | 8416 | -248.8254 | 1049.3913 | 800.5659 | 8416 | -457.6963 | 1067.6479 | 609.9516 | 8416 | -457.6963 | 1714.4488 | 1256.7525 | 8416 | -457.6963 | 1567.6479 | 1109.9516
8417 | 451.2617 | 683.2868 | 1134.5485 | 8417 | 592.8348 | 1007.1448 | 1599.9797 | 8417 | 265.9489 | 567.1308 | 833.0797 | 8417 | -154.1813 | 1717 | 1562.8187 | 8417 | 34.3969 | 1717 | 1751.3969 | 8417 | -241.6533 | 1365.4318 | 1123.7785 | 8417 | 31.0695 | 1717 | 1748.0695 | 8417 | 31.0695 | 1717 | 1748.0695 | 8417 | -190.9807 | 1616.997 | 1426.0163
8418 | 145.2929 | 137.5524 | 282.8453 | 8418 | 194.2408 | 659.3404 | 853.5812 | 8418 | 145.2929 | 414.618 | 559.9109 | 8418 | -256.6415 | 1368.8105 | 1112.169 | 8418 | -397.6855 | 1629.8954 | 1232.2098 | 8418 | -299.6415 | 1098.8144 | 799.1729 | 8418 | -149.5638 | 1555.2667 | 1405.7029 | 8418 | -149.5638 | 1717 | 1567.4362 | 8418 | -149.5638 | 1164.9966 | 1015.4328
8419 | 832.2593 | -839.3344 | -7.0751 | 8419 | 711.2593 | -218.3344 | 492.9249 | 8419 | 711.2593 | -218.3344 | 492.9249 | 8419 | 253.8731 | -42.8103 | 211.0629 | 8419 | 476.4894 | 234.5735 | 711.0629 | 8419 | 476.4894 | 234.5735 | 711.0629 | 8419 | 498.0656 | -91.997 | 406.0686 | 8419 | 571.5402 | 294.8155 | 866.3557 | 8419 | 571.5402 | 294.8155 | 866.3557
8420 | 787.7563 | -1016 | -228.2437 | 8420 | 1000 | -1016 | -16 | 8420 | 1000 | -1016 | -16 | 8420 | 1521.0296 | -1716 | -194.9704 | 8420 | 1482.9671 | -1716 | -233.0329 | 8420 | 1482.9671 | -1716 | -233.0329 | 8420 | 618.5702 | -593.1048 | 25.4654 | 8420 | 618.5702 | -93.1048 | 525.4654 | 8420 | 618.5702 | -93.1048 | 525.4654
8421 | 504.1435 | -1016 | -511.8565 | 8421 | 1000 | -1016 | -16 | 8421 | 1000 | -1016 | -16 | 8421 | 1109.6215 | -1716 | -606.3785 | 8421 | 1158.8852 | -1716 | -557.1148 | 8421 | 1289.7105 | -1716 | -426.2895 | 8421 | 686.6245 | -1066.8184 | -380.1939 | 8421 | 686.6245 | -1014.7375 | -328.1131 | 8421 | 686.6245 | -1014.7375 | -328.1131
8422 | 639.9895 | -1016 | -376.0105 | 8422 | 988.339 | -1016 | -27.661 | 8422 | 988.339 | -1016 | -27.661 | 8422 | 1187.1734 | -1716 | -528.8266 | 8422 | 1662.6503 | -1716 | -53.3497 | 8422 | 1662.6503 | -1716 | -53.3497 | 8422 | 1165.2765 | -1716 | -550.7235 | 8422 | 1239.3261 | -1716 | -476.6739 | 8422 | 1292.7004 | -1595.8324 | -303.132
8423 | 718.6834 | -1016 | -297.3166 | 8423 | 1000 | -1016 | -16 | 8423 | 1000 | -1016 | -16 | 8423 | 1408.2196 | -1716 | -307.7804 | 8423 | 1828.7939 | -1716 | 112.7939 | 8423 | 1822.7201 | -1716 | 106.7201 | 8423 | 1411.8076 | -1716 | -304.1924 | 8423 | 1411.8076 | -1505.1318 | -93.3242 | 8423 | 1411.8076 | -1505.1318 | -93.3242
8424 | 792.0297 | -1016 | -223.9703 | 8424 | 1000 | -1016 | -16 | 8424 | 1000 | -1016 | -16 | 8424 | 1467.8116 | -1716 | -248.1884 | 8424 | 1888.3858 | -1716 | 172.3858 | 8424 | 1888.3858 | -1716 | 172.3858 | 8424 | 1608.2594 | -1716 | -107.7406 | 8424 | 1608.2594 | -1716 | -107.7406 | 8424 | 1698.8506 | -1716 | -17.1494
8425 | 810.7958 | -1016 | -205.2042 | 8425 | 1000 | -1016 | -16 | 8425 | 1000 | -1016 | -16 | 8425 | 1485.4303 | -1716 | -230.5697 | 8425 | 1906.0045 | -1716 | 190.0045 | 8425 | 1778.4515 | -1716 | 62.4515 | 8425 | 1660.5079 | -1716 | -55.4921 | 8425 | 1660.5079 | -1716 | -55.4921 | 8425 | 1660.5079 | -1716 | -55.4921
8426 | 855.1108 | -1016 | -160.8892 | 8426 | 1000 | -1016 | -16 | 8426 | 1000 | -1016 | -16 | 8426 | 1653.5694 | -1716 | -62.4306 | 8426 | 2000 | -1716 | 284 | 8426 | 2000 | -1716 | 284 | 8426 | 2000 | -1716 | 284 | 8426 | 2000 | -1716 | 284 | 8426 | 2000 | -1716 | 284
8427 | 868.3703 | -1016 | -147.6297 | 8427 | 1000 | -1016 | -16 | 8427 | 1000 | -1016 | -16 | 8427 | 1866.6259 | -1716 | 150.6259 | 8427 | 2000 | -1716 | 284 | 8427 | 2000 | -1716 | 284 | 8427 | 2000 | -1716 | 284 | 8427 | 2000 | -1716 | 284 | 8427 | 2000 | -1716 | 284
8428 | 802.4627 | -1016 | -213.5373 | 8428 | 1000 | -1016 | -16 | 8428 | 1000 | -1016 | -16 | 8428 | 1766.9861 | -1716 | 50.9861 | 8428 | 2000 | -1716 | 284 | 8428 | 2000 | -1716 | 284 | 8428 | 2000 | -1716 | 284 | 8428 | 2000 | -1716 | 284 | 8428 | 2000 | -1716 | 284
8429 | 815.0019 | -1016 | -200.9981 | 8429 | 1000 | -1016 | -16 | 8429 | 1000 | -1016 | -16 | 8429 | 1687.7232 | -1716 | -28.2768 | 8429 | 1668.1109 | -1716 | -47.8891 | 8429 | 1670.9123 | -1716 | -45.0877 | 8429 | 1686.3994 | -1433.9861 | 252.4133 | 8429 | 1468.4133 | -1716 | -247.5867 | 8429 | 1516.3994 | -1263.9861 | 252.4133
8430 | 820.9444 | -1016 | -195.0556 | 8430 | 1000 | -1016 | -16 | 8430 | 1000 | -1016 | -16 | 8430 | 1639.1946 | -1716 | -76.8054 | 8430 | 1476.9809 | -1716 | -239.0191 | 8430 | 1476.9809 | -1716 | -239.0191 | 8430 | 585.7139 | -955.2055 | -369.4917 | 8430 | 535.7139 | -905.2055 | -369.4917 | 8430 | 535.7139 | -905.2055 | -369.4917
8431 | 956.9373 | -1016 | -59.0627 | 8431 | 1000 | -1016 | -16 | 8431 | 1000 | -1016 | -16 | 8431 | 1806.1143 | -1716 | 90.1143 | 8431 | 1806.1143 | -1716 | 90.1143 | 8431 | 1806.1143 | -1716 | 90.1143 | 8431 | 762.51 | -1089.4258 | -326.9158 | 8431 | 762.51 | -1089.4258 | -326.9158 | 8431 | 762.51 | -1089.4258 | -326.9158
8432 | 1000 | -1016 | -16 | 8432 | 1000 | -1016 | -16 | 8432 | 1000 | -1016 | -16 | 8432 | 1858.97 | -1716 | 142.97 | 8432 | 1909.5041 | -1716 | 193.5041 | 8432 | 1909.5041 | -1716 | 193.5041 | 8432 | 562.039 | -853.8568 | -291.8178 | 8432 | 562.039 | -853.8568 | -291.8178 | 8432 | 562.039 | -1086.9568 | -524.9178
8433 | 1000 | -1016 | -16 | 8433 | 1000 | -1016 | -16 | 8433 | 1000 | -1016 | -16 | 8433 | 1938.2962 | -1716 | 222.2962 | 8433 | 1198.3453 | -1716 | -517.6547 | 8433 | 1364.3536 | -1716 | -351.6464 | 8433 | 84.6252 | -863.1254 | -778.5001 | 8433 | 84.6252 | -338.0112 | -253.386 | 8433 | 304.7099 | -558.0959 | -253.386
8434 | 1000 | -1016 | -16 | 8434 | 1000 | -1016 | -16 | 8434 | 1000 | -1016 | -16 | 8434 | 1613.8028 | -1642.7169 | -28.914 | 8434 | 949.5702 | -984.0398 | -34.4696 | 8434 | 1878.4709 | -1716 | 162.4709 | 8434 | 126.1099 | -904.3496 | -778.2397 | 8434 | -43.8054 | -209.3201 | -253.1255 | 8434 | -93.8901 | -159.2354 | -253.1255
8435 | 1000 | -1016 | -16 | 8435 | 1000 | -1016 | -16 | 8435 | 1000 | -1016 | -16 | 8435 | 1300.1823 | -1111.2859 | 188.8964 | 8435 | 860.1823 | -1111.2859 | -251.1036 | 8435 | 1300.1823 | -1147.0545 | 153.1278 | 8435 | -167.6658 | -54.5293 | -222.1952 | 8435 | -167.6658 | -54.5293 | -222.1952 | 8435 | -167.6658 | -54.5293 | -222.1952
8436 | 1000 | -1016 | -16 | 8436 | 1000 | -1016 | -16 | 8436 | 1000 | -1016 | -16 | 8436 | 1508.8343 | -1716 | -207.1657 | 8436 | 1728.8343 | -1716 | 12.8343 | 8436 | 1855.576 | -1716 | 139.576 | 8436 | 609.3473 | -1281.0585 | -671.7112 | 8436 | 609.3473 | -1281.0585 | -671.7112 | 8436 | 389.3473 | -535.9443 | -146.597
8437 | 1000 | -1016 | -16 | 8437 | 1000 | -1016 | -16 | 8437 | 1000 | -1016 | -16 | 8437 | 1832.1085 | -1716 | 116.1085 | 8437 | 1748.6668 | -1716 | 32.6668 | 8437 | 2000 | -1716 | 284 | 8437 | 915.4457 | -1630.4699 | -715.0242 | 8437 | 915.4457 | -1630.4699 | -715.0242 | 8437 | 695.4457 | -885.3558 | -189.91
8438 | 1000 | -1009.6919 | -9.6919 | 8438 | 1000 | -1009.6919 | -9.6919 | 8438 | 1000 | -1009.6919 | -9.6919 | 8438 | 2000 | -1716 | 284 | 8438 | 2000 | -1716 | 284 | 8438 | 2000 | -1716 | 284 | 8438 | 717.5927 | -1410.4198 | -692.8271 | 8438 | 757.5927 | -925.3056 | -167.713 | 8438 | 587.5927 | -755.3056 | -167.713
8439 | 1000 | -878.7849 | 121.2151 | 8439 | 1000 | -878.7849 | 121.2151 | 8439 | 1000 | -878.7849 | 121.2151 | 8439 | 1262.0518 | -720.6192 | 541.4326 | 8439 | 1482.0518 | -940.6192 | 541.4326 | 8439 | 2000 | -1716 | 284 | 8439 | 108.3316 | -830.0368 | -721.7053 | 8439 | 328.3316 | -524.9227 | -196.5911 | 8439 | 108.3316 | -304.9227 | -196.5911
8440 | 1000 | -967.292 | 32.708 | 8440 | 1000 | -967.292 | 32.708 | 8440 | 1000 | -967.292 | 32.708 | 8440 | 1136.7024 | -664.5576 | 472.1449 | 8440 | 1356.7024 | -224.5576 | 1132.1449 | 8440 | 920.935 | 15.4412 | 936.3762 | 8440 | -493.9207 | -173.9993 | -667.92 | 8440 | -493.9207 | -173.9993 | -667.92 | 8440 | -493.9207 | 351.1148 | -142.8059
8441 | 1000 | -913.0112 | 86.9888 | 8441 | 1000 | -913.0112 | 86.9888 | 8441 | 1000 | -913.0112 | 86.9888 | 8441 | 1056.96 | -54.3763 | 1002.5837 | 8441 | 1276.96 | -737.961 | 538.999 | 8441 | 1276.96 | -274.3763 | 1002.5837 | 8441 | -364.2391 | -267.4512 | -631.6903 | 8441 | -144.2391 | 1717 | 1572.7609 | 8441 | -364.2391 | 1717 | 1352.7609
8442 | 903.3018 | -381.2867 | 522.0151 | 8442 | 903.3018 | -381.2867 | 522.0151 | 8442 | 903.3018 | -381.2867 | 522.0151 | 8442 | 1088.2277 | 380.1206 | 1468.3484 | 8442 | 868.2277 | -1716 | -847.7723 | 8442 | 1308.2277 | -304.1107 | 1004.117 | 8442 | -348.333 | 1717 | 1368.667 | 8442 | -568.333 | -4.2567 | -572.5897 | 8442 | -568.333 | 520.8575 | -47.4756
8443 | 582.9467 | 156.6476 | 739.5943 | 8443 | 582.9467 | 156.6476 | 739.5943 | 8443 | 802.9467 | -63.3524 | 739.5943 | 8443 | 272.2072 | 1455.0802 | 1727.2874 | 8443 | 712.2072 | 550.8488 | 1263.0561 | 8443 | 712.2072 | 550.8488 | 1263.0561 | 8443 | -560.0189 | 89.4559 | -470.563 | 8443 | -835.7522 | 365.1892 | -470.563 | 8443 | -1000.0189 | 1054.57 | 54.5512
8444 | 875.017 | 14.6822 | 889.6992 | 8444 | 1000 | -610.3008 | 389.6992 | 8444 | 1000 | -610.3008 | 389.6992 | 8444 | -184.9346 | 158.0312 | -26.9035 | 8444 | 39.298 | 1717 | 1756.298 | 8444 | 220.3279 | 1717 | 1937.3279 | 8444 | -1507.7262 | 1717 | 209.2738 | 8444 | -1523.6942 | 1207.8539 | -315.8403 | 8444 | -1523.6942 | 1207.8539 | -315.8403
8445 | 955.1375 | 36.0043 | 991.1418 | 8445 | 1000 | -508.8582 | 491.1418 | 8445 | 1000 | -508.8582 | 491.1418 | 8445 | 314.0744 | -1245.3314 | -931.257 | 8445 | 534.0744 | -107.2456 | 426.8288 | 8445 | 534.0744 | 559.4211 | 1093.4955 | 8445 | -1421.3974 | 1717 | 295.6026 | 8445 | -1288.4753 | 1717 | 428.5247 | 8445 | -1288.4753 | 1717 | 428.5247
8446 | 1000 | -30.8034 | 969.1966 | 8446 | 1000 | -530.8034 | 469.1966 | 8446 | 1000 | -530.8034 | 469.1966 | 8446 | -87.3883 | -795.468 | -882.8563 | 8446 | 352.6117 | -1295.468 | -942.8563 | 8446 | 352.6117 | -1716 | -1363.3883 | 8446 | -1378.9235 | 1717 | 338.0765 | 8446 | -1736.8499 | 1717 | -19.8499 | 8446 | -1736.8499 | 1717 | -19.8499
8447 | 639.7095 | 377.2372 | 1016.9467 | 8447 | 774.8082 | -257.8616 | 516.9467 | 8447 | 774.8082 | -257.8616 | 516.9467 | 8447 | 2000 | -1716 | 284 | 8447 | -407.8363 | -1716 | -2123.8363 | 8447 | 2000 | -1716 | 284 | 8447 | -1335.7445 | 1717 | 381.2555 | 8447 | -1833.9062 | 1717 | -116.9062 | 8447 | -1833.9062 | 1717 | -116.9062
8448 | 108.5082 | 1017 | 1125.5082 | 8448 | -267.705 | 893.2132 | 625.5082 | 8448 | -267.705 | 893.2132 | 625.5082 | 8448 | -615.9185 | 1717 | 1101.0815 | 8448 | -491.1094 | 1717 | 1225.8906 | 8448 | -635.0031 | 1717 | 1081.9969 | 8448 | -1818.6717 | 1717 | -101.6717 | 8448 | -1899.794 | 1298.1223 | -601.6717 | 8448 | -1818.6717 | 1717 | -101.6717
8449 | -4.297 | 1017 | 1012.703 | 8449 | -1000 | 1017 | 17 | 8449 | -504.297 | 1017 | 512.703 | 8449 | -691.474 | 1717 | 1025.526 | 8449 | -691.474 | 1531.9959 | 840.5219 | 8449 | -596.4781 | 1717 | 1120.5219 | 8449 | -1771.4223 | 1717 | -54.4223 | 8449 | -1246.3082 | 1717 | 470.6918 | 8449 | -1771.4223 | 1717 | -54.4223
8450 | 103.6102 | 1017 | 1120.6102 | 8450 | -1000 | 1017 | 17 | 8450 | -396.3898 | 1017 | 620.6102 | 8450 | -494.9677 | 1717 | 1222.0323 | 8450 | -672.626 | 1717 | 1044.374 | 8450 | -1034.9677 | 1717 | 682.0323 | 8450 | -1725.165 | 1717 | -8.165 | 8450 | -1200.0509 | 1717 | 516.9491 | 8450 | -1725.165 | 1717 | -8.165
8451 | -286.5369 | 1017 | 730.4631 | 8451 | -1000 | 1017 | 17 | 8451 | -426.3064 | 1017 | 590.6936 | 8451 | -25.9829 | 1717 | 1691.0171 | 8451 | -483.9036 | 1717 | 1233.0964 | 8451 | -603.3316 | 1717 | 1113.6684 | 8451 | -1717.7003 | 1717 | -0.70028 | 8451 | -1192.5861 | 1717 | 524.4139 | 8451 | -1556.3486 | 1717 | 160.6514
8452 | -1000 | 1017 | 17 | 8452 | -1000 | 1017 | 17 | 8452 | -562.5269 | 1017 | 454.4731 | 8452 | 18.4135 | 1717 | 1735.4135 | 8452 | 18.4135 | 1717 | 1735.4135 | 8452 | 18.4135 | 1717 | 1735.4135 | 8452 | 793.0182 | 1717 | 2510.0182 | 8452 | 1108.2197 | 1717 | 2825.2197 | 8452 | -807.7624 | 1717 | 909.2376
8453 | -1000 | 1017 | 17 | 8453 | -1000 | 1017 | 17 | 8453 | -736.4847 | 1017 | 280.5153 | 8453 | -221.3942 | 1717 | 1495.6058 | 8453 | -86.06 | 1717 | 1630.94 | 8453 | -441.3942 | 1717 | 1275.6058 | 8453 | -1812.8069 | 1717 | -95.8069 | 8453 | -1986.1559 | 1717 | -269.1559 | 8453 | -1812.8069 | 1717 | -95.8069
8454 | -166.227 | 1017 | 850.773 | 8454 | -350.5033 | 1017 | 666.4967 | 8454 | -378.3111 | 1017 | 638.6889 | 8454 | -354.6333 | 1717 | 1362.3667 | 8454 | -794.6333 | 1717 | 922.3667 | 8454 | -266.5189 | 1717 | 1450.4811 | 8454 | -1885.169 | 1717 | -168.169 | 8454 | -1885.169 | 1717 | -168.169 | 8454 | -1526.7215 | 1717 | 190.2785
8455 | -337.4308 | 1017 | 679.5692 | 8455 | -337.4308 | 1017 | 679.5692 | 8455 | -337.4308 | 1017 | 679.5692 | 8455 | -1038.6684 | 1717 | 678.3316 | 8455 | -457.9194 | 1717 | 1259.0806 | 8455 | -457.9194 | 1717 | 1259.0806 | 8455 | 273.6782 | 1717 | 1990.6782 | 8455 | 273.6782 | 1717 | 1990.6782 | 8455 | -1981.1072 | 1717 | -264.1072
8456 | -389.9673 | 1017 | 627.0327 | 8456 | -472.5269 | 1017 | 544.4731 | 8456 | -868.6196 | 1017 | 148.3804 | 8456 | -1348.474 | 1717 | 368.526 | 8456 | -1021.3698 | 1717 | 695.6302 | 8456 | -1021.3698 | 1717 | 695.6302 | 8456 | -2000 | 1717 | -283 | 8456 | -2000 | 1717 | -283 | 8456 | -2000 | 1717 | -283
8457 | -437.5188 | 1017 | 579.4812 | 8457 | -682.0959 | 1017 | 334.9041 | 8457 | -682.0959 | 1017 | 334.9041 | 8457 | -112.6727 | 1717 | 1604.3273 | 8457 | -1076.9041 | 1717 | 640.0959 | 8457 | -1344.7693 | 1717 | 372.2307 | 8457 | -2000 | 1717 | -283 | 8457 | -2000 | 1717 | -283 | 8457 | -2000 | 1717 | -283
8458 | -298.1735 | 1017 | 718.8265 | 8458 | -298.1735 | 1017 | 718.8265 | 8458 | -298.1735 | 1017 | 718.8265 | 8458 | -692.3708 | 1717 | 1024.6292 | 8458 | -692.3708 | 1717 | 1024.6292 | 8458 | -692.3708 | 1717 | 1024.6292 | 8458 | -2000 | 1717 | -283 | 8458 | -2000 | 1717 | -283 | 8458 | -2000 | 1717 | -283
8459 | -247.6348 | 1017 | 769.3652 | 8459 | -747.6348 | 1017 | 269.3652 | 8459 | -747.6348 | 1017 | 269.3652 | 8459 | -1295.7879 | 1717 | 421.2121 | 8459 | -1515.7879 | 1717 | 201.2121 | 8459 | -1295.7879 | 1717 | 421.2121 | 8459 | -1545.9133 | 1717 | 171.0867 | 8459 | -2000 | 1717 | -283 | 8459 | -2000 | 1717 | -283
8460 | -203.3692 | 1017 | 813.6308 | 8460 | -259.7153 | 1017 | 757.2847 | 8460 | -203.3692 | 1017 | 813.6308 | 8460 | -1153.6938 | 1717 | 563.3062 | 8460 | -1373.6938 | 1717 | 343.3062 | 8460 | -1373.6938 | 1717 | 343.3062 | 8460 | -2000 | 1717 | -283 | 8460 | -2000 | 1717 | -283 | 8460 | -2000 | 1717 | -283
8461 | -321.9238 | 986.0933 | 664.1695 | 8461 | -321.9238 | 986.0933 | 664.1695 | 8461 | -321.9238 | 986.0933 | 664.1695 | 8461 | -680.8011 | 1717 | 1036.1989 | 8461 | -965.0337 | 1717 | 751.9663 | 8461 | -535.9468 | 1717 | 1181.0532 | 8461 | -2000 | 1717 | -283 | 8461 | -1682.9884 | 1717 | 34.0116 | 8461 | -2000 | 1508.8975 | -491.1025
8462 | -186.4117 | 698.4223 | 512.0106 | 8462 | -26.9615 | 484.7619 | 457.8004 | 8462 | 16.3529 | 495.6577 | 512.0106 | 8462 | -819.9974 | 851.8989 | 31.9015 | 8462 | -744.6309 | 1717 | 972.3691 | 8462 | -819.9974 | 1292.3666 | 472.3691 | 8462 | -2000 | 1717 | -283 | 8462 | -2000 | 1717 | -283 | 8462 | -2000 | 1717 | -283
8463 | -325.9678 | 621.3218 | 295.354 | 8463 | 274.4895 | -479.1355 | -204.646 | 8463 | 334.0322 | -270.0313 | 64.0009 | 8463 | -731.2006 | 1408.4733 | 677.2727 | 8463 | -951.2006 | 1182.9178 | 231.7172 | 8463 | -951.2006 | 1628.4733 | 677.2727 | 8463 | -2000 | 1137.5387 | -862.4613 | 8463 | -2000 | 1717 | -283 | 8463 | -2000 | 1717 | -283
8464 | -64.8493 | 211.8632 | 147.0139 | 8464 | -64.8493 | 211.8632 | 147.0139 | 8464 | -64.8493 | 211.8632 | 147.0139 | 8464 | -444.9043 | 926.6872 | 481.7829 | 8464 | -544.5051 | 706.6872 | 162.1822 | 8464 | -444.9043 | 926.6872 | 481.7829 | 8464 | -2000 | 1040.7641 | -959.2359 | 8464 | -2000 | 1717 | -283 | 8464 | -2000 | 1717 | -283
8465 | 87.8286 | 53.1107 | 140.9393 | 8465 | 87.8286 | 53.1107 | 140.9393 | 8465 | 87.8286 | 53.1107 | 140.9393 | 8465 | -125.1608 | 599.9416 | 474.7808 | 8465 | -45.1608 | 519.9416 | 474.7808 | 8465 | -40.9282 | 515.709 | 474.7808 | 8465 | -2000 | 1717 | -283 | 8465 | -2000 | 1717 | -283 | 8465 | -1839.6368 | 1717 | -122.6368
8466 | 481.8666 | -319.3723 | 162.4944 | 8466 | 481.8666 | -319.3723 | 162.4944 | 8466 | 481.8666 | -319.3723 | 162.4944 | 8466 | 157.1818 | 883.4349 | 1040.6166 | 8466 | -62.8182 | 639.2035 | 576.3853 | 8466 | -62.8182 | 639.2035 | 576.3853 | 8466 | -1568.9897 | 762.7501 | -806.2396 | 8466 | -1568.9897 | 762.7501 | -806.2396 | 8466 | -1568.9897 | 787.8642 | -781.1255
8467 | 344.1683 | -190.4256 | 153.7427 | 8467 | 344.1683 | -190.4256 | 153.7427 | 8467 | 344.1683 | -190.4256 | 153.7427 | 8467 | 221.5704 | 864.7747 | 1086.3451 | 8467 | 1.5704 | 180.5433 | 182.1137 | 8467 | 1.5704 | 620.5433 | 622.1137 | 8467 | -1742.5141 | 1717 | -25.5141 | 8467 | -1742.5141 | 1077.5119 | -665.0022 | 8467 | -1742.5141 | 1077.5119 | -665.0022
8468 | 271.6067 | 209.3212 | 480.9278 | 8468 | 271.6067 | 209.3212 | 480.9278 | 8468 | 271.6067 | 209.3212 | 480.9278 | 8468 | -94.7228 | 1093.0228 | 998.2999 | 8468 | -94.7228 | 1313.0228 | 1218.2999 | 8468 | 45.2772 | 953.0228 | 998.2999 | 8468 | -1642.539 | 1100.1925 | -542.3465 | 8468 | -1862.539 | 1717 | -145.539 | 8468 | -1862.539 | 1320.1925 | -542.3465
8469 | 285.7508 | 457.1749 | 742.9257 | 8469 | 285.7508 | 457.1749 | 742.9257 | 8469 | 285.7508 | 457.1749 | 742.9257 | 8469 | -315.1697 | 1613.4153 | 1298.2456 | 8469 | 2.997 | 1717 | 1719.997 | 8469 | -315.1697 | 1613.4153 | 1298.2456 | 8469 | 285.1962 | 1717 | 2002.1962 | 8469 | 810.3103 | 1717 | 2527.3103 | 8469 | -1877.5769 | 1717 | -160.5769
8470 | 626.4987 | 620.2706 | 1246.7693 | 8470 | 626.4987 | 620.2706 | 1246.7693 | 8470 | 626.4987 | 620.2706 | 1246.7693 | 8470 | 134.5557 | 1717 | 1851.5557 | 8470 | 162.592 | 1717 | 1879.592 | 8470 | 162.592 | 1717 | 1879.592 | 8470 | -1525.0239 | 1717 | 191.9761 | 8470 | -1525.0239 | 1717 | 191.9761 | 8470 | -1525.0239 | 1717 | 191.9761
8471 | 879.3352 | 603.8251 | 1483.1603 | 8471 | 879.3352 | 547.0584 | 1426.3936 | 8471 | 879.3352 | 603.8251 | 1483.1603 | 8471 | 284.0786 | 1717 | 2001.0786 | 8471 | 416.106 | 1717 | 2133.106 | 8471 | 284.0786 | 1717 | 2001.0786 | 8471 | -1272.6646 | 1717 | 444.3354 | 8471 | -1052.6646 | 1717 | 664.3354 | 8471 | -832.6646 | 1717 | 884.3354
8472 | 691.8813 | 307.0998 | 998.9811 | 8472 | 691.8813 | 307.0998 | 998.9811 | 8472 | 691.8813 | 513.8806 | 1205.7619 | 8472 | 312.479 | 1262.206 | 1574.685 | 8472 | 312.479 | 1100.5146 | 1412.9935 | 8472 | 938.4018 | 1100.5146 | 2038.9163 | 8472 | -1468.41 | 1213.7177 | -254.6923 | 8472 | -1248.41 | 1717 | 468.59 | 8472 | -1468.41 | 1717 | 248.59
8473 | 841.8615 | 54.2425 | 896.104 | 8473 | 841.8615 | 54.2425 | 896.104 | 8473 | 841.8615 | 54.2425 | 896.104 | 8473 | 1940.5311 | -481.0067 | 1459.5244 | 8473 | 1935.711 | -481.0067 | 1454.7043 | 8473 | 1940.5311 | -481.0067 | 1459.5244 | 8473 | -1258.9798 | 1001.4037 | -257.5761 | 8473 | -1258.9798 | 1717 | 458.0202 | 8473 | -1038.9798 | 1717 | 678.0202
8474 | 349.0344 | 419.2401 | 768.2744 | 8474 | 349.0344 | 419.2401 | 768.2744 | 8474 | 349.0344 | 419.2401 | 768.2744 | 8474 | 1876.6158 | -94.1407 | 1782.4751 | 8474 | 1876.6158 | -94.1407 | 1782.4751 | 8474 | 1412.3844 | -94.1407 | 1318.2437 | 8474 | -1452.5311 | 200.5926 | -1251.9385 | 8474 | -1452.5311 | 1717 | 264.4689 | 8474 | -1452.5311 | 1717 | 264.4689
8475 | 215.9974 | 533.9874 | 749.9848 | 8475 | 215.9974 | 533.9874 | 749.9848 | 8475 | 215.9974 | 533.9874 | 749.9848 | 8475 | 1741.899 | 13.1902 | 1755.0892 | 8475 | 1741.899 | 13.1902 | 1755.0892 | 8475 | 1277.6676 | 13.1902 | 1290.8579 | 8475 | -1759.8264 | 516.391 | -1243.4354 | 8475 | -1539.8264 | 1236.8586 | -302.9678 | 8475 | -1535.5938 | 1257.7402 | -277.8536
8476 | -153.6878 | 1017 | 863.3122 | 8476 | -198.385 | 1017 | 818.615 | 8476 | -153.6878 | 1017 | 863.3122 | 8476 | -320.2847 | 1717 | 1396.7153 | 8476 | -320.2847 | 1717 | 1396.7153 | 8476 | -320.2847 | 1717 | 1396.7153 | 8476 | -1551.8729 | 1717 | 165.1271 | 8476 | -1551.8729 | 1717 | 165.1271 | 8476 | -1887.5474 | 1717 | -170.5474
8477 | -476.6952 | 1017 | 540.3048 | 8477 | -476.6952 | 1017 | 540.3048 | 8477 | -476.6952 | 1017 | 540.3048 | 8477 | -995.4851 | 1717 | 721.5149 | 8477 | -693.5698 | 1645.6001 | 952.0303 | 8477 | -999.7177 | 1717 | 717.2823 | 8477 | -1546.6007 | 1717 | 170.3993 | 8477 | -1740.2007 | 1717 | -23.2007 | 8477 | -1740.2007 | 1717 | -23.2007
8478 | -686.3113 | 931.6943 | 245.383 | 8478 | -686.3113 | 931.6943 | 245.383 | 8478 | -686.3113 | 931.6943 | 245.383 | 8478 | -1046.8839 | 1717 | 670.1161 | 8478 | -1164.0309 | 1717 | 552.9691 | 8478 | -1316.1893 | 1717 | 400.8107 | 8478 | -1853.7182 | 1717 | -136.7182 | 8478 | -1853.7182 | 1717 | -136.7182 | 8478 | -1853.7182 | 1717 | -136.7182
8479 | -807.5697 | 828.9688 | 21.3991 | 8479 | -807.5697 | 828.9688 | 21.3991 | 8479 | -807.5697 | 828.9688 | 21.3991 | 8479 | -1318.487 | 1717 | 398.513 | 8479 | -1318.487 | 1298.1406 | -20.3463 | 8479 | -1399.6276 | 1717 | 317.3724 | 8479 | -2000 | 1486.5084 | -513.4916 | 8479 | -2000 | 1717 | -283 | 8479 | -2000 | 1717 | -283
8480 | -61.0423 | 259.0895 | 198.0472 | 8480 | -61.0423 | 189.6101 | 128.5678 | 8480 | -61.0423 | 259.0895 | 198.0472 | 8480 | -523.2711 | 665.898 | 142.6268 | 8480 | -337.8592 | 444.7174 | 106.8582 | 8480 | -573.2711 | 715.898 | 142.6268 | 8480 | -2000 | 1717 | -283 | 8480 | -2000 | 388.5034 | -1611.4966 | 8480 | -1606.9866 | -4.51 | -1611.4966
8481 | -218.6632 | 495.7107 | 277.0475 | 8481 | -218.6632 | 439.2085 | 220.5453 | 8481 | -218.6632 | 495.7107 | 277.0475 | 8481 | -739.4362 | 962.707 | 223.2708 | 8481 | -739.4362 | 962.707 | 223.2708 | 8481 | -739.4362 | 962.707 | 223.2708 | 8481 | -2000 | 1717 | -283 | 8481 | -2000 | 1717 | -283 | 8481 | -2000 | 1717 | -283
8482 | -326.6169 | 371.2697 | 44.6528 | 8482 | -326.6169 | 266.2851 | -60.3318 | 8482 | -326.6169 | 371.2697 | 44.6528 | 8482 | -844.0198 | 780.312 | -63.7078 | 8482 | -844.0198 | 779.2274 | -64.7924 | 8482 | -392.9561 | 790.2993 | 397.3432 | 8482 | -2000 | 1717 | -283 | 8482 | -2000 | 1717 | -283 | 8482 | -2000 | 1717 | -283
8483 | -116.7809 | 102.8989 | -13.882 | 8483 | -116.7809 | -242.6465 | -359.4274 | 8483 | -116.7809 | -104.6465 | -221.4274 | 8483 | -437.0764 | 308.9849 | -128.0915 | 8483 | -598.659 | 302.7463 | -295.9127 | 8483 | -598.659 | 470.5675 | -128.0915 | 8483 | -2000 | 1717 | -283 | 8483 | -2000 | 1717 | -283 | 8483 | -2000 | 1717 | -283
8484 | 109.948 | -311.2039 | -201.2558 | 8484 | 109.948 | -311.2039 | -201.2558 | 8484 | 109.948 | -311.2039 | -201.2558 | 8484 | -330.9331 | 486.0955 | 155.1624 | 8484 | -330.9331 | 486.0955 | 155.1624 | 8484 | -330.9331 | 486.0955 | 155.1624 | 8484 | -1689.3008 | 1717 | 27.6992 | 8484 | -1511.9532 | 1717 | 205.0468 | 8484 | -1688.3008 | 1717 | 28.6992
8485 | 516.1223 | -689.0492 | -172.9268 | 8485 | 516.1223 | -689.0492 | -172.9268 | 8485 | 516.1223 | -689.0492 | -172.9268 | 8485 | 147.0348 | 58.4639 | 205.4987 | 8485 | 147.0348 | 58.4639 | 205.4987 | 8485 | 147.0348 | 58.4639 | 205.4987 | 8485 | -947.2302 | 1717 | 769.7698 | 8485 | -1139.5394 | 1409.3092 | 269.7698 | 8485 | -1139.5394 | 1717 | 577.4606
8486 | 669.5991 | -839.0379 | -169.4387 | 8486 | 669.5991 | -839.0379 | -169.4387 | 8486 | 669.5991 | -839.0379 | -169.4387 | 8486 | 338.216 | -122.6718 | 215.5442 | 8486 | 338.216 | -122.6718 | 215.5442 | 8486 | 338.216 | -122.6718 | 215.5442 | 8486 | -910.6538 | 1693.183 | 782.5292 | 8486 | -910.6538 | 1693.183 | 782.5292 | 8486 | -910.6538 | 1693.183 | 782.5292
8487 | 1000 | -1016 | -16 | 8487 | 1000 | -1016 | -16 | 8487 | 1000 | -1016 | -16 | 8487 | 956.5056 | -800.0886 | 156.417 | 8487 | 956.5056 | -800.0886 | 156.417 | 8487 | 956.5056 | -800.0886 | 156.417 | 8487 | -263.6694 | 963.7589 | 700.0895 | 8487 | -263.6694 | 963.7589 | 700.0895 | 8487 | -43.6694 | 743.7589 | 700.0895
8488 | 1000 | -1016 | -16 | 8488 | 1000 | -1016 | -16 | 8488 | 1000 | -1016 | -16 | 8488 | 1463.4643 | -1259.5781 | 203.8862 | 8488 | 1463.4643 | -1259.5781 | 203.8862 | 8488 | 1463.4643 | -1259.5781 | 203.8862 | 8488 | 252.1902 | -992.577 | -740.3867 | 8488 | 252.1902 | -992.577 | -740.3867 | 8488 | 252.1902 | -1517.6911 | -1265.5009
8489 | 1000 | -854.6566 | 145.3434 | 8489 | 1000 | -854.6566 | 145.3434 | 8489 | 1000 | -854.6566 | 145.3434 | 8489 | 1902.3177 | -1400.7216 | 501.5961 | 8489 | 1902.3177 | -1400.7216 | 501.5961 | 8489 | 1902.3177 | -1400.7216 | 501.5961 | 8489 | 709.7465 | -1413.1352 | -703.3887 | 8489 | 709.7465 | -1716 | -1006.2535 | 8489 | 709.7465 | -1716 | -1006.2535
8490 | 1000 | -655.8893 | 344.1107 | 8490 | 1000 | -1016 | -16 | 8490 | 1000 | -1016 | -16 | 8490 | 1525.481 | -1213.6613 | 311.8196 | 8490 | 2000 | -1716 | 284 | 8490 | 1527.8196 | -1716 | -188.1804 | 8490 | 735.6254 | -1266.3516 | -530.7263 | 8490 | 295.6254 | -826.3516 | -530.7263 | 8490 | 75.6254 | -1631.4658 | -1555.8404
8491 | 1000 | -1016 | -16 | 8491 | 1000 | -1016 | -16 | 8491 | 1000 | -1016 | -16 | 8491 | 2000 | -1716 | 284 | 8491 | 1753.2218 | -1716 | 37.2218 | 8491 | 2000 | -1716 | 284 | 8491 | 763.9212 | -1627.399 | -863.4778 | 8491 | 543.9212 | -1407.399 | -863.4778 | 8491 | 543.9212 | -1407.399 | -863.4778
8492 | 1000 | -1016 | -16 | 8492 | 1000 | -1016 | -16 | 8492 | 1000 | -1016 | -16 | 8492 | 2000 | -1716 | 284 | 8492 | 1852.3433 | -1716 | 136.3433 | 8492 | 1817.6363 | -1681.293 | 136.3433 | 8492 | 843.3624 | -1582.0058 | -738.6434 | 8492 | 623.3624 | -836.8916 | -213.5292 | 8492 | 803.3624 | -1516.8916 | -713.5292
8493 | 1000 | -807.4226 | 192.5774 | 8493 | 1000 | -967.5502 | 32.4498 | 8493 | 1000 | -824.5397 | 175.4603 | 8493 | 1563.5984 | -834.8387 | 728.7597 | 8493 | 1538.0568 | -922.943 | 615.1138 | 8493 | 1562.5984 | -922.943 | 639.6555 | 8493 | 599.7618 | -1238.207 | -638.4451 | 8493 | 379.7618 | -493.0928 | -113.331 | 8493 | 383.9945 | -997.3255 | -613.331
8494 | 1000 | -560.9052 | 439.0948 | 8494 | 1000 | -560.9052 | 439.0948 | 8494 | 1000 | -560.9052 | 439.0948 | 8494 | 1769.4467 | -798.0078 | 971.439 | 8494 | 1769.4467 | -798.0078 | 971.439 | 8494 | 1769.4467 | -798.0078 | 971.439 | 8494 | 794.1448 | 874.2542 | 1668.399 | 8494 | 1067.3774 | 75.9074 | 1143.2848 | 8494 | 743.1448 | 925.2542 | 1668.399
8495 | 1000 | -467.7582 | 532.2418 | 8495 | 1000 | -467.7582 | 532.2418 | 8495 | 1000 | -467.7582 | 532.2418 | 8495 | 2000 | -977.3053 | 1022.6947 | 8495 | 2000 | -977.3053 | 1022.6947 | 8495 | 2000 | -977.3053 | 1022.6947 | 8495 | 2000 | -849.7386 | 1150.2614 | 8495 | 1514.9642 | -864.7028 | 650.2614 | 8495 | 1514.9642 | 160.4114 | 1675.3755
8496 | 1000 | -593.3007 | 406.6993 | 8496 | 1000 | -593.3007 | 406.6993 | 8496 | 1000 | -593.3007 | 406.6993 | 8496 | 2000 | -1170.1459 | 829.8541 | 8496 | 2000 | -1170.1459 | 829.8541 | 8496 | 2000 | -1170.1459 | 829.8541 | 8496 | 2000 | -1716 | 284 | 8496 | 2000 | -1716 | 284 | 8496 | 2000 | -1716 | 284
8497 | 1000 | -898.1445 | 101.8555 | 8497 | 1000 | -898.1445 | 101.8555 | 8497 | 1000 | -898.1445 | 101.8555 | 8497 | 2000 | -1565.0373 | 434.9627 | 8497 | 2000 | -1565.0373 | 434.9627 | 8497 | 2000 | -1565.0373 | 434.9627 | 8497 | 2000 | -1716 | 284 | 8497 | 2000 | -1716 | 284 | 8497 | 2000 | -1054.2665 | 945.7335
8498 | 1000 | -1016 | -16 | 8498 | 1000 | -1016 | -16 | 8498 | 1000 | -1016 | -16 | 8498 | 2000 | -1716 | 284 | 8498 | 2000 | -1716 | 284 | 8498 | 2000 | -1716 | 284 | 8498 | 2000 | -1716 | 284 | 8498 | 2000 | -1716 | 284 | 8498 | 2000 | -1716 | 284
8499 | 1000 | -1016 | -16 | 8499 | 1000 | -1016 | -16 | 8499 | 1000 | -1016 | -16 | 8499 | 2000 | -1716 | 284 | 8499 | 2000 | -1716 | 284 | 8499 | 2000 | -1716 | 284 | 8499 | 2000 | -1716 | 284 | 8499 | 2000 | -1716 | 284 | 8499 | 2000 | -1660.6912 | 339.3088
8500 | 1000 | -1016 | -16 | 8500 | 1000 | -1016 | -16 | 8500 | 1000 | -1016 | -16 | 8500 | 2000 | -1716 | 284 | 8500 | 2000 | -1716 | 284 | 8500 | 2000 | -1716 | 284 | 8500 | 1881.3714 | -1716 | 165.3714 | 8500 | 1881.3714 | -1716 | 165.3714 | 8500 | 1881.3714 | -1716 | 165.3714
8501 | 1000 | -1016 | -16 | 8501 | 1000 | -1016 | -16 | 8501 | 1000 | -1016 | -16 | 8501 | 1739.5628 | -1716 | 23.5628 | 8501 | 1739.5628 | -1716 | 23.5628 | 8501 | 1739.5628 | -1716 | 23.5628 | 8501 | 1293.217 | -1117.7788 | 175.4382 | 8501 | 1147.4496 | -972.0114 | 175.4382 | 8501 | 1148.3649 | -972.9267 | 175.4382
8502 | 1000 | -1016 | -16 | 8502 | 1000 | -1016 | -16 | 8502 | 1000 | -1016 | -16 | 8502 | 1630.5245 | -1716 | -85.4755 | 8502 | 1630.5245 | -1716 | -85.4755 | 8502 | 1630.5245 | -1716 | -85.4755 | 8502 | 595.4582 | -433.5448 | 161.9133 | 8502 | 595.4582 | -433.5448 | 161.9133 | 8502 | 595.4582 | -433.5448 | 161.9133
8503 | 726.6906 | -1016 | -289.3094 | 8503 | 726.6906 | -1016 | -289.3094 | 8503 | 726.6906 | -1016 | -289.3094 | 8503 | 1470.6502 | -1716 | -245.3498 | 8503 | 1293.1965 | -1716 | -422.8035 | 8503 | 1329.8477 | -1716 | -386.1523 | 8503 | -380.3193 | 468.2549 | 87.9356 | 8503 | -380.3193 | 468.2549 | 87.9356 | 8503 | -380.3193 | 468.2549 | 87.9356
8504 | 200.3683 | -532.424 | -332.0557 | 8504 | 200.3683 | -532.424 | -332.0557 | 8504 | 200.3683 | -532.424 | -332.0557 | 8504 | 616.0528 | -1182.042 | -565.9892 | 8504 | 656.8554 | -1214.131 | -557.2757 | 8504 | 751.6227 | -1203.3649 | -451.7421 | 8504 | -1283.6603 | 1337.5224 | 53.8621 | 8504 | -1283.6603 | 1337.5224 | 53.8621 | 8504 | -1283.6603 | 1337.5224 | 53.8621
8505 | 555.892 | -1016 | -460.108 | 8505 | 555.892 | -1016 | -460.108 | 8505 | 555.892 | -1016 | -460.108 | 8505 | 778.221 | -1347.5944 | -569.3735 | 8505 | 914.8721 | -1347.5944 | -432.7223 | 8505 | 783.4536 | -1347.5944 | -564.1408 | 8505 | -820.0115 | 686.0646 | -133.9468 | 8505 | -820.0115 | 686.0646 | -133.9468 | 8505 | -820.0115 | 686.0646 | -133.9468
8506 | 726.3575 | -1016 | -289.6425 | 8506 | 726.3575 | -1016 | -289.6425 | 8506 | 726.3575 | -1016 | -289.6425 | 8506 | 1251.5883 | -1716 | -464.4117 | 8506 | 1251.5883 | -1716 | -464.4117 | 8506 | 1251.5883 | -1716 | -464.4117 | 8506 | -272.7941 | 60.0587 | -212.7354 | 8506 | -272.7941 | 60.0587 | -212.7354 | 8506 | -272.7941 | 60.0587 | -212.7354
8507 | 602.6912 | -1016 | -413.3088 | 8507 | 602.6912 | -1016 | -413.3088 | 8507 | 602.6912 | -1016 | -413.3088 | 8507 | 1137.5445 | -1716 | -578.4555 | 8507 | 1137.5445 | -1716 | -578.4555 | 8507 | 1137.5445 | -1716 | -578.4555 | 8507 | 123.8685 | -592.9924 | -469.1239 | 8507 | 269.6359 | -738.7598 | -469.1239 | 8507 | 268.7205 | -737.8444 | -469.1239
8508 | 496.0512 | -1016 | -519.9488 | 8508 | 496.0512 | -1016 | -519.9488 | 8508 | 496.0512 | -1016 | -519.9488 | 8508 | 1187.6351 | -1716 | -528.3649 | 8508 | 1187.6351 | -1716 | -528.3649 | 8508 | 1187.6351 | -1716 | -528.3649 | 8508 | 1113.8993 | -1716 | -602.1007 | 8508 | 1113.8993 | -1716 | -602.1007 | 8508 | 1113.8993 | -1716 | -602.1007
8509 | 416.9952 | -1016 | -599.0048 | 8509 | 416.9952 | -1016 | -599.0048 | 8509 | 416.9952 | -1016 | -599.0048 | 8509 | 1063.7937 | -1716 | -652.2063 | 8509 | 1063.7937 | -1716 | -652.2063 | 8509 | 1063.7937 | -1716 | -652.2063 | 8509 | 1171.9626 | -1716 | -544.0374 | 8509 | 1171.9626 | -1716 | -544.0374 | 8509 | 1171.9626 | -1716 | -544.0374
8510 | 604.2806 | -1016 | -411.7194 | 8510 | 604.2806 | -1016 | -411.7194 | 8510 | 604.2806 | -1016 | -411.7194 | 8510 | 1079.9287 | -1716 | -636.0713 | 8510 | 1079.9287 | -1716 | -636.0713 | 8510 | 1079.9287 | -1716 | -636.0713 | 8510 | 1523.0583 | -1716 | -192.9417 | 8510 | 1523.0583 | -1716 | -192.9417 | 8510 | 1523.0583 | -1716 | -192.9417
8511 | 983.8379 | -1016 | -32.1621 | 8511 | 1000 | -1016 | -16 | 8511 | 1000 | -1016 | -16 | 8511 | 1151.588 | -1716 | -564.412 | 8511 | 1151.588 | -1716 | -564.412 | 8511 | 1151.588 | -1716 | -564.412 | 8511 | 1198.9897 | -1716 | -517.0103 | 8511 | 1198.9897 | -1716 | -517.0103 | 8511 | 1198.9897 | -1716 | -517.0103
8512 | 1000 | -1016 | -16 | 8512 | 1000 | -1016 | -16 | 8512 | 1000 | -1016 | -16 | 8512 | 1272.4197 | -1716 | -443.5803 | 8512 | 1272.4197 | -1716 | -443.5803 | 8512 | 1272.4197 | -1716 | -443.5803 | 8512 | 1265.8696 | -1716 | -450.1304 | 8512 | 1265.8696 | -1716 | -450.1304 | 8512 | 1265.8696 | -1716 | -450.1304
8513 | 1000 | -1016 | -16 | 8513 | 1000 | -1016 | -16 | 8513 | 1000 | -1016 | -16 | 8513 | 1328.3604 | -1716 | -387.6396 | 8513 | 1328.3604 | -1716 | -387.6396 | 8513 | 1570.1369 | -1716 | -145.8631 | 8513 | 1490.3245 | -1716 | -225.6755 | 8513 | 1490.3245 | -1716 | -225.6755 | 8513 | 1490.3245 | -1716 | -225.6755
8514 | 1000 | -1016 | -16 | 8514 | 1000 | -1016 | -16 | 8514 | 1000 | -1016 | -16 | 8514 | 1423.8627 | -1716 | -292.1373 | 8514 | 1423.8627 | -1716 | -292.1373 | 8514 | 1423.8627 | -1716 | -292.1373 | 8514 | 1414.2912 | -1716 | -301.7088 | 8514 | 1414.2912 | -1716 | -301.7088 | 8514 | 1414.2912 | -1716 | -301.7088
8515 | 1000 | -1016 | -16 | 8515 | 1000 | -1016 | -16 | 8515 | 1000 | -1016 | -16 | 8515 | 1660.3207 | -1716 | -55.6793 | 8515 | 1695.9073 | -1716 | -20.0927 | 8515 | 1660.3207 | -1716 | -55.6793 | 8515 | 1744.715 | -1716 | 28.715 | 8515 | 1744.715 | -1716 | 28.715 | 8515 | 1744.715 | -1716 | 28.715
8516 | 1000 | -1016 | -16 | 8516 | 1000 | -1016 | -16 | 8516 | 1000 | -1016 | -16 | 8516 | 1867.3039 | -1716 | 151.3039 | 8516 | 1867.3039 | -1716 | 151.3039 | 8516 | 1867.3039 | -1716 | 151.3039 | 8516 | 1954.5476 | -1716 | 238.5476 | 8516 | 1954.5476 | -1716 | 238.5476 | 8516 | 1954.5476 | -1716 | 238.5476
8517 | 1000 | -1016 | -16 | 8517 | 1000 | -1016 | -16 | 8517 | 1000 | -1016 | -16 | 8517 | 1912.4591 | -1716 | 196.4591 | 8517 | 1968.7258 | -1716 | 252.7258 | 8517 | 1912.4591 | -1716 | 196.4591 | 8517 | 2000 | -1716 | 284 | 8517 | 2000 | -1716 | 284 | 8517 | 2000 | -1716 | 284
8518 | 1000 | -839.1484 | 160.8516 | 8518 | 1000 | -839.1484 | 160.8516 | 8518 | 1000 | -839.1484 | 160.8516 | 8518 | 2000 | -1716 | 284 | 8518 | 2000 | -1716 | 284 | 8518 | 2000 | -1716 | 284 | 8518 | 2000 | -1716 | 284 | 8518 | 2000 | -1716 | 284 | 8518 | 2000 | -1716 | 284
8519 | 1000 | -731.6313 | 268.3687 | 8519 | 1000 | -731.6313 | 268.3687 | 8519 | 1000 | -731.6313 | 268.3687 | 8519 | 2000 | -1716 | 284 | 8519 | 2000 | -1716 | 284 | 8519 | 2000 | -1716 | 284 | 8519 | 2000 | -1716 | 284 | 8519 | 2000 | -1716 | 284 | 8519 | 2000 | -1716 | 284
8520 | 1000 | -738.1891 | 261.8109 | 8520 | 1000 | -738.1891 | 261.8109 | 8520 | 1000 | -738.1891 | 261.8109 | 8520 | 2000 | -1716 | 284 | 8520 | 2000 | -1716 | 284 | 8520 | 2000 | -1716 | 284 | 8520 | 2000 | -1716 | 284 | 8520 | 2000 | -1716 | 284 | 8520 | 2000 | -1716 | 284
8521 | 1000 | -941.2659 | 58.7341 | 8521 | 1000 | -941.2659 | 58.7341 | 8521 | 1000 | -941.2659 | 58.7341 | 8521 | 2000 | -1716 | 284 | 8521 | 2000 | -1716 | 284 | 8521 | 2000 | -1716 | 284 | 8521 | 2000 | -1716 | 284 | 8521 | 2000 | -1716 | 284 | 8521 | 2000 | -1716 | 284
8522 | 1000 | -1013.3383 | -13.3383 | 8522 | 1000 | -1013.3383 | -13.3383 | 8522 | 1000 | -1013.3383 | -13.3383 | 8522 | 1914.03 | -1716 | 198.03 | 8522 | 1914.03 | -1716 | 198.03 | 8522 | 1914.03 | -1716 | 198.03 | 8522 | 2000 | -1716 | 284 | 8522 | 2000 | -1716 | 284 | 8522 | 2000 | -1716 | 284
8523 | 1000 | -927.9406 | 72.0594 | 8523 | 1000 | -927.9406 | 72.0594 | 8523 | 1000 | -927.9406 | 72.0594 | 8523 | 1917.0626 | -1716 | 201.0626 | 8523 | 1917.0626 | -1716 | 201.0626 | 8523 | 1917.0626 | -1716 | 201.0626 | 8523 | 2000 | -1716 | 284 | 8523 | 2000 | -1716 | 284 | 8523 | 2000 | -1716 | 284
8524 | 1000 | -838.9502 | 161.0498 | 8524 | 1000 | -838.9502 | 161.0498 | 8524 | 1000 | -838.9502 | 161.0498 | 8524 | 1842.714 | -1716 | 126.714 | 8524 | 1842.714 | -1716 | 126.714 | 8524 | 1842.714 | -1716 | 126.714 | 8524 | 2000 | -1716 | 284 | 8524 | 2000 | -1716 | 284 | 8524 | 2000 | -1716 | 284
8525 | 1000 | -514.8891 | 485.1109 | 8525 | 1000 | -211.5018 | 788.4982 | 8525 | 1000 | -211.5018 | 788.4982 | 8525 | 1834.2496 | -1716 | 118.2496 | 8525 | 1834.2496 | -1716 | 118.2496 | 8525 | 1834.2496 | -1716 | 118.2496 | 8525 | 2000 | -1716 | 284 | 8525 | 2000 | -1716 | 284 | 8525 | 2000 | -1716 | 284
8526 | 517.1502 | -265.4292 | 251.721 | 8526 | 631.7689 | 119.9521 | 751.721 | 8526 | 631.7689 | 119.9521 | 751.721 | 8526 | 796.1073 | -965.4162 | -169.3089 | 8526 | 796.1073 | -965.4162 | -169.3089 | 8526 | 796.1073 | -965.4162 | -169.3089 | 8526 | 2000 | -1716 | 284 | 8526 | 2000 | -1716 | 284 | 8526 | 2000 | -1716 | 284
8527 | -175.9203 | 771.283 | 595.3627 | 8527 | 821.8449 | 771.283 | 1593.1279 | 8527 | -79.5592 | 771.283 | 691.7237 | 8527 | 322.6976 | -245.9903 | 76.7073 | 8527 | 552.3801 | -102.8694 | 449.5107 | 8527 | 552.3801 | -102.9543 | 449.4258 | 8527 | 1921.2524 | -1716 | 205.2524 | 8527 | 2000 | -1716 | 284 | 8527 | 2000 | -1716 | 284
8528 | -983.6549 | 1017 | 33.3451 | 8528 | -91.3887 | 1017 | 925.6113 | 8528 | -250.5549 | 1017 | 766.4451 | 8528 | 1353.2476 | 112.3824 | 1465.6301 | 8528 | 1247.2296 | 112.5987 | 1359.8283 | 8528 | 586.3476 | 112.3824 | 698.7301 | 8528 | 1400.1094 | -1344.6102 | 55.4993 | 8528 | 1553.1094 | -1147.6102 | 405.4993 | 8528 | 1553.1094 | -1147.6102 | 405.4993
8529 | -178.8973 | 162.3026 | -16.5947 | 8529 | 179.1027 | 304.3026 | 483.4053 | 8529 | 179.1027 | 304.3026 | 483.4053 | 8529 | 439.4916 | -1009.6857 | -570.1941 | 8529 | 764.1836 | -1009.6857 | -245.5021 | 8529 | 939.4916 | -1009.6857 | -70.1941 | 8529 | 1356.0352 | -1716 | -359.9648 | 8529 | 1753.9312 | -1716 | 37.9312 | 8529 | 1753.9312 | -1716 | 37.9312
8530 | 848.1007 | -1016 | -167.8993 | 8530 | 848.1007 | -1016 | -167.8993 | 8530 | 848.1007 | -1016 | -167.8993 | 8530 | 1261.1326 | -1716 | -454.8674 | 8530 | 1380.6535 | -1716 | -335.3465 | 8530 | 1261.1326 | -1716 | -454.8674 | 8530 | 1287.2855 | -1716 | -428.7145 | 8530 | 1287.2855 | -1716 | -428.7145 | 8530 | 1287.2855 | -1716 | -428.7145
8531 | 927.3057 | -1016 | -88.6943 | 8531 | 927.3057 | -1016 | -88.6943 | 8531 | 927.3057 | -1016 | -88.6943 | 8531 | 1196.3026 | -1716 | -519.6974 | 8531 | 1554.0076 | -1716 | -161.9924 | 8531 | 1305.5552 | -1716 | -410.4448 | 8531 | 1323.3096 | -1716 | -392.6904 | 8531 | 1323.3096 | -1716 | -392.6904 | 8531 | 1323.3096 | -1716 | -392.6904
8532 | 891.7418 | -1016 | -124.2582 | 8532 | 1000 | -1016 | -16 | 8532 | 1000 | -1016 | -16 | 8532 | 937.4225 | -1716 | -778.5775 | 8532 | 1425.3285 | -1716 | -290.6715 | 8532 | 1425.3285 | -1716 | -290.6715 | 8532 | 1328.8734 | -1716 | -387.1266 | 8532 | 1534.5607 | -1716 | -181.4393 | 8532 | 1534.5607 | -1716 | -181.4393
8533 | 958.8632 | -1016 | -57.1368 | 8533 | 1000 | -1016 | -16 | 8533 | 1000 | -1016 | -16 | 8533 | 1251.4232 | -1716 | -464.5768 | 8533 | 1519.9232 | -1716 | -196.0768 | 8533 | 1519.9232 | -1716 | -196.0768 | 8533 | 1166.685 | -1716 | -549.315 | 8533 | 1480.6553 | -1716 | -235.3447 | 8533 | 1480.6553 | -1716 | -235.3447
8534 | 1000 | -1016 | -16 | 8534 | 1000 | -1016 | -16 | 8534 | 1000 | -1016 | -16 | 8534 | 1287.4679 | -1716 | -428.5321 | 8534 | 1555.9679 | -1716 | -160.0321 | 8534 | 1555.9679 | -1716 | -160.0321 | 8534 | 1098.6016 | -1716 | -617.3984 | 8534 | 1433.6016 | -1716 | -282.3984 | 8534 | 1433.6016 | -1716 | -282.3984
8535 | 697.8061 | -1016 | -318.1939 | 8535 | 1000 | -1016 | -16 | 8535 | 1000 | -1016 | -16 | 8535 | 1337.9813 | -1716 | -378.0187 | 8535 | 1600.3634 | -1716 | -115.6366 | 8535 | 1600.3634 | -1716 | -115.6366 | 8535 | 1121.2765 | -1716 | -594.7235 | 8535 | 1621.2765 | -1716 | -94.7235 | 8535 | 1621.2765 | -1716 | -94.7235
8536 | 1000 | -1016 | -16 | 8536 | 1000 | -1016 | -16 | 8536 | 1000 | -1016 | -16 | 8536 | 1047.0558 | -1716 | -668.9442 | 8536 | 1259.3944 | -1716 | -456.6056 | 8536 | 1259.3944 | -1716 | -456.6056 | 8536 | 1880.2432 | -1716 | 164.2432 | 8536 | 2000 | -1716 | 284 | 8536 | 1743.3352 | -1716 | 27.3352
8537 | 1000 | -1016 | -16 | 8537 | 1000 | -1016 | -16 | 8537 | 1000 | -1016 | -16 | 8537 | 1197.5557 | -1716 | -518.4443 | 8537 | 1888.5006 | -1716 | 172.5006 | 8537 | 1594.8303 | -1716 | -121.1697 | 8537 | 1821.0189 | -1716 | 105.0189 | 8537 | 2000 | -1716 | 284 | 8537 | 1629.9992 | -1716 | -86.0008
8538 | 1000 | -1016 | -16 | 8538 | 1000 | -1016 | -16 | 8538 | 1000 | -1016 | -16 | 8538 | 615.423 | -1716 | -1100.577 | 8538 | 1115.423 | -1716 | -600.577 | 8538 | 1115.423 | -1716 | -600.577 | 8538 | 1497.0318 | -1716 | -218.9682 | 8538 | 2000 | -1716 | 284 | 8538 | 1572.9234 | -1716 | -143.0766
8539 | 1000 | -1016 | -16 | 8539 | 1000 | -1016 | -16 | 8539 | 1000 | -1016 | -16 | 8539 | 898.6469 | -1716 | -817.3531 | 8539 | 904.8756 | -1716 | -811.1244 | 8539 | 947.6177 | -1716 | -768.3823 | 8539 | 1411.8288 | -1716 | -304.1712 | 8539 | 1918.6568 | -1716 | 202.6568 | 8539 | 1911.8288 | -1716 | 195.8288
8540 | 1000 | -1016 | -16 | 8540 | 1000 | -1016 | -16 | 8540 | 1000 | -1016 | -16 | 8540 | 1173.0841 | -1716 | -542.9159 | 8540 | 1173.0841 | -1716 | -542.9159 | 8540 | 1173.0841 | -1716 | -542.9159 | 8540 | 1187.0495 | -1716 | -528.9505 | 8540 | 1187.0495 | -1716 | -528.9505 | 8540 | 1187.0495 | -1716 | -528.9505
8541 | 1000 | -1016 | -16 | 8541 | 1000 | -1016 | -16 | 8541 | 1000 | -1016 | -16 | 8541 | 1498.125 | -1716 | -217.875 | 8541 | 1498.125 | -1716 | -217.875 | 8541 | 1498.125 | -1716 | -217.875 | 8541 | 1653.6367 | -1716 | -62.3633 | 8541 | 1653.6367 | -1716 | -62.3633 | 8541 | 1653.6367 | -1716 | -62.3633
8542 | 1000 | -1016 | -16 | 8542 | 1000 | -1016 | -16 | 8542 | 1000 | -1016 | -16 | 8542 | 2000 | -1716 | 284 | 8542 | 2000 | -1716 | 284 | 8542 | 2000 | -1716 | 284 | 8542 | 2000 | -1716 | 284 | 8542 | 2000 | -1716 | 284 | 8542 | 2000 | -1716 | 284
8543 | 1000 | -858.5639 | 141.4361 | 8543 | 1000 | -858.5639 | 141.4361 | 8543 | 1000 | -858.5639 | 141.4361 | 8543 | 2000 | -1601.8278 | 398.1722 | 8543 | 2000 | -1601.8278 | 398.1722 | 8543 | 2000 | -1601.8278 | 398.1722 | 8543 | 2000 | -1716 | 284 | 8543 | 2000 | -1716 | 284 | 8543 | 2000 | -1169.9789 | 830.0211
8544 | 1000 | -555.2208 | 444.7792 | 8544 | 1000 | -555.2208 | 444.7792 | 8544 | 1000 | -555.2208 | 444.7792 | 8544 | 2000 | -1190.9232 | 809.0768 | 8544 | 2000 | -1190.9232 | 809.0768 | 8544 | 2000 | -1190.9232 | 809.0768 | 8544 | 2000 | -661.5225 | 1338.4775 | 8544 | 2000 | -1716 | 284 | 8544 | 2000 | -1716 | 284
8545 | 1000 | -335.4867 | 664.5133 | 8545 | 1000 | -335.4867 | 664.5133 | 8545 | 1000 | -335.4867 | 664.5133 | 8545 | 2000 | -898.4224 | 1101.5776 | 8545 | 2000 | -898.4224 | 1101.5776 | 8545 | 2000 | -898.4224 | 1101.5776 | 8545 | 2000 | -303.6128 | 1696.3872 | 8545 | 2000 | -303.6128 | 1696.3872 | 8545 | 2000 | -1716 | 284
8546 | 1000 | -106.3467 | 893.6533 | 8546 | 1000 | -106.3467 | 893.6533 | 8546 | 1000 | -106.3467 | 893.6533 | 8546 | 2000 | -616.2023 | 1383.7977 | 8546 | 2000 | -616.2023 | 1383.7977 | 8546 | 2000 | -616.2023 | 1383.7977 | 8546 | 2000 | 23.9996 | 2023.9996 | 8546 | 2000 | 23.9996 | 2023.9996 | 8546 | 2000 | 23.9996 | 2023.9996
8547 | 1000 | 116.6527 | 1116.6527 | 8547 | 1000 | 116.6527 | 1116.6527 | 8547 | 1000 | 116.6527 | 1116.6527 | 8547 | 2000 | -368.5545 | 1631.4455 | 8547 | 2000 | -368.5545 | 1631.4455 | 8547 | 2000 | -368.5545 | 1631.4455 | 8547 | 2000 | 288.5767 | 2288.5767 | 8547 | 2000 | 288.5767 | 2288.5767 | 8547 | 2000 | 288.5767 | 2288.5767
8548 | 1000 | 140.3626 | 1140.3626 | 8548 | 1000 | 140.3626 | 1140.3626 | 8548 | 1000 | 140.3626 | 1140.3626 | 8548 | 2000 | -324.2057 | 1675.7943 | 8548 | 2000 | -324.2057 | 1675.7943 | 8548 | 2000 | -324.2057 | 1675.7943 | 8548 | 2000 | 352.3628 | 2352.3628 | 8548 | 2000 | 352.3628 | 2352.3628 | 8548 | 2000 | -147.6372 | 1852.3628
8549 | 1000 | 127.9493 | 1127.9493 | 8549 | 1000 | 127.9493 | 1127.9493 | 8549 | 1000 | 127.9493 | 1127.9493 | 8549 | 2000 | -349.6012 | 1650.3988 | 8549 | 2000 | -349.6012 | 1650.3988 | 8549 | 2000 | -349.6012 | 1650.3988 | 8549 | 2000 | 313.329 | 2313.329 | 8549 | 2000 | -711.7852 | 1288.2148 | 8549 | 2000 | -186.671 | 1813.329
8550 | 1000 | 15.7922 | 1015.7922 | 8550 | 1000 | 15.7922 | 1015.7922 | 8550 | 1000 | 15.7922 | 1015.7922 | 8550 | 2000 | -478.1428 | 1521.8572 | 8550 | 2000 | -478.1428 | 1521.8572 | 8550 | 2000 | -478.1428 | 1521.8572 | 8550 | 2000 | 170.5596 | 2170.5596 | 8550 | 2000 | -854.5545 | 1145.4455 | 8550 | 2000 | 170.5596 | 2170.5596
8551 | 1000 | -112.8898 | 887.1102 | 8551 | 1000 | -112.8898 | 887.1102 | 8551 | 1000 | -112.8898 | 887.1102 | 8551 | 2000 | -611.4471 | 1388.5529 | 8551 | 2000 | -944.7804 | 1055.2196 | 8551 | 2000 | -944.7804 | 1055.2196 | 8551 | 2000 | 35.7044 | 2035.7044 | 8551 | 2000 | -464.2956 | 1535.7044 | 8551 | 2000 | -174.2263 | 1825.7737
8552 | 1000 | -141.1178 | 858.8822 | 8552 | 1000 | -641.1178 | 358.8822 | 8552 | 1000 | -641.1178 | 358.8822 | 8552 | 2000 | -624.847 | 1375.153 | 8552 | 2000 | -1124.847 | 875.153 | 8552 | 2000 | -1124.847 | 875.153 | 8552 | 2000 | 38.7354 | 2038.7354 | 8552 | 2000 | 38.7354 | 2038.7354 | 8552 | 2000 | -461.2646 | 1538.7354
8553 | 1000 | -76.5537 | 923.4463 | 8553 | 1000 | -576.5537 | 423.4463 | 8553 | 1000 | -576.5537 | 423.4463 | 8553 | 2000 | -549.7046 | 1450.2954 | 8553 | 2000 | -1049.7046 | 950.2954 | 8553 | 2000 | -1049.7046 | 950.2954 | 8553 | 1750.5502 | 376.0095 | 2126.5597 | 8553 | 2000 | 126.5597 | 2126.5597 | 8553 | 1530.5502 | 96.0095 | 1626.5597
8554 | 1000 | -1016 | -16 | 8554 | 1000 | -1016 | -16 | 8554 | 1000 | -1016 | -16 | 8554 | 2000 | -1716 | 284 | 8554 | 2000 | -1716 | 284 | 8554 | 2000 | -1716 | 284 | 8554 | 1900.7598 | -1716 | 184.7598 | 8554 | 1460.7598 | 630.0587 | 2090.8185 | 8554 | 1487.8761 | 602.9424 | 2090.8185
8555 | 1000 | -878.8214 | 121.1786 | 8555 | 1000 | -1016 | -16 | 8555 | 1000 | -1016 | -16 | 8555 | 2000 | -1482.9751 | 517.0249 | 8555 | 2000 | -1716 | 284 | 8555 | 2000 | -1423.9124 | 576.0876 | 8555 | 1787.5225 | -1716 | 71.5225 | 8555 | 1347.5225 | 386.2178 | 1733.7403 | 8555 | 1621.7551 | 86.8711 | 1708.6262
8556 | 1000 | -318.6119 | 681.3881 | 8556 | 1000 | -822.9753 | 177.0247 | 8556 | 1000 | -704.9753 | 295.0247 | 8556 | 2000 | -627.8557 | 1372.1443 | 8556 | 2000 | -938.8428 | 1061.1572 | 8556 | 2000 | -877.5308 | 1122.4692 | 8556 | 2000 | -1716 | 284 | 8556 | 2000 | -1716 | 284 | 8556 | 1934.7982 | -1716 | 218.7982
8557 | 1000 | 76.8929 | 1076.8929 | 8557 | 1000 | -423.1071 | 576.8929 | 8557 | 1000 | -423.1071 | 576.8929 | 8557 | 2000 | -377.2862 | 1622.7138 | 8557 | 2000 | -877.2862 | 1122.7138 | 8557 | 2000 | -877.2862 | 1122.7138 | 8557 | 2000 | -907.488 | 1092.512 | 8557 | 2000 | 312.7458 | 2312.7458 | 8557 | 2000 | -187.2542 | 1812.7458
8558 | 1000 | 54.9724 | 1054.9724 | 8558 | 1000 | -278.361 | 721.639 | 8558 | 1000 | -278.361 | 721.639 | 8558 | 2000 | -410.6787 | 1589.3213 | 8558 | 2000 | -410.6787 | 1589.3213 | 8558 | 2000 | -410.6787 | 1589.3213 | 8558 | 2000 | 265.1227 | 2265.1227 | 8558 | 2000 | -47.3036 | 1952.6964 | 8558 | 2000 | 265.1227 | 2265.1227
8559 | 1000 | -171.0241 | 828.9759 | 8559 | 1000 | -171.0241 | 828.9759 | 8559 | 1000 | -171.0241 | 828.9759 | 8559 | 2000 | -668.9332 | 1331.0668 | 8559 | 2000 | -668.9332 | 1331.0668 | 8559 | 2000 | -668.9332 | 1331.0668 | 8559 | 1260.3826 | 720.3476 | 1980.7302 | 8559 | 2000 | -19.2698 | 1980.7302 | 8559 | 1920.3826 | 60.3476 | 1980.7302
8560 | 1000 | -294.934 | 705.066 | 8560 | 1000 | -294.934 | 705.066 | 8560 | 1000 | -294.934 | 705.066 | 8560 | 2000 | -829.71 | 1170.29 | 8560 | 2000 | -829.71 | 1170.29 | 8560 | 2000 | -829.71 | 1170.29 | 8560 | 828.0252 | 959.5324 | 1787.5575 | 8560 | 580.9089 | 1206.6487 | 1787.5575 | 8560 | 1077.4142 | 605.8862 | 1683.3004
8561 | 1000 | -225.695 | 774.305 | 8561 | 1000 | -225.695 | 774.305 | 8561 | 1000 | -225.695 | 774.305 | 8561 | 2000 | -777.3607 | 1222.6393 | 8561 | 2000 | -777.3607 | 1222.6393 | 8561 | 2000 | -777.3607 | 1222.6393 | 8561 | 125.6489 | 1695.2909 | 1820.9399 | 8561 | 103.9399 | 1717 | 1820.9399 | 8561 | 98.5326 | 1599.0046 | 1697.5372
8562 | 1000 | -202.8974 | 797.1026 | 8562 | 1000 | -202.8974 | 797.1026 | 8562 | 1000 | -202.8974 | 797.1026 | 8562 | 1849.6538 | -582.9929 | 1266.6609 | 8562 | 1849.6538 | -585.6521 | 1264.0018 | 8562 | 1849.6538 | -582.9929 | 1266.6609 | 8562 | 168.8961 | 1717 | 1885.8961 | 8562 | -356.2181 | 1717 | 1360.7819 | 8562 | -123.1616 | 1717 | 1593.8384
8563 | 1000 | -280.756 | 719.244 | 8563 | 1000 | -280.756 | 719.244 | 8563 | 1000 | -280.756 | 719.244 | 8563 | 1522.4761 | -345.5396 | 1176.9364 | 8563 | 1522.4761 | -345.5396 | 1176.9364 | 8563 | 1522.4761 | -345.5396 | 1176.9364 | 8563 | 70.742 | 1717 | 1787.742 | 8563 | -429.258 | 1717 | 1287.742 | 8563 | 70.742 | 1717 | 1787.742
8564 | 1000 | -411.1966 | 588.8034 | 8564 | 1000 | -411.1966 | 588.8034 | 8564 | 1000 | -411.1966 | 588.8034 | 8564 | 1356.1295 | -320.8994 | 1035.2301 | 8564 | 1490.7701 | 168.3651 | 1659.1352 | 8564 | 1356.1295 | -320.8994 | 1035.2301 | 8564 | -77.037 | 1717 | 1639.963 | 8564 | -237.4284 | 1063.9023 | 826.4738 | 8564 | -457.4284 | 1581.5812 | 1124.1528
8565 | 1000 | -348.9444 | 651.0556 | 8565 | 1000 | -348.9444 | 651.0556 | 8565 | 1000 | -348.9444 | 651.0556 | 8565 | 1977.175 | -878.7616 | 1098.4135 | 8565 | 1842.5344 | -878.7616 | 963.7728 | 8565 | 1977.175 | -878.7616 | 1098.4135 | 8565 | -13.8212 | 1717 | 1703.1788 | 8565 | -217.2861 | 1420.465 | 1203.1788 | 8565 | 0.0097598 | 488.4306 | 488.4403
8566 | 1000 | -305.5702 | 694.4298 | 8566 | 1000 | -305.5702 | 694.4298 | 8566 | 1000 | -305.5702 | 694.4298 | 8566 | 2000 | -848.4394 | 1151.5606 | 8566 | 2000 | -843.8468 | 1156.1532 | 8566 | 2000 | -848.4394 | 1151.5606 | 8566 | 61.3415 | 1179.1073 | 1240.4488 | 8566 | 241.3415 | 1524.2215 | 1765.563 | 8566 | 281.3415 | 959.1073 | 1240.4488
8567 | 1000 | -329.2141 | 670.7859 | 8567 | 1000 | -329.2141 | 670.7859 | 8567 | 1000 | -329.2141 | 670.7859 | 8567 | 2000 | -871.2724 | 1128.7276 | 8567 | 2000 | -871.2724 | 1128.7276 | 8567 | 2000 | -871.2724 | 1128.7276 | 8567 | 236.2718 | 1508.7678 | 1745.0396 | 8567 | 896.2718 | 848.7678 | 1745.0396 | 8567 | 676.2718 | 1068.7678 | 1745.0396
8568 | 1000 | -279.3091 | 720.6909 | 8568 | 1000 | -279.3091 | 720.6909 | 8568 | 1000 | -279.3091 | 720.6909 | 8568 | 2000 | -873.5226 | 1126.4774 | 8568 | 2000 | -873.5226 | 1126.4774 | 8568 | 2000 | -873.5226 | 1126.4774 | 8568 | 297.5849 | 1391.7913 | 1689.3762 | 8568 | 957.5849 | 731.7913 | 1689.3762 | 8568 | 517.5849 | 646.6771 | 1164.2621
8569 | 1000 | -1016 | -16 | 8569 | 1000 | -1016 | -16 | 8569 | 1000 | -1016 | -16 | 8569 | 1454.0638 | -641.1981 | 812.8657 | 8569 | 1454.0638 | -1186.8328 | 267.2309 | 8569 | 1454.0638 | -818.1981 | 635.8657 | 8569 | 424.5713 | 388.2241 | 812.7955 | 8569 | 424.5713 | 913.3383 | 1337.9096 | 8569 | 424.5713 | 303.6132 | 728.1845
8570 | 1000 | -1016 | -16 | 8570 | 1000 | -1016 | -16 | 8570 | 1000 | -1016 | -16 | 8570 | 1555.6269 | -1355.6855 | 199.9414 | 8570 | 1555.6269 | -1716 | -160.3731 | 8570 | 1555.6269 | -1716 | -160.3731 | 8570 | 588.0546 | -90.9587 | 497.0959 | 8570 | 588.0546 | -90.9587 | 497.0959 | 8570 | 588.0546 | 434.1555 | 1022.2101
8571 | 1000 | -1016 | -16 | 8571 | 1000 | -1016 | -16 | 8571 | 1000 | -1016 | -16 | 8571 | 1633.7997 | -1525.1068 | 108.6929 | 8571 | 1633.7997 | -1716 | -82.2003 | 8571 | 1633.7997 | -1716 | -82.2003 | 8571 | 936.5538 | -238.1878 | 698.366 | 8571 | 716.5538 | -18.1878 | 698.366 | 8571 | 716.5538 | -18.1878 | 698.366
8572 | 1000 | -1016 | -16 | 8572 | 1000 | -1016 | -16 | 8572 | 1000 | -1016 | -16 | 8572 | 1510.6514 | -1716 | -205.3486 | 8572 | 1510.6514 | -1716 | -205.3486 | 8572 | 1510.6514 | -1716 | -205.3486 | 8572 | 641.6462 | 270.3354 | 911.9816 | 8572 | 641.6462 | 270.3354 | 911.9816 | 8572 | 668.7625 | 243.2191 | 911.9816
8573 | 1000 | -1016 | -16 | 8573 | 1000 | -1016 | -16 | 8573 | 1000 | -1016 | -16 | 8573 | 1734.9781 | -1716 | 18.9781 | 8573 | 1734.9781 | -1716 | 18.9781 | 8573 | 1734.9781 | -1716 | 18.9781 | 8573 | 925.595 | -1639.1108 | -713.5158 | 8573 | 925.595 | -1639.1108 | -713.5158 | 8573 | 925.595 | -1639.1108 | -713.5158
8574 | 1000 | -1016 | -16 | 8574 | 1000 | -1016 | -16 | 8574 | 1000 | -1016 | -16 | 8574 | 1961.6208 | -1716 | 245.6208 | 8574 | 1961.6208 | -1716 | 245.6208 | 8574 | 1961.6208 | -1716 | 245.6208 | 8574 | 1200.9796 | -1716 | -515.0204 | 8574 | 1173.3209 | -1555.9429 | -382.6219 | 8574 | 1173.3209 | -1716 | -542.6791
8575 | 760.0996 | -1016 | -255.9004 | 8575 | 760.0996 | -1016 | -255.9004 | 8575 | 760.0996 | -1016 | -255.9004 | 8575 | 1880.8466 | -1716 | 164.8466 | 8575 | 2000 | -1716 | 284 | 8575 | 2000 | -1716 | 284 | 8575 | 1363.2094 | -1716 | -352.7906 | 8575 | 1396.7347 | -1716 | -319.2653 | 8575 | 1568.0703 | -1716 | -147.9297
8576 | 497.6456 | -1016 | -518.3544 | 8576 | 1000 | -1016 | -16 | 8576 | 997.6456 | -1016 | -18.3544 | 8576 | 1660.5711 | -1716 | -55.4289 | 8576 | 2000 | -1716 | 284 | 8576 | 2000 | -1716 | 284 | 8576 | 1797.8812 | -1716 | 81.8812 | 8576 | 1797.8812 | -1716 | 81.8812 | 8576 | 1797.8812 | -1716 | 81.8812
8577 | 880.834 | -1016 | -135.166 | 8577 | 1000 | -1016 | -16 | 8577 | 889.8345 | -1016 | -126.1655 | 8577 | 2000 | -1716 | 284 | 8577 | 1975.4924 | -1716 | 259.4924 | 8577 | 1846.6572 | -1716 | 130.6572 | 8577 | 1980.9588 | -1716 | 264.9588 | 8577 | 1980.9588 | -1716 | 264.9588 | 8577 | 1955.3518 | -1716 | 239.3518
8578 | 489.6745 | -1016 | -526.3255 | 8578 | 1000 | -1016 | -16 | 8578 | 621.9538 | -1016 | -394.0462 | 8578 | 1402.3276 | -1716 | -313.6724 | 8578 | 1852.3276 | -1716 | 136.3276 | 8578 | 1420.8486 | -1716 | -295.1514 | 8578 | 1201.3526 | -1716 | -514.6474 | 8578 | 1201.3526 | -1716 | -514.6474 | 8578 | 1201.3526 | -1716 | -514.6474
8579 | -111.728 | -1016 | -1127.728 | 8579 | 433.6546 | -1016 | -582.3454 | 8579 | 388.272 | -1016 | -627.728 | 8579 | 1254.7485 | -1716 | -461.2515 | 8579 | 1704.7485 | -1716 | -11.2515 | 8579 | 1313.2876 | -1716 | -402.7124 | 8579 | 1012.4925 | -1716 | -703.5075 | 8579 | 1012.4925 | -1716 | -703.5075 | 8579 | 1012.4925 | -1716 | -703.5075
8580 | -129.4295 | -1016 | -1145.4295 | 8580 | 32.9121 | -1016 | -983.0879 | 8580 | 32.9121 | -1016 | -983.0879 | 8580 | 666.1727 | -1716 | -1049.8273 | 8580 | 1274.9679 | -1716 | -441.0321 | 8580 | 1166.1727 | -1716 | -549.8273 | 8580 | 602.2681 | -1716 | -1113.7319 | 8580 | 602.2681 | -1716 | -1113.7319 | 8580 | 602.2681 | -1716 | -1113.7319
8581 | -79.0684 | -1016 | -1095.0684 | 8581 | -79.0684 | -1016 | -1095.0684 | 8581 | -79.0684 | -1016 | -1095.0684 | 8581 | 691.2804 | -1716 | -1024.7196 | 8581 | 911.8124 | -1716 | -804.1876 | 8581 | 911.8124 | -1716 | -804.1876 | 8581 | 90.9006 | -1716 | -1625.0994 | 8581 | 230.5742 | -1716 | -1485.4258 | 8581 | -80.4214 | -1716 | -1796.4214
8582 | 54.6479 | -1016 | -961.3521 | 8582 | 54.6479 | -1016 | -961.3521 | 8582 | 54.6479 | -1016 | -961.3521 | 8582 | 620.3475 | -1716 | -1095.6525 | 8582 | 620.3475 | -1716 | -1095.6525 | 8582 | 620.3475 | -1716 | -1095.6525 | 8582 | -151.9132 | -1272.3522 | -1424.2655 | 8582 | 291.7345 | -1716 | -1424.2655 | 8582 | 291.7345 | -1716 | -1424.2655
8583 | 146.8764 | -1016 | -869.1236 | 8583 | 146.8764 | -1016 | -869.1236 | 8583 | 146.8764 | -1016 | -869.1236 | 8583 | 800.29 | -1716 | -915.71 | 8583 | 800.29 | -1716 | -915.71 | 8583 | 800.29 | -1716 | -915.71 | 8583 | -392.8214 | -806.0348 | -1198.8562 | 8583 | 20.0623 | -693.8044 | -673.7421 | 8583 | -46.5526 | -1716 | -1762.5526
8584 | 309.0644 | -1016 | -706.9356 | 8584 | 809.0644 | -1016 | -206.9356 | 8584 | 809.0644 | -1016 | -206.9356 | 8584 | 1252.1249 | -1716 | -463.8751 | 8584 | 1417.4968 | -1716 | -298.5032 | 8584 | 1417.4968 | -1716 | -298.5032 | 8584 | 311.4097 | -1143.5901 | -832.1804 | 8584 | 311.4097 | -618.4759 | -307.0662 | 8584 | 883.8196 | -1716 | -832.1804
8585 | 861.182 | -1016 | -154.818 | 8585 | 1000 | -1016 | -16 | 8585 | 958.6471 | -1016 | -57.3529 | 8585 | 1527.0716 | -1716 | -188.9284 | 8585 | 1699.1977 | -1716 | -16.8023 | 8585 | 1699.1977 | -1716 | -16.8023 | 8585 | 912.8431 | -1716 | -803.1569 | 8585 | 719.9594 | -660.9648 | 58.9946 | 8585 | 1249.8804 | -1716 | -466.1196
8586 | 1000 | -1016 | -16 | 8586 | 1000 | -1016 | -16 | 8586 | 1000 | -1016 | -16 | 8586 | 1977.9053 | -1716 | 261.9053 | 8586 | 2000 | -1716 | 284 | 8586 | 2000 | -1716 | 284 | 8586 | 2000 | -1551.1965 | 448.8035 | 8586 | 2000 | -1551.1965 | 448.8035 | 8586 | 2000 | -1551.1965 | 448.8035
8587 | 806.9775 | -1016 | -209.0225 | 8587 | 1000 | -1016 | -16 | 8587 | 1000 | -1016 | -16 | 8587 | 2000 | -1716 | 284 | 8587 | 2000 | -1716 | 284 | 8587 | 2000 | -1716 | 284 | 8587 | 2000 | -1716 | 284 | 8587 | 2000 | -1716 | 284 | 8587 | 2000 | -1716 | 284
8588 | 758.4008 | -1016 | -257.5992 | 8588 | 1000 | -1016 | -16 | 8588 | 1000 | -1016 | -16 | 8588 | 2000 | -1716 | 284 | 8588 | 2000 | -1716 | 284 | 8588 | 2000 | -1716 | 284 | 8588 | 1385.0605 | -788.5289 | 596.5316 | 8588 | 1385.0605 | -788.5289 | 596.5316 | 8588 | 1385.0605 | -788.5289 | 596.5316
8589 | 766.8284 | -1016 | -249.1716 | 8589 | 1000 | -1016 | -16 | 8589 | 1000 | -1016 | -16 | 8589 | 1726.849 | -1658.5812 | 68.2678 | 8589 | 1726.849 | -1658.5812 | 68.2678 | 8589 | 1726.849 | -1658.5812 | 68.2678 | 8589 | 362.9473 | 211.6487 | 574.5959 | 8589 | 362.9473 | 211.6487 | 574.5959 | 8589 | 362.9473 | 211.6487 | 574.5959
8590 | 624.6949 | -1016 | -391.3051 | 8590 | 1000 | -1016 | -16 | 8590 | 1000 | -1016 | -16 | 8590 | 1404.5631 | -1490.8331 | -86.27 | 8590 | 1404.5631 | -1490.8331 | -86.27 | 8590 | 1404.5631 | -1490.8331 | -86.27 | 8590 | -19.2536 | 432.1764 | 412.9227 | 8590 | 34.8279 | 378.0948 | 412.9227 | 8590 | 34.8279 | 378.0948 | 412.9227
8591 | 957.9616 | -1016 | -58.0384 | 8591 | 1000 | -1016 | -16 | 8591 | 1000 | -1016 | -16 | 8591 | 1072.928 | -1034.7385 | 38.1895 | 8591 | 1072.928 | -1376.9175 | -303.9895 | 8591 | 1072.928 | -1232.2615 | -159.3335 | 8591 | -354.8421 | 1023.06 | 668.2178 | 8591 | -354.8421 | 1023.06 | 668.2178 | 8591 | 45.1579 | 97.9458 | 143.1037
8592 | 1000 | -1016 | -16 | 8592 | 1000 | -1016 | -16 | 8592 | 1000 | -1016 | -16 | 8592 | 858.1989 | -950.5532 | -92.3543 | 8592 | 858.1989 | -950.5532 | -92.3543 | 8592 | 858.1989 | -950.5532 | -92.3543 | 8592 | -350.218 | 704.6758 | 354.4578 | 8592 | -570.218 | 1449.7899 | 879.5719 | 8592 | 89.782 | 289.7899 | 379.5719
8593 | 978.7193 | -1016 | -37.2807 | 8593 | 1000 | -1016 | -16 | 8593 | 1000 | -1016 | -16 | 8593 | 1034.8313 | -1241.6553 | -206.8239 | 8593 | 1034.8313 | -1241.6553 | -206.8239 | 8593 | 1034.8313 | -1241.6553 | -206.8239 | 8593 | -362.4087 | 1106.5552 | 744.1465 | 8593 | -358.1761 | 1102.3226 | 744.1465 | 8593 | 77.5913 | 666.5552 | 744.1465
8594 | 1000 | -1016 | -16 | 8594 | 1000 | -1016 | -16 | 8594 | 1000 | -1016 | -16 | 8594 | 625.5118 | -847.6426 | -222.1308 | 8594 | 625.5118 | -847.6426 | -222.1308 | 8594 | 625.5118 | -847.6426 | -222.1308 | 8594 | -763.844 | 1491.1897 | 727.3457 | 8594 | -763.844 | 1491.1897 | 727.3457 | 8594 | -543.844 | 746.0755 | 202.2315
8595 | 1000 | -1016 | -16 | 8595 | 1000 | -1016 | -16 | 8595 | 1000 | -1016 | -16 | 8595 | 649.3348 | -555.2755 | 94.0592 | 8595 | 649.3348 | -555.2755 | 94.0592 | 8595 | 649.3348 | -555.2755 | 94.0592 | 8595 | -727.4991 | 1233.5821 | 506.083 | 8595 | -727.4991 | 1233.5821 | 506.083 | 8595 | -677.4991 | 1708.6963 | 1031.1972
8596 | 1000 | -1016 | -16 | 8596 | 1000 | -1016 | -16 | 8596 | 1000 | -1016 | -16 | 8596 | 559.6539 | -465.1743 | 94.4796 | 8596 | 559.6539 | -465.1743 | 94.4796 | 8596 | 559.6539 | -465.1743 | 94.4796 | 8596 | -795.0274 | 1249.1944 | 454.167 | 8596 | -579.26 | 1558.5412 | 979.2812 | 8596 | -579.26 | 1033.427 | 454.167
8597 | 1000 | -1016 | -16 | 8597 | 1000 | -1016 | -16 | 8597 | 1000 | -1016 | -16 | 8597 | 625.3132 | -563.179 | 62.1343 | 8597 | 625.3132 | -563.179 | 62.1343 | 8597 | 625.3132 | -563.179 | 62.1343 | 8597 | -660.0854 | 1071.6395 | 411.5541 | 8597 | -270.0854 | 156.5254 | -113.5601 | 8597 | -220.0854 | 131.6395 | -88.4459
8598 | 450.1244 | -733.9785 | -283.8541 | 8598 | 450.1244 | -1016 | -565.8756 | 8598 | 450.1244 | -1016 | -565.8756 | 8598 | 27.8705 | -207.0443 | -179.1739 | 8598 | 27.8705 | -207.0443 | -179.1739 | 8598 | 27.8705 | -207.0443 | -179.1739 | 8598 | -1091.8701 | 683.1603 | -408.7098 | 8598 | -1298.1088 | 889.399 | -408.7098 | 8598 | -1131.8701 | 723.1603 | -408.7098
8599 | -9.8185 | -631.1372 | -640.9557 | 8599 | -78.8375 | -957.8565 | -1036.6939 | 8599 | -20.6939 | -1016 | -1036.6939 | 8599 | -650.976 | 54.7147 | -596.2613 | 8599 | -650.976 | 54.7147 | -596.2613 | 8599 | -650.976 | 54.7147 | -596.2613 | 8599 | -1234.8443 | 885.6664 | -349.1779 | 8599 | -1088.1776 | 116.5205 | -971.6571 | 8599 | -1234.8443 | 152.5664 | -1082.2779
8600 | -372.5545 | -580.2617 | -952.8162 | 8600 | -204.0101 | -854.3709 | -1058.3811 | 8600 | -408.3147 | -650.0663 | -1058.3811 | 8600 | -853.7826 | 232.9659 | -620.8167 | 8600 | -853.7826 | 232.9659 | -620.8167 | 8600 | -853.7826 | 232.9659 | -620.8167 | 8600 | -1244.5153 | 868.1817 | -376.3337 | 8600 | -1244.5153 | 343.0675 | -901.4478 | 8600 | -1244.5153 | 868.1817 | -376.3337
8601 | -126.0816 | -771.1765 | -897.258 | 8601 | 93.9184 | -991.1765 | -897.258 | 8601 | 94.5671 | -991.8251 | -897.258 | 8601 | -572.2491 | 193.6623 | -378.5868 | 8601 | -572.2491 | 193.6623 | -378.5868 | 8601 | -572.2491 | 193.6623 | -378.5868 | 8601 | -1259.1989 | 1202.3897 | -56.8092 | 8601 | -1259.1989 | 1202.3897 | -56.8092 | 8601 | -1259.1989 | 1202.3897 | -56.8092
8602 | 43.3862 | -814.7362 | -771.3499 | 8602 | 43.3862 | -814.7362 | -771.3499 | 8602 | 244.6501 | -1016 | -771.3499 | 8602 | -410.3781 | 296.6824 | -113.6957 | 8602 | -410.3781 | 296.6824 | -113.6957 | 8602 | -410.3781 | 296.6824 | -113.6957 | 8602 | -1370.9661 | 1717 | 346.0339 | 8602 | -1370.9661 | 1717 | 346.0339 | 8602 | -1453.0924 | 1652.9776 | 199.8852
8603 | 79.8332 | -499.7872 | -419.9541 | 8603 | 200.3077 | -1016 | -815.6923 | 8603 | 79.8332 | -895.5254 | -815.6923 | 8603 | -406.2595 | 400.0597 | -6.1999 | 8603 | -406.2595 | 400.0597 | -6.1999 | 8603 | -406.2595 | 400.0597 | -6.1999 | 8603 | -1589.8388 | 1717 | 127.1612 | 8603 | -1589.8388 | 1717 | 127.1612 | 8603 | -1111.0936 | 1717 | 605.9064
8604 | 899.7065 | -1016 | -116.2935 | 8604 | 459.7065 | -951.2768 | -491.5703 | 8604 | 524.4297 | -1016 | -491.5703 | 8604 | -17.3809 | -26.242 | -43.6229 | 8604 | -17.3809 | -26.242 | -43.6229 | 8604 | -17.3809 | -26.242 | -43.6229 | 8604 | -598.355 | 1717 | 1118.645 | 8604 | -998.355 | 1717 | 718.645 | 8604 | -1191.955 | 1717 | 525.045
8605 | 1000 | -872.5885 | 127.4115 | 8605 | 1000 | -872.5885 | 127.4115 | 8605 | 1000 | -872.5885 | 127.4115 | 8605 | 688.5436 | -72.7016 | 615.842 | 8605 | 688.5436 | -72.7016 | 615.842 | 8605 | 688.5436 | -72.7016 | 615.842 | 8605 | -239.6196 | 1717 | 1477.3804 | 8605 | -439.0863 | 1717 | 1277.9137 | 8605 | -439.0863 | 1717 | 1277.9137
8606 | 1000 | -766.5018 | 233.4982 | 8606 | 1000 | -1016 | -16 | 8606 | 1000 | -1016 | -16 | 8606 | 995.3035 | -297.5278 | 697.7757 | 8606 | 995.3035 | -297.5278 | 697.7757 | 8606 | 995.3035 | -297.5278 | 697.7757 | 8606 | -153.7122 | 1717 | 1563.2878 | 8606 | 80.9545 | 1717 | 1797.9545 | 8606 | 80.9545 | 1717 | 1797.9545
8607 | 980.4474 | -1016 | -35.5526 | 8607 | 980.4474 | -1016 | -35.5526 | 8607 | 980.4474 | -1016 | -35.5526 | 8607 | 417.5681 | -43.5379 | 374.0302 | 8607 | 417.5681 | -43.5379 | 374.0302 | 8607 | 637.5681 | -263.5379 | 374.0302 | 8607 | -1020.2349 | 1717 | 696.7651 | 8607 | -1020.2349 | 1717 | 696.7651 | 8607 | -759.9417 | 1717 | 957.0583
8608 | 741.4453 | -1016 | -274.5547 | 8608 | 741.4453 | -1016 | -274.5547 | 8608 | 741.4453 | -1016 | -274.5547 | 8608 | 321.102 | -221.1931 | 99.9089 | 8608 | -118.898 | -141.1931 | -260.0911 | 8608 | 101.102 | -1.1931 | 99.9089 | 8608 | -535.5939 | 1717 | 1181.4061 | 8608 | -1426.8812 | 1717 | 290.1188 | 8608 | -1566.8812 | 1717 | 150.1188
8609 | 470.3717 | -1016 | -545.6283 | 8609 | 470.3717 | -1016 | -545.6283 | 8609 | 331.3936 | -877.0219 | -545.6283 | 8609 | -523.5385 | 324.3081 | -199.2304 | 8609 | -917.9701 | 480.287 | -437.6831 | 8609 | -697.9701 | -1.2603 | -699.2304 | 8609 | -1606.2515 | 1717 | 110.7485 | 8609 | -1836.1182 | 1717 | -119.1182 | 8609 | -1952.7828 | 1717 | -235.7828
8610 | -411.0086 | -348.1471 | -759.1557 | 8610 | -225.7826 | -1016 | -1241.7826 | 8610 | 162.9521 | -1016 | -853.0479 | 8610 | -1140.9903 | 695.2566 | -445.7338 | 8610 | -1140.9903 | 695.2566 | -445.7338 | 8610 | -1077.8931 | 632.1593 | -445.7338 | 8610 | -1124.9049 | 1717 | 592.0951 | 8610 | -1962.3545 | 1717 | -245.3545 | 8610 | -1962.3545 | 1717 | -245.3545
8611 | -391.492 | -224.2876 | -615.7796 | 8611 | -110.6426 | -1005.137 | -1115.7796 | 8611 | -99.7796 | -1016 | -1115.7796 | 8611 | -1038.7964 | 715.2445 | -323.5518 | 8611 | -1258.7964 | 435.2445 | -823.5518 | 8611 | -1131.55 | 307.9981 | -823.5518 | 8611 | -1858.5167 | 1717 | -141.5167 | 8611 | -1858.5167 | 1717 | -141.5167 | 8611 | -1858.5167 | 1717 | -141.5167
8612 | 38.5687 | -531.0869 | -492.5181 | 8612 | 34.3361 | -1016 | -981.6639 | 8612 | 84.2515 | -670.9023 | -586.6508 | 8612 | -654.0802 | 929.538 | 275.4578 | 8612 | -584.8276 | -440.0321 | -1024.8597 | 8612 | -654.0802 | 330.8913 | -323.1889 | 8612 | -1722.6824 | 1398.6552 | -324.0272 | 8612 | -1722.6824 | 1024.962 | -697.7204 | 8612 | -1722.6824 | 1398.6552 | -324.0272
8613 | 367.3466 | -784.6886 | -417.3421 | 8613 | 467.3466 | -1016 | -548.6534 | 8613 | 467.4312 | -969.5114 | -502.0801 | 8613 | -354.4061 | -606.934 | -961.3401 | 8613 | -350.1735 | 391.743 | 41.5695 | 8613 | -258.6387 | 297.2986 | 38.6599 | 8613 | -1779.9065 | 1717 | -62.9065 | 8613 | -1779.9065 | 1078.3114 | -701.5951 | 8613 | -1779.9065 | 1578.3114 | -201.5951
8614 | 109.8879 | -120.4158 | -10.5279 | 8614 | 109.8879 | -721.2953 | -611.4074 | 8614 | 109.8879 | -620.4158 | -510.5279 | 8614 | -575.4749 | 986.1352 | 410.6603 | 8614 | -523.2742 | 433.6924 | -89.5818 | 8614 | -574.4749 | 437.6331 | -136.8418 | 8614 | -1744.6197 | 1717 | -27.6197 | 8614 | -1798.0913 | 1717 | -81.0913 | 8614 | -1744.6197 | 1717 | -27.6197
8615 | -46.9074 | 233.5141 | 186.6067 | 8615 | -46.9074 | -218.3709 | -265.2782 | 8615 | -46.9074 | -266.4859 | -313.3933 | 8615 | -753.2396 | 1444.636 | 691.3964 | 8615 | -775.2396 | 966.636 | 191.3964 | 8615 | -775.2396 | 966.636 | 191.3964 | 8615 | -1900.2645 | 1717 | -183.2645 | 8615 | -1900.2645 | 1717 | -183.2645 | 8615 | -1900.2645 | 1717 | -183.2645
8616 | -623.3305 | 1017 | 393.6695 | 8616 | -606.7492 | 500.4187 | -106.3305 | 8616 | -526.7492 | 420.4187 | -106.3305 | 8616 | -763.7411 | 1717 | 953.2589 | 8616 | -1263.7411 | 1717 | 453.2589 | 8616 | -1263.7411 | 1717 | 453.2589 | 8616 | -1943.8222 | 1717 | -226.8222 | 8616 | -1948.7037 | 1717 | -231.7037 | 8616 | -1672.9703 | 1717 | 44.0297
8617 | -384.7845 | 1017 | 632.2155 | 8617 | -792.3687 | 1017 | 224.6313 | 8617 | -884.7845 | 1017 | 132.2155 | 8617 | -1075.3799 | 1717 | 641.6201 | 8617 | -998.8651 | 1717 | 718.1349 | 8617 | -998.8651 | 1717 | 718.1349 | 8617 | -1984.3985 | 1717 | -267.3985 | 8617 | -1984.3985 | 1717 | -267.3985 | 8617 | -1867.0382 | 1717 | -150.0382
8618 | -605.4859 | 1017 | 411.5141 | 8618 | -606.4859 | 1002.6559 | 396.1701 | 8618 | -606.4859 | 1002.6559 | 396.1701 | 8618 | -1358.1558 | 1717 | 358.8442 | 8618 | -1358.1558 | 1717 | 358.8442 | 8618 | -1358.1558 | 1717 | 358.8442 | 8618 | -1331.5769 | 1717 | 385.4231 | 8618 | -1856.691 | 1717 | -139.691 | 8618 | -1856.691 | 1717 | -139.691
8619 | -756.3717 | 1017 | 260.6283 | 8619 | -760.6044 | 977.4733 | 216.8689 | 8619 | -760.6044 | 977.4733 | 216.8689 | 8619 | -1465.8915 | 1717 | 251.1085 | 8619 | -1515.8915 | 1717 | 201.1085 | 8619 | -1415.8915 | 1717 | 301.1085 | 8619 | -1871.9707 | 1717 | -154.9707 | 8619 | -1988.5007 | 1717 | -271.5007 | 8619 | -1846.8566 | 1717 | -129.8566
8620 | -537.5018 | 945.6022 | 408.1004 | 8620 | -532.2692 | 289.4829 | -242.7863 | 8620 | -537.5018 | 470.4278 | -67.0741 | 8620 | -1261.3362 | 1717 | 455.6638 | 8620 | -1262.3362 | 1717 | 454.6638 | 8620 | -1228.4002 | 1717 | 488.5998 | 8620 | -1439.1134 | 1717 | 277.8866 | 8620 | -1893.4316 | 1717 | -176.4316 | 8620 | -1893.4316 | 1717 | -176.4316
8621 | -317.5356 | -31.4439 | -348.9795 | 8621 | -413.303 | -690.8606 | -1104.1636 | 8621 | -458.0704 | -116.5415 | -574.6119 | 8621 | -1153.8898 | 1717 | 563.1102 | 8621 | -1103.8898 | 1229.6065 | 125.7167 | 8621 | -1149.6572 | 997.9406 | -151.7166 | 8621 | -1587.6211 | 1717 | 129.3789 | 8621 | -1868.7486 | 998.1274 | -870.6211 | 8621 | -1868.7486 | 1498.1274 | -370.6211
8622 | 243.3177 | -367.9594 | -124.6418 | 8622 | 243.3177 | -867.9594 | -624.6418 | 8622 | 243.3177 | -867.9594 | -624.6418 | 8622 | -368.3902 | 657.2765 | 288.8864 | 8622 | -739.2392 | 528.1256 | -211.1136 | 8622 | -588.3902 | 377.2765 | -211.1136 | 8622 | -1790.1378 | 1717 | -73.1378 | 8622 | -1790.1378 | 1717 | -73.1378 | 8622 | -1790.1378 | 1717 | -73.1378
8623 | 792.1366 | -1016 | -223.8634 | 8623 | 717.064 | -1016 | -298.936 | 8623 | 468.8602 | -1016 | -547.1398 | 8623 | -606.3727 | 720.9568 | 114.5842 | 8623 | -606.3727 | 652.7428 | 46.3702 | 8623 | -606.3727 | 554.2901 | -52.0825 | 8623 | -1484.1012 | 1717 | 232.8988 | 8623 | -1698.8922 | 1717 | 18.1078 | 8623 | -1698.8922 | 1717 | 18.1078
8624 | 1000 | -1016 | -16 | 8624 | 1000 | -1016 | -16 | 8624 | 1000 | -1016 | -16 | 8624 | 683.1061 | -792.2991 | -109.1931 | 8624 | 683.1061 | -792.2991 | -109.1931 | 8624 | 683.1061 | -792.2991 | -109.1931 | 8624 | 719.9217 | -1716 | -996.0783 | 8624 | -576.279 | 918.9796 | 342.7006 | 8624 | -576.279 | 944.0938 | 367.8148
8625 | 1000 | -1016 | -16 | 8625 | 1000 | -1016 | -16 | 8625 | 1000 | -1016 | -16 | 8625 | 1491.1706 | -1542.6868 | -51.5162 | 8625 | 1491.1706 | -1716 | -224.8294 | 8625 | 1491.1706 | -1672.609 | -181.4384 | 8625 | 641.3712 | -1716 | -1074.6288 | 8625 | 421.3712 | 271.6029 | 692.974 | 8625 | 421.3712 | -253.5113 | 167.8599
8626 | 1000 | -1016 | -16 | 8626 | 1000 | -1016 | -16 | 8626 | 1000 | -1016 | -16 | 8626 | 1875.0225 | -1591.418 | 283.6045 | 8626 | 1875.0225 | -1716 | 159.0225 | 8626 | 1875.0225 | -1591.418 | 283.6045 | 8626 | 1823.543 | -1716 | 107.543 | 8626 | 1062.8751 | -333.5641 | 729.311 | 8626 | 1054.9587 | -325.6477 | 729.311
8627 | 917.8046 | -1016 | -98.1954 | 8627 | 917.8046 | -1016 | -98.1954 | 8627 | 917.8046 | -1016 | -98.1954 | 8627 | 2000 | -1716 | 284 | 8627 | 2000 | -1716 | 284 | 8627 | 2000 | -1716 | 284 | 8627 | 2000 | -1456.06 | 543.94 | 8627 | 2000 | -1456.06 | 543.94 | 8627 | 2000 | -1456.06 | 543.94
8628 | 670.9735 | -1016 | -345.0265 | 8628 | 670.9735 | -1016 | -345.0265 | 8628 | 670.9735 | -1016 | -345.0265 | 8628 | 1735.537 | -1716 | 19.537 | 8628 | 1735.537 | -1716 | 19.537 | 8628 | 1735.537 | -1716 | 19.537 | 8628 | 2000 | -1716 | 284 | 8628 | 2000 | -1716 | 284 | 8628 | 2000 | -1716 | 284
8629 | 623.2439 | -1016 | -392.7561 | 8629 | 623.2439 | -1016 | -392.7561 | 8629 | 623.2439 | -1016 | -392.7561 | 8629 | 1634.8075 | -1716 | -81.1925 | 8629 | 1634.8075 | -1716 | -81.1925 | 8629 | 1634.8075 | -1716 | -81.1925 | 8629 | 1901.4002 | -1716 | 185.4002 | 8629 | 1901.4002 | -1716 | 185.4002 | 8629 | 1901.4002 | -1716 | 185.4002
8630 | 619.8178 | -1016 | -396.1822 | 8630 | 619.8178 | -1016 | -396.1822 | 8630 | 619.8178 | -1016 | -396.1822 | 8630 | 1436.8466 | -1716 | -279.1534 | 8630 | 1436.8466 | -1716 | -279.1534 | 8630 | 1436.8466 | -1716 | -279.1534 | 8630 | 1702.5961 | -1716 | -13.4039 | 8630 | 1702.5961 | -1716 | -13.4039 | 8630 | 1702.5961 | -1716 | -13.4039
8631 | 492.9006 | -1016 | -523.0994 | 8631 | 492.9006 | -1016 | -523.0994 | 8631 | 492.9006 | -1016 | -523.0994 | 8631 | 1264.6117 | -1716 | -451.3883 | 8631 | 1608.0381 | -1716 | -107.9619 | 8631 | 1264.6117 | -1716 | -451.3883 | 8631 | 1561.2714 | -1716 | -154.7286 | 8631 | 1611.0714 | -1716 | -104.9286 | 8631 | 1611.0714 | -1716 | -104.9286
8632 | 443.0617 | -1016 | -572.9383 | 8632 | 443.0617 | -1016 | -572.9383 | 8632 | 443.0617 | -1016 | -572.9383 | 8632 | 1194.5332 | -1716 | -521.4668 | 8632 | 1245.8451 | -1716 | -470.1549 | 8632 | 1694.5332 | -1716 | -21.4668 | 8632 | 1459.5818 | -1716 | -256.4182 | 8632 | 1459.5818 | -1716 | -256.4182 | 8632 | 1459.5818 | -1716 | -256.4182
8633 | 361.2174 | -1016 | -654.7826 | 8633 | 361.2174 | -1016 | -654.7826 | 8633 | 361.2174 | -1016 | -654.7826 | 8633 | 1105.8162 | -1716 | -610.1838 | 8633 | 1605.8162 | -1716 | -110.1838 | 8633 | 1105.8162 | -1716 | -610.1838 | 8633 | 1307.2409 | -1716 | -408.7591 | 8633 | 1356.6246 | -1716 | -359.3754 | 8633 | 1307.2409 | -1716 | -408.7591
8634 | 318.6957 | -1016 | -697.3043 | 8634 | 318.6957 | -1016 | -697.3043 | 8634 | 351.1245 | -1016 | -664.8755 | 8634 | 1074.9651 | -1716 | -641.0349 | 8634 | 1128.7727 | -1716 | -587.2273 | 8634 | 1128.7727 | -1716 | -587.2273 | 8634 | 1344.8944 | -1716 | -371.1056 | 8634 | 1344.8944 | -1716 | -371.1056 | 8634 | 1394.2781 | -1716 | -321.7219
8635 | 414.7619 | -1016 | -601.2381 | 8635 | 736.1585 | -1016 | -279.8415 | 8635 | 460.8596 | -1016 | -555.1404 | 8635 | 1144.8132 | -1716 | -571.1868 | 8635 | 1144.8132 | -1716 | -571.1868 | 8635 | 1144.8132 | -1716 | -571.1868 | 8635 | 1390.7763 | -1716 | -325.2237 | 8635 | 1412.5177 | -1716 | -303.4823 | 8635 | 1412.5177 | -1716 | -303.4823
8636 | 567.622 | -1016 | -448.378 | 8636 | 514.1782 | -1016 | -501.8218 | 8636 | 757.0482 | -1016 | -258.9518 | 8636 | 1288.2366 | -1716 | -427.7634 | 8636 | 1288.2366 | -1716 | -427.7634 | 8636 | 1288.2366 | -1716 | -427.7634 | 8636 | 1545.768 | -1716 | -170.232 | 8636 | 1545.768 | -1716 | -170.232 | 8636 | 1545.768 | -1716 | -170.232
8637 | 667.2438 | -1016 | -348.7562 | 8637 | 667.2438 | -1016 | -348.7562 | 8637 | 667.2438 | -1016 | -348.7562 | 8637 | 1495.3659 | -1716 | -220.6341 | 8637 | 1495.3659 | -1716 | -220.6341 | 8637 | 1495.3659 | -1716 | -220.6341 | 8637 | 1772.3406 | -1716 | 56.3406 | 8637 | 1772.3406 | -1716 | 56.3406 | 8637 | 1772.3406 | -1716 | 56.3406
8638 | 966.7994 | -1016 | -49.2006 | 8638 | 966.7994 | -1016 | -49.2006 | 8638 | 966.7994 | -1016 | -49.2006 | 8638 | 1826.5177 | -1716 | 110.5177 | 8638 | 1826.5177 | -1716 | 110.5177 | 8638 | 1826.5177 | -1716 | 110.5177 | 8638 | 2000 | -1716 | 284 | 8638 | 2000 | -1716 | 284 | 8638 | 2000 | -1716 | 284
8639 | 1000 | -1010.3343 | -10.3343 | 8639 | 1000 | -1010.3343 | -10.3343 | 8639 | 1000 | -1010.3343 | -10.3343 | 8639 | 1881.1926 | -1716 | 165.1926 | 8639 | 1881.1926 | -1716 | 165.1926 | 8639 | 1881.1926 | -1716 | 165.1926 | 8639 | 2000 | -1716 | 284 | 8639 | 2000 | -1716 | 284 | 8639 | 2000 | -1716 | 284
8640 | 528.169 | -638.5051 | -110.3361 | 8640 | 528.169 | -638.5051 | -110.3361 | 8640 | 528.169 | -638.5051 | -110.3361 | 8640 | 1766.7491 | -1716 | 50.7491 | 8640 | 1766.7491 | -1716 | 50.7491 | 8640 | 1766.7491 | -1716 | 50.7491 | 8640 | 2000 | -1716 | 284 | 8640 | 2000 | -1716 | 284 | 8640 | 2000 | -1716 | 284
8641 | -797.4587 | 440.4133 | -357.0455 | 8641 | -797.4587 | 440.4133 | -357.0455 | 8641 | -797.4587 | 440.4133 | -357.0455 | 8641 | 1467.689 | -1716 | -248.311 | 8641 | 1244.9593 | -1716 | -471.0407 | 8641 | 1244.9593 | -1493.2703 | -248.311 | 8641 | 1728.1202 | -1716 | 12.1202 | 8641 | 1728.1202 | -1716 | 12.1202 | 8641 | 1728.1202 | -1716 | 12.1202
8642 | -764.0255 | 640.6162 | -123.4093 | 8642 | -764.0255 | 840.6162 | 76.5907 | 8642 | -764.0255 | 840.6162 | 76.5907 | 8642 | 411.9519 | -781.5218 | -369.5699 | 8642 | 411.9519 | -781.5218 | -369.5699 | 8642 | 411.9519 | -781.5218 | -369.5699 | 8642 | -156.8919 | -4.6724 | -161.5643 | 8642 | 756.0039 | -917.5681 | -161.5643 | 8642 | -156.8919 | -4.6724 | -161.5643
8643 | -716.2824 | 685.5621 | -30.7203 | 8643 | -716.2824 | 1017 | 300.7176 | 8643 | -716.2824 | 1017 | 300.7176 | 8643 | 1104.631 | -1496.383 | -391.752 | 8643 | 104.631 | -1496.383 | -1391.752 | 8643 | 104.631 | -496.383 | -391.752 | 8643 | -1029.4673 | 792.0672 | -237.4001 | 8643 | -1029.4673 | 792.0672 | -237.4001 | 8643 | -1029.4673 | 792.0672 | -237.4001
8644 | -663.7541 | 900.5952 | 236.8411 | 8644 | -663.7541 | 1017 | 353.2459 | 8644 | -663.7541 | 1017 | 353.2459 | 8644 | 23.0007 | -603.0644 | -580.0638 | 8644 | 23.0007 | 396.9356 | 419.9362 | 8644 | -976.9993 | 396.9356 | -580.0638 | 8644 | -1034.8915 | 544.71 | -490.1816 | 8644 | -1034.8915 | 544.71 | -490.1816 | 8644 | -2000 | 1509.8184 | -490.1816
8645 | -692.2652 | 711.3289 | 19.0638 | 8645 | -692.2652 | 1017 | 324.7348 | 8645 | -692.2652 | 1017 | 324.7348 | 8645 | -1302.2014 | 513.3667 | -788.8347 | 8645 | -2000 | 1616.6313 | -383.3687 | 8645 | -1302.2014 | 918.8327 | -383.3687 | 8645 | -2000 | 1127.1129 | -872.8871 | 8645 | -2000 | 1127.1129 | -872.8871 | 8645 | -2000 | 1127.1129 | -872.8871
8646 | -851.0708 | 1017 | 165.9292 | 8646 | -702.0708 | 1017 | 314.9292 | 8646 | -702.0708 | 1017 | 314.9292 | 8646 | -2000 | 1393.6159 | -606.3841 | 8646 | -2000 | 1558.4583 | -441.5417 | 8646 | -2000 | 1708.4583 | -291.5417 | 8646 | -2000 | 1051.5982 | -948.4018 | 8646 | -2000 | 1495.6846 | -504.3154 | 8646 | -2000 | 1495.6846 | -504.3154
8647 | -728.1158 | 1017 | 288.8842 | 8647 | -579.1158 | 1017 | 437.8842 | 8647 | -693.4444 | 1017 | 323.5556 | 8647 | -1324.6309 | 1717 | 392.3691 | 8647 | -1175.6309 | 1717 | 541.3691 | 8647 | -1444.6364 | 1717 | 272.3636 | 8647 | -1272.1461 | 1717 | 444.8539 | 8647 | -1272.1461 | 1717 | 444.8539 | 8647 | -1424.8758 | 1717 | 292.1242
8648 | -556.1919 | 1017 | 460.8081 | 8648 | -407.1919 | 1017 | 609.8081 | 8648 | -510.3153 | 1017 | 506.6847 | 8648 | -1260.8434 | 1717 | 456.1566 | 8648 | -1005.9052 | 1717 | 711.0948 | 8648 | -1391.7082 | 1717 | 325.2918 | 8648 | -1104.6185 | 1421.3217 | 316.7032 | 8648 | -1104.6185 | 1618.0902 | 513.4717 | 8648 | -1403.6935 | 1421.0902 | 17.3967
8649 | -719.3674 | 1017 | 297.6326 | 8649 | -523.1822 | 1017 | 493.8178 | 8649 | -638.0955 | 1017 | 378.9045 | 8649 | -1277.5643 | 1366.5967 | 89.0324 | 8649 | -1128.5643 | 1366.5967 | 238.0324 | 8649 | -1278.7301 | 1366.5967 | 87.8666 | 8649 | -1233.9464 | 435.7268 | -798.2196 | 8649 | -1233.9464 | 435.7268 | -798.2196 | 8649 | -1233.9464 | 435.7268 | -798.2196
8650 | -1000 | 874.8371 | -125.1629 | 8650 | -689.8345 | 1017 | 327.1655 | 8650 | -689.8345 | 929.7605 | 239.9261 | 8650 | -1300.8395 | 227.5082 | -1073.3313 | 8650 | -1300.8395 | 427.5082 | -873.3313 | 8650 | -1300.8395 | 529.1447 | -771.6948 | 8650 | -771.788 | -794.5478 | -1566.3358 | 8650 | -427.0002 | -739.3356 | -1166.3358 | 8650 | -427.0002 | -739.3356 | -1166.3358
8651 | -747.4261 | 41.794 | -705.6321 | 8651 | -747.4261 | 241.794 | -505.6321 | 8651 | -747.4261 | 241.794 | -505.6321 | 8651 | 20.8457 | -1388.9664 | -1368.1207 | 8651 | 20.8457 | -1388.9664 | -1368.1207 | 8651 | 20.8457 | -1388.9664 | -1368.1207 | 8651 | 155.5582 | -1716 | -1560.4418 | 8651 | 155.5582 | -1716 | -1560.4418 | 8651 | 155.5582 | -1716 | -1560.4418
8652 | -762.0301 | -265.2788 | -1027.3089 | 8652 | -762.0301 | -265.2788 | -1027.3089 | 8652 | -762.0301 | -265.2788 | -1027.3089 | 8652 | 324.1753 | -1716 | -1391.8247 | 8652 | 324.1753 | -1716 | -1391.8247 | 8652 | 324.1753 | -1716 | -1391.8247 | 8652 | 129.4822 | -1716 | -1586.5178 | 8652 | 129.4822 | -1716 | -1586.5178 | 8652 | 129.4822 | -1716 | -1586.5178
8653 | -654.7595 | -316.0477 | -970.8072 | 8653 | -654.7595 | -316.0477 | -970.8072 | 8653 | -654.7595 | -316.0477 | -970.8072 | 8653 | 384.9154 | -1716 | -1331.0846 | 8653 | 384.9154 | -1716 | -1331.0846 | 8653 | 384.9154 | -1716 | -1331.0846 | 8653 | 192.7776 | -1716 | -1523.2224 | 8653 | 692.7776 | -1716 | -1023.2224 | 8653 | 692.7776 | -1716 | -1023.2224
8654 | -566.4272 | -380.7259 | -947.1531 | 8654 | -566.4272 | -380.7259 | -947.1531 | 8654 | -566.4272 | -380.7259 | -947.1531 | 8654 | 407.5907 | -1716 | -1308.4093 | 8654 | 407.5907 | -1716 | -1308.4093 | 8654 | 907.5907 | -1716 | -808.4093 | 8654 | 212.3626 | -1716 | -1503.6374 | 8654 | 712.3626 | -1716 | -1003.6374 | 8654 | 712.3626 | -1716 | -1003.6374
8655 | 41.6074 | -1016 | -974.3926 | 8655 | 41.6074 | -1016 | -974.3926 | 8655 | 41.6074 | -1016 | -974.3926 | 8655 | 526.522 | -1716 | -1189.478 | 8655 | 876.522 | -1716 | -839.478 | 8655 | 876.522 | -1716 | -839.478 | 8655 | 327.8393 | -1716 | -1388.1607 | 8655 | 812.5462 | -1716 | -903.4538 | 8655 | 812.5462 | -1716 | -903.4538
8656 | 38.3421 | -1016 | -977.6579 | 8656 | 38.3421 | -1016 | -977.6579 | 8656 | 38.3421 | -1016 | -977.6579 | 8656 | 526.9755 | -1716 | -1189.0245 | 8656 | 994.3079 | -1716 | -721.6921 | 8656 | 994.3079 | -1716 | -721.6921 | 8656 | 332.3727 | -1716 | -1383.6273 | 8656 | 786.8987 | -1716 | -929.1013 | 8656 | 786.8987 | -1716 | -929.1013
8657 | 15.2204 | -1016 | -1000.7796 | 8657 | 15.2204 | -1016 | -1000.7796 | 8657 | 15.2204 | -1016 | -1000.7796 | 8657 | 358.6676 | -1716 | -1357.3324 | 8657 | 810.1216 | -1716 | -905.8784 | 8657 | 704.86 | -1716 | -1011.14 | 8657 | 320.2181 | -1716 | -1395.7819 | 8657 | 670.2181 | -1716 | -1045.7819 | 8657 | 670.2181 | -1716 | -1045.7819
8658 | 38.5402 | -1016 | -977.4598 | 8658 | 38.5402 | -1016 | -977.4598 | 8658 | 38.5402 | -1016 | -977.4598 | 8658 | 390.0598 | -1716 | -1325.9402 | 8658 | 390.0598 | -1716 | -1325.9402 | 8658 | 390.0598 | -1716 | -1325.9402 | 8658 | 209.2343 | -1716 | -1506.7657 | 8658 | 709.2343 | -1716 | -1006.7657 | 8658 | 709.2343 | -1716 | -1006.7657
8659 | 118.3617 | -1016 | -897.6383 | 8659 | 118.3617 | -1016 | -897.6383 | 8659 | 118.3617 | -1016 | -897.6383 | 8659 | 486.2285 | -1716 | -1229.7715 | 8659 | 486.2285 | -1716 | -1229.7715 | 8659 | 486.2285 | -1716 | -1229.7715 | 8659 | 319.6186 | -1716 | -1396.3814 | 8659 | 319.6186 | -1716 | -1396.3814 | 8659 | 319.6186 | -1716 | -1396.3814
8660 | 191.5864 | -1016 | -824.4136 | 8660 | 191.5864 | -1016 | -824.4136 | 8660 | 191.5864 | -1016 | -824.4136 | 8660 | 578.9427 | -1716 | -1137.0573 | 8660 | 578.9427 | -1716 | -1137.0573 | 8660 | 578.9427 | -1716 | -1137.0573 | 8660 | 430.1158 | -1716 | -1285.8842 | 8660 | 430.1158 | -1716 | -1285.8842 | 8660 | 430.1158 | -1716 | -1285.8842
8661 | 256.0595 | -1016 | -759.9405 | 8661 | 256.0595 | -1016 | -759.9405 | 8661 | 256.0595 | -1016 | -759.9405 | 8661 | 671.9766 | -1716 | -1044.0234 | 8661 | 671.9766 | -1716 | -1044.0234 | 8661 | 671.9766 | -1716 | -1044.0234 | 8661 | 550.7689 | -1716 | -1165.2311 | 8661 | 550.7689 | -1716 | -1165.2311 | 8661 | 550.7689 | -1716 | -1165.2311
8662 | 119.5833 | -1016 | -896.4167 | 8662 | 119.5833 | -1016 | -896.4167 | 8662 | 119.5833 | -1016 | -896.4167 | 8662 | 722.8927 | -1716 | -993.1073 | 8662 | 722.8927 | -1716 | -993.1073 | 8662 | 722.8927 | -1716 | -993.1073 | 8662 | 599.9993 | -1716 | -1116.0007 | 8662 | 599.9993 | -1716 | -1116.0007 | 8662 | 599.9993 | -1716 | -1116.0007
8663 | 214.4291 | -1016 | -801.5709 | 8663 | 214.4291 | -1016 | -801.5709 | 8663 | 214.4291 | -1016 | -801.5709 | 8663 | 875.155 | -1716 | -840.845 | 8663 | 875.155 | -1716 | -840.845 | 8663 | 875.155 | -1716 | -840.845 | 8663 | 727.9809 | -1716 | -988.0191 | 8663 | 727.9809 | -1716 | -988.0191 | 8663 | 727.9809 | -1716 | -988.0191
8664 | 268.1876 | -1016 | -747.8124 | 8664 | 268.1876 | -1016 | -747.8124 | 8664 | 268.1876 | -1016 | -747.8124 | 8664 | 989.3097 | -1716 | -726.6903 | 8664 | 989.3097 | -1716 | -726.6903 | 8664 | 989.3097 | -1716 | -726.6903 | 8664 | 861.3375 | -1716 | -854.6625 | 8664 | 861.3375 | -1716 | -854.6625 | 8664 | 861.3375 | -1716 | -854.6625
8665 | 380.0145 | -1016 | -635.9855 | 8665 | 380.0145 | -1016 | -635.9855 | 8665 | 380.0145 | -1016 | -635.9855 | 8665 | 1007.8282 | -1716 | -708.1718 | 8665 | 1007.8282 | -1716 | -708.1718 | 8665 | 1007.8282 | -1716 | -708.1718 | 8665 | 1100.6089 | -1716 | -615.3911 | 8665 | 1100.6089 | -1716 | -615.3911 | 8665 | 1100.6089 | -1716 | -615.3911
8666 | 417.05 | -1016 | -598.95 | 8666 | 417.05 | -1016 | -598.95 | 8666 | 417.05 | -1016 | -598.95 | 8666 | 1102.1178 | -1716 | -613.8822 | 8666 | 1102.1178 | -1716 | -613.8822 | 8666 | 1102.1178 | -1716 | -613.8822 | 8666 | 1210.9817 | -1716 | -505.0183 | 8666 | 1210.9817 | -1716 | -505.0183 | 8666 | 1210.9817 | -1716 | -505.0183
8667 | 399.8708 | -1016 | -616.1292 | 8667 | 338.2963 | -1016 | -677.7037 | 8667 | 338.2963 | -1016 | -677.7037 | 8667 | 1138.5977 | -1716 | -577.4023 | 8667 | 1138.5977 | -1716 | -577.4023 | 8667 | 1138.5977 | -1716 | -577.4023 | 8667 | 1301.6001 | -1716 | -414.3999 | 8667 | 1301.6001 | -1716 | -414.3999 | 8667 | 1301.6001 | -1716 | -414.3999
8668 | 424.6912 | -1016 | -591.3088 | 8668 | 424.6912 | -1016 | -591.3088 | 8668 | 424.6912 | -1016 | -591.3088 | 8668 | 1214.5216 | -1716 | -501.4784 | 8668 | 1214.5216 | -1716 | -501.4784 | 8668 | 1214.5216 | -1716 | -501.4784 | 8668 | 1287.305 | -1575.9004 | -288.5954 | 8668 | 1287.305 | -1575.9004 | -288.5954 | 8668 | 1287.305 | -1575.9004 | -288.5954
8669 | 335.2656 | -1016 | -680.7344 | 8669 | 335.2656 | -1016 | -680.7344 | 8669 | 335.2656 | -1016 | -680.7344 | 8669 | 1167.0124 | -1716 | -548.9876 | 8669 | 1167.0124 | -1716 | -548.9876 | 8669 | 1167.0124 | -1716 | -548.9876 | 8669 | 1051.5596 | -1344.1773 | -292.6177 | 8669 | 1051.5596 | -1344.1773 | -292.6177 | 8669 | 1051.5596 | -1344.1773 | -292.6177
8670 | 316.1235 | -1016 | -699.8765 | 8670 | 365.9988 | -1016 | -650.0012 | 8670 | 365.9988 | -1016 | -650.0012 | 8670 | 1325.2684 | -1716 | -390.7316 | 8670 | 1325.2684 | -1716 | -390.7316 | 8670 | 1325.2684 | -1716 | -390.7316 | 8670 | 777.0833 | -973.1493 | -196.066 | 8670 | 777.0833 | -973.1493 | -196.066 | 8670 | 777.0833 | -973.1493 | -196.066
8671 | 409.8527 | -1016 | -606.1473 | 8671 | 409.8527 | -1016 | -606.1473 | 8671 | 409.8527 | -1016 | -606.1473 | 8671 | 1343.4001 | -1716 | -372.5999 | 8671 | 1343.4001 | -1716 | -372.5999 | 8671 | 1343.4001 | -1716 | -372.5999 | 8671 | -52.5837 | 77.8977 | 25.3141 | 8671 | -52.5837 | 77.8977 | 25.3141 | 8671 | -52.5837 | 77.8977 | 25.3141
8672 | 526.5115 | -1016 | -489.4885 | 8672 | 526.5115 | -1016 | -489.4885 | 8672 | 526.5115 | -1016 | -489.4885 | 8672 | 456.1369 | -660.3261 | -204.1892 | 8672 | 456.1369 | -660.3261 | -204.1892 | 8672 | 456.1369 | -660.3261 | -204.1892 | 8672 | -1012.2062 | 1287.2739 | 275.0677 | 8672 | -1012.2062 | 1287.2739 | 275.0677 | 8672 | -1012.2062 | 1287.2739 | 275.0677
8673 | 430.1557 | -1016 | -585.8443 | 8673 | 430.1557 | -809.5263 | -379.3706 | 8673 | 430.1557 | -809.5263 | -379.3706 | 8673 | -191.2226 | 128.1359 | -63.0867 | 8673 | -191.2226 | 128.1359 | -63.0867 | 8673 | -191.2226 | 128.1359 | -63.0867 | 8673 | -1272.9908 | 1717 | 444.0092 | 8673 | -1330.5139 | 1717 | 386.4861 | 8673 | -1316.2209 | 1717 | 400.7791
8674 | 179.0677 | -497.3832 | -318.3155 | 8674 | 697.6845 | -1016 | -318.3155 | 8674 | 179.0677 | -893.1214 | -714.0537 | 8674 | -477.1229 | 491.0435 | 13.9206 | 8674 | -477.1229 | 491.0435 | 13.9206 | 8674 | -477.1229 | 491.0435 | 13.9206 | 8674 | -1473.9683 | 1717 | 243.0317 | 8674 | -1470.8003 | 1482.7056 | 11.9054 | 8674 | -1170.8003 | 682.7056 | -488.0946
8675 | 63.312 | -409.2012 | -345.8892 | 8675 | 63.312 | -409.2012 | -345.8892 | 8675 | 283.312 | -1016 | -732.688 | 8675 | -607.5962 | 420.9152 | -186.681 | 8675 | -607.5962 | 151.079 | -456.5172 | 8675 | -607.5962 | 243.9152 | -363.681 | 8675 | -1579.0286 | 1608.1326 | 29.1039 | 8675 | -1579.0286 | 1108.1326 | -470.8961 | 8675 | -1579.0286 | 1108.1326 | -470.8961
8676 | 299.6708 | -1016 | -716.3292 | 8676 | 519.6708 | -1016 | -496.3292 | 8676 | 576.9084 | -1016 | -439.0916 | 8676 | -368.0649 | -102.0709 | -470.1358 | 8676 | -368.0649 | -102.0709 | -470.1358 | 8676 | -368.0649 | -102.0709 | -470.1358 | 8676 | -1293.2872 | 1717 | 423.7128 | 8676 | -1422.5084 | 954.9928 | -467.5156 | 8676 | -1422.5084 | 1480.1069 | 57.5985
8677 | 538.6503 | -1016 | -477.3497 | 8677 | 538.6503 | -1016 | -477.3497 | 8677 | 538.6503 | -1016 | -477.3497 | 8677 | -109.0567 | -150.3572 | -259.4139 | 8677 | -109.0567 | -150.3572 | -259.4139 | 8677 | -109.0567 | -150.3572 | -259.4139 | 8677 | -1234.2503 | 1717 | 482.7497 | 8677 | -790.0177 | 545.4274 | -244.5903 | 8677 | -1428.9963 | 1184.4059 | -244.5903
8678 | 587.7447 | -1016 | -428.2553 | 8678 | 587.7447 | -1016 | -428.2553 | 8678 | 587.7447 | -1016 | -428.2553 | 8678 | 376.6071 | -455.6202 | -79.0131 | 8678 | 278.1811 | -683.8608 | -405.6798 | 8678 | 358.1811 | -603.8608 | -245.6798 | 8678 | -1499.0086 | 1717 | 217.9914 | 8678 | -1540.556 | 1496.1076 | -44.4483 | 8678 | -1540.556 | 1717 | 176.444
8679 | 546.6575 | -1016 | -469.3425 | 8679 | 546.6575 | -1016 | -469.3425 | 8679 | 263.744 | -1016 | -752.256 | 8679 | 247.3774 | -353.3983 | -106.0209 | 8679 | 247.3774 | -853.3983 | -606.0209 | 8679 | 247.3774 | -853.3983 | -606.0209 | 8679 | -1644.9654 | 1717 | 72.0346 | 8679 | -1644.9654 | 1717 | 72.0346 | 8679 | -1566.4759 | 1717 | 150.5241
8680 | 656.214 | -911.963 | -255.749 | 8680 | 260.251 | -1016 | -755.749 | 8680 | 351.2214 | -1016 | -664.7786 | 8680 | -17.4033 | 169.3108 | 151.9075 | 8680 | -17.4033 | -330.6892 | -348.0925 | 8680 | -17.4033 | -330.6892 | -348.0925 | 8680 | -1775.3281 | 1367.7731 | -407.5551 | 8680 | -1775.3281 | 1717 | -58.3281 | 8680 | -1775.3281 | 1717 | -58.3281
8681 | 737.7443 | -904.9202 | -167.1759 | 8681 | 348.8241 | -1016 | -667.1759 | 8681 | 374.1004 | -1016 | -641.8996 | 8681 | 70.307 | 190.5675 | 260.8745 | 8681 | 70.307 | -309.4325 | -239.1255 | 8681 | 70.307 | -309.4325 | -239.1255 | 8681 | -1755.5297 | 1717 | -38.5297 | 8681 | -1558.617 | 171.8841 | -1386.7329 | 8681 | -1755.5297 | 368.7968 | -1386.7329
8682 | 916.6226 | -872.8161 | 43.8065 | 8682 | 559.8065 | -1016 | -456.1935 | 8682 | 559.8065 | -1016 | -456.1935 | 8682 | 256.2597 | -927.9596 | -671.6999 | 8682 | 255.2597 | -257.0642 | -1.8045 | 8682 | 255.3444 | -490.2488 | -234.9045 | 8682 | -1641.3539 | 1365.6798 | -275.6741 | 8682 | -1583.3572 | 782.569 | -800.7882 | 8682 | -1641.3539 | 340.5657 | -1300.7882
8683 | 937.4948 | -672.7777 | 264.7171 | 8683 | 780.7171 | -1016 | -235.2829 | 8683 | 780.7171 | -1016 | -235.2829 | 8683 | 321.77 | 426.1545 | 747.9245 | 8683 | 271.6853 | -23.7608 | 247.9245 | 8683 | 271.6853 | -169.9095 | 101.7758 | 8683 | -1684.5039 | 1717 | 32.4961 | 8683 | -1684.5039 | 1717 | 32.4961 | 8683 | -1684.5039 | 1717 | 32.4961
8684 | 936.0533 | -538.8666 | 397.1867 | 8684 | 931.736 | -1016 | -84.264 | 8684 | 913.1867 | -1016 | -102.8133 | 8684 | 265.3073 | 642.1929 | 907.5002 | 8684 | 316.3073 | 142.1929 | 458.5002 | 8684 | 265.3073 | 142.1929 | 407.5002 | 8684 | -1729.5479 | 1121.5989 | -607.949 | 8684 | -1582.6081 | 974.6591 | -607.949 | 8684 | -1729.5479 | 621.5989 | -1107.949
8685 | 772.5737 | -358.7451 | 413.8286 | 8685 | 826.8063 | -1016 | -189.1937 | 8685 | 768.3411 | -747.5025 | 20.8386 | 8685 | 111.9342 | 952.109 | 1064.0432 | 8685 | 112.0189 | 448.1402 | 560.159 | 8685 | 207.7016 | 356.3416 | 564.0432 | 8685 | -1792.494 | 1320.5256 | -471.9685 | 8685 | -1751.3549 | 779.3865 | -971.9685 | 8685 | -1792.494 | 820.5256 | -971.9685
8686 | 489.458 | -220.8877 | 268.5703 | 8686 | 438.458 | -1016 | -577.542 | 8686 | 438.458 | -429.5704 | 8.8876 | 8686 | -235.6003 | 1304.7782 | 1069.1779 | 8686 | -81.3677 | 748.2226 | 666.8549 | 8686 | -135.6003 | 704.7782 | 569.1779 | 8686 | -1856.4936 | 1488.6965 | -367.7971 | 8686 | -1856.4936 | 1488.6965 | -367.7971 | 8686 | -1856.4936 | 988.6965 | -867.7971
8687 | 653.1053 | -1016 | -362.8947 | 8687 | 594.6401 | -1016 | -421.3599 | 8687 | 774.8378 | -894.7214 | -119.8837 | 8687 | -62.6422 | -341.1214 | -403.7636 | 8687 | -62.6422 | -157.7881 | -220.4302 | 8687 | -53.1769 | 649.4134 | 596.2364 | 8687 | -1921.0044 | 1717 | -204.0044 | 8687 | -1921.0044 | 1717 | -204.0044 | 8687 | -1921.0044 | 1717 | -204.0044
8688 | 880.2973 | -1016 | -135.7027 | 8688 | 780.2973 | -1016 | -235.7027 | 8688 | 818.1148 | -1016 | -197.8852 | 8688 | 137.772 | 964.1654 | 1101.9374 | 8688 | 137.772 | -535.9457 | -398.1737 | 8688 | 137.772 | 464.1654 | 601.9374 | 8688 | -1686.24 | 1717 | 30.76 | 8688 | -1686.24 | 928.6346 | -757.6053 | 8688 | -1842.5354 | 1084.9301 | -757.6053
8689 | 805.0053 | -931.2055 | -126.2002 | 8689 | 827.4051 | -1016 | -188.5949 | 8689 | 805.0053 | -898.1423 | -93.137 | 8689 | 324.4493 | 627.646 | 952.0953 | 8689 | 170.2167 | 281.8787 | 452.0953 | 8689 | 170.2167 | 281.8787 | 452.0953 | 8689 | -1839.3382 | 1555.8809 | -283.4573 | 8689 | -1646.0586 | 1717 | 70.9414 | 8689 | -1839.3382 | 1717 | -122.3382
8690 | 753.638 | -516.6702 | 236.9678 | 8690 | 753.638 | -1016 | -262.362 | 8690 | 752.9678 | -1016 | -263.0322 | 8690 | 107.2973 | 647.6028 | 754.9002 | 8690 | 107.2973 | 147.6028 | 254.9002 | 8690 | 107.2973 | 147.6028 | 254.9002 | 8690 | -1827.396 | 1717 | -110.396 | 8690 | -1827.396 | 996.3684 | -831.0276 | 8690 | -1827.396 | 1329.7017 | -497.6942
8691 | 656.7729 | -378.8499 | 277.923 | 8691 | 793.923 | -1016 | -222.077 | 8691 | 656.7729 | -878.8499 | -222.077 | 8691 | -144.4529 | 924.7015 | 780.2486 | 8691 | -46.0269 | 486.2755 | 440.2486 | 8691 | -126.0269 | 406.2755 | 280.2486 | 8691 | -1793.8773 | 1717 | -76.8773 | 8691 | -1793.8773 | 1717 | -76.8773 | 8691 | -1793.8773 | 1717 | -76.8773
8692 | 419.7272 | -458.9291 | -39.2019 | 8692 | 499.7272 | -1016 | -516.2728 | 8692 | 476.7981 | -1016 | -539.2019 | 8692 | -738.1533 | 1147.2013 | 409.0479 | 8692 | -738.1533 | 1147.2013 | 409.0479 | 8692 | -738.1533 | 1147.2013 | 409.0479 | 8692 | -1349.2879 | 1717 | 367.7121 | 8692 | -1353.5205 | 1717 | 363.4795 | 8692 | -1353.5205 | 1717 | 363.4795
8693 | 336.4715 | -465.6212 | -129.1497 | 8693 | 661.5188 | -1016 | -354.4812 | 8693 | 606.5261 | -735.6758 | -129.1497 | 8693 | -252.0107 | 517.1979 | 265.1872 | 8693 | -252.0107 | 517.1979 | 265.1872 | 8693 | -252.0107 | 517.1979 | 265.1872 | 8693 | -1030.7537 | 1717 | 686.2463 | 8693 | -1250.7537 | 1717 | 466.2463 | 8693 | -1030.7537 | 1717 | 686.2463
8694 | 320.2699 | -85.0386 | 235.2313 | 8694 | 475.0827 | -239.8514 | 235.2313 | 8694 | 980.2699 | -745.0386 | 235.2313 | 8694 | -182.1152 | 840.459 | 658.3438 | 8694 | -182.1152 | 777.7686 | 595.6534 | 8694 | -182.1152 | 840.459 | 658.3438 | 8694 | -692.4359 | 1717 | 1024.5641 | 8694 | -1161.9869 | 1717 | 555.0131 | 8694 | -941.9869 | 1668.9534 | 726.9665
8695 | 8.5645 | -143.3043 | -134.7398 | 8695 | 8.5645 | -143.3043 | -134.7398 | 8695 | 8.5645 | -143.3043 | -134.7398 | 8695 | -523.425 | 777.4673 | 254.0423 | 8695 | -523.425 | 777.4673 | 254.0423 | 8695 | -523.425 | 777.4673 | 254.0423 | 8695 | -1528.6685 | 1717 | 188.3315 | 8695 | -1539.9549 | 1717 | 177.0451 | 8695 | -1417.3744 | 1717 | 299.6256
8696 | -556.894 | 522.156 | -34.738 | 8696 | -556.894 | 522.156 | -34.738 | 8696 | -556.894 | 522.156 | -34.738 | 8696 | -1119.8807 | 1488.3665 | 368.4858 | 8696 | -1119.8807 | 1488.3665 | 368.4858 | 8696 | -1119.8807 | 1488.3665 | 368.4858 | 8696 | -1598.7608 | 1717 | 118.2392 | 8696 | -1598.7608 | 1717 | 118.2392 | 8696 | -1598.7608 | 1717 | 118.2392
8697 | -656.4873 | 875.1772 | 218.6899 | 8697 | -656.4873 | 875.1772 | 218.6899 | 8697 | -656.4873 | 875.1772 | 218.6899 | 8697 | -1226.9523 | 1717 | 490.0477 | 8697 | -1226.9523 | 1717 | 490.0477 | 8697 | -1226.9523 | 1717 | 490.0477 | 8697 | -1703.4061 | 1717 | 13.5939 | 8697 | -1703.4061 | 1717 | 13.5939 | 8697 | -1703.4061 | 1717 | 13.5939
8698 | -323.5078 | 438.7882 | 115.2804 | 8698 | -323.5078 | 438.7882 | 115.2804 | 8698 | -323.5078 | 438.7882 | 115.2804 | 8698 | -832.9763 | 1361.0388 | 528.0625 | 8698 | -832.9763 | 1361.0388 | 528.0625 | 8698 | -832.9763 | 1361.0388 | 528.0625 | 8698 | -1704.2732 | 1717 | 12.7268 | 8698 | -1599.9316 | 1717 | 117.0684 | 8698 | -1704.2732 | 1717 | 12.7268
8699 | 227.1643 | -236.9043 | -9.74 | 8699 | 227.1643 | -236.9043 | -9.74 | 8699 | 227.1643 | -236.9043 | -9.74 | 8699 | -260.4854 | 667.1904 | 406.705 | 8699 | -260.4854 | 667.1904 | 406.705 | 8699 | -260.4854 | 667.1904 | 406.705 | 8699 | -1319.7414 | 1717 | 397.2586 | 8699 | -1351.9381 | 1717 | 365.0619 | 8699 | -1294.44 | 1717 | 422.56
8700 | 1000 | -951.0562 | 48.9438 | 8700 | 1000 | -951.0562 | 48.9438 | 8700 | 1000 | -951.0562 | 48.9438 | 8700 | 787.8772 | -414.4579 | 373.4193 | 8700 | 787.8772 | -414.4579 | 373.4193 | 8700 | 787.8772 | -414.4579 | 373.4193 | 8700 | -277.4768 | 1029.1284 | 751.6516 | 8700 | -277.4768 | 1029.1284 | 751.6516 | 8700 | -277.4768 | 1029.1284 | 751.6516
8701 | 1000 | -1016 | -16 | 8701 | 1000 | -1016 | -16 | 8701 | 1000 | -1016 | -16 | 8701 | 1855.664 | -1716 | 139.664 | 8701 | 1855.664 | -1716 | 139.664 | 8701 | 1940.4179 | -1716 | 224.4179 | 8701 | 1177.5562 | -618.9922 | 558.564 | 8701 | 1177.5562 | -618.9922 | 558.564 | 8701 | 1177.5562 | -618.9922 | 558.564
8702 | 855.705 | -883.7919 | -28.0869 | 8702 | 1000 | -793.7919 | 206.2081 | 8702 | 1000 | -793.7919 | 206.2081 | 8702 | 1743.6073 | -1716 | 27.6073 | 8702 | 1984.8271 | -1716 | 268.8271 | 8702 | 2000 | -1716 | 284 | 8702 | 954.5541 | -582.2446 | 372.3095 | 8702 | 991.2914 | -118.9819 | 872.3095 | 8702 | 991.2914 | -118.9819 | 872.3095
8703 | 1000 | -749.2662 | 250.7338 | 8703 | 1000 | -541.4514 | 458.5486 | 8703 | 1000 | -308.3514 | 691.6486 | 8703 | 2000 | -1538.2432 | 461.7568 | 8703 | 2000 | -1525.6788 | 474.3212 | 8703 | 2000 | -1538.2432 | 461.7568 | 8703 | 1506.2509 | -1412.1546 | 94.0962 | 8703 | 1517.2509 | -923.1546 | 594.0962 | 8703 | 1517.2509 | -923.1546 | 594.0962
8704 | 1000 | -483.9508 | 516.0492 | 8704 | 1000 | 147.7272 | 1147.7272 | 8704 | 1000 | -492.5569 | 507.4431 | 8704 | 1559.2515 | -1110.0714 | 449.1801 | 8704 | 2000 | -1109.9865 | 890.0135 | 8704 | 1512.3162 | -1110.0714 | 402.2448 | 8704 | 1744.8379 | -826.8203 | 918.0176 | 8704 | 1755.8379 | -711.0179 | 1044.82 | 8704 | 1744.8379 | -1009.5848 | 735.2531
8705 | 1000 | -758.0855 | 241.9145 | 8705 | 1000 | -123.1992 | 876.8008 | 8705 | 1000 | -671.3698 | 328.6302 | 8705 | 1451.8198 | -1481.136 | -29.3162 | 8705 | 2000 | -1328.8064 | 671.1936 | 8705 | 1625.024 | -1481.136 | 143.888 | 8705 | 1942.1435 | -1329.5186 | 612.625 | 8705 | 1953.1435 | -967.3591 | 985.7845 | 8705 | 1942.1435 | -1444.6139 | 497.5297
8706 | 1000 | -1016 | -16 | 8706 | 1000 | -650.1534 | 349.8466 | 8706 | 1000 | -755.369 | 244.631 | 8706 | 1499.8555 | -1716 | -216.1445 | 8706 | 1637.8555 | -1576.8921 | 60.9635 | 8706 | 1637.8555 | -1576.8921 | 60.9635 | 8706 | 2000 | -1716 | 284 | 8706 | 2000 | -1407.4277 | 592.5723 | 8706 | 2000 | -1670.1764 | 329.8236
8707 | 1000 | -1016 | -16 | 8707 | 1000 | -929.8655 | 70.1345 | 8707 | 1000 | -929.8655 | 70.1345 | 8707 | 1461.115 | -1716 | -254.885 | 8707 | 1861.9039 | -1716 | 145.9039 | 8707 | 1861.9039 | -1716 | 145.9039 | 8707 | 1630.356 | -1716 | -85.644 | 8707 | 2000 | -1585.644 | 414.356 | 8707 | 2000 | -1585.644 | 414.356
8708 | 932.3029 | -1016 | -83.6971 | 8708 | 932.3029 | -794.7996 | 137.5033 | 8708 | 932.3029 | -794.7996 | 137.5033 | 8708 | 1304.7083 | -1716 | -411.2917 | 8708 | 1573.3967 | -1540.8903 | 32.5064 | 8708 | 1573.3967 | -1540.8903 | 32.5064 | 8708 | 831.5688 | -1047.7683 | -216.1995 | 8708 | 1191.058 | -907.2576 | 283.8005 | 8708 | 1191.058 | -907.2576 | 283.8005
8709 | 947.0697 | -1016 | -68.9303 | 8709 | 951.4779 | -720.0209 | 231.4571 | 8709 | 951.4779 | -720.0209 | 231.4571 | 8709 | 1239.1958 | -1716 | -476.8042 | 8709 | 1674.9292 | -1651.7334 | 23.1958 | 8709 | 1674.9292 | -1651.7334 | 23.1958 | 8709 | 1481.4217 | -1716 | -234.5783 | 8709 | 1603.5041 | -1716 | -112.4959 | 8709 | 1943.0191 | -1716 | 227.0191
8710 | 827.8535 | -1016 | -188.1465 | 8710 | 1000 | -1016 | -16 | 8710 | 1000 | -1016 | -16 | 8710 | 1315.6679 | -1716 | -400.3321 | 8710 | 1315.6679 | -1716 | -400.3321 | 8710 | 1315.6679 | -1716 | -400.3321 | 8710 | 1557.4019 | -1716 | -158.5981 | 8710 | 1765.0217 | -1716 | 49.0217 | 8710 | 1765.0217 | -1716 | 49.0217
8711 | 699.0844 | -1016 | -316.9156 | 8711 | 1000 | -1016 | -16 | 8711 | 1000 | -1016 | -16 | 8711 | 1350.1504 | -1716 | -365.8496 | 8711 | 1850.1504 | -1716 | 134.1504 | 8711 | 1351.8296 | -1716 | -364.1704 | 8711 | 1605.3244 | -1716 | -110.6756 | 8711 | 1605.3244 | -1716 | -110.6756 | 8711 | 1605.3244 | -1716 | -110.6756
8712 | 674.264 | -1016 | -341.736 | 8712 | 1000 | -1016 | -16 | 8712 | 1000 | -1016 | -16 | 8712 | 1331.7441 | -1716 | -384.2559 | 8712 | 1331.7441 | -1716 | -384.2559 | 8712 | 1583.1469 | -1716 | -132.8531 | 8712 | 1594.5553 | -1716 | -121.4447 | 8712 | 1594.5553 | -1716 | -121.4447 | 8712 | 1594.5553 | -1716 | -121.4447
8713 | 555.291 | -1016 | -460.709 | 8713 | 555.291 | -1016 | -460.709 | 8713 | 555.291 | -1016 | -460.709 | 8713 | 1357.8027 | -1716 | -358.1973 | 8713 | 1357.8027 | -1716 | -358.1973 | 8713 | 1357.8027 | -1716 | -358.1973 | 8713 | 1614.7505 | -1716 | -101.2495 | 8713 | 1901.386 | -1716 | 185.386 | 8713 | 1614.7505 | -1716 | -101.2495
8714 | 654.9028 | -1016 | -361.0972 | 8714 | 654.9028 | -1016 | -361.0972 | 8714 | 654.9028 | -1016 | -361.0972 | 8714 | 1439.108 | -1716 | -276.892 | 8714 | 1597.8881 | -1716 | -118.1119 | 8714 | 1439.108 | -1716 | -276.892 | 8714 | 1674.3422 | -1716 | -41.6578 | 8714 | 1674.3422 | -1716 | -41.6578 | 8714 | 1732.6258 | -1716 | 16.6258
8715 | 672.6042 | -1016 | -343.3958 | 8715 | 672.6042 | -1016 | -343.3958 | 8715 | 672.6042 | -1016 | -343.3958 | 8715 | 1440.4529 | -1716 | -275.5471 | 8715 | 1440.4529 | -1716 | -275.5471 | 8715 | 1440.4529 | -1716 | -275.5471 | 8715 | 1658.6919 | -1716 | -57.3081 | 8715 | 1658.6919 | -1716 | -57.3081 | 8715 | 1658.6919 | -1716 | -57.3081
8716 | 554.6367 | -1016 | -461.3633 | 8716 | 554.6367 | -1016 | -461.3633 | 8716 | 554.6367 | -1016 | -461.3633 | 8716 | 1343.5457 | -1716 | -372.4543 | 8716 | 1843.5457 | -1716 | 127.5457 | 8716 | 1843.5457 | -1716 | 127.5457 | 8716 | 1586.4558 | -1716 | -129.5442 | 8716 | 1998.4149 | -1716 | 282.4149 | 8716 | 2000 | -1716 | 284
8717 | 533.928 | -1016 | -482.072 | 8717 | 533.928 | -1016 | -482.072 | 8717 | 533.928 | -1016 | -482.072 | 8717 | 1360.006 | -1716 | -355.994 | 8717 | 1360.006 | -1716 | -355.994 | 8717 | 1360.006 | -1716 | -355.994 | 8717 | 1639.7377 | -1716 | -76.2623 | 8717 | 1921.3846 | -1716 | 205.3846 | 8717 | 2000 | -1716 | 284
8718 | 632.1262 | -1016 | -383.8738 | 8718 | 1000 | -1016 | -16 | 8718 | 1000 | -1016 | -16 | 8718 | 1314.7647 | -1716 | -401.2353 | 8718 | 1814.7647 | -1716 | 98.7647 | 8718 | 1314.7647 | -1716 | -401.2353 | 8718 | 1601.3073 | -1716 | -114.6927 | 8718 | 2000 | -1716 | 284 | 8718 | 2000 | -1716 | 284
8719 | 634.5391 | -1016 | -381.4609 | 8719 | 1000 | -1016 | -16 | 8719 | 1000 | -1016 | -16 | 8719 | 1331.3694 | -1716 | -384.6306 | 8719 | 1331.3694 | -1716 | -384.6306 | 8719 | 1831.3694 | -1716 | 115.3694 | 8719 | 1630.4168 | -1716 | -85.5832 | 8719 | 1821.7803 | -1716 | 105.7803 | 8719 | 1630.4168 | -1716 | -85.5832
8720 | 669.0965 | -1016 | -346.9035 | 8720 | 669.0965 | -1016 | -346.9035 | 8720 | 669.0965 | -1016 | -346.9035 | 8720 | 1472.3426 | -1716 | -243.6574 | 8720 | 1472.3426 | -1716 | -243.6574 | 8720 | 1778.1139 | -1716 | 62.1139 | 8720 | 1807.0692 | -1716 | 91.0692 | 8720 | 1807.0692 | -1716 | 91.0692 | 8720 | 1807.0692 | -1716 | 91.0692
8721 | 687.4738 | -1016 | -328.5262 | 8721 | 687.4738 | -1016 | -328.5262 | 8721 | 687.4738 | -1016 | -328.5262 | 8721 | 1610.9013 | -1716 | -105.0987 | 8721 | 1610.9013 | -1716 | -105.0987 | 8721 | 1610.9013 | -1716 | -105.0987 | 8721 | 1900.1013 | -1716 | 184.1013 | 8721 | 1900.1013 | -1716 | 184.1013 | 8721 | 1900.1013 | -1716 | 184.1013
8722 | 783.1659 | -1016 | -232.8341 | 8722 | 783.1659 | -1016 | -232.8341 | 8722 | 783.1659 | -1016 | -232.8341 | 8722 | 1743.9932 | -1716 | 27.9932 | 8722 | 1743.9932 | -1716 | 27.9932 | 8722 | 1743.9932 | -1716 | 27.9932 | 8722 | 1947.9736 | -1716 | 231.9736 | 8722 | 1947.9736 | -1716 | 231.9736 | 8722 | 1947.9736 | -1716 | 231.9736
8723 | 802.566 | -1016 | -213.434 | 8723 | 802.566 | -1016 | -213.434 | 8723 | 802.566 | -1016 | -213.434 | 8723 | 1803.9633 | -1716 | 87.9633 | 8723 | 1803.9633 | -1716 | 87.9633 | 8723 | 1803.9633 | -1716 | 87.9633 | 8723 | 2000 | -1716 | 284 | 8723 | 1781.7713 | -1716 | 65.7713 | 8723 | 2000 | -1716 | 284
8724 | 756.1246 | -1016 | -259.8754 | 8724 | 756.1246 | -1016 | -259.8754 | 8724 | 756.1246 | -1016 | -259.8754 | 8724 | 1787.5629 | -1716 | 71.5629 | 8724 | 1787.5629 | -1716 | 71.5629 | 8724 | 1787.5629 | -1716 | 71.5629 | 8724 | 1538.3057 | -1716 | -177.6943 | 8724 | 1538.3057 | -1716 | -177.6943 | 8724 | 2000 | -1716 | 284
8725 | 972.0051 | -1016 | -43.9949 | 8725 | 972.0051 | -1016 | -43.9949 | 8725 | 972.0051 | -1016 | -43.9949 | 8725 | 1965.7365 | -1716 | 249.7365 | 8725 | 1965.7365 | -1716 | 249.7365 | 8725 | 1965.7365 | -1716 | 249.7365 | 8725 | 1488.5806 | -830.3491 | 658.2315 | 8725 | 1268.5806 | -1716 | -447.4194 | 8725 | 1708.5806 | -1550.3491 | 158.2315
8726 | 1000 | -1016 | -16 | 8726 | 1000 | -1016 | -16 | 8726 | 1000 | -1016 | -16 | 8726 | 1985.8276 | -1716 | 269.8276 | 8726 | 1985.8276 | -1716 | 269.8276 | 8726 | 1985.8276 | -1716 | 269.8276 | 8726 | 1415.5002 | -632.5176 | 782.9827 | 8726 | 975.5002 | -692.5176 | 282.9827 | 8726 | 1195.5002 | -1437.6317 | -242.1315
8727 | 971.1629 | -1016 | -44.8371 | 8727 | 971.1629 | -1016 | -44.8371 | 8727 | 971.1629 | -1016 | -44.8371 | 8727 | 1959.9519 | -1716 | 243.9519 | 8727 | 1959.9519 | -1716 | 243.9519 | 8727 | 1959.9519 | -1716 | 243.9519 | 8727 | 1318.7497 | -532.9601 | 785.7896 | 8727 | 1098.7497 | -812.9601 | 285.7896 | 8727 | 1098.7497 | -812.9601 | 285.7896
8728 | 1000 | -1016 | -16 | 8728 | 1000 | -1016 | -16 | 8728 | 1000 | -1016 | -16 | 8728 | 2000 | -1716 | 284 | 8728 | 2000 | -1716 | 284 | 8728 | 2000 | -1716 | 284 | 8728 | 382.3819 | 194.8498 | 577.2318 | 8728 | 585.3579 | -508.1261 | 77.2318 | 8728 | 382.3819 | 194.8498 | 577.2318
8729 | 1000 | -1016 | -16 | 8729 | 1000 | -1016 | -16 | 8729 | 1000 | -1016 | -16 | 8729 | 2000 | -1716 | 284 | 8729 | 2000 | -1716 | 284 | 8729 | 2000 | -1716 | 284 | 8729 | -12.0467 | 1450.6112 | 1438.5645 | 8729 | 401.7417 | 1036.8228 | 1438.5645 | 8729 | 1834.3607 | -1716 | 118.3607
8730 | 1000 | -1016 | -16 | 8730 | 1000 | -1016 | -16 | 8730 | 1000 | -1016 | -16 | 8730 | 2000 | -972.0666 | 1027.9334 | 8730 | 2000 | -1716 | 284 | 8730 | 2000 | -1448.7262 | 551.2738 | 8730 | -502.6164 | 1717 | 1214.3836 | 8730 | -371.4443 | 1717 | 1345.5557 | 8730 | -144.1689 | 1717 | 1572.8311
8731 | 1000 | -403.1653 | 596.8347 | 8731 | 1000 | -1016 | -16 | 8731 | 1000 | -403.1653 | 596.8347 | 8731 | 2000 | -858.5821 | 1141.4179 | 8731 | 2000 | -1218.0486 | 781.9514 | 8731 | 2000 | -1152.8915 | 847.1085 | 8731 | -991.9808 | 1717 | 725.0192 | 8731 | -771.9808 | 1717 | 945.0192 | 8731 | -991.9808 | 1717 | 725.0192
8732 | 1000 | -254.6931 | 745.3069 | 8732 | 1000 | -254.6931 | 745.3069 | 8732 | 1000 | -254.6931 | 745.3069 | 8732 | 1525.6869 | -239.5921 | 1286.0948 | 8732 | 1525.6869 | -239.5921 | 1286.0948 | 8732 | 1525.6869 | -239.5921 | 1286.0948 | 8732 | -1008.908 | 1717 | 708.092 | 8732 | 262.3455 | 1717 | 1979.3455 | 8732 | -776.0243 | 1717 | 940.9757
8733 | 1000 | -161.4799 | 838.5201 | 8733 | 1000 | -161.4799 | 838.5201 | 8733 | 1000 | -161.4799 | 838.5201 | 8733 | 1310.392 | 39.3927 | 1349.7847 | 8733 | 1310.392 | 39.3927 | 1349.7847 | 8733 | 1310.392 | 39.3927 | 1349.7847 | 8733 | -994.065 | 1717 | 722.935 | 8733 | -230.693 | 1717 | 1486.307 | 8733 | -994.065 | 1717 | 722.935
8734 | -257.0376 | 1017 | 759.9624 | 8734 | -257.0376 | 1017 | 759.9624 | 8734 | -257.0376 | 993.3927 | 736.355 | 8734 | 1436.8247 | 35.7022 | 1472.5269 | 8734 | 1436.8247 | 35.7022 | 1472.5269 | 8734 | 1436.8247 | 35.7022 | 1472.5269 | 8734 | -842.9327 | 1717 | 874.0673 | 8734 | -89.1166 | 1717 | 1627.8834 | 8734 | -802.9327 | 1717 | 914.0673
8735 | -865.3922 | 1017 | 151.6078 | 8735 | -865.3922 | 817.1525 | -48.2397 | 8735 | -865.3922 | 1017 | 151.6078 | 8735 | 536.8781 | 851.1543 | 1388.0324 | 8735 | 536.8781 | 851.1543 | 1388.0324 | 8735 | 536.8781 | 851.1543 | 1388.0324 | 8735 | -1613.5839 | 1717 | 103.4161 | 8735 | -1613.5839 | 1717 | 103.4161 | 8735 | -1613.5839 | 1717 | 103.4161
8736 | -863.896 | 1017 | 153.104 | 8736 | -863.896 | 708.9787 | -154.9173 | 8736 | -863.896 | 1017 | 153.104 | 8736 | -341.0612 | 1717 | 1375.9388 | 8736 | -341.0612 | 1717 | 1375.9388 | 8736 | -341.0612 | 1717 | 1375.9388 | 8736 | -1640.6405 | 1717 | 76.3595 | 8736 | -1628.2442 | 1717 | 88.7558 | 8736 | -1640.6405 | 1717 | 76.3595
8737 | -922.5798 | 1017 | 94.4202 | 8737 | -922.5798 | 1017 | 94.4202 | 8737 | -922.5798 | 1017 | 94.4202 | 8737 | -1344.9346 | 1717 | 372.0654 | 8737 | -1344.9346 | 1717 | 372.0654 | 8737 | -1344.9346 | 1717 | 372.0654 | 8737 | -1720.5121 | 1717 | -3.5121 | 8737 | -1720.5121 | 1717 | -3.5121 | 8737 | -1720.5121 | 1717 | -3.5121
8738 | -917.5866 | 1017 | 99.4134 | 8738 | -917.5866 | 1017 | 99.4134 | 8738 | -917.5866 | 1017 | 99.4134 | 8738 | -1472.7943 | 1717 | 244.2057 | 8738 | -1472.7943 | 1717 | 244.2057 | 8738 | -1472.7943 | 1717 | 244.2057 | 8738 | -1630.873 | 1717 | 86.127 | 8738 | -1711.6885 | 1717 | 5.3115 | 8738 | -1711.6885 | 1717 | 5.3115
8739 | -898.9385 | 1017 | 118.0615 | 8739 | -898.9385 | 1017 | 118.0615 | 8739 | -898.9385 | 1017 | 118.0615 | 8739 | -1448.2947 | 1717 | 268.7053 | 8739 | -1448.2947 | 1717 | 268.7053 | 8739 | -1448.2947 | 1717 | 268.7053 | 8739 | -1681.3374 | 1717 | 35.6626 | 8739 | -1681.3374 | 1717 | 35.6626 | 8739 | -1681.3374 | 1717 | 35.6626
8740 | -863.2505 | 849.2997 | -13.9509 | 8740 | -863.2505 | 849.2997 | -13.9509 | 8740 | -863.2505 | 849.2997 | -13.9509 | 8740 | -1403.4235 | 1717 | 313.5765 | 8740 | -1403.4235 | 1717 | 313.5765 | 8740 | -1403.4235 | 1717 | 313.5765 | 8740 | -1627.283 | 1717 | 89.717 | 8740 | -1627.283 | 1717 | 89.717 | 8740 | -1627.283 | 1717 | 89.717
8741 | -792.2437 | 755.4292 | -36.8145 | 8741 | -792.2437 | 755.4292 | -36.8145 | 8741 | -792.2437 | 755.4292 | -36.8145 | 8741 | -1316.0191 | 1558.6208 | 242.6017 | 8741 | -1316.0191 | 1558.6208 | 242.6017 | 8741 | -1316.0191 | 1558.6208 | 242.6017 | 8741 | -1523.481 | 1717 | 193.519 | 8741 | -1523.481 | 1717 | 193.519 | 8741 | -1417.881 | 1717 | 299.119
8742 | -851.2404 | 980.2033 | 128.9629 | 8742 | -851.2404 | 980.2033 | 128.9629 | 8742 | -851.2404 | 980.2033 | 128.9629 | 8742 | -1354.9356 | 1692.1634 | 337.2278 | 8742 | -1354.9356 | 1692.1634 | 337.2278 | 8742 | -1354.9356 | 1692.1634 | 337.2278 | 8742 | -1519.9265 | 1717 | 197.0735 | 8742 | -1494.8124 | 1717 | 222.1876 | 8742 | -1448.4507 | 1717 | 268.5493
8743 | -804.8533 | 753.966 | -50.8873 | 8743 | -804.8533 | 753.966 | -50.8873 | 8743 | -804.8533 | 753.966 | -50.8873 | 8743 | -1290.4373 | 1228.2369 | -62.2004 | 8743 | -1290.4373 | 1228.2369 | -62.2004 | 8743 | -1290.4373 | 1228.2369 | -62.2004 | 8743 | -1459.7078 | 1664.4584 | 204.7506 | 8743 | -1459.7078 | 1717 | 257.2922 | 8743 | -1459.7078 | 1717 | 257.2922
8744 | -718.2229 | 694.2095 | -24.0134 | 8744 | -718.2229 | 694.2095 | -24.0134 | 8744 | -718.2229 | 694.2095 | -24.0134 | 8744 | -810.7317 | 544.7608 | -265.971 | 8744 | -810.7317 | 544.7608 | -265.971 | 8744 | -810.7317 | 544.7608 | -265.971 | 8744 | -1347.5488 | 1312.0247 | -35.5242 | 8744 | -1347.5488 | 1717 | 369.4512 | 8744 | -1347.5488 | 1717 | 369.4512
8745 | -621.5046 | 211.343 | -410.1616 | 8745 | -621.5046 | 211.343 | -410.1616 | 8745 | -621.5046 | 211.343 | -410.1616 | 8745 | -1081.2062 | 585.8972 | -495.309 | 8745 | -1081.2062 | 585.8972 | -495.309 | 8745 | -1081.2062 | 585.8972 | -495.309 | 8745 | -1224.5944 | 945.6911 | -278.9033 | 8745 | -1224.5944 | 1445.6911 | 221.0967 | 8745 | -1224.5944 | 1445.6911 | 221.0967
8746 | -576.1662 | 116.7334 | -459.4329 | 8746 | -576.1662 | 116.7334 | -459.4329 | 8746 | -576.1662 | 116.7334 | -459.4329 | 8746 | -1020.4579 | 557.2267 | -463.2312 | 8746 | -1020.4579 | 557.2267 | -463.2312 | 8746 | -1020.4579 | 557.2267 | -463.2312 | 8746 | -1148.436 | 891.8635 | -256.5725 | 8746 | -1148.436 | 1391.8635 | 243.4275 | 8746 | -1148.436 | 1391.8635 | 243.4275
8747 | -549.4469 | -46.856 | -596.3029 | 8747 | -549.4469 | -46.856 | -596.3029 | 8747 | -549.4469 | -46.856 | -596.3029 | 8747 | -971.1357 | 320.8015 | -650.3341 | 8747 | -971.1357 | 320.8015 | -650.3341 | 8747 | -971.1357 | 320.8015 | -650.3341 | 8747 | -1076.511 | 590.9502 | -485.5607 | 8747 | -1076.511 | 1090.9502 | 14.4393 | 8747 | -1076.511 | 1090.9502 | 14.4393
8748 | -492.9558 | -223.8247 | -716.7805 | 8748 | -492.9558 | -223.8247 | -716.7805 | 8748 | -492.9558 | -223.8247 | -716.7805 | 8748 | -893.7569 | 34.6911 | -859.0658 | 8748 | -893.7569 | 34.6911 | -859.0658 | 8748 | -893.7569 | 34.6911 | -859.0658 | 8748 | -978.2445 | 195.4155 | -782.8289 | 8748 | -978.2445 | 695.4155 | -282.8289 | 8748 | -978.2445 | 695.4155 | -282.8289
8749 | -568.3726 | -285.7758 | -854.1485 | 8749 | -568.3726 | -285.7758 | -854.1485 | 8749 | -568.3726 | -285.7758 | -854.1485 | 8749 | -947.2984 | -144.8397 | -1092.1382 | 8749 | -947.2984 | -144.8397 | -1092.1382 | 8749 | -947.2984 | -144.8397 | -1092.1382 | 8749 | -1009.9108 | 110.4716 | -899.4392 | 8749 | -1009.9108 | 491.8558 | -518.055 | 8749 | -1009.9108 | 484.5778 | -525.333
8750 | -603.9476 | 16.5663 | -587.3813 | 8750 | -603.9476 | 16.5663 | -587.3813 | 8750 | -603.9476 | 16.5663 | -587.3813 | 8750 | -960.4694 | -308.4482 | -1268.9176 | 8750 | -960.4694 | -308.4482 | -1268.9176 | 8750 | -960.4694 | -308.4482 | -1268.9176 | 8750 | -1007.0392 | 1133.7659 | 126.7267 | 8750 | -1007.0392 | 1133.7659 | 126.7267 | 8750 | -1007.0392 | 366.8659 | -640.1733
8751 | -659.5731 | -368.8361 | -1028.4093 | 8751 | -659.5731 | -368.8361 | -1028.4093 | 8751 | -659.5731 | -368.8361 | -1028.4093 | 8751 | -208.12 | -1241.7233 | -1449.8433 | 8751 | -208.12 | -1241.7233 | -1449.8433 | 8751 | -208.12 | -1241.7233 | -1449.8433 | 8751 | -1039.0528 | -197.7764 | -1236.8292 | 8751 | -1039.0528 | 229.3735 | -809.6793 | 8751 | -1039.0528 | -57.0188 | -1096.0716
8752 | -614.5522 | -528.2559 | -1142.8082 | 8752 | -614.5522 | -528.2559 | -1142.8082 | 8752 | -614.5522 | -528.2559 | -1142.8082 | 8752 | 979.0342 | -1716 | -736.9658 | 8752 | 258.3459 | -1716 | -1457.6541 | 8752 | 258.3459 | -1716 | -1457.6541 | 8752 | -543.3267 | -1091.1897 | -1634.5164 | 8752 | -543.3267 | -591.1897 | -1134.5164 | 8752 | -543.3267 | -591.1897 | -1134.5164
8753 | -635.1343 | -530.2073 | -1165.3416 | 8753 | -635.1343 | -530.2073 | -1165.3416 | 8753 | -635.1343 | -530.2073 | -1165.3416 | 8753 | 422.3952 | -1716 | -1293.6048 | 8753 | 265.0699 | -1716 | -1450.9301 | 8753 | 265.0699 | -1716 | -1450.9301 | 8753 | -950.0106 | -647.0471 | -1597.0577 | 8753 | -950.0106 | -379.564 | -1329.5747 | 8753 | -950.0106 | -379.564 | -1329.5747
8754 | -570.4189 | -512.2259 | -1082.6448 | 8754 | -570.4189 | -512.2259 | -1082.6448 | 8754 | -570.4189 | -512.2259 | -1082.6448 | 8754 | 340.4062 | -1716 | -1375.5938 | 8754 | 340.4062 | -1716 | -1375.5938 | 8754 | 340.4062 | -1716 | -1375.5938 | 8754 | 125.5539 | -1576.9492 | -1451.3954 | 8754 | 125.5539 | -1576.9492 | -1451.3954 | 8754 | 125.5539 | -1576.9492 | -1451.3954
8755 | -494.3273 | -448.0747 | -942.402 | 8755 | -494.3273 | -1016 | -1510.3273 | 8755 | -494.3273 | -1016 | -1510.3273 | 8755 | -588.7367 | -614.1264 | -1202.8631 | 8755 | -588.7367 | -614.1264 | -1202.8631 | 8755 | -588.7367 | -614.1264 | -1202.8631 | 8755 | 250.1057 | -1500.0237 | -1249.918 | 8755 | 250.1057 | -1500.0237 | -1249.918 | 8755 | 250.1057 | -1500.0237 | -1249.918
8756 | -280.1924 | -561.8776 | -842.0699 | 8756 | -280.1924 | -1016 | -1296.1924 | 8756 | -280.1924 | -1016 | -1296.1924 | 8756 | -617.7458 | -465.0119 | -1082.7577 | 8756 | -617.7458 | -465.0119 | -1082.7577 | 8756 | -617.7458 | -465.0119 | -1082.7577 | 8756 | -638.9858 | -473.7286 | -1112.7145 | 8756 | -638.9858 | -973.7286 | -1612.7145 | 8756 | -638.9858 | -973.7286 | -1612.7145
8757 | -330.9427 | -948.3387 | -1279.2814 | 8757 | -330.9427 | -1016 | -1346.9427 | 8757 | -330.9427 | -743.4408 | -1074.3835 | 8757 | -674.1969 | -418.594 | -1092.7908 | 8757 | -674.1969 | -418.594 | -1092.7908 | 8757 | -674.1969 | -418.594 | -1092.7908 | 8757 | -701.1376 | -419.6319 | -1120.7695 | 8757 | -701.1376 | -919.6319 | -1620.7695 | 8757 | -701.1376 | -919.6319 | -1620.7695
8758 | -386.625 | -481.1776 | -867.8026 | 8758 | -386.625 | -1016 | -1402.625 | 8758 | -386.625 | -981.1776 | -1367.8026 | 8758 | 25.0282 | -1132.574 | -1107.5458 | 8758 | 25.0282 | -1132.574 | -1107.5458 | 8758 | 25.0282 | -1132.574 | -1107.5458 | 8758 | -774.4789 | -359.9435 | -1134.4224 | 8758 | -774.4789 | -859.9435 | -1634.4224 | 8758 | -774.4789 | -859.9435 | -1634.4224
8759 | -475.0895 | -335.101 | -810.1905 | 8759 | -475.0895 | -1016 | -1491.0895 | 8759 | -475.0895 | -1016 | -1491.0895 | 8759 | -573.3727 | -485.2484 | -1058.6211 | 8759 | -573.3727 | -485.2484 | -1058.6211 | 8759 | -573.3727 | -485.2484 | -1058.6211 | 8759 | -885.3432 | -210.5465 | -1095.8896 | 8759 | -885.3432 | -710.5465 | -1595.8896 | 8759 | -885.3432 | -710.5465 | -1595.8896
8760 | -516.0206 | -1016 | -1532.0206 | 8760 | -516.0206 | -1016 | -1532.0206 | 8760 | -516.0206 | -1016 | -1532.0206 | 8760 | 41.0474 | -1097.8032 | -1056.7558 | 8760 | 41.0474 | -1716 | -1674.9526 | 8760 | 41.0474 | -1597.8032 | -1556.7558 | 8760 | -946.5545 | -1383.4973 | -2330.0517 | 8760 | -946.5545 | -1476.7526 | -2423.3071 | 8760 | -946.5545 | -852.8878 | -1799.4422

## P1- Storage
Storage
Select Scenario
SC1 - 2030
BESS Charge | [10 empty] | BESS Discharge | [10 empty] | PHS Charge | [10 empty] | PHS Discharge
Area | EE | EE | EE | EE | EE | EE | EE | EE | EE | EE | Area | EE | EE | EE | EE | EE | EE | EE | EE | EE | EE | Area | EE | EE | EE | EE | EE | EE | EE | EE | EE | EE | Area | EE | EE | EE | EE | EE | EE | EE | EE | EE | EE
Scenario | SC1 - 2030 | SC2 - 2030 | SC3 - 2030 | SC1 - 2035 | SC2 - 2035 | SC3 - 2035 | SC1 - 2040 | SC2 - 2040 | SC3 - 2040 | SC1 - 2030 | Scenario | SC1 - 2030 | SC2 - 2030 | SC3 - 2030 | SC1 - 2035 | SC2 - 2035 | SC3 - 2035 | SC1 - 2040 | SC2 - 2040 | SC3 - 2040 | SC1 - 2030 | Scenario | SC1 - 2030 | SC2 - 2030 | SC3 - 2030 | SC1 - 2035 | SC2 - 2035 | SC3 - 2035 | SC1 - 2040 | SC2 - 2040 | SC3 - 2040 | SC1 - 2030 | Scenario | SC1 - 2030 | SC2 - 2030 | SC3 - 2030 | SC1 - 2035 | SC2 - 2035 | SC3 - 2035 | SC1 - 2040 | SC2 - 2040 | SC3 - 2040 | SC1 - 2030
BESS | Charging Demand | Charging Demand | Charging Demand | Charging Demand | Charging Demand | Charging Demand | Charging Demand | Charging Demand | Charging Demand | Charging Demand | BESS | Discharging Production | Discharging Production | Discharging Production | Discharging Production | Discharging Production | Discharging Production | Discharging Production | Discharging Production | Discharging Production | Discharging Production | BESS | Charging Demand | Charging Demand | Charging Demand | Charging Demand | Charging Demand | Charging Demand | Charging Demand | Charging Demand | Charging Demand | Charging Demand | BESS | Discharging Production | Discharging Production | Discharging Production | Discharging Production | Discharging Production | Discharging Production | Discharging Production | Discharging Production | Discharging Production | Discharging Production
Total Consumption (GWh) | 503.817 | 252.4646 | 67.544 | 517.1084 | 289.1398 | 74.1843 | 481.0402 | 279.6107 | 71.8783 | 503.817 | Total Production (GWh) | 428.2445 | 214.5949 | 57.4124 | 439.5422 | 245.7688 | 63.0566 | 408.8842 | 237.6691 | 61.0966 | 503.817 | Total Consumption (GWh) | 0 | 847.71 | 873.2175 | 0 | 915.0696 | 933.2035 | 0 | 878.3035 | 888.6711 | 0 | v | 0 | 686.6451 | 707.3062 | 0 | 741.2064 | 755.8948 | 0 | 711.4258 | 719.8236 | 0
Unit | MWh | MWh | MWh | MWh | MWh | MWh | MWh | MWh | MWh | MWh | Unit | MWh | MWh | MWh | MWh | MWh | MWh | MWh | MWh | MWh | MWh | Unit | MWh | MWh | MWh | MWh | MWh | MWh | MWh | MWh | MWh | MWh | Unit | MWh | MWh | MWh | MWh | MWh | MWh | MWh | MWh | MWh | MWh
1 | 0 | 0 | 0 | 0 | 0 | 0 | 0 | 0 | 0 | 0 | 1 | 0 | 0 | 0 | 0 | 0 | 0 | 0 | 0 | 0 | 0 | 1 | - | 0 | 0 | - | 0 | 0 | - | 0 | 0 | - | 1 | - | 0 | 0 | - | 0 | 0 | - | 0 | 0 | -
2 | 0 | 0 | 0 | 0 | 0 | 0 | 0 | 0 | 0 | 0 | 2 | 0 | 0 | 0 | 0 | 0 | 0 | 0 | 0 | 0 | 0 | 2 | - | 0 | 0 | - | 0 | 0 | - | 0 | 0 | - | 2 | - | 0 | 0 | - | 0 | 0 | - | 0 | 0 | -
3 | 0 | 0 | 0 | 0 | 0 | 0 | 0 | 0 | 0 | 0 | 3 | 0 | 0 | 0 | 0 | 0 | 0 | 0 | 0 | 0 | 0 | 3 | - | 0 | 0 | - | 0 | 0 | - | 0 | 0 | - | 3 | - | 0 | 0 | - | 0 | 0 | - | 0 | 0 | -
4 | 0 | 0 | 0 | 0 | 0 | 0 | 0 | 0 | 0 | 0 | 4 | 0 | 0 | 0 | 0 | 0 | 0 | 0 | 0 | 0 | 0 | 4 | - | 0 | 0 | - | 0 | 0 | - | 0 | 0 | - | 4 | - | 0 | 0 | - | 0 | 0 | - | 0 | 0 | -
5 | 0 | 0 | 0 | 0 | 0 | 0 | 0 | 0 | 0 | 0 | 5 | 0 | 0 | 0 | 0 | 0 | 0 | 0 | 0 | 0 | 0 | 5 | - | 0 | 0 | - | 0 | 0 | - | 0 | 0 | - | 5 | - | 0 | 0 | - | 0 | 0 | - | 0 | 0 | -
6 | 0 | 0 | 0 | 0 | 0 | 0 | 0 | 0 | 0 | 0 | 6 | 0 | 0 | 0 | 0 | 0 | 0 | 0 | 0 | 0 | 0 | 6 | - | 0 | 0 | - | 0 | 0 | - | 0 | 0 | - | 6 | - | 0 | 0 | - | 0 | 0 | - | 0 | 0 | -
7 | 0 | 0 | 0 | 0 | 0 | 0 | 0 | 0 | 0 | 0 | 7 | 0 | 0 | 0 | 0 | 0 | 0 | 0 | 0 | 0 | 0 | 7 | - | 0 | 0 | - | 0 | 0 | - | 0 | 0 | - | 7 | - | 0 | 0 | - | 0 | 0 | - | 0 | 0 | -
8 | 0 | 0 | 0 | 0 | 0 | 0 | 0 | 0 | 0 | 0 | 8 | 0 | 0 | 0 | 0 | 0 | 0 | 0 | 0 | 0 | 0 | 8 | - | 0 | 0 | - | 0 | 0 | - | 0 | 0 | - | 8 | - | 0 | 0 | - | 0 | 0 | - | 0 | 0 | -
9 | 0 | 0 | 0 | 0 | 0 | 0 | 0 | 0 | 0 | 0 | 9 | 0 | 0 | 0 | 0 | 0 | 0 | 0 | 0 | 0 | 0 | 9 | - | 0 | 0 | - | 0 | 0 | - | 0 | 0 | - | 9 | - | 0 | 0 | - | 0 | 0 | - | 0 | 0 | -
10 | 0 | 0 | 0 | 0 | 0 | 0 | 0 | 0 | 0 | 0 | 10 | 0 | 0 | 0 | 0 | 0 | 0 | 0 | 0 | 0 | 0 | 10 | - | 0 | 0 | - | 0 | 0 | - | 0 | 0 | - | 10 | - | 0 | 0 | - | 0 | 0 | - | 0 | 0 | -
11 | 0 | 0 | 0 | 0 | 0 | 0 | 0 | 0 | 0 | 0 | 11 | 0 | 0 | 0 | 0 | 0 | 0 | 0 | 0 | 0 | 0 | 11 | - | 0 | 0 | - | 0 | 0 | - | 0 | 0 | - | 11 | - | 0 | 0 | - | 0 | 0 | - | 0 | 0 | -
12 | 0 | 0 | 0 | 0 | 0 | 0 | 0 | 0 | 0 | 0 | 12 | 0 | 0 | 0 | 0 | 0 | 0 | 0 | 0 | 0 | 0 | 12 | - | 0 | 0 | - | 0 | 0 | - | 0 | 0 | - | 12 | - | 0 | 0 | - | 0 | 0 | - | 0 | 0 | -
13 | 0 | 0 | 0 | 0 | 0 | 0 | 0 | 0 | 0 | 0 | 13 | 0 | 0 | 0 | 0 | 0 | 0 | 0 | 0 | 0 | 0 | 13 | - | 0 | 0 | - | 0 | 0 | - | 0 | 0 | - | 13 | - | 0 | 0 | - | 0 | 0 | - | 0 | 0 | -
14 | 0 | 0 | 0 | 0 | 0 | 0 | 0 | 0 | 0 | 0 | 14 | 0 | 0 | 0 | 0 | 0 | 0 | 0 | 0 | 0 | 0 | 14 | - | 0 | 0 | - | 0 | 0 | - | 0 | 0 | - | 14 | - | 0 | 0 | - | 0 | 0 | - | 0 | 0 | -
15 | 0 | 0 | 0 | 0 | 0 | 0 | 0 | 0 | 0 | 0 | 15 | 0 | 0 | 0 | 0 | 0 | 0 | 0 | 0 | 0 | 0 | 15 | - | 0 | 0 | - | 0 | 0 | - | 0 | 0 | - | 15 | - | 0 | 0 | - | 0 | 0 | - | 0 | 0 | -
16 | 0 | 0 | 0 | 0 | 0 | 0 | 0 | 0 | 0 | 0 | 16 | 0 | 0 | 0 | 0 | 0 | 0 | 0 | 0 | 0 | 0 | 16 | - | 0 | 0 | - | 0 | 0 | - | 0 | 0 | - | 16 | - | 0 | 0 | - | 0 | 0 | - | 0 | 0 | -
17 | 0 | 0 | 0 | 0 | 0 | 0 | 0 | 0 | 0 | 0 | 17 | 0 | 0 | 0 | 0 | 0 | 0 | 0 | 0 | 0 | 0 | 17 | - | 0 | 0 | - | 0 | 0 | - | 0 | 0 | - | 17 | - | 0 | 0 | - | 0 | 0 | - | 0 | 0 | -
18 | 0 | 0 | 0 | 0 | 0 | 0 | 0 | 0 | 0 | 0 | 18 | 0 | 0 | 0 | 0 | 0 | 0 | 0 | 0 | 0 | 0 | 18 | - | 0 | 0 | - | 0 | 0 | - | 0 | 0 | - | 18 | - | 0 | 0 | - | 0 | 0 | - | 0 | 0 | -
19 | 0 | 0 | 0 | 0 | 0 | 0 | 0 | 0 | 0 | 0 | 19 | 0 | 0 | 0 | 0 | 0 | 0 | 0 | 0 | 0 | 0 | 19 | - | 0 | 0 | - | 0 | 0 | - | 0 | 0 | - | 19 | - | 0 | 0 | - | 0 | 0 | - | 0 | 0 | -
20 | 0 | 0 | 0 | 0 | 0 | 0 | 0 | 0 | 0 | 0 | 20 | 0 | 0 | 0 | 0 | 0 | 0 | 0 | 0 | 0 | 0 | 20 | - | 0 | 0 | - | 0 | 0 | - | 0 | 0 | - | 20 | - | 0 | 0 | - | 0 | 0 | - | 0 | 0 | -
21 | 0 | 0 | 0 | 0 | 0 | 0 | 0 | 0 | 0 | 0 | 21 | 0 | 0 | 0 | 0 | 0 | 0 | 0 | 0 | 0 | 0 | 21 | - | 0 | 0 | - | 0 | 0 | - | 0 | 0 | - | 21 | - | 0 | 0 | - | 0 | 0 | - | 0 | 0 | -
22 | 0 | 0 | 0 | 0 | 0 | 0 | 0 | 0 | 0 | 0 | 22 | 0 | 0 | 0 | 0 | 0 | 0 | 0 | 0 | 0 | 0 | 22 | - | 0 | 0 | - | 0 | 0 | - | 0 | 0 | - | 22 | - | 0 | 0 | - | 0 | 0 | - | 0 | 0 | -
23 | 0 | 0 | 0 | 0 | 0 | 0 | 0 | 0 | 0 | 0 | 23 | 0 | 0 | 0 | 0 | 0 | 0 | 0 | 0 | 0 | 0 | 23 | - | 0 | 0 | - | 0 | 0 | - | 0 | 0 | - | 23 | - | 0 | 0 | - | 0 | 0 | - | 0 | 0 | -
24 | 0 | 0 | 0 | 0 | 0 | 0 | 0 | 0 | 0 | 0 | 24 | 0 | 0 | 0 | 0 | 0 | 0 | 0 | 0 | 0 | 0 | 24 | - | 0 | 0 | - | 0 | 0 | - | 0 | 0 | - | 24 | - | 0 | 0 | - | 0 | 0 | - | 0 | 0 | -
25 | 0 | 0 | 0 | 0 | 0 | 0 | 0 | 0 | 0 | 0 | 25 | 0 | 0 | 0 | 0 | 0 | 0 | 0 | 0 | 0 | 0 | 25 | - | 0 | 0 | - | 0 | 0 | - | 0 | 0 | - | 25 | - | 0 | 0 | - | 0 | 0 | - | 0 | 0 | -
26 | 0 | 0 | 0 | 0 | 0 | 0 | 0 | 0 | 0 | 0 | 26 | 0 | 0 | 0 | 0 | 0 | 0 | 0 | 0 | 0 | 0 | 26 | - | 0 | 0 | - | 0 | 0 | - | 0 | 0 | - | 26 | - | 0 | 0 | - | 0 | 0 | - | 0 | 0 | -
27 | 0 | 0 | 0 | 0 | 0 | 0 | 0 | 0 | 0 | 0 | 27 | 0 | 0 | 0 | 0 | 0 | 0 | 0 | 0 | 0 | 0 | 27 | - | 0 | 0 | - | 0 | 0 | - | 0 | 0 | - | 27 | - | 0 | 0 | - | 0 | 0 | - | 0 | 0 | -
28 | 0 | 0 | 0 | 0 | 0 | 0 | 0 | 0 | 0 | 0 | 28 | 0 | 0 | 0 | 0 | 0 | 0 | 0 | 0 | 0 | 0 | 28 | - | 0 | 0 | - | 0 | 0 | - | 0 | 0 | - | 28 | - | 0 | 0 | - | 0 | 0 | - | 0 | 0 | -
29 | 0 | 0 | 0 | 0 | 0 | 0 | 0 | 0 | 0 | 0 | 29 | 0 | 0 | 0 | 0 | 0 | 0 | 0 | 0 | 0 | 0 | 29 | - | 0 | 0 | - | 0 | 0 | - | 0 | 0 | - | 29 | - | 0 | 0 | - | 0 | 0 | - | 0 | 0 | -
30 | 0 | 0 | 0 | 0 | 0 | 0 | 0 | 0 | 0 | 0 | 30 | 0 | 0 | 0 | 0 | 0 | 0 | 0 | 0 | 0 | 0 | 30 | - | 0 | 0 | - | 0 | 0 | - | 0 | 0 | - | 30 | - | 0 | 0 | - | 0 | 0 | - | 0 | 0 | -
31 | 0 | 0 | 0 | 0 | 0 | 0 | 0 | 0 | 0 | 0 | 31 | 0 | 0 | 0 | 0 | 0 | 0 | 0 | 0 | 0 | 0 | 31 | - | 0 | 0 | - | 0 | 0 | - | 0 | 0 | - | 31 | - | 0 | 0 | - | 0 | 0 | - | 0 | 0 | -
32 | 0 | 0 | 0 | 0 | 0 | 0 | 0 | 0 | 0 | 0 | 32 | 0 | 0 | 0 | 0 | 0 | 0 | 0 | 0 | 0 | 0 | 32 | - | 0 | 0 | - | 0 | 0 | - | 0 | 0 | - | 32 | - | 0 | 0 | - | 0 | 0 | - | 0 | 0 | -
33 | 0 | 0 | 0 | 0 | 0 | 0 | 0 | 0 | 0 | 0 | 33 | 0 | 0 | 0 | 0 | 0 | 0 | 0 | 0 | 0 | 0 | 33 | - | 0 | 0 | - | 0 | 0 | - | 0 | 0 | - | 33 | - | 0 | 0 | - | 0 | 0 | - | 0 | 0 | -
34 | 0 | 0 | 0 | 0 | 0 | 0 | 0 | 0 | 0 | 0 | 34 | 0 | 0 | 0 | 0 | 0 | 0 | 0 | 0 | 0 | 0 | 34 | - | 0 | 0 | - | 0 | 0 | - | 0 | 0 | - | 34 | - | 0 | 0 | - | 0 | 0 | - | 0 | 0 | -
35 | 0 | 0 | 0 | 0 | 0 | 0 | 0 | 0 | 0 | 0 | 35 | 0 | 0 | 0 | 0 | 0 | 0 | 0 | 0 | 0 | 0 | 35 | - | 0 | 0 | - | 0 | 0 | - | 0 | 0 | - | 35 | - | 0 | 0 | - | 0 | 0 | - | 0 | 0 | -
36 | 0 | 0 | 0 | 0 | 0 | 0 | 0 | 0 | 0 | 0 | 36 | 0 | 0 | 0 | 0 | 0 | 0 | 0 | 0 | 0 | 0 | 36 | - | 0 | 0 | - | 0 | 0 | - | 0 | 0 | - | 36 | - | 0 | 0 | - | 0 | 0 | - | 0 | 0 | -
37 | 0 | 0 | 0 | 0 | 0 | 0 | 0 | 0 | 0 | 0 | 37 | 0 | 0 | 0 | 0 | 0 | 0 | 0 | 0 | 0 | 0 | 37 | - | 0 | 0 | - | 0 | 0 | - | 0 | 0 | - | 37 | - | 0 | 0 | - | 0 | 0 | - | 0 | 0 | -
38 | 0 | 0 | 0 | 0 | 0 | 0 | 0 | 0 | 0 | 0 | 38 | 0 | 0 | 0 | 0 | 0 | 0 | 0 | 0 | 0 | 0 | 38 | - | 0 | 0 | - | 0 | 0 | - | 0 | 0 | - | 38 | - | 0 | 0 | - | 0 | 0 | - | 0 | 0 | -
39 | 0 | 0 | 0 | 0 | 0 | 0 | 0 | 0 | 0 | 0 | 39 | 0 | 0 | 0 | 0 | 0 | 0 | 0 | 0 | 0 | 0 | 39 | - | 0 | 0 | - | 0 | 0 | - | 0 | 0 | - | 39 | - | 0 | 0 | - | 0 | 0 | - | 0 | 0 | -
40 | 0 | 0 | 0 | 0 | 0 | 0 | 0 | 0 | 0 | 0 | 40 | 0 | 0 | 0 | 0 | 0 | 0 | 0 | 0 | 0 | 0 | 40 | - | 0 | 0 | - | 0 | 0 | - | 0 | 0 | - | 40 | - | 0 | 0 | - | 0 | 0 | - | 0 | 0 | -
41 | 0 | 0 | 0 | 0 | 0 | 0 | 0 | 0 | 0 | 0 | 41 | 0 | 0 | 0 | 0 | 0 | 0 | 699.7136 | 0 | 0 | 0 | 41 | - | 0 | 0 | - | 0 | 0 | - | 0 | 0 | - | 41 | - | 0 | 0 | - | 0 | 0 | - | 391.7437 | 500 | -
42 | 0 | 0 | 0 | 0 | 0 | 0 | 0 | 0 | 0 | 0 | 42 | 0 | 0 | 0 | 0 | 0 | 0 | 337.4851 | 217.4038 | 161.1807 | 0 | 42 | - | 0 | 0 | - | 0 | 0 | - | 0 | 0 | - | 42 | - | 0 | 0 | - | 0 | 0 | - | 500 | 391.7437 | -
43 | 0 | 0 | 0 | 0 | 0 | 0 | 0 | 0 | 0 | 0 | 43 | 0 | 0 | 0 | 0 | 0 | 0 | 0 | 474.062 | 0 | 0 | 43 | - | 0 | 0 | - | 0 | 0 | - | 0 | 0 | - | 43 | - | 0 | 0 | - | 0 | 0 | - | 0 | 0 | -
44 | 0 | 0 | 0 | 0 | 0 | 0 | 0 | 0 | 0 | 0 | 44 | 0 | 0 | 0 | 0 | 0 | 0 | 0 | 0 | 0 | 0 | 44 | - | 0 | 0 | - | 0 | 0 | - | 0 | 0 | - | 44 | - | 0 | 0 | - | 0 | 0 | - | 0 | 0 | -
45 | 0 | 0 | 0 | 0 | 0 | 0 | 0 | 0 | 0 | 0 | 45 | 0 | 0 | 0 | 0 | 0 | 0 | 0 | 0 | 0 | 0 | 45 | - | 0 | 0 | - | 0 | 0 | - | 0 | 0 | - | 45 | - | 0 | 0 | - | 0 | 0 | - | 0 | 0 | -
46 | 0 | 0 | 0 | 0 | 0 | 0 | 0 | 0 | 0 | 0 | 46 | 0 | 0 | 0 | 0 | 0 | 0 | 0 | 0 | 0 | 0 | 46 | - | 0 | 0 | - | 0 | 0 | - | 0 | 0 | - | 46 | - | 0 | 0 | - | 0 | 0 | - | 0 | 0 | -
47 | 0 | 0 | 0 | 0 | 0 | 0 | 0 | 0 | 0 | 0 | 47 | 0 | 0 | 0 | 0 | 0 | 0 | 0 | 0 | 0 | 0 | 47 | - | 0 | 0 | - | 0 | 0 | - | 0 | 0 | - | 47 | - | 0 | 0 | - | 0 | 0 | - | 0 | 0 | -
48 | 0 | 0 | 0 | 0 | 0 | 0 | 0 | 0 | 0 | 0 | 48 | 0 | 0 | 0 | 0 | 0 | 0 | 0 | 0 | 0 | 0 | 48 | - | 0 | 0 | - | 0 | 0 | - | 0 | 0 | - | 48 | - | 0 | 0 | - | 0 | 0 | - | 0 | 0 | -
49 | 0 | 0 | 0 | 0 | 0 | 0 | 0 | 0 | 0 | 0 | 49 | 0 | 0 | 0 | 0 | 0 | 0 | 0 | 0 | 0 | 0 | 49 | - | 0 | 0 | - | 0 | 0 | - | 0 | 0 | - | 49 | - | 0 | 0 | - | 0 | 0 | - | 0 | 0 | -
50 | 0 | 0 | 0 | 0 | 0 | 0 | 0 | 0 | 0 | 0 | 50 | 0 | 0 | 0 | 0 | 0 | 0 | 0 | 0 | 0 | 0 | 50 | - | 0 | 0 | - | 0 | 0 | - | 0 | 0 | - | 50 | - | 0 | 0 | - | 0 | 0 | - | 0 | 0 | -
51 | 0 | 0 | 0 | 0 | 0 | 0 | 0 | 0 | 0 | 0 | 51 | 0 | 0 | 0 | 0 | 0 | 0 | 0 | 0 | 0 | 0 | 51 | - | 0 | 0 | - | 0 | 0 | - | 0 | 0 | - | 51 | - | 0 | 0 | - | 0 | 0 | - | 0 | 0 | -
52 | 0 | 0 | 0 | 0 | 0 | 0 | 0 | 0 | 0 | 0 | 52 | 0 | 0 | 0 | 0 | 0 | 0 | 0 | 0 | 0 | 0 | 52 | - | 0 | 0 | - | 0 | 0 | - | 0 | 0 | - | 52 | - | 0 | 0 | - | 0 | 0 | - | 0 | 0 | -
53 | 132.6343 | 0 | 0 | 0 | 0 | 0 | 0 | 0 | 0 | 132.6343 | 53 | 0 | 0 | 0 | 0 | 0 | 0 | 0 | 0 | 0 | 132.6343 | 53 | - | 144.1426 | 144.1426 | - | 0 | 0 | - | 500 | 500 | - | 53 | - | 0 | 0 | - | 0 | 0 | - | 0 | 0 | -
54 | 100.4085 | 0 | 0 | 0 | 0 | 0 | 0 | 352.0143 | 34.2623 | 100.4085 | 54 | 0 | 0 | 0 | 0 | 0 | 0 | 0 | 0 | 0 | 100.4085 | 54 | - | 100.4085 | 100.4085 | - | 0 | 0 | - | 500 | 500 | - | 54 | - | 0 | 0 | - | 0 | 0 | - | 0 | 0 | -
55 | 0 | 0 | 0 | 0 | 0 | 0 | 0 | 0 | 0 | 0 | 55 | 0 | 0 | 0 | 0 | 0 | 0 | 0 | 0 | 0 | 0 | 55 | - | 0 | 0 | - | 0 | 0 | - | 432.0918 | 432.0918 | - | 55 | - | 0 | 0 | - | 0 | 0 | - | 0 | 0 | -
56 | 0 | 0 | 0 | 0 | 0 | 0 | 0 | 0 | 0 | 0 | 56 | 0 | 0 | 0 | 0 | 0 | 0 | 0 | 0 | 0 | 0 | 56 | - | 0 | 0 | - | 0 | 0 | - | 0 | 0 | - | 56 | - | 0 | 0 | - | 0 | 0 | - | 0 | 0 | -
57 | 0 | 0 | 0 | 0 | 0 | 0 | 0 | 0 | 0 | 0 | 57 | 0 | 0 | 0 | 0 | 0 | 0 | 0 | 0 | 0 | 0 | 57 | - | 0 | 0 | - | 0 | 0 | - | 0 | 0 | - | 57 | - | 0 | 0 | - | 0 | 0 | - | 0 | 0 | -
58 | 0 | 0 | 0 | 0 | 0 | 0 | 0 | 0 | 0 | 0 | 58 | 0 | 0 | 0 | 0 | 0 | 0 | 0 | 0 | 0 | 0 | 58 | - | 0 | 0 | - | 0 | 0 | - | 0 | 0 | - | 58 | - | 0 | 0 | - | 0 | 0 | - | 0 | 0 | -
59 | 0 | 0 | 0 | 0 | 0 | 0 | 241.9678 | 8.0194 | 0 | 0 | 59 | 0 | 0 | 0 | 0 | 0 | 0 | 0 | 0 | 0 | 0 | 59 | - | 0 | 0 | - | 0 | 0 | - | 500 | 500 | - | 59 | - | 0 | 0 | - | 0 | 0 | - | 0 | 0 | -
60 | 0 | 0 | 0 | 0 | 0 | 0 | 788.6284 | 560.6284 | 233.1 | 0 | 60 | 0 | 0 | 0 | 0 | 0 | 0 | 0 | 0 | 0 | 0 | 60 | - | 0 | 0 | - | 0 | 0 | - | 500 | 500 | - | 60 | - | 0 | 0 | - | 0 | 0 | - | 0 | 0 | -
61 | 0 | 0 | 0 | 0 | 0 | 0 | 441.2973 | 202.2973 | 0 | 0 | 61 | 0 | 0 | 0 | 0 | 0 | 0 | 0 | 0 | 0 | 0 | 61 | - | 0 | 0 | - | 0 | 0 | - | 500 | 500 | - | 61 | - | 0 | 0 | - | 0 | 0 | - | 0 | 0 | -
62 | 0 | 0 | 0 | 0 | 0 | 0 | 356.6878 | 117.6878 | 0 | 0 | 62 | 0 | 0 | 0 | 0 | 0 | 0 | 0 | 0 | 0 | 0 | 62 | - | 0 | 0 | - | 0 | 0 | - | 500 | 500 | - | 62 | - | 0 | 0 | - | 0 | 0 | - | 0 | 0 | -
63 | 0 | 0 | 0 | 0 | 0 | 0 | 0 | 0 | 0 | 0 | 63 | 0 | 0 | 0 | 0 | 0 | 0 | 0 | 0 | 0 | 0 | 63 | - | 0 | 0 | - | 0 | 0 | - | 2.1597 | 2.1597 | - | 63 | - | 0 | 0 | - | 0 | 0 | - | 0 | 0 | -
64 | 0 | 0 | 0 | 0 | 0 | 0 | 0 | 0 | 0 | 0 | 64 | 0 | 0 | 0 | 0 | 0 | 0 | 0 | 0 | 0 | 0 | 64 | - | 0 | 0 | - | 0 | 0 | - | 0 | 0 | - | 64 | - | 0 | 0 | - | 0 | 0 | - | 0 | 0 | -
65 | 0 | 0 | 0 | 0 | 0 | 0 | 0 | 0 | 0 | 0 | 65 | 0 | 0 | 0 | 0 | 0 | 0 | 0 | 0 | 0 | 0 | 65 | - | 0 | 0 | - | 0 | 0 | - | 0 | 0 | - | 65 | - | 0 | 0 | - | 0 | 0 | - | 0 | 0 | -
66 | 0 | 0 | 0 | 0 | 0 | 0 | 0 | 0 | 0 | 0 | 66 | 0 | 0 | 0 | 0 | 0 | 0 | 0 | 0 | 0 | 0 | 66 | - | 0 | 0 | - | 0 | 0 | - | 0 | 0 | - | 66 | - | 0 | 0 | - | 0 | 0 | - | 0 | 0 | -
67 | 0 | 0 | 0 | 0 | 0 | 0 | 0 | 0 | 0 | 0 | 67 | 0 | 0 | 0 | 0 | 0 | 0 | 0 | 0 | 0 | 0 | 67 | - | 0 | 0 | - | 0 | 0 | - | 0 | 0 | - | 67 | - | 0 | 0 | - | 0 | 0 | - | 0 | 0 | -
68 | 0 | 0 | 0 | 0 | 0 | 0 | 0 | 0 | 0 | 0 | 68 | 0 | 0 | 0 | 0 | 0 | 0 | 0 | 0 | 0 | 0 | 68 | - | 0 | 0 | - | 0 | 0 | - | 500 | 500 | - | 68 | - | 0 | 0 | - | 0 | 0 | - | 0 | 0 | -
69 | 0 | 0 | 0 | 0 | 0 | 0 | 611.8863 | 386.3313 | 111.8863 | 0 | 69 | 0 | 0 | 0 | 0 | 0 | 0 | 0 | 0 | 0 | 0 | 69 | - | 0 | 0 | - | 0 | 0 | - | 500 | 500 | - | 69 | - | 0 | 0 | - | 0 | 0 | - | 0 | 0 | -
70 | 0 | 0 | 0 | 0 | 0 | 0 | 0 | 0 | 0 | 0 | 70 | 0 | 0 | 0 | 0 | 0 | 0 | 0 | 0 | 0 | 0 | 70 | - | 0 | 0 | - | 0 | 0 | - | 0 | 0 | - | 70 | - | 0 | 0 | - | 0 | 0 | - | 0 | 0 | -
71 | 0 | 0 | 0 | 0 | 0 | 0 | 0 | 0 | 0 | 0 | 71 | 0 | 0 | 0 | 0 | 0 | 0 | 0 | 0 | 0 | 0 | 71 | - | 0 | 0 | - | 0 | 0 | - | 0 | 0 | - | 71 | - | 0 | 0 | - | 0 | 0 | - | 0 | 0 | -
72 | 0 | 0 | 0 | 0 | 0 | 0 | 0 | 0 | 0 | 0 | 72 | 0 | 0 | 0 | 0 | 0 | 0 | 0 | 0 | 0 | 0 | 72 | - | 0 | 0 | - | 0 | 0 | - | 0 | 0 | - | 72 | - | 0 | 0 | - | 0 | 0 | - | 0 | 0 | -
73 | 0 | 0 | 0 | 0 | 0 | 0 | 0 | 0 | 0 | 0 | 73 | 0 | 0 | 0 | 0 | 0 | 0 | 0 | 0 | 0 | 0 | 73 | - | 0 | 0 | - | 0 | 0 | - | 0 | 0 | - | 73 | - | 0 | 0 | - | 0 | 0 | - | 0 | 0 | -
74 | 0 | 0 | 0 | 0 | 0 | 0 | 0 | 0 | 0 | 0 | 74 | 0 | 0 | 0 | 0 | 0 | 0 | 0 | 0 | 0 | 0 | 74 | - | 0 | 0 | - | 0 | 0 | - | 0 | 0 | - | 74 | - | 0 | 0 | - | 0 | 0 | - | 0 | 0 | -
75 | 0 | 0 | 0 | 0 | 0 | 0 | 0 | 0 | 0 | 0 | 75 | 0 | 0 | 0 | 0 | 0 | 0 | 0 | 0 | 0 | 0 | 75 | - | 0 | 0 | - | 0 | 0 | - | 0 | 0 | - | 75 | - | 0 | 0 | - | 0 | 0 | - | 0 | 0 | -
76 | 0 | 0 | 0 | 0 | 0 | 0 | 0 | 0 | 0 | 0 | 76 | 0 | 0 | 0 | 0 | 0 | 0 | 0 | 0 | 0 | 0 | 76 | - | 0 | 0 | - | 0 | 0 | - | 0 | 0 | - | 76 | - | 0 | 0 | - | 0 | 0 | - | 0 | 0 | -
77 | 0 | 0 | 0 | 0 | 0 | 0 | 0 | 0 | 0 | 0 | 77 | 0 | 0 | 0 | 0 | 0 | 0 | 0 | 0 | 0 | 0 | 77 | - | 0 | 0 | - | 0 | 0 | - | 0 | 0 | - | 77 | - | 0 | 0 | - | 0 | 0 | - | 0 | 0 | -
78 | 0 | 0 | 0 | 0 | 0 | 0 | 0 | 0 | 0 | 0 | 78 | 0 | 0 | 0 | 0 | 0 | 0 | 0 | 0 | 0 | 0 | 78 | - | 0 | 0 | - | 0 | 0 | - | 0 | 0 | - | 78 | - | 0 | 0 | - | 0 | 0 | - | 0 | 0 | -
79 | 0 | 0 | 0 | 0 | 0 | 0 | 0 | 0 | 0 | 0 | 79 | 0 | 0 | 0 | 0 | 0 | 0 | 0 | 0 | 0 | 0 | 79 | - | 0 | 0 | - | 0 | 0 | - | 0 | 0 | - | 79 | - | 0 | 0 | - | 0 | 0 | - | 0 | 0 | -
80 | 0 | 0 | 0 | 0 | 0 | 0 | 0 | 0 | 0 | 0 | 80 | 0 | 0 | 0 | 0 | 0 | 0 | 0 | 0 | 0 | 0 | 80 | - | 0 | 0 | - | 0 | 0 | - | 0 | 0 | - | 80 | - | 0 | 0 | - | 0 | 0 | - | 0 | 0 | -
81 | 0 | 0 | 0 | 0 | 0 | 0 | 0 | 0 | 0 | 0 | 81 | 0 | 0 | 0 | 0 | 0 | 0 | 0 | 0 | 0 | 0 | 81 | - | 0 | 0 | - | 0 | 0 | - | 0 | 0 | - | 81 | - | 0 | 0 | - | 0 | 0 | - | 0 | 0 | -
82 | 0 | 0 | 0 | 0 | 0 | 0 | 0 | 0 | 0 | 0 | 82 | 0 | 0 | 0 | 0 | 0 | 0 | 0 | 0 | 0 | 0 | 82 | - | 0 | 0 | - | 0 | 0 | - | 0 | 0 | - | 82 | - | 0 | 0 | - | 0 | 0 | - | 0 | 0 | -
83 | 0 | 0 | 0 | 0 | 0 | 0 | 0 | 0 | 0 | 0 | 83 | 0 | 0 | 0 | 0 | 0 | 0 | 0 | 0 | 0 | 0 | 83 | - | 0 | 0 | - | 0 | 0 | - | 0 | 0 | - | 83 | - | 0 | 0 | - | 0 | 0 | - | 0 | 0 | -
84 | 0 | 0 | 0 | 0 | 0 | 0 | 0 | 0 | 0 | 0 | 84 | 0 | 0 | 0 | 0 | 0 | 0 | 0 | 0 | 0 | 0 | 84 | - | 0 | 0 | - | 0 | 0 | - | 0 | 0 | - | 84 | - | 0 | 0 | - | 0 | 0 | - | 0 | 0 | -
85 | 0 | 0 | 0 | 0 | 0 | 0 | 0 | 0 | 0 | 0 | 85 | 0 | 0 | 0 | 0 | 0 | 0 | 0 | 0 | 0 | 0 | 85 | - | 0 | 0 | - | 0 | 0 | - | 0 | 0 | - | 85 | - | 0 | 0 | - | 0 | 0 | - | 0 | 0 | -
86 | 0 | 0 | 0 | 0 | 0 | 0 | 0 | 0 | 0 | 0 | 86 | 0 | 0 | 0 | 0 | 0 | 0 | 0 | 0 | 0 | 0 | 86 | - | 0 | 0 | - | 0 | 0 | - | 0 | 0 | - | 86 | - | 0 | 0 | - | 0 | 0 | - | 0 | 0 | -
87 | 0 | 0 | 0 | 0 | 0 | 0 | 0 | 0 | 0 | 0 | 87 | 0 | 0 | 0 | 0 | 0 | 0 | 0 | 0 | 0 | 0 | 87 | - | 0 | 0 | - | 0 | 0 | - | 0 | 0 | - | 87 | - | 0 | 0 | - | 0 | 0 | - | 0 | 0 | -
88 | 0 | 0 | 0 | 0 | 0 | 0 | 0 | 0 | 0 | 0 | 88 | 0 | 0 | 0 | 0 | 0 | 0 | 0 | 0 | 0 | 0 | 88 | - | 0 | 0 | - | 0 | 0 | - | 0 | 0 | - | 88 | - | 0 | 0 | - | 0 | 0 | - | 0 | 0 | -
89 | 0 | 0 | 0 | 0 | 0 | 0 | 0 | 0 | 0 | 0 | 89 | 0 | 0 | 0 | 0 | 0 | 0 | 0 | 0 | 0 | 0 | 89 | - | 0 | 0 | - | 0 | 0 | - | 0 | 0 | - | 89 | - | 0 | 0 | - | 0 | 0 | - | 0 | 0 | -
90 | 0 | 0 | 0 | 0 | 0 | 0 | 0 | 0 | 0 | 0 | 90 | 0 | 0 | 0 | 0 | 0 | 0 | 0 | 0 | 0 | 0 | 90 | - | 0 | 0 | - | 0 | 0 | - | 0 | 0 | - | 90 | - | 0 | 0 | - | 0 | 0 | - | 0 | 0 | -
91 | 0 | 0 | 0 | 0 | 0 | 0 | 0 | 0 | 0 | 0 | 91 | 0 | 0 | 0 | 0 | 0 | 0 | 0 | 0 | 0 | 0 | 91 | - | 0 | 0 | - | 0 | 0 | - | 0 | 0 | - | 91 | - | 0 | 0 | - | 0 | 0 | - | 0 | 0 | -
92 | 0 | 0 | 0 | 0 | 0 | 0 | 0 | 0 | 0 | 0 | 92 | 0 | 0 | 0 | 0 | 0 | 0 | 0 | 0 | 0 | 0 | 92 | - | 0 | 0 | - | 0 | 0 | - | 0 | 0 | - | 92 | - | 0 | 0 | - | 0 | 0 | - | 0 | 0 | -
93 | 0 | 0 | 0 | 0 | 0 | 0 | 0 | 0 | 0 | 0 | 93 | 0 | 0 | 0 | 0 | 0 | 0 | 0 | 0 | 0 | 0 | 93 | - | 0 | 0 | - | 0 | 0 | - | 0 | 0 | - | 93 | - | 0 | 0 | - | 0 | 0 | - | 0 | 0 | -
94 | 0 | 0 | 0 | 0 | 0 | 0 | 0 | 0 | 0 | 0 | 94 | 0 | 0 | 0 | 0 | 0 | 0 | 0 | 0 | 0 | 0 | 94 | - | 0 | 0 | - | 0 | 0 | - | 0 | 0 | - | 94 | - | 0 | 0 | - | 0 | 0 | - | 0 | 0 | -
95 | 0 | 0 | 0 | 0 | 0 | 0 | 0 | 0 | 0 | 0 | 95 | 0 | 0 | 0 | 0 | 0 | 0 | 0 | 0 | 0 | 0 | 95 | - | 0 | 0 | - | 0 | 0 | - | 0 | 0 | - | 95 | - | 0 | 0 | - | 0 | 0 | - | 0 | 0 | -
96 | 0 | 0 | 0 | 0 | 0 | 0 | 0 | 0 | 0 | 0 | 96 | 0 | 0 | 0 | 0 | 0 | 0 | 0 | 0 | 0 | 0 | 96 | - | 0 | 0 | - | 0 | 0 | - | 0 | 0 | - | 96 | - | 0 | 0 | - | 0 | 0 | - | 0 | 0 | -
97 | 0 | 0 | 0 | 0 | 0 | 0 | 0 | 0 | 0 | 0 | 97 | 0 | 0 | 0 | 0 | 0 | 0 | 0 | 0 | 0 | 0 | 97 | - | 0 | 0 | - | 0 | 0 | - | 0 | 0 | - | 97 | - | 0 | 0 | - | 0 | 0 | - | 0 | 0 | -
98 | 0 | 0 | 0 | 0 | 0 | 0 | 0 | 0 | 0 | 0 | 98 | 0 | 0 | 0 | 0 | 0 | 0 | 0 | 0 | 0 | 0 | 98 | - | 0 | 0 | - | 0 | 0 | - | 0 | 0 | - | 98 | - | 0 | 0 | - | 0 | 0 | - | 0 | 0 | -
99 | 0 | 0 | 0 | 0 | 0 | 0 | 0 | 0 | 0 | 0 | 99 | 0 | 0 | 0 | 0 | 0 | 0 | 0 | 0 | 0 | 0 | 99 | - | 0 | 0 | - | 0 | 0 | - | 0 | 0 | - | 99 | - | 0 | 0 | - | 0 | 0 | - | 0 | 0 | -
100 | 0 | 0 | 0 | 0 | 0 | 0 | 0 | 0 | 0 | 0 | 100 | 0 | 0 | 0 | 0 | 0 | 0 | 0 | 0 | 0 | 0 | 100 | - | 0 | 0 | - | 0 | 0 | - | 0 | 0 | - | 100 | - | 0 | 0 | - | 0 | 0 | - | 0 | 0 | -
101 | 0 | 0 | 0 | 0 | 0 | 0 | 0 | 0 | 0 | 0 | 101 | 0 | 0 | 0 | 0 | 0 | 0 | 0 | 0 | 0 | 0 | 101 | - | 0 | 0 | - | 0 | 0 | - | 0 | 0 | - | 101 | - | 0 | 0 | - | 0 | 0 | - | 0 | 0 | -
102 | 0 | 0 | 0 | 0 | 0 | 0 | 0 | 0 | 0 | 0 | 102 | 0 | 0 | 0 | 0 | 0 | 0 | 0 | 0 | 0 | 0 | 102 | - | 0 | 0 | - | 0 | 0 | - | 0 | 0 | - | 102 | - | 0 | 0 | - | 0 | 0 | - | 0 | 0 | -
103 | 0 | 0 | 0 | 0 | 0 | 0 | 0 | 0 | 0 | 0 | 103 | 0 | 0 | 0 | 0 | 0 | 0 | 0 | 0 | 0 | 0 | 103 | - | 0 | 0 | - | 0 | 0 | - | 0 | 0 | - | 103 | - | 0 | 0 | - | 0 | 0 | - | 0 | 0 | -
104 | 0 | 0 | 0 | 0 | 0 | 0 | 0 | 0 | 0 | 0 | 104 | 0 | 0 | 0 | 0 | 0 | 0 | 0 | 0 | 0 | 0 | 104 | - | 0 | 0 | - | 0 | 0 | - | 0 | 0 | - | 104 | - | 0 | 0 | - | 0 | 0 | - | 0 | 0 | -
105 | 0 | 0 | 0 | 0 | 0 | 0 | 0 | 0 | 0 | 0 | 105 | 0 | 0 | 0 | 0 | 0 | 0 | 0 | 0 | 0 | 0 | 105 | - | 0 | 0 | - | 0 | 0 | - | 0 | 0 | - | 105 | - | 0 | 0 | - | 0 | 0 | - | 0 | 0 | -
106 | 0 | 0 | 0 | 0 | 0 | 0 | 0 | 0 | 0 | 0 | 106 | 0 | 0 | 0 | 0 | 0 | 0 | 0 | 0 | 0 | 0 | 106 | - | 0 | 0 | - | 0 | 0 | - | 0 | 0 | - | 106 | - | 0 | 0 | - | 0 | 0 | - | 0 | 0 | -
107 | 0 | 0 | 0 | 0 | 0 | 0 | 0 | 0 | 0 | 0 | 107 | 0 | 0 | 0 | 0 | 0 | 0 | 0 | 0 | 0 | 0 | 107 | - | 0 | 0 | - | 0 | 0 | - | 0 | 0 | - | 107 | - | 0 | 0 | - | 0 | 0 | - | 0 | 0 | -
108 | 0 | 0 | 0 | 0 | 0 | 0 | 0 | 0 | 0 | 0 | 108 | 0 | 0 | 0 | 0 | 0 | 0 | 0 | 0 | 0 | 0 | 108 | - | 0 | 0 | - | 0 | 0 | - | 0 | 0 | - | 108 | - | 0 | 0 | - | 0 | 0 | - | 0 | 0 | -
109 | 0 | 0 | 0 | 0 | 0 | 0 | 0 | 0 | 0 | 0 | 109 | 0 | 0 | 0 | 0 | 0 | 0 | 0 | 0 | 0 | 0 | 109 | - | 0 | 0 | - | 0 | 0 | - | 0 | 0 | - | 109 | - | 0 | 0 | - | 0 | 0 | - | 0 | 0 | -
110 | 0 | 0 | 0 | 0 | 0 | 0 | 0 | 0 | 0 | 0 | 110 | 0 | 0 | 0 | 0 | 0 | 0 | 0 | 0 | 0 | 0 | 110 | - | 0 | 0 | - | 0 | 0 | - | 0 | 0 | - | 110 | - | 0 | 0 | - | 0 | 0 | - | 0 | 0 | -
111 | 0 | 0 | 0 | 0 | 0 | 0 | 0 | 0 | 0 | 0 | 111 | 117.9321 | 0 | 0 | 0 | 0 | 0 | 0 | 0 | 0 | 0 | 111 | - | 0 | 0 | - | 0 | 0 | - | 0 | 0 | - | 111 | - | 117.9321 | 117.9321 | - | 0 | 0 | - | 0 | 0 | -
112 | 0 | 0 | 0 | 0 | 0 | 0 | 0 | 0 | 0 | 0 | 112 | 42.6252 | 0 | 0 | 0 | 0 | 0 | 0 | 0 | 0 | 0 | 112 | - | 0 | 0 | - | 0 | 0 | - | 0 | 0 | - | 112 | - | 42.6252 | 42.6252 | - | 0 | 0 | - | 0 | 0 | -
113 | 0 | 0 | 0 | 0 | 0 | 0 | 0 | 0 | 0 | 0 | 113 | 37.5291 | 0 | 0 | 0 | 0 | 0 | 0 | 0 | 0 | 0 | 113 | - | 0 | 0 | - | 0 | 0 | - | 0 | 0 | - | 113 | - | 37.5291 | 37.5291 | - | 0 | 0 | - | 0 | 0 | -
114 | 0 | 0 | 0 | 0 | 0 | 0 | 0 | 0 | 0 | 0 | 114 | 0 | 0 | 0 | 0 | 0 | 0 | 0 | 0 | 0 | 0 | 114 | - | 0 | 0 | - | 0 | 0 | - | 0 | 0 | - | 114 | - | 0 | 0 | - | 0 | 0 | - | 0 | 0 | -
115 | 0 | 0 | 0 | 0 | 0 | 0 | 0 | 0 | 0 | 0 | 115 | 0 | 0 | 0 | 0 | 0 | 0 | 0 | 0 | 0 | 0 | 115 | - | 0 | 0 | - | 0 | 0 | - | 0 | 0 | - | 115 | - | 0 | 0 | - | 0 | 0 | - | 0 | 0 | -
116 | 0 | 0 | 0 | 0 | 0 | 0 | 0 | 0 | 0 | 0 | 116 | 0 | 0 | 0 | 0 | 0 | 0 | 0 | 0 | 0 | 0 | 116 | - | 0 | 0 | - | 0 | 0 | - | 0 | 0 | - | 116 | - | 0 | 0 | - | 0 | 0 | - | 0 | 0 | -
117 | 0 | 0 | 0 | 0 | 0 | 0 | 0 | 0 | 0 | 0 | 117 | 0 | 0 | 0 | 0 | 0 | 0 | 0 | 0 | 0 | 0 | 117 | - | 0 | 0 | - | 0 | 0 | - | 0 | 0 | - | 117 | - | 0 | 0 | - | 0 | 0 | - | 0 | 0 | -
118 | 0 | 0 | 0 | 0 | 0 | 0 | 0 | 0 | 0 | 0 | 118 | 0 | 0 | 0 | 0 | 0 | 0 | 0 | 0 | 0 | 0 | 118 | - | 0 | 0 | - | 0 | 0 | - | 0 | 0 | - | 118 | - | 0 | 0 | - | 0 | 0 | - | 0 | 0 | -
119 | 0 | 0 | 0 | 0 | 0 | 0 | 0 | 0 | 0 | 0 | 119 | 0 | 0 | 0 | 0 | 0 | 0 | 0 | 0 | 0 | 0 | 119 | - | 0 | 0 | - | 0 | 0 | - | 0 | 0 | - | 119 | - | 0 | 0 | - | 0 | 0 | - | 0 | 0 | -
120 | 0 | 0 | 0 | 0 | 0 | 0 | 0 | 0 | 0 | 0 | 120 | 0 | 0 | 0 | 0 | 0 | 0 | 0 | 0 | 0 | 0 | 120 | - | 0 | 0 | - | 0 | 0 | - | 0 | 0 | - | 120 | - | 0 | 0 | - | 0 | 0 | - | 0 | 0 | -
121 | 0 | 0 | 0 | 0 | 0 | 0 | 0 | 0 | 0 | 0 | 121 | 0 | 0 | 0 | 0 | 0 | 0 | 0 | 0 | 0 | 0 | 121 | - | 0 | 0 | - | 0 | 0 | - | 0 | 0 | - | 121 | - | 0 | 0 | - | 0 | 0 | - | 0 | 0 | -
122 | 0 | 0 | 0 | 0 | 0 | 0 | 0 | 0 | 0 | 0 | 122 | 0 | 0 | 0 | 0 | 0 | 0 | 0 | 0 | 0 | 0 | 122 | - | 0 | 0 | - | 0 | 0 | - | 0 | 0 | - | 122 | - | 0 | 0 | - | 0 | 0 | - | 0 | 0 | -
123 | 0 | 0 | 0 | 0 | 0 | 0 | 0 | 0 | 0 | 0 | 123 | 0 | 0 | 0 | 0 | 0 | 0 | 0 | 0 | 0 | 0 | 123 | - | 0 | 0 | - | 0 | 0 | - | 0 | 0 | - | 123 | - | 0 | 0 | - | 0 | 0 | - | 0 | 0 | -
124 | 0 | 0 | 0 | 0 | 0 | 0 | 0 | 0 | 0 | 0 | 124 | 0 | 0 | 0 | 0 | 0 | 0 | 0 | 0 | 0 | 0 | 124 | - | 0 | 0 | - | 0 | 0 | - | 0 | 0 | - | 124 | - | 0 | 0 | - | 0 | 0 | - | 0 | 0 | -
125 | 0 | 0 | 0 | 0 | 0 | 0 | 0 | 0 | 0 | 0 | 125 | 0 | 0 | 0 | 0 | 0 | 0 | 0 | 0 | 0 | 0 | 125 | - | 0 | 0 | - | 0 | 0 | - | 0 | 0 | - | 125 | - | 0 | 0 | - | 0 | 0 | - | 0 | 0 | -
126 | 0 | 0 | 0 | 0 | 0 | 0 | 0 | 0 | 0 | 0 | 126 | 0 | 0 | 0 | 0 | 0 | 0 | 0 | 0 | 0 | 0 | 126 | - | 0 | 0 | - | 0 | 0 | - | 0 | 0 | - | 126 | - | 0 | 0 | - | 0 | 0 | - | 0 | 0 | -
127 | 0 | 0 | 0 | 0 | 0 | 0 | 0 | 0 | 0 | 0 | 127 | 0 | 0 | 0 | 0 | 0 | 0 | 0 | 0 | 0 | 0 | 127 | - | 0 | 0 | - | 0 | 0 | - | 0 | 0 | - | 127 | - | 0 | 0 | - | 0 | 0 | - | 0 | 0 | -
128 | 0 | 0 | 0 | 0 | 0 | 0 | 0 | 0 | 0 | 0 | 128 | 0 | 0 | 0 | 0 | 0 | 0 | 0 | 0 | 0 | 0 | 128 | - | 0 | 0 | - | 0 | 0 | - | 0 | 0 | - | 128 | - | 0 | 0 | - | 0 | 0 | - | 0 | 0 | -
129 | 0 | 0 | 0 | 0 | 0 | 0 | 0 | 0 | 0 | 0 | 129 | 0 | 0 | 0 | 0 | 0 | 0 | 0 | 0 | 0 | 0 | 129 | - | 0 | 0 | - | 0 | 0 | - | 0 | 0 | - | 129 | - | 0 | 0 | - | 0 | 0 | - | 0 | 0 | -
130 | 0 | 0 | 0 | 0 | 0 | 0 | 0 | 0 | 0 | 0 | 130 | 0 | 0 | 0 | 0 | 0 | 0 | 0 | 0 | 0 | 0 | 130 | - | 0 | 0 | - | 0 | 0 | - | 0 | 0 | - | 130 | - | 0 | 0 | - | 0 | 0 | - | 0 | 0 | -
131 | 0 | 0 | 0 | 0 | 0 | 0 | 0 | 0 | 0 | 0 | 131 | 0 | 0 | 0 | 0 | 0 | 0 | 0 | 0 | 0 | 0 | 131 | - | 0 | 0 | - | 0 | 0 | - | 0 | 0 | - | 131 | - | 0 | 0 | - | 0 | 0 | - | 0 | 0 | -
132 | 0 | 0 | 0 | 0 | 0 | 0 | 0 | 0 | 0 | 0 | 132 | 0 | 0 | 0 | 0 | 0 | 0 | 0 | 0 | 0 | 0 | 132 | - | 0 | 0 | - | 0 | 0 | - | 0 | 0 | - | 132 | - | 0 | 0 | - | 0 | 0 | - | 0 | 0 | -
133 | 0 | 0 | 0 | 0 | 0 | 0 | 0 | 0 | 0 | 0 | 133 | 0 | 0 | 0 | 0 | 0 | 0 | 0 | 0 | 0 | 0 | 133 | - | 0 | 0 | - | 0 | 0 | - | 0 | 0 | - | 133 | - | 0 | 0 | - | 0 | 0 | - | 0 | 0 | -
134 | 0 | 0 | 0 | 0 | 0 | 0 | 0 | 0 | 0 | 0 | 134 | 0 | 0 | 0 | 0 | 0 | 0 | 0 | 0 | 0 | 0 | 134 | - | 0 | 0 | - | 0 | 0 | - | 0 | 0 | - | 134 | - | 0 | 0 | - | 0 | 0 | - | 0 | 0 | -
135 | 0 | 0 | 0 | 0 | 0 | 0 | 0 | 0 | 0 | 0 | 135 | 0 | 0 | 0 | 0 | 0 | 0 | 0 | 0 | 0 | 0 | 135 | - | 0 | 0 | - | 0 | 0 | - | 0 | 0 | - | 135 | - | 0 | 0 | - | 0 | 0 | - | 0 | 0 | -
136 | 0 | 0 | 0 | 0 | 0 | 0 | 0 | 0 | 0 | 0 | 136 | 0 | 0 | 0 | 0 | 0 | 0 | 0 | 0 | 0 | 0 | 136 | - | 0 | 0 | - | 0 | 0 | - | 0 | 0 | - | 136 | - | 0 | 0 | - | 0 | 0 | - | 0 | 0 | -
137 | 0 | 0 | 0 | 0 | 0 | 0 | 0 | 0 | 0 | 0 | 137 | 0 | 0 | 0 | 0 | 0 | 0 | 0 | 0 | 0 | 0 | 137 | - | 0 | 0 | - | 0 | 0 | - | 0 | 0 | - | 137 | - | 0 | 0 | - | 0 | 0 | - | 0 | 0 | -
138 | 0 | 0 | 0 | 0 | 0 | 0 | 0 | 0 | 0 | 0 | 138 | 0 | 0 | 0 | 0 | 0 | 0 | 0 | 0 | 0 | 0 | 138 | - | 0 | 0 | - | 0 | 0 | - | 0 | 0 | - | 138 | - | 0 | 0 | - | 0 | 0 | - | 0 | 0 | -
139 | 0 | 0 | 0 | 0 | 0 | 0 | 0 | 0 | 0 | 0 | 139 | 0 | 0 | 0 | 0 | 0 | 0 | 0 | 0 | 0 | 0 | 139 | - | 0 | 0 | - | 0 | 0 | - | 0 | 0 | - | 139 | - | 0 | 0 | - | 0 | 0 | - | 0 | 0 | -
140 | 0 | 0 | 0 | 0 | 0 | 0 | 0 | 0 | 0 | 0 | 140 | 0 | 0 | 0 | 0 | 0 | 0 | 0 | 0 | 0 | 0 | 140 | - | 0 | 0 | - | 0 | 0 | - | 0 | 0 | - | 140 | - | 0 | 0 | - | 0 | 0 | - | 0 | 0 | -
141 | 0 | 0 | 0 | 0 | 0 | 0 | 0 | 0 | 0 | 0 | 141 | 0 | 0 | 0 | 0 | 0 | 0 | 0 | 0 | 0 | 0 | 141 | - | 0 | 0 | - | 0 | 0 | - | 0 | 0 | - | 141 | - | 0 | 0 | - | 0 | 0 | - | 0 | 0 | -
142 | 0 | 0 | 0 | 0 | 0 | 0 | 0 | 0 | 0 | 0 | 142 | 0 | 0 | 0 | 0 | 0 | 0 | 0 | 0 | 0 | 0 | 142 | - | 0 | 0 | - | 0 | 0 | - | 0 | 0 | - | 142 | - | 0 | 0 | - | 0 | 0 | - | 0 | 0 | -
143 | 0 | 0 | 0 | 0 | 0 | 0 | 0 | 0 | 0 | 0 | 143 | 0 | 0 | 0 | 0 | 0 | 0 | 0 | 0 | 0 | 0 | 143 | - | 0 | 0 | - | 0 | 0 | - | 0 | 0 | - | 143 | - | 0 | 0 | - | 0 | 0 | - | 0 | 0 | -
144 | 0 | 0 | 0 | 0 | 0 | 0 | 0 | 0 | 0 | 0 | 144 | 0 | 0 | 0 | 0 | 0 | 0 | 0 | 0 | 0 | 0 | 144 | - | 0 | 0 | - | 0 | 0 | - | 0 | 0 | - | 144 | - | 0 | 0 | - | 0 | 0 | - | 0 | 0 | -
145 | 0 | 0 | 0 | 0 | 0 | 0 | 0 | 0 | 0 | 0 | 145 | 0 | 0 | 0 | 0 | 0 | 0 | 0 | 0 | 0 | 0 | 145 | - | 0 | 0 | - | 0 | 0 | - | 0 | 0 | - | 145 | - | 0 | 0 | - | 0 | 0 | - | 0 | 0 | -
146 | 0 | 0 | 0 | 0 | 0 | 0 | 0 | 0 | 0 | 0 | 146 | 0 | 0 | 0 | 0 | 0 | 0 | 0 | 0 | 0 | 0 | 146 | - | 0 | 0 | - | 0 | 0 | - | 0 | 0 | - | 146 | - | 0 | 0 | - | 0 | 0 | - | 0 | 0 | -
147 | 0 | 0 | 0 | 0 | 0 | 0 | 0 | 0 | 0 | 0 | 147 | 0 | 0 | 0 | 0 | 0 | 0 | 0 | 0 | 0 | 0 | 147 | - | 0 | 0 | - | 0 | 0 | - | 0 | 0 | - | 147 | - | 0 | 0 | - | 0 | 0 | - | 0 | 0 | -
148 | 0 | 0 | 0 | 0 | 0 | 0 | 0 | 0 | 0 | 0 | 148 | 0 | 0 | 0 | 0 | 0 | 0 | 0 | 0 | 0 | 0 | 148 | - | 0 | 0 | - | 0 | 0 | - | 0 | 0 | - | 148 | - | 0 | 0 | - | 0 | 0 | - | 0 | 0 | -
149 | 0 | 0 | 0 | 0 | 0 | 0 | 0 | 0 | 0 | 0 | 149 | 0 | 0 | 0 | 0 | 0 | 0 | 0 | 0 | 0 | 0 | 149 | - | 0 | 0 | - | 0 | 0 | - | 0 | 0 | - | 149 | - | 0 | 0 | - | 0 | 0 | - | 0 | 0 | -
150 | 0 | 0 | 0 | 0 | 0 | 0 | 0 | 0 | 0 | 0 | 150 | 0 | 0 | 0 | 0 | 0 | 0 | 0 | 0 | 0 | 0 | 150 | - | 0 | 0 | - | 0 | 0 | - | 0 | 0 | - | 150 | - | 0 | 0 | - | 0 | 0 | - | 0 | 0 | -
151 | 0 | 0 | 0 | 0 | 0 | 0 | 0 | 0 | 0 | 0 | 151 | 0 | 0 | 0 | 0 | 0 | 0 | 0 | 23.466 | 0 | 0 | 151 | - | 0 | 0 | - | 0 | 0 | - | 0 | 0 | - | 151 | - | 0 | 0 | - | 0 | 0 | - | 0 | 0 | -
152 | 0 | 0 | 0 | 0 | 0 | 0 | 0 | 0 | 0 | 0 | 152 | 0 | 0 | 0 | 0 | 0 | 0 | 0 | 21.1288 | 0 | 0 | 152 | - | 0 | 0 | - | 0 | 0 | - | 0 | 0 | - | 152 | - | 0 | 0 | - | 0 | 0 | - | 0 | 0 | -
153 | 0 | 0 | 0 | 0 | 0 | 0 | 0 | 0 | 0 | 0 | 153 | 0 | 0 | 0 | 0 | 0 | 0 | 0 | 53.9422 | 42.1969 | 0 | 153 | - | 0 | 0 | - | 0 | 0 | - | 0 | 0 | - | 153 | - | 0 | 0 | - | 0 | 0 | - | 0 | 0 | -
154 | 0 | 0 | 0 | 0 | 0 | 0 | 0 | 0 | 0 | 0 | 154 | 0 | 0 | 0 | 0 | 0 | 0 | 0 | 137.54 | 47.3285 | 0 | 154 | - | 0 | 0 | - | 0 | 0 | - | 0 | 0 | - | 154 | - | 0 | 0 | - | 0 | 0 | - | 0 | 0 | -
155 | 0 | 0 | 0 | 0 | 0 | 0 | 0 | 0 | 0 | 0 | 155 | 0 | 0 | 0 | 0 | 0 | 0 | 0 | 0 | 0 | 0 | 155 | - | 0 | 0 | - | 0 | 0 | - | 0 | 0 | - | 155 | - | 0 | 0 | - | 0 | 0 | - | 0 | 0 | -
156 | 0 | 0 | 0 | 0 | 0 | 0 | 0 | 0 | 0 | 0 | 156 | 0 | 0 | 0 | 0 | 0 | 0 | 0 | 0 | 0 | 0 | 156 | - | 0 | 0 | - | 0 | 0 | - | 0 | 0 | - | 156 | - | 0 | 0 | - | 0 | 0 | - | 0 | 0 | -
157 | 0 | 0 | 0 | 0 | 0 | 0 | 0 | 0 | 0 | 0 | 157 | 0 | 0 | 0 | 0 | 0 | 0 | 0 | 0 | 0 | 0 | 157 | - | 0 | 0 | - | 0 | 0 | - | 0 | 0 | - | 157 | - | 0 | 0 | - | 0 | 0 | - | 0 | 0 | -
158 | 0 | 0 | 0 | 0 | 0 | 0 | 0 | 0 | 0 | 0 | 158 | 0 | 0 | 0 | 0 | 0 | 0 | 0 | 0 | 0 | 0 | 158 | - | 0 | 0 | - | 0 | 0 | - | 0 | 0 | - | 158 | - | 0 | 0 | - | 0 | 0 | - | 0 | 0 | -
159 | 0 | 0 | 0 | 0 | 0 | 0 | 0 | 0 | 0 | 0 | 159 | 0 | 0 | 0 | 0 | 0 | 0 | 0 | 30.8502 | 0 | 0 | 159 | - | 0 | 0 | - | 0 | 0 | - | 0 | 0 | - | 159 | - | 0 | 0 | - | 0 | 0 | - | 500 | 374.8778 | -
160 | 0 | 0 | 0 | 0 | 0 | 0 | 0 | 0 | 0 | 0 | 160 | 0 | 0 | 0 | 0 | 0 | 0 | 0 | 42.4373 | 42.4373 | 0 | 160 | - | 0 | 0 | - | 0 | 0 | - | 0 | 0 | - | 160 | - | 0 | 0 | - | 0 | 0 | - | 500 | 500 | -
161 | 0 | 0 | 0 | 0 | 0 | 0 | 0 | 0 | 0 | 0 | 161 | 0 | 0 | 0 | 0 | 0 | 0 | 0 | 12.495 | 0 | 0 | 161 | - | 0 | 0 | - | 0 | 0 | - | 0 | 0 | - | 161 | - | 0 | 0 | - | 0 | 0 | - | 500 | 425.431 | -
162 | 0 | 0 | 0 | 0 | 0 | 0 | 0 | 0 | 0 | 0 | 162 | 0 | 0 | 0 | 0 | 0 | 0 | 108.2897 | 35.9407 | 0 | 0 | 162 | - | 0 | 0 | - | 0 | 0 | - | 0 | 0 | - | 162 | - | 0 | 0 | - | 0 | 0 | - | 500 | 500 | -
163 | 0 | 0 | 0 | 0 | 0 | 0 | 0 | 0 | 0 | 0 | 163 | 0 | 0 | 0 | 0 | 0 | 0 | 496.1789 | 228.9091 | 0 | 0 | 163 | - | 0 | 0 | - | 0 | 0 | - | 0 | 0 | - | 163 | - | 0 | 0 | - | 0 | 0 | - | 267.2698 | 496.1789 | -
164 | 0 | 0 | 0 | 0 | 0 | 0 | 0 | 0 | 0 | 0 | 164 | 0 | 0 | 0 | 0 | 0 | 0 | 432.7302 | 0 | 29.2179 | 0 | 164 | - | 0 | 0 | - | 0 | 0 | - | 0 | 0 | - | 164 | - | 0 | 0 | - | 0 | 0 | - | 432.7302 | 403.5123 | -
165 | 0 | 0 | 0 | 0 | 0 | 0 | 0 | 0 | 0 | 0 | 165 | 0 | 0 | 0 | 0 | 0 | 0 | 0 | 104.7565 | 0 | 0 | 165 | - | 0 | 0 | - | 0 | 0 | - | 0 | 0 | - | 165 | - | 0 | 0 | - | 0 | 0 | - | 0 | 0 | -
166 | 0 | 0 | 0 | 0 | 0 | 0 | 0 | 0 | 0 | 0 | 166 | 0 | 0 | 0 | 0 | 0 | 0 | 0 | 0 | 0 | 0 | 166 | - | 0 | 0 | - | 0 | 0 | - | 0 | 0 | - | 166 | - | 0 | 0 | - | 0 | 0 | - | 0 | 0 | -
167 | 0 | 0 | 0 | 0 | 0 | 0 | 0 | 0 | 0 | 0 | 167 | 0 | 0 | 0 | 0 | 0 | 0 | 0 | 0 | 0 | 0 | 167 | - | 0 | 0 | - | 0 | 0 | - | 0 | 0 | - | 167 | - | 0 | 0 | - | 0 | 0 | - | 0 | 0 | -
168 | 0 | 0 | 0 | 0 | 0 | 0 | 0 | 0 | 0 | 0 | 168 | 0 | 0 | 0 | 0 | 0 | 0 | 0 | 0 | 0 | 0 | 168 | - | 0 | 0 | - | 0 | 0 | - | 0 | 0 | - | 168 | - | 0 | 0 | - | 0 | 0 | - | 0 | 0 | -
169 | 0 | 0 | 0 | 0 | 0 | 0 | 0 | 0 | 0 | 0 | 169 | 0 | 0 | 0 | 0 | 0 | 0 | 0 | 0 | 0 | 0 | 169 | - | 0 | 0 | - | 0 | 0 | - | 0 | 0 | - | 169 | - | 0 | 0 | - | 0 | 0 | - | 0 | 0 | -
170 | 0 | 0 | 0 | 0 | 0 | 0 | 0 | 0 | 0 | 0 | 170 | 0 | 0 | 0 | 0 | 0 | 0 | 0 | 0 | 0 | 0 | 170 | - | 0 | 0 | - | 0 | 0 | - | 0 | 0 | - | 170 | - | 0 | 0 | - | 0 | 0 | - | 0 | 0 | -
171 | 0 | 0 | 0 | 0 | 0 | 0 | 0 | 0 | 0 | 0 | 171 | 0 | 0 | 0 | 0 | 0 | 0 | 0 | 0 | 0 | 0 | 171 | - | 0 | 0 | - | 0 | 0 | - | 0 | 0 | - | 171 | - | 0 | 0 | - | 0 | 0 | - | 0 | 0 | -
172 | 0 | 0 | 0 | 0 | 0 | 0 | 0 | 0 | 0 | 0 | 172 | 0 | 0 | 0 | 0 | 0 | 0 | 0 | 0 | 0 | 0 | 172 | - | 0 | 0 | - | 0 | 0 | - | 0 | 0 | - | 172 | - | 0 | 0 | - | 0 | 0 | - | 0 | 0 | -
173 | 0 | 0 | 0 | 0 | 0 | 0 | 0 | 0 | 0 | 0 | 173 | 0 | 0 | 0 | 0 | 0 | 0 | 0 | 0 | 0 | 0 | 173 | - | 0 | 0 | - | 0 | 0 | - | 0 | 0 | - | 173 | - | 0 | 0 | - | 0 | 0 | - | 0 | 0 | -
174 | 0 | 0 | 0 | 0 | 0 | 0 | 0 | 0 | 0 | 0 | 174 | 0 | 0 | 0 | 0 | 0 | 0 | 0 | 0 | 0 | 0 | 174 | - | 0 | 0 | - | 0 | 0 | - | 0 | 0 | - | 174 | - | 0 | 0 | - | 0 | 0 | - | 0 | 0 | -
175 | 0 | 0 | 0 | 0 | 0 | 0 | 0 | 0 | 0 | 0 | 175 | 0 | 0 | 0 | 0 | 0 | 0 | 0 | 0 | 0 | 0 | 175 | - | 0 | 0 | - | 0 | 0 | - | 0 | 0 | - | 175 | - | 78.21 | 78.21 | - | 0 | 0 | - | 0 | 0 | -
176 | 0 | 0 | 0 | 0 | 0 | 0 | 0 | 0 | 0 | 0 | 176 | 0 | 0 | 0 | 0 | 0 | 0 | 0 | 0 | 0 | 0 | 176 | - | 0 | 0 | - | 0 | 0 | - | 0 | 0 | - | 176 | - | 0 | 0 | - | 0 | 0 | - | 0 | 0 | -
177 | 0 | 0 | 0 | 0 | 0 | 0 | 0 | 0 | 0 | 0 | 177 | 0 | 0 | 0 | 0 | 0 | 0 | 0 | 0 | 0 | 0 | 177 | - | 0 | 0 | - | 0 | 0 | - | 0 | 0 | - | 177 | - | 0 | 0 | - | 0 | 0 | - | 0 | 0 | -
178 | 0 | 0 | 0 | 0 | 0 | 0 | 0 | 0 | 0 | 0 | 178 | 0 | 0 | 0 | 0 | 0 | 0 | 0 | 0 | 0 | 0 | 178 | - | 0 | 0 | - | 0 | 0 | - | 0 | 0 | - | 178 | - | 0 | 0 | - | 0 | 0 | - | 0 | 0 | -
179 | 0 | 0 | 0 | 0 | 0 | 0 | 0 | 0 | 0 | 0 | 179 | 0 | 0 | 0 | 0 | 0 | 0 | 0 | 0 | 0 | 0 | 179 | - | 0 | 0 | - | 0 | 0 | - | 0 | 0 | - | 179 | - | 0 | 0 | - | 0 | 0 | - | 0 | 0 | -
180 | 0 | 0 | 0 | 0 | 0 | 0 | 0 | 0 | 0 | 0 | 180 | 0 | 0 | 0 | 0 | 0 | 0 | 0 | 0 | 0 | 0 | 180 | - | 0 | 0 | - | 0 | 0 | - | 0 | 0 | - | 180 | - | 0 | 0 | - | 0 | 0 | - | 0 | 0 | -
181 | 0 | 0 | 0 | 0 | 0 | 0 | 0 | 0 | 0 | 0 | 181 | 0 | 0 | 0 | 0 | 0 | 0 | 0 | 0 | 0 | 0 | 181 | - | 0 | 0 | - | 0 | 0 | - | 0 | 0 | - | 181 | - | 271.9264 | 132.2191 | - | 0 | 12.9142 | - | 0 | 0 | -
182 | 0 | 0 | 0 | 0 | 0 | 0 | 0 | 0 | 0 | 0 | 182 | 0 | 0 | 0 | 91.9451 | 60.764 | 0 | 0 | 0 | 0 | 0 | 182 | - | 0 | 0 | - | 0 | 0 | - | 0 | 0 | - | 182 | - | 345.6994 | 500 | - | 500 | 500 | - | 0 | 0 | -
183 | 0 | 0 | 0 | 0 | 0 | 0 | 0 | 0 | 0 | 0 | 183 | 568.3143 | 251.4718 | 161.1807 | 448.32 | 493.327 | 161.1807 | 0 | 0 | 0 | 0 | 183 | - | 0 | 0 | - | 0 | 0 | - | 0 | 0 | - | 183 | - | 500 | 500 | - | 500 | 500 | - | 0 | 200 | -
184 | 0 | 0 | 0 | 0 | 0 | 0 | 0 | 0 | 0 | 0 | 184 | 349.4602 | 0 | 0 | 317.135 | 114.0763 | 0 | 513.9583 | 478.5216 | 81.5133 | 0 | 184 | - | 0 | 0 | - | 0 | 0 | - | 0 | 0 | - | 184 | - | 500 | 500 | - | 500 | 500 | - | 500 | 500 | -
185 | 0 | 0 | 0 | 0 | 0 | 0 | 0 | 0 | 0 | 0 | 185 | 119.4243 | 252.7256 | 0 | 179.7986 | 23.2986 | 0 | 268.3085 | 155.3918 | 79.6673 | 0 | 185 | - | 0 | 0 | - | 0 | 0 | - | 0 | 0 | - | 185 | - | 500 | 500 | - | 500 | 500 | - | 500 | 500 | -
186 | 0 | 0 | 0 | 0 | 0 | 0 | 0 | 0 | 0 | 0 | 186 | 0 | 0 | 0 | 0 | 0 | 0 | 33.7725 | 0 | 0 | 0 | 186 | - | 0 | 0 | - | 0 | 0 | - | 0 | 0 | - | 186 | - | 500 | 322.5346 | - | 310.339 | 500 | - | 500 | 500 | -
187 | 0 | 0 | 0 | 0 | 0 | 0 | 0 | 0 | 0 | 0 | 187 | 0 | 0 | 0 | 0 | 0 | 0 | 221.1594 | 57.5524 | 0 | 0 | 187 | - | 0 | 0 | - | 0 | 0 | - | 0 | 0 | - | 187 | - | 0 | 0 | - | 389.661 | 147.8582 | - | 465.5071 | 500 | -
188 | 0 | 0 | 0 | 0 | 0 | 0 | 0 | 0 | 0 | 0 | 188 | 0 | 0 | 0 | 0 | 0 | 0 | 0 | 0 | 0 | 0 | 188 | - | 0 | 0 | - | 0 | 0 | - | 0 | 0 | - | 188 | - | 0 | 0 | - | 0 | 39.2276 | - | 500 | 500 | -
189 | 0 | 0 | 0 | 0 | 0 | 0 | 0 | 0 | 0 | 0 | 189 | 0 | 0 | 0 | 0 | 0 | 0 | 0 | 0 | 0 | 0 | 189 | - | 0 | 0 | - | 0 | 0 | - | 0 | 0 | - | 189 | - | 0 | 0 | - | 0 | 0 | - | 234.4929 | 0 | -
190 | 0 | 0 | 0 | 0 | 0 | 0 | 0 | 0 | 0 | 0 | 190 | 0 | 0 | 0 | 0 | 0 | 0 | 0 | 0 | 0 | 0 | 190 | - | 0 | 0 | - | 0 | 0 | - | 0 | 0 | - | 190 | - | 0 | 0 | - | 0 | 0 | - | 0 | 0 | -
191 | 0 | 0 | 0 | 0 | 0 | 0 | 0 | 0 | 0 | 0 | 191 | 0 | 0 | 0 | 0 | 0 | 0 | 0 | 0 | 0 | 0 | 191 | - | 0 | 0 | - | 0 | 0 | - | 0 | 0 | - | 191 | - | 0 | 0 | - | 0 | 0 | - | 0 | 0 | -
192 | 0 | 0 | 0 | 0 | 0 | 0 | 0 | 0 | 0 | 0 | 192 | 0 | 0 | 0 | 0 | 0 | 0 | 0 | 0 | 0 | 0 | 192 | - | 0 | 0 | - | 0 | 0 | - | 0 | 0 | - | 192 | - | 0 | 0 | - | 0 | 0 | - | 0 | 0 | -
193 | 0 | 0 | 0 | 0 | 0 | 0 | 0 | 0 | 0 | 0 | 193 | 0 | 0 | 0 | 0 | 0 | 0 | 0 | 0 | 0 | 0 | 193 | - | 0 | 0 | - | 0 | 0 | - | 0 | 0 | - | 193 | - | 0 | 0 | - | 0 | 0 | - | 0 | 0 | -
194 | 0 | 0 | 0 | 0 | 0 | 0 | 0 | 0 | 0 | 0 | 194 | 0 | 0 | 0 | 0 | 0 | 0 | 0 | 0 | 0 | 0 | 194 | - | 0 | 0 | - | 0 | 0 | - | 0 | 0 | - | 194 | - | 0 | 0 | - | 0 | 0 | - | 0 | 0 | -
195 | 0 | 0 | 0 | 0 | 0 | 0 | 0 | 0 | 0 | 0 | 195 | 0 | 0 | 0 | 0 | 0 | 0 | 0 | 0 | 0 | 0 | 195 | - | 0 | 0 | - | 0 | 0 | - | 0 | 0 | - | 195 | - | 0 | 0 | - | 0 | 0 | - | 0 | 0 | -
196 | 0 | 0 | 0 | 0 | 0 | 0 | 0 | 0 | 0 | 0 | 196 | 0 | 0 | 0 | 0 | 0 | 0 | 0 | 0 | 0 | 0 | 196 | - | 0 | 0 | - | 0 | 0 | - | 0 | 0 | - | 196 | - | 0 | 0 | - | 0 | 0 | - | 0 | 0 | -
197 | 0 | 0 | 0 | 0 | 0 | 0 | 0 | 0 | 0 | 0 | 197 | 0 | 0 | 0 | 0 | 0 | 0 | 0 | 0 | 0 | 0 | 197 | - | 0 | 0 | - | 0 | 0 | - | 0 | 0 | - | 197 | - | 0 | 0 | - | 0 | 0 | - | 0 | 0 | -
198 | 0 | 0 | 0 | 0 | 0 | 0 | 0 | 0 | 0 | 0 | 198 | 0 | 0 | 0 | 0 | 0 | 0 | 0 | 0 | 0 | 0 | 198 | - | 0 | 0 | - | 0 | 0 | - | 0 | 0 | - | 198 | - | 0 | 0 | - | 0 | 0 | - | 0 | 0 | -
199 | 0 | 0 | 0 | 0 | 0 | 0 | 0 | 0 | 0 | 0 | 199 | 0 | 0 | 0 | 0 | 0 | 0 | 0 | 0 | 0 | 0 | 199 | - | 0 | 0 | - | 0 | 0 | - | 0 | 0 | - | 199 | - | 0 | 0 | - | 0 | 0 | - | 0 | 0 | -
200 | 0 | 0 | 0 | 0 | 0 | 0 | 0 | 0 | 0 | 0 | 200 | 0 | 0 | 0 | 0 | 0 | 0 | 0 | 0 | 0 | 0 | 200 | - | 0 | 0 | - | 0 | 0 | - | 0 | 0 | - | 200 | - | 0 | 0 | - | 0 | 0 | - | 0 | 0 | -
201 | 0 | 0 | 0 | 0 | 0 | 0 | 0 | 0 | 0 | 0 | 201 | 0 | 0 | 0 | 0 | 0 | 0 | 0 | 0 | 0 | 0 | 201 | - | 0 | 0 | - | 0 | 0 | - | 0 | 0 | - | 201 | - | 0 | 0 | - | 0 | 0 | - | 0 | 0 | -
202 | 0 | 0 | 0 | 0 | 0 | 0 | 0 | 0 | 0 | 0 | 202 | 0 | 0 | 0 | 0 | 0 | 0 | 0 | 0 | 0 | 0 | 202 | - | 0 | 0 | - | 0 | 0 | - | 0 | 0 | - | 202 | - | 0 | 0 | - | 0 | 0 | - | 0 | 0 | -
203 | 0 | 0 | 0 | 0 | 0 | 0 | 0 | 0 | 0 | 0 | 203 | 0 | 0 | 0 | 0 | 0 | 0 | 0 | 0 | 0 | 0 | 203 | - | 0 | 0 | - | 0 | 0 | - | 0 | 0 | - | 203 | - | 0 | 0 | - | 0 | 0 | - | 0 | 0 | -
204 | 0 | 0 | 0 | 0 | 0 | 0 | 0 | 0 | 0 | 0 | 204 | 0 | 0 | 0 | 0 | 0 | 0 | 0 | 0 | 0 | 0 | 204 | - | 0 | 0 | - | 0 | 0 | - | 0 | 0 | - | 204 | - | 0 | 0 | - | 0 | 0 | - | 0 | 0 | -
205 | 0 | 0 | 0 | 0 | 0 | 0 | 0 | 0 | 0 | 0 | 205 | 0 | 0 | 0 | 0 | 0 | 0 | 0 | 0 | 0 | 0 | 205 | - | 0 | 0 | - | 0 | 0 | - | 0 | 0 | - | 205 | - | 0 | 0 | - | 0 | 0 | - | 0 | 0 | -
206 | 0 | 0 | 0 | 0 | 0 | 0 | 0 | 0 | 0 | 0 | 206 | 0 | 0 | 0 | 0 | 0 | 0 | 0 | 0 | 0 | 0 | 206 | - | 0 | 0 | - | 0 | 0 | - | 0 | 0 | - | 206 | - | 0 | 0 | - | 0 | 0 | - | 0 | 0 | -
207 | 0 | 0 | 0 | 0 | 0 | 0 | 0 | 0 | 0 | 0 | 207 | 0 | 0 | 0 | 0 | 0 | 0 | 0 | 0 | 0 | 0 | 207 | - | 0 | 0 | - | 0 | 0 | - | 0 | 0 | - | 207 | - | 0 | 0 | - | 0 | 0 | - | 0 | 0 | -
208 | 0 | 0 | 0 | 0 | 0 | 0 | 0 | 0 | 0 | 0 | 208 | 0 | 0 | 0 | 0 | 0 | 0 | 0 | 0 | 0 | 0 | 208 | - | 0 | 0 | - | 0 | 0 | - | 0 | 0 | - | 208 | - | 0 | 0 | - | 0 | 0 | - | 0 | 0 | -
209 | 0 | 0 | 0 | 0 | 0 | 0 | 0 | 0 | 0 | 0 | 209 | 0 | 0 | 0 | 0 | 0 | 0 | 0 | 0 | 0 | 0 | 209 | - | 0 | 0 | - | 0 | 0 | - | 0 | 0 | - | 209 | - | 0 | 0 | - | 0 | 0 | - | 0 | 0 | -
210 | 0 | 0 | 0 | 0 | 0 | 0 | 0 | 0 | 0 | 0 | 210 | 0 | 0 | 0 | 0 | 0 | 0 | 0 | 0 | 0 | 0 | 210 | - | 0 | 0 | - | 0 | 0 | - | 0 | 0 | - | 210 | - | 0 | 0 | - | 0 | 0 | - | 0 | 0 | -
211 | 0 | 0 | 0 | 0 | 0 | 0 | 0 | 0 | 0 | 0 | 211 | 0 | 0 | 0 | 0 | 0 | 0 | 0 | 0 | 0 | 0 | 211 | - | 0 | 0 | - | 0 | 0 | - | 0 | 0 | - | 211 | - | 0 | 0 | - | 0 | 0 | - | 0 | 0 | -
212 | 0 | 0 | 0 | 0 | 0 | 0 | 0 | 0 | 0 | 0 | 212 | 0 | 187.2684 | 0 | 0 | 0 | 0 | 0 | 0 | 0 | 0 | 212 | - | 0 | 0 | - | 0 | 0 | - | 0 | 0 | - | 212 | - | 4.1642 | 167.0364 | - | 0 | 0 | - | 0 | 0 | -
213 | 0 | 0 | 0 | 0 | 0 | 0 | 0 | 0 | 0 | 0 | 213 | 0 | 0 | 0 | 0 | 0 | 0 | 0 | 0 | 0 | 0 | 213 | - | 0 | 0 | - | 0 | 0 | - | 0 | 0 | - | 213 | - | 0 | 0 | - | 0 | 0 | - | 0 | 0 | -
214 | 0 | 0 | 0 | 0 | 0 | 0 | 0 | 0 | 0 | 0 | 214 | 0 | 0 | 0 | 0 | 0 | 0 | 0 | 0 | 0 | 0 | 214 | - | 0 | 0 | - | 0 | 0 | - | 0 | 0 | - | 214 | - | 0 | 0 | - | 0 | 0 | - | 0 | 0 | -
215 | 0 | 0 | 0 | 0 | 0 | 0 | 0 | 0 | 0 | 0 | 215 | 0 | 0 | 0 | 0 | 0 | 0 | 0 | 0 | 0 | 0 | 215 | - | 0 | 0 | - | 0 | 0 | - | 0 | 0 | - | 215 | - | 0 | 0 | - | 0 | 0 | - | 0 | 0 | -
216 | 0 | 0 | 0 | 0 | 0 | 0 | 0 | 0 | 0 | 0 | 216 | 0 | 0 | 0 | 0 | 0 | 0 | 0 | 0 | 0 | 0 | 216 | - | 0 | 0 | - | 0 | 0 | - | 0 | 0 | - | 216 | - | 0 | 0 | - | 0 | 0 | - | 0 | 0 | -
217 | 0 | 0 | 0 | 0 | 0 | 0 | 0 | 0 | 0 | 0 | 217 | 0 | 0 | 0 | 0 | 0 | 0 | 0 | 0 | 0 | 0 | 217 | - | 0 | 0 | - | 0 | 0 | - | 0 | 0 | - | 217 | - | 0 | 0 | - | 0 | 0 | - | 0 | 0 | -
218 | 0 | 0 | 0 | 0 | 0 | 0 | 0 | 0 | 0 | 0 | 218 | 0 | 0 | 0 | 0 | 0 | 0 | 0 | 0 | 0 | 0 | 218 | - | 0 | 0 | - | 0 | 0 | - | 0 | 0 | - | 218 | - | 0 | 0 | - | 0 | 0 | - | 0 | 0 | -
219 | 0 | 0 | 0 | 0 | 0 | 0 | 0 | 0 | 0 | 0 | 219 | 0 | 0 | 0 | 0 | 0 | 0 | 0 | 0 | 0 | 0 | 219 | - | 0 | 0 | - | 0 | 0 | - | 0 | 0 | - | 219 | - | 0 | 0 | - | 0 | 0 | - | 0 | 0 | -
220 | 0 | 0 | 0 | 0 | 0 | 0 | 0 | 0 | 0 | 0 | 220 | 0 | 0 | 0 | 0 | 0 | 0 | 0 | 0 | 0 | 0 | 220 | - | 0 | 0 | - | 0 | 0 | - | 0 | 0 | - | 220 | - | 0 | 0 | - | 0 | 0 | - | 0 | 0 | -
221 | 0 | 0 | 0 | 0 | 0 | 0 | 0 | 0 | 0 | 0 | 221 | 0 | 0 | 0 | 0 | 0 | 0 | 0 | 0 | 0 | 0 | 221 | - | 0 | 0 | - | 0 | 0 | - | 0 | 0 | - | 221 | - | 0 | 0 | - | 0 | 0 | - | 0 | 0 | -
222 | 0 | 0 | 0 | 0 | 0 | 0 | 0 | 0 | 0 | 0 | 222 | 0 | 0 | 0 | 0 | 0 | 0 | 0 | 0 | 0 | 0 | 222 | - | 0 | 0 | - | 0 | 0 | - | 0 | 0 | - | 222 | - | 0 | 0 | - | 0 | 0 | - | 0 | 0 | -
223 | 0 | 0 | 0 | 0 | 0 | 0 | 0 | 0 | 0 | 0 | 223 | 0 | 0 | 0 | 0 | 0 | 0 | 0 | 0 | 0 | 0 | 223 | - | 0 | 0 | - | 0 | 0 | - | 0 | 0 | - | 223 | - | 0 | 0 | - | 0 | 0 | - | 0 | 0 | -
224 | 0 | 0 | 0 | 0 | 0 | 0 | 0 | 0 | 0 | 0 | 224 | 0 | 0 | 0 | 0 | 0 | 0 | 0 | 0 | 0 | 0 | 224 | - | 0 | 0 | - | 0 | 0 | - | 0 | 0 | - | 224 | - | 0 | 0 | - | 0 | 0 | - | 0 | 0 | -
225 | 0 | 0 | 0 | 0 | 0 | 0 | 0 | 0 | 0 | 0 | 225 | 0 | 0 | 0 | 0 | 0 | 0 | 0 | 0 | 0 | 0 | 225 | - | 0 | 0 | - | 0 | 0 | - | 0 | 0 | - | 225 | - | 0 | 0 | - | 0 | 0 | - | 0 | 0 | -
226 | 0 | 0 | 0 | 0 | 0 | 0 | 0 | 0 | 0 | 0 | 226 | 0 | 0 | 0 | 0 | 0 | 0 | 0 | 0 | 0 | 0 | 226 | - | 0 | 0 | - | 0 | 0 | - | 0 | 0 | - | 226 | - | 0 | 0 | - | 0 | 0 | - | 0 | 0 | -
227 | 0 | 0 | 0 | 0 | 0 | 0 | 0 | 0 | 0 | 0 | 227 | 0 | 0 | 0 | 0 | 0 | 0 | 0 | 0 | 0 | 0 | 227 | - | 0 | 0 | - | 0 | 0 | - | 0 | 0 | - | 227 | - | 0 | 0 | - | 0 | 0 | - | 0 | 0 | -
228 | 0 | 0 | 0 | 0 | 0 | 0 | 0 | 0 | 0 | 0 | 228 | 0 | 0 | 0 | 0 | 0 | 0 | 0 | 0 | 0 | 0 | 228 | - | 0 | 0 | - | 0 | 0 | - | 0 | 0 | - | 228 | - | 0 | 0 | - | 0 | 0 | - | 0 | 0 | -
229 | 0 | 0 | 0 | 0 | 0 | 0 | 0 | 0 | 0 | 0 | 229 | 0 | 0 | 0 | 0 | 0 | 0 | 0 | 0 | 0 | 0 | 229 | - | 0 | 0 | - | 0 | 0 | - | 0 | 0 | - | 229 | - | 0 | 0 | - | 0 | 0 | - | 0 | 0 | -
230 | 0 | 0 | 0 | 0 | 0 | 0 | 0 | 0 | 0 | 0 | 230 | 0 | 0 | 0 | 0 | 0 | 0 | 0 | 0 | 0 | 0 | 230 | - | 0 | 0 | - | 0 | 0 | - | 0 | 0 | - | 230 | - | 0 | 0 | - | 0 | 0 | - | 0 | 0 | -
231 | 0 | 0 | 0 | 0 | 0 | 0 | 0 | 0 | 0 | 0 | 231 | 0 | 0 | 0 | 0 | 0 | 0 | 0 | 0 | 0 | 0 | 231 | - | 0 | 0 | - | 0 | 0 | - | 0 | 0 | - | 231 | - | 0 | 0 | - | 0 | 0 | - | 0 | 0 | -
232 | 0 | 0 | 0 | 0 | 0 | 0 | 33.649 | 0 | 0 | 0 | 232 | 0 | 0 | 0 | 0 | 0 | 0 | 0 | 0 | 0 | 0 | 232 | - | 0 | 0 | - | 0 | 0 | - | 33.649 | 33.649 | - | 232 | - | 0 | 0 | - | 0 | 0 | - | 0 | 0 | -
233 | 0 | 0 | 0 | 0 | 0 | 0 | 132.1573 | 0 | 0 | 0 | 233 | 0 | 0 | 0 | 0 | 0 | 0 | 0 | 0 | 0 | 0 | 233 | - | 0 | 0 | - | 0 | 0 | - | 132.1573 | 132.1573 | - | 233 | - | 0 | 0 | - | 0 | 0 | - | 0 | 0 | -
234 | 0 | 0 | 0 | 0 | 0 | 0 | 405.3425 | 0 | 0 | 0 | 234 | 0 | 0 | 0 | 0 | 0 | 0 | 0 | 0 | 0 | 0 | 234 | - | 0 | 0 | - | 0 | 0 | - | 405.3425 | 405.3425 | - | 234 | - | 0 | 0 | - | 0 | 0 | - | 0 | 0 | -
235 | 0 | 0 | 0 | 46.5482 | 0 | 0 | 607.3345 | 136.1249 | 136.1249 | 0 | 235 | 0 | 0 | 0 | 0 | 0 | 0 | 0 | 0 | 0 | 0 | 235 | - | 0 | 0 | - | 46.5482 | 46.5482 | - | 500 | 500 | - | 235 | - | 0 | 0 | - | 0 | 0 | - | 0 | 0 | -
236 | 110.63 | 0 | 0 | 243.6482 | 0 | 0 | 772.6675 | 1000 | 233.1 | 110.63 | 236 | 0 | 0 | 0 | 0 | 0 | 0 | 0 | 0 | 0 | 110.63 | 236 | - | 110.63 | 110.63 | - | 243.6482 | 243.6482 | - | 500 | 500 | - | 236 | - | 0 | 0 | - | 0 | 0 | - | 0 | 0 | -
237 | 244.7983 | 0 | 0 | 396.2587 | 0 | 0 | 175.5966 | 475.5966 | 10.0238 | 244.7983 | 237 | 0 | 0 | 0 | 0 | 0 | 0 | 0 | 0 | 0 | 244.7983 | 237 | - | 244.7983 | 244.7983 | - | 396.2587 | 396.2587 | - | 500 | 500 | - | 237 | - | 0 | 0 | - | 0 | 0 | - | 0 | 0 | -
238 | 397.7784 | 0 | 0 | 304.2493 | 0 | 0 | 253.4359 | 0 | 0 | 397.7784 | 238 | 0 | 0 | 0 | 0 | 0 | 0 | 0 | 0 | 0 | 397.7784 | 238 | - | 397.7784 | 397.7784 | - | 500 | 500 | - | 500 | 500 | - | 238 | - | 0 | 0 | - | 0 | 0 | - | 0 | 0 | -
239 | 487.5941 | 0 | 0 | 0 | 0 | 0 | 0 | 0 | 0 | 487.5941 | 239 | 0 | 0 | 0 | 0 | 0 | 0 | 0 | 0 | 0 | 487.5941 | 239 | - | 487.5941 | 487.5941 | - | 500 | 500 | - | 500 | 500 | - | 239 | - | 0 | 0 | - | 0 | 0 | - | 0 | 0 | -
240 | 559.6423 | 59.6423 | 59.6423 | 199.478 | 139.478 | 146.1487 | 60.2844 | 0 | 0 | 559.6423 | 240 | 0 | 0 | 0 | 0 | 0 | 0 | 0 | 0 | 0 | 559.6423 | 240 | - | 500 | 500 | - | 500 | 500 | - | 500 | 500 | - | 240 | - | 0 | 0 | - | 0 | 0 | - | 0 | 0 | -
241 | 505.4937 | 5.4937 | 5.4937 | 437.1856 | 518.9085 | 233.1 | 0 | 15.257 | 0 | 505.4937 | 241 | 0 | 0 | 0 | 0 | 0 | 0 | 0 | 0 | 0 | 505.4937 | 241 | - | 500 | 500 | - | 500 | 500 | - | 500 | 500 | - | 241 | - | 0 | 0 | - | 0 | 0 | - | 0 | 0 | -
242 | 134.5308 | 0 | 0 | 290.7844 | 968.5919 | 0 | 0 | 0 | 0 | 134.5308 | 242 | 0 | 0 | 0 | 0 | 0 | 0 | 0 | 0 | 0 | 134.5308 | 242 | - | 438.0194 | 438.0194 | - | 500 | 500 | - | 500 | 500 | - | 242 | - | 0 | 0 | - | 0 | 0 | - | 0 | 0 | -
243 | 0 | 0 | 0 | 522.3152 | 0 | 0 | 0 | 0 | 0 | 0 | 243 | 0 | 0 | 0 | 0 | 0 | 0 | 0 | 0 | 0 | 0 | 243 | - | 500 | 500 | - | 500 | 500 | - | 500 | 500 | - | 243 | - | 0 | 0 | - | 0 | 0 | - | 0 | 0 | -
244 | 0 | 0 | 0 | 0 | 0 | 0 | 0 | 0 | 0 | 0 | 244 | 0 | 0 | 0 | 0 | 0 | 0 | 0 | 0 | 0 | 0 | 244 | - | 500 | 500 | - | 500 | 500 | - | 349.745 | 349.745 | - | 244 | - | 0 | 0 | - | 0 | 0 | - | 0 | 0 | -
245 | 0 | 0 | 0 | 0 | 0 | 0 | 0 | 0 | 0 | 0 | 245 | 0 | 0 | 0 | 0 | 0 | 0 | 0 | 0 | 0 | 0 | 245 | - | 0 | 0 | - | 148.4082 | 148.4082 | - | 0 | 0 | - | 245 | - | 0 | 0 | - | 0 | 0 | - | 0 | 0 | -
246 | 0 | 0 | 0 | 0 | 0 | 0 | 0 | 0 | 0 | 0 | 246 | 0 | 0 | 0 | 0 | 0 | 0 | 0 | 0 | 0 | 0 | 246 | - | 0 | 0 | - | 0 | 0 | - | 0 | 0 | - | 246 | - | 0 | 0 | - | 0 | 0 | - | 0 | 0 | -
247 | 0 | 0 | 0 | 0 | 0 | 0 | 0 | 0 | 0 | 0 | 247 | 0 | 0 | 0 | 199.1928 | 0 | 0 | 0 | 0 | 0 | 0 | 247 | - | 0 | 0 | - | 0 | 0 | - | 0 | 0 | - | 247 | - | 0 | 0 | - | 199.1928 | 199.1928 | - | 0 | 0 | -
248 | 0 | 0 | 0 | 0 | 0 | 0 | 0 | 0 | 0 | 0 | 248 | 426.7161 | 0 | 0 | 607.3998 | 332.3998 | 89.2614 | 0 | 0 | 0 | 0 | 248 | - | 0 | 0 | - | 0 | 0 | - | 0 | 0 | - | 248 | - | 479.8444 | 492.939 | - | 500 | 500 | - | 412.978 | 412.978 | -
249 | 0 | 0 | 0 | 0 | 0 | 0 | 0 | 0 | 0 | 0 | 249 | 937.7739 | 42.0357 | 42.0357 | 926.8063 | 622.5033 | 233.1 | 414.9666 | 28.1541 | 0 | 0 | 249 | - | 0 | 0 | - | 0 | 0 | - | 0 | 0 | - | 249 | - | 500 | 500 | - | 500 | 500 | - | 500 | 500 | -
250 | 0 | 0 | 0 | 0 | 0 | 0 | 0 | 0 | 0 | 0 | 250 | 546.8566 | 13.3299 | 13.3299 | 0 | 0 | 0 | 668.3403 | 293.6401 | 168.3403 | 0 | 250 | - | 0 | 0 | - | 0 | 0 | - | 0 | 0 | - | 250 | - | 500 | 500 | - | 156.331 | 156.331 | - | 500 | 500 | -
251 | 0 | 0 | 0 | 0 | 0 | 0 | 0 | 0 | 0 | 0 | 251 | 0 | 0 | 0 | 0 | 0 | 0 | 552.6056 | 302.2641 | 154.0211 | 0 | 251 | - | 0 | 0 | - | 0 | 0 | - | 0 | 0 | - | 251 | - | 0 | 0 | - | 170.3283 | 170.3283 | - | 500 | 500 | -
252 | 0 | 0 | 0 | 0 | 0 | 0 | 0 | 0 | 0 | 0 | 252 | 0 | 0 | 0 | 0 | 0 | 0 | 0 | 471.249 | 0 | 0 | 252 | - | 0 | 0 | - | 0 | 0 | - | 0 | 0 | - | 252 | - | 0 | 0 | - | 373.1226 | 373.1226 | - | 500 | 500 | -
253 | 0 | 0 | 0 | 0 | 0 | 0 | 0 | 0 | 0 | 0 | 253 | 0 | 0 | 0 | 0 | 0 | 0 | 0 | 151.4068 | 0 | 0 | 253 | - | 0 | 0 | - | 0 | 0 | - | 0 | 0 | - | 253 | - | 0 | 0 | - | 219.141 | 219.141 | - | 500 | 500 | -
254 | 0 | 0 | 0 | 0 | 0 | 0 | 0 | 0 | 0 | 0 | 254 | 0 | 0 | 0 | 0 | 0 | 0 | 0 | 84.5451 | 0 | 0 | 254 | - | 0 | 0 | - | 0 | 0 | - | 0 | 0 | - | 254 | - | 500 | 486.9053 | - | 144.7517 | 144.7517 | - | 500 | 500 | -
255 | 0 | 0 | 0 | 0 | 0 | 0 | 0 | 0 | 0 | 0 | 255 | 130.14 | 0 | 0 | 0 | 0 | 0 | 438.4851 | 51.6726 | 0 | 0 | 255 | - | 0 | 0 | - | 0 | 0 | - | 0 | 0 | - | 255 | - | 500 | 500 | - | 214.7571 | 214.7571 | - | 500 | 500 | -
256 | 0 | 0 | 0 | 0 | 0 | 0 | 0 | 0 | 0 | 0 | 256 | 32.911 | 0 | 0 | 0 | 428.0286 | 0 | 0 | 0 | 0 | 0 | 256 | - | 0 | 0 | - | 0 | 0 | - | 0 | 0 | - | 256 | - | 500 | 500 | - | 500 | 500 | - | 477.9459 | 477.9459 | -
257 | 0 | 0 | 0 | 0 | 0 | 0 | 0 | 0 | 0 | 0 | 257 | 0 | 0 | 0 | 340.9987 | 0 | 0 | 0 | 0 | 0 | 0 | 257 | - | 0 | 0 | - | 0 | 0 | - | 0 | 0 | - | 257 | - | 0 | 0 | - | 500 | 500 | - | 0 | 0 | -
258 | 0 | 0 | 0 | 0 | 0 | 0 | 0 | 976.0878 | 0 | 0 | 258 | 0 | 0 | 0 | 0 | 0 | 0 | 0 | 0 | 0 | 0 | 258 | - | 0 | 0 | - | 0 | 0 | - | 0 | 0 | - | 258 | - | 0 | 0 | - | 33.6147 | 33.6147 | - | 0 | 0 | -
259 | 0 | 0 | 0 | 0 | 0 | 0 | 940.4677 | 0 | 0 | 0 | 259 | 0 | 0 | 0 | 0 | 0 | 0 | 0 | 0 | 0 | 0 | 259 | - | 0 | 0 | - | 0 | 0 | - | 0 | 0 | - | 259 | - | 0 | 0 | - | 0 | 0 | - | 0 | 0 | -
260 | 0 | 0 | 0 | 0 | 0 | 0 | 0 | 0 | 0 | 0 | 260 | 0 | 0 | 0 | 0 | 0 | 0 | 0 | 0 | 0 | 0 | 260 | - | 0 | 0 | - | 0 | 0 | - | 0 | 0 | - | 260 | - | 0 | 0 | - | 0 | 0 | - | 0 | 0 | -
261 | 0 | 0 | 0 | 0 | 0 | 0 | 1500 | 0 | 0 | 0 | 261 | 0 | 0 | 0 | 0 | 0 | 0 | 0 | 0 | 0 | 0 | 261 | - | 0 | 0 | - | 0 | 0 | - | 0 | 500 | - | 261 | - | 0 | 0 | - | 0 | 0 | - | 0 | 0 | -
262 | 0 | 0 | 0 | 0 | 0 | 0 | 0 | 0 | 0 | 0 | 262 | 0 | 0 | 0 | 0 | 0 | 0 | 0 | 0 | 0 | 0 | 262 | - | 0 | 0 | - | 500 | 500 | - | 0 | 0 | - | 262 | - | 0 | 0 | - | 0 | 0 | - | 0 | 0 | -
263 | 0 | 0 | 0 | 0 | 0 | 0 | 0 | 650.8907 | 0 | 0 | 263 | 0 | 0 | 0 | 0 | 0 | 0 | 0 | 0 | 0 | 0 | 263 | - | 0 | 500 | - | 500 | 500 | - | 0 | 500 | - | 263 | - | 0 | 0 | - | 0 | 0 | - | 0 | 0 | -
264 | 0 | 0 | 0 | 0 | 0 | 0 | 0 | 0 | 0 | 0 | 264 | 0 | 0 | 0 | 0 | 0 | 0 | 0 | 0 | 0 | 0 | 264 | - | 500 | 500 | - | 500 | 0 | - | 0 | 500 | - | 264 | - | 0 | 0 | - | 0 | 0 | - | 0 | 0 | -
265 | 9.9472 | 532.5879 | 0 | 0 | 32.9131 | 0 | 0 | 0 | 0 | 9.9472 | 265 | 0 | 0 | 0 | 0 | 0 | 0 | 0 | 0 | 0 | 9.9472 | 265 | - | 500 | 500 | - | 0 | 500 | - | 0 | 500 | - | 265 | - | 0 | 0 | - | 0 | 0 | - | 0 | 0 | -
266 | 572.6439 | 94.3905 | 146.1487 | 0 | 33.0704 | 0 | 0 | 0 | 0 | 572.6439 | 266 | 0 | 0 | 0 | 0 | 0 | 0 | 0 | 0 | 0 | 572.6439 | 266 | - | 500 | 500 | - | 500 | 500 | - | 0 | 500 | - | 266 | - | 0 | 0 | - | 0 | 0 | - | 0 | 0 | -
267 | 1500 | 1000 | 233.1 | 539.9846 | 64.8526 | 0 | 0 | 0 | 0 | 1500 | 267 | 0 | 0 | 0 | 0 | 0 | 0 | 0 | 0 | 0 | 1500 | 267 | - | 500 | 500 | - | 500 | 500 | - | 0 | 0 | - | 267 | - | 0 | 0 | - | 0 | 0 | - | 0 | 0 | -
268 | 357.8766 | 0 | 0 | 494.5784 | 644.5727 | 0 | 0 | 0 | 0 | 357.8766 | 268 | 0 | 0 | 0 | 0 | 0 | 0 | 0 | 0 | 0 | 357.8766 | 268 | - | 500 | 500 | - | 500 | 500 | - | 0 | 500 | - | 268 | - | 0 | 0 | - | 0 | 0 | - | 0 | 0 | -
269 | 0 | 0 | 0 | 851.5697 | 851.5697 | 233.1 | 0 | 0 | 146.1487 | 0 | 269 | 0 | 0 | 0 | 0 | 0 | 0 | 0 | 0 | 0 | 0 | 269 | - | 500 | 500 | - | 0 | 238.9456 | - | 500 | 500 | - | 269 | - | 0 | 0 | - | 0 | 0 | - | 0 | 0 | -
270 | 0 | 0 | 0 | 554.335 | 0 | 146.1487 | 0 | 0 | 0 | 0 | 270 | 0 | 0 | 0 | 0 | 0 | 0 | 0 | 0 | 0 | 0 | 270 | - | 500 | 500 | - | 0 | 500 | - | 500 | 166.6667 | - | 270 | - | 0 | 0 | - | 0 | 0 | - | 0 | 0 | -
271 | 0 | 0 | 0 | 0 | 0 | 0 | 0 | 0 | 233.1 | 0 | 271 | 0 | 0 | 0 | 0 | 0 | 0 | 0 | 0 | 0 | 0 | 271 | - | 463.2124 | 500 | - | 500 | 0 | - | 500 | 500 | - | 271 | - | 0 | 0 | - | 0 | 0 | - | 0 | 0 | -
272 | 0 | 0 | 0 | 0 | 0 | 0 | 0 | 0 | 0 | 0 | 272 | 0 | 0 | 0 | 0 | 0 | 0 | 0 | 0 | 0 | 0 | 272 | - | 500 | 500 | - | 500 | 0 | - | 500 | 0 | - | 272 | - | 0 | 0 | - | 0 | 0 | - | 0 | 0 | -
273 | 0 | 0 | 0 | 0 | 0 | 0 | 0 | 0 | 0 | 0 | 273 | 0 | 0 | 0 | 0 | 0 | 0 | 0 | 0 | 0 | 0 | 273 | - | 203.4543 | 500 | - | 500 | 500 | - | 500 | 500 | - | 273 | - | 0 | 0 | - | 0 | 0 | - | 0 | 0 | -
274 | 0 | 0 | 0 | 0 | 0 | 0 | 0 | 0 | 0 | 0 | 274 | 0 | 0 | 0 | 0 | 0 | 0 | 0 | 0 | 0 | 0 | 274 | - | 500 | 500 | - | 500 | 427.721 | - | 500 | 0 | - | 274 | - | 0 | 0 | - | 0 | 0 | - | 0 | 0 | -
275 | 0 | 0 | 0 | 0 | 0 | 0 | 0 | 0 | 0 | 0 | 275 | 0 | 0 | 0 | 0 | 0 | 0 | 0 | 0 | 0 | 0 | 275 | - | 500 | 0 | - | 500 | 500 | - | 500 | 0 | - | 275 | - | 0 | 0 | - | 0 | 0 | - | 0 | 0 | -
276 | 0 | 0 | 0 | 0 | 0 | 0 | 0 | 0 | 0 | 0 | 276 | 0 | 0 | 0 | 0 | 0 | 0 | 0 | 0 | 0 | 0 | 276 | - | 500 | 500 | - | 0 | 500 | - | 500 | 500 | - | 276 | - | 0 | 0 | - | 0 | 0 | - | 0 | 0 | -
277 | 0 | 0 | 0 | 0 | 0 | 0 | 0 | 0 | 0 | 0 | 277 | 0 | 0 | 0 | 0 | 0 | 0 | 0 | 0 | 0 | 0 | 277 | - | 500 | 1.4283 | - | 500 | 500 | - | 500 | 500 | - | 277 | - | 0 | 0 | - | 0 | 0 | - | 0 | 0 | -
278 | 0 | 0 | 0 | 0 | 0 | 0 | 0 | 0 | 0 | 0 | 278 | 0 | 0 | 0 | 0 | 0 | 0 | 0 | 0 | 0 | 0 | 278 | - | 0 | 165.2384 | - | 500 | 500 | - | 500 | 500 | - | 278 | - | 0 | 0 | - | 0 | 0 | - | 0 | 0 | -
279 | 0 | 0 | 0 | 0 | 0 | 0 | 0 | 0 | 0 | 0 | 279 | 0 | 0 | 0 | 0 | 0 | 0 | 0 | 0 | 0 | 0 | 279 | - | 0 | 0 | - | 166.6667 | 0 | - | 500 | 0 | - | 279 | - | 0 | 0 | - | 0 | 0 | - | 0 | 0 | -
280 | 0 | 0 | 0 | 0 | 0 | 0 | 0 | 0 | 0 | 0 | 280 | 0 | 0 | 0 | 0 | 0 | 0 | 0 | 0 | 0 | 0 | 280 | - | 0 | 0 | - | 0 | 0 | - | 500 | 500 | - | 280 | - | 0 | 0 | - | 0 | 0 | - | 0 | 0 | -
281 | 0 | 0 | 0 | 0 | 0 | 0 | 0 | 0 | 0 | 0 | 281 | 0 | 0 | 0 | 0 | 0 | 0 | 0 | 0 | 0 | 0 | 281 | - | 0 | 0 | - | 0 | 0 | - | 500 | 0 | - | 281 | - | 0 | 0 | - | 0 | 0 | - | 0 | 0 | -
282 | 0 | 0 | 0 | 0 | 0 | 0 | 0 | 0 | 0 | 0 | 282 | 0 | 0 | 0 | 0 | 0 | 0 | 0 | 0 | 0 | 0 | 282 | - | 0 | 0 | - | 0 | 0 | - | 53.1054 | 0 | - | 282 | - | 0 | 0 | - | 0 | 0 | - | 0 | 0 | -
283 | 0 | 0 | 0 | 0 | 0 | 0 | 0 | 0 | 0 | 0 | 283 | 0 | 0 | 0 | 0 | 0 | 0 | 0 | 0 | 0 | 0 | 283 | - | 0 | 0 | - | 0 | 0 | - | 113.5612 | 0 | - | 283 | - | 0 | 0 | - | 0 | 0 | - | 0 | 0 | -
284 | 0 | 0 | 0 | 0 | 0 | 0 | 0 | 0 | 0 | 0 | 284 | 0 | 0 | 0 | 0 | 0 | 0 | 0 | 0 | 0 | 0 | 284 | - | 0 | 0 | - | 0 | 0 | - | 0 | 0 | - | 284 | - | 0 | 0 | - | 0 | 0 | - | 0 | 0 | -
285 | 0 | 0 | 0 | 0 | 0 | 0 | 0 | 0 | 0 | 0 | 285 | 0 | 0 | 0 | 1.3591 | 0 | 0 | 0 | 0 | 0 | 0 | 285 | - | 0 | 0 | - | 0 | 0 | - | 0 | 0 | - | 285 | - | 0 | 0 | - | 1.3591 | 1.3591 | - | 0 | 0 | -
286 | 0 | 0 | 0 | 0 | 0 | 0 | 0 | 0 | 0 | 0 | 286 | 0 | 0 | 0 | 22.2269 | 0 | 0 | 0 | 0 | 0 | 0 | 286 | - | 0 | 0 | - | 0 | 0 | - | 0 | 0 | - | 286 | - | 0 | 0 | - | 22.2269 | 22.2269 | - | 0 | 0 | -
287 | 0 | 0 | 0 | 0 | 0 | 0 | 0 | 0 | 0 | 0 | 287 | 0 | 0 | 0 | 0 | 0 | 0 | 0 | 0 | 0 | 0 | 287 | - | 0 | 0 | - | 0 | 0 | - | 0 | 0 | - | 287 | - | 0 | 0 | - | 0 | 0 | - | 0 | 0 | -
288 | 0 | 0 | 0 | 0 | 0 | 0 | 0 | 0 | 0 | 0 | 288 | 0 | 0 | 0 | 0 | 0 | 0 | 0 | 0 | 0 | 0 | 288 | - | 0 | 0 | - | 0 | 0 | - | 0 | 0 | - | 288 | - | 0 | 0 | - | 0 | 0 | - | 0 | 0 | -
289 | 0 | 0 | 0 | 0 | 0 | 0 | 0 | 0 | 0 | 0 | 289 | 0 | 0 | 0 | 0 | 0 | 0 | 0 | 0 | 0 | 0 | 289 | - | 0 | 0 | - | 0 | 0 | - | 0 | 0 | - | 289 | - | 0 | 0 | - | 0 | 0 | - | 0 | 0 | -
290 | 0 | 0 | 0 | 0 | 0 | 0 | 0 | 0 | 0 | 0 | 290 | 0 | 0 | 0 | 0 | 0 | 0 | 0 | 0 | 0 | 0 | 290 | - | 0 | 0 | - | 0 | 29.1185 | - | 0 | 0 | - | 290 | - | 0 | 0 | - | 0 | 0 | - | 0 | 0 | -
291 | 0 | 0 | 0 | 27.7482 | 0 | 0 | 0 | 0 | 0 | 0 | 291 | 0 | 0 | 0 | 0 | 0 | 0 | 0 | 0 | 0 | 0 | 291 | - | 0 | 0 | - | 29.1185 | 0 | - | 0 | 0 | - | 291 | - | 0 | 0 | - | 0 | 0 | - | 0 | 0 | -
292 | 0 | 0 | 0 | 0 | 0 | 0 | 0 | 0 | 0 | 0 | 292 | 0 | 0 | 0 | 0 | 0 | 0 | 0 | 0 | 0 | 0 | 292 | - | 0 | 0 | - | 0 | 0 | - | 0 | 0 | - | 292 | - | 0 | 0 | - | 0 | 0 | - | 0 | 0 | -
293 | 0 | 0 | 0 | 0 | 0 | 0 | 0 | 0 | 0 | 0 | 293 | 0 | 0 | 0 | 0 | 0 | 0 | 0 | 0 | 0 | 0 | 293 | - | 0 | 0 | - | 0 | 0 | - | 0 | 0 | - | 293 | - | 0 | 0 | - | 0 | 0 | - | 0 | 0 | -
294 | 0 | 0 | 0 | 0 | 0 | 0 | 0 | 0 | 0 | 0 | 294 | 0 | 0 | 0 | 0 | 0 | 0 | 0 | 0 | 0 | 0 | 294 | - | 0 | 0 | - | 0 | 0 | - | 0 | 0 | - | 294 | - | 0 | 0 | - | 0 | 0 | - | 0 | 0 | -
295 | 0 | 0 | 0 | 0 | 0 | 0 | 0 | 0 | 0 | 0 | 295 | 0 | 0 | 0 | 246.7435 | 156.2638 | 232.4055 | 0 | 0 | 0 | 0 | 295 | - | 0 | 0 | - | 0 | 0 | - | 0 | 0 | - | 295 | - | 0 | 0 | - | 0 | 14.3381 | - | 0 | 0 | -
296 | 0 | 0 | 0 | 0 | 0 | 0 | 0 | 0 | 0 | 0 | 296 | 0 | 0 | 0 | 239.9559 | 0 | 89.9559 | 0 | 0 | 0 | 0 | 296 | - | 0 | 0 | - | 0 | 0 | - | 0 | 0 | - | 296 | - | 0 | 0 | - | 239.9559 | 0 | - | 0 | 0 | -
297 | 0 | 0 | 0 | 0 | 0 | 0 | 0 | 0 | 0 | 0 | 297 | 0 | 0 | 0 | 107.9194 | 0 | 0 | 0 | 0 | 0 | 0 | 297 | - | 0 | 0 | - | 0 | 0 | - | 0 | 0 | - | 297 | - | 0 | 0 | - | 214.6118 | 181.1222 | - | 0 | 0 | -
298 | 0 | 0 | 0 | 0 | 0 | 0 | 0 | 0 | 0 | 0 | 298 | 0 | 0 | 0 | 224.3653 | 224.3653 | 0 | 0 | 0 | 0 | 0 | 298 | - | 0 | 0 | - | 0 | 0 | - | 0 | 0 | - | 298 | - | 0 | 0 | - | 0 | 224.3653 | - | 0 | 0 | -
299 | 0 | 0 | 0 | 0 | 0 | 0 | 0 | 0 | 0 | 0 | 299 | 0 | 0 | 0 | 144.5184 | 0 | 0 | 0 | 0 | 0 | 0 | 299 | - | 0 | 0 | - | 0 | 0 | - | 0 | 0 | - | 299 | - | 0 | 0 | - | 144.5184 | 144.5184 | - | 0 | 0 | -
300 | 0 | 0 | 0 | 0 | 0 | 0 | 0 | 0 | 0 | 0 | 300 | 0 | 0 | 0 | 220.336 | 0 | 0 | 0 | 0 | 0 | 0 | 300 | - | 0 | 0 | - | 0 | 0 | - | 0 | 0 | - | 300 | - | 0 | 0 | - | 220.336 | 70.336 | - | 0 | 0 | -
301 | 0 | 0 | 0 | 0 | 0 | 0 | 0 | 0 | 0 | 0 | 301 | 0 | 0 | 0 | 196.6746 | 188.0785 | 0 | 0 | 0 | 0 | 0 | 301 | - | 0 | 0 | - | 0 | 0 | - | 0 | 0 | - | 301 | - | 0 | 0 | - | 8.5962 | 196.6746 | - | 0 | 0 | -
302 | 0 | 0 | 0 | 0 | 0 | 0 | 0 | 0 | 0 | 0 | 302 | 0 | 0 | 0 | 90.5009 | 0 | 0 | 0 | 0 | 0 | 0 | 302 | - | 0 | 0 | - | 0 | 0 | - | 0 | 0 | - | 302 | - | 0 | 0 | - | 240.5009 | 90.5009 | - | 0 | 0 | -
303 | 0 | 0 | 0 | 0 | 0 | 0 | 0 | 0 | 0 | 0 | 303 | 0 | 0 | 0 | 318.8649 | 318.8649 | 0 | 0 | 0 | 0 | 0 | 303 | - | 0 | 0 | - | 0 | 0 | - | 0 | 0 | - | 303 | - | 0 | 0 | - | 0 | 168.8649 | - | 0 | 0 | -
304 | 0 | 0 | 0 | 0 | 0 | 0 | 0 | 0 | 0 | 0 | 304 | 0 | 0 | 0 | 74.4619 | 224.4619 | 0 | 0 | 0 | 0 | 0 | 304 | - | 0 | 0 | - | 0 | 0 | - | 0 | 0 | - | 304 | - | 0 | 0 | - | 0 | 74.4619 | - | 0 | 0 | -
305 | 0 | 0 | 0 | 0 | 0 | 0 | 0 | 0 | 0 | 0 | 305 | 0 | 0 | 0 | 113.3935 | 113.3935 | 0 | 0 | 0 | 0 | 0 | 305 | - | 0 | 0 | - | 0 | 0 | - | 0 | 0 | - | 305 | - | 0 | 0 | - | 0 | 0 | - | 0 | 0 | -
306 | 0 | 0 | 0 | 0 | 0 | 0 | 0 | 0 | 0 | 0 | 306 | 0 | 0 | 0 | 0 | 0 | 0 | 0 | 0 | 0 | 0 | 306 | - | 0 | 0 | - | 0 | 0 | - | 0 | 0 | - | 306 | - | 0 | 0 | - | 0 | 0 | - | 0 | 0 | -
307 | 0 | 0 | 0 | 0 | 0 | 0 | 0 | 0 | 0 | 0 | 307 | 0 | 0 | 0 | 96.6631 | 0 | 0 | 0 | 0 | 0 | 0 | 307 | - | 0 | 0 | - | 0 | 0 | - | 0 | 0 | - | 307 | - | 0 | 0 | - | 96.6631 | 0 | - | 0 | 0 | -
308 | 0 | 0 | 0 | 0 | 0 | 0 | 0 | 0 | 0 | 0 | 308 | 0 | 0 | 0 | 0 | 0 | 0 | 0 | 0 | 0 | 0 | 308 | - | 0 | 0 | - | 0 | 0 | - | 0 | 0 | - | 308 | - | 0 | 0 | - | 0 | 0 | - | 0 | 0 | -
309 | 0 | 0 | 0 | 0 | 0 | 0 | 0 | 0 | 0 | 0 | 309 | 0 | 0 | 0 | 0 | 0 | 0 | 0 | 0 | 0 | 0 | 309 | - | 0 | 0 | - | 0 | 0 | - | 0 | 0 | - | 309 | - | 0 | 0 | - | 0 | 0 | - | 0 | 0 | -
310 | 0 | 0 | 0 | 0 | 0 | 0 | 0 | 0 | 0 | 0 | 310 | 0 | 0 | 0 | 0 | 0 | 0 | 0 | 0 | 0 | 0 | 310 | - | 0 | 0 | - | 0 | 0 | - | 0 | 0 | - | 310 | - | 0 | 0 | - | 0 | 0 | - | 0 | 0 | -
311 | 0 | 0 | 0 | 0 | 0 | 0 | 0 | 0 | 0 | 0 | 311 | 0 | 0 | 0 | 0 | 0 | 0 | 0 | 0 | 0 | 0 | 311 | - | 0 | 0 | - | 0 | 0 | - | 0 | 0 | - | 311 | - | 0 | 0 | - | 0 | 0 | - | 0 | 0 | -
312 | 0 | 0 | 0 | 222.5285 | 0 | 0 | 0 | 0 | 0 | 0 | 312 | 0 | 0 | 0 | 0 | 0 | 0 | 0 | 0 | 0 | 0 | 312 | - | 0 | 0 | - | 438.4967 | 438.4967 | - | 0 | 0 | - | 312 | - | 0 | 0 | - | 0 | 0 | - | 0 | 0 | -
313 | 0 | 0 | 0 | 907.6798 | 441.6798 | 170.6647 | 0 | 0 | 0 | 0 | 313 | 0 | 0 | 0 | 0 | 0 | 0 | 0 | 0 | 0 | 0 | 313 | - | 0 | 0 | - | 500 | 500 | - | 0 | 0 | - | 313 | - | 0 | 0 | - | 0 | 0 | - | 0 | 0 | -
314 | 0 | 0 | 0 | 1310.2593 | 1000 | 208.584 | 0 | 0 | 0 | 0 | 314 | 0 | 0 | 0 | 0 | 0 | 0 | 0 | 0 | 0 | 0 | 314 | - | 0 | 0 | - | 500 | 500 | - | 0 | 0 | - | 314 | - | 0 | 0 | - | 0 | 0 | - | 0 | 0 | -
315 | 0 | 0 | 0 | 0 | 0 | 0 | 0 | 0 | 0 | 0 | 315 | 0 | 0 | 0 | 0 | 0 | 0 | 0 | 0 | 0 | 0 | 315 | - | 0 | 0 | - | 0 | 0 | - | 0 | 0 | - | 315 | - | 0 | 0 | - | 0 | 0 | - | 0 | 0 | -
316 | 0 | 0 | 0 | 0 | 0 | 0 | 0 | 0 | 0 | 0 | 316 | 0 | 0 | 0 | 0 | 0 | 0 | 0 | 0 | 0 | 0 | 316 | - | 0 | 0 | - | 0 | 0 | - | 0 | 0 | - | 316 | - | 0 | 0 | - | 0 | 0 | - | 0 | 0 | -
317 | 0 | 0 | 0 | 0 | 0 | 0 | 0 | 0 | 0 | 0 | 317 | 0 | 0 | 0 | 0 | 0 | 0 | 0 | 0 | 0 | 0 | 317 | - | 0 | 0 | - | 0 | 0 | - | 0 | 0 | - | 317 | - | 0 | 0 | - | 0 | 0 | - | 0 | 0 | -
318 | 0 | 0 | 0 | 0 | 0 | 0 | 0 | 0 | 0 | 0 | 318 | 0 | 0 | 0 | 0 | 0 | 0 | 0 | 0 | 0 | 0 | 318 | - | 0 | 0 | - | 0 | 0 | - | 0 | 0 | - | 318 | - | 0 | 0 | - | 0 | 0 | - | 0 | 0 | -
319 | 0 | 0 | 0 | 0 | 0 | 0 | 0 | 0 | 0 | 0 | 319 | 0 | 0 | 0 | 0 | 0 | 0 | 0 | 0 | 0 | 0 | 319 | - | 0 | 0 | - | 0 | 0 | - | 0 | 0 | - | 319 | - | 0 | 0 | - | 0 | 0 | - | 0 | 0 | -
320 | 0 | 0 | 0 | 0 | 0 | 0 | 0 | 0 | 0 | 0 | 320 | 0 | 0 | 0 | 0 | 0 | 0 | 0 | 0 | 0 | 0 | 320 | - | 0 | 0 | - | 0 | 0 | - | 0 | 0 | - | 320 | - | 0 | 0 | - | 0 | 0 | - | 0 | 0 | -
321 | 0 | 0 | 0 | 0 | 0 | 0 | 0 | 0 | 0 | 0 | 321 | 26.3926 | 0 | 0 | 0 | 0 | 0 | 0 | 0 | 0 | 0 | 321 | - | 0 | 0 | - | 0 | 0 | - | 0 | 0 | - | 321 | - | 26.3926 | 26.3926 | - | 0 | 0 | - | 0 | 0 | -
322 | 0 | 0 | 0 | 0 | 0 | 0 | 0 | 0 | 0 | 0 | 322 | 0 | 0 | 0 | 0 | 0 | 0 | 0 | 0 | 0 | 0 | 322 | - | 0 | 0 | - | 0 | 0 | - | 0 | 0 | - | 322 | - | 0 | 0 | - | 0 | 0 | - | 0 | 0 | -
323 | 0 | 0 | 0 | 0 | 0 | 0 | 0 | 0 | 0 | 0 | 323 | 0 | 0 | 0 | 0 | 0 | 0 | 0 | 0 | 0 | 0 | 323 | - | 0 | 0 | - | 0 | 0 | - | 0 | 0 | - | 323 | - | 0 | 0 | - | 0 | 0 | - | 0 | 0 | -
324 | 0 | 0 | 0 | 0 | 0 | 0 | 0 | 0 | 0 | 0 | 324 | 0 | 0 | 0 | 0 | 0 | 0 | 0 | 0 | 0 | 0 | 324 | - | 0 | 0 | - | 0 | 0 | - | 0 | 0 | - | 324 | - | 0 | 0 | - | 0 | 0 | - | 0 | 0 | -
325 | 0 | 0 | 0 | 0 | 0 | 0 | 0 | 0 | 0 | 0 | 325 | 6.5185 | 0 | 0 | 0 | 0 | 0 | 0 | 0 | 0 | 0 | 325 | - | 0 | 0 | - | 0 | 0 | - | 0 | 0 | - | 325 | - | 6.5185 | 6.5185 | - | 0 | 0 | - | 0 | 0 | -
326 | 0 | 0 | 0 | 0 | 0 | 0 | 0 | 0 | 0 | 0 | 326 | 0 | 0 | 0 | 203.4994 | 0 | 0 | 0 | 0 | 0 | 0 | 326 | - | 0 | 0 | - | 0 | 0 | - | 0 | 0 | - | 326 | - | 0 | 0 | - | 203.4994 | 203.4994 | - | 500 | 500 | -
327 | 0 | 0 | 0 | 0 | 0 | 0 | 0 | 0 | 0 | 0 | 327 | 0 | 0 | 5.3593 | 0 | 0 | 0 | 0 | 0 | 0 | 0 | 327 | - | 0 | 0 | - | 0 | 0 | - | 0 | 0 | - | 327 | - | 500 | 500 | - | 0 | 0 | - | 200 | 200 | -
328 | 0 | 0 | 0 | 0 | 0 | 0 | 0 | 0 | 0 | 0 | 328 | 238.7902 | 691.4658 | 155.8214 | 0 | 0 | 0 | 0 | 0 | 0 | 0 | 328 | - | 0 | 0 | - | 0 | 0 | - | 0 | 0 | - | 328 | - | 500 | 500 | - | 500 | 284.7132 | - | 0 | 0 | -
329 | 0 | 0 | 0 | 0 | 0 | 0 | 0 | 0 | 0 | 0 | 329 | 753.2531 | 0 | 0 | 0 | 0 | 0 | 0 | 0 | 0 | 0 | 329 | - | 0 | 0 | - | 0 | 0 | - | 0 | 0 | - | 329 | - | 500 | 500 | - | 285.2216 | 500 | - | 0 | 0 | -
330 | 0 | 0 | 0 | 0 | 0 | 0 | 0 | 0 | 0 | 0 | 330 | 0 | 0 | 0 | 0 | 0 | 0 | 0 | 0 | 0 | 0 | 330 | - | 0 | 0 | - | 0 | 0 | - | 0 | 0 | - | 330 | - | 500 | 500 | - | 500 | 0 | - | 0 | 0 | -
331 | 0 | 0 | 0 | 0 | 0 | 0 | 0 | 0 | 0 | 0 | 331 | 0 | 0 | 0 | 0 | 0 | 0 | 0 | 0 | 0 | 0 | 331 | - | 0 | 0 | - | 0 | 0 | - | 0 | 0 | - | 331 | - | 500 | 500 | - | 0 | 500 | - | 0 | 0 | -
332 | 0 | 0 | 0 | 0 | 0 | 0 | 0 | 0 | 0 | 0 | 332 | 0 | 0 | 0 | 211.7875 | 0 | 0 | 0 | 0 | 0 | 0 | 332 | - | 0 | 0 | - | 0 | 0 | - | 0 | 0 | - | 332 | - | 154.8446 | 154.8446 | - | 211.279 | 211.7875 | - | 0 | 0 | -
333 | 0 | 0 | 0 | 0 | 0 | 0 | 0 | 0 | 0 | 0 | 333 | 12.2443 | 0 | 0 | 621.9119 | 497.3148 | 161.1807 | 563.9729 | 109.9692 | 61.0687 | 0 | 333 | - | 0 | 0 | - | 0 | 0 | - | 0 | 0 | - | 333 | - | 12.2443 | 12.2443 | - | 500 | 500 | - | 500 | 500 | -
334 | 0 | 0 | 0 | 0 | 0 | 0 | 0 | 0 | 0 | 0 | 334 | 0 | 0 | 0 | 0 | 194.151 | 0 | 473.2259 | 581.4967 | 100.112 | 0 | 334 | - | 0 | 0 | - | 0 | 0 | - | 0 | 0 | - | 334 | - | 0 | 0 | - | 500 | 500 | - | 500 | 500 | -
335 | 0 | 0 | 0 | 0 | 0 | 0 | 0 | 0 | 0 | 0 | 335 | 0 | 0 | 0 | 0 | 0 | 0 | 0 | 0 | 0 | 0 | 335 | - | 0 | 0 | - | 0 | 0 | - | 0 | 0 | - | 335 | - | 0 | 0 | - | 0 | 0 | - | 500 | 500 | -
336 | 0 | 0 | 0 | 0 | 0 | 0 | 0 | 0 | 0 | 0 | 336 | 0 | 0 | 0 | 0 | 0 | 0 | 0 | 0 | 0 | 0 | 336 | - | 0 | 0 | - | 0 | 0 | - | 0 | 0 | - | 336 | - | 0 | 0 | - | 0 | 0 | - | 500 | 500 | -
337 | 0 | 0 | 0 | 0 | 0 | 0 | 0 | 0 | 0 | 0 | 337 | 0 | 0 | 0 | 0 | 0 | 0 | 0 | 0 | 0 | 0 | 337 | - | 0 | 0 | - | 0 | 0 | - | 0 | 0 | - | 337 | - | 0 | 0 | - | 0 | 0 | - | 0 | 0 | -
338 | 0 | 0 | 0 | 0 | 0 | 0 | 0 | 0 | 0 | 0 | 338 | 0 | 0 | 0 | 0 | 0 | 0 | 0 | 0 | 0 | 0 | 338 | - | 0 | 0 | - | 0 | 0 | - | 0 | 0 | - | 338 | - | 0 | 0 | - | 0 | 0 | - | 0 | 0 | -
339 | 0 | 0 | 0 | 0 | 0 | 0 | 0 | 0 | 0 | 0 | 339 | 0 | 0 | 0 | 0 | 0 | 0 | 0 | 0 | 0 | 0 | 339 | - | 0 | 0 | - | 0 | 0 | - | 0 | 0 | - | 339 | - | 0 | 0 | - | 0 | 0 | - | 0 | 0 | -
340 | 0 | 0 | 0 | 0 | 0 | 0 | 0 | 0 | 0 | 0 | 340 | 0 | 0 | 0 | 0 | 0 | 0 | 0 | 0 | 0 | 0 | 340 | - | 0 | 0 | - | 0 | 0 | - | 500 | 500 | - | 340 | - | 0 | 0 | - | 0 | 0 | - | 0 | 0 | -
341 | 0 | 0 | 0 | 0 | 0 | 0 | 0 | 0 | 0 | 0 | 341 | 0 | 0 | 0 | 0 | 0 | 0 | 0 | 0 | 0 | 0 | 341 | - | 0 | 0 | - | 0 | 0 | - | 248.1321 | 248.1321 | - | 341 | - | 0 | 0 | - | 0 | 0 | - | 0 | 0 | -
342 | 0 | 0 | 0 | 0 | 0 | 0 | 0 | 0 | 0 | 0 | 342 | 0 | 0 | 0 | 0 | 0 | 0 | 0 | 0 | 0 | 0 | 342 | - | 0 | 0 | - | 0 | 0 | - | 0 | 0 | - | 342 | - | 0 | 0 | - | 0 | 0 | - | 0 | 0 | -
343 | 0 | 0 | 0 | 0 | 0 | 0 | 0 | 0 | 0 | 0 | 343 | 0 | 0 | 0 | 0 | 0 | 0 | 0 | 0 | 0 | 0 | 343 | - | 0 | 0 | - | 0 | 0 | - | 0 | 0 | - | 343 | - | 0 | 0 | - | 0 | 0 | - | 0 | 0 | -
344 | 0 | 0 | 0 | 0 | 0 | 0 | 0 | 0 | 0 | 0 | 344 | 0 | 0 | 0 | 0 | 0 | 0 | 0 | 0 | 0 | 0 | 344 | - | 0 | 0 | - | 0 | 0 | - | 0 | 0 | - | 344 | - | 0 | 0 | - | 0 | 0 | - | 0 | 0 | -
345 | 0 | 0 | 0 | 0 | 0 | 0 | 0 | 0 | 0 | 0 | 345 | 0 | 0 | 0 | 0 | 0 | 0 | 0 | 0 | 0 | 0 | 345 | - | 0 | 0 | - | 0 | 0 | - | 358.403 | 358.403 | - | 345 | - | 0 | 0 | - | 0 | 0 | - | 0 | 0 | -
346 | 0 | 0 | 0 | 0 | 0 | 0 | 0 | 0 | 0 | 0 | 346 | 0 | 0 | 0 | 0 | 0 | 0 | 0 | 0 | 0 | 0 | 346 | - | 0 | 0 | - | 0 | 0 | - | 0 | 0 | - | 346 | - | 0 | 0 | - | 0 | 0 | - | 0 | 0 | -
347 | 0 | 0 | 0 | 0 | 0 | 0 | 0 | 0 | 0 | 0 | 347 | 0 | 0 | 0 | 0 | 0 | 0 | 0 | 0 | 0 | 0 | 347 | - | 0 | 0 | - | 0 | 0 | - | 0 | 0 | - | 347 | - | 0 | 0 | - | 0 | 0 | - | 0 | 0 | -
348 | 0 | 0 | 0 | 0 | 0 | 0 | 0 | 0 | 0 | 0 | 348 | 0 | 0 | 0 | 0 | 0 | 0 | 0 | 0 | 0 | 0 | 348 | - | 0 | 0 | - | 0 | 0 | - | 0 | 0 | - | 348 | - | 0 | 0 | - | 0 | 0 | - | 0 | 0 | -
349 | 0 | 0 | 0 | 0 | 0 | 0 | 0 | 0 | 0 | 0 | 349 | 0 | 0 | 0 | 0 | 0 | 0 | 0 | 0 | 0 | 0 | 349 | - | 0 | 0 | - | 0 | 0 | - | 0 | 0 | - | 349 | - | 0 | 0 | - | 0 | 0 | - | 0 | 0 | -
350 | 0 | 0 | 0 | 0 | 0 | 0 | 0 | 0 | 0 | 0 | 350 | 0 | 0 | 0 | 0 | 0 | 0 | 0 | 0 | 0 | 0 | 350 | - | 0 | 0 | - | 0 | 0 | - | 0 | 0 | - | 350 | - | 0 | 0 | - | 0 | 0 | - | 0 | 0 | -
351 | 0 | 0 | 0 | 0 | 0 | 0 | 0 | 0 | 0 | 0 | 351 | 9.1254 | 0 | 0 | 0 | 0 | 0 | 628.4762 | 67.6927 | 55.0264 | 0 | 351 | - | 0 | 0 | - | 0 | 0 | - | 0 | 0 | - | 351 | - | 9.1254 | 9.1254 | - | 0 | 0 | - | 0 | 0 | -
352 | 0 | 0 | 0 | 0 | 0 | 0 | 0 | 0 | 0 | 0 | 352 | 54.0003 | 54.0003 | 54.0003 | 0 | 0 | 0 | 0 | 0 | 0 | 0 | 352 | - | 0 | 0 | - | 0 | 0 | - | 0 | 0 | - | 352 | - | 0 | 0 | - | 0 | 0 | - | 0 | 0 | -
353 | 0 | 0 | 0 | 0 | 0 | 0 | 0 | 0 | 0 | 0 | 353 | 135.7785 | 0 | 0 | 0 | 0 | 0 | 0 | 0 | 0 | 0 | 353 | - | 0 | 0 | - | 0 | 0 | - | 0 | 0 | - | 353 | - | 135.7785 | 135.7785 | - | 0 | 0 | - | 0 | 0 | -
354 | 0 | 0 | 0 | 0 | 0 | 0 | 0 | 0 | 0 | 0 | 354 | 103.6015 | 0 | 0 | 0 | 0 | 0 | 0 | 0 | 0 | 0 | 354 | - | 0 | 0 | - | 0 | 0 | - | 0 | 0 | - | 354 | - | 103.6015 | 103.6015 | - | 0 | 0 | - | 0 | 0 | -
355 | 0 | 0 | 0 | 0 | 0 | 0 | 250.5181 | 0 | 0 | 0 | 355 | 0 | 0 | 0 | 0 | 0 | 0 | 0 | 0 | 0 | 0 | 355 | - | 0 | 0 | - | 0 | 0 | - | 250.5181 | 250.5181 | - | 355 | - | 0 | 0 | - | 0 | 0 | - | 0 | 0 | -
356 | 0 | 0 | 0 | 0 | 0 | 0 | 0 | 0 | 0 | 0 | 356 | 0 | 0 | 0 | 0 | 0 | 0 | 0 | 0 | 0 | 0 | 356 | - | 0 | 0 | - | 0 | 0 | - | 0 | 0 | - | 356 | - | 0 | 0 | - | 0 | 0 | - | 0 | 0 | -
357 | 0 | 0 | 0 | 0 | 0 | 0 | 0 | 0 | 0 | 0 | 357 | 0 | 0 | 0 | 0 | 0 | 0 | 0 | 0 | 0 | 0 | 357 | - | 0 | 0 | - | 0 | 0 | - | 0 | 0 | - | 357 | - | 0 | 0 | - | 0 | 0 | - | 0 | 0 | -
358 | 0 | 0 | 0 | 0 | 0 | 0 | 0 | 0 | 0 | 0 | 358 | 0 | 0 | 0 | 0 | 0 | 0 | 0 | 0 | 0 | 0 | 358 | - | 0 | 0 | - | 0 | 0 | - | 0 | 0 | - | 358 | - | 0 | 0 | - | 0 | 0 | - | 0 | 0 | -
359 | 0 | 0 | 0 | 0 | 0 | 0 | 0 | 0 | 0 | 0 | 359 | 0 | 0 | 0 | 0 | 0 | 0 | 0 | 0 | 0 | 0 | 359 | - | 0 | 0 | - | 0 | 0 | - | 0 | 0 | - | 359 | - | 0 | 0 | - | 0 | 0 | - | 0 | 0 | -
360 | 0 | 0 | 0 | 0 | 0 | 0 | 0 | 0 | 0 | 0 | 360 | 0 | 0 | 0 | 0 | 0 | 0 | 0 | 0 | 0 | 0 | 360 | - | 0 | 0 | - | 0 | 0 | - | 0 | 0 | - | 360 | - | 0 | 0 | - | 0 | 0 | - | 0 | 0 | -
361 | 0 | 0 | 0 | 0 | 0 | 0 | 0 | 0 | 0 | 0 | 361 | 0 | 0 | 0 | 0 | 0 | 0 | 0 | 0 | 0 | 0 | 361 | - | 0 | 457.7558 | - | 0 | 0 | - | 0 | 0 | - | 361 | - | 0 | 0 | - | 0 | 0 | - | 0 | 0 | -
362 | 0 | 0 | 0 | 0 | 0 | 0 | 0 | 0 | 0 | 0 | 362 | 0 | 0 | 0 | 0 | 0 | 0 | 0 | 0 | 0 | 0 | 362 | - | 500 | 500 | - | 0 | 0 | - | 0 | 0 | - | 362 | - | 0 | 0 | - | 0 | 0 | - | 0 | 0 | -
363 | 1099.3205 | 45.4495 | 233.1 | 0 | 0 | 0 | 0 | 0 | 0 | 1099.3205 | 363 | 0 | 0 | 0 | 0 | 0 | 0 | 0 | 0 | 0 | 1099.3205 | 363 | - | 500 | 500 | - | 0 | 0 | - | 0 | 0 | - | 363 | - | 0 | 0 | - | 0 | 0 | - | 0 | 0 | -
364 | 476.8024 | 0 | 0 | 0 | 0 | 0 | 0 | 0 | 0 | 476.8024 | 364 | 0 | 0 | 0 | 0 | 0 | 0 | 0 | 0 | 0 | 476.8024 | 364 | - | 476.8024 | 476.8024 | - | 0 | 0 | - | 0 | 0 | - | 364 | - | 0 | 0 | - | 0 | 0 | - | 0 | 0 | -
365 | 0 | 0 | 0 | 0 | 0 | 0 | 0 | 0 | 0 | 0 | 365 | 0 | 0 | 0 | 0 | 0 | 0 | 0 | 0 | 0 | 0 | 365 | - | 0 | 0 | - | 0 | 0 | - | 0 | 0 | - | 365 | - | 0 | 0 | - | 0 | 0 | - | 0 | 0 | -
366 | 0 | 0 | 0 | 0 | 0 | 0 | 0 | 0 | 0 | 0 | 366 | 0 | 0 | 0 | 0 | 0 | 0 | 0 | 0 | 0 | 0 | 366 | - | 0 | 0 | - | 0 | 0 | - | 0 | 0 | - | 366 | - | 0 | 0 | - | 0 | 0 | - | 0 | 0 | -
367 | 0 | 0 | 0 | 0 | 0 | 0 | 0 | 0 | 0 | 0 | 367 | 0 | 0 | 0 | 0 | 0 | 0 | 0 | 0 | 0 | 0 | 367 | - | 0 | 0 | - | 0 | 0 | - | 0 | 0 | - | 367 | - | 0 | 0 | - | 0 | 0 | - | 0 | 0 | -
368 | 0 | 0 | 0 | 0 | 0 | 0 | 0 | 0 | 0 | 0 | 368 | 0 | 0 | 0 | 0 | 0 | 0 | 0 | 0 | 0 | 0 | 368 | - | 0 | 0 | - | 0 | 0 | - | 0 | 0 | - | 368 | - | 0 | 0 | - | 0 | 0 | - | 0 | 0 | -
369 | 0 | 0 | 0 | 0 | 0 | 0 | 0 | 0 | 0 | 0 | 369 | 0 | 0 | 0 | 0 | 0 | 0 | 0 | 0 | 0 | 0 | 369 | - | 0 | 0 | - | 0 | 0 | - | 0 | 0 | - | 369 | - | 0 | 0 | - | 0 | 0 | - | 0 | 0 | -
370 | 0 | 0 | 0 | 0 | 0 | 0 | 0 | 0 | 0 | 0 | 370 | 0 | 0 | 0 | 0 | 0 | 0 | 0 | 0 | 0 | 0 | 370 | - | 0 | 0 | - | 0 | 0 | - | 500 | 500 | - | 370 | - | 0 | 0 | - | 0 | 0 | - | 0 | 0 | -
371 | 0 | 0 | 0 | 444.8705 | 0 | 0 | 360.7613 | 21.2613 | 21.2613 | 0 | 371 | 0 | 0 | 0 | 0 | 0 | 0 | 0 | 0 | 0 | 0 | 371 | - | 0 | 0 | - | 0 | 0 | - | 500 | 500 | - | 371 | - | 0 | 0 | - | 0 | 0 | - | 0 | 0 | -
372 | 0 | 0 | 0 | 775.3634 | 0 | 189.6243 | 1348.3383 | 871.8664 | 233.1 | 0 | 372 | 0 | 0 | 0 | 0 | 0 | 0 | 0 | 0 | 0 | 0 | 372 | - | 0 | 0 | - | 222.5739 | 500 | - | 500 | 500 | - | 372 | - | 0 | 0 | - | 0 | 0 | - | 0 | 0 | -
373 | 0 | 0 | 0 | 0 | 0 | 0 | 0 | 0 | 0 | 0 | 373 | 0 | 0 | 0 | 0 | 0 | 0 | 0 | 0 | 0 | 0 | 373 | - | 0 | 0 | - | 0 | 0 | - | 0 | 0 | - | 373 | - | 0 | 0 | - | 0 | 0 | - | 0 | 0 | -
374 | 0 | 0 | 0 | 0 | 0 | 0 | 0 | 0 | 0 | 0 | 374 | 324.9262 | 0 | 0 | 0 | 0 | 0 | 0 | 0 | 0 | 0 | 374 | - | 0 | 0 | - | 0 | 0 | - | 0 | 0 | - | 374 | - | 402.9262 | 402.9262 | - | 303.5937 | 303.5937 | - | 500 | 500 | -
375 | 0 | 0 | 0 | 0 | 0 | 0 | 0 | 0 | 0 | 0 | 375 | 0 | 0 | 0 | 298.1613 | 0 | 0 | 259.433 | 0 | 0 | 0 | 375 | - | 0 | 0 | - | 0 | 0 | - | 0 | 0 | - | 375 | - | 455.7064 | 455.7064 | - | 442.1613 | 442.1613 | - | 500 | 500 | -
376 | 0 | 0 | 0 | 0 | 0 | 0 | 0 | 0 | 0 | 0 | 376 | 300.8318 | 18.4147 | 18.4147 | 324.828 | 0 | 0 | 406.8266 | 84.6411 | 0 | 0 | 376 | - | 0 | 0 | - | 0 | 0 | - | 0 | 0 | - | 376 | - | 500 | 500 | - | 420.2159 | 420.2159 | - | 500 | 500 | -
377 | 0 | 0 | 0 | 0 | 0 | 0 | 0 | 0 | 0 | 0 | 377 | 363.4685 | 0 | 0 | 289.9584 | 0 | 0 | 400.3379 | 257.2219 | 0 | 0 | 377 | - | 0 | 0 | - | 0 | 0 | - | 0 | 0 | - | 377 | - | 441.4685 | 441.4685 | - | 433.9584 | 406.8155 | - | 500 | 500 | -
378 | 0 | 0 | 0 | 0 | 0 | 0 | 0 | 0 | 0 | 0 | 378 | 337.3395 | 0 | 0 | 422.9488 | 66.9488 | 0 | 493.8055 | 428.8055 | 89.2614 | 0 | 378 | - | 0 | 0 | - | 0 | 0 | - | 0 | 0 | - | 378 | - | 415.3395 | 415.3395 | - | 500 | 500 | - | 500 | 500 | -
379 | 0 | 0 | 0 | 0 | 0 | 0 | 0 | 0 | 0 | 0 | 379 | 398.0849 | 476.0849 | 0 | 565.2298 | 209.2298 | 158.9322 | 513.9946 | 612.2632 | 233.1 | 0 | 379 | - | 0 | 0 | - | 0 | 0 | - | 0 | 0 | - | 379 | - | 0 | 476.0849 | - | 500 | 500 | - | 500 | 500 | -
380 | 0 | 0 | 0 | 0 | 0 | 0 | 0 | 0 | 0 | 0 | 380 | 349.7466 | 0 | 0 | 173.2711 | 415.2872 | 163.4292 | 0 | 0 | 0 | 0 | 380 | - | 0 | 0 | - | 0 | 0 | - | 0 | 0 | - | 380 | - | 427.7466 | 427.7466 | - | 248.1419 | 500 | - | 500 | 500 | -
381 | 0 | 0 | 0 | 0 | 0 | 0 | 0 | 0 | 0 | 0 | 381 | 0 | 0 | 0 | 0 | 0 | 0 | 0 | 0 | 0 | 0 | 381 | - | 0 | 0 | - | 0 | 0 | - | 0 | 0 | - | 381 | - | 371.0468 | 371.0468 | - | 32.2136 | 32.2136 | - | 500 | 500 | -
382 | 0 | 0 | 0 | 0 | 0 | 0 | 0 | 0 | 0 | 0 | 382 | 0 | 135.4959 | 0 | 0 | 0 | 0 | 0 | 0 | 0 | 0 | 382 | - | 0 | 0 | - | 0 | 0 | - | 0 | 0 | - | 382 | - | 0 | 135.4959 | - | 0 | 0 | - | 109.9269 | 109.9269 | -
383 | 0 | 0 | 0 | 0 | 0 | 0 | 0 | 0 | 0 | 0 | 383 | 0 | 0 | 0 | 0 | 0 | 0 | 0 | 0 | 0 | 0 | 383 | - | 0 | 0 | - | 0 | 0 | - | 0 | 0 | - | 383 | - | 0 | 0 | - | 0 | 0 | - | 0 | 0 | -
384 | 0 | 0 | 0 | 0 | 0 | 0 | 0 | 0 | 0 | 0 | 384 | 0 | 0 | 0 | 0 | 0 | 0 | 0 | 0 | 0 | 0 | 384 | - | 0 | 0 | - | 0 | 0 | - | 0 | 0 | - | 384 | - | 0 | 0 | - | 0 | 0 | - | 0 | 0 | -
385 | 0 | 0 | 0 | 0 | 0 | 0 | 0 | 0 | 0 | 0 | 385 | 0 | 0 | 0 | 0 | 0 | 0 | 0 | 0 | 0 | 0 | 385 | - | 0 | 0 | - | 0 | 0 | - | 0 | 0 | - | 385 | - | 0 | 0 | - | 0 | 0 | - | 0 | 0 | -
386 | 0 | 0 | 0 | 0 | 0 | 0 | 0 | 0 | 0 | 0 | 386 | 0 | 0 | 0 | 0 | 0 | 0 | 0 | 0 | 0 | 0 | 386 | - | 0 | 0 | - | 0 | 0 | - | 0 | 0 | - | 386 | - | 0 | 0 | - | 0 | 0 | - | 0 | 0 | -
387 | 0 | 0 | 0 | 0 | 0 | 0 | 0 | 0 | 0 | 0 | 387 | 0 | 0 | 0 | 0 | 0 | 0 | 0 | 0 | 0 | 0 | 387 | - | 0 | 0 | - | 0 | 0 | - | 0 | 0 | - | 387 | - | 0 | 0 | - | 0 | 0 | - | 0 | 0 | -
388 | 0 | 0 | 0 | 0 | 0 | 0 | 0 | 0 | 0 | 0 | 388 | 0 | 0 | 0 | 0 | 0 | 0 | 0 | 0 | 0 | 0 | 388 | - | 0 | 0 | - | 0 | 0 | - | 0 | 0 | - | 388 | - | 0 | 0 | - | 0 | 0 | - | 0 | 0 | -
389 | 0 | 0 | 0 | 0 | 0 | 0 | 0 | 0 | 0 | 0 | 389 | 0 | 0 | 0 | 0 | 0 | 0 | 0 | 0 | 0 | 0 | 389 | - | 0 | 0 | - | 0 | 0 | - | 0 | 0 | - | 389 | - | 0 | 0 | - | 0 | 0 | - | 0 | 0 | -
390 | 0 | 0 | 0 | 0 | 0 | 0 | 0 | 0 | 0 | 0 | 390 | 0 | 0 | 0 | 0 | 0 | 0 | 0 | 0 | 0 | 0 | 390 | - | 0 | 0 | - | 0 | 0 | - | 0 | 0 | - | 390 | - | 0 | 0 | - | 0 | 0 | - | 0 | 0 | -
391 | 0 | 0 | 0 | 0 | 0 | 0 | 0 | 0 | 0 | 0 | 391 | 0 | 0 | 0 | 0 | 0 | 0 | 0 | 0 | 0 | 0 | 391 | - | 0 | 0 | - | 0 | 0 | - | 0 | 0 | - | 391 | - | 0 | 0 | - | 0 | 0 | - | 0 | 0 | -
392 | 0 | 0 | 0 | 0 | 0 | 0 | 0 | 0 | 0 | 0 | 392 | 0 | 0 | 0 | 0 | 0 | 0 | 0 | 0 | 0 | 0 | 392 | - | 0 | 0 | - | 0 | 0 | - | 0 | 0 | - | 392 | - | 0 | 0 | - | 0 | 0 | - | 0 | 0 | -
393 | 0 | 0 | 0 | 0 | 0 | 0 | 0 | 0 | 0 | 0 | 393 | 0 | 0 | 0 | 0 | 0 | 0 | 0 | 0 | 0 | 0 | 393 | - | 0 | 0 | - | 0 | 0 | - | 0 | 0 | - | 393 | - | 0 | 0 | - | 0 | 0 | - | 0 | 0 | -
394 | 0 | 0 | 0 | 0 | 0 | 0 | 0 | 0 | 0 | 0 | 394 | 0 | 0 | 0 | 0 | 0 | 0 | 0 | 0 | 0 | 0 | 394 | - | 0 | 0 | - | 0 | 0 | - | 0 | 0 | - | 394 | - | 0 | 0 | - | 0 | 0 | - | 0 | 0 | -
395 | 0 | 0 | 0 | 0 | 0 | 0 | 0 | 0 | 0 | 0 | 395 | 0 | 0 | 0 | 0 | 0 | 0 | 0 | 0 | 0 | 0 | 395 | - | 0 | 0 | - | 0 | 0 | - | 0 | 0 | - | 395 | - | 0 | 0 | - | 0 | 0 | - | 0 | 0 | -
396 | 0 | 0 | 0 | 0 | 0 | 0 | 0 | 0 | 0 | 0 | 396 | 0 | 0 | 0 | 0 | 0 | 0 | 0 | 0 | 0 | 0 | 396 | - | 0 | 0 | - | 0 | 0 | - | 0 | 0 | - | 396 | - | 0 | 0 | - | 0 | 0 | - | 0 | 0 | -
397 | 0 | 0 | 0 | 0 | 0 | 0 | 0 | 0 | 0 | 0 | 397 | 0 | 0 | 0 | 0 | 0 | 0 | 0 | 0 | 0 | 0 | 397 | - | 0 | 0 | - | 0 | 0 | - | 0 | 0 | - | 397 | - | 0 | 0 | - | 0 | 0 | - | 0 | 0 | -
398 | 0 | 0 | 0 | 0 | 0 | 0 | 0 | 0 | 0 | 0 | 398 | 0 | 0 | 0 | 0 | 0 | 0 | 0 | 0 | 0 | 0 | 398 | - | 0 | 0 | - | 0 | 0 | - | 0 | 0 | - | 398 | - | 0 | 0 | - | 0 | 0 | - | 0 | 0 | -
399 | 0 | 0 | 0 | 0 | 0 | 0 | 0 | 0 | 0 | 0 | 399 | 0 | 0 | 0 | 0 | 0 | 0 | 0 | 0 | 0 | 0 | 399 | - | 0 | 0 | - | 0 | 0 | - | 0 | 0 | - | 399 | - | 0 | 0 | - | 0 | 0 | - | 0 | 0 | -
400 | 0 | 0 | 0 | 0 | 0 | 0 | 0 | 0 | 0 | 0 | 400 | 0 | 0 | 0 | 0 | 0 | 0 | 0 | 0 | 0 | 0 | 400 | - | 0 | 0 | - | 0 | 0 | - | 0 | 0 | - | 400 | - | 193.1425 | 215.7304 | - | 0 | 0 | - | 500 | 411.9528 | -
401 | 0 | 0 | 0 | 0 | 0 | 0 | 0 | 0 | 0 | 0 | 401 | 0 | 0 | 233.1 | 0 | 0 | 0 | 0 | 0 | 0 | 0 | 401 | - | 0 | 0 | - | 0 | 0 | - | 0 | 0 | - | 401 | - | 358.4553 | 125.3553 | - | 0 | 0 | - | 404.2862 | 492.3335 | -
402 | 0 | 0 | 0 | 0 | 0 | 0 | 0 | 0 | 0 | 0 | 402 | 0 | 46.1021 | 53.8007 | 0 | 0 | 0 | 0 | 0 | 0 | 0 | 402 | - | 0 | 0 | - | 0 | 0 | - | 0 | 0 | - | 402 | - | 81.8728 | 51.5863 | - | 0 | 0 | - | 0 | 0 | -
403 | 0 | 0 | 0 | 0 | 0 | 0 | 0 | 0 | 0 | 0 | 403 | 0 | 0 | 0 | 0 | 0 | 0 | 0 | 0 | 0 | 0 | 403 | - | 0 | 0 | - | 0 | 0 | - | 0 | 0 | - | 403 | - | 0 | 0 | - | 0 | 0 | - | 0 | 0 | -
404 | 0 | 0 | 0 | 0 | 0 | 0 | 0 | 0 | 0 | 0 | 404 | 0 | 0 | 0 | 0 | 0 | 0 | 0 | 0 | 0 | 0 | 404 | - | 0 | 0 | - | 0 | 0 | - | 0 | 0 | - | 404 | - | 0 | 0 | - | 0 | 0 | - | 0 | 0 | -
405 | 0 | 0 | 0 | 0 | 0 | 0 | 0 | 0 | 0 | 0 | 405 | 0 | 0 | 0 | 0 | 0 | 0 | 0 | 0 | 0 | 0 | 405 | - | 0 | 0 | - | 0 | 0 | - | 0 | 0 | - | 405 | - | 0 | 0 | - | 0 | 0 | - | 0 | 0 | -
406 | 0 | 0 | 0 | 0 | 0 | 0 | 0 | 0 | 0 | 0 | 406 | 0 | 0 | 0 | 0 | 0 | 0 | 0 | 0 | 0 | 0 | 406 | - | 0 | 0 | - | 0 | 0 | - | 0 | 0 | - | 406 | - | 0 | 0 | - | 0 | 0 | - | 0 | 0 | -
407 | 0 | 0 | 0 | 0 | 0 | 0 | 0 | 0 | 0 | 0 | 407 | 0 | 0 | 0 | 0 | 0 | 0 | 0 | 0 | 0 | 0 | 407 | - | 0 | 0 | - | 0 | 0 | - | 0 | 0 | - | 407 | - | 0 | 0 | - | 0 | 0 | - | 0 | 0 | -
408 | 0 | 0 | 0 | 0 | 0 | 0 | 0 | 0 | 0 | 0 | 408 | 0 | 0 | 0 | 0 | 0 | 0 | 0 | 0 | 0 | 0 | 408 | - | 0 | 0 | - | 0 | 0 | - | 0 | 0 | - | 408 | - | 0 | 0 | - | 0 | 0 | - | 0 | 0 | -
409 | 0 | 0 | 0 | 0 | 0 | 0 | 0 | 0 | 0 | 0 | 409 | 0 | 0 | 0 | 0 | 0 | 0 | 0 | 0 | 0 | 0 | 409 | - | 0 | 0 | - | 0 | 0 | - | 0 | 0 | - | 409 | - | 0 | 0 | - | 0 | 0 | - | 0 | 0 | -
410 | 33.7854 | 0 | 0 | 0 | 0 | 0 | 0 | 0 | 0 | 33.7854 | 410 | 0 | 0 | 0 | 0 | 0 | 0 | 0 | 0 | 0 | 33.7854 | 410 | - | 35.4538 | 35.4538 | - | 0 | 0 | - | 0 | 0 | - | 410 | - | 0 | 0 | - | 0 | 0 | - | 0 | 0 | -
411 | 0 | 0 | 0 | 0 | 0 | 0 | 0 | 0 | 0 | 0 | 411 | 0 | 0 | 0 | 0 | 0 | 0 | 0 | 0 | 0 | 0 | 411 | - | 0 | 0 | - | 0 | 0 | - | 0 | 0 | - | 411 | - | 0 | 0 | - | 0 | 0 | - | 0 | 0 | -
412 | 0 | 0 | 0 | 0 | 0 | 0 | 0 | 0 | 0 | 0 | 412 | 0 | 0 | 0 | 0 | 0 | 0 | 0 | 0 | 0 | 0 | 412 | - | 0 | 0 | - | 0 | 0 | - | 0 | 0 | - | 412 | - | 0 | 0 | - | 0 | 0 | - | 0 | 0 | -
413 | 0 | 0 | 0 | 0 | 0 | 0 | 0 | 0 | 0 | 0 | 413 | 0 | 0 | 0 | 0 | 0 | 0 | 0 | 0 | 0 | 0 | 413 | - | 0 | 0 | - | 0 | 0 | - | 0 | 0 | - | 413 | - | 0 | 0 | - | 0 | 0 | - | 0 | 0 | -
414 | 0 | 0 | 0 | 0 | 0 | 0 | 0 | 0 | 0 | 0 | 414 | 0 | 0 | 0 | 0 | 0 | 0 | 0 | 0 | 0 | 0 | 414 | - | 0 | 0 | - | 0 | 0 | - | 0 | 0 | - | 414 | - | 0 | 0 | - | 0 | 0 | - | 0 | 0 | -
415 | 0 | 0 | 0 | 0 | 0 | 0 | 0 | 0 | 0 | 0 | 415 | 0 | 0 | 0 | 0 | 0 | 0 | 0 | 0 | 0 | 0 | 415 | - | 0 | 0 | - | 0 | 0 | - | 0 | 0 | - | 415 | - | 0 | 0 | - | 0 | 0 | - | 0 | 0 | -
416 | 0 | 0 | 0 | 0 | 0 | 0 | 0 | 0 | 0 | 0 | 416 | 0 | 0 | 0 | 0 | 0 | 0 | 0 | 0 | 0 | 0 | 416 | - | 0 | 0 | - | 0 | 0 | - | 0 | 0 | - | 416 | - | 0 | 0 | - | 0 | 0 | - | 0 | 0 | -
417 | 0 | 0 | 0 | 0 | 0 | 0 | 0 | 0 | 0 | 0 | 417 | 0 | 0 | 0 | 0 | 0 | 0 | 0 | 0 | 0 | 0 | 417 | - | 0 | 0 | - | 0 | 0 | - | 0 | 0 | - | 417 | - | 0 | 0 | - | 0 | 0 | - | 0 | 0 | -
418 | 0 | 0 | 0 | 0 | 0 | 0 | 0 | 0 | 0 | 0 | 418 | 0 | 0 | 0 | 0 | 0 | 0 | 0 | 0 | 0 | 0 | 418 | - | 0 | 0 | - | 0 | 0 | - | 0 | 0 | - | 418 | - | 0 | 0 | - | 0 | 0 | - | 0 | 0 | -
419 | 0 | 0 | 0 | 0 | 0 | 0 | 0 | 0 | 0 | 0 | 419 | 0 | 0 | 0 | 0 | 0 | 0 | 0 | 0 | 0 | 0 | 419 | - | 0 | 0 | - | 0 | 0 | - | 0 | 0 | - | 419 | - | 0 | 0 | - | 0 | 0 | - | 0 | 0 | -
420 | 0 | 0 | 0 | 0 | 0 | 0 | 0 | 0 | 0 | 0 | 420 | 0 | 0 | 0 | 0 | 0 | 0 | 0 | 0 | 0 | 0 | 420 | - | 0 | 0 | - | 0 | 0 | - | 0 | 0 | - | 420 | - | 0 | 0 | - | 0 | 0 | - | 0 | 0 | -
421 | 0 | 0 | 0 | 0 | 0 | 0 | 0 | 0 | 0 | 0 | 421 | 0 | 0 | 0 | 0 | 0 | 0 | 0 | 0 | 0 | 0 | 421 | - | 0 | 0 | - | 0 | 0 | - | 0 | 0 | - | 421 | - | 0 | 0 | - | 0 | 0 | - | 0 | 0 | -
422 | 0 | 0 | 0 | 0 | 0 | 0 | 0 | 0 | 0 | 0 | 422 | 0 | 0 | 0 | 0 | 0 | 0 | 0 | 0 | 0 | 0 | 422 | - | 0 | 0 | - | 0 | 0 | - | 0 | 0 | - | 422 | - | 0 | 0 | - | 0 | 0 | - | 0 | 0 | -
423 | 0 | 0 | 0 | 0 | 0 | 0 | 0 | 0 | 0 | 0 | 423 | 0 | 0 | 0 | 0 | 0 | 0 | 0 | 0 | 0 | 0 | 423 | - | 0 | 0 | - | 0 | 0 | - | 0 | 0 | - | 423 | - | 0 | 0 | - | 0 | 0 | - | 0 | 0 | -
424 | 0 | 0 | 0 | 0 | 0 | 0 | 0 | 0 | 0 | 0 | 424 | 0 | 0 | 0 | 0 | 0 | 0 | 0 | 0 | 0 | 0 | 424 | - | 0 | 0 | - | 0 | 0 | - | 0 | 0 | - | 424 | - | 0 | 0 | - | 0 | 0 | - | 0 | 0 | -
425 | 0 | 0 | 0 | 0 | 0 | 0 | 0 | 0 | 0 | 0 | 425 | 0 | 0 | 0 | 0 | 0 | 0 | 0 | 0 | 0 | 0 | 425 | - | 0 | 0 | - | 0 | 0 | - | 0 | 0 | - | 425 | - | 0 | 0 | - | 0 | 0 | - | 0 | 0 | -
426 | 0 | 0 | 0 | 0 | 0 | 0 | 0 | 0 | 0 | 0 | 426 | 0 | 0 | 0 | 0 | 0 | 0 | 0 | 0 | 0 | 0 | 426 | - | 0 | 0 | - | 0 | 0 | - | 0 | 0 | - | 426 | - | 0 | 0 | - | 0 | 0 | - | 0 | 0 | -
427 | 0 | 0 | 0 | 0 | 0 | 0 | 0 | 0 | 0 | 0 | 427 | 0 | 0 | 0 | 0 | 0 | 0 | 0 | 0 | 0 | 0 | 427 | - | 0 | 0 | - | 0 | 0 | - | 0 | 0 | - | 427 | - | 0 | 0 | - | 0 | 0 | - | 0 | 0 | -
428 | 0 | 0 | 0 | 0 | 0 | 0 | 0 | 0 | 0 | 0 | 428 | 0 | 0 | 0 | 0 | 0 | 0 | 0 | 0 | 0 | 0 | 428 | - | 0 | 0 | - | 0 | 0 | - | 0 | 0 | - | 428 | - | 0 | 0 | - | 0 | 0 | - | 0 | 0 | -
429 | 0 | 0 | 0 | 0 | 0 | 0 | 0 | 0 | 0 | 0 | 429 | 0 | 0 | 0 | 0 | 0 | 0 | 0 | 0 | 0 | 0 | 429 | - | 0 | 0 | - | 0 | 0 | - | 0 | 0 | - | 429 | - | 0 | 0 | - | 0 | 0 | - | 0 | 0 | -
430 | 0 | 0 | 0 | 0 | 0 | 0 | 0 | 0 | 0 | 0 | 430 | 0 | 0 | 0 | 0 | 0 | 0 | 0 | 0 | 0 | 0 | 430 | - | 0 | 0 | - | 0 | 0 | - | 0 | 0 | - | 430 | - | 0 | 0 | - | 0 | 0 | - | 0 | 0 | -
431 | 0 | 0 | 0 | 0 | 0 | 0 | 0 | 0 | 0 | 0 | 431 | 0 | 0 | 0 | 0 | 0 | 0 | 0 | 0 | 0 | 0 | 431 | - | 0 | 0 | - | 0 | 0 | - | 0 | 0 | - | 431 | - | 0 | 0 | - | 0 | 0 | - | 0 | 0 | -
432 | 0 | 0 | 0 | 0 | 0 | 0 | 0 | 0 | 0 | 0 | 432 | 0 | 0 | 0 | 0 | 0 | 0 | 0 | 0 | 0 | 0 | 432 | - | 0 | 0 | - | 0 | 0 | - | 0 | 0 | - | 432 | - | 0 | 0 | - | 0 | 0 | - | 0 | 0 | -
433 | 0 | 0 | 0 | 0 | 0 | 0 | 0 | 0 | 0 | 0 | 433 | 0 | 0 | 0 | 0 | 0 | 0 | 0 | 0 | 0 | 0 | 433 | - | 0 | 0 | - | 0 | 0 | - | 0 | 0 | - | 433 | - | 0 | 0 | - | 0 | 0 | - | 0 | 0 | -
434 | 0 | 0 | 0 | 0 | 0 | 0 | 0 | 0 | 0 | 0 | 434 | 0 | 0 | 0 | 0 | 0 | 0 | 0 | 0 | 0 | 0 | 434 | - | 0 | 0 | - | 0 | 0 | - | 0 | 0 | - | 434 | - | 0 | 0 | - | 0 | 0 | - | 0 | 0 | -
435 | 0 | 0 | 0 | 0 | 0 | 0 | 0 | 0 | 0 | 0 | 435 | 0 | 0 | 0 | 0 | 0 | 0 | 0 | 0 | 0 | 0 | 435 | - | 0 | 0 | - | 0 | 0 | - | 0 | 0 | - | 435 | - | 0 | 0 | - | 0 | 0 | - | 0 | 0 | -
436 | 0 | 0 | 0 | 0 | 0 | 0 | 0 | 0 | 0 | 0 | 436 | 0 | 0 | 0 | 0 | 0 | 0 | 0 | 0 | 0 | 0 | 436 | - | 0 | 0 | - | 0 | 0 | - | 0 | 0 | - | 436 | - | 0 | 0 | - | 0 | 0 | - | 0 | 0 | -
437 | 0 | 0 | 0 | 0 | 0 | 0 | 0 | 0 | 0 | 0 | 437 | 0 | 0 | 0 | 0 | 0 | 0 | 0 | 0 | 0 | 0 | 437 | - | 0 | 0 | - | 0 | 0 | - | 0 | 0 | - | 437 | - | 0 | 0 | - | 0 | 0 | - | 0 | 0 | -
438 | 0 | 0 | 0 | 0 | 0 | 0 | 0 | 0 | 0 | 0 | 438 | 0 | 0 | 0 | 0 | 0 | 0 | 0 | 0 | 0 | 0 | 438 | - | 0 | 0 | - | 0 | 0 | - | 0 | 0 | - | 438 | - | 0 | 0 | - | 0 | 0 | - | 0 | 0 | -
439 | 0 | 0 | 0 | 0 | 0 | 0 | 0 | 0 | 0 | 0 | 439 | 0 | 0 | 0 | 0 | 0 | 0 | 0 | 0 | 0 | 0 | 439 | - | 0 | 0 | - | 0 | 0 | - | 0 | 0 | - | 439 | - | 0 | 0 | - | 0 | 0 | - | 0 | 0 | -
440 | 0 | 0 | 0 | 0 | 0 | 0 | 0 | 0 | 0 | 0 | 440 | 0 | 0 | 0 | 0 | 0 | 0 | 0 | 0 | 0 | 0 | 440 | - | 0 | 0 | - | 0 | 0 | - | 0 | 0 | - | 440 | - | 0 | 0 | - | 0 | 0 | - | 0 | 0 | -
441 | 0 | 0 | 0 | 0 | 0 | 0 | 0 | 0 | 0 | 0 | 441 | 0 | 0 | 0 | 0 | 0 | 0 | 0 | 0 | 0 | 0 | 441 | - | 0 | 0 | - | 0 | 0 | - | 0 | 0 | - | 441 | - | 0 | 0 | - | 0 | 0 | - | 0 | 0 | -
442 | 0 | 0 | 0 | 0 | 0 | 0 | 0 | 0 | 0 | 0 | 442 | 0 | 0 | 0 | 0 | 0 | 0 | 0 | 0 | 0 | 0 | 442 | - | 0 | 0 | - | 0 | 0 | - | 0 | 0 | - | 442 | - | 0 | 0 | - | 0 | 0 | - | 0 | 0 | -
443 | 0 | 0 | 0 | 0 | 0 | 0 | 0 | 0 | 0 | 0 | 443 | 0 | 0 | 0 | 0 | 0 | 0 | 0 | 0 | 0 | 0 | 443 | - | 0 | 0 | - | 0 | 0 | - | 0 | 0 | - | 443 | - | 0 | 0 | - | 0 | 0 | - | 0 | 0 | -
444 | 0 | 0 | 0 | 0 | 0 | 0 | 0 | 0 | 0 | 0 | 444 | 0 | 0 | 0 | 0 | 0 | 0 | 0 | 0 | 0 | 0 | 444 | - | 0 | 0 | - | 0 | 0 | - | 0 | 0 | - | 444 | - | 0 | 0 | - | 0 | 0 | - | 0 | 0 | -
445 | 0 | 0 | 0 | 0 | 0 | 0 | 0 | 0 | 0 | 0 | 445 | 0 | 0 | 0 | 0 | 0 | 0 | 0 | 0 | 0 | 0 | 445 | - | 0 | 0 | - | 0 | 0 | - | 0 | 0 | - | 445 | - | 0 | 0 | - | 0 | 0 | - | 0 | 0 | -
446 | 0 | 0 | 0 | 0 | 0 | 0 | 0 | 0 | 0 | 0 | 446 | 0 | 0 | 0 | 0 | 0 | 0 | 0 | 0 | 0 | 0 | 446 | - | 0 | 0 | - | 0 | 0 | - | 0 | 0 | - | 446 | - | 0 | 0 | - | 0 | 0 | - | 0 | 0 | -
447 | 0 | 0 | 0 | 0 | 0 | 0 | 0 | 0 | 0 | 0 | 447 | 28.7176 | 0 | 0 | 0 | 0 | 0 | 0 | 0 | 0 | 0 | 447 | - | 0 | 0 | - | 0 | 0 | - | 0 | 0 | - | 447 | - | 28.7176 | 28.7176 | - | 0 | 0 | - | 0 | 0 | -
448 | 0 | 0 | 0 | 0 | 0 | 0 | 22.0137 | 0 | 0 | 0 | 448 | 0 | 0 | 0 | 0 | 0 | 0 | 0 | 0 | 0 | 0 | 448 | - | 0 | 0 | - | 0 | 0 | - | 22.0137 | 22.0137 | - | 448 | - | 0 | 0 | - | 0 | 0 | - | 0 | 0 | -
449 | 0 | 0 | 0 | 0 | 0 | 0 | 0 | 0 | 0 | 0 | 449 | 0 | 0 | 0 | 0 | 0 | 0 | 18.7117 | 0 | 0 | 0 | 449 | - | 0 | 0 | - | 0 | 0 | - | 0 | 0 | - | 449 | - | 0 | 0 | - | 0 | 0 | - | 17.8311 | 17.8311 | -
450 | 0 | 0 | 0 | 0 | 0 | 0 | 0 | 0 | 0 | 0 | 450 | 0 | 0 | 0 | 0 | 0 | 0 | 0 | 0 | 0 | 0 | 450 | - | 0 | 0 | - | 0 | 0 | - | 0 | 0 | - | 450 | - | 0 | 0 | - | 0 | 0 | - | 0 | 0 | -
451 | 0 | 0 | 0 | 0 | 0 | 0 | 0 | 0 | 0 | 0 | 451 | 0 | 0 | 0 | 0 | 0 | 0 | 0 | 0 | 0 | 0 | 451 | - | 0 | 0 | - | 0 | 0 | - | 0 | 0 | - | 451 | - | 0 | 0 | - | 0 | 0 | - | 0 | 0 | -
452 | 0 | 0 | 0 | 0 | 0 | 0 | 0 | 0 | 0 | 0 | 452 | 0 | 0 | 0 | 0 | 0 | 0 | 0 | 0 | 0 | 0 | 452 | - | 0 | 0 | - | 0 | 0 | - | 0 | 0 | - | 452 | - | 0 | 0 | - | 0 | 0 | - | 0 | 0 | -
453 | 0 | 0 | 0 | 0 | 0 | 0 | 0 | 0 | 0 | 0 | 453 | 0 | 0 | 0 | 0 | 0 | 0 | 0 | 0 | 0 | 0 | 453 | - | 0 | 0 | - | 0 | 0 | - | 0 | 0 | - | 453 | - | 0 | 0 | - | 0 | 0 | - | 0 | 0 | -
454 | 0 | 0 | 0 | 0 | 0 | 0 | 0 | 0 | 0 | 0 | 454 | 0 | 0 | 0 | 0 | 0 | 0 | 0 | 0 | 0 | 0 | 454 | - | 0 | 0 | - | 0 | 0 | - | 0 | 0 | - | 454 | - | 0 | 0 | - | 0 | 0 | - | 0 | 0 | -
455 | 0 | 0 | 0 | 0 | 0 | 0 | 0 | 0 | 0 | 0 | 455 | 0 | 0 | 0 | 0 | 0 | 0 | 0 | 0 | 0 | 0 | 455 | - | 0 | 0 | - | 0 | 0 | - | 0 | 0 | - | 455 | - | 0 | 0 | - | 0 | 0 | - | 0 | 0 | -
456 | 0 | 0 | 0 | 0 | 0 | 0 | 0 | 0 | 0 | 0 | 456 | 0 | 0 | 0 | 0 | 0 | 0 | 0 | 0 | 0 | 0 | 456 | - | 0 | 0 | - | 0 | 0 | - | 0 | 0 | - | 456 | - | 0 | 0 | - | 0 | 0 | - | 0 | 0 | -
457 | 0 | 0 | 0 | 0 | 0 | 0 | 0 | 0 | 0 | 0 | 457 | 0 | 0 | 0 | 0 | 0 | 0 | 0 | 0 | 0 | 0 | 457 | - | 0 | 0 | - | 0 | 0 | - | 0 | 0 | - | 457 | - | 0 | 0 | - | 0 | 0 | - | 0 | 0 | -
458 | 0 | 0 | 0 | 0 | 0 | 0 | 0 | 0 | 0 | 0 | 458 | 0 | 0 | 0 | 0 | 0 | 0 | 0 | 0 | 0 | 0 | 458 | - | 0 | 0 | - | 0 | 0 | - | 0 | 0 | - | 458 | - | 0 | 0 | - | 0 | 0 | - | 0 | 0 | -
459 | 0 | 0 | 0 | 0 | 0 | 0 | 0 | 0 | 0 | 0 | 459 | 0 | 0 | 0 | 0 | 0 | 0 | 0 | 0 | 0 | 0 | 459 | - | 0 | 0 | - | 0 | 0 | - | 0 | 0 | - | 459 | - | 0 | 0 | - | 0 | 0 | - | 0 | 0 | -
460 | 0 | 0 | 0 | 0 | 0 | 0 | 0 | 0 | 0 | 0 | 460 | 0 | 0 | 0 | 0 | 0 | 0 | 0 | 0 | 0 | 0 | 460 | - | 0 | 0 | - | 0 | 0 | - | 0 | 0 | - | 460 | - | 0 | 0 | - | 0 | 0 | - | 0 | 0 | -
461 | 0 | 0 | 0 | 0 | 0 | 0 | 0 | 0 | 0 | 0 | 461 | 0 | 0 | 0 | 0 | 0 | 0 | 0 | 0 | 0 | 0 | 461 | - | 0 | 0 | - | 0 | 0 | - | 0 | 0 | - | 461 | - | 0 | 0 | - | 0 | 0 | - | 0 | 0 | -
462 | 0 | 0 | 0 | 0 | 0 | 0 | 0 | 0 | 0 | 0 | 462 | 0 | 0 | 0 | 0 | 0 | 0 | 0 | 0 | 0 | 0 | 462 | - | 0 | 0 | - | 0 | 0 | - | 0 | 0 | - | 462 | - | 0 | 0 | - | 0 | 0 | - | 0 | 0 | -
463 | 0 | 0 | 0 | 0 | 0 | 0 | 0 | 0 | 0 | 0 | 463 | 0 | 0 | 0 | 0 | 0 | 0 | 0 | 0 | 0 | 0 | 463 | - | 0 | 0 | - | 0 | 0 | - | 0 | 0 | - | 463 | - | 0 | 0 | - | 0 | 0 | - | 0 | 0 | -
464 | 0 | 0 | 0 | 0 | 0 | 0 | 0 | 0 | 0 | 0 | 464 | 0 | 0 | 0 | 0 | 0 | 0 | 0 | 0 | 0 | 0 | 464 | - | 0 | 0 | - | 0 | 0 | - | 0 | 0 | - | 464 | - | 0 | 0 | - | 0 | 0 | - | 0 | 0 | -
465 | 0 | 0 | 0 | 0 | 0 | 0 | 0 | 0 | 0 | 0 | 465 | 0 | 0 | 0 | 0 | 0 | 0 | 0 | 0 | 0 | 0 | 465 | - | 0 | 0 | - | 0 | 0 | - | 0 | 0 | - | 465 | - | 0 | 0 | - | 0 | 0 | - | 0 | 0 | -
466 | 0 | 0 | 0 | 0 | 0 | 0 | 0 | 0 | 0 | 0 | 466 | 0 | 0 | 0 | 0 | 0 | 0 | 0 | 0 | 0 | 0 | 466 | - | 0 | 0 | - | 0 | 0 | - | 0 | 0 | - | 466 | - | 0 | 0 | - | 0 | 0 | - | 0 | 0 | -
467 | 0 | 0 | 0 | 0 | 0 | 0 | 0 | 0 | 0 | 0 | 467 | 0 | 0 | 0 | 0 | 0 | 0 | 0 | 0 | 0 | 0 | 467 | - | 0 | 0 | - | 0 | 0 | - | 500 | 500 | - | 467 | - | 0 | 0 | - | 0 | 0 | - | 0 | 0 | -
468 | 0 | 0 | 0 | 0 | 0 | 0 | 0 | 0 | 0 | 0 | 468 | 0 | 0 | 0 | 0 | 0 | 0 | 0 | 0 | 0 | 0 | 468 | - | 0 | 0 | - | 0 | 0 | - | 0 | 0 | - | 468 | - | 0 | 0 | - | 0 | 0 | - | 0 | 0 | -
469 | 0 | 0 | 0 | 0 | 0 | 0 | 0 | 0 | 0 | 0 | 469 | 0 | 0 | 0 | 0 | 0 | 0 | 0 | 0 | 0 | 0 | 469 | - | 0 | 0 | - | 0 | 0 | - | 0 | 0 | - | 469 | - | 0 | 0 | - | 0 | 0 | - | 0 | 0 | -
470 | 0 | 0 | 0 | 0 | 0 | 0 | 0 | 0 | 0 | 0 | 470 | 0 | 0 | 0 | 0 | 0 | 0 | 0 | 0 | 0 | 0 | 470 | - | 0 | 0 | - | 0 | 0 | - | 0 | 0 | - | 470 | - | 0 | 0 | - | 0 | 0 | - | 405 | 177.7316 | -
471 | 0 | 0 | 0 | 0 | 0 | 0 | 0 | 0 | 0 | 0 | 471 | 0 | 0 | 0 | 0 | 0 | 0 | 0 | 0 | 0 | 0 | 471 | - | 0 | 0 | - | 0 | 0 | - | 0 | 0 | - | 471 | - | 0 | 0 | - | 0 | 0 | - | 0 | 92.3766 | -
472 | 0 | 0 | 0 | 0 | 0 | 0 | 0 | 0 | 0 | 0 | 472 | 0 | 0 | 0 | 0 | 0 | 0 | 0 | 0 | 0 | 0 | 472 | - | 0 | 0 | - | 0 | 0 | - | 0 | 0 | - | 472 | - | 0 | 0 | - | 0 | 0 | - | 0 | 0 | -
473 | 0 | 0 | 0 | 0 | 0 | 0 | 0 | 0 | 0 | 0 | 473 | 0 | 0 | 0 | 0 | 0 | 0 | 0 | 0 | 0 | 0 | 473 | - | 0 | 0 | - | 0 | 0 | - | 0 | 0 | - | 473 | - | 0 | 0 | - | 0 | 0 | - | 0 | 0 | -
474 | 0 | 0 | 0 | 0 | 0 | 0 | 0 | 0 | 0 | 0 | 474 | 0 | 0 | 0 | 0 | 0 | 0 | 0 | 0 | 0 | 0 | 474 | - | 0 | 0 | - | 0 | 0 | - | 0 | 0 | - | 474 | - | 0 | 0 | - | 0 | 0 | - | 0 | 134.8918 | -
475 | 0 | 0 | 0 | 0 | 0 | 0 | 0 | 0 | 0 | 0 | 475 | 0 | 0 | 0 | 0 | 0 | 0 | 0 | 0 | 0 | 0 | 475 | - | 0 | 0 | - | 0 | 0 | - | 0 | 0 | - | 475 | - | 0 | 0 | - | 0 | 0 | - | 0 | 0 | -
476 | 0 | 0 | 0 | 0 | 0 | 0 | 0 | 0 | 0 | 0 | 476 | 0 | 0 | 0 | 0 | 0 | 0 | 0 | 0 | 0 | 0 | 476 | - | 0 | 0 | - | 0 | 0 | - | 0 | 0 | - | 476 | - | 0 | 0 | - | 0 | 0 | - | 0 | 0 | -
477 | 0 | 0 | 0 | 0 | 0 | 0 | 0 | 0 | 0 | 0 | 477 | 0 | 0 | 0 | 0 | 0 | 0 | 0 | 0 | 0 | 0 | 477 | - | 0 | 0 | - | 0 | 0 | - | 0 | 0 | - | 477 | - | 0 | 0 | - | 0 | 0 | - | 0 | 0 | -
478 | 0 | 0 | 0 | 0 | 0 | 0 | 0 | 0 | 0 | 0 | 478 | 0 | 0 | 0 | 0 | 0 | 0 | 0 | 0 | 0 | 0 | 478 | - | 0 | 0 | - | 0 | 0 | - | 0 | 0 | - | 478 | - | 0 | 0 | - | 0 | 0 | - | 0 | 0 | -
479 | 0 | 0 | 0 | 0 | 0 | 0 | 0 | 0 | 0 | 0 | 479 | 0 | 0 | 0 | 0 | 0 | 0 | 0 | 0 | 0 | 0 | 479 | - | 73.0221 | 500 | - | 0 | 0 | - | 0 | 0 | - | 479 | - | 0 | 0 | - | 0 | 0 | - | 0 | 0 | -
480 | 0 | 0 | 0 | 0 | 0 | 0 | 0 | 0 | 0 | 0 | 480 | 0 | 0 | 0 | 0 | 0 | 0 | 0 | 0 | 0 | 0 | 480 | - | 500 | 500 | - | 0 | 0 | - | 0 | 0 | - | 480 | - | 0 | 0 | - | 0 | 0 | - | 0 | 0 | -
481 | 319.0907 | 0 | 0 | 0 | 0 | 0 | 0 | 0 | 0 | 319.0907 | 481 | 0 | 0 | 0 | 0 | 0 | 0 | 0 | 0 | 0 | 319.0907 | 481 | - | 500 | 500 | - | 500 | 500 | - | 0 | 0 | - | 481 | - | 0 | 0 | - | 0 | 0 | - | 0 | 0 | -
482 | 293.8801 | 0 | 0 | 412.1403 | 0 | 0 | 0 | 0 | 0 | 293.8801 | 482 | 0 | 0 | 0 | 0 | 0 | 0 | 0 | 0 | 0 | 293.8801 | 482 | - | 500 | 500 | - | 412.1403 | 412.1403 | - | 0 | 0 | - | 482 | - | 0 | 0 | - | 0 | 0 | - | 0 | 0 | -
483 | 178.3362 | 0 | 0 | 227.4315 | 0 | 0 | 0 | 0 | 0 | 178.3362 | 483 | 0 | 0 | 0 | 0 | 0 | 0 | 0 | 0 | 0 | 178.3362 | 483 | - | 51.9991 | 500 | - | 227.4315 | 227.4315 | - | 500 | 0 | - | 483 | - | 0 | 0 | - | 0 | 0 | - | 0 | 0 | -
484 | 0 | 0 | 0 | 0 | 0 | 0 | 0 | 813.4892 | 0 | 0 | 484 | 0 | 0 | 0 | 0 | 0 | 0 | 0 | 0 | 0 | 0 | 484 | - | 500 | 166.4141 | - | 0 | 0 | - | 152.5438 | 0 | - | 484 | - | 0 | 0 | - | 0 | 0 | - | 0 | 0 | -
485 | 0 | 0 | 0 | 0 | 0 | 0 | 0 | 0 | 0 | 0 | 485 | 0 | 0 | 0 | 0 | 0 | 0 | 0 | 0 | 0 | 0 | 485 | - | 380.9469 | 160.9469 | - | 0 | 0 | - | 0 | 0 | - | 485 | - | 0 | 0 | - | 0 | 0 | - | 0 | 0 | -
486 | 0 | 0 | 0 | 0 | 0 | 0 | 0 | 0 | 0 | 0 | 486 | 0 | 0 | 0 | 0 | 0 | 0 | 0 | 0 | 0 | 0 | 486 | - | 0 | 0 | - | 0 | 0 | - | 0 | 0 | - | 486 | - | 0 | 0 | - | 0 | 0 | - | 0 | 0 | -
487 | 0 | 0 | 0 | 0 | 0 | 0 | 0 | 0 | 0 | 0 | 487 | 459.9252 | 0 | 0 | 115.7136 | 0 | 0 | 0 | 0 | 0 | 0 | 487 | - | 0 | 0 | - | 0 | 0 | - | 100.4038 | 0 | - | 487 | - | 500 | 500 | - | 291.7892 | 290.0123 | - | 0 | 0 | -
488 | 0 | 0 | 0 | 0 | 0 | 0 | 0 | 0 | 0 | 0 | 488 | 212.6858 | 0 | 0 | 427.9225 | 0 | 0 | 0 | 0 | 0 | 0 | 488 | - | 0 | 0 | - | 0 | 0 | - | 0 | 211.8331 | - | 488 | - | 500 | 500 | - | 500 | 500 | - | 0 | 0 | -
489 | 0 | 0 | 0 | 0 | 0 | 0 | 0 | 0 | 0 | 0 | 489 | 0 | 0 | 0 | 0 | 0 | 0 | 0 | 0 | 0 | 0 | 489 | - | 0 | 0 | - | 0 | 0 | - | 357.567 | 357.567 | - | 489 | - | 0 | 0 | - | 131.264 | 133.0409 | - | 0 | 0 | -
490 | 0 | 0 | 0 | 0 | 0 | 0 | 0 | 0 | 0 | 0 | 490 | 0 | 0 | 0 | 0 | 0 | 0 | 0 | 0 | 0 | 0 | 490 | - | 312.328 | 312.328 | - | 0 | 0 | - | 222.8187 | 222.8187 | - | 490 | - | 0 | 0 | - | 0 | 0 | - | 0 | 0 | -
491 | 0 | 0 | 0 | 0 | 0 | 0 | 0 | 0 | 0 | 0 | 491 | 0 | 0 | 0 | 0 | 0 | 0 | 0 | 0 | 0 | 0 | 491 | - | 249.6052 | 0 | - | 0 | 0 | - | 500 | 500 | - | 491 | - | 0 | 0 | - | 0 | 0 | - | 0 | 0 | -
492 | 0 | 0 | 0 | 0 | 0 | 0 | 0 | 0 | 0 | 0 | 492 | 0 | 0 | 0 | 0 | 0 | 0 | 0 | 0 | 0 | 0 | 492 | - | 0 | 0 | - | 0 | 0 | - | 500 | 0 | - | 492 | - | 0 | 0 | - | 0 | 0 | - | 0 | 0 | -
493 | 0 | 0 | 0 | 0 | 0 | 0 | 0 | 0 | 0 | 0 | 493 | 0 | 0 | 0 | 0 | 0 | 0 | 0 | 0 | 0 | 0 | 493 | - | 0 | 0 | - | 0 | 0 | - | 500 | 500 | - | 493 | - | 0 | 0 | - | 0 | 0 | - | 0 | 0 | -
494 | 0 | 0 | 0 | 0 | 0 | 0 | 0 | 0 | 0 | 0 | 494 | 0 | 0 | 0 | 0 | 0 | 0 | 0 | 0 | 0 | 0 | 494 | - | 0 | 0 | - | 103.2213 | 0 | - | 0 | 0 | - | 494 | - | 0 | 0 | - | 0 | 0 | - | 0 | 0 | -
495 | 0 | 0 | 0 | 0 | 0 | 0 | 0 | 0 | 0 | 0 | 495 | 0 | 0 | 0 | 0 | 0 | 0 | 0 | 0 | 0 | 0 | 495 | - | 0 | 0 | - | 263.3725 | 500 | - | 0 | 0 | - | 495 | - | 0 | 0 | - | 0 | 0 | - | 0 | 0 | -
496 | 0 | 0 | 0 | 0 | 0 | 0 | 0 | 0 | 0 | 0 | 496 | 0 | 0 | 0 | 0 | 0 | 0 | 0 | 0 | 0 | 0 | 496 | - | 0 | 0 | - | 0 | 0 | - | 0 | 0 | - | 496 | - | 0 | 0 | - | 0 | 0 | - | 0 | 0 | -
497 | 0 | 0 | 0 | 0 | 0 | 189.6243 | 0 | 0 | 0 | 0 | 497 | 0 | 0 | 0 | 0 | 0 | 0 | 0 | 0 | 0 | 0 | 497 | - | 0 | 0 | - | 500 | 500 | - | 0 | 500 | - | 497 | - | 0 | 0 | - | 0 | 0 | - | 0 | 0 | -
498 | 0 | 0 | 0 | 0 | 0 | 0 | 0 | 0 | 189.6243 | 0 | 498 | 0 | 0 | 0 | 0 | 0 | 0 | 0 | 0 | 0 | 0 | 498 | - | 0 | 0 | - | 500 | 500 | - | 0 | 500 | - | 498 | - | 0 | 0 | - | 0 | 0 | - | 0 | 0 | -
499 | 0 | 0 | 0 | 0 | 800.0647 | 0 | 1220.2338 | 0 | 0 | 0 | 499 | 0 | 0 | 0 | 0 | 0 | 0 | 0 | 0 | 0 | 0 | 499 | - | 0 | 0 | - | 0 | 0 | - | 0 | 0 | - | 499 | - | 0 | 0 | - | 0 | 0 | - | 0 | 0 | -
500 | 0 | 0 | 0 | 0 | 13.4245 | 0 | 0 | 0 | 0 | 0 | 500 | 0 | 0 | 0 | 0 | 0 | 0 | 0 | 0 | 0 | 0 | 500 | - | 0 | 0 | - | 500 | 0 | - | 0 | 41.1145 | - | 500 | - | 0 | 0 | - | 0 | 0 | - | 0 | 0 | -
501 | 0 | 0 | 0 | 0 | 0 | 0 | 0 | 0 | 0 | 0 | 501 | 0 | 0 | 0 | 0 | 0 | 0 | 0 | 0 | 0 | 0 | 501 | - | 0 | 0 | - | 466.7395 | 500 | - | 0 | 0 | - | 501 | - | 0 | 0 | - | 0 | 0 | - | 0 | 0 | -
502 | 5.2079 | 0 | 0 | 0 | 0 | 0 | 0 | 0 | 0 | 5.2079 | 502 | 0 | 0 | 0 | 0 | 0 | 0 | 0 | 0 | 0 | 5.2079 | 502 | - | 500 | 428.2122 | - | 500 | 500 | - | 0 | 0 | - | 502 | - | 0 | 0 | - | 0 | 0 | - | 0 | 0 | -
503 | 0 | 0 | 0 | 1220.2338 | 0 | 0 | 0 | 0 | 0 | 0 | 503 | 0 | 0 | 0 | 0 | 0 | 0 | 0 | 0 | 0 | 0 | 503 | - | 500 | 500 | - | 500 | 500 | - | 0 | 0 | - | 503 | - | 0 | 0 | - | 0 | 0 | - | 0 | 0 | -
504 | 1215.0259 | 813.4892 | 189.6243 | 0 | 0 | 0 | 0 | 0 | 0 | 1215.0259 | 504 | 0 | 0 | 0 | 0 | 0 | 0 | 0 | 0 | 0 | 1215.0259 | 504 | - | 500 | 500 | - | 0 | 333.3333 | - | 500 | 500 | - | 504 | - | 0 | 0 | - | 0 | 0 | - | 0 | 0 | -
505 | 15.0762 | 0 | 15.0762 | 343.2783 | 0 | 0 | 0 | 0 | 0 | 15.0762 | 505 | 0 | 0 | 0 | 0 | 0 | 0 | 0 | 0 | 0 | 15.0762 | 505 | - | 0 | 0 | - | 0 | 500 | - | 0 | 0 | - | 505 | - | 0 | 0 | - | 0 | 0 | - | 0 | 0 | -
506 | 0 | 0 | 0 | 876.9555 | 0 | 0 | 0 | 0 | 0 | 0 | 506 | 0 | 0 | 0 | 0 | 0 | 0 | 0 | 0 | 0 | 0 | 506 | - | 0 | 0 | - | 500 | 0 | - | 0 | 0 | - | 506 | - | 0 | 0 | - | 0 | 0 | - | 0 | 0 | -
507 | 0 | 0 | 0 | 0 | 0 | 189.6243 | 0 | 0 | 0 | 0 | 507 | 0 | 0 | 0 | 0 | 0 | 0 | 0 | 0 | 0 | 0 | 507 | - | 0 | 0 | - | 0 | 0 | - | 0 | 0 | - | 507 | - | 0 | 0 | - | 0 | 0 | - | 0 | 0 | -
508 | 460.5587 | 0 | 0 | 0 | 0 | 0 | 0 | 813.4892 | 0 | 460.5587 | 508 | 0 | 0 | 0 | 0 | 0 | 0 | 0 | 0 | 0 | 460.5587 | 508 | - | 0 | 0 | - | 0 | 0 | - | 0 | 0 | - | 508 | - | 0 | 0 | - | 0 | 0 | - | 0 | 0 | -
509 | 0 | 0 | 0 | 0 | 0 | 0 | 0 | 0 | 0 | 0 | 509 | 0 | 0 | 0 | 0 | 0 | 0 | 0 | 0 | 0 | 0 | 509 | - | 0 | 0 | - | 0 | 0 | - | 0 | 0 | - | 509 | - | 0 | 0 | - | 0 | 0 | - | 0 | 0 | -
510 | 0 | 0 | 0 | 0 | 0 | 0 | 0 | 0 | 0 | 0 | 510 | 0 | 46.5495 | 22.9961 | 0 | 0 | 0 | 0 | 0 | 0 | 0 | 510 | - | 0 | 0 | - | 0 | 0 | - | 0 | 0 | - | 510 | - | 500 | 500 | - | 0 | 0 | - | 0 | 0 | -
511 | 0 | 0 | 0 | 0 | 0 | 0 | 0 | 0 | 0 | 0 | 511 | 650.9994 | 150.9994 | 150.9994 | 0 | 0 | 0 | 0 | 0 | 0 | 0 | 511 | - | 0 | 0 | - | 0 | 0 | - | 0 | 0 | - | 511 | - | 500 | 500 | - | 0 | 0 | - | 0 | 0 | -
512 | 0 | 0 | 0 | 0 | 0 | 0 | 0 | 0 | 0 | 0 | 512 | 480.9949 | 0 | 0 | 0 | 0 | 0 | 0 | 0 | 0 | 0 | 512 | - | 0 | 0 | - | 0 | 0 | - | 0 | 0 | - | 512 | - | 480.9949 | 480.9949 | - | 0 | 0 | - | 0 | 0 | -
513 | 0 | 0 | 0 | 0 | 0 | 0 | 0 | 0 | 0 | 0 | 513 | 309.4941 | 0 | 0 | 0 | 0 | 0 | 0 | 0 | 0 | 0 | 513 | - | 0 | 0 | - | 0 | 0 | - | 0 | 0 | - | 513 | - | 309.4941 | 309.4941 | - | 0 | 0 | - | 0 | 0 | -
514 | 0 | 0 | 0 | 0 | 0 | 0 | 0 | 0 | 0 | 0 | 514 | 0 | 0 | 0 | 0 | 0 | 0 | 0 | 0 | 0 | 0 | 514 | - | 0 | 0 | - | 0 | 0 | - | 0 | 500 | - | 514 | - | 0 | 0 | - | 0 | 0 | - | 0 | 0 | -
515 | 0 | 0 | 0 | 0 | 0 | 0 | 0 | 0 | 0 | 0 | 515 | 0 | 0 | 0 | 0 | 0 | 0 | 0 | 0 | 0 | 0 | 515 | - | 0 | 0 | - | 0 | 0 | - | 0 | 0 | - | 515 | - | 0 | 0 | - | 0 | 0 | - | 0 | 0 | -
516 | 0 | 0 | 0 | 0 | 0 | 0 | 0 | 0 | 0 | 0 | 516 | 0 | 0 | 0 | 0 | 0 | 0 | 0 | 0 | 0 | 0 | 516 | - | 0 | 0 | - | 0 | 0 | - | 0 | 333.3333 | - | 516 | - | 0 | 0 | - | 0 | 0 | - | 0 | 0 | -
517 | 0 | 0 | 0 | 0 | 0 | 0 | 0 | 0 | 0 | 0 | 517 | 0 | 0 | 0 | 0 | 0 | 0 | 0 | 0 | 0 | 0 | 517 | - | 0 | 0 | - | 0 | 0 | - | 0 | 0 | - | 517 | - | 0 | 0 | - | 0 | 0 | - | 0 | 0 | -
518 | 0 | 0 | 0 | 0 | 0 | 0 | 0 | 0 | 0 | 0 | 518 | 0 | 0 | 0 | 0 | 0 | 0 | 0 | 0 | 0 | 0 | 518 | - | 0 | 0 | - | 0 | 0 | - | 0 | 500 | - | 518 | - | 0 | 0 | - | 0 | 0 | - | 0 | 0 | -
519 | 0 | 0 | 0 | 0 | 813.4892 | 0 | 0 | 0 | 0 | 0 | 519 | 0 | 0 | 0 | 0 | 0 | 0 | 0 | 0 | 0 | 0 | 519 | - | 0 | 0 | - | 0 | 500 | - | 500 | 0 | - | 519 | - | 0 | 0 | - | 0 | 0 | - | 0 | 0 | -
520 | 0 | 0 | 0 | 0 | 0 | 0 | 0 | 0 | 0 | 0 | 520 | 0 | 0 | 0 | 0 | 0 | 0 | 0 | 0 | 0 | 0 | 520 | - | 0 | 0 | - | 500 | 0 | - | 0 | 0 | - | 520 | - | 0 | 0 | - | 0 | 0 | - | 0 | 0 | -
521 | 0 | 0 | 0 | 0 | 0 | 0 | 0 | 0 | 0 | 0 | 521 | 0 | 0 | 0 | 0 | 0 | 0 | 0 | 0 | 0 | 0 | 521 | - | 0 | 0 | - | 500 | 0 | - | 0 | 0 | - | 521 | - | 0 | 0 | - | 0 | 0 | - | 0 | 0 | -
522 | 0 | 0 | 0 | 0 | 0 | 0 | 0 | 0 | 0 | 0 | 522 | 0 | 0 | 0 | 0 | 0 | 0 | 0 | 0 | 0 | 0 | 522 | - | 499.1426 | 133.9462 | - | 0 | 0 | - | 500 | 500 | - | 522 | - | 0 | 0 | - | 0 | 0 | - | 0 | 0 | -
523 | 0 | 65.7045 | 0 | 0 | 0 | 0 | 0 | 0 | 0 | 0 | 523 | 0 | 0 | 0 | 0 | 0 | 0 | 0 | 0 | 0 | 0 | 523 | - | 500 | 500 | - | 0 | 0 | - | 500 | 0 | - | 523 | - | 0 | 0 | - | 0 | 0 | - | 0 | 0 | -
524 | 0 | 81.9714 | 81.9714 | 0 | 0 | 0 | 0 | 0 | 0 | 0 | 524 | 0 | 0 | 0 | 0 | 0 | 0 | 0 | 0 | 0 | 0 | 524 | - | 500 | 500 | - | 500 | 500 | - | 500 | 0 | - | 524 | - | 0 | 0 | - | 0 | 0 | - | 0 | 0 | -
525 | 0 | 56.7355 | 0 | 0 | 0 | 0 | 0 | 0 | 0 | 0 | 525 | 0 | 0 | 0 | 0 | 0 | 0 | 0 | 0 | 0 | 0 | 525 | - | 500 | 320.9854 | - | 0 | 0 | - | 0 | 500 | - | 525 | - | 0 | 0 | - | 0 | 0 | - | 0 | 0 | -
526 | 0 | 0 | 0 | 0 | 0 | 0 | 0 | 0 | 0 | 0 | 526 | 0 | 0 | 0 | 0 | 0 | 0 | 0 | 0 | 0 | 0 | 526 | - | 326.9728 | 326.9728 | - | 0 | 385.693 | - | 500 | 0 | - | 526 | - | 0 | 0 | - | 0 | 0 | - | 0 | 0 | -
527 | 84.8374 | 0 | 0 | 0 | 0 | 0 | 0 | 0 | 0 | 84.8374 | 527 | 0 | 0 | 0 | 0 | 0 | 0 | 0 | 0 | 0 | 84.8374 | 527 | - | 84.8374 | 84.8374 | - | 0 | 0 | - | 0 | 500 | - | 527 | - | 0 | 0 | - | 0 | 0 | - | 0 | 0 | -
528 | 167.402 | 0 | 0 | 0 | 0 | 0 | 0 | 0 | 0 | 167.402 | 528 | 0 | 0 | 0 | 0 | 0 | 0 | 0 | 0 | 0 | 167.402 | 528 | - | 167.402 | 167.402 | - | 234.138 | 234.138 | - | 0 | 0 | - | 528 | - | 0 | 0 | - | 0 | 0 | - | 0 | 0 | -
529 | 310.7781 | 0 | 0 | 0 | 0 | 0 | 0 | 0 | 0 | 310.7781 | 529 | 0 | 0 | 0 | 0 | 0 | 0 | 0 | 0 | 0 | 310.7781 | 529 | - | 310.7781 | 310.7781 | - | 0 | 425.9466 | - | 0 | 0 | - | 529 | - | 0 | 0 | - | 0 | 0 | - | 0 | 0 | -
530 | 368.9125 | 0 | 0 | 0 | 0 | 0 | 0 | 0 | 0 | 368.9125 | 530 | 0 | 0 | 0 | 0 | 0 | 0 | 0 | 0 | 0 | 368.9125 | 530 | - | 368.9125 | 368.9125 | - | 0 | 500 | - | 0 | 0 | - | 530 | - | 0 | 0 | - | 0 | 0 | - | 0 | 0 | -
531 | 529.9239 | 29.9239 | 29.9239 | 0 | 0 | 0 | 0 | 0 | 0 | 529.9239 | 531 | 0 | 0 | 0 | 0 | 0 | 0 | 0 | 0 | 0 | 529.9239 | 531 | - | 500 | 500 | - | 0 | 0 | - | 500 | 500 | - | 531 | - | 0 | 0 | - | 0 | 0 | - | 0 | 0 | -
532 | 562.5176 | 62.5176 | 62.5176 | 0 | 0 | 0 | 1220.2338 | 0 | 0 | 562.5176 | 532 | 0 | 0 | 0 | 0 | 0 | 0 | 0 | 0 | 0 | 562.5176 | 532 | - | 500 | 500 | - | 0 | 287.5558 | - | 333.3333 | 0 | - | 532 | - | 0 | 0 | - | 0 | 0 | - | 0 | 0 | -
533 | 0 | 82.2418 | 204.8357 | 0 | 0 | 0 | 0 | 0 | 0 | 0 | 533 | 0 | 0 | 0 | 0 | 0 | 0 | 0 | 0 | 0 | 0 | 533 | - | 500 | 377.406 | - | 0 | 0 | - | 0 | 0 | - | 533 | - | 0 | 0 | - | 0 | 0 | - | 0 | 0 | -
534 | 164.8085 | 0 | 0 | 0 | 0 | 0 | 0 | 0 | 0 | 164.8085 | 534 | 0 | 0 | 0 | 0 | 0 | 0 | 0 | 0 | 0 | 164.8085 | 534 | - | 393.3366 | 393.3366 | - | 0 | 0 | - | 0 | 0 | - | 534 | - | 0 | 0 | - | 0 | 0 | - | 0 | 0 | -
535 | 229.2791 | 287.4521 | 0 | 0 | 0 | 0 | 0 | 0 | 0 | 229.2791 | 535 | 0 | 0 | 0 | 0 | 0 | 0 | 0 | 0 | 0 | 229.2791 | 535 | - | 0 | 287.4521 | - | 500 | 0 | - | 0 | 0 | - | 535 | - | 0 | 0 | - | 0 | 0 | - | 0 | 0 | -
536 | 0 | 301.4013 | 0 | 0 | 0 | 0 | 0 | 0 | 189.6243 | 0 | 536 | 0 | 0 | 0 | 0 | 0 | 0 | 0 | 0 | 0 | 0 | 536 | - | 0 | 301.4013 | - | 500 | 0 | - | 0 | 0 | - | 536 | - | 0 | 0 | - | 0 | 0 | - | 0 | 0 | -
537 | 0 | 0 | 0 | 0 | 0 | 0 | 0 | 0 | 0 | 0 | 537 | 0 | 0 | 0 | 0 | 0 | 0 | 0 | 0 | 0 | 0 | 537 | - | 242.3447 | 242.3447 | - | 99.1953 | 0 | - | 0 | 0 | - | 537 | - | 0 | 0 | - | 0 | 0 | - | 0 | 0 | -
538 | 0 | 77.9515 | 0 | 0 | 0 | 0 | 0 | 0 | 0 | 0 | 538 | 0 | 0 | 0 | 0 | 0 | 0 | 0 | 0 | 0 | 0 | 538 | - | 128.0785 | 206.03 | - | 0 | 0 | - | 0 | 0 | - | 538 | - | 0 | 0 | - | 0 | 0 | - | 0 | 0 | -
539 | 22.0084 | 0 | 0 | 0 | 0 | 0 | 0 | 0 | 0 | 22.0084 | 539 | 0 | 0 | 0 | 0 | 0 | 0 | 0 | 0 | 0 | 22.0084 | 539 | - | 22.0084 | 22.0084 | - | 0 | 0 | - | 0 | 0 | - | 539 | - | 0 | 0 | - | 0 | 0 | - | 0 | 0 | -
540 | 0 | 0 | 0 | 0 | 0 | 0 | 0 | 0 | 0 | 0 | 540 | 0 | 0 | 0 | 0 | 0 | 0 | 0 | 0 | 0 | 0 | 540 | - | 0 | 0 | - | 0 | 0 | - | 0 | 0 | - | 540 | - | 0 | 0 | - | 0 | 0 | - | 0 | 0 | -
541 | 0 | 0 | 0 | 0 | 0 | 0 | 0 | 0 | 0 | 0 | 541 | 0 | 0 | 0 | 0 | 0 | 0 | 0 | 0 | 0 | 0 | 541 | - | 0 | 0 | - | 0 | 0 | - | 0 | 0 | - | 541 | - | 0 | 0 | - | 0 | 0 | - | 0 | 0 | -
542 | 0 | 0 | 0 | 0 | 0 | 0 | 0 | 0 | 0 | 0 | 542 | 0 | 0 | 0 | 0 | 0 | 0 | 0 | 0 | 0 | 0 | 542 | - | 0 | 0 | - | 0 | 0 | - | 0 | 0 | - | 542 | - | 0 | 0 | - | 0 | 0 | - | 0 | 0 | -
543 | 0 | 0 | 0 | 0 | 0 | 0 | 0 | 0 | 0 | 0 | 543 | 0 | 0 | 0 | 0 | 0 | 0 | 0 | 0 | 0 | 0 | 543 | - | 0 | 0 | - | 0 | 0 | - | 0 | 0 | - | 543 | - | 0 | 0 | - | 0 | 0 | - | 0 | 0 | -
544 | 0 | 0 | 0 | 0 | 0 | 0 | 0 | 0 | 0 | 0 | 544 | 0 | 0 | 0 | 0 | 0 | 0 | 0 | 0 | 0 | 0 | 544 | - | 0 | 0 | - | 0 | 0 | - | 0 | 0 | - | 544 | - | 0 | 0 | - | 0 | 0 | - | 0 | 0 | -
545 | 0 | 0 | 0 | 0 | 0 | 0 | 0 | 0 | 0 | 0 | 545 | 0 | 0 | 0 | 0 | 0 | 0 | 0 | 0 | 0 | 0 | 545 | - | 0 | 0 | - | 0 | 0 | - | 0 | 0 | - | 545 | - | 64.8563 | 64.8563 | - | 0 | 0 | - | 0 | 0 | -
546 | 0 | 0 | 0 | 0 | 0 | 0 | 0 | 0 | 0 | 0 | 546 | 0 | 0 | 0 | 0 | 0 | 0 | 0 | 0 | 0 | 0 | 546 | - | 0 | 0 | - | 0 | 0 | - | 0 | 0 | - | 546 | - | 0 | 0 | - | 0 | 0 | - | 0 | 0 | -
547 | 0 | 0 | 0 | 0 | 0 | 0 | 0 | 0 | 0 | 0 | 547 | 0 | 0 | 0 | 0 | 0 | 0 | 0 | 0 | 0 | 0 | 547 | - | 0 | 0 | - | 0 | 0 | - | 0 | 0 | - | 547 | - | 0 | 0 | - | 0 | 0 | - | 0 | 0 | -
548 | 0 | 0 | 0 | 0 | 0 | 0 | 0 | 0 | 0 | 0 | 548 | 0 | 0 | 0 | 0 | 0 | 0 | 0 | 0 | 0 | 0 | 548 | - | 0 | 0 | - | 0 | 0 | - | 0 | 0 | - | 548 | - | 0 | 0 | - | 0 | 0 | - | 0 | 0 | -
549 | 0 | 0 | 0 | 0 | 0 | 0 | 0 | 0 | 0 | 0 | 549 | 0 | 0 | 0 | 0 | 0 | 0 | 0 | 0 | 0 | 0 | 549 | - | 0 | 0 | - | 0 | 0 | - | 0 | 0 | - | 549 | - | 0 | 0 | - | 0 | 0 | - | 0 | 0 | -
550 | 0 | 0 | 0 | 0 | 0 | 0 | 0 | 0 | 0 | 0 | 550 | 0 | 0 | 0 | 0 | 0 | 0 | 0 | 0 | 0 | 0 | 550 | - | 0 | 0 | - | 0 | 0 | - | 0 | 0 | - | 550 | - | 0 | 0 | - | 0 | 0 | - | 0 | 0 | -
551 | 0 | 0 | 0 | 0 | 0 | 0 | 0 | 0 | 0 | 0 | 551 | 0 | 0 | 0 | 0 | 0 | 0 | 0 | 0 | 0 | 0 | 551 | - | 0 | 0 | - | 0 | 0 | - | 0 | 0 | - | 551 | - | 0 | 0 | - | 0 | 0 | - | 0 | 0 | -
552 | 0 | 0 | 0 | 0 | 0 | 0 | 0 | 0 | 0 | 0 | 552 | 0 | 0 | 0 | 0 | 0 | 0 | 0 | 0 | 0 | 0 | 552 | - | 0 | 0 | - | 0 | 0 | - | 0 | 0 | - | 552 | - | 0 | 0 | - | 0 | 0 | - | 0 | 0 | -
553 | 0 | 0 | 0 | 0 | 0 | 0 | 0 | 0 | 0 | 0 | 553 | 0 | 0 | 0 | 0 | 0 | 0 | 0 | 0 | 0 | 0 | 553 | - | 80.0695 | 0 | - | 0 | 0 | - | 0 | 0 | - | 553 | - | 0 | 0 | - | 0 | 0 | - | 0 | 0 | -
554 | 0 | 0 | 0 | 0 | 0 | 0 | 0 | 0 | 0 | 0 | 554 | 0 | 0 | 0 | 0 | 0 | 0 | 0 | 0 | 0 | 0 | 554 | - | 0 | 0 | - | 0 | 0 | - | 0 | 0 | - | 554 | - | 0 | 0 | - | 0 | 0 | - | 0 | 0 | -
555 | 0 | 0 | 0 | 0 | 0 | 0 | 0 | 0 | 0 | 0 | 555 | 0 | 0 | 0 | 0 | 0 | 0 | 0 | 0 | 0 | 0 | 555 | - | 0 | 80.0695 | - | 0 | 0 | - | 0 | 0 | - | 555 | - | 0 | 0 | - | 0 | 0 | - | 0 | 0 | -
556 | 0 | 0 | 0 | 0 | 0 | 0 | 0 | 0 | 0 | 0 | 556 | 0 | 0 | 0 | 0 | 0 | 0 | 0 | 0 | 0 | 0 | 556 | - | 0 | 0 | - | 0 | 0 | - | 0 | 0 | - | 556 | - | 0 | 0 | - | 0 | 0 | - | 0 | 0 | -
557 | 0 | 0 | 0 | 0 | 0 | 0 | 0 | 0 | 0 | 0 | 557 | 0 | 0 | 0 | 0 | 0 | 0 | 0 | 0 | 0 | 0 | 557 | - | 0 | 0 | - | 0 | 0 | - | 0 | 0 | - | 557 | - | 0 | 0 | - | 0 | 0 | - | 0 | 0 | -
558 | 0 | 0 | 0 | 0 | 0 | 0 | 0 | 0 | 0 | 0 | 558 | 0 | 0 | 0 | 0 | 0 | 0 | 0 | 0 | 0 | 0 | 558 | - | 0 | 0 | - | 0 | 0 | - | 0 | 0 | - | 558 | - | 0 | 0 | - | 0 | 0 | - | 0 | 0 | -
559 | 0 | 0 | 0 | 0 | 0 | 0 | 0 | 0 | 0 | 0 | 559 | 0 | 0 | 0 | 0 | 0 | 0 | 0 | 0 | 0 | 0 | 559 | - | 0 | 0 | - | 0 | 0 | - | 0 | 0 | - | 559 | - | 0 | 0 | - | 0 | 0 | - | 0 | 0 | -
560 | 0 | 0 | 0 | 0 | 0 | 0 | 0 | 0 | 0 | 0 | 560 | 0 | 0 | 0 | 0 | 0 | 0 | 0 | 0 | 0 | 0 | 560 | - | 0 | 0 | - | 0 | 0 | - | 0 | 0 | - | 560 | - | 0 | 0 | - | 0 | 0 | - | 0 | 0 | -
561 | 0 | 0 | 0 | 0 | 0 | 0 | 0 | 0 | 0 | 0 | 561 | 0 | 0 | 0 | 0 | 0 | 0 | 0 | 0 | 0 | 0 | 561 | - | 0 | 0 | - | 0 | 0 | - | 0 | 0 | - | 561 | - | 0 | 0 | - | 0 | 0 | - | 0 | 0 | -
562 | 0 | 0 | 0 | 0 | 0 | 0 | 0 | 0 | 0 | 0 | 562 | 0 | 0 | 0 | 0 | 0 | 0 | 0 | 0 | 0 | 0 | 562 | - | 0 | 0 | - | 0 | 0 | - | 0 | 0 | - | 562 | - | 0 | 0 | - | 0 | 0 | - | 0 | 0 | -
563 | 0 | 0 | 0 | 0 | 0 | 0 | 0 | 0 | 0 | 0 | 563 | 0 | 0 | 0 | 0 | 0 | 0 | 0 | 0 | 0 | 0 | 563 | - | 0 | 0 | - | 0 | 0 | - | 0 | 0 | - | 563 | - | 0 | 0 | - | 0 | 0 | - | 0 | 0 | -
564 | 0 | 0 | 0 | 0 | 0 | 0 | 0 | 0 | 0 | 0 | 564 | 0 | 0 | 0 | 0 | 0 | 0 | 0 | 0 | 0 | 0 | 564 | - | 0 | 0 | - | 0 | 0 | - | 0 | 0 | - | 564 | - | 0 | 0 | - | 400 | 400 | - | 0 | 0 | -
565 | 0 | 0 | 0 | 0 | 0 | 0 | 0 | 0 | 0 | 0 | 565 | 0 | 0 | 0 | 0 | 0 | 0 | 0 | 0 | 0 | 0 | 565 | - | 0 | 0 | - | 0 | 0 | - | 0 | 0 | - | 565 | - | 0 | 0 | - | 500 | 500 | - | 400 | 500 | -
566 | 0 | 0 | 0 | 0 | 0 | 0 | 0 | 0 | 0 | 0 | 566 | 0 | 0 | 0 | 0 | 0 | 0 | 0 | 0 | 0 | 0 | 566 | - | 0 | 0 | - | 0 | 0 | - | 0 | 0 | - | 566 | - | 0 | 0 | - | 500 | 500 | - | 500 | 500 | -
567 | 0 | 0 | 0 | 0 | 0 | 0 | 0 | 0 | 0 | 0 | 567 | 0 | 0 | 0 | 0 | 0 | 0 | 0 | 0 | 0 | 0 | 567 | - | 0 | 0 | - | 0 | 0 | - | 0 | 0 | - | 567 | - | 0 | 0 | - | 500 | 500 | - | 500 | 500 | -
568 | 0 | 0 | 0 | 0 | 0 | 0 | 0 | 0 | 0 | 0 | 568 | 22.4282 | 0 | 0 | 0 | 0 | 0 | 388.9908 | 183.284 | 79.3817 | 0 | 568 | - | 0 | 0 | - | 0 | 0 | - | 0 | 0 | - | 568 | - | 500 | 500 | - | 500 | 500 | - | 500 | 500 | -
569 | 0 | 0 | 0 | 0 | 0 | 0 | 0 | 0 | 0 | 0 | 569 | 435.8346 | 68.3297 | 2.2761 | 631.9363 | 282.5095 | 89.2614 | 363.8795 | 0 | 0 | 0 | 569 | - | 0 | 0 | - | 0 | 0 | - | 0 | 0 | - | 569 | - | 500 | 500 | - | 500 | 500 | - | 500 | 500 | -
570 | 0 | 0 | 0 | 0 | 0 | 0 | 0 | 0 | 0 | 0 | 570 | 1216.2875 | 875.1816 | 86.9853 | 1132.3958 | 1000 | 233.1 | 1035.9793 | 1000 | 233.1 | 0 | 570 | - | 0 | 0 | - | 0 | 0 | - | 0 | 0 | - | 570 | - | 500 | 500 | - | 500 | 500 | - | 500 | 500 | -
571 | 0 | 0 | 0 | 0 | 0 | 0 | 0 | 0 | 0 | 0 | 571 | 399.8472 | 323.119 | 233.1 | 310.0655 | 100.4222 | 0 | 285.5479 | 199.6477 | 9.8797 | 0 | 571 | - | 0 | 0 | - | 0 | 0 | - | 0 | 0 | - | 571 | - | 500 | 500 | - | 500 | 500 | - | 500 | 500 | -
572 | 0 | 0 | 0 | 0 | 0 | 0 | 0 | 0 | 0 | 0 | 572 | 0 | 0 | 0 | 0 | 0 | 0 | 0 | 0 | 0 | 0 | 572 | - | 0 | 0 | - | 0 | 0 | - | 0 | 0 | - | 572 | - | 500 | 500 | - | 500 | 500 | - | 500 | 500 | -
573 | 0 | 0 | 0 | 0 | 0 | 0 | 0 | 0 | 0 | 0 | 573 | 0 | 0 | 0 | 0 | 0 | 0 | 0 | 0 | 0 | 0 | 573 | - | 0 | 0 | - | 0 | 0 | - | 0 | 0 | - | 573 | - | 0 | 0 | - | 500 | 500 | - | 500 | 500 | -
574 | 0 | 0 | 0 | 0 | 0 | 0 | 0 | 0 | 0 | 0 | 574 | 0 | 0 | 0 | 0 | 0 | 0 | 0 | 0 | 0 | 0 | 574 | - | 0 | 0 | - | 0 | 0 | - | 0 | 0 | - | 574 | - | 0 | 0 | - | 500 | 500 | - | 500 | 500 | -
575 | 0 | 0 | 0 | 0 | 0 | 0 | 0 | 0 | 0 | 0 | 575 | 0 | 0 | 0 | 0 | 0 | 0 | 0 | 0 | 0 | 0 | 575 | - | 0 | 0 | - | 0 | 0 | - | 0 | 0 | - | 575 | - | 0 | 0 | - | 0 | 0 | - | 500 | 400 | -
576 | 0 | 0 | 0 | 0 | 0 | 0 | 0 | 0 | 0 | 0 | 576 | 0 | 0 | 0 | 0 | 0 | 0 | 0 | 0 | 0 | 0 | 576 | - | 0 | 0 | - | 0 | 0 | - | 0 | 0 | - | 576 | - | 0 | 0 | - | 0 | 0 | - | 0 | 0 | -
577 | 0 | 0 | 0 | 0 | 0 | 0 | 0 | 0 | 0 | 0 | 577 | 0 | 0 | 0 | 0 | 0 | 0 | 0 | 0 | 0 | 0 | 577 | - | 0 | 0 | - | 0 | 0 | - | 0 | 0 | - | 577 | - | 0 | 0 | - | 0 | 0 | - | 0 | 0 | -
578 | 0 | 0 | 0 | 0 | 0 | 0 | 0 | 0 | 0 | 0 | 578 | 0 | 0 | 0 | 0 | 0 | 0 | 0 | 0 | 0 | 0 | 578 | - | 0 | 0 | - | 0 | 0 | - | 0 | 0 | - | 578 | - | 0 | 0 | - | 0 | 0 | - | 0 | 0 | -
579 | 0 | 0 | 0 | 0 | 0 | 0 | 0 | 0 | 0 | 0 | 579 | 0 | 0 | 0 | 0 | 0 | 0 | 0 | 0 | 0 | 0 | 579 | - | 0 | 0 | - | 0 | 0 | - | 0 | 0 | - | 579 | - | 0 | 0 | - | 0 | 0 | - | 0 | 0 | -
580 | 0 | 0 | 0 | 0 | 235.0718 | 0 | 0 | 0 | 0 | 0 | 580 | 0 | 0 | 0 | 0 | 0 | 0 | 0 | 0 | 0 | 0 | 580 | - | 0 | 0 | - | 500 | 422.4422 | - | 0 | 0 | - | 580 | - | 0 | 0 | - | 0 | 0 | - | 0 | 0 | -
581 | 0 | 0 | 0 | 253.1922 | 291.3769 | 11.3542 | 0 | 0 | 0 | 0 | 581 | 0 | 0 | 0 | 0 | 0 | 0 | 0 | 0 | 0 | 0 | 581 | - | 0 | 0 | - | 500 | 500 | - | 0 | 500 | - | 581 | - | 0 | 0 | - | 0 | 0 | - | 0 | 0 | -
582 | 0 | 0 | 0 | 0 | 97.3334 | 15.0031 | 0 | 0 | 0 | 0 | 582 | 0 | 0 | 0 | 0 | 0 | 0 | 0 | 0 | 0 | 0 | 582 | - | 0 | 0 | - | 500 | 500 | - | 500 | 0 | - | 582 | - | 0 | 0 | - | 0 | 0 | - | 0 | 0 | -
583 | 0 | 0 | 0 | 0 | 0 | 0 | 0 | 0 | 0 | 0 | 583 | 0 | 0 | 0 | 0 | 0 | 0 | 0 | 0 | 0 | 0 | 583 | - | 0 | 0 | - | 439.5911 | 170.8031 | - | 500 | 75.0558 | - | 583 | - | 0 | 0 | - | 0 | 0 | - | 0 | 0 | -
584 | 0 | 0 | 0 | 0 | 730.6342 | 0 | 0 | 0 | 0 | 0 | 584 | 0 | 0 | 0 | 0 | 0 | 0 | 0 | 0 | 0 | 0 | 584 | - | 0 | 0 | - | 0 | 456.4015 | - | 500 | 500 | - | 584 | - | 0 | 0 | - | 0 | 0 | - | 0 | 0 | -
585 | 0 | 0 | 0 | 0 | 0 | 0 | 0 | 0 | 0 | 0 | 585 | 0 | 0 | 0 | 0 | 0 | 0 | 0 | 0 | 0 | 0 | 585 | - | 0 | 123.6664 | - | 500 | 500 | - | 500 | 500 | - | 585 | - | 0 | 0 | - | 0 | 0 | - | 0 | 0 | -
586 | 209.7958 | 0 | 0 | 0 | 0 | 228.8045 | 0 | 2.6648 | 0 | 209.7958 | 586 | 0 | 0 | 0 | 0 | 0 | 0 | 0 | 0 | 0 | 209.7958 | 586 | - | 0 | 68.7982 | - | 258.5311 | 0 | - | 500 | 500 | - | 586 | - | 0 | 0 | - | 0 | 0 | - | 0 | 0 | -
587 | 382.8802 | 0 | 0 | 59.9058 | 24.1372 | 24.1372 | 292.4776 | 357.3047 | 0 | 382.8802 | 587 | 0 | 0 | 0 | 0 | 0 | 0 | 0 | 0 | 0 | 382.8802 | 587 | - | 0 | 0 | - | 500 | 500 | - | 500 | 500 | - | 587 | - | 0 | 0 | - | 0 | 0 | - | 0 | 0 | -
588 | 425.4433 | 425.4433 | 0 | 556.0122 | 56.0122 | 56.0122 | 917.0628 | 456.7757 | 146.1487 | 425.4433 | 588 | 0 | 0 | 0 | 0 | 0 | 0 | 0 | 0 | 0 | 425.4433 | 588 | - | 0 | 0 | - | 500 | 500 | - | 500 | 500 | - | 588 | - | 0 | 0 | - | 0 | 0 | - | 0 | 0 | -
589 | 386.9978 | 0 | 0 | 520.8843 | 20.8843 | 20.8843 | 587.7106 | 423.1213 | 233.1 | 386.9978 | 589 | 0 | 0 | 0 | 0 | 0 | 0 | 0 | 0 | 0 | 386.9978 | 589 | - | 0 | 0 | - | 500 | 500 | - | 500 | 500 | - | 589 | - | 0 | 0 | - | 0 | 0 | - | 0 | 0 | -
590 | 0 | 251.2208 | 0 | 454.5484 | 0 | 0 | 643.2166 | 387.1119 | 0 | 0 | 590 | 0 | 0 | 0 | 0 | 0 | 0 | 0 | 0 | 0 | 0 | 590 | - | 78.9201 | 0 | - | 475.7261 | 475.7261 | - | 500 | 500 | - | 590 | - | 0 | 0 | - | 0 | 0 | - | 0 | 0 | -
591 | 0 | 0 | 0 | 0 | 148.4753 | 0 | 0 | 0 | 0 | 0 | 591 | 0 | 0 | 0 | 0 | 0 | 0 | 0 | 0 | 0 | 0 | 591 | - | 113.5445 | 0 | - | 290.4224 | 438.8977 | - | 500 | 500 | - | 591 | - | 0 | 0 | - | 0 | 0 | - | 0 | 0 | -
592 | 0 | 0 | 0 | 323.5153 | 10.1105 | 10.1105 | 0 | 0 | 0 | 0 | 592 | 0 | 0 | 0 | 0 | 0 | 0 | 0 | 0 | 0 | 0 | 592 | - | 0 | 0 | - | 500 | 500 | - | 412.9617 | 500 | - | 592 | - | 0 | 0 | - | 0 | 0 | - | 0 | 0 | -
593 | 0 | 0 | 189.6243 | 0 | 12.9426 | 12.9426 | 0 | 0 | 0 | 0 | 593 | 0 | 0 | 0 | 0 | 0 | 0 | 0 | 0 | 0 | 0 | 593 | - | 0 | 0 | - | 500 | 500 | - | 500 | 500 | - | 593 | - | 0 | 0 | - | 0 | 0 | - | 0 | 0 | -
594 | 0 | 0 | 0 | 0 | 0 | 0 | 0 | 0 | 0 | 0 | 594 | 0 | 0 | 0 | 0 | 0 | 0 | 0 | 0 | 0 | 0 | 594 | - | 0 | 0 | - | 429.9866 | 429.9866 | - | 162.0941 | 500 | - | 594 | - | 0 | 0 | - | 0 | 0 | - | 0 | 0 | -
595 | 0 | 0 | 0 | 272.4093 | 0 | 0 | 0 | 0 | 0 | 0 | 595 | 0 | 0 | 0 | 0 | 0 | 0 | 0 | 0 | 0 | 0 | 595 | - | 0 | 0 | - | 272.4093 | 272.4093 | - | 500 | 500 | - | 595 | - | 0 | 0 | - | 0 | 0 | - | 0 | 0 | -
596 | 0 | 0 | 0 | 0 | 0 | 0 | 0 | 0 | 0 | 0 | 596 | 0 | 0 | 0 | 0 | 0 | 0 | 0 | 0 | 0 | 0 | 596 | - | 0 | 0 | - | 0 | 0 | - | 91.6109 | 91.6109 | - | 596 | - | 0 | 0 | - | 0 | 0 | - | 0 | 0 | -
597 | 0 | 0 | 0 | 0 | 0 | 0 | 0 | 0 | 0 | 0 | 597 | 0 | 0 | 0 | 73.045 | 0 | 0 | 0 | 0 | 0 | 0 | 597 | - | 0 | 0 | - | 0 | 0 | - | 0 | 0 | - | 597 | - | 0 | 0 | - | 73.045 | 73.045 | - | 0 | 0 | -
598 | 0 | 0 | 0 | 0 | 0 | 0 | 0 | 0 | 0 | 0 | 598 | 0 | 0 | 0 | 0 | 0 | 0 | 138.7994 | 0 | 0 | 0 | 598 | - | 0 | 0 | - | 0 | 0 | - | 0 | 0 | - | 598 | - | 0 | 0 | - | 231.5368 | 231.5368 | - | 138.7994 | 138.7994 | -
599 | 0 | 0 | 0 | 0 | 0 | 0 | 0 | 0 | 0 | 0 | 599 | 0 | 0 | 0 | 0 | 0 | 0 | 547.5258 | 47.5258 | 47.5258 | 0 | 599 | - | 0 | 0 | - | 0 | 0 | - | 0 | 0 | - | 599 | - | 0 | 0 | - | 0 | 0 | - | 500 | 500 | -
600 | 0 | 0 | 0 | 0 | 0 | 0 | 0 | 0 | 0 | 0 | 600 | 0 | 0 | 0 | 0 | 0 | 0 | 777.9882 | 277.9882 | 233.1 | 0 | 600 | - | 0 | 0 | - | 0 | 0 | - | 0 | 0 | - | 600 | - | 0 | 0 | - | 0 | 0 | - | 500 | 500 | -
601 | 0 | 0 | 0 | 0 | 0 | 0 | 0 | 0 | 0 | 0 | 601 | 0 | 0 | 0 | 0 | 0 | 0 | 22.4969 | 297.4486 | 41.7356 | 0 | 601 | - | 0 | 0 | - | 0 | 0 | - | 0 | 0 | - | 601 | - | 0 | 0 | - | 0 | 0 | - | 500 | 500 | -
602 | 0 | 0 | 0 | 0 | 0 | 0 | 0 | 0 | 0 | 0 | 602 | 0 | 0 | 0 | 0 | 0 | 0 | 0 | 65.8044 | 0 | 0 | 602 | - | 0 | 0 | - | 0 | 0 | - | 0 | 0 | - | 602 | - | 0 | 0 | - | 0 | 0 | - | 500 | 500 | -
603 | 0 | 0 | 0 | 0 | 0 | 0 | 0 | 0 | 0 | 0 | 603 | 0 | 0 | 0 | 0 | 0 | 0 | 0 | 0 | 0 | 0 | 603 | - | 0 | 0 | - | 0 | 0 | - | 0 | 0 | - | 603 | - | 0 | 0 | - | 0 | 0 | - | 139.442 | 139.442 | -
604 | 0 | 0 | 0 | 0 | 0 | 0 | 94.5971 | 0 | 94.5971 | 0 | 604 | 0 | 0 | 0 | 0 | 0 | 0 | 0 | 0 | 0 | 0 | 604 | - | 0 | 0 | - | 0 | 0 | - | 94.5971 | 0 | - | 604 | - | 0 | 0 | - | 0 | 0 | - | 0 | 0 | -
605 | 0 | 0 | 0 | 0 | 0 | 0 | 0 | 0 | 0 | 0 | 605 | 0 | 0 | 0 | 0 | 0 | 0 | 0 | 0 | 0 | 0 | 605 | - | 0 | 0 | - | 0 | 0 | - | 0 | 0 | - | 605 | - | 0 | 0 | - | 0 | 0 | - | 139.0848 | 139.0848 | -
606 | 0 | 0 | 0 | 0 | 0 | 0 | 0 | 0 | 0 | 0 | 606 | 0 | 0 | 0 | 0 | 0 | 0 | 415.1109 | 0 | 0 | 0 | 606 | - | 0 | 0 | - | 0 | 0 | - | 0 | 0 | - | 606 | - | 0 | 0 | - | 0 | 0 | - | 415.1109 | 415.1109 | -
607 | 0 | 0 | 0 | 0 | 0 | 0 | 0 | 0 | 0 | 0 | 607 | 0 | 0 | 0 | 834.3694 | 565.8416 | 233.1 | 252.8839 | 0 | 0 | 0 | 607 | - | 0 | 0 | - | 0 | 0 | - | 0 | 0 | - | 607 | - | 0 | 0 | - | 500 | 500 | - | 500 | 500 | -
608 | 0 | 0 | 0 | 0 | 0 | 0 | 0 | 0 | 0 | 0 | 608 | 0 | 0 | 0 | 526.6912 | 154.2362 | 23.1029 | 0 | 0 | 0 | 0 | 608 | - | 0 | 0 | - | 0 | 0 | - | 0 | 0 | - | 608 | - | 0 | 0 | - | 500 | 500 | - | 227.9255 | 227.9255 | -
609 | 0 | 0 | 0 | 0 | 0 | 0 | 0 | 0 | 0 | 0 | 609 | 0 | 0 | 0 | 443.7789 | 21.2995 | 0 | 0 | 0 | 0 | 0 | 609 | - | 0 | 0 | - | 0 | 0 | - | 0 | 0 | - | 609 | - | 0 | 0 | - | 500 | 500 | - | 67.3809 | 48.9418 | -
610 | 0 | 0 | 0 | 0 | 0 | 0 | 0 | 0 | 0 | 0 | 610 | 0 | 0 | 0 | 196.513 | 641.5544 | 66.1585 | 0 | 0 | 0 | 0 | 610 | - | 0 | 0 | - | 0 | 0 | - | 0 | 0 | - | 610 | - | 0 | 0 | - | 500 | 500 | - | 500 | 500 | -
611 | 0 | 0 | 0 | 0 | 0 | 0 | 0 | 0 | 0 | 0 | 611 | 0 | 0 | 0 | 0 | 0 | 0 | 0 | 621.7774 | 80.4075 | 0 | 611 | - | 0 | 0 | - | 0 | 0 | - | 0 | 0 | - | 611 | - | 0 | 0 | - | 500 | 500 | - | 500 | 500 | -
612 | 0 | 0 | 0 | 0 | 0 | 0 | 0 | 0 | 0 | 0 | 612 | 0 | 0 | 0 | 0 | 0 | 0 | 0 | 72.3874 | 0 | 0 | 612 | - | 0 | 0 | - | 0 | 0 | - | 0 | 0 | - | 612 | - | 0 | 0 | - | 0 | 0 | - | 500 | 500 | -
613 | 0 | 0 | 0 | 0 | 0 | 0 | 0 | 0 | 0 | 0 | 613 | 0 | 0 | 0 | 0 | 0 | 0 | 0 | 0 | 0 | 0 | 613 | - | 0 | 0 | - | 0 | 0 | - | 0 | 0 | - | 613 | - | 0 | 0 | - | 0 | 0 | - | 317.8781 | 290.6956 | -
614 | 0 | 0 | 0 | 0 | 0 | 0 | 0 | 0 | 0 | 0 | 614 | 0 | 0 | 0 | 0 | 0 | 0 | 0 | 0 | 0 | 0 | 614 | - | 0 | 0 | - | 0 | 0 | - | 0 | 0 | - | 614 | - | 0 | 0 | - | 0 | 0 | - | 31.0021 | 0 | -
615 | 0 | 0 | 0 | 0 | 0 | 0 | 0 | 0 | 0 | 0 | 615 | 0 | 0 | 0 | 0 | 0 | 0 | 0 | 0 | 0 | 0 | 615 | - | 0 | 0 | - | 0 | 0 | - | 0 | 0 | - | 615 | - | 0 | 0 | - | 390.6103 | 390.6103 | - | 0 | 0 | -
616 | 0 | 0 | 0 | 0 | 0 | 0 | 0 | 0 | 0 | 0 | 616 | 0 | 0 | 0 | 0 | 0 | 0 | 0 | 0 | 0 | 0 | 616 | - | 0 | 0 | - | 0 | 0 | - | 0 | 0 | - | 616 | - | 0 | 0 | - | 170.8269 | 170.8269 | - | 0 | 0 | -
617 | 0 | 0 | 0 | 0 | 0 | 0 | 0 | 0 | 0 | 0 | 617 | 0 | 0 | 0 | 0 | 0 | 0 | 0 | 0 | 0 | 0 | 617 | - | 0 | 0 | - | 0 | 0 | - | 0 | 0 | - | 617 | - | 0 | 0 | - | 0 | 0 | - | 0 | 0 | -
618 | 0 | 0 | 0 | 0 | 0 | 0 | 0 | 0 | 0 | 0 | 618 | 0 | 0 | 0 | 0 | 0 | 0 | 0 | 0 | 0 | 0 | 618 | - | 0 | 0 | - | 0 | 0 | - | 0 | 0 | - | 618 | - | 0 | 0 | - | 0 | 0 | - | 0 | 0 | -
619 | 0 | 0 | 0 | 0 | 0 | 0 | 0 | 0 | 0 | 0 | 619 | 0 | 0 | 0 | 0 | 0 | 0 | 0 | 0 | 0 | 0 | 619 | - | 0 | 0 | - | 0 | 0 | - | 0 | 0 | - | 619 | - | 0 | 0 | - | 0 | 0 | - | 0 | 0 | -
620 | 0 | 0 | 0 | 0 | 0 | 0 | 0 | 0 | 0 | 0 | 620 | 0 | 0 | 0 | 0 | 0 | 0 | 0 | 0 | 0 | 0 | 620 | - | 0 | 0 | - | 0 | 0 | - | 0 | 0 | - | 620 | - | 0 | 0 | - | 0 | 0 | - | 0 | 0 | -
621 | 0 | 0 | 0 | 0 | 0 | 0 | 0 | 0 | 0 | 0 | 621 | 0 | 0 | 0 | 0 | 0 | 0 | 0 | 0 | 0 | 0 | 621 | - | 0 | 0 | - | 0 | 0 | - | 0 | 0 | - | 621 | - | 0 | 0 | - | 0 | 0 | - | 0 | 0 | -
622 | 0 | 0 | 0 | 0 | 0 | 0 | 0 | 0 | 0 | 0 | 622 | 0 | 0 | 0 | 0 | 0 | 0 | 0 | 0 | 0 | 0 | 622 | - | 0 | 0 | - | 448.859 | 448.859 | - | 500 | 500 | - | 622 | - | 0 | 0 | - | 0 | 0 | - | 0 | 0 | -
623 | 0 | 0 | 0 | 0 | 0 | 0 | 0 | 0 | 0 | 0 | 623 | 0 | 0 | 0 | 0 | 0 | 0 | 0 | 0 | 0 | 0 | 623 | - | 0 | 0 | - | 500 | 500 | - | 500 | 500 | - | 623 | - | 0 | 0 | - | 0 | 0 | - | 0 | 0 | -
624 | 0 | 0 | 0 | 888.6232 | 435.2333 | 233.1 | 313.2909 | 75.4094 | 0 | 0 | 624 | 0 | 0 | 0 | 0 | 0 | 0 | 0 | 0 | 0 | 0 | 624 | - | 0 | 0 | - | 500 | 500 | - | 500 | 500 | - | 624 | - | 0 | 0 | - | 0 | 0 | - | 0 | 0 | -
625 | 0 | 0 | 0 | 0 | 77.6164 | 0 | 233.3053 | 0 | 0 | 0 | 625 | 0 | 0 | 0 | 0 | 0 | 0 | 0 | 0 | 0 | 0 | 625 | - | 0 | 0 | - | 500 | 500 | - | 500 | 500 | - | 625 | - | 0 | 0 | - | 0 | 0 | - | 0 | 0 | -
626 | 0 | 0 | 0 | 502.4338 | 57.5938 | 0 | 2.4457 | 0 | 0 | 0 | 626 | 0 | 0 | 0 | 0 | 0 | 0 | 0 | 0 | 0 | 0 | 626 | - | 0 | 0 | - | 500 | 500 | - | 500 | 500 | - | 626 | - | 0 | 0 | - | 0 | 0 | - | 0 | 0 | -
627 | 0 | 0 | 0 | 717.2729 | 454.7764 | 0 | 868.8074 | 677.8769 | 146.1487 | 0 | 627 | 0 | 0 | 0 | 0 | 0 | 0 | 0 | 0 | 0 | 0 | 627 | - | 0 | 0 | - | 500 | 500 | - | 500 | 500 | - | 627 | - | 0 | 0 | - | 0 | 0 | - | 0 | 0 | -
628 | 0 | 0 | 0 | 332.1377 | 601.7585 | 146.1487 | 1022.6183 | 873.6922 | 233.1 | 0 | 628 | 0 | 0 | 0 | 0 | 0 | 0 | 0 | 0 | 0 | 0 | 628 | - | 0 | 0 | - | 500 | 500 | - | 500 | 500 | - | 628 | - | 0 | 0 | - | 0 | 0 | - | 0 | 0 | -
629 | 0 | 0 | 0 | 0 | 0 | 0 | 0 | 0 | 0 | 0 | 629 | 0 | 0 | 0 | 0 | 0 | 0 | 0 | 0 | 0 | 0 | 629 | - | 0 | 0 | - | 500 | 500 | - | 500 | 500 | - | 629 | - | 0 | 0 | - | 0 | 0 | - | 0 | 0 | -
630 | 0 | 0 | 0 | 0 | 0 | 0 | 0 | 0 | 0 | 0 | 630 | 0 | 0 | 0 | 0 | 0 | 0 | 0 | 0 | 0 | 0 | 630 | - | 0 | 0 | - | 206.7199 | 206.7199 | - | 500 | 500 | - | 630 | - | 0 | 0 | - | 0 | 0 | - | 0 | 0 | -
631 | 0 | 0 | 0 | 0 | 0 | 0 | 0 | 0 | 0 | 0 | 631 | 0 | 0 | 0 | 0 | 0 | 0 | 0 | 0 | 0 | 0 | 631 | - | 0 | 0 | - | 0 | 0 | - | 500 | 0 | - | 631 | - | 0 | 0 | - | 0 | 0 | - | 0 | 0 | -
632 | 0 | 0 | 0 | 0 | 0 | 0 | 0 | 0 | 0 | 0 | 632 | 0 | 0 | 0 | 0 | 0 | 0 | 0 | 0 | 0 | 0 | 632 | - | 0 | 0 | - | 0 | 0 | - | 94.1089 | 0 | - | 632 | - | 0 | 0 | - | 0 | 0 | - | 0 | 0 | -
633 | 0 | 0 | 0 | 0 | 0 | 0 | 0 | 0 | 0 | 0 | 633 | 0 | 0 | 0 | 0 | 0 | 0 | 0 | 0 | 0 | 0 | 633 | - | 0 | 0 | - | 0 | 0 | - | 0 | 0 | - | 633 | - | 0 | 0 | - | 0 | 0 | - | 0 | 0 | -
634 | 0 | 0 | 0 | 0 | 0 | 0 | 0 | 0 | 0 | 0 | 634 | 0 | 0 | 0 | 0 | 0 | 0 | 0 | 0 | 0 | 0 | 634 | - | 0 | 0 | - | 0 | 0 | - | 0 | 500 | - | 634 | - | 0 | 0 | - | 0 | 0 | - | 0 | 0 | -
635 | 0 | 0 | 0 | 0 | 0 | 0 | 0 | 0 | 0 | 0 | 635 | 0 | 0 | 0 | 0 | 0 | 0 | 0 | 0 | 0 | 0 | 635 | - | 0 | 0 | - | 0 | 0 | - | 500 | 500 | - | 635 | - | 0 | 0 | - | 0 | 0 | - | 0 | 0 | -
636 | 0 | 0 | 0 | 0 | 0 | 0 | 0 | 0 | 0 | 0 | 636 | 0 | 0 | 0 | 0 | 0 | 0 | 0 | 0 | 0 | 0 | 636 | - | 0 | 0 | - | 0 | 0 | - | 500 | 166.6667 | - | 636 | - | 0 | 0 | - | 0 | 0 | - | 0 | 0 | -
637 | 0 | 0 | 0 | 0 | 0 | 0 | 0 | 0 | 0 | 0 | 637 | 0 | 0 | 0 | 0 | 0 | 0 | 0 | 0 | 0 | 0 | 637 | - | 0 | 0 | - | 0 | 0 | - | 100.935 | 500 | - | 637 | - | 0 | 0 | - | 0 | 0 | - | 0 | 0 | -
638 | 0 | 0 | 0 | 0 | 0 | 0 | 0 | 0 | 0 | 0 | 638 | 0 | 0 | 0 | 0 | 0 | 0 | 0 | 0 | 0 | 0 | 638 | - | 0 | 0 | - | 0 | 0 | - | 174.0774 | 500 | - | 638 | - | 0 | 0 | - | 0 | 0 | - | 0 | 0 | -
639 | 0 | 0 | 0 | 0 | 0 | 0 | 0 | 0 | 0 | 0 | 639 | 0 | 0 | 0 | 0 | 0 | 0 | 0 | 0 | 0 | 0 | 639 | - | 0 | 0 | - | 0 | 0 | - | 297.5454 | 0 | - | 639 | - | 0 | 0 | - | 0 | 0 | - | 0 | 0 | -
640 | 0 | 0 | 0 | 0 | 0 | 0 | 0 | 0 | 0 | 0 | 640 | 0 | 0 | 0 | 0 | 0 | 0 | 0 | 0 | 0 | 0 | 640 | - | 0 | 0 | - | 0 | 0 | - | 0 | 0 | - | 640 | - | 0 | 0 | - | 0 | 0 | - | 0 | 0 | -
641 | 0 | 0 | 0 | 0 | 0 | 0 | 0 | 0 | 0 | 0 | 641 | 0 | 0 | 0 | 0 | 0 | 0 | 0 | 0 | 0 | 0 | 641 | - | 0 | 0 | - | 0 | 0 | - | 0 | 0 | - | 641 | - | 0 | 0 | - | 132.7903 | 0 | - | 0 | 0 | -
642 | 0 | 0 | 0 | 0 | 0 | 0 | 0 | 0 | 0 | 0 | 642 | 0 | 0 | 0 | 0 | 0 | 0 | 0 | 0 | 0 | 0 | 642 | - | 0 | 0 | - | 0 | 0 | - | 0 | 0 | - | 642 | - | 0 | 0 | - | 303.4413 | 194.1929 | - | 0 | 0 | -
643 | 0 | 0 | 0 | 0 | 0 | 0 | 0 | 0 | 0 | 0 | 643 | 0 | 0 | 0 | 451.4052 | 43.6007 | 0 | 0 | 0 | 0 | 0 | 643 | - | 0 | 0 | - | 0 | 0 | - | 0 | 0 | - | 643 | - | 0 | 0 | - | 500 | 500 | - | 265.0702 | 130.0702 | -
644 | 0 | 0 | 0 | 0 | 0 | 0 | 0 | 0 | 0 | 0 | 644 | 0 | 0 | 0 | 23.9115 | 323.948 | 161.1807 | 226.8462 | 0 | 0 | 0 | 644 | - | 0 | 0 | - | 0 | 0 | - | 0 | 0 | - | 644 | - | 0 | 0 | - | 500 | 500 | - | 500 | 500 | -
645 | 0 | 0 | 0 | 0 | 0 | 0 | 0 | 0 | 0 | 0 | 645 | 0 | 0 | 0 | 0 | 0 | 0 | 0 | 0 | 0 | 0 | 645 | - | 0 | 0 | - | 0 | 0 | - | 0 | 0 | - | 645 | - | 0 | 0 | - | 0 | 0 | - | 378.5643 | 378.5643 | -
646 | 0 | 0 | 0 | 0 | 0 | 0 | 0 | 0 | 0 | 0 | 646 | 0 | 0 | 0 | 0 | 0 | 0 | 0 | 0 | 0 | 0 | 646 | - | 0 | 0 | - | 0 | 0 | - | 0 | 0 | - | 646 | - | 0 | 0 | - | 0 | 0 | - | 0 | 0 | -
647 | 0 | 0 | 0 | 0 | 0 | 0 | 0 | 0 | 0 | 0 | 647 | 0 | 0 | 0 | 0 | 0 | 0 | 0 | 0 | 0 | 0 | 647 | - | 0 | 0 | - | 0 | 0 | - | 0 | 0 | - | 647 | - | 0 | 0 | - | 0 | 0 | - | 0 | 0 | -
648 | 0 | 0 | 0 | 0 | 0 | 0 | 0 | 0 | 0 | 0 | 648 | 0 | 0 | 0 | 0 | 0 | 0 | 0 | 0 | 0 | 0 | 648 | - | 0 | 0 | - | 0 | 0 | - | 0 | 0 | - | 648 | - | 0 | 0 | - | 0 | 0 | - | 0 | 0 | -
649 | 0 | 0 | 0 | 0 | 0 | 0 | 0 | 0 | 0 | 0 | 649 | 0 | 0 | 0 | 0 | 0 | 0 | 0 | 0 | 0 | 0 | 649 | - | 0 | 0 | - | 0 | 0 | - | 0 | 0 | - | 649 | - | 0 | 0 | - | 0 | 0 | - | 0 | 0 | -
650 | 0 | 0 | 0 | 0 | 0 | 0 | 0 | 0 | 0 | 0 | 650 | 0 | 0 | 0 | 0 | 0 | 0 | 0 | 0 | 0 | 0 | 650 | - | 0 | 0 | - | 0 | 0 | - | 0 | 0 | - | 650 | - | 0 | 0 | - | 0 | 0 | - | 0 | 0 | -
651 | 0 | 0 | 0 | 0 | 0 | 0 | 0 | 0 | 0 | 0 | 651 | 0 | 0 | 0 | 0 | 0 | 0 | 0 | 0 | 0 | 0 | 651 | - | 0 | 0 | - | 0 | 0 | - | 0 | 0 | - | 651 | - | 0 | 0 | - | 0 | 0 | - | 0 | 0 | -
652 | 0 | 0 | 0 | 0 | 0 | 0 | 0 | 0 | 0 | 0 | 652 | 0 | 0 | 0 | 0 | 0 | 0 | 0 | 0 | 0 | 0 | 652 | - | 0 | 0 | - | 0 | 0 | - | 0 | 0 | - | 652 | - | 0 | 0 | - | 0 | 0 | - | 0 | 0 | -
653 | 0 | 0 | 0 | 0 | 0 | 0 | 0 | 0 | 0 | 0 | 653 | 0 | 0 | 0 | 0 | 0 | 0 | 0 | 0 | 0 | 0 | 653 | - | 0 | 0 | - | 0 | 0 | - | 0 | 0 | - | 653 | - | 0 | 0 | - | 0 | 0 | - | 0 | 0 | -
654 | 0 | 0 | 0 | 0 | 0 | 0 | 0 | 0 | 0 | 0 | 654 | 0 | 0 | 0 | 112.9163 | 0 | 0 | 0 | 0 | 0 | 0 | 654 | - | 0 | 0 | - | 0 | 0 | - | 0 | 0 | - | 654 | - | 43.421 | 45.5875 | - | 112.9163 | 112.9163 | - | 0 | 0 | -
655 | 0 | 0 | 0 | 0 | 0 | 0 | 0 | 0 | 0 | 0 | 655 | 157.1508 | 0 | 0 | 448.9657 | 0 | 0 | 144.1849 | 628.9421 | 80.5849 | 0 | 655 | - | 0 | 0 | - | 0 | 0 | - | 0 | 0 | - | 655 | - | 312.4754 | 310.3088 | - | 455.2903 | 455.2903 | - | 500 | 500 | -
656 | 0 | 0 | 0 | 0 | 0 | 0 | 0 | 0 | 0 | 0 | 656 | 0 | 0 | 0 | 0 | 0 | 0 | 626.2325 | 62.5237 | 80.5957 | 0 | 656 | - | 0 | 0 | - | 0 | 0 | - | 0 | 0 | - | 656 | - | 0 | 0 | - | 0 | 0 | - | 500 | 500 | -
657 | 0 | 0 | 0 | 0 | 0 | 0 | 0 | 0 | 0 | 0 | 657 | 0 | 0 | 0 | 0 | 0 | 0 | 0 | 0 | 0 | 0 | 657 | - | 0 | 0 | - | 0 | 0 | - | 0 | 0 | - | 657 | - | 0 | 0 | - | 0 | 0 | - | 0 | 0 | -
658 | 0 | 0 | 0 | 0 | 0 | 0 | 0 | 0 | 0 | 0 | 658 | 0 | 0 | 0 | 0 | 0 | 0 | 0 | 0 | 0 | 0 | 658 | - | 0 | 0 | - | 0 | 0 | - | 0 | 0 | - | 658 | - | 0 | 0 | - | 0 | 0 | - | 0 | 0 | -
659 | 0 | 0 | 0 | 0 | 0 | 0 | 0 | 0 | 0 | 0 | 659 | 0 | 0 | 0 | 0 | 0 | 0 | 0 | 0 | 0 | 0 | 659 | - | 0 | 0 | - | 0 | 0 | - | 0 | 0 | - | 659 | - | 0 | 0 | - | 0 | 0 | - | 0 | 0 | -
660 | 0 | 0 | 0 | 0 | 0 | 0 | 0 | 0 | 0 | 0 | 660 | 0 | 0 | 0 | 0 | 0 | 0 | 0 | 0 | 0 | 0 | 660 | - | 0 | 0 | - | 0 | 0 | - | 0 | 0 | - | 660 | - | 0 | 0 | - | 0 | 0 | - | 0 | 0 | -
661 | 0 | 0 | 0 | 0 | 0 | 0 | 0 | 0 | 0 | 0 | 661 | 0 | 0 | 0 | 0 | 0 | 0 | 0 | 0 | 0 | 0 | 661 | - | 0 | 0 | - | 0 | 0 | - | 0 | 0 | - | 661 | - | 0 | 0 | - | 0 | 0 | - | 0 | 0 | -
662 | 0 | 0 | 0 | 0 | 0 | 0 | 0 | 0 | 0 | 0 | 662 | 0 | 0 | 0 | 0 | 0 | 0 | 0 | 0 | 0 | 0 | 662 | - | 0 | 0 | - | 0 | 0 | - | 0 | 0 | - | 662 | - | 0 | 0 | - | 0 | 0 | - | 0 | 0 | -
663 | 0 | 0 | 0 | 0 | 0 | 0 | 0 | 0 | 0 | 0 | 663 | 0 | 0 | 0 | 0 | 0 | 0 | 0 | 0 | 0 | 0 | 663 | - | 0 | 0 | - | 0 | 0 | - | 0 | 0 | - | 663 | - | 0 | 0 | - | 0 | 0 | - | 0 | 0 | -
664 | 0 | 0 | 0 | 0 | 0 | 0 | 0 | 0 | 0 | 0 | 664 | 0 | 0 | 0 | 0 | 0 | 0 | 0 | 0 | 0 | 0 | 664 | - | 0 | 0 | - | 0 | 0 | - | 0 | 0 | - | 664 | - | 0 | 0 | - | 0 | 0 | - | 0 | 0 | -
665 | 0 | 0 | 0 | 0 | 0 | 0 | 0 | 0 | 0 | 0 | 665 | 0 | 0 | 0 | 0 | 0 | 0 | 0 | 0 | 0 | 0 | 665 | - | 0 | 0 | - | 0 | 0 | - | 0 | 0 | - | 665 | - | 0 | 0 | - | 0 | 437.6005 | - | 0 | 0 | -
666 | 0 | 0 | 0 | 0 | 0 | 0 | 0 | 0 | 0 | 0 | 666 | 0 | 0 | 0 | 0 | 323.9172 | 0 | 0 | 0 | 0 | 0 | 666 | - | 0 | 0 | - | 0 | 0 | - | 0 | 0 | - | 666 | - | 0 | 0 | - | 500 | 500 | - | 0 | 0 | -
667 | 0 | 0 | 0 | 0 | 0 | 0 | 0 | 0 | 0 | 0 | 667 | 0 | 0 | 0 | 0 | 0 | 0 | 39.9351 | 0 | 0 | 0 | 667 | - | 0 | 0 | - | 0 | 0 | - | 0 | 0 | - | 667 | - | 0 | 0 | - | 195.5617 | 0 | - | 500 | 500 | -
668 | 0 | 0 | 0 | 0 | 0 | 0 | 0 | 0 | 0 | 0 | 668 | 0 | 0 | 0 | 0 | 0 | 0 | 0 | 0 | 0 | 0 | 668 | - | 0 | 0 | - | 0 | 0 | - | 0 | 0 | - | 668 | - | 0 | 0 | - | 0 | 0 | - | 56.3655 | 0 | -
669 | 0 | 0 | 0 | 0 | 0 | 0 | 0 | 0 | 0 | 0 | 669 | 0 | 0 | 0 | 0 | 0 | 0 | 0 | 0 | 0 | 0 | 669 | - | 0 | 0 | - | 0 | 0 | - | 0 | 0 | - | 669 | - | 0 | 0 | - | 0 | 0 | - | 0 | 191.3655 | -
670 | 0 | 0 | 0 | 0 | 0 | 0 | 0 | 0 | 0 | 0 | 670 | 0 | 0 | 0 | 0 | 0 | 0 | 0 | 0 | 0 | 0 | 670 | - | 0 | 0 | - | 0 | 0 | - | 0 | 0 | - | 670 | - | 0 | 0 | - | 0 | 0 | - | 0 | 0 | -
671 | 0 | 0 | 0 | 0 | 0 | 0 | 0 | 0 | 0 | 0 | 671 | 0 | 0 | 0 | 0 | 0 | 0 | 0 | 0 | 0 | 0 | 671 | - | 0 | 0 | - | 0 | 0 | - | 0 | 0 | - | 671 | - | 0 | 0 | - | 0 | 0 | - | 0 | 0 | -
672 | 0 | 0 | 0 | 0 | 0 | 0 | 0 | 0 | 0 | 0 | 672 | 0 | 0 | 0 | 0 | 0 | 0 | 0 | 0 | 0 | 0 | 672 | - | 0 | 0 | - | 0 | 0 | - | 0 | 0 | - | 672 | - | 0 | 0 | - | 0 | 0 | - | 0 | 0 | -
673 | 0 | 0 | 0 | 0 | 0 | 0 | 0 | 0 | 0 | 0 | 673 | 0 | 0 | 0 | 0 | 0 | 0 | 0 | 0 | 0 | 0 | 673 | - | 0 | 0 | - | 0 | 0 | - | 223.9159 | 223.9159 | - | 673 | - | 0 | 0 | - | 0 | 0 | - | 0 | 0 | -
674 | 0 | 0 | 0 | 0 | 0 | 0 | 437.9112 | 236.8143 | 0 | 0 | 674 | 0 | 0 | 0 | 0 | 0 | 0 | 0 | 0 | 0 | 0 | 674 | - | 0 | 0 | - | 0 | 0 | - | 500 | 500 | - | 674 | - | 0 | 0 | - | 0 | 0 | - | 0 | 0 | -
675 | 0 | 0 | 0 | 0 | 0 | 0 | 782.3226 | 576.6749 | 189.6243 | 0 | 675 | 0 | 0 | 0 | 0 | 0 | 0 | 0 | 0 | 0 | 0 | 675 | - | 0 | 0 | - | 0 | 0 | - | 500 | 500 | - | 675 | - | 0 | 0 | - | 0 | 0 | - | 0 | 0 | -
676 | 0 | 0 | 0 | 0 | 0 | 0 | 0 | 0 | 0 | 0 | 676 | 0 | 0 | 0 | 0 | 0 | 0 | 0 | 0 | 0 | 0 | 676 | - | 0 | 0 | - | 0 | 0 | - | 500 | 500 | - | 676 | - | 0 | 0 | - | 0 | 0 | - | 0 | 0 | -
677 | 0 | 0 | 0 | 0 | 0 | 0 | 0 | 0 | 0 | 0 | 677 | 0 | 0 | 0 | 0 | 0 | 0 | 0 | 0 | 0 | 0 | 677 | - | 0 | 0 | - | 0 | 0 | - | 0 | 0 | - | 677 | - | 0 | 0 | - | 0 | 0 | - | 0 | 0 | -
678 | 0 | 0 | 0 | 0 | 0 | 0 | 0 | 0 | 0 | 0 | 678 | 0 | 0 | 0 | 0 | 0 | 0 | 0 | 269.5703 | 0 | 0 | 678 | - | 0 | 0 | - | 0 | 0 | - | 0 | 0 | - | 678 | - | 0 | 0 | - | 0 | 0 | - | 500 | 500 | -
679 | 0 | 0 | 0 | 0 | 0 | 0 | 0 | 0 | 0 | 0 | 679 | 0 | 0 | 0 | 0 | 0 | 0 | 0 | 338.3626 | 0 | 0 | 679 | - | 0 | 0 | - | 0 | 0 | - | 0 | 0 | - | 679 | - | 0 | 0 | - | 0 | 0 | - | 500 | 500 | -
680 | 0 | 0 | 0 | 0 | 0 | 0 | 0 | 0 | 0 | 0 | 680 | 0 | 0 | 0 | 379.8068 | 0 | 0 | 126.1782 | 314.5693 | 89.2614 | 0 | 680 | - | 0 | 0 | - | 0 | 0 | - | 0 | 0 | - | 680 | - | 0 | 0 | - | 500 | 500 | - | 500 | 500 | -
681 | 0 | 0 | 0 | 0 | 0 | 0 | 0 | 0 | 0 | 0 | 681 | 0 | 0 | 0 | 0 | 691.4658 | 0 | 651.3487 | 275.826 | 233.1 | 0 | 681 | - | 0 | 0 | - | 0 | 0 | - | 0 | 0 | - | 681 | - | 0 | 0 | - | 40.1577 | 500 | - | 500 | 500 | -
682 | 0 | 0 | 0 | 0 | 0 | 0 | 0 | 0 | 0 | 0 | 682 | 0 | 0 | 0 | 0 | 0 | 0 | 0 | 144.1359 | 0 | 0 | 682 | - | 0 | 0 | - | 0 | 0 | - | 0 | 0 | - | 682 | - | 0 | 0 | - | 463.7352 | 500 | - | 500 | 500 | -
683 | 0 | 0 | 0 | 0 | 0 | 0 | 0 | 0 | 0 | 0 | 683 | 0 | 0 | 0 | 0 | 0 | 0 | 257.5814 | 0 | 0 | 0 | 683 | - | 0 | 0 | - | 0 | 0 | - | 0 | 0 | - | 683 | - | 0 | 0 | - | 470.3693 | 354.2331 | - | 467.3299 | 467.3299 | -
684 | 0 | 0 | 0 | 0 | 0 | 0 | 0 | 0 | 0 | 0 | 684 | 0 | 0 | 0 | 464.3732 | 0 | 161.1807 | 487.3432 | 40.4676 | 0 | 0 | 684 | - | 0 | 0 | - | 0 | 0 | - | 0 | 0 | - | 684 | - | 0 | 0 | - | 468.6331 | 0 | - | 500 | 500 | -
685 | 0 | 0 | 0 | 0 | 0 | 0 | 0 | 0 | 0 | 0 | 685 | 0 | 0 | 0 | 74.9297 | 0 | 0 | 370.0317 | 0 | 0 | 0 | 685 | - | 0 | 0 | - | 0 | 0 | - | 0 | 0 | - | 685 | - | 0 | 0 | - | 64.2965 | 125.7853 | - | 387.5934 | 387.5934 | -
686 | 0 | 0 | 0 | 0 | 0 | 0 | 0 | 0 | 0 | 0 | 686 | 0 | 0 | 0 | 118.0891 | 0 | 0 | 181.9143 | 0 | 0 | 0 | 686 | - | 0 | 0 | - | 0 | 0 | - | 0 | 0 | - | 686 | - | 0 | 0 | - | 0 | 27.1733 | - | 213.6491 | 213.6491 | -
687 | 0 | 0 | 0 | 0 | 0 | 0 | 0 | 0 | 0 | 0 | 687 | 0 | 0 | 0 | 0 | 0 | 0 | 0 | 0 | 0 | 0 | 687 | - | 0 | 0 | - | 0 | 0 | - | 0 | 0 | - | 687 | - | 0 | 0 | - | 0 | 0 | - | 26.9784 | 26.9784 | -
688 | 0 | 0 | 0 | 0 | 0 | 0 | 0 | 0 | 0 | 0 | 688 | 0 | 0 | 0 | 0 | 0 | 0 | 0 | 0 | 0 | 0 | 688 | - | 0 | 0 | - | 0 | 0 | - | 0 | 0 | - | 688 | - | 0 | 0 | - | 0 | 0 | - | 0.8211 | 0.8211 | -
689 | 0 | 0 | 0 | 0 | 0 | 0 | 0 | 0 | 0 | 0 | 689 | 0 | 0 | 0 | 0 | 0 | 0 | 0 | 0 | 0 | 0 | 689 | - | 0 | 0 | - | 0 | 0 | - | 0 | 0 | - | 689 | - | 0 | 0 | - | 0 | 0 | - | 0 | 0 | -
690 | 0 | 0 | 0 | 0 | 0 | 0 | 0 | 0 | 0 | 0 | 690 | 0 | 0 | 0 | 0 | 0 | 0 | 0 | 0 | 0 | 0 | 690 | - | 0 | 0 | - | 0 | 0 | - | 0 | 0 | - | 690 | - | 0 | 0 | - | 0 | 0 | - | 0 | 0 | -
691 | 0 | 0 | 0 | 0 | 0 | 0 | 0 | 0 | 0 | 0 | 691 | 0 | 0 | 0 | 0 | 0 | 0 | 0 | 0 | 0 | 0 | 691 | - | 0 | 0 | - | 0 | 0 | - | 0 | 0 | - | 691 | - | 0 | 0 | - | 0 | 0 | - | 0 | 0 | -
692 | 0 | 0 | 0 | 0 | 0 | 0 | 0 | 0 | 0 | 0 | 692 | 0 | 0 | 0 | 0 | 0 | 0 | 0 | 0 | 0 | 0 | 692 | - | 0 | 0 | - | 0 | 0 | - | 0 | 0 | - | 692 | - | 0 | 0 | - | 0 | 0 | - | 0 | 0 | -
693 | 0 | 0 | 0 | 0 | 0 | 0 | 0 | 0 | 0 | 0 | 693 | 0 | 0 | 0 | 0 | 0 | 0 | 0 | 0 | 0 | 0 | 693 | - | 0 | 0 | - | 0 | 0 | - | 0 | 0 | - | 693 | - | 0 | 0 | - | 0 | 0 | - | 0 | 0 | -
694 | 0 | 0 | 0 | 0 | 0 | 0 | 0 | 0 | 0 | 0 | 694 | 0 | 0 | 0 | 0 | 0 | 0 | 0 | 0 | 0 | 0 | 694 | - | 0 | 0 | - | 488.7084 | 488.7084 | - | 124.1173 | 124.1173 | - | 694 | - | 0 | 0 | - | 0 | 0 | - | 0 | 0 | -
695 | 0 | 0 | 0 | 0 | 0 | 0 | 45.5312 | 0 | 0 | 0 | 695 | 0 | 0 | 0 | 0 | 0 | 0 | 0 | 0 | 0 | 0 | 695 | - | 0 | 0 | - | 500 | 500 | - | 500 | 383.0696 | - | 695 | - | 0 | 0 | - | 0 | 0 | - | 0 | 0 | -
696 | 0 | 0 | 0 | 246.2333 | 186.2333 | 0 | 244.8763 | 0 | 0 | 0 | 696 | 0 | 0 | 0 | 0 | 0 | 0 | 0 | 0 | 0 | 0 | 696 | - | 0 | 0 | - | 500 | 500 | - | 500 | 303.2389 | - | 696 | - | 0 | 0 | - | 0 | 0 | - | 0 | 0 | -
697 | 0 | 0 | 0 | 634.208 | 354.208 | 104.208 | 337.749 | 0 | 0 | 0 | 697 | 0 | 0 | 0 | 0 | 0 | 0 | 0 | 0 | 0 | 0 | 697 | - | 0 | 0 | - | 500 | 500 | - | 500 | 500 | - | 697 | - | 0 | 0 | - | 0 | 0 | - | 0 | 0 | -
698 | 0 | 0 | 0 | 700.0292 | 240.0292 | 170.0292 | 497.5018 | 124.3872 | 50.9126 | 0 | 698 | 0 | 0 | 0 | 0 | 0 | 0 | 0 | 0 | 0 | 0 | 698 | - | 0 | 0 | - | 500 | 500 | - | 500 | 500 | - | 698 | - | 0 | 0 | - | 0 | 0 | - | 0 | 0 | -
699 | 0 | 0 | 0 | 783.2583 | 763.2583 | 105.0115 | 560.3576 | 169.3124 | 0 | 0 | 699 | 0 | 0 | 0 | 0 | 0 | 0 | 0 | 0 | 0 | 0 | 699 | - | 0 | 0 | - | 500 | 500 | - | 500 | 500 | - | 699 | - | 0 | 0 | - | 0 | 0 | - | 0 | 0 | -
700 | 0 | 0 | 0 | 76.7388 | 83.2496 | 0 | 724.4024 | 378.8329 | 95.2361 | 0 | 700 | 0 | 0 | 0 | 0 | 0 | 0 | 0 | 0 | 0 | 0 | 700 | - | 0 | 0 | - | 500 | 500 | - | 500 | 500 | - | 700 | - | 0 | 0 | - | 0 | 0 | - | 0 | 0 | -
701 | 0 | 0 | 0 | 0 | 0 | 0 | 30.0494 | 536.7061 | 233.1 | 0 | 701 | 0 | 0 | 0 | 0 | 0 | 0 | 0 | 0 | 0 | 0 | 701 | - | 0 | 0 | - | 500 | 500 | - | 500 | 500 | - | 701 | - | 0 | 0 | - | 0 | 0 | - | 0 | 0 | -
702 | 0 | 0 | 0 | 0 | 0 | 0 | 0 | 352.3187 | 0 | 0 | 702 | 0 | 0 | 0 | 0 | 0 | 0 | 0 | 0 | 0 | 0 | 702 | - | 0 | 0 | - | 500 | 500 | - | 0 | 500 | - | 702 | - | 0 | 0 | - | 0 | 0 | - | 0 | 0 | -
703 | 0 | 0 | 0 | 0 | 0 | 0 | 0 | 0 | 0 | 0 | 703 | 0 | 0 | 0 | 0 | 0 | 0 | 0 | 0 | 0 | 0 | 703 | - | 0 | 0 | - | 0 | 0 | - | 500 | 210.1748 | - | 703 | - | 0 | 0 | - | 0 | 0 | - | 0 | 0 | -
704 | 0 | 0 | 0 | 0 | 0 | 0 | 0 | 0 | 0 | 0 | 704 | 0 | 0 | 0 | 0 | 0 | 0 | 0 | 0 | 0 | 0 | 704 | - | 0 | 0 | - | 0 | 0 | - | 58.6433 | 58.6433 | - | 704 | - | 0 | 0 | - | 0 | 0 | - | 0 | 0 | -
705 | 0 | 0 | 0 | 0 | 0 | 0 | 0 | 0 | 0 | 0 | 705 | 0 | 0 | 0 | 0 | 0 | 0 | 0 | 0 | 0 | 0 | 705 | - | 0 | 0 | - | 0 | 0 | - | 0 | 0 | - | 705 | - | 0 | 0 | - | 0 | 0 | - | 0 | 0 | -
706 | 0 | 0 | 0 | 0 | 0 | 0 | 0 | 0 | 0 | 0 | 706 | 0 | 0 | 0 | 0 | 0 | 0 | 0 | 0 | 0 | 0 | 706 | - | 0 | 0 | - | 0 | 0 | - | 0 | 0 | - | 706 | - | 0 | 0 | - | 0 | 0 | - | 0 | 0 | -
707 | 0 | 0 | 0 | 0 | 0 | 0 | 0 | 0 | 0 | 0 | 707 | 0 | 0 | 0 | 0 | 0 | 0 | 0 | 0 | 0 | 0 | 707 | - | 0 | 0 | - | 19.4962 | 19.4962 | - | 0 | 0 | - | 707 | - | 0 | 0 | - | 0 | 0 | - | 0 | 0 | -
708 | 0 | 0 | 0 | 0 | 0 | 0 | 0 | 0 | 0 | 0 | 708 | 0 | 0 | 0 | 0 | 0 | 0 | 0 | 0 | 0 | 0 | 708 | - | 0 | 0 | - | 312.7088 | 312.7088 | - | 78.8556 | 0 | - | 708 | - | 0 | 0 | - | 0 | 0 | - | 0 | 0 | -
709 | 0 | 0 | 0 | 0 | 0 | 0 | 0 | 43.79 | 0 | 0 | 709 | 0 | 0 | 0 | 0 | 0 | 0 | 0 | 0 | 0 | 0 | 709 | - | 0 | 0 | - | 500 | 500 | - | 0 | 43.79 | - | 709 | - | 0 | 0 | - | 0 | 0 | - | 0 | 0 | -
710 | 0 | 0 | 0 | 0 | 0 | 0 | 0 | 0 | 0 | 0 | 710 | 0 | 0 | 0 | 0 | 0 | 0 | 0 | 0 | 0 | 0 | 710 | - | 0 | 0 | - | 0 | 0 | - | 201.3837 | 421.3837 | - | 710 | - | 0 | 0 | - | 0 | 0 | - | 0 | 0 | -
711 | 0 | 0 | 0 | 0 | 0 | 0 | 0 | 0 | 0 | 0 | 711 | 0 | 0 | 0 | 0 | 0 | 0 | 0 | 0 | 0 | 0 | 711 | - | 0 | 0 | - | 0 | 0 | - | 101.6331 | 500 | - | 711 | - | 0 | 0 | - | 0 | 0 | - | 0 | 0 | -
712 | 0 | 0 | 0 | 0 | 0 | 0 | 0 | 21.6311 | 0 | 0 | 712 | 0 | 0 | 0 | 0 | 0 | 0 | 0 | 0 | 0 | 0 | 712 | - | 0 | 0 | - | 70.8161 | 70.8161 | - | 500 | 500 | - | 712 | - | 0 | 0 | - | 0 | 0 | - | 0 | 0 | -
713 | 0 | 0 | 0 | 0 | 0 | 0 | 0 | 0 | 0 | 0 | 713 | 0 | 0 | 0 | 0 | 0 | 0 | 0 | 0 | 0 | 0 | 713 | - | 0 | 0 | - | 0 | 0 | - | 500 | 500 | - | 713 | - | 0 | 0 | - | 0 | 0 | - | 0 | 0 | -
714 | 0 | 0 | 0 | 0 | 0 | 0 | 0 | 0 | 0 | 0 | 714 | 0 | 0 | 0 | 0 | 0 | 0 | 0 | 0 | 0 | 0 | 714 | - | 0 | 0 | - | 0 | 0 | - | 368.3571 | 84.9864 | - | 714 | - | 0 | 0 | - | 0 | 0 | - | 0 | 0 | -
715 | 0 | 0 | 0 | 0 | 0 | 0 | 0 | 0 | 0 | 0 | 715 | 0 | 0 | 0 | 0 | 0 | 0 | 0 | 0 | 0 | 0 | 715 | - | 0 | 0 | - | 286.1225 | 286.1225 | - | 500 | 500 | - | 715 | - | 0 | 0 | - | 0 | 0 | - | 0 | 0 | -
716 | 0 | 0 | 0 | 0 | 0 | 0 | 0 | 0 | 0 | 0 | 716 | 0 | 0 | 0 | 0 | 0 | 0 | 0 | 0 | 0 | 0 | 716 | - | 0 | 0 | - | 0 | 0 | - | 0 | 0 | - | 716 | - | 0 | 0 | - | 0 | 0 | - | 0 | 0 | -
717 | 0 | 0 | 0 | 0 | 0 | 0 | 0 | 0 | 0 | 0 | 717 | 0 | 0 | 0 | 0 | 0 | 0 | 0 | 0 | 0 | 0 | 717 | - | 0 | 0 | - | 0 | 0 | - | 0 | 0 | - | 717 | - | 0 | 0 | - | 0 | 0 | - | 0 | 0 | -
718 | 0 | 0 | 0 | 0 | 0 | 0 | 0 | 0 | 0 | 0 | 718 | 0 | 0 | 0 | 0 | 0 | 0 | 0 | 0 | 0 | 0 | 718 | - | 0 | 0 | - | 0 | 0 | - | 0 | 0 | - | 718 | - | 0 | 0 | - | 0 | 0 | - | 0 | 0 | -
719 | 0 | 0 | 0 | 0 | 0 | 0 | 0 | 0 | 0 | 0 | 719 | 0 | 0 | 0 | 0 | 0 | 0 | 0 | 0 | 0 | 0 | 719 | - | 0 | 0 | - | 0 | 0 | - | 0 | 0 | - | 719 | - | 0 | 0 | - | 0 | 0 | - | 0 | 0 | -
720 | 0 | 0 | 0 | 0 | 0 | 0 | 0 | 0 | 0 | 0 | 720 | 0 | 0 | 0 | 0 | 0 | 0 | 0 | 0 | 0 | 0 | 720 | - | 0 | 0 | - | 0 | 0 | - | 0 | 0 | - | 720 | - | 0 | 0 | - | 0 | 0 | - | 0 | 0 | -
721 | 0 | 0 | 0 | 0 | 0 | 0 | 0 | 0 | 0 | 0 | 721 | 0 | 0 | 0 | 0 | 0 | 0 | 0 | 0 | 0 | 0 | 721 | - | 0 | 0 | - | 0 | 0 | - | 233.6766 | 37.2626 | - | 721 | - | 0 | 0 | - | 0 | 0 | - | 0 | 0 | -
722 | 0 | 0 | 0 | 0 | 0 | 0 | 0 | 0 | 0 | 0 | 722 | 0 | 0 | 0 | 0 | 0 | 0 | 0 | 0 | 0 | 0 | 722 | - | 0 | 0 | - | 0 | 0 | - | 0 | 0 | - | 722 | - | 0 | 0 | - | 0 | 0 | - | 0 | 0 | -
723 | 0 | 0 | 0 | 0 | 0 | 0 | 0 | 0 | 0 | 0 | 723 | 0 | 0 | 0 | 0 | 0 | 0 | 0 | 0 | 0 | 0 | 723 | - | 0 | 0 | - | 0 | 0 | - | 0 | 0 | - | 723 | - | 0 | 0 | - | 0 | 0 | - | 0 | 0 | -
724 | 0 | 0 | 0 | 0 | 0 | 0 | 0 | 0 | 0 | 0 | 724 | 0 | 0 | 0 | 0 | 0 | 0 | 0 | 0 | 0 | 0 | 724 | - | 0 | 0 | - | 0 | 0 | - | 0 | 0 | - | 724 | - | 0 | 0 | - | 0 | 0 | - | 0 | 0 | -
725 | 0 | 0 | 0 | 0 | 0 | 0 | 0 | 0 | 0 | 0 | 725 | 0 | 0 | 0 | 0 | 0 | 0 | 0 | 0 | 0 | 0 | 725 | - | 0 | 0 | - | 0 | 0 | - | 0 | 0 | - | 725 | - | 0 | 0 | - | 0 | 0 | - | 0 | 0 | -
726 | 0 | 0 | 0 | 0 | 0 | 0 | 0 | 0 | 0 | 0 | 726 | 0 | 0 | 0 | 0 | 0 | 0 | 0 | 0 | 0 | 0 | 726 | - | 0 | 0 | - | 0 | 0 | - | 0 | 0 | - | 726 | - | 0 | 0 | - | 0 | 0 | - | 499.1275 | 499.1275 | -
727 | 0 | 0 | 0 | 0 | 0 | 0 | 0 | 0 | 0 | 0 | 727 | 0 | 0 | 0 | 0 | 0 | 0 | 1072.0959 | 220.0098 | 89.2614 | 0 | 727 | - | 0 | 0 | - | 0 | 0 | - | 0 | 0 | - | 727 | - | 0 | 0 | - | 0 | 0 | - | 500 | 500 | -
728 | 0 | 0 | 0 | 0 | 0 | 0 | 0 | 0 | 0 | 0 | 728 | 0 | 0 | 0 | 0 | 0 | 0 | 1002.3016 | 871.8533 | 233.1 | 0 | 728 | - | 0 | 0 | - | 0 | 0 | - | 0 | 0 | - | 728 | - | 0 | 0 | - | 0 | 0 | - | 500 | 500 | -
729 | 0 | 0 | 0 | 0 | 0 | 0 | 0 | 0 | 0 | 0 | 729 | 0 | 0 | 0 | 0 | 0 | 0 | 0 | 0 | 0 | 0 | 729 | - | 0 | 0 | - | 0 | 0 | - | 0 | 0 | - | 729 | - | 0 | 0 | - | 0 | 0 | - | 0 | 0 | -
730 | 0 | 0 | 0 | 0 | 0 | 0 | 0 | 0 | 0 | 0 | 730 | 0 | 0 | 0 | 0 | 0 | 0 | 0 | 0 | 0 | 0 | 730 | - | 0 | 0 | - | 133.4957 | 133.4957 | - | 500 | 500 | - | 730 | - | 0 | 0 | - | 0 | 0 | - | 0 | 0 | -
731 | 0 | 0 | 0 | 0 | 0 | 0 | 1500 | 1000 | 233.1 | 0 | 731 | 0 | 0 | 0 | 0 | 0 | 0 | 0 | 0 | 0 | 0 | 731 | - | 0 | 0 | - | 0 | 0 | - | 500 | 500 | - | 731 | - | 0 | 0 | - | 0 | 0 | - | 0 | 0 | -
732 | 0 | 0 | 0 | 0 | 0 | 0 | 743.244 | 284.5448 | 146.1487 | 0 | 732 | 0 | 0 | 0 | 0 | 0 | 0 | 0 | 0 | 0 | 0 | 732 | - | 0 | 0 | - | 0 | 0 | - | 500 | 500 | - | 732 | - | 0 | 0 | - | 0 | 0 | - | 0 | 0 | -
733 | 0 | 0 | 0 | 0 | 0 | 0 | 147.7388 | 0 | 0 | 0 | 733 | 0 | 0 | 0 | 0 | 0 | 0 | 0 | 0 | 0 | 0 | 733 | - | 0 | 0 | - | 0 | 0 | - | 184.4761 | 184.4761 | - | 733 | - | 0 | 0 | - | 0 | 0 | - | 0 | 0 | -
734 | 0 | 0 | 0 | 0 | 0 | 0 | 49.4848 | 0 | 0 | 0 | 734 | 0 | 0 | 0 | 0 | 0 | 0 | 0 | 0 | 0 | 0 | 734 | - | 0 | 0 | - | 0 | 0 | - | 166.2985 | 166.2985 | - | 734 | - | 0 | 0 | - | 0 | 0 | - | 0 | 0 | -
735 | 0 | 0 | 0 | 0 | 0 | 0 | 0 | 0 | 0 | 0 | 735 | 103.1065 | 103.1065 | 0 | 0 | 0 | 0 | 0 | 0 | 0 | 0 | 735 | - | 0 | 0 | - | 0 | 0 | - | 0 | 0 | - | 735 | - | 0 | 103.1065 | - | 0 | 0 | - | 0 | 0 | -
736 | 0 | 0 | 0 | 0 | 0 | 0 | 0 | 0 | 0 | 0 | 736 | 206.836 | 179.3322 | 0 | 65.875 | 365.875 | 0 | 0 | 0 | 0 | 0 | 736 | - | 0 | 0 | - | 0 | 0 | - | 0 | 0 | - | 736 | - | 27.5039 | 206.836 | - | 0 | 215.875 | - | 0 | 0 | -
737 | 0 | 0 | 0 | 0 | 0 | 0 | 0 | 0 | 0 | 0 | 737 | 197.4301 | 197.4301 | 0 | 0 | 0 | 0 | 0 | 0 | 0 | 0 | 737 | - | 0 | 0 | - | 0 | 0 | - | 0 | 0 | - | 737 | - | 0 | 197.4301 | - | 0 | 0 | - | 0 | 0 | -
738 | 0 | 0 | 0 | 0 | 0 | 0 | 0 | 0 | 0 | 0 | 738 | 71.1671 | 0 | 0 | 0 | 0 | 0 | 0 | 0 | 0 | 0 | 738 | - | 0 | 0 | - | 0 | 0 | - | 0 | 0 | - | 738 | - | 71.1671 | 71.1671 | - | 0 | 0 | - | 0 | 0 | -
739 | 0 | 0 | 0 | 0 | 0 | 0 | 0 | 0 | 0 | 0 | 739 | 0 | 0 | 0 | 0 | 0 | 0 | 0 | 0 | 0 | 0 | 739 | - | 0 | 0 | - | 0 | 0 | - | 0 | 0 | - | 739 | - | 0 | 0 | - | 0 | 0 | - | 0 | 0 | -
740 | 0 | 0 | 0 | 0 | 0 | 0 | 0 | 0 | 0 | 0 | 740 | 0 | 0 | 0 | 0 | 0 | 0 | 0 | 0 | 0 | 0 | 740 | - | 0 | 0 | - | 0 | 0 | - | 0 | 0 | - | 740 | - | 0 | 0 | - | 0 | 0 | - | 0 | 0 | -
741 | 0 | 0 | 0 | 0 | 0 | 0 | 0 | 0 | 0 | 0 | 741 | 0 | 0 | 0 | 0 | 0 | 0 | 0 | 0 | 0 | 0 | 741 | - | 0 | 0 | - | 0 | 0 | - | 0 | 0 | - | 741 | - | 0 | 0 | - | 0 | 0 | - | 0 | 0 | -
742 | 0 | 0 | 0 | 0 | 0 | 0 | 0 | 0 | 0 | 0 | 742 | 0 | 0 | 0 | 0 | 0 | 0 | 0 | 0 | 0 | 0 | 742 | - | 0 | 0 | - | 0 | 0 | - | 0 | 0 | - | 742 | - | 0 | 0 | - | 0 | 0 | - | 0 | 0 | -
743 | 0 | 0 | 0 | 0 | 0 | 0 | 0 | 0 | 0 | 0 | 743 | 0 | 0 | 0 | 0 | 0 | 0 | 0 | 0 | 0 | 0 | 743 | - | 0 | 0 | - | 0 | 0 | - | 0 | 0 | - | 743 | - | 0 | 0 | - | 0 | 0 | - | 0 | 0 | -
744 | 0 | 0 | 0 | 0 | 0 | 0 | 0 | 0 | 0 | 0 | 744 | 0 | 0 | 0 | 0 | 0 | 0 | 0 | 0 | 0 | 0 | 744 | - | 0 | 0 | - | 0 | 0 | - | 0 | 0 | - | 744 | - | 0 | 0 | - | 0 | 0 | - | 0 | 0 | -
745 | 0 | 0 | 0 | 0 | 0 | 0 | 0 | 0 | 0 | 0 | 745 | 0 | 0 | 0 | 0 | 0 | 0 | 0 | 0 | 0 | 0 | 745 | - | 0 | 0 | - | 0 | 0 | - | 0 | 0 | - | 745 | - | 0 | 0 | - | 0 | 0 | - | 0 | 0 | -
746 | 0 | 0 | 0 | 0 | 0 | 0 | 0 | 0 | 0 | 0 | 746 | 0 | 0 | 0 | 0 | 0 | 0 | 0 | 0 | 0 | 0 | 746 | - | 0 | 0 | - | 0 | 0 | - | 0 | 0 | - | 746 | - | 0 | 0 | - | 0 | 0 | - | 0 | 0 | -
747 | 0 | 0 | 0 | 0 | 0 | 0 | 0 | 0 | 0 | 0 | 747 | 0 | 0 | 0 | 0 | 0 | 0 | 0 | 0 | 0 | 0 | 747 | - | 0 | 0 | - | 0 | 0 | - | 0 | 0 | - | 747 | - | 0 | 0 | - | 0 | 0 | - | 0 | 0 | -
748 | 0 | 0 | 0 | 0 | 0 | 0 | 0 | 0 | 0 | 0 | 748 | 0 | 0 | 0 | 0 | 0 | 0 | 0 | 0 | 0 | 0 | 748 | - | 0 | 0 | - | 0 | 0 | - | 0 | 0 | - | 748 | - | 0 | 0 | - | 0 | 0 | - | 0 | 0 | -
749 | 0 | 0 | 0 | 0 | 0 | 0 | 0 | 0 | 0 | 0 | 749 | 0 | 0 | 0 | 0 | 0 | 0 | 0 | 0 | 0 | 0 | 749 | - | 0 | 0 | - | 0 | 0 | - | 0 | 0 | - | 749 | - | 0 | 0 | - | 0 | 0 | - | 0 | 0 | -
750 | 0 | 0 | 0 | 0 | 0 | 0 | 0 | 0 | 0 | 0 | 750 | 0 | 0 | 0 | 0 | 0 | 0 | 0 | 0 | 0 | 0 | 750 | - | 0 | 0 | - | 0 | 0 | - | 0 | 0 | - | 750 | - | 0 | 0 | - | 0 | 0 | - | 0 | 0 | -
751 | 0 | 0 | 0 | 0 | 0 | 0 | 0 | 0 | 0 | 0 | 751 | 0 | 0 | 0 | 0 | 0 | 0 | 0 | 0 | 0 | 0 | 751 | - | 0 | 0 | - | 0 | 0 | - | 0 | 0 | - | 751 | - | 0 | 0 | - | 0 | 0 | - | 500 | 500 | -
752 | 0 | 0 | 0 | 0 | 0 | 0 | 0 | 0 | 0 | 0 | 752 | 0 | 0 | 0 | 0 | 0 | 0 | 0 | 0 | 0 | 0 | 752 | - | 0 | 0 | - | 0 | 0 | - | 0 | 0 | - | 752 | - | 0 | 0 | - | 0 | 0 | - | 361.3548 | 400 | -
753 | 0 | 0 | 0 | 0 | 0 | 0 | 0 | 0 | 0 | 0 | 753 | 0 | 0 | 0 | 0 | 0 | 0 | 0 | 0 | 0 | 0 | 753 | - | 0 | 0 | - | 0 | 0 | - | 0 | 0 | - | 753 | - | 109.6142 | 0 | - | 0 | 0 | - | 0 | 0 | -
754 | 0 | 0 | 0 | 0 | 0 | 0 | 0 | 0 | 0 | 0 | 754 | 0 | 0 | 0 | 0 | 0 | 0 | 0 | 0 | 0 | 0 | 754 | - | 0 | 0 | - | 0 | 0 | - | 0 | 0 | - | 754 | - | 0 | 0 | - | 0 | 0 | - | 0 | 0 | -
755 | 0 | 0 | 0 | 0 | 0 | 0 | 0 | 0 | 0 | 0 | 755 | 0 | 0 | 0 | 0 | 0 | 0 | 0 | 0 | 0 | 0 | 755 | - | 0 | 0 | - | 0 | 0 | - | 0 | 0 | - | 755 | - | 0 | 0 | - | 0 | 0 | - | 0 | 0 | -
756 | 0 | 0 | 0 | 0 | 0 | 0 | 0 | 0 | 0 | 0 | 756 | 0 | 0 | 0 | 0 | 0 | 0 | 0 | 0 | 0 | 0 | 756 | - | 0 | 0 | - | 0 | 0 | - | 0 | 0 | - | 756 | - | 158.5561 | 0 | - | 0 | 0 | - | 0 | 0 | -
757 | 0 | 0 | 0 | 0 | 0 | 0 | 0 | 0 | 0 | 0 | 757 | 202.091 | 0 | 0 | 144.3948 | 0 | 0 | 0 | 0 | 0 | 0 | 757 | - | 0 | 0 | - | 0 | 0 | - | 0 | 0 | - | 757 | - | 162.4959 | 377.937 | - | 142.2954 | 500 | - | 0 | 0 | -
758 | 0 | 0 | 0 | 0 | 0 | 0 | 0 | 0 | 0 | 0 | 758 | 0 | 20.0932 | 0 | 526.554 | 326.554 | 150.5168 | 0 | 0 | 0 | 0 | 758 | - | 0 | 0 | - | 0 | 0 | - | 0 | 0 | - | 758 | - | 500 | 70.0932 | - | 500 | 500 | - | 0 | 0 | -
759 | 0 | 0 | 0 | 0 | 0 | 0 | 0 | 0 | 0 | 0 | 759 | 0 | 0 | 0 | 190.1885 | 0 | 0 | 0 | 0 | 0 | 0 | 759 | - | 0 | 0 | - | 0 | 0 | - | 0 | 0 | - | 759 | - | 26.4905 | 0 | - | 500 | 500 | - | 500 | 500 | -
760 | 0 | 0 | 0 | 0 | 0 | 0 | 0 | 0 | 0 | 0 | 760 | 0 | 0 | 0 | 0 | 256.0663 | 0 | 0 | 0 | 0 | 0 | 760 | - | 0 | 0 | - | 0 | 0 | - | 0 | 0 | - | 760 | - | 0 | 0 | - | 500 | 381.0663 | - | 500 | 500 | -
761 | 0 | 0 | 0 | 0 | 0 | 0 | 0 | 0 | 0 | 0 | 761 | 0 | 0 | 0 | 0 | 0 | 0 | 83.4485 | 0 | 0 | 0 | 761 | - | 0 | 0 | - | 0 | 0 | - | 0 | 0 | - | 761 | - | 0 | 0 | - | 492.4929 | 42.4929 | - | 500 | 500 | -
762 | 0 | 0 | 0 | 0 | 0 | 0 | 0 | 0 | 0 | 0 | 762 | 0 | 0 | 0 | 0 | 0 | 0 | 257.3399 | 0 | 0 | 0 | 762 | - | 0 | 0 | - | 0 | 0 | - | 0 | 0 | - | 762 | - | 0 | 0 | - | 0 | 0 | - | 500 | 500 | -
763 | 0 | 0 | 0 | 0 | 0 | 0 | 0 | 0 | 0 | 0 | 763 | 0 | 0 | 0 | 0 | 0 | 0 | 777.145 | 380.1253 | 199.5001 | 0 | 763 | - | 0 | 0 | - | 0 | 0 | - | 0 | 0 | - | 763 | - | 0 | 0 | - | 0 | 0 | - | 500 | 500 | -
764 | 0 | 0 | 0 | 0 | 0 | 0 | 0 | 0 | 0 | 0 | 764 | 0 | 0 | 0 | 0 | 0 | 0 | 427.3286 | 146.0428 | 0 | 0 | 764 | - | 0 | 0 | - | 0 | 0 | - | 0 | 0 | - | 764 | - | 0 | 0 | - | 0 | 0 | - | 500 | 500 | -
765 | 0 | 0 | 0 | 0 | 0 | 0 | 0 | 0 | 0 | 0 | 765 | 0 | 0 | 0 | 34.0657 | 0 | 0 | 529.1354 | 856.7636 | 122.8613 | 0 | 765 | - | 0 | 0 | - | 0 | 0 | - | 0 | 0 | - | 765 | - | 0 | 0 | - | 184.0657 | 184.0657 | - | 500 | 500 | -
766 | 0 | 0 | 0 | 0 | 0 | 0 | 0 | 0 | 0 | 0 | 766 | 0 | 0 | 0 | 0 | 0 | 0 | 0 | 0 | 0 | 0 | 766 | - | 0 | 0 | - | 0 | 0 | - | 0 | 0 | - | 766 | - | 0 | 0 | - | 210.3052 | 60.3052 | - | 500 | 500 | -
767 | 0 | 0 | 0 | 0 | 0 | 0 | 0 | 0 | 0 | 0 | 767 | 0 | 0 | 0 | 0 | 0 | 0 | 0 | 0 | 0 | 0 | 767 | - | 0 | 0 | - | 0 | 0 | - | 0 | 0 | - | 767 | - | 0 | 0 | - | 0 | 0 | - | 500 | 500 | -
768 | 0 | 0 | 0 | 0 | 0 | 0 | 0 | 0 | 0 | 0 | 768 | 0 | 0 | 0 | 0 | 0 | 0 | 0 | 0 | 0 | 0 | 768 | - | 0 | 0 | - | 0 | 0 | - | 0 | 0 | - | 768 | - | 0 | 0 | - | 0 | 0 | - | 0 | 0 | -
769 | 0 | 0 | 0 | 0 | 0 | 0 | 0 | 0 | 0 | 0 | 769 | 0 | 0 | 0 | 0 | 0 | 0 | 0 | 0 | 0 | 0 | 769 | - | 0 | 0 | - | 0 | 0 | - | 0 | 0 | - | 769 | - | 0 | 0 | - | 0 | 0 | - | 0 | 0 | -
770 | 0 | 0 | 0 | 0 | 0 | 0 | 0 | 0 | 0 | 0 | 770 | 0 | 0 | 0 | 0 | 0 | 0 | 0 | 0 | 0 | 0 | 770 | - | 0 | 0 | - | 0 | 0 | - | 0 | 0 | - | 770 | - | 0 | 0 | - | 0 | 0 | - | 0 | 0 | -
771 | 0 | 0 | 0 | 0 | 0 | 0 | 0 | 0 | 0 | 0 | 771 | 0 | 0 | 0 | 0 | 0 | 0 | 0 | 0 | 0 | 0 | 771 | - | 0 | 0 | - | 0 | 0 | - | 0 | 0 | - | 771 | - | 0 | 0 | - | 0 | 0 | - | 0 | 0 | -
772 | 0 | 0 | 0 | 0 | 0 | 0 | 0 | 0 | 0 | 0 | 772 | 0 | 0 | 0 | 0 | 0 | 0 | 0 | 0 | 0 | 0 | 772 | - | 0 | 0 | - | 0 | 0 | - | 0 | 19.6419 | - | 772 | - | 0 | 0 | - | 0 | 0 | - | 0 | 0 | -
773 | 0 | 0 | 0 | 0 | 0 | 0 | 0 | 0 | 0 | 0 | 773 | 0 | 0 | 0 | 0 | 0 | 0 | 0 | 0 | 0 | 0 | 773 | - | 0 | 0 | - | 0 | 0 | - | 264.3013 | 287.3013 | - | 773 | - | 0 | 0 | - | 0 | 0 | - | 0 | 0 | -
774 | 0 | 0 | 0 | 0 | 0 | 0 | 179.6063 | 85.8613 | 0 | 0 | 774 | 0 | 0 | 0 | 0 | 0 | 0 | 0 | 0 | 0 | 0 | 774 | - | 0 | 0 | - | 0 | 0 | - | 500 | 500 | - | 774 | - | 0 | 0 | - | 0 | 0 | - | 0 | 0 | -
775 | 0 | 0 | 0 | 0 | 0 | 0 | 809.9893 | 309.9893 | 233.1 | 0 | 775 | 0 | 0 | 0 | 0 | 0 | 0 | 0 | 0 | 0 | 0 | 775 | - | 0 | 0 | - | 0 | 0 | - | 500 | 500 | - | 775 | - | 0 | 0 | - | 0 | 0 | - | 0 | 0 | -
776 | 0 | 0 | 0 | 0 | 0 | 0 | 768.4195 | 268.4195 | 146.1487 | 0 | 776 | 0 | 0 | 0 | 0 | 0 | 0 | 0 | 0 | 0 | 0 | 776 | - | 0 | 0 | - | 0 | 0 | - | 500 | 500 | - | 776 | - | 0 | 0 | - | 0 | 0 | - | 0 | 0 | -
777 | 0 | 0 | 0 | 0 | 0 | 0 | 533.3945 | 284.7869 | 0 | 0 | 777 | 0 | 0 | 0 | 0 | 0 | 0 | 0 | 0 | 0 | 0 | 777 | - | 0 | 0 | - | 0 | 0 | - | 500 | 500 | - | 777 | - | 0 | 0 | - | 0 | 0 | - | 0 | 0 | -
778 | 0 | 0 | 0 | 0 | 0 | 0 | 149.058 | 363.855 | 0 | 0 | 778 | 0 | 0 | 0 | 0 | 0 | 0 | 0 | 0 | 0 | 0 | 778 | - | 0 | 0 | - | 0 | 0 | - | 500 | 500 | - | 778 | - | 0 | 0 | - | 0 | 0 | - | 0 | 0 | -
779 | 0 | 0 | 0 | 0 | 0 | 0 | 0 | 0 | 0 | 0 | 779 | 0 | 0 | 0 | 0 | 0 | 0 | 0 | 0 | 0 | 0 | 779 | - | 0 | 0 | - | 0 | 0 | - | 0 | 0 | - | 779 | - | 0 | 0 | - | 0 | 0 | - | 0 | 0 | -
780 | 0 | 0 | 0 | 0 | 0 | 0 | 0 | 0 | 0 | 0 | 780 | 0 | 0 | 0 | 0 | 0 | 0 | 0 | 0 | 0 | 0 | 780 | - | 0 | 0 | - | 0 | 0 | - | 0 | 0 | - | 780 | - | 0 | 0 | - | 0 | 0 | - | 0 | 0 | -
781 | 0 | 0 | 0 | 0 | 0 | 0 | 0 | 0 | 0 | 0 | 781 | 0 | 0 | 0 | 0 | 0 | 90.1765 | 0 | 0 | 0 | 0 | 781 | - | 0 | 0 | - | 0 | 0 | - | 0 | 0 | - | 781 | - | 0 | 0 | - | 195.6405 | 0 | - | 0 | 0 | -
782 | 0 | 0 | 0 | 0 | 0 | 0 | 0 | 0 | 0 | 0 | 782 | 0 | 0 | 0 | 363.8836 | 0 | 0 | 1190.0465 | 15.2556 | 89.2614 | 0 | 782 | - | 0 | 0 | - | 0 | 0 | - | 0 | 0 | - | 782 | - | 0 | 0 | - | 500 | 500 | - | 0 | 0 | -
783 | 0 | 0 | 0 | 0 | 0 | 0 | 0 | 0 | 0 | 0 | 783 | 0 | 0 | 0 | 0 | 217.5114 | 0 | 642.9824 | 472.9824 | 233.1 | 0 | 783 | - | 0 | 0 | - | 0 | 0 | - | 0 | 0 | - | 783 | - | 0 | 0 | - | 0 | 0 | - | 0 | 110.9695 | -
784 | 0 | 0 | 0 | 0 | 0 | 0 | 0 | 0 | 0 | 0 | 784 | 0 | 191.5039 | 0 | 0 | 0 | 0 | 241.3687 | 0 | 0 | 0 | 784 | - | 0 | 0 | - | 0 | 0 | - | 0 | 0 | - | 784 | - | 0 | 443.1465 | - | 0 | 0 | - | 0 | 0 | -
785 | 0 | 0 | 0 | 0 | 0 | 0 | 0 | 0 | 0 | 0 | 785 | 0 | 0 | 0 | 0 | 0 | 0 | 0 | 0 | 0 | 0 | 785 | - | 0 | 0 | - | 0 | 0 | - | 0 | 0 | - | 785 | - | 500 | 276.6824 | - | 0 | 0 | - | 0 | 0 | -
786 | 0 | 0 | 0 | 0 | 0 | 0 | 0 | 0 | 0 | 0 | 786 | 0 | 0 | 0 | 0 | 0 | 0 | 0 | 0 | 0 | 0 | 786 | - | 0 | 0 | - | 0 | 0 | - | 0 | 0 | - | 786 | - | 0 | 483.2812 | - | 0 | 0 | - | 0 | 0 | -
787 | 0 | 0 | 0 | 0 | 0 | 0 | 0 | 0 | 0 | 0 | 787 | 0 | 0 | 0 | 0 | 0 | 0 | 0 | 0 | 0 | 0 | 787 | - | 0 | 0 | - | 0 | 0 | - | 0 | 0 | - | 787 | - | 0 | 0 | - | 0 | 0 | - | 0 | 0 | -
788 | 0 | 0 | 0 | 0 | 0 | 0 | 0 | 0 | 0 | 0 | 788 | 0 | 0 | 0 | 0 | 0 | 0 | 0 | 0 | 0 | 0 | 788 | - | 0 | 0 | - | 0 | 0 | - | 0 | 0 | - | 788 | - | 0 | 0 | - | 0 | 0 | - | 0 | 0 | -
789 | 0 | 0 | 0 | 0 | 0 | 0 | 699.7252 | 423.7885 | 0 | 0 | 789 | 0 | 0 | 0 | 0 | 0 | 0 | 0 | 0 | 0 | 0 | 789 | - | 0 | 0 | - | 0 | 0 | - | 500 | 500 | - | 789 | - | 0 | 0 | - | 0 | 0 | - | 0 | 0 | -
790 | 0 | 0 | 0 | 0 | 0 | 0 | 765.2304 | 265.2304 | 196.0361 | 0 | 790 | 0 | 0 | 0 | 0 | 0 | 0 | 0 | 0 | 0 | 0 | 790 | - | 0 | 0 | - | 0 | 0 | - | 500 | 500 | - | 790 | - | 0 | 0 | - | 0 | 0 | - | 0 | 0 | -
791 | 0 | 0 | 0 | 0 | 0 | 0 | 699.4452 | 199.4452 | 183.2126 | 0 | 791 | 0 | 0 | 0 | 0 | 0 | 0 | 0 | 0 | 0 | 0 | 791 | - | 0 | 0 | - | 0 | 0 | - | 500 | 500 | - | 791 | - | 0 | 0 | - | 0 | 0 | - | 0 | 0 | -
792 | 0 | 0 | 0 | 0 | 0 | 0 | 276.0669 | 0 | 0 | 0 | 792 | 0 | 0 | 0 | 0 | 0 | 0 | 0 | 0 | 0 | 0 | 792 | - | 0 | 0 | - | 0 | 0 | - | 276.0669 | 299.0669 | - | 792 | - | 0 | 0 | - | 0 | 0 | - | 0 | 0 | -
793 | 0 | 0 | 0 | 0 | 0 | 0 | 0 | 0 | 0 | 0 | 793 | 0 | 0 | 0 | 0 | 0 | 0 | 0 | 0 | 0 | 0 | 793 | - | 0 | 0 | - | 0 | 0 | - | 0 | 0 | - | 793 | - | 0 | 0 | - | 0 | 0 | - | 0 | 0 | -
794 | 0 | 0 | 0 | 0 | 0 | 0 | 0 | 0 | 0 | 0 | 794 | 0 | 0 | 0 | 0 | 0 | 0 | 0 | 0 | 0 | 0 | 794 | - | 0 | 0 | - | 0 | 0 | - | 0 | 0 | - | 794 | - | 0 | 0 | - | 0 | 0 | - | 0 | 0 | -
795 | 0 | 0 | 0 | 0 | 0 | 0 | 0 | 0 | 0 | 0 | 795 | 0 | 0 | 0 | 0 | 0 | 0 | 0 | 0 | 0 | 0 | 795 | - | 0 | 0 | - | 0 | 0 | - | 0 | 0 | - | 795 | - | 0 | 0 | - | 0 | 0 | - | 0 | 0 | -
796 | 0 | 0 | 0 | 0 | 0 | 0 | 0 | 0 | 0 | 0 | 796 | 0 | 0 | 0 | 0 | 0 | 0 | 0 | 0 | 0 | 0 | 796 | - | 0 | 0 | - | 0 | 0 | - | 0 | 0 | - | 796 | - | 0 | 0 | - | 0 | 0 | - | 0 | 0 | -
797 | 0 | 0 | 0 | 0 | 0 | 0 | 0 | 0 | 0 | 0 | 797 | 0 | 0 | 0 | 0 | 0 | 0 | 0 | 0 | 0 | 0 | 797 | - | 0 | 0 | - | 0 | 0 | - | 0 | 0 | - | 797 | - | 0 | 0 | - | 0 | 0 | - | 0 | 0 | -
798 | 0 | 0 | 0 | 0 | 0 | 0 | 0 | 0 | 0 | 0 | 798 | 0 | 0 | 0 | 0 | 0 | 0 | 0 | 0 | 0 | 0 | 798 | - | 0 | 0 | - | 0 | 0 | - | 0 | 0 | - | 798 | - | 0 | 0 | - | 0 | 0 | - | 422.1926 | 142.2053 | -
799 | 0 | 0 | 0 | 0 | 0 | 0 | 0 | 0 | 0 | 0 | 799 | 0 | 0 | 0 | 0 | 0 | 81.6681 | 416.9006 | 0 | 0 | 0 | 799 | - | 0 | 0 | - | 0 | 0 | - | 0 | 0 | - | 799 | - | 108.1195 | 0 | - | 81.6681 | 0 | - | 500 | 500 | -
800 | 0 | 0 | 0 | 0 | 0 | 0 | 0 | 0 | 0 | 0 | 800 | 0 | 0 | 0 | 0 | 0 | 0 | 399.5597 | 264.6791 | 0 | 0 | 800 | - | 0 | 0 | - | 0 | 0 | - | 0 | 0 | - | 800 | - | 54.5702 | 53.6482 | - | 0 | 0 | - | 500 | 500 | -
801 | 0 | 0 | 0 | 0 | 0 | 0 | 0 | 0 | 0 | 0 | 801 | 0 | 0 | 0 | 0 | 0 | 0 | 684.9534 | 411.3625 | 89.2614 | 0 | 801 | - | 0 | 0 | - | 0 | 0 | - | 0 | 0 | - | 801 | - | 292.7018 | 0 | - | 93.5324 | 318.5324 | - | 500 | 500 | -
802 | 0 | 0 | 0 | 0 | 0 | 0 | 0 | 0 | 0 | 0 | 802 | 69.8679 | 0 | 0 | 0 | 0 | 0 | 572.9837 | 446.4735 | 233.1 | 0 | 802 | - | 0 | 0 | - | 0 | 0 | - | 0 | 0 | - | 802 | - | 219.8679 | 0 | - | 0 | 262.0914 | - | 500 | 500 | -
803 | 0 | 0 | 0 | 0 | 0 | 0 | 0 | 0 | 0 | 0 | 803 | 64.5473 | 0 | 0 | 142.8641 | 0 | 0 | 0 | 0 | 0 | 0 | 803 | - | 0 | 0 | - | 0 | 0 | - | 0 | 0 | - | 803 | - | 126.1156 | 269.6152 | - | 500 | 166.7481 | - | 500 | 344.4867 | -
804 | 0 | 0 | 0 | 0 | 0 | 0 | 0 | 0 | 0 | 0 | 804 | 0 | 0 | 0 | 0 | 216.9249 | 0 | 0 | 0 | 0 | 0 | 804 | - | 0 | 0 | - | 0 | 0 | - | 0 | 0 | - | 804 | - | 0 | 136.2875 | - | 0 | 500 | - | 397.2046 | 500 | -
805 | 0 | 0 | 0 | 0 | 0 | 0 | 0 | 0 | 0 | 0 | 805 | 122.1529 | 0 | 161.1807 | 564.733 | 0 | 0 | 0 | 0 | 0 | 0 | 805 | - | 0 | 0 | - | 0 | 0 | - | 0 | 0 | - | 805 | - | 251.1227 | 0 | - | 500 | 500 | - | 363.1159 | 493.3678 | -
806 | 0 | 0 | 0 | 0 | 0 | 0 | 0 | 0 | 0 | 0 | 806 | 0 | 0 | 0 | 0 | 0 | 0 | 0 | 260.4167 | 0 | 0 | 806 | - | 0 | 0 | - | 0 | 0 | - | 0 | 0 | - | 806 | - | 91.6744 | 0 | - | 500 | 268.8231 | - | 33.8303 | 139.8388 | -
807 | 0 | 0 | 0 | 0 | 0 | 0 | 0 | 0 | 0 | 0 | 807 | 0 | 0 | 0 | 41.8387 | 0 | 0 | 0 | 0 | 0 | 0 | 807 | - | 0 | 0 | - | 0 | 0 | - | 0 | 0 | - | 807 | - | 0 | 0 | - | 500 | 500 | - | 0 | 0 | -
808 | 0 | 0 | 0 | 0 | 0 | 0 | 0 | 0 | 0 | 0 | 808 | 0 | 0 | 0 | 0 | 0 | 0 | 0 | 0 | 0 | 0 | 808 | - | 0 | 0 | - | 0 | 0 | - | 0 | 0 | - | 808 | - | 0 | 0 | - | 0 | 0 | - | 0 | 0 | -
809 | 0 | 0 | 0 | 0 | 0 | 0 | 0 | 0 | 0 | 0 | 809 | 0 | 0 | 0 | 0 | 0 | 0 | 0 | 0 | 0 | 0 | 809 | - | 0 | 0 | - | 0 | 0 | - | 0 | 0 | - | 809 | - | 0 | 0 | - | 0 | 0 | - | 0 | 0 | -
810 | 0 | 0 | 0 | 0 | 0 | 0 | 0 | 0 | 0 | 0 | 810 | 0 | 0 | 0 | 0 | 0 | 0 | 0 | 0 | 0 | 0 | 810 | - | 0 | 0 | - | 0 | 0 | - | 0 | 0 | - | 810 | - | 0 | 0 | - | 0 | 0 | - | 0 | 0 | -
811 | 0 | 0 | 0 | 0 | 0 | 0 | 0 | 0 | 0 | 0 | 811 | 0 | 0 | 0 | 0 | 0 | 0 | 0 | 0 | 0 | 0 | 811 | - | 0 | 0 | - | 0 | 0 | - | 0 | 0 | - | 811 | - | 0 | 0 | - | 0 | 0 | - | 0 | 0 | -
812 | 0 | 0 | 0 | 0 | 0 | 0 | 0 | 0 | 0 | 0 | 812 | 0 | 0 | 0 | 0 | 0 | 0 | 0 | 0 | 0 | 0 | 812 | - | 0 | 0 | - | 0 | 0 | - | 0 | 0 | - | 812 | - | 0 | 0 | - | 0 | 0 | - | 0 | 0 | -
813 | 0 | 0 | 0 | 0 | 0 | 0 | 0 | 0 | 0 | 0 | 813 | 0 | 0 | 0 | 0 | 0 | 0 | 0 | 0 | 0 | 0 | 813 | - | 0 | 0 | - | 0 | 0 | - | 0 | 0 | - | 813 | - | 0 | 0 | - | 0 | 0 | - | 0 | 0 | -
814 | 0 | 0 | 0 | 0 | 0 | 0 | 0 | 0 | 0 | 0 | 814 | 0 | 0 | 0 | 0 | 0 | 0 | 0 | 0 | 0 | 0 | 814 | - | 0 | 0 | - | 0 | 0 | - | 0 | 77.288 | - | 814 | - | 0 | 0 | - | 0 | 0 | - | 0 | 0 | -
815 | 0 | 0 | 0 | 0 | 0 | 0 | 0 | 0 | 0 | 0 | 815 | 0 | 0 | 0 | 0 | 0 | 0 | 0 | 0 | 0 | 0 | 815 | - | 500 | 500 | - | 500 | 500 | - | 500 | 500 | - | 815 | - | 0 | 0 | - | 0 | 0 | - | 0 | 0 | -
816 | 0 | 250.7788 | 0 | 0 | 0 | 0 | 395.9062 | 295.0844 | 0 | 0 | 816 | 0 | 0 | 0 | 0 | 0 | 0 | 0 | 0 | 0 | 0 | 816 | - | 500 | 500 | - | 500 | 500 | - | 500 | 500 | - | 816 | - | 0 | 0 | - | 0 | 0 | - | 0 | 0 | -
817 | 0 | 301.7535 | 0 | 13.0789 | 0 | 0 | 1387.9205 | 887.9205 | 233.1 | 0 | 817 | 0 | 0 | 0 | 0 | 0 | 0 | 0 | 0 | 0 | 0 | 817 | - | 500 | 500 | - | 500 | 500 | - | 500 | 500 | - | 817 | - | 0 | 0 | - | 0 | 0 | - | 0 | 0 | -
818 | 840.4182 | 340.4182 | 146.1487 | 1100.9715 | 626.9784 | 233.1 | 0 | 443.9735 | 146.1487 | 840.4182 | 818 | 0 | 0 | 0 | 0 | 0 | 0 | 0 | 0 | 0 | 840.4182 | 818 | - | 500 | 500 | - | 500 | 500 | - | 500 | 500 | - | 818 | - | 0 | 0 | - | 0 | 0 | - | 0 | 0 | -
819 | 748.1484 | 451.0815 | 0 | 1326.4173 | 1000 | 146.1487 | 233.7295 | 0 | 0 | 748.1484 | 819 | 0 | 0 | 0 | 0 | 0 | 0 | 0 | 0 | 0 | 748.1484 | 819 | - | 500 | 500 | - | 500 | 500 | - | 500 | 500 | - | 819 | - | 0 | 0 | - | 0 | 0 | - | 0 | 0 | -
820 | 851.901 | 282.9463 | 233.1 | 0 | 0 | 0 | 422.9116 | 0 | 0 | 851.901 | 820 | 0 | 0 | 0 | 0 | 0 | 0 | 0 | 0 | 0 | 851.901 | 820 | - | 500 | 500 | - | 500 | 500 | - | 500 | 500 | - | 820 | - | 0 | 0 | - | 0 | 0 | - | 0 | 0 | -
821 | 0 | 0 | 0 | 0 | 0 | 0 | 0 | 0 | 0 | 0 | 821 | 0 | 0 | 0 | 0 | 0 | 0 | 0 | 0 | 0 | 0 | 821 | - | 500 | 500 | - | 500 | 500 | - | 500 | 500 | - | 821 | - | 0 | 0 | - | 0 | 0 | - | 0 | 0 | -
822 | 0 | 0 | 0 | 0 | 0 | 0 | 0 | 0 | 0 | 0 | 822 | 0 | 0 | 0 | 0 | 0 | 0 | 0 | 0 | 0 | 0 | 822 | - | 0 | 0 | - | 500 | 500 | - | 500 | 500 | - | 822 | - | 0 | 0 | - | 0 | 0 | - | 0 | 0 | -
823 | 0 | 0 | 0 | 0 | 0 | 0 | 0 | 0 | 0 | 0 | 823 | 0 | 0 | 0 | 0 | 0 | 0 | 0 | 0 | 0 | 0 | 823 | - | 0 | 0 | - | 0 | 0 | - | 434.3579 | 500 | - | 823 | - | 0 | 0 | - | 0 | 0 | - | 0 | 0 | -
824 | 0 | 0 | 0 | 0 | 0 | 0 | 0 | 0 | 0 | 0 | 824 | 0 | 0 | 0 | 0 | 0 | 0 | 0 | 0 | 0 | 0 | 824 | - | 0 | 0 | - | 0 | 0 | - | 500 | 89.3787 | - | 824 | - | 0 | 0 | - | 0 | 0 | - | 0 | 0 | -
825 | 0 | 0 | 0 | 0 | 0 | 0 | 0 | 0 | 0 | 0 | 825 | 0 | 0 | 0 | 0 | 0 | 0 | 0 | 0 | 0 | 0 | 825 | - | 0 | 0 | - | 500 | 500 | - | 232.3088 | 500 | - | 825 | - | 0 | 0 | - | 0 | 0 | - | 0 | 0 | -
826 | 0 | 0 | 0 | 0 | 0 | 0 | 0 | 0 | 0 | 0 | 826 | 0 | 0 | 0 | 0 | 0 | 0 | 0 | 0 | 0 | 0 | 826 | - | 0 | 0 | - | 500 | 500 | - | 500 | 500 | - | 826 | - | 0 | 0 | - | 0 | 0 | - | 0 | 0 | -
827 | 0 | 0 | 0 | 0 | 0 | 0 | 0 | 0 | 0 | 0 | 827 | 0 | 0 | 0 | 0 | 0 | 0 | 0 | 0 | 0 | 0 | 827 | - | 0 | 0 | - | 500 | 500 | - | 500 | 500 | - | 827 | - | 0 | 0 | - | 0 | 0 | - | 0 | 0 | -
828 | 0 | 0 | 0 | 0 | 0 | 0 | 0 | 0 | 0 | 0 | 828 | 0 | 0 | 0 | 0 | 0 | 0 | 0 | 0 | 0 | 0 | 828 | - | 0 | 0 | - | 500 | 500 | - | 500 | 500 | - | 828 | - | 0 | 0 | - | 0 | 0 | - | 0 | 0 | -
829 | 0 | 0 | 0 | 0 | 0 | 0 | 0 | 0 | 0 | 0 | 829 | 0 | 0 | 0 | 0 | 0 | 0 | 0 | 0 | 0 | 0 | 829 | - | 0 | 0 | - | 376.5264 | 376.5264 | - | 0 | 0 | - | 829 | - | 0 | 0 | - | 0 | 0 | - | 0 | 0 | -
830 | 0 | 0 | 0 | 0 | 0 | 0 | 0 | 0 | 0 | 0 | 830 | 0 | 0 | 0 | 0 | 0 | 0 | 0 | 0 | 0 | 0 | 830 | - | 0 | 0 | - | 0 | 0 | - | 0 | 0 | - | 830 | - | 0 | 0 | - | 0 | 0 | - | 0 | 0 | -
831 | 0 | 0 | 0 | 0 | 0 | 0 | 0 | 0 | 0 | 0 | 831 | 0 | 0 | 0 | 0 | 0 | 0 | 0 | 0 | 0 | 0 | 831 | - | 0 | 0 | - | 0 | 0 | - | 0 | 0 | - | 831 | - | 0 | 0 | - | 0 | 0 | - | 0 | 0 | -
832 | 0 | 0 | 0 | 0 | 0 | 0 | 0 | 0 | 0 | 0 | 832 | 0 | 0 | 0 | 0 | 0 | 0 | 0 | 0 | 0 | 0 | 832 | - | 0 | 0 | - | 0 | 0 | - | 0 | 0 | - | 832 | - | 0 | 0 | - | 0 | 0 | - | 0 | 0 | -
833 | 0 | 0 | 0 | 0 | 0 | 0 | 0 | 0 | 0 | 0 | 833 | 164.0119 | 0 | 0 | 0 | 0 | 0 | 0 | 0 | 0 | 0 | 833 | - | 0 | 0 | - | 0 | 0 | - | 0 | 0 | - | 833 | - | 44.8842 | 0 | - | 0 | 0 | - | 391.4793 | 200 | -
834 | 0 | 0 | 0 | 0 | 0 | 0 | 0 | 0 | 0 | 0 | 834 | 105.7797 | 41.2967 | 0 | 0 | 0 | 0 | 0 | 0 | 0 | 0 | 834 | - | 0 | 0 | - | 0 | 0 | - | 0 | 0 | - | 834 | - | 0 | 0 | - | 0 | 0 | - | 308.5207 | 500 | -
835 | 0 | 0 | 0 | 0 | 0 | 0 | 0 | 0 | 0 | 0 | 835 | 216.8862 | 216.8862 | 161.1807 | 60.8557 | 0 | 0 | 0 | 0 | 0 | 0 | 835 | - | 0 | 0 | - | 0 | 0 | - | 0 | 0 | - | 835 | - | 0 | 0 | - | 500 | 500 | - | 500 | 500 | -
836 | 0 | 0 | 0 | 0 | 0 | 0 | 0 | 0 | 0 | 0 | 836 | 285.2728 | 285.2728 | 0 | 686.8131 | 213.0494 | 115.414 | 549.3037 | 471.7662 | 161.1807 | 0 | 836 | - | 0 | 0 | - | 0 | 0 | - | 0 | 0 | - | 836 | - | 0 | 145.7691 | - | 500 | 500 | - | 500 | 500 | -
837 | 0 | 0 | 0 | 0 | 0 | 0 | 0 | 0 | 0 | 0 | 837 | 168.7398 | 148.0102 | 0 | 289.5299 | 478.4164 | 45.7667 | 487.8951 | 219.6996 | 0 | 0 | 837 | - | 0 | 0 | - | 0 | 0 | - | 0 | 0 | - | 837 | - | 20.7297 | 0 | - | 500 | 500 | - | 500 | 500 | -
838 | 0 | 0 | 0 | 0 | 0 | 0 | 0 | 0 | 0 | 0 | 838 | 69.3861 | 0 | 0 | 0 | 0 | 0 | 0 | 0 | 0 | 0 | 838 | - | 0 | 0 | - | 0 | 0 | - | 0 | 0 | - | 838 | - | 69.3861 | 0 | - | 500 | 500 | - | 500 | 500 | -
839 | 0 | 0 | 0 | 0 | 0 | 0 | 0 | 0 | 0 | 0 | 839 | 27.1224 | 0 | 0 | 0 | 0 | 0 | 0 | 0 | 0 | 0 | 839 | - | 0 | 0 | - | 0 | 0 | - | 0 | 0 | - | 839 | - | 0 | 0 | - | 464.9864 | 464.9864 | - | 0 | 0 | -
840 | 0 | 0 | 0 | 0 | 0 | 0 | 0 | 0 | 0 | 0 | 840 | 0 | 0 | 0 | 0 | 0 | 0 | 0 | 0 | 0 | 0 | 840 | - | 0 | 0 | - | 0 | 0 | - | 0 | 0 | - | 840 | - | 0 | 0 | - | 0 | 0 | - | 0 | 0 | -
841 | 0 | 0 | 0 | 0 | 0 | 0 | 0 | 0 | 0 | 0 | 841 | 0 | 0 | 0 | 0 | 0 | 0 | 853.3846 | 353.3846 | 161.1807 | 0 | 841 | - | 0 | 0 | - | 0 | 0 | - | 0 | 0 | - | 841 | - | 0 | 0 | - | 443.8473 | 324.4982 | - | 500 | 500 | -
842 | 0 | 0 | 0 | 0 | 0 | 0 | 0 | 0 | 0 | 0 | 842 | 0 | 0 | 0 | 0 | 0 | 0 | 0 | 0 | 0 | 0 | 842 | - | 0 | 0 | - | 0 | 0 | - | 0 | 0 | - | 842 | - | 0 | 0 | - | 0 | 0 | - | 0 | 0 | -
843 | 0 | 0 | 0 | 0 | 0 | 0 | 0 | 0 | 0 | 0 | 843 | 0 | 0 | 0 | 0 | 0 | 0 | 0 | 0 | 0 | 0 | 843 | - | 0 | 0 | - | 0 | 0 | - | 0 | 0 | - | 843 | - | 0 | 0 | - | 0 | 0 | - | 0 | 0 | -
844 | 0 | 0 | 0 | 62.9771 | 0 | 0 | 0 | 0 | 0 | 0 | 844 | 0 | 0 | 0 | 0 | 0 | 0 | 0 | 0 | 0 | 0 | 844 | - | 0 | 0 | - | 62.9771 | 62.9771 | - | 0 | 0 | - | 844 | - | 0 | 0 | - | 0 | 0 | - | 0 | 0 | -
845 | 0 | 0 | 0 | 391.7498 | 0 | 43.7273 | 0 | 453.9539 | 0 | 0 | 845 | 0 | 0 | 0 | 0 | 0 | 0 | 0 | 0 | 0 | 0 | 845 | - | 0 | 0 | - | 391.7498 | 348.0225 | - | 0 | 0 | - | 845 | - | 0 | 0 | - | 0 | 0 | - | 0 | 0 | -
846 | 0 | 0 | 0 | 0 | 0 | 0 | 0 | 0 | 120.098 | 0 | 846 | 0 | 0 | 0 | 0 | 0 | 0 | 0 | 0 | 0 | 0 | 846 | - | 0 | 0 | - | 0 | 0 | - | 0 | 191.3366 | - | 846 | - | 0 | 0 | - | 0 | 0 | - | 0 | 0 | -
847 | 0 | 0 | 0 | 0 | 0 | 0 | 258.4792 | 0 | 0 | 0 | 847 | 0 | 0 | 0 | 0 | 0 | 0 | 0 | 0 | 0 | 0 | 847 | - | 0 | 0 | - | 0 | 0 | - | 308.4792 | 0 | - | 847 | - | 0 | 0 | - | 0 | 0 | - | 0 | 0 | -
848 | 0 | 0 | 0 | 0 | 0 | 0 | 0 | 0 | 0 | 0 | 848 | 0 | 0 | 0 | 0 | 0 | 0 | 0 | 0 | 0 | 0 | 848 | - | 0 | 0 | - | 0 | 0 | - | 0 | 0 | - | 848 | - | 0 | 0 | - | 0 | 0 | - | 0 | 0 | -
849 | 0 | 0 | 0 | 0 | 0 | 0 | 0 | 0 | 0 | 0 | 849 | 0 | 0 | 0 | 0 | 0 | 0 | 0 | 0 | 0 | 0 | 849 | - | 0 | 0 | - | 0 | 0 | - | 0 | 0 | - | 849 | - | 0 | 0 | - | 0 | 0 | - | 0 | 0 | -
850 | 0 | 0 | 0 | 0 | 0 | 0 | 0 | 0 | 0 | 0 | 850 | 0 | 0 | 0 | 0 | 0 | 0 | 0 | 0 | 0 | 0 | 850 | - | 0 | 0 | - | 0 | 0 | - | 0 | 0 | - | 850 | - | 0 | 0 | - | 0 | 0 | - | 0 | 0 | -
851 | 0 | 0 | 0 | 0 | 0 | 0 | 0 | 0 | 0 | 0 | 851 | 0 | 0 | 0 | 0 | 0 | 0 | 0 | 0 | 0 | 0 | 851 | - | 0 | 0 | - | 0 | 0 | - | 241.5921 | 0 | - | 851 | - | 0 | 0 | - | 120.6236 | 120.6236 | - | 0 | 0 | -
852 | 0 | 0 | 0 | 0 | 0 | 0 | 0 | 0 | 0 | 0 | 852 | 0 | 0 | 0 | 0 | 0 | 0 | 0 | 0 | 0 | 0 | 852 | - | 0 | 0 | - | 0 | 0 | - | 0 | 0 | - | 852 | - | 0 | 0 | - | 0 | 308.9299 | - | 0 | 0 | -
853 | 0 | 0 | 0 | 0 | 0 | 0 | 183.2395 | 0 | 0 | 0 | 853 | 0 | 0 | 0 | 385.553 | 0 | 0 | 0 | 0 | 0 | 0 | 853 | - | 0 | 0 | - | 0 | 0 | - | 0 | 0 | - | 853 | - | 0 | 0 | - | 412.5063 | 322.5063 | - | 0 | 0 | -
854 | 0 | 0 | 0 | 0 | 0 | 0 | 294.6118 | 124.6118 | 0 | 0 | 854 | 0 | 0 | 0 | 0 | 0 | 0 | 0 | 0 | 0 | 0 | 854 | - | 0 | 0 | - | 0 | 0 | - | 0 | 0 | - | 854 | - | 0 | 0 | - | 290.5027 | 155.5027 | - | 0 | 0 | -
855 | 0 | 0 | 0 | 0 | 0 | 0 | 0 | 0 | 0 | 0 | 855 | 0 | 0 | 0 | 0 | 0 | 0 | 0 | 0 | 0 | 0 | 855 | - | 0 | 0 | - | 0 | 0 | - | 0 | 0 | - | 855 | - | 0 | 0 | - | 137.9313 | 137.9313 | - | 0 | 0 | -
856 | 0 | 0 | 0 | 0 | 0 | 0 | 0 | 233.9078 | 0 | 0 | 856 | 0 | 0 | 0 | 0 | 0 | 0 | 0 | 0 | 0 | 0 | 856 | - | 0 | 0 | - | 0 | 0 | - | 0 | 233.9078 | - | 856 | - | 0 | 0 | - | 0 | 0 | - | 0 | 0 | -
857 | 0 | 0 | 0 | 0 | 0 | 0 | 11.6891 | 36.8032 | 0 | 0 | 857 | 0 | 0 | 0 | 0 | 0 | 0 | 0 | 0 | 0 | 0 | 857 | - | 0 | 0 | - | 0 | 0 | - | 500 | 500 | - | 857 | - | 0 | 0 | - | 0 | 0 | - | 0 | 0 | -
858 | 0 | 0 | 0 | 0 | 0 | 0 | 0 | 0 | 0 | 0 | 858 | 0 | 0 | 0 | 0 | 0 | 0 | 0 | 0 | 0 | 0 | 858 | - | 0 | 0 | - | 0 | 0 | - | 469.9861 | 469.9861 | - | 858 | - | 0 | 0 | - | 0 | 0 | - | 0 | 0 | -
859 | 0 | 0 | 0 | 0 | 0 | 0 | 0 | 0 | 0 | 0 | 859 | 0 | 0 | 0 | 0 | 0 | 0 | 0 | 0 | 0 | 0 | 859 | - | 0 | 0 | - | 0 | 0 | - | 0 | 0 | - | 859 | - | 0 | 0 | - | 0 | 0 | - | 0 | 0 | -
860 | 0 | 0 | 0 | 0 | 0 | 0 | 0 | 235.6806 | 0 | 0 | 860 | 0 | 0 | 0 | 0 | 0 | 0 | 0 | 0 | 0 | 0 | 860 | - | 0 | 0 | - | 0 | 0 | - | 0 | 0 | - | 860 | - | 0 | 0 | - | 0 | 0 | - | 0 | 0 | -
861 | 0 | 0 | 0 | 0 | 0 | 0 | 142.7062 | 0 | 0 | 0 | 861 | 0 | 0 | 0 | 0 | 0 | 0 | 0 | 0 | 0 | 0 | 861 | - | 0 | 0 | - | 0 | 0 | - | 142.7062 | 0 | - | 861 | - | 0 | 0 | - | 0 | 0 | - | 0 | 0 | -
862 | 0 | 0 | 0 | 281.3186 | 0 | 0 | 0 | 57.6719 | 0 | 0 | 862 | 0 | 0 | 0 | 0 | 0 | 0 | 0 | 0 | 0 | 0 | 862 | - | 0 | 0 | - | 281.3186 | 281.3186 | - | 0 | 81.4188 | - | 862 | - | 0 | 0 | - | 0 | 0 | - | 0 | 0 | -
863 | 0 | 0 | 0 | 540.8836 | 40.8836 | 40.8836 | 137.2248 | 0 | 0 | 0 | 863 | 0 | 0 | 0 | 0 | 0 | 0 | 0 | 0 | 0 | 0 | 863 | - | 0 | 0 | - | 500 | 500 | - | 157.0216 | 137.2248 | - | 863 | - | 0 | 0 | - | 0 | 0 | - | 0 | 0 | -
864 | 0 | 0 | 0 | 396.8965 | 0 | 0 | 3.6102 | 6.6657 | 0 | 0 | 864 | 0 | 0 | 0 | 0 | 0 | 0 | 0 | 0 | 0 | 0 | 864 | - | 0 | 0 | - | 396.8965 | 396.8965 | - | 500 | 452.4331 | - | 864 | - | 0 | 0 | - | 0 | 0 | - | 0 | 0 | -
865 | 0 | 0 | 0 | 0 | 0 | 0 | 395.2933 | 0 | 0 | 0 | 865 | 0 | 0 | 0 | 0 | 0 | 0 | 0 | 0 | 0 | 0 | 865 | - | 0 | 0 | - | 0 | 0 | - | 0 | 356.0311 | - | 865 | - | 0 | 0 | - | 0 | 0 | - | 0 | 0 | -
866 | 0 | 0 | 0 | 0 | 0 | 0 | 0 | 0 | 0 | 0 | 866 | 0 | 0 | 0 | 0 | 0 | 0 | 0 | 0 | 0 | 0 | 866 | - | 0 | 0 | - | 0 | 0 | - | 299.2165 | 468.0521 | - | 866 | - | 0 | 0 | - | 0 | 0 | - | 0 | 0 | -
867 | 0 | 0 | 0 | 0 | 0 | 0 | 26.0507 | 0 | 26.0507 | 0 | 867 | 0 | 0 | 0 | 0 | 0 | 0 | 0 | 0 | 0 | 0 | 867 | - | 0 | 0 | - | 0 | 0 | - | 500 | 0 | - | 867 | - | 0 | 0 | - | 0 | 0 | - | 0 | 0 | -
868 | 0 | 0 | 0 | 0 | 0 | 0 | 0 | 0 | 233.1 | 0 | 868 | 0 | 0 | 0 | 0 | 0 | 0 | 0 | 0 | 0 | 0 | 868 | - | 0 | 0 | - | 0 | 0 | - | 0 | 237.3739 | - | 868 | - | 0 | 0 | - | 0 | 0 | - | 0 | 0 | -
869 | 0 | 0 | 0 | 0 | 0 | 0 | 610.526 | 0 | 0 | 0 | 869 | 0 | 0 | 0 | 0 | 0 | 0 | 0 | 0 | 0 | 0 | 869 | - | 0 | 0 | - | 0 | 0 | - | 500 | 500 | - | 869 | - | 0 | 0 | - | 0 | 0 | - | 0 | 0 | -
870 | 0 | 0 | 0 | 0 | 0 | 0 | 0 | 0 | 0 | 0 | 870 | 0 | 0 | 0 | 0 | 0 | 0 | 0 | 0 | 0 | 0 | 870 | - | 0 | 0 | - | 0 | 0 | - | 238.1006 | 238.1006 | - | 870 | - | 0 | 0 | - | 0 | 0 | - | 0 | 0 | -
871 | 0 | 0 | 0 | 0 | 0 | 0 | 160.7849 | 67.2699 | 0 | 0 | 871 | 0 | 0 | 0 | 0 | 0 | 0 | 0 | 0 | 0 | 0 | 871 | - | 0 | 0 | - | 0 | 0 | - | 93.5149 | 72.0815 | - | 871 | - | 0 | 0 | - | 0 | 0 | - | 0 | 0 | -
872 | 0 | 0 | 0 | 0 | 0 | 0 | 0 | 12.6709 | 0 | 0 | 872 | 0 | 0 | 0 | 0 | 0 | 0 | 0 | 0 | 0 | 0 | 872 | - | 0 | 0 | - | 0 | 0 | - | 0 | 12.6709 | - | 872 | - | 0 | 0 | - | 0 | 0 | - | 0 | 0 | -
873 | 0 | 0 | 0 | 0 | 0 | 0 | 0 | 0 | 0 | 0 | 873 | 0 | 0 | 0 | 0 | 0 | 0 | 0 | 0 | 0 | 0 | 873 | - | 0 | 0 | - | 0 | 0 | - | 0 | 0 | - | 873 | - | 0 | 0 | - | 0 | 0 | - | 216.358 | 216.358 | -
874 | 0 | 0 | 0 | 0 | 0 | 0 | 0 | 0 | 0 | 0 | 874 | 0 | 0 | 0 | 0 | 0 | 0 | 0 | 0 | 0 | 0 | 874 | - | 0 | 0 | - | 0 | 0 | - | 0 | 0 | - | 874 | - | 0 | 0 | - | 0 | 0 | - | 0 | 0 | -
875 | 0 | 0 | 0 | 0 | 0 | 0 | 0 | 0 | 0 | 0 | 875 | 0 | 0 | 0 | 0 | 0 | 0 | 0 | 0 | 0 | 0 | 875 | - | 0 | 0 | - | 0 | 0 | - | 0 | 0 | - | 875 | - | 0 | 0 | - | 0 | 0 | - | 0 | 0 | -
876 | 0 | 0 | 0 | 0 | 0 | 0 | 0 | 0 | 0 | 0 | 876 | 0 | 0 | 0 | 0 | 0 | 0 | 0 | 0 | 0 | 0 | 876 | - | 0 | 0 | - | 0 | 0 | - | 0 | 0 | - | 876 | - | 0 | 0 | - | 0 | 0 | - | 500 | 500 | -
877 | 0 | 0 | 0 | 0 | 0 | 0 | 0 | 0 | 0 | 0 | 877 | 0 | 0 | 0 | 0 | 0 | 0 | 0 | 0 | 0 | 0 | 877 | - | 0 | 0 | - | 0 | 0 | - | 0 | 0 | - | 877 | - | 0 | 0 | - | 0 | 0 | - | 500 | 500 | -
878 | 0 | 0 | 0 | 0 | 0 | 0 | 0 | 0 | 0 | 0 | 878 | 0 | 0 | 0 | 0 | 0 | 0 | 0 | 0 | 0 | 0 | 878 | - | 0 | 0 | - | 0 | 0 | - | 0 | 0 | - | 878 | - | 0 | 0 | - | 117.2719 | 117.2719 | - | 500 | 500 | -
879 | 0 | 0 | 0 | 0 | 0 | 0 | 0 | 0 | 0 | 0 | 879 | 0 | 0 | 0 | 0 | 0 | 0 | 0 | 0 | 0 | 0 | 879 | - | 0 | 0 | - | 0 | 0 | - | 0 | 0 | - | 879 | - | 0 | 0 | - | 500 | 500 | - | 500 | 500 | -
880 | 0 | 0 | 0 | 0 | 0 | 0 | 0 | 0 | 0 | 0 | 880 | 0 | 0 | 0 | 457.7382 | 56.4488 | 0 | 36.5167 | 261.7085 | 0 | 0 | 880 | - | 0 | 0 | - | 0 | 0 | - | 0 | 0 | - | 880 | - | 0 | 0 | - | 500 | 500 | - | 500 | 500 | -
881 | 0 | 0 | 0 | 0 | 0 | 0 | 0 | 0 | 0 | 0 | 881 | 0 | 0 | 0 | 1169.7682 | 669.7682 | 233.1 | 957.9536 | 504.0514 | 233.1 | 0 | 881 | - | 0 | 0 | - | 0 | 0 | - | 0 | 0 | - | 881 | - | 0 | 0 | - | 500 | 500 | - | 500 | 500 | -
882 | 0 | 0 | 0 | 0 | 0 | 0 | 0 | 0 | 0 | 0 | 882 | 0 | 0 | 0 | 446.8911 | 0 | 0 | 1079.9271 | 579.9271 | 89.2614 | 0 | 882 | - | 0 | 0 | - | 0 | 0 | - | 0 | 0 | - | 882 | - | 0 | 0 | - | 500 | 500 | - | 500 | 500 | -
883 | 0 | 0 | 0 | 0 | 0 | 0 | 0 | 0 | 0 | 0 | 883 | 0 | 0 | 0 | 0 | 0 | 0 | 0 | 37.2447 | 0 | 0 | 883 | - | 0 | 0 | - | 0 | 0 | - | 0 | 0 | - | 883 | - | 0 | 0 | - | 500 | 500 | - | 500 | 500 | -
884 | 0 | 0 | 0 | 0 | 0 | 0 | 0 | 0 | 0 | 0 | 884 | 0 | 0 | 0 | 0 | 0 | 0 | 0 | 0 | 0 | 0 | 884 | - | 0 | 0 | - | 0 | 0 | - | 0 | 0 | - | 884 | - | 0 | 0 | - | 0 | 0 | - | 500 | 500 | -
885 | 0 | 0 | 0 | 0 | 0 | 0 | 0 | 0 | 0 | 0 | 885 | 0 | 0 | 0 | 0 | 0 | 0 | 0 | 0 | 0 | 0 | 885 | - | 0 | 0 | - | 0 | 0 | - | 0 | 0 | - | 885 | - | 0 | 0 | - | 0 | 0 | - | 500 | 500 | -
886 | 0 | 0 | 0 | 0 | 0 | 0 | 0 | 0 | 0 | 0 | 886 | 0 | 0 | 0 | 0 | 0 | 0 | 0 | 0 | 0 | 0 | 886 | - | 0 | 0 | - | 0 | 0 | - | 0 | 0 | - | 886 | - | 0 | 0 | - | 0 | 0 | - | 183.642 | 183.642 | -
887 | 0 | 0 | 0 | 0 | 0 | 0 | 0 | 0 | 0 | 0 | 887 | 0 | 0 | 0 | 0 | 0 | 0 | 0 | 0 | 0 | 0 | 887 | - | 0 | 0 | - | 0 | 0 | - | 0 | 0 | - | 887 | - | 0 | 0 | - | 0 | 0 | - | 0 | 0 | -
888 | 0 | 0 | 0 | 0 | 0 | 0 | 0 | 0 | 0 | 0 | 888 | 0 | 0 | 0 | 0 | 0 | 0 | 0 | 0 | 0 | 0 | 888 | - | 0 | 0 | - | 0 | 0 | - | 0 | 0 | - | 888 | - | 0 | 0 | - | 0 | 0 | - | 0 | 0 | -
889 | 0 | 0 | 0 | 0 | 0 | 0 | 0 | 0 | 0 | 0 | 889 | 0 | 0 | 0 | 0 | 0 | 0 | 0 | 0 | 0 | 0 | 889 | - | 404.6899 | 404.6899 | - | 0 | 0 | - | 0 | 0 | - | 889 | - | 0 | 0 | - | 0 | 0 | - | 0 | 0 | -
890 | 0 | 0 | 0 | 0 | 0 | 0 | 119.5926 | 0 | 0 | 0 | 890 | 0 | 0 | 0 | 0 | 0 | 0 | 0 | 0 | 0 | 0 | 890 | - | 500 | 500 | - | 0 | 0 | - | 303.3872 | 303.3872 | - | 890 | - | 0 | 0 | - | 0 | 0 | - | 0 | 0 | -
891 | 0 | 0 | 0 | 0 | 0 | 0 | 0 | 0 | 0 | 0 | 891 | 0 | 0 | 0 | 0 | 0 | 0 | 0 | 0 | 0 | 0 | 891 | - | 500 | 500 | - | 0 | 0 | - | 0 | 0 | - | 891 | - | 0 | 0 | - | 0 | 0 | - | 0 | 0 | -
892 | 0 | 0 | 0 | 0 | 0 | 0 | 0 | 0 | 0 | 0 | 892 | 0 | 0 | 0 | 0 | 0 | 0 | 0 | 0 | 0 | 0 | 892 | - | 0 | 0 | - | 0 | 0 | - | 0 | 0 | - | 892 | - | 0 | 0 | - | 0 | 0 | - | 0 | 0 | -
893 | 0 | 0 | 0 | 0 | 0 | 0 | 0 | 0 | 0 | 0 | 893 | 0 | 0 | 0 | 0 | 0 | 0 | 0 | 0 | 0 | 0 | 893 | - | 0 | 0 | - | 0 | 0 | - | 0 | 0 | - | 893 | - | 0 | 0 | - | 0 | 0 | - | 0 | 0 | -
894 | 0 | 0 | 0 | 0 | 0 | 0 | 0 | 0 | 0 | 0 | 894 | 0 | 0 | 0 | 0 | 0 | 0 | 101.6537 | 0 | 0 | 0 | 894 | - | 0 | 0 | - | 0 | 0 | - | 0 | 0 | - | 894 | - | 0 | 0 | - | 0 | 0 | - | 94.4328 | 129.4067 | -
895 | 0 | 0 | 0 | 0 | 0 | 0 | 0 | 0 | 0 | 0 | 895 | 0 | 0 | 0 | 0 | 0 | 0 | 0 | 0 | 0 | 0 | 895 | - | 0 | 0 | - | 0 | 0 | - | 0 | 0 | - | 895 | - | 0 | 0 | - | 0 | 0 | - | 13.2446 | 0 | -
896 | 0 | 0 | 0 | 0 | 0 | 0 | 0 | 0 | 0 | 0 | 896 | 0 | 0 | 0 | 0 | 0 | 0 | 0 | 0 | 0 | 0 | 896 | - | 0 | 0 | - | 0 | 0 | - | 0 | 0 | - | 896 | - | 0 | 0 | - | 0 | 0 | - | 0 | 0 | -
897 | 0 | 0 | 0 | 0 | 0 | 0 | 0 | 0 | 0 | 0 | 897 | 0 | 0 | 0 | 0 | 0 | 0 | 0 | 0 | 0 | 0 | 897 | - | 0 | 0 | - | 0 | 0 | - | 0 | 0 | - | 897 | - | 0 | 0 | - | 0 | 0 | - | 0 | 0 | -
898 | 0 | 0 | 0 | 0 | 0 | 0 | 0 | 0 | 0 | 0 | 898 | 0 | 0 | 0 | 0 | 0 | 0 | 0 | 0 | 0 | 0 | 898 | - | 0 | 0 | - | 0 | 0 | - | 0 | 0 | - | 898 | - | 0 | 0 | - | 0 | 0 | - | 0 | 0 | -
899 | 0 | 0 | 0 | 0 | 0 | 0 | 0 | 0 | 0 | 0 | 899 | 0 | 0 | 0 | 0 | 0 | 0 | 0 | 0 | 0 | 0 | 899 | - | 0 | 0 | - | 0 | 0 | - | 0 | 0 | - | 899 | - | 0 | 0 | - | 0 | 0 | - | 138.0663 | 116.3369 | -
900 | 0 | 0 | 0 | 0 | 0 | 0 | 0 | 0 | 0 | 0 | 900 | 0 | 0 | 0 | 0 | 0 | 0 | 0 | 0 | 0 | 0 | 900 | - | 0 | 0 | - | 0 | 0 | - | 0 | 0 | - | 900 | - | 0 | 0 | - | 0 | 0 | - | 0 | 0 | -
901 | 0 | 0 | 0 | 0 | 0 | 0 | 0 | 0 | 0 | 0 | 901 | 0 | 0 | 0 | 0 | 0 | 0 | 0 | 0 | 0 | 0 | 901 | - | 0 | 0 | - | 0 | 0 | - | 0 | 0 | - | 901 | - | 0 | 0 | - | 0 | 0 | - | 0 | 0 | -
902 | 0 | 0 | 0 | 0 | 0 | 0 | 0 | 0 | 0 | 0 | 902 | 0 | 0 | 0 | 0 | 0 | 0 | 0 | 0 | 0 | 0 | 902 | - | 0 | 0 | - | 0 | 0 | - | 0 | 0 | - | 902 | - | 0 | 0 | - | 0 | 0 | - | 0 | 0 | -
903 | 0 | 0 | 0 | 0 | 0 | 0 | 0 | 0 | 0 | 0 | 903 | 0 | 0 | 0 | 0 | 0 | 0 | 0 | 0 | 0 | 0 | 903 | - | 0 | 0 | - | 0 | 0 | - | 356.2241 | 356.2241 | - | 903 | - | 0 | 0 | - | 0 | 0 | - | 0 | 0 | -
904 | 0 | 0 | 0 | 0 | 0 | 0 | 0 | 256.8405 | 0 | 0 | 904 | 0 | 0 | 0 | 0 | 0 | 0 | 0 | 0 | 0 | 0 | 904 | - | 0 | 0 | - | 0 | 0 | - | 500 | 500 | - | 904 | - | 0 | 0 | - | 0 | 0 | - | 0 | 0 | -
905 | 0 | 0 | 0 | 0 | 0 | 0 | 0 | 0 | 0 | 0 | 905 | 0 | 0 | 0 | 0 | 0 | 0 | 0 | 0 | 0 | 0 | 905 | - | 0 | 0 | - | 0 | 0 | - | 0 | 0 | - | 905 | - | 0 | 0 | - | 0 | 0 | - | 0 | 0 | -
906 | 0 | 0 | 0 | 0 | 0 | 0 | 0 | 0 | 0 | 0 | 906 | 0 | 0 | 0 | 0 | 0 | 0 | 0 | 0 | 0 | 0 | 906 | - | 0 | 0 | - | 0 | 0 | - | 0 | 0 | - | 906 | - | 0 | 0 | - | 0 | 0 | - | 0 | 0 | -
907 | 0 | 0 | 0 | 0 | 0 | 0 | 0 | 0 | 0 | 0 | 907 | 0 | 0 | 0 | 0 | 0 | 0 | 0 | 0 | 0 | 0 | 907 | - | 87.5148 | 87.5148 | - | 0 | 0 | - | 500 | 500 | - | 907 | - | 0 | 0 | - | 0 | 0 | - | 0 | 0 | -
908 | 169.2323 | 0 | 0 | 0 | 0 | 0 | 0 | 605.7931 | 222.7654 | 169.2323 | 908 | 0 | 0 | 0 | 0 | 0 | 0 | 0 | 0 | 0 | 169.2323 | 908 | - | 465.0183 | 465.0183 | - | 261.9836 | 261.9836 | - | 500 | 500 | - | 908 | - | 0 | 0 | - | 0 | 0 | - | 0 | 0 | -
909 | 0 | 0 | 0 | 0 | 0 | 0 | 562.4642 | 175.6517 | 62.4642 | 0 | 909 | 0 | 0 | 0 | 0 | 0 | 0 | 0 | 0 | 0 | 0 | 909 | - | 56.9968 | 56.9968 | - | 500 | 500 | - | 500 | 500 | - | 909 | - | 0 | 0 | - | 0 | 0 | - | 0 | 0 | -
910 | 79.25 | 0 | 0 | 505.6683 | 5.6683 | 5.6683 | 0 | 119.9834 | 28.748 | 79.25 | 910 | 0 | 0 | 0 | 0 | 0 | 0 | 0 | 0 | 0 | 79.25 | 910 | - | 87.9779 | 87.9779 | - | 500 | 500 | - | 500 | 500 | - | 910 | - | 0 | 0 | - | 0 | 0 | - | 0 | 0 | -
911 | 157.5968 | 0 | 0 | 950.6193 | 450.6193 | 233.1 | 524.7823 | 137.9698 | 24.7823 | 157.5968 | 911 | 0 | 0 | 0 | 0 | 0 | 0 | 0 | 0 | 0 | 157.5968 | 911 | - | 157.5968 | 157.5968 | - | 500 | 500 | - | 500 | 500 | - | 911 | - | 0 | 0 | - | 0 | 0 | - | 0 | 0 | -
912 | 223.1915 | 0 | 0 | 503.4835 | 487.2739 | 3.4835 | 533.219 | 146.4065 | 33.219 | 223.1915 | 912 | 0 | 0 | 0 | 0 | 0 | 0 | 0 | 0 | 0 | 223.1915 | 912 | - | 223.1915 | 223.1915 | - | 500 | 500 | - | 500 | 500 | - | 912 | - | 0 | 0 | - | 0 | 0 | - | 0 | 0 | -
913 | 173.0338 | 0 | 0 | 0 | 207.7286 | 0 | 446.977 | 60.1645 | 0 | 173.0338 | 913 | 0 | 0 | 0 | 0 | 0 | 0 | 0 | 0 | 0 | 173.0338 | 913 | - | 173.0338 | 173.0338 | - | 500 | 500 | - | 500 | 500 | - | 913 | - | 0 | 0 | - | 0 | 0 | - | 0 | 0 | -
914 | 241.2397 | 0 | 0 | 0 | 0 | 136.9969 | 0 | 120.4574 | 7.2699 | 241.2397 | 914 | 0 | 0 | 0 | 0 | 0 | 0 | 0 | 0 | 0 | 241.2397 | 914 | - | 241.2397 | 241.2397 | - | 500 | 500 | - | 500 | 500 | - | 914 | - | 0 | 0 | - | 0 | 0 | - | 0 | 0 | -
915 | 176.6897 | 0 | 0 | 0 | 0 | 0 | 373.0252 | 3.7117 | 0 | 176.6897 | 915 | 0 | 0 | 0 | 0 | 0 | 0 | 0 | 0 | 0 | 176.6897 | 915 | - | 176.6897 | 176.6897 | - | 500 | 500 | - | 500 | 500 | - | 915 | - | 0 | 0 | - | 0 | 0 | - | 0 | 0 | -
916 | 0 | 0 | 0 | 0 | 310.2798 | 0 | 0 | 0 | 0 | 0 | 916 | 0 | 0 | 0 | 0 | 0 | 0 | 0 | 0 | 0 | 0 | 916 | - | 79.7677 | 79.7677 | - | 500 | 500 | - | 500 | 500 | - | 916 | - | 0 | 0 | - | 0 | 0 | - | 0 | 0 | -
917 | 0 | 0 | 0 | 480.6965 | 165.4085 | 0 | 0 | 0 | 0 | 0 | 917 | 0 | 0 | 0 | 0 | 0 | 0 | 0 | 0 | 0 | 0 | 917 | - | 0 | 0 | - | 500 | 500 | - | 345.4804 | 345.4804 | - | 917 | - | 0 | 0 | - | 0 | 0 | - | 0 | 0 | -
918 | 0 | 0 | 0 | 0 | 0 | 0 | 0 | 0 | 0 | 0 | 918 | 0 | 0 | 0 | 0 | 0 | 0 | 0 | 0 | 0 | 0 | 918 | - | 0 | 0 | - | 404.6831 | 404.6831 | - | 0 | 0 | - | 918 | - | 0 | 0 | - | 0 | 0 | - | 0 | 0 | -
919 | 0 | 0 | 0 | 0 | 0 | 0 | 0 | 0 | 0 | 0 | 919 | 0 | 0 | 0 | 0 | 0 | 0 | 0 | 0 | 0 | 0 | 919 | - | 0 | 0 | - | 0 | 0 | - | 0 | 0 | - | 919 | - | 0 | 0 | - | 0 | 0 | - | 0 | 0 | -
920 | 0 | 0 | 0 | 0 | 0 | 0 | 0 | 0 | 0 | 0 | 920 | 0 | 0 | 0 | 0 | 0 | 0 | 0 | 0 | 0 | 0 | 920 | - | 0 | 0 | - | 0 | 0 | - | 109.166 | 109.166 | - | 920 | - | 0 | 0 | - | 0 | 0 | - | 0 | 0 | -
921 | 0 | 0 | 0 | 0 | 0 | 0 | 0 | 0 | 0 | 0 | 921 | 0 | 0 | 0 | 0 | 0 | 0 | 0 | 0 | 0 | 0 | 921 | - | 0 | 0 | - | 0 | 0 | - | 86.1406 | 86.1406 | - | 921 | - | 0 | 0 | - | 0 | 0 | - | 0 | 0 | -
922 | 0 | 0 | 0 | 0 | 0 | 0 | 0 | 0 | 0 | 0 | 922 | 0 | 0 | 0 | 0 | 0 | 0 | 0 | 0 | 0 | 0 | 922 | - | 0 | 0 | - | 500 | 500 | - | 0 | 0 | - | 922 | - | 0 | 0 | - | 0 | 0 | - | 0 | 0 | -
923 | 0 | 0 | 0 | 0 | 0 | 0 | 0 | 0 | 0 | 0 | 923 | 0 | 0 | 0 | 0 | 0 | 0 | 0 | 0 | 0 | 0 | 923 | - | 53.2122 | 53.2122 | - | 500 | 500 | - | 110.1179 | 110.1179 | - | 923 | - | 0 | 0 | - | 0 | 0 | - | 0 | 0 | -
924 | 0 | 0 | 0 | 0 | 0 | 0 | 0 | 0 | 0 | 0 | 924 | 0 | 0 | 0 | 0 | 0 | 0 | 0 | 0 | 0 | 0 | 924 | - | 0 | 0 | - | 500 | 500 | - | 159.5376 | 159.5376 | - | 924 | - | 0 | 0 | - | 0 | 0 | - | 0 | 0 | -
925 | 0 | 0 | 0 | 0 | 0 | 0 | 0 | 0 | 0 | 0 | 925 | 0 | 0 | 0 | 0 | 0 | 0 | 0 | 0 | 0 | 0 | 925 | - | 0 | 0 | - | 0 | 0 | - | 0 | 0 | - | 925 | - | 0 | 0 | - | 0 | 0 | - | 0 | 0 | -
926 | 0 | 0 | 0 | 0 | 0 | 0 | 0 | 0 | 0 | 0 | 926 | 0 | 0 | 0 | 0 | 0 | 0 | 0 | 0 | 0 | 0 | 926 | - | 0 | 0 | - | 0 | 0 | - | 0 | 0 | - | 926 | - | 0 | 0 | - | 0 | 0 | - | 0 | 0 | -
927 | 0 | 0 | 0 | 0 | 0 | 0 | 0 | 0 | 0 | 0 | 927 | 0 | 0 | 0 | 0 | 0 | 0 | 0 | 0 | 0 | 0 | 927 | - | 0 | 0 | - | 0 | 0 | - | 0 | 0 | - | 927 | - | 0 | 0 | - | 0 | 0 | - | 0 | 0 | -
928 | 0 | 0 | 0 | 0 | 0 | 0 | 0 | 0 | 0 | 0 | 928 | 0 | 0 | 0 | 0 | 0 | 0 | 0 | 0 | 0 | 0 | 928 | - | 0 | 0 | - | 0 | 0 | - | 0 | 0 | - | 928 | - | 0 | 0 | - | 0 | 0 | - | 0 | 0 | -
929 | 0 | 0 | 0 | 0 | 0 | 0 | 0 | 0 | 0 | 0 | 929 | 0 | 0 | 0 | 0 | 0 | 0 | 0 | 0 | 0 | 0 | 929 | - | 0 | 0 | - | 0 | 0 | - | 0 | 0 | - | 929 | - | 0 | 0 | - | 0 | 0 | - | 0 | 0 | -
930 | 0 | 0 | 0 | 0 | 0 | 0 | 0 | 0 | 0 | 0 | 930 | 0 | 0 | 0 | 0 | 0 | 0 | 0 | 0 | 0 | 0 | 930 | - | 0 | 0 | - | 0 | 0 | - | 0 | 0 | - | 930 | - | 0 | 0 | - | 0 | 0 | - | 0 | 0 | -
931 | 0 | 0 | 0 | 0 | 0 | 0 | 0 | 0 | 0 | 0 | 931 | 0 | 0 | 0 | 0 | 0 | 0 | 0 | 0 | 0 | 0 | 931 | - | 0 | 0 | - | 0 | 0 | - | 0 | 0 | - | 931 | - | 0 | 0 | - | 0 | 0 | - | 0 | 0 | -
932 | 0 | 0 | 0 | 0 | 0 | 0 | 0 | 0 | 0 | 0 | 932 | 0 | 0 | 0 | 0 | 0 | 0 | 0 | 230.0074 | 2.3343 | 0 | 932 | - | 0 | 0 | - | 0 | 0 | - | 0 | 0 | - | 932 | - | 0 | 0 | - | 0 | 0 | - | 500 | 500 | -
933 | 0 | 0 | 0 | 0 | 0 | 0 | 0 | 0 | 0 | 0 | 933 | 0 | 0 | 0 | 0 | 0 | 0 | 661.5571 | 980.5599 | 233.1 | 0 | 933 | - | 0 | 0 | - | 0 | 0 | - | 0 | 0 | - | 933 | - | 0 | 0 | - | 0 | 0 | - | 0 | 500 | -
934 | 0 | 0 | 0 | 0 | 0 | 0 | 0 | 0 | 0 | 0 | 934 | 0 | 0 | 0 | 0 | 0 | 0 | 543.9271 | 86.9271 | 86.9271 | 0 | 934 | - | 0 | 0 | - | 0 | 0 | - | 0 | 0 | - | 934 | - | 0 | 0 | - | 0 | 0 | - | 500 | 500 | -
935 | 0 | 0 | 0 | 0 | 0 | 0 | 0 | 0 | 0 | 0 | 935 | 0 | 0 | 0 | 0 | 0 | 0 | 425.56 | 85.4372 | 0 | 0 | 935 | - | 0 | 0 | - | 0 | 0 | - | 0 | 0 | - | 935 | - | 0 | 0 | - | 0 | 0 | - | 383.1228 | 468.56 | -
936 | 0 | 0 | 0 | 0 | 0 | 0 | 0 | 0 | 0 | 0 | 936 | 0 | 0 | 0 | 0 | 0 | 0 | 344.0308 | 0 | 0 | 0 | 936 | - | 0 | 0 | - | 0 | 0 | - | 0 | 0 | - | 936 | - | 0 | 0 | - | 0 | 0 | - | 387.0308 | 387.0308 | -
937 | 0 | 0 | 0 | 0 | 0 | 0 | 0 | 0 | 0 | 0 | 937 | 0 | 0 | 0 | 0 | 0 | 0 | 99.3226 | 0 | 0 | 0 | 937 | - | 0 | 0 | - | 0 | 0 | - | 0 | 0 | - | 937 | - | 0 | 0 | - | 0 | 0 | - | 142.3226 | 142.3226 | -
938 | 0 | 0 | 0 | 0 | 0 | 0 | 0 | 0 | 0 | 0 | 938 | 0 | 0 | 0 | 0 | 0 | 0 | 0 | 0 | 0 | 0 | 938 | - | 0 | 0 | - | 0 | 0 | - | 0 | 95.6457 | - | 938 | - | 0 | 0 | - | 0 | 0 | - | 0 | 0 | -
939 | 0 | 0 | 0 | 0 | 0 | 0 | 0 | 0 | 0 | 0 | 939 | 0 | 0 | 0 | 0 | 0 | 0 | 0 | 0 | 0 | 0 | 939 | - | 0 | 0 | - | 0 | 0 | - | 0 | 232.3241 | - | 939 | - | 0 | 0 | - | 0 | 0 | - | 0 | 0 | -
940 | 0 | 0 | 0 | 0 | 0 | 0 | 0 | 0 | 0 | 0 | 940 | 0 | 0 | 0 | 0 | 0 | 0 | 0 | 0 | 0 | 0 | 940 | - | 0 | 0 | - | 0 | 0 | - | 0 | 255.8738 | - | 940 | - | 0 | 0 | - | 0 | 0 | - | 0 | 0 | -
941 | 0 | 0 | 0 | 0 | 0 | 0 | 0 | 0 | 0 | 0 | 941 | 0 | 0 | 0 | 70.4931 | 0 | 0 | 0 | 0 | 0 | 0 | 941 | - | 0 | 0 | - | 0 | 0 | - | 0 | 0 | - | 941 | - | 0 | 0 | - | 0 | 0 | - | 0 | 0 | -
942 | 0 | 0 | 0 | 0 | 0 | 0 | 0 | 0 | 0 | 0 | 942 | 0 | 0 | 0 | 0 | 0 | 0 | 0 | 0 | 0 | 0 | 942 | - | 0 | 0 | - | 0 | 0 | - | 0 | 0 | - | 942 | - | 0 | 0 | - | 0 | 0 | - | 0 | 0 | -
943 | 0 | 0 | 0 | 0 | 0 | 0 | 0 | 0 | 0 | 0 | 943 | 0 | 0 | 0 | 0 | 0 | 0 | 0 | 0 | 0 | 0 | 943 | - | 0 | 0 | - | 0 | 0 | - | 0 | 0 | - | 943 | - | 0 | 0 | - | 83.3758 | 83.3758 | - | 0 | 0 | -
944 | 0 | 0 | 0 | 0 | 0 | 0 | 0 | 0 | 0 | 0 | 944 | 0 | 0 | 0 | 0 | 0 | 0 | 0 | 0 | 0 | 0 | 944 | - | 0 | 0 | - | 0 | 0 | - | 0 | 0 | - | 944 | - | 0 | 0 | - | 0 | 0 | - | 0 | 0 | -
945 | 0 | 0 | 0 | 0 | 0 | 0 | 0 | 0 | 0 | 0 | 945 | 0 | 0 | 0 | 0 | 0 | 0 | 0 | 0 | 0 | 0 | 945 | - | 0 | 0 | - | 0 | 0 | - | 361.0816 | 500 | - | 945 | - | 0 | 0 | - | 0 | 0 | - | 0 | 0 | -
946 | 0 | 0 | 0 | 0 | 0 | 0 | 0 | 0 | 0 | 0 | 946 | 0 | 0 | 0 | 0 | 0 | 0 | 0 | 0 | 0 | 0 | 946 | - | 0 | 0 | - | 0 | 0 | - | 500 | 500 | - | 946 | - | 0 | 0 | - | 0 | 0 | - | 0 | 0 | -
947 | 0 | 0 | 0 | 82.9331 | 0 | 0 | 1500 | 1000 | 233.1 | 0 | 947 | 0 | 0 | 0 | 0 | 0 | 0 | 0 | 0 | 0 | 0 | 947 | - | 0 | 0 | - | 102.9331 | 102.9331 | - | 500 | 500 | - | 947 | - | 0 | 0 | - | 0 | 0 | - | 0 | 0 | -
948 | 0 | 0 | 0 | 0 | 0 | 0 | 940.4677 | 626.9784 | 146.1487 | 0 | 948 | 0 | 0 | 0 | 0 | 0 | 0 | 0 | 0 | 0 | 0 | 948 | - | 0 | 0 | - | 0 | 0 | - | 500 | 500 | - | 948 | - | 0 | 0 | - | 0 | 0 | - | 0 | 0 | -
949 | 0 | 0 | 0 | 0 | 0 | 0 | 0 | 0 | 0 | 0 | 949 | 0 | 0 | 0 | 0 | 0 | 0 | 0 | 0 | 0 | 0 | 949 | - | 0 | 0 | - | 0 | 0 | - | 500 | 500 | - | 949 | - | 0 | 0 | - | 0 | 0 | - | 0 | 0 | -
950 | 0 | 0 | 0 | 0 | 0 | 0 | 0 | 0 | 0 | 0 | 950 | 0 | 0 | 0 | 0 | 0 | 0 | 0 | 0 | 0 | 0 | 950 | - | 0 | 0 | - | 0 | 0 | - | 0 | 0 | - | 950 | - | 0 | 0 | - | 0 | 0 | - | 0 | 0 | -
951 | 0 | 0 | 0 | 0 | 0 | 0 | 0 | 0 | 0 | 0 | 951 | 0 | 0 | 0 | 0 | 0 | 0 | 0 | 0 | 0 | 0 | 951 | - | 0 | 0 | - | 0 | 0 | - | 0 | 0 | - | 951 | - | 0 | 0 | - | 0 | 0 | - | 0 | 0 | -
952 | 0 | 0 | 0 | 0 | 0 | 0 | 0 | 0 | 0 | 0 | 952 | 0 | 0 | 0 | 0 | 0 | 0 | 0 | 0 | 0 | 0 | 952 | - | 0 | 0 | - | 0 | 0 | - | 0 | 0 | - | 952 | - | 0 | 0 | - | 0 | 0 | - | 500 | 374.932 | -
953 | 0 | 0 | 0 | 0 | 0 | 0 | 0 | 0 | 0 | 0 | 953 | 0 | 0 | 0 | 0 | 0 | 0 | 82.5287 | 0 | 0 | 0 | 953 | - | 0 | 0 | - | 0 | 0 | - | 0 | 0 | - | 953 | - | 0 | 0 | - | 0 | 0 | - | 500 | 500 | -
954 | 0 | 0 | 0 | 0 | 0 | 0 | 0 | 0 | 0 | 0 | 954 | 0 | 0 | 0 | 0 | 0 | 0 | 641.5368 | 375.3348 | 89.2614 | 0 | 954 | - | 0 | 0 | - | 0 | 0 | - | 0 | 0 | - | 954 | - | 0 | 0 | - | 0 | 0 | - | 500 | 500 | -
955 | 0 | 0 | 0 | 0 | 0 | 0 | 0 | 0 | 0 | 0 | 955 | 0 | 0 | 0 | 0 | 0 | 0 | 1090.266 | 986.1337 | 233.1 | 0 | 955 | - | 0 | 0 | - | 0 | 0 | - | 0 | 0 | - | 955 | - | 0 | 0 | - | 0 | 0 | - | 500 | 500 | -
956 | 0 | 0 | 0 | 0 | 0 | 0 | 0 | 0 | 0 | 0 | 956 | 0 | 0 | 0 | 0 | 0 | 0 | 260.066 | 0 | 0 | 0 | 956 | - | 0 | 0 | - | 0 | 0 | - | 0 | 0 | - | 956 | - | 0 | 0 | - | 0 | 0 | - | 500 | 500 | -
957 | 0 | 0 | 0 | 0 | 0 | 0 | 0 | 0 | 0 | 0 | 957 | 0 | 0 | 0 | 0 | 0 | 0 | 0 | 21.4631 | 0 | 0 | 957 | - | 0 | 0 | - | 0 | 0 | - | 0 | 0 | - | 957 | - | 0 | 0 | - | 0 | 0 | - | 104.5151 | 229.5831 | -
958 | 0 | 0 | 0 | 0 | 0 | 0 | 0 | 0 | 0 | 0 | 958 | 0 | 0 | 0 | 0 | 0 | 0 | 0 | 0 | 0 | 0 | 958 | - | 0 | 0 | - | 0 | 0 | - | 0 | 0 | - | 958 | - | 0 | 0 | - | 0 | 0 | - | 0 | 0 | -
959 | 0 | 0 | 0 | 0 | 0 | 0 | 0 | 0 | 0 | 0 | 959 | 0 | 0 | 0 | 0 | 0 | 0 | 0 | 0 | 0 | 0 | 959 | - | 0 | 0 | - | 0 | 0 | - | 0 | 0 | - | 959 | - | 0 | 0 | - | 0 | 0 | - | 0 | 0 | -
960 | 0 | 0 | 0 | 0 | 0 | 0 | 160.5504 | 0 | 0 | 0 | 960 | 0 | 0 | 0 | 0 | 0 | 0 | 0 | 0 | 0 | 0 | 960 | - | 0 | 0 | - | 0 | 0 | - | 500 | 500 | - | 960 | - | 0 | 0 | - | 0 | 0 | - | 0 | 0 | -
961 | 0 | 0 | 0 | 0 | 0 | 0 | 0 | 568.4975 | 108.9429 | 0 | 961 | 0 | 0 | 0 | 0 | 0 | 0 | 0 | 0 | 0 | 0 | 961 | - | 0 | 0 | - | 0 | 0 | - | 500 | 500 | - | 961 | - | 0 | 0 | - | 0 | 0 | - | 0 | 0 | -
962 | 0 | 0 | 0 | 0 | 0 | 0 | 577.3639 | 0 | 0 | 0 | 962 | 0 | 0 | 0 | 0 | 0 | 0 | 0 | 0 | 0 | 0 | 962 | - | 0 | 0 | - | 0 | 0 | - | 500 | 500 | - | 962 | - | 0 | 0 | - | 0 | 0 | - | 0 | 0 | -
963 | 0 | 0 | 0 | 0 | 0 | 0 | 350.1874 | 410.0244 | 230.7221 | 0 | 963 | 0 | 0 | 0 | 0 | 0 | 0 | 0 | 0 | 0 | 0 | 963 | - | 0 | 0 | - | 0 | 0 | - | 500 | 500 | - | 963 | - | 0 | 0 | - | 0 | 0 | - | 0 | 0 | -
964 | 0 | 0 | 0 | 0 | 0 | 0 | 1014.486 | 648.4565 | 39.5837 | 0 | 964 | 0 | 0 | 0 | 0 | 0 | 0 | 0 | 0 | 0 | 0 | 964 | - | 0 | 0 | - | 0 | 0 | - | 500 | 500 | - | 964 | - | 0 | 0 | - | 0 | 0 | - | 0 | 0 | -
965 | 0 | 0 | 0 | 0 | 0 | 0 | 337.8799 | 0 | 0 | 0 | 965 | 0 | 0 | 0 | 0 | 0 | 0 | 0 | 0 | 0 | 0 | 965 | - | 0 | 0 | - | 0 | 0 | - | 500 | 500 | - | 965 | - | 0 | 0 | - | 0 | 0 | - | 0 | 0 | -
966 | 0 | 0 | 0 | 0 | 0 | 0 | 0 | 0 | 0 | 0 | 966 | 0 | 0 | 0 | 0 | 0 | 0 | 0 | 0 | 0 | 0 | 966 | - | 0 | 0 | - | 0 | 0 | - | 215.4507 | 215.4507 | - | 966 | - | 0 | 0 | - | 0 | 0 | - | 0 | 0 | -
967 | 0 | 0 | 0 | 0 | 0 | 0 | 0 | 0 | 0 | 0 | 967 | 0 | 0 | 0 | 0 | 0 | 0 | 0 | 0 | 0 | 0 | 967 | - | 0 | 0 | - | 0 | 0 | - | 0 | 0 | - | 967 | - | 0 | 0 | - | 0 | 0 | - | 0 | 0 | -
968 | 0 | 0 | 0 | 0 | 0 | 0 | 0 | 0 | 0 | 0 | 968 | 0 | 0 | 0 | 0 | 0 | 0 | 0 | 0 | 0 | 0 | 968 | - | 0 | 0 | - | 0 | 0 | - | 0 | 0 | - | 968 | - | 0 | 0 | - | 0 | 0 | - | 0 | 0 | -
969 | 0 | 0 | 0 | 0 | 0 | 0 | 0 | 0 | 0 | 0 | 969 | 0 | 0 | 0 | 0 | 0 | 0 | 0 | 0 | 0 | 0 | 969 | - | 0 | 0 | - | 0 | 0 | - | 0 | 0 | - | 969 | - | 0 | 0 | - | 0 | 0 | - | 0 | 0 | -
970 | 0 | 0 | 0 | 0 | 0 | 0 | 0 | 0 | 0 | 0 | 970 | 0 | 0 | 0 | 0 | 0 | 0 | 0 | 0 | 0 | 0 | 970 | - | 0 | 0 | - | 0 | 0 | - | 0 | 0 | - | 970 | - | 0 | 0 | - | 0 | 0 | - | 0 | 0 | -
971 | 0 | 0 | 0 | 0 | 0 | 0 | 0 | 0 | 0 | 0 | 971 | 0 | 0 | 0 | 0 | 0 | 0 | 0 | 0 | 0 | 0 | 971 | - | 0 | 0 | - | 0 | 0 | - | 0 | 0 | - | 971 | - | 0 | 0 | - | 0 | 0 | - | 0 | 0 | -
972 | 0 | 0 | 0 | 0 | 0 | 0 | 0 | 0 | 0 | 0 | 972 | 0 | 0 | 0 | 0 | 0 | 0 | 0 | 19.2452 | 0 | 0 | 972 | - | 0 | 0 | - | 0 | 0 | - | 0 | 0 | - | 972 | - | 0 | 0 | - | 0 | 0 | - | 0 | 68.8798 | -
973 | 0 | 0 | 0 | 0 | 0 | 0 | 0 | 0 | 0 | 0 | 973 | 0 | 0 | 0 | 0 | 0 | 0 | 73.7511 | 56.3755 | 0 | 0 | 973 | - | 0 | 0 | - | 0 | 0 | - | 0 | 0 | - | 973 | - | 0 | 0 | - | 0 | 0 | - | 0 | 0 | -
974 | 0 | 0 | 0 | 0 | 0 | 0 | 0 | 0 | 0 | 0 | 974 | 0 | 0 | 0 | 0 | 0 | 0 | 0 | 0 | 0 | 0 | 974 | - | 0 | 0 | - | 0 | 0 | - | 0 | 0 | - | 974 | - | 0 | 0 | - | 0 | 0 | - | 0 | 0 | -
975 | 0 | 0 | 0 | 0 | 0 | 0 | 0 | 0 | 0 | 0 | 975 | 0 | 0 | 0 | 0 | 0 | 0 | 0 | 0 | 0 | 0 | 975 | - | 0 | 0 | - | 0 | 0 | - | 0 | 0 | - | 975 | - | 127.8672 | 127.8672 | - | 0 | 0 | - | 0 | 0 | -
976 | 0 | 0 | 0 | 0 | 0 | 0 | 0 | 0 | 0 | 0 | 976 | 0 | 0 | 0 | 0 | 0 | 0 | 0 | 0 | 0 | 0 | 976 | - | 0 | 0 | - | 0 | 0 | - | 0 | 0 | - | 976 | - | 68.2022 | 68.2022 | - | 0 | 0 | - | 0 | 0 | -
977 | 0 | 0 | 0 | 0 | 0 | 0 | 0 | 0 | 0 | 0 | 977 | 0 | 0 | 0 | 0 | 0 | 0 | 0 | 0 | 0 | 0 | 977 | - | 0 | 0 | - | 0 | 0 | - | 0 | 0 | - | 977 | - | 0 | 0 | - | 0 | 0 | - | 0 | 0 | -
978 | 0 | 0 | 0 | 0 | 0 | 0 | 0 | 0 | 0 | 0 | 978 | 0 | 0 | 0 | 0 | 0 | 0 | 0 | 0 | 0 | 0 | 978 | - | 0 | 0 | - | 0 | 0 | - | 0 | 0 | - | 978 | - | 0 | 0 | - | 0 | 0 | - | 120.959 | 0 | -
979 | 0 | 0 | 0 | 0 | 0 | 0 | 0 | 0 | 0 | 0 | 979 | 0 | 0 | 0 | 0 | 0 | 0 | 0 | 0 | 0 | 0 | 979 | - | 0 | 0 | - | 0 | 0 | - | 0 | 0 | - | 979 | - | 0 | 0 | - | 0 | 0 | - | 141.3023 | 0 | -
980 | 0 | 0 | 0 | 0 | 0 | 0 | 0 | 0 | 0 | 0 | 980 | 0 | 0 | 0 | 0 | 0 | 0 | 0 | 0 | 0 | 0 | 980 | - | 0 | 0 | - | 0 | 0 | - | 0 | 0 | - | 980 | - | 0 | 0 | - | 0 | 0 | - | 343.1515 | 118.1515 | -
981 | 0 | 0 | 0 | 0 | 0 | 0 | 0 | 0 | 0 | 0 | 981 | 0 | 0 | 0 | 0 | 0 | 0 | 0 | 0 | 0 | 0 | 981 | - | 0 | 0 | - | 0 | 0 | - | 0 | 0 | - | 981 | - | 0 | 0 | - | 0 | 0 | - | 0 | 0 | -
982 | 0 | 0 | 0 | 0 | 0 | 0 | 0 | 0 | 0 | 0 | 982 | 0 | 0 | 0 | 0 | 0 | 0 | 0 | 0 | 0 | 0 | 982 | - | 0 | 0 | - | 0 | 0 | - | 0 | 0 | - | 982 | - | 0 | 0 | - | 0 | 0 | - | 0 | 0 | -
983 | 0 | 0 | 0 | 0 | 0 | 0 | 0 | 0 | 0 | 0 | 983 | 0 | 0 | 0 | 0 | 0 | 0 | 0 | 0 | 0 | 0 | 983 | - | 0 | 0 | - | 0 | 0 | - | 0 | 0 | - | 983 | - | 0 | 0 | - | 0 | 0 | - | 0 | 0 | -
984 | 0 | 0 | 0 | 0 | 0 | 0 | 0 | 0 | 0 | 0 | 984 | 0 | 0 | 0 | 0 | 0 | 0 | 0 | 0 | 0 | 0 | 984 | - | 0 | 0 | - | 0 | 0 | - | 0 | 0 | - | 984 | - | 0 | 0 | - | 0 | 0 | - | 0 | 0 | -
985 | 0 | 0 | 0 | 0 | 0 | 0 | 0 | 0 | 0 | 0 | 985 | 0 | 0 | 0 | 0 | 0 | 0 | 0 | 0 | 0 | 0 | 985 | - | 0 | 0 | - | 0 | 0 | - | 0 | 0 | - | 985 | - | 0 | 0 | - | 0 | 0 | - | 0 | 0 | -
986 | 0 | 0 | 0 | 0 | 0 | 0 | 0 | 0 | 0 | 0 | 986 | 0 | 0 | 0 | 0 | 0 | 0 | 0 | 0 | 0 | 0 | 986 | - | 0 | 0 | - | 0 | 0 | - | 0 | 0 | - | 986 | - | 0 | 0 | - | 0 | 0 | - | 0 | 0 | -
987 | 0 | 0 | 0 | 0 | 0 | 0 | 0 | 0 | 0 | 0 | 987 | 0 | 0 | 0 | 0 | 0 | 0 | 0 | 0 | 0 | 0 | 987 | - | 0 | 0 | - | 0 | 0 | - | 0 | 0 | - | 987 | - | 0 | 0 | - | 0 | 0 | - | 0 | 0 | -
988 | 0 | 0 | 0 | 0 | 0 | 0 | 0 | 0 | 0 | 0 | 988 | 0 | 0 | 0 | 0 | 0 | 0 | 0 | 0 | 0 | 0 | 988 | - | 0 | 0 | - | 0 | 0 | - | 0 | 0 | - | 988 | - | 0 | 0 | - | 0 | 0 | - | 0 | 0 | -
989 | 0 | 0 | 0 | 0 | 0 | 0 | 0 | 0 | 0 | 0 | 989 | 0 | 0 | 0 | 0 | 0 | 0 | 0 | 0 | 0 | 0 | 989 | - | 0 | 0 | - | 0 | 0 | - | 0 | 0 | - | 989 | - | 0 | 0 | - | 0 | 0 | - | 0 | 0 | -
990 | 0 | 0 | 0 | 0 | 0 | 0 | 0 | 0 | 0 | 0 | 990 | 0 | 0 | 0 | 0 | 0 | 0 | 0 | 0 | 0 | 0 | 990 | - | 0 | 0 | - | 0 | 0 | - | 0 | 0 | - | 990 | - | 0 | 0 | - | 0 | 0 | - | 0 | 500 | -
991 | 0 | 0 | 0 | 0 | 0 | 0 | 0 | 0 | 0 | 0 | 991 | 0 | 0 | 0 | 0 | 0 | 0 | 0 | 0 | 0 | 0 | 991 | - | 0 | 0 | - | 0 | 0 | - | 0 | 0 | - | 991 | - | 0 | 0 | - | 0 | 0 | - | 0 | 500 | -
992 | 0 | 0 | 0 | 0 | 0 | 0 | 0 | 0 | 0 | 0 | 992 | 0 | 0 | 0 | 0 | 0 | 0 | 0 | 0 | 0 | 0 | 992 | - | 0 | 0 | - | 0 | 0 | - | 0 | 0 | - | 992 | - | 0 | 0 | - | 0 | 0 | - | 32.3693 | 0 | -
993 | 0 | 0 | 0 | 0 | 0 | 0 | 0 | 0 | 0 | 0 | 993 | 0 | 0 | 0 | 0 | 0 | 0 | 0 | 0 | 0 | 0 | 993 | - | 0 | 0 | - | 0 | 0 | - | 0 | 0 | - | 993 | - | 0 | 0 | - | 0 | 0 | - | 0 | 0 | -
994 | 0 | 0 | 0 | 0 | 0 | 0 | 41.0606 | 0 | 0 | 0 | 994 | 0 | 0 | 0 | 0 | 0 | 0 | 0 | 0 | 0 | 0 | 994 | - | 0 | 0 | - | 0 | 0 | - | 41.0606 | 41.0606 | - | 994 | - | 0 | 0 | - | 0 | 0 | - | 0 | 0 | -
995 | 0 | 0 | 0 | 0 | 0 | 0 | 0 | 0 | 0 | 0 | 995 | 0 | 0 | 0 | 0 | 0 | 0 | 0 | 0 | 0 | 0 | 995 | - | 0 | 0 | - | 0 | 0 | - | 0 | 0 | - | 995 | - | 0 | 0 | - | 0 | 0 | - | 0 | 0 | -
996 | 0 | 0 | 0 | 0 | 0 | 0 | 45.7054 | 0 | 0 | 0 | 996 | 0 | 0 | 0 | 0 | 0 | 0 | 0 | 0 | 0 | 0 | 996 | - | 0 | 0 | - | 0 | 0 | - | 45.7054 | 45.7054 | - | 996 | - | 0 | 0 | - | 0 | 0 | - | 0 | 0 | -
997 | 0 | 0 | 0 | 0 | 0 | 0 | 0 | 0 | 0 | 0 | 997 | 0 | 0 | 0 | 0 | 0 | 0 | 0 | 0 | 0 | 0 | 997 | - | 0 | 0 | - | 0 | 0 | - | 0 | 0 | - | 997 | - | 0 | 0 | - | 0 | 0 | - | 0 | 0 | -
998 | 0 | 0 | 0 | 0 | 0 | 0 | 0 | 0 | 0 | 0 | 998 | 0 | 0 | 0 | 0 | 0 | 0 | 0 | 0 | 0 | 0 | 998 | - | 0 | 0 | - | 0 | 0 | - | 0 | 0 | - | 998 | - | 285.3858 | 285.3858 | - | 0 | 0 | - | 0 | 0 | -
999 | 0 | 0 | 0 | 0 | 0 | 0 | 0 | 0 | 0 | 0 | 999 | 255.1154 | 0 | 0 | 486.6704 | 136.8204 | 0 | 509.0665 | 159.0665 | 159.0665 | 0 | 999 | - | 0 | 0 | - | 0 | 0 | - | 0 | 0 | - | 999 | - | 333.1154 | 333.1154 | - | 500 | 500 | - | 500 | 500 | -
1000 | 0 | 0 | 0 | 0 | 0 | 0 | 0 | 0 | 0 | 0 | 1000 | 165.6857 | 0 | 0 | 93.1076 | 0 | 0 | 115.1138 | 451.1038 | 2.1142 | 0 | 1000 | - | 0 | 0 | - | 0 | 0 | - | 0 | 0 | - | 1000 | - | 243.6857 | 243.6857 | - | 243.1076 | 243.1076 | - | 500 | 500 | -
1001 | 0 | 0 | 0 | 0 | 0 | 0 | 0 | 0 | 0 | 0 | 1001 | 91.6147 | 0 | 0 | 34.3337 | 0 | 0 | 413.0184 | 5.6748 | 0 | 0 | 1001 | - | 0 | 0 | - | 0 | 0 | - | 0 | 0 | - | 1001 | - | 169.6147 | 169.6147 | - | 269.7945 | 184.3337 | - | 500 | 500 | -
1002 | 0 | 0 | 0 | 0 | 0 | 0 | 0 | 0 | 0 | 0 | 1002 | 60.2025 | 0 | 0 | 16.3099 | 0 | 0 | 0 | 0 | 0 | 0 | 1002 | - | 0 | 0 | - | 0 | 0 | - | 0 | 0 | - | 1002 | - | 149.5603 | 149.5603 | - | 166.3099 | 166.3099 | - | 43.8332 | 0 | -
1003 | 0 | 0 | 0 | 0 | 0 | 0 | 0 | 0 | 0 | 0 | 1003 | 0 | 0 | 0 | 153.7749 | 0 | 0 | 0 | 0 | 0 | 0 | 1003 | - | 0 | 0 | - | 0 | 0 | - | 0 | 0 | - | 1003 | - | 204.7533 | 204.7533 | - | 303.7749 | 389.2358 | - | 465.416 | 0 | -
1004 | 0 | 0 | 0 | 0 | 0 | 0 | 0 | 0 | 0 | 0 | 1004 | 0 | 0 | 0 | 0 | 0 | 0 | 0 | 0 | 0 | 0 | 1004 | - | 0 | 0 | - | 0 | 0 | - | 0 | 0 | - | 1004 | - | 238.8476 | 238.8476 | - | 188.7848 | 188.7848 | - | 0 | 0 | -
1005 | 0 | 0 | 0 | 0 | 0 | 0 | 0 | 0 | 0 | 0 | 1005 | 178.2187 | 0 | 0 | 253.0022 | 414.099 | 161.1807 | 0 | 0 | 0 | 0 | 1005 | - | 0 | 0 | - | 0 | 0 | - | 0 | 0 | - | 1005 | - | 256.2187 | 256.2187 | - | 500 | 500 | - | 123.2492 | 83.2492 | -
1006 | 0 | 0 | 0 | 0 | 0 | 0 | 0 | 0 | 0 | 0 | 1006 | 133.0797 | 0 | 0 | 0 | 140.5464 | 0 | 0 | 0 | 0 | 0 | 1006 | - | 0 | 0 | - | 0 | 0 | - | 0 | 0 | - | 1006 | - | 211.0797 | 211.0797 | - | 500 | 500 | - | 0 | 0 | -
1007 | 0 | 0 | 0 | 0 | 0 | 0 | 0 | 0 | 0 | 0 | 1007 | 75.8577 | 0 | 0 | 0 | 0 | 0 | 0 | 0 | 0 | 0 | 1007 | - | 0 | 0 | - | 0 | 0 | - | 0 | 0 | - | 1007 | - | 153.8577 | 153.8577 | - | 28.2283 | 28.2283 | - | 0 | 0 | -
1008 | 0 | 0 | 0 | 0 | 0 | 0 | 0 | 0 | 0 | 0 | 1008 | 77.4243 | 0 | 0 | 0 | 0 | 0 | 0 | 0 | 0 | 0 | 1008 | - | 0 | 0 | - | 0 | 0 | - | 0 | 0 | - | 1008 | - | 155.4243 | 155.4243 | - | 0 | 0 | - | 0 | 0 | -
1009 | 0 | 0 | 0 | 0 | 0 | 0 | 0 | 0 | 0 | 0 | 1009 | 494.2934 | 0 | 0 | 0 | 258.54 | 87.5167 | 190.5681 | 0 | 0 | 0 | 1009 | - | 0 | 0 | - | 0 | 0 | - | 0 | 0 | - | 1009 | - | 494.2934 | 494.2934 | - | 500 | 500 | - | 280.5681 | 280.5681 | -
1010 | 0 | 0 | 0 | 0 | 0 | 0 | 0 | 0 | 0 | 0 | 1010 | 526.6662 | 0 | 161.1807 | 0 | 0 | 0 | 0 | 0 | 0 | 0 | 1010 | - | 0 | 0 | - | 0 | 0 | - | 0 | 0 | - | 1010 | - | 500 | 365.4855 | - | 0 | 0 | - | 0 | 0 | -
1011 | 0 | 0 | 0 | 0 | 0 | 0 | 0 | 0 | 0 | 0 | 1011 | 0 | 0 | 0 | 0 | 0 | 0 | 0 | 0 | 0 | 0 | 1011 | - | 0 | 0 | - | 0 | 0 | - | 0 | 0 | - | 1011 | - | 0 | 0 | - | 0 | 0 | - | 0 | 0 | -
1012 | 0 | 0 | 0 | 0 | 0 | 0 | 0 | 0 | 0 | 0 | 1012 | 0 | 0 | 0 | 0 | 0 | 0 | 0 | 0 | 0 | 0 | 1012 | - | 0 | 0 | - | 0 | 0 | - | 0 | 0 | - | 1012 | - | 0 | 0 | - | 0 | 0 | - | 0 | 0 | -
1013 | 0 | 0 | 0 | 0 | 0 | 0 | 0 | 0 | 0 | 0 | 1013 | 0 | 0 | 0 | 0 | 0 | 0 | 0 | 0 | 0 | 0 | 1013 | - | 0 | 0 | - | 0 | 0 | - | 0 | 0 | - | 1013 | - | 0 | 0 | - | 0 | 0 | - | 0 | 0 | -
1014 | 0 | 0 | 0 | 0 | 0 | 0 | 0 | 0 | 0 | 0 | 1014 | 0 | 0 | 0 | 0 | 0 | 0 | 0 | 0 | 0 | 0 | 1014 | - | 0 | 0 | - | 0 | 0 | - | 0 | 0 | - | 1014 | - | 0 | 0 | - | 0 | 0 | - | 0 | 0 | -
1015 | 0 | 0 | 0 | 0 | 0 | 0 | 0 | 0 | 0 | 0 | 1015 | 0 | 0 | 0 | 0 | 0 | 0 | 0 | 0 | 0 | 0 | 1015 | - | 0 | 0 | - | 0 | 0 | - | 0 | 0 | - | 1015 | - | 0 | 0 | - | 0 | 0 | - | 0 | 0 | -
1016 | 0 | 0 | 0 | 0 | 0 | 0 | 0 | 0 | 0 | 0 | 1016 | 0 | 0 | 0 | 0 | 0 | 0 | 0 | 0 | 0 | 0 | 1016 | - | 0 | 0 | - | 0 | 0 | - | 0 | 0 | - | 1016 | - | 0 | 0 | - | 149.8796 | 311.871 | - | 0 | 0 | -
1017 | 0 | 0 | 0 | 0 | 0 | 0 | 0 | 0 | 0 | 0 | 1017 | 0 | 0 | 0 | 0 | 0 | 0 | 159.7266 | 0 | 0 | 0 | 1017 | - | 0 | 0 | - | 0 | 0 | - | 0 | 0 | - | 1017 | - | 0 | 0 | - | 316.2217 | 500 | - | 500 | 235.2177 | -
1018 | 0 | 0 | 0 | 0 | 0 | 0 | 0 | 0 | 0 | 0 | 1018 | 0 | 0 | 0 | 0 | 0 | 0 | 0 | 0 | 0 | 0 | 1018 | - | 0 | 0 | - | 0 | 0 | - | 0 | 0 | - | 1018 | - | 0 | 0 | - | 0 | 25.0357 | - | 100.2188 | 500 | -
1019 | 0 | 0 | 0 | 0 | 0 | 0 | 0 | 0 | 0 | 0 | 1019 | 0 | 0 | 0 | 223.6809 | 188.8601 | 0 | 202.6332 | 206.7339 | 0 | 0 | 1019 | - | 0 | 0 | - | 0 | 0 | - | 0 | 0 | - | 1019 | - | 0 | 0 | - | 500 | 500 | - | 500 | 500 | -
1020 | 0 | 0 | 0 | 0 | 0 | 0 | 0 | 0 | 0 | 0 | 1020 | 0 | 0 | 0 | 693.0258 | 244.0658 | 73.664 | 369.0323 | 369.0323 | 161.1807 | 0 | 1020 | - | 0 | 0 | - | 0 | 0 | - | 0 | 0 | - | 1020 | - | 0 | 0 | - | 500 | 500 | - | 500 | 500 | -
1021 | 0 | 0 | 0 | 0 | 0 | 0 | 0 | 0 | 0 | 0 | 1021 | 0 | 0 | 0 | 0 | 0 | 0 | 0 | 0 | 0 | 0 | 1021 | - | 0 | 0 | - | 0 | 0 | - | 0 | 0 | - | 1021 | - | 0 | 0 | - | 143.3323 | 0 | - | 0 | 0 | -
1022 | 0 | 0 | 0 | 0 | 0 | 0 | 0 | 0 | 0 | 0 | 1022 | 0 | 0 | 0 | 0 | 0 | 0 | 0 | 0 | 0 | 0 | 1022 | - | 0 | 0 | - | 0 | 0 | - | 0 | 0 | - | 1022 | - | 0 | 0 | - | 0 | 0 | - | 0 | 0 | -
1023 | 0 | 0 | 0 | 0 | 0 | 0 | 0 | 0 | 0 | 0 | 1023 | 0 | 0 | 0 | 0 | 0 | 0 | 0 | 0 | 0 | 0 | 1023 | - | 0 | 0 | - | 0 | 0 | - | 0 | 0 | - | 1023 | - | 0 | 0 | - | 0 | 0 | - | 0 | 0 | -
1024 | 0 | 0 | 0 | 0 | 0 | 0 | 0 | 0 | 0 | 0 | 1024 | 0 | 0 | 0 | 0 | 0 | 0 | 0 | 0 | 0 | 0 | 1024 | - | 0 | 0 | - | 0 | 0 | - | 0 | 0 | - | 1024 | - | 0 | 0 | - | 0 | 0 | - | 471.5913 | 163.4655 | -
1025 | 0 | 0 | 0 | 0 | 0 | 0 | 0 | 0 | 0 | 0 | 1025 | 16.2391 | 0 | 0 | 120.492 | 0 | 0 | 115.2386 | 115.6996 | 0 | 0 | 1025 | - | 0 | 0 | - | 0 | 0 | - | 0 | 0 | - | 1025 | - | 0 | 0 | - | 500 | 363.0933 | - | 0 | 500 | -
1026 | 0 | 0 | 0 | 0 | 0 | 0 | 0 | 0 | 0 | 0 | 1026 | 0 | 0 | 0 | 0 | 0 | 0 | 0 | 0 | 0 | 0 | 1026 | - | 0 | 0 | - | 0 | 0 | - | 0 | 0 | - | 1026 | - | 0 | 0 | - | 90.5663 | 0 | - | 347.6218 | 20.7486 | -
1027 | 0 | 0 | 0 | 0 | 0 | 0 | 0 | 0 | 0 | 0 | 1027 | 0 | 0 | 0 | 0 | 0 | 0 | 0 | 0 | 0 | 0 | 1027 | - | 0 | 0 | - | 0 | 0 | - | 0 | 0 | - | 1027 | - | 0 | 0 | - | 0 | 0 | - | 0 | 0 | -
1028 | 0 | 0 | 0 | 0 | 0 | 0 | 0 | 0 | 0 | 0 | 1028 | 0 | 0 | 0 | 0 | 0 | 0 | 0 | 0 | 0 | 0 | 1028 | - | 0 | 0 | - | 0 | 0 | - | 0 | 0 | - | 1028 | - | 0 | 0 | - | 0 | 0 | - | 0 | 0 | -
1029 | 0 | 0 | 0 | 0 | 0 | 0 | 0 | 0 | 0 | 0 | 1029 | 0 | 0 | 0 | 0 | 0 | 0 | 0 | 0 | 0 | 0 | 1029 | - | 0 | 0 | - | 0 | 0 | - | 0 | 0 | - | 1029 | - | 0 | 0 | - | 0 | 0 | - | 0 | 0 | -
1030 | 0 | 0 | 0 | 0 | 0 | 0 | 0 | 0 | 0 | 0 | 1030 | 0 | 0 | 0 | 0 | 0 | 0 | 0 | 0 | 0 | 0 | 1030 | - | 0 | 0 | - | 0 | 0 | - | 0 | 0 | - | 1030 | - | 0 | 0 | - | 0 | 0 | - | 0 | 0 | -
1031 | 0 | 0 | 0 | 0 | 0 | 0 | 0 | 0 | 0 | 0 | 1031 | 0 | 0 | 0 | 0 | 0 | 0 | 0 | 0 | 0 | 0 | 1031 | - | 0 | 0 | - | 0 | 0 | - | 0 | 0 | - | 1031 | - | 0 | 0 | - | 0 | 0 | - | 0 | 0 | -
1032 | 0 | 0 | 0 | 0 | 0 | 0 | 0 | 0 | 0 | 0 | 1032 | 0 | 0 | 0 | 0 | 0 | 0 | 0 | 0 | 0 | 0 | 1032 | - | 0 | 0 | - | 0 | 0 | - | 21.6273 | 21.6273 | - | 1032 | - | 0 | 0 | - | 0 | 0 | - | 0 | 0 | -
1033 | 0 | 0 | 0 | 0 | 0 | 0 | 0 | 0 | 0 | 0 | 1033 | 0 | 0 | 0 | 0 | 0 | 0 | 0 | 0 | 0 | 0 | 1033 | - | 0 | 0 | - | 0 | 0 | - | 435.0107 | 435.0107 | - | 1033 | - | 0 | 0 | - | 0 | 0 | - | 0 | 0 | -
1034 | 0 | 0 | 0 | 0 | 0 | 0 | 0 | 0 | 0 | 0 | 1034 | 0 | 0 | 0 | 0 | 0 | 0 | 0 | 0 | 0 | 0 | 1034 | - | 0 | 0 | - | 0 | 0 | - | 500 | 500 | - | 1034 | - | 0 | 0 | - | 0 | 0 | - | 0 | 0 | -
1035 | 0 | 0 | 0 | 0 | 0 | 0 | 496.31 | 0 | 45.31 | 0 | 1035 | 0 | 0 | 0 | 0 | 0 | 0 | 0 | 0 | 0 | 0 | 1035 | - | 0 | 0 | - | 119.1969 | 0 | - | 500 | 500 | - | 1035 | - | 0 | 0 | - | 0 | 0 | - | 0 | 0 | -
1036 | 0 | 0 | 0 | 0 | 0 | 0 | 332.9418 | 516.7882 | 0 | 0 | 1036 | 0 | 0 | 0 | 0 | 0 | 0 | 0 | 0 | 0 | 0 | 1036 | - | 0 | 0 | - | 458.6549 | 441.7627 | - | 500 | 500 | - | 1036 | - | 0 | 0 | - | 0 | 0 | - | 0 | 0 | -
1037 | 0 | 0 | 0 | 0 | 0 | 0 | 0 | 0 | 0 | 0 | 1037 | 0 | 0 | 0 | 0 | 0 | 0 | 0 | 0 | 0 | 0 | 1037 | - | 0 | 0 | - | 14.0392 | 321.1147 | - | 500 | 500 | - | 1037 | - | 0 | 0 | - | 0 | 0 | - | 0 | 0 | -
1038 | 0 | 0 | 0 | 0 | 0 | 0 | 0 | 0 | 0 | 0 | 1038 | 0 | 0 | 0 | 0 | 0 | 0 | 0 | 0 | 0 | 0 | 1038 | - | 0 | 0 | - | 0 | 0 | - | 500 | 500 | - | 1038 | - | 0 | 0 | - | 0 | 0 | - | 0 | 0 | -
1039 | 0 | 0 | 0 | 0 | 0 | 0 | 0 | 0 | 0 | 0 | 1039 | 0 | 0 | 0 | 0 | 0 | 0 | 0 | 0 | 0 | 0 | 1039 | - | 0 | 0 | - | 0 | 0 | - | 0 | 0 | - | 1039 | - | 0 | 0 | - | 0 | 0 | - | 0 | 0 | -
1040 | 0 | 0 | 0 | 0 | 0 | 0 | 0 | 0 | 0 | 0 | 1040 | 0 | 0 | 0 | 0 | 0 | 0 | 0 | 0 | 0 | 0 | 1040 | - | 0 | 0 | - | 0 | 0 | - | 0 | 0 | - | 1040 | - | 0 | 0 | - | 0 | 0 | - | 0 | 0 | -
1041 | 0 | 0 | 0 | 0 | 0 | 0 | 0 | 0 | 0 | 0 | 1041 | 0 | 0 | 0 | 0 | 0 | 0 | 0 | 0 | 0 | 0 | 1041 | - | 0 | 0 | - | 0 | 0 | - | 0 | 0 | - | 1041 | - | 0 | 0 | - | 0 | 0 | - | 0 | 0 | -
1042 | 0 | 0 | 0 | 0 | 0 | 0 | 0 | 0 | 0 | 0 | 1042 | 0 | 0 | 0 | 0 | 0 | 0 | 0 | 0 | 0 | 0 | 1042 | - | 393.1591 | 393.1591 | - | 0 | 0 | - | 0 | 0 | - | 1042 | - | 0 | 0 | - | 0 | 0 | - | 0 | 0 | -
1043 | 0 | 39.2518 | 35.3317 | 0 | 0 | 0 | 0 | 0 | 0 | 0 | 1043 | 0 | 0 | 0 | 0 | 0 | 0 | 0 | 0 | 0 | 0 | 1043 | - | 500 | 500 | - | 0 | 0.31832 | - | 0 | 0 | - | 1043 | - | 0 | 0 | - | 0 | 0 | - | 0 | 0 | -
1044 | 471.8373 | 14.8373 | 0 | 0 | 0 | 0 | 0 | 0 | 0 | 471.8373 | 1044 | 0 | 0 | 0 | 0 | 0 | 0 | 0 | 0 | 0 | 471.8373 | 1044 | - | 500 | 500 | - | 500 | 500 | - | 0 | 0 | - | 1044 | - | 0 | 0 | - | 0 | 0 | - | 0 | 0 | -
1045 | 0 | 0 | 0 | 0 | 0 | 0 | 0 | 0 | 0 | 0 | 1045 | 0 | 0 | 0 | 0 | 0 | 0 | 0 | 0 | 0 | 0 | 1045 | - | 500 | 500 | - | 500 | 500 | - | 0 | 0 | - | 1045 | - | 0 | 0 | - | 0 | 0 | - | 0 | 0 | -
1046 | 0 | 0 | 0 | 0 | 0 | 0 | 0 | 0 | 0 | 0 | 1046 | 0 | 0 | 0 | 0 | 0 | 0 | 0 | 0 | 0 | 0 | 1046 | - | 51.9333 | 26.4451 | - | 291.3984 | 500 | - | 0 | 0 | - | 1046 | - | 0 | 0 | - | 0 | 0 | - | 0 | 0 | -
1047 | 0 | 0 | 0 | 0 | 0 | 0 | 0 | 0 | 0 | 0 | 1047 | 0 | 0 | 0 | 0 | 0 | 0 | 0 | 0 | 0 | 0 | 1047 | - | 0 | 0 | - | 0 | 398.6242 | - | 0 | 0 | - | 1047 | - | 0 | 0 | - | 0 | 0 | - | 0 | 0 | -
1048 | 0 | 0 | 0 | 0 | 0 | 0 | 0 | 0 | 0 | 0 | 1048 | 0 | 0 | 0 | 0 | 0 | 0 | 0 | 0 | 0 | 0 | 1048 | - | 0 | 0 | - | 241.4385 | 21.4385 | - | 0 | 0 | - | 1048 | - | 0 | 0 | - | 0 | 0 | - | 0 | 0 | -
1049 | 0 | 0 | 0 | 0 | 0 | 0 | 0 | 0 | 0 | 0 | 1049 | 0 | 0 | 0 | 0 | 0 | 0 | 0 | 0 | 0 | 0 | 1049 | - | 0 | 0 | - | 100.1915 | 0 | - | 0 | 0 | - | 1049 | - | 0 | 0 | - | 0 | 0 | - | 0 | 0 | -
1050 | 0 | 0 | 0 | 0 | 0 | 0 | 0 | 0 | 0 | 0 | 1050 | 0 | 0 | 0 | 0 | 0 | 0 | 0 | 0 | 0 | 0 | 1050 | - | 0 | 0 | - | 0 | 0 | - | 0 | 0 | - | 1050 | - | 0 | 0 | - | 0 | 0 | - | 0 | 0 | -
1051 | 0 | 0 | 0 | 0 | 0 | 0 | 0 | 0 | 0 | 0 | 1051 | 0 | 0 | 0 | 0 | 0 | 0 | 0 | 0 | 0 | 0 | 1051 | - | 0 | 0 | - | 0 | 0 | - | 204.2765 | 0 | - | 1051 | - | 0 | 0 | - | 0 | 0 | - | 0 | 0 | -
1052 | 0 | 0 | 0 | 0 | 0 | 0 | 0 | 0 | 0 | 0 | 1052 | 0 | 0 | 0 | 0 | 0 | 0 | 0 | 0 | 0 | 0 | 1052 | - | 0 | 0 | - | 0 | 0 | - | 5.7522 | 5.7522 | - | 1052 | - | 0 | 0 | - | 0 | 0 | - | 0 | 0 | -
1053 | 0 | 0 | 0 | 0 | 0 | 0 | 0 | 0 | 0 | 0 | 1053 | 0 | 0 | 0 | 0 | 0 | 0 | 0 | 0 | 0 | 0 | 1053 | - | 0 | 0 | - | 0 | 0 | - | 0 | 0 | - | 1053 | - | 0 | 0 | - | 0 | 0 | - | 0 | 0 | -
1054 | 0 | 0 | 0 | 0 | 0 | 0 | 0 | 0 | 0 | 0 | 1054 | 0 | 0 | 0 | 0 | 0 | 0 | 0 | 0 | 0 | 0 | 1054 | - | 0 | 0 | - | 0 | 0 | - | 0 | 0 | - | 1054 | - | 0 | 0 | - | 0 | 0 | - | 0 | 0 | -
1055 | 0 | 0 | 0 | 0 | 0 | 0 | 0 | 0 | 0 | 0 | 1055 | 0 | 0 | 0 | 0 | 0 | 0 | 0 | 0 | 0 | 0 | 1055 | - | 0 | 0 | - | 0 | 0 | - | 0 | 0 | - | 1055 | - | 0 | 0 | - | 0 | 0 | - | 0 | 0 | -
1056 | 0 | 0 | 0 | 0 | 0 | 0 | 0 | 0 | 0 | 0 | 1056 | 0 | 0 | 0 | 0 | 0 | 0 | 0 | 0 | 0 | 0 | 1056 | - | 0 | 0 | - | 35.4 | 0 | - | 0 | 0 | - | 1056 | - | 0 | 0 | - | 0 | 0 | - | 0 | 0 | -
1057 | 0 | 0 | 0 | 0 | 0 | 0 | 0 | 0 | 0 | 0 | 1057 | 0 | 0 | 0 | 0 | 0 | 0 | 0 | 0 | 0 | 0 | 1057 | - | 0 | 0 | - | 123.9414 | 330.0936 | - | 0 | 0 | - | 1057 | - | 0 | 0 | - | 0 | 0 | - | 0 | 0 | -
1058 | 0 | 0 | 0 | 0 | 0 | 0 | 0 | 0 | 0 | 0 | 1058 | 0 | 0 | 0 | 0 | 0 | 0 | 0 | 0 | 0 | 0 | 1058 | - | 0 | 0 | - | 38.6125 | 0 | - | 0 | 0 | - | 1058 | - | 0 | 0 | - | 0 | 0 | - | 0 | 0 | -
1059 | 0 | 0 | 0 | 0 | 0 | 0 | 0 | 0 | 0 | 0 | 1059 | 0 | 0 | 0 | 0 | 0 | 0 | 0 | 0 | 0 | 0 | 1059 | - | 0 | 0 | - | 191.7008 | 0 | - | 500 | 500 | - | 1059 | - | 0 | 0 | - | 0 | 0 | - | 0 | 0 | -
1060 | 0 | 0 | 0 | 0 | 0 | 0 | 0 | 0 | 0 | 0 | 1060 | 0 | 0 | 0 | 0 | 0 | 0 | 0 | 0 | 0 | 0 | 1060 | - | 0 | 0 | - | 201.82 | 201.82 | - | 500 | 500 | - | 1060 | - | 0 | 0 | - | 0 | 0 | - | 0 | 0 | -
1061 | 0 | 0 | 0 | 0 | 0 | 0 | 0 | 0 | 0 | 0 | 1061 | 0 | 0 | 0 | 0 | 0 | 0 | 0 | 0 | 0 | 0 | 1061 | - | 0 | 0 | - | 500 | 321.2222 | - | 500 | 500 | - | 1061 | - | 0 | 0 | - | 0 | 0 | - | 0 | 0 | -
1062 | 0 | 0 | 0 | 0 | 0 | 0 | 696.5641 | 657.7711 | 100.8387 | 0 | 1062 | 0 | 0 | 0 | 0 | 0 | 0 | 0 | 0 | 0 | 0 | 1062 | - | 140.5791 | 0 | - | 53.3861 | 53.3861 | - | 500 | 500 | - | 1062 | - | 0 | 0 | - | 0 | 0 | - | 0 | 0 | -
1063 | 0 | 0 | 0 | 0 | 0 | 0 | 914.6518 | 452.4192 | 233.1 | 0 | 1063 | 0 | 0 | 0 | 0 | 0 | 0 | 0 | 0 | 0 | 0 | 1063 | - | 0 | 0 | - | 391.492 | 171.492 | - | 500 | 500 | - | 1063 | - | 0 | 0 | - | 0 | 0 | - | 0 | 0 | -
1064 | 269.2569 | 0 | 0 | 0 | 0 | 0 | 0 | 0 | 0 | 269.2569 | 1064 | 0 | 0 | 0 | 0 | 0 | 0 | 0 | 0 | 0 | 269.2569 | 1064 | - | 475.1847 | 475.1847 | - | 0 | 0 | - | 500 | 500 | - | 1064 | - | 0 | 0 | - | 0 | 0 | - | 0 | 0 | -
1065 | 441.4565 | 0 | 0 | 512.8872 | 626.9784 | 146.1487 | 0 | 0 | 0 | 441.4565 | 1065 | 0 | 0 | 0 | 0 | 0 | 0 | 0 | 0 | 0 | 441.4565 | 1065 | - | 500 | 500 | - | 500 | 500 | - | 500 | 500 | - | 1065 | - | 0 | 0 | - | 0 | 0 | - | 0 | 0 | -
1066 | 569.1698 | 112.1698 | 112.1698 | 1500 | 1000 | 233.1 | 0 | 0 | 0 | 569.1698 | 1066 | 0 | 0 | 0 | 0 | 0 | 0 | 0 | 0 | 0 | 569.1698 | 1066 | - | 500 | 500 | - | 500 | 500 | - | 0 | 204.2765 | - | 1066 | - | 0 | 0 | - | 0 | 0 | - | 0 | 0 | -
1067 | 688.7472 | 231.7472 | 231.7472 | 427.5804 | 0 | 0 | 0 | 0 | 0 | 688.7472 | 1067 | 0 | 0 | 0 | 0 | 0 | 0 | 0 | 0 | 0 | 688.7472 | 1067 | - | 500 | 500 | - | 500 | 500 | - | 0 | 0 | - | 1067 | - | 0 | 0 | - | 0 | 0 | - | 0 | 0 | -
1068 | 0 | 265.601 | 0 | 0 | 0 | 0 | 0 | 0 | 0 | 0 | 1068 | 0 | 0 | 0 | 0 | 0 | 0 | 0 | 0 | 0 | 0 | 1068 | - | 500 | 500 | - | 500 | 500 | - | 0 | 0 | - | 1068 | - | 0 | 0 | - | 0 | 0 | - | 0 | 0 | -
1069 | 0 | 0 | 0 | 0 | 0 | 0 | 0 | 0 | 0 | 0 | 1069 | 0 | 0 | 0 | 0 | 0 | 0 | 0 | 0 | 0 | 0 | 1069 | - | 0 | 0 | - | 500 | 500 | - | 0 | 0 | - | 1069 | - | 0 | 0 | - | 0 | 0 | - | 0 | 0 | -
1070 | 0 | 0 | 0 | 0 | 0 | 0 | 0 | 0 | 0 | 0 | 1070 | 0 | 0 | 0 | 0 | 0 | 0 | 0 | 0 | 0 | 0 | 1070 | - | 0 | 0 | - | 405.3943 | 405.3943 | - | 0 | 0 | - | 1070 | - | 0 | 0 | - | 0 | 0 | - | 0 | 0 | -
1071 | 0 | 0 | 0 | 0 | 0 | 0 | 0 | 0 | 0 | 0 | 1071 | 0 | 0 | 0 | 0 | 0 | 0 | 0 | 0 | 0 | 0 | 1071 | - | 0 | 0 | - | 0 | 0 | - | 0 | 0 | - | 1071 | - | 0 | 0 | - | 0 | 0 | - | 0 | 0 | -
1072 | 0 | 0 | 0 | 0 | 0 | 0 | 0 | 0 | 0 | 0 | 1072 | 0 | 0 | 0 | 0 | 0 | 0 | 0 | 0 | 0 | 0 | 1072 | - | 0 | 0 | - | 0 | 0 | - | 0 | 0 | - | 1072 | - | 0 | 0 | - | 0 | 0 | - | 0 | 0 | -
1073 | 0 | 0 | 0 | 0 | 0 | 0 | 0 | 0 | 0 | 0 | 1073 | 0 | 0 | 0 | 0 | 0 | 0 | 0 | 0 | 0 | 0 | 1073 | - | 0 | 0 | - | 0 | 0 | - | 0 | 0 | - | 1073 | - | 0 | 0 | - | 0 | 0 | - | 0 | 0 | -
1074 | 0 | 0 | 0 | 0 | 0 | 0 | 0 | 0 | 0 | 0 | 1074 | 0 | 0 | 0 | 0 | 0 | 0 | 0 | 0 | 0 | 0 | 1074 | - | 0 | 0 | - | 0 | 0 | - | 0 | 0 | - | 1074 | - | 0 | 0 | - | 0 | 0 | - | 0 | 0 | -
1075 | 0 | 0 | 0 | 0 | 0 | 0 | 0 | 0 | 0 | 0 | 1075 | 0 | 0 | 0 | 0 | 0 | 0 | 0 | 0 | 0 | 0 | 1075 | - | 0 | 0 | - | 0 | 0 | - | 0 | 0 | - | 1075 | - | 0 | 0 | - | 0 | 0 | - | 0 | 0 | -
1076 | 0 | 0 | 0 | 0 | 0 | 0 | 0 | 0 | 0 | 0 | 1076 | 0 | 0 | 0 | 0 | 0 | 0 | 0 | 0 | 0 | 0 | 1076 | - | 0 | 0 | - | 0 | 0 | - | 0 | 0 | - | 1076 | - | 0 | 0 | - | 0 | 0 | - | 0 | 0 | -
1077 | 0 | 0 | 0 | 0 | 0 | 0 | 0 | 0 | 0 | 0 | 1077 | 0 | 0 | 0.51211 | 0 | 0 | 0 | 1500 | 1000 | 233.1 | 0 | 1077 | - | 0 | 0 | - | 0 | 0 | - | 0 | 0 | - | 1077 | - | 0.51211 | 0 | - | 0 | 0 | - | 500 | 500 | -
1078 | 0 | 0 | 0 | 0 | 0 | 0 | 0 | 0 | 0 | 0 | 1078 | 0 | 157.6262 | 0 | 0 | 0 | 0 | 404.4193 | 159.3206 | 89.2614 | 0 | 1078 | - | 0 | 0 | - | 0 | 0 | - | 0 | 0 | - | 1078 | - | 0 | 85.8133 | - | 280.9393 | 196.0332 | - | 245.0987 | 245.9913 | -
1079 | 0 | 0 | 0 | 0 | 0 | 0 | 0 | 0 | 0 | 0 | 1079 | 0 | 147.7984 | 0 | 0 | 0 | 0 | 64.9013 | 0 | 0 | 0 | 1079 | - | 0 | 0 | - | 0 | 0 | - | 0 | 0 | - | 1079 | - | 0 | 0 | - | 0 | 0 | - | 64.9013 | 64.0087 | -
1080 | 0 | 0 | 0 | 0 | 0 | 0 | 0 | 0 | 0 | 0 | 1080 | 0 | 0 | 0 | 0 | 0 | 0 | 0 | 0 | 0 | 0 | 1080 | - | 0 | 0 | - | 0 | 0 | - | 0 | 0 | - | 1080 | - | 0 | 0 | - | 0 | 0 | - | 0 | 0 | -
1081 | 0 | 0 | 0 | 0 | 0 | 0 | 1406.9201 | 905.5824 | 233.1 | 0 | 1081 | 0 | 0 | 0 | 0 | 0 | 0 | 0 | 0 | 0 | 0 | 1081 | - | 0 | 0 | - | 0 | 0 | - | 500 | 500 | - | 1081 | - | 0 | 0 | - | 0 | 0 | - | 0 | 0 | -
1082 | 0 | 0 | 0 | 0 | 0 | 0 | 909.9276 | 458.3241 | 146.1487 | 0 | 1082 | 0 | 0 | 0 | 0 | 0 | 0 | 0 | 0 | 0 | 0 | 1082 | - | 0 | 0 | - | 0 | 0 | - | 500 | 500 | - | 1082 | - | 0 | 0 | - | 0 | 0 | - | 0 | 0 | -
1083 | 0 | 0 | 0 | 0 | 0 | 0 | 0 | 0 | 0 | 0 | 1083 | 0 | 0 | 0 | 0 | 0 | 0 | 0 | 0 | 0 | 0 | 1083 | - | 0 | 0 | - | 0 | 0 | - | 0 | 0 | - | 1083 | - | 0 | 0 | - | 0 | 0 | - | 0 | 0 | -
1084 | 0 | 0 | 0 | 0 | 0 | 0 | 0 | 0 | 0 | 0 | 1084 | 0 | 0 | 0 | 0 | 0 | 0 | 0 | 0 | 0 | 0 | 1084 | - | 0 | 0 | - | 0 | 0 | - | 0 | 0 | - | 1084 | - | 0 | 0 | - | 0 | 0 | - | 0 | 0 | -
1085 | 0 | 0 | 0 | 0 | 0 | 0 | 0 | 0 | 0 | 0 | 1085 | 0 | 0 | 0 | 0 | 0 | 0 | 0 | 0 | 0 | 0 | 1085 | - | 0 | 0 | - | 0 | 0 | - | 0 | 0 | - | 1085 | - | 0 | 0 | - | 0 | 0 | - | 0 | 0 | -
1086 | 0 | 0 | 0 | 0 | 0 | 0 | 0 | 0 | 0 | 0 | 1086 | 0 | 0 | 0 | 0 | 0 | 0 | 0 | 0 | 0 | 0 | 1086 | - | 0 | 0 | - | 0 | 0 | - | 0 | 0 | - | 1086 | - | 0 | 0 | - | 0 | 0 | - | 0 | 0 | -
1087 | 0 | 0 | 0 | 0 | 0 | 0 | 0 | 0 | 0 | 0 | 1087 | 0 | 0 | 0 | 0 | 0 | 0 | 0 | 0 | 0 | 0 | 1087 | - | 0 | 0 | - | 0 | 0 | - | 0 | 0 | - | 1087 | - | 57.8003 | 57.8003 | - | 0 | 117.5693 | - | 425.1849 | 390.4825 | -
1088 | 0 | 0 | 0 | 0 | 0 | 0 | 0 | 0 | 0 | 0 | 1088 | 0 | 0 | 0 | 225.0978 | 0 | 0 | 0 | 0 | 0 | 0 | 1088 | - | 0 | 0 | - | 0 | 0 | - | 0 | 0 | - | 1088 | - | 355.634 | 270.3328 | - | 450.0978 | 500 | - | 465.2976 | 500 | -
1089 | 0 | 0 | 0 | 0 | 0 | 0 | 0 | 0 | 0 | 0 | 1089 | 0 | 25.2152 | 45.8913 | 601.7837 | 176.7837 | 0 | 0 | 0 | 0 | 0 | 1089 | - | 0 | 0 | - | 0 | 0 | - | 0 | 0 | - | 1089 | - | 500 | 500 | - | 500 | 500 | - | 500 | 500 | -
1090 | 0 | 0 | 0 | 0 | 0 | 0 | 0 | 0 | 0 | 0 | 1090 | 456.4291 | 15.0105 | 15.0105 | 0 | 95.5611 | 0 | 224.3773 | 169.5277 | 0 | 0 | 1090 | - | 0 | 0 | - | 0 | 0 | - | 0 | 0 | - | 1090 | - | 500 | 500 | - | 500 | 500 | - | 500 | 500 | -
1091 | 0 | 0 | 0 | 0 | 0 | 0 | 0 | 0 | 0 | 0 | 1091 | 363.08 | 0 | 0 | 0 | 0 | 0 | 0 | 0 | 0 | 0 | 1091 | - | 0 | 0 | - | 0 | 0 | - | 0 | 0 | - | 1091 | - | 418.699 | 418.699 | - | 500 | 500 | - | 500 | 500 | -
1092 | 0 | 0 | 0 | 0 | 0 | 0 | 0 | 0 | 0 | 0 | 1092 | 392.5802 | 0 | 0 | 40.3831 | 0 | 0 | 0 | 0 | 0 | 0 | 1092 | - | 0 | 0 | - | 0 | 0 | - | 0 | 0 | - | 1092 | - | 392.5802 | 392.5802 | - | 500 | 500 | - | 500 | 500 | -
1093 | 0 | 0 | 0 | 0 | 0 | 0 | 0 | 0 | 0 | 0 | 1093 | 335.3233 | 0 | 0 | 0 | 34.7141 | 0 | 0 | 0 | 0 | 0 | 1093 | - | 0 | 0 | - | 0 | 0 | - | 0 | 0 | - | 1093 | - | 335.3233 | 335.3233 | - | 500 | 500 | - | 500 | 500 | -
1094 | 0 | 0 | 0 | 0 | 0 | 0 | 0 | 0 | 0 | 0 | 1094 | 274.3899 | 0 | 0 | 0 | 203.7521 | 0 | 148.6306 | 148.4306 | 0 | 0 | 1094 | - | 0 | 0 | - | 0 | 0 | - | 0 | 0 | - | 1094 | - | 283.9843 | 283.9843 | - | 500 | 500 | - | 500 | 500 | -
1095 | 0 | 0 | 0 | 0 | 0 | 0 | 0 | 0 | 0 | 0 | 1095 | 211.6124 | 0 | 0 | 625.6927 | 602.8301 | 222.0054 | 677.0294 | 676.8294 | 89.2614 | 0 | 1095 | - | 0 | 0 | - | 0 | 0 | - | 0 | 0 | - | 1095 | - | 211.6124 | 211.6124 | - | 500 | 500 | - | 500 | 500 | -
1096 | 0 | 0 | 0 | 0 | 0 | 0 | 0 | 0 | 0 | 0 | 1096 | 40.9825 | 0 | 0 | 464.0057 | 269.2905 | 100.356 | 738.144 | 388.144 | 233.1 | 0 | 1096 | - | 0 | 0 | - | 0 | 0 | - | 0 | 0 | - | 1096 | - | 40.9825 | 40.9825 | - | 500 | 500 | - | 500 | 500 | -
1097 | 0 | 0 | 0 | 0 | 0 | 0 | 0 | 0 | 0 | 0 | 1097 | 0 | 0 | 0 | 117.4346 | 0 | 0 | 286.2162 | 0 | 0 | 0 | 1097 | - | 0 | 0 | - | 0 | 0 | - | 0 | 0 | - | 1097 | - | 0 | 0 | - | 500 | 417.4346 | - | 436.2162 | 436.2162 | -
1098 | 0 | 0 | 0 | 0 | 0 | 0 | 0 | 0 | 0 | 0 | 1098 | 0 | 0 | 0 | 0 | 0 | 0 | 0 | 0 | 0 | 0 | 1098 | - | 0 | 0 | - | 0 | 0 | - | 0 | 0 | - | 1098 | - | 0 | 0 | - | 168.9629 | 168.9629 | - | 73.3013 | 73.3013 | -
1099 | 0 | 0 | 0 | 0 | 0 | 0 | 0 | 0 | 0 | 0 | 1099 | 0 | 0 | 0 | 0 | 0 | 0 | 0 | 0 | 0 | 0 | 1099 | - | 0 | 0 | - | 0 | 0 | - | 0 | 0 | - | 1099 | - | 0 | 0 | - | 0 | 0 | - | 0 | 0 | -
1100 | 0 | 0 | 0 | 0 | 0 | 0 | 0 | 0 | 0 | 0 | 1100 | 0 | 0 | 0 | 0 | 0 | 0 | 0 | 0 | 0 | 0 | 1100 | - | 0 | 0 | - | 150.0413 | 150.0413 | - | 3.552 | 237.2388 | - | 1100 | - | 0 | 0 | - | 0 | 0 | - | 0 | 0 | -
1101 | 0 | 0 | 0 | 0 | 0 | 0 | 464.7649 | 0 | 0 | 0 | 1101 | 0 | 0 | 0 | 0 | 0 | 0 | 0 | 0 | 0 | 0 | 1101 | - | 105.4949 | 105.4949 | - | 500 | 500 | - | 500 | 464.7649 | - | 1101 | - | 0 | 0 | - | 0 | 0 | - | 0 | 0 | -
1102 | 0 | 0 | 0 | 73.4362 | 236.232 | 0 | 625.3992 | 125.3992 | 125.3992 | 0 | 1102 | 0 | 0 | 0 | 0 | 0 | 0 | 0 | 0 | 0 | 0 | 1102 | - | 145.6699 | 145.6699 | - | 500 | 500 | - | 500 | 500 | - | 1102 | - | 0 | 0 | - | 0 | 0 | - | 0 | 0 | -
1103 | 262.5657 | 0 | 0 | 382.7925 | 81.357 | 41.6441 | 968.8019 | 468.8019 | 233.1 | 262.5657 | 1103 | 0 | 0 | 0 | 0 | 0 | 0 | 0 | 0 | 0 | 262.5657 | 1103 | - | 412.5657 | 412.5657 | - | 500 | 500 | - | 500 | 500 | - | 1103 | - | 0 | 0 | - | 0 | 0 | - | 0 | 0 | -
1104 | 458.2195 | 0 | 0 | 554.5601 | 253.1245 | 204.6223 | 381.5016 | 645.4743 | 20.7495 | 458.2195 | 1104 | 0 | 0 | 0 | 0 | 0 | 0 | 0 | 0 | 0 | 458.2195 | 1104 | - | 500 | 500 | - | 500 | 500 | - | 500 | 500 | - | 1104 | - | 0 | 0 | - | 0 | 0 | - | 0 | 0 | -
1105 | 490.7545 | 0 | 0 | 466.0698 | 506.9654 | 124.9214 | 0 | 369.0288 | 0 | 490.7545 | 1105 | 0 | 0 | 0 | 0 | 0 | 0 | 0 | 0 | 0 | 490.7545 | 1105 | - | 490.7545 | 490.7545 | - | 500 | 500 | - | 500 | 500 | - | 1105 | - | 0 | 0 | - | 0 | 0 | - | 0 | 0 | -
1106 | 375.1401 | 0 | 0 | 349.2093 | 512.0051 | 8.0609 | 0 | 18.2742 | 0 | 375.1401 | 1106 | 0 | 0 | 0 | 0 | 0 | 0 | 0 | 0 | 0 | 375.1401 | 1106 | - | 375.1401 | 375.1401 | - | 500 | 500 | - | 500 | 500 | - | 1106 | - | 0 | 0 | - | 0 | 0 | - | 0 | 0 | -
1107 | 247.3105 | 0 | 0 | 222.6294 | 0 | 0 | 0 | 0 | 0 | 247.3105 | 1107 | 0 | 0 | 0 | 0 | 0 | 0 | 0 | 0 | 0 | 247.3105 | 1107 | - | 247.3105 | 247.3105 | - | 500 | 500 | - | 500 | 500 | - | 1107 | - | 0 | 0 | - | 0 | 0 | - | 0 | 0 | -
1108 | 234.4411 | 0 | 0 | 216.6783 | 0 | 0 | 0 | 0 | 0 | 234.4411 | 1108 | 0 | 0 | 0 | 0 | 0 | 0 | 0 | 0 | 0 | 234.4411 | 1108 | - | 234.4411 | 234.4411 | - | 500 | 500 | - | 500 | 500 | - | 1108 | - | 0 | 0 | - | 0 | 0 | - | 0 | 0 | -
1109 | 47.4655 | 0 | 0 | 175.0921 | 0 | 0 | 0 | 0 | 0 | 47.4655 | 1109 | 0 | 0 | 0 | 0 | 0 | 0 | 0 | 0 | 0 | 47.4655 | 1109 | - | 197.4655 | 197.4655 | - | 500 | 500 | - | 500 | 500 | - | 1109 | - | 0 | 0 | - | 0 | 0 | - | 0 | 0 | -
1110 | 216.8983 | 0 | 0 | 0 | 37.2944 | 0 | 0 | 0 | 0 | 216.8983 | 1110 | 0 | 0 | 0 | 0 | 0 | 0 | 0 | 0 | 0 | 216.8983 | 1110 | - | 366.8983 | 366.8983 | - | 500 | 500 | - | 500 | 382.4458 | - | 1110 | - | 0 | 0 | - | 0 | 0 | - | 0 | 0 | -
1111 | 107.6723 | 0 | 0 | 0 | 0 | 0 | 0 | 0 | 0 | 107.6723 | 1111 | 0 | 0 | 0 | 0 | 0 | 0 | 0 | 0 | 0 | 107.6723 | 1111 | - | 257.6723 | 257.6723 | - | 500 | 500 | - | 500 | 500 | - | 1111 | - | 0 | 0 | - | 0 | 0 | - | 0 | 0 | -
1112 | 0 | 0 | 0 | 0 | 0 | 0 | 0 | 0 | 0 | 0 | 1112 | 0 | 0 | 0 | 0 | 0 | 0 | 0 | 0 | 0 | 0 | 1112 | - | 20.2823 | 20.2823 | - | 500 | 500 | - | 500 | 500 | - | 1112 | - | 0 | 0 | - | 0 | 0 | - | 0 | 0 | -
1113 | 0 | 0 | 0 | 0 | 0 | 0 | 0 | 0 | 0 | 0 | 1113 | 0 | 0 | 0 | 0 | 0 | 0 | 0 | 0 | 0 | 0 | 1113 | - | 0 | 0 | - | 348.9609 | 348.9609 | - | 500 | 500 | - | 1113 | - | 0 | 0 | - | 0 | 0 | - | 0 | 0 | -
1114 | 0 | 0 | 0 | 0 | 0 | 0 | 0 | 0 | 0 | 0 | 1114 | 0 | 0 | 0 | 0 | 0 | 0 | 0 | 0 | 0 | 0 | 1114 | - | 0 | 0 | - | 0 | 0 | - | 163.1146 | 82.2172 | - | 1114 | - | 0 | 0 | - | 0 | 0 | - | 0 | 0 | -
1115 | 0 | 0 | 0 | 0 | 0 | 0 | 0 | 0 | 0 | 0 | 1115 | 0 | 0 | 0 | 0 | 0 | 0 | 0 | 0 | 0 | 0 | 1115 | - | 0 | 0 | - | 0 | 0 | - | 0 | 0 | - | 1115 | - | 0 | 0 | - | 0 | 0 | - | 0 | 0 | -
1116 | 0 | 0 | 0 | 0 | 0 | 0 | 0 | 0 | 0 | 0 | 1116 | 0 | 0 | 0 | 0 | 0 | 0 | 0 | 0 | 0 | 0 | 1116 | - | 0 | 0 | - | 0 | 0 | - | 0 | 0 | - | 1116 | - | 0 | 0 | - | 0 | 0 | - | 0 | 0 | -
1117 | 0 | 0 | 0 | 0 | 0 | 0 | 0 | 0 | 0 | 0 | 1117 | 0 | 0 | 0 | 0 | 0 | 0 | 0 | 0 | 0 | 0 | 1117 | - | 0 | 0 | - | 0 | 0 | - | 0 | 0 | - | 1117 | - | 0 | 0 | - | 0 | 0 | - | 0 | 0 | -
1118 | 0 | 0 | 0 | 0 | 0 | 0 | 0 | 0 | 0 | 0 | 1118 | 0 | 0 | 0 | 0 | 0 | 0 | 0 | 0 | 0 | 0 | 1118 | - | 0 | 0 | - | 0 | 0 | - | 0 | 0 | - | 1118 | - | 0 | 0 | - | 146.6228 | 86.5486 | - | 196.8412 | 196.8412 | -
1119 | 0 | 0 | 0 | 0 | 0 | 0 | 0 | 0 | 0 | 0 | 1119 | 0 | 0 | 0 | 0 | 0 | 0 | 16.5425 | 0 | 0 | 0 | 1119 | - | 0 | 0 | - | 0 | 0 | - | 0 | 0 | - | 1119 | - | 0 | 0 | - | 500 | 500 | - | 500 | 500 | -
1120 | 0 | 0 | 0 | 0 | 0 | 0 | 0 | 0 | 0 | 0 | 1120 | 0 | 0 | 0 | 0 | 0 | 0 | 0 | 0 | 0 | 0 | 1120 | - | 0 | 0 | - | 0 | 0 | - | 0 | 0 | - | 1120 | - | 0 | 0 | - | 299.5351 | 299.5351 | - | 485.7168 | 500 | -
1121 | 0 | 0 | 0 | 0 | 0 | 0 | 0 | 0 | 0 | 0 | 1121 | 0 | 0 | 0 | 0 | 0 | 0 | 0 | 0 | 0 | 0 | 1121 | - | 0 | 0 | - | 0 | 0 | - | 0 | 0 | - | 1121 | - | 0 | 0 | - | 230.7109 | 230.7109 | - | 248.3054 | 345.5659 | -
1122 | 0 | 0 | 0 | 0 | 0 | 0 | 0 | 0 | 0 | 0 | 1122 | 0 | 0 | 0 | 0 | 0 | 0 | 0 | 0 | 0 | 0 | 1122 | - | 0 | 0 | - | 0 | 0 | - | 0 | 0 | - | 1122 | - | 0 | 0 | - | 124.9141 | 124.9141 | - | 16.6591 | 16.6591 | -
1123 | 0 | 0 | 0 | 0 | 0 | 0 | 0 | 0 | 0 | 0 | 1123 | 0 | 0 | 0 | 0 | 0 | 0 | 0 | 0 | 0 | 0 | 1123 | - | 0 | 0 | - | 0 | 0 | - | 0 | 0 | - | 1123 | - | 0 | 0 | - | 108.4971 | 108.4971 | - | 0 | 0 | -
1124 | 0 | 0 | 0 | 0 | 0 | 0 | 0 | 0 | 0 | 0 | 1124 | 0 | 0 | 0 | 0 | 0 | 0 | 0 | 0 | 0 | 0 | 1124 | - | 0 | 0 | - | 0 | 0 | - | 0 | 0 | - | 1124 | - | 0 | 0 | - | 117.2412 | 117.2412 | - | 0 | 0 | -
1125 | 0 | 0 | 0 | 0 | 0 | 0 | 0 | 0 | 0 | 0 | 1125 | 0 | 0 | 0 | 0 | 0 | 0 | 0 | 0 | 0 | 0 | 1125 | - | 0 | 0 | - | 0 | 0 | - | 0 | 0 | - | 1125 | - | 0 | 0 | - | 0 | 0 | - | 121.6292 | 121.6292 | -
1126 | 0 | 0 | 0 | 0 | 0 | 0 | 0 | 0 | 0 | 0 | 1126 | 0 | 0 | 0 | 0 | 0 | 0 | 0 | 0 | 0 | 0 | 1126 | - | 0 | 0 | - | 0 | 0 | - | 0 | 0 | - | 1126 | - | 0 | 0 | - | 0 | 0 | - | 52.1601 | 52.1601 | -
1127 | 0 | 0 | 0 | 0 | 0 | 0 | 0 | 0 | 0 | 0 | 1127 | 0 | 0 | 0 | 0 | 0 | 0 | 0 | 0 | 0 | 0 | 1127 | - | 0 | 0 | - | 0 | 0 | - | 0 | 0 | - | 1127 | - | 0 | 0 | - | 0 | 0 | - | 81.6217 | 81.6217 | -
1128 | 0 | 0 | 0 | 0 | 0 | 0 | 0 | 0 | 0 | 0 | 1128 | 0 | 0 | 0 | 0 | 0 | 0 | 0 | 0 | 0 | 0 | 1128 | - | 0 | 0 | - | 0 | 0 | - | 0 | 0 | - | 1128 | - | 0 | 0 | - | 0 | 0 | - | 0 | 0 | -
1129 | 0 | 0 | 0 | 0 | 0 | 0 | 0 | 0 | 0 | 0 | 1129 | 0 | 0 | 0 | 0 | 0 | 0 | 0 | 0 | 0 | 0 | 1129 | - | 0 | 0 | - | 0 | 0 | - | 0 | 0 | - | 1129 | - | 0 | 0 | - | 0 | 0 | - | 0 | 0 | -
1130 | 0 | 0 | 0 | 0 | 0 | 0 | 0 | 0 | 0 | 0 | 1130 | 0 | 0 | 0 | 0 | 0 | 0 | 0 | 0 | 0 | 0 | 1130 | - | 0 | 0 | - | 0 | 0 | - | 0 | 0 | - | 1130 | - | 0 | 0 | - | 0 | 0 | - | 0 | 0 | -
1131 | 0 | 0 | 0 | 0 | 0 | 0 | 0 | 0 | 0 | 0 | 1131 | 0 | 0 | 0 | 0 | 0 | 0 | 0 | 0 | 0 | 0 | 1131 | - | 0 | 0 | - | 0 | 0 | - | 0 | 0 | - | 1131 | - | 0 | 0 | - | 0 | 0 | - | 0 | 0 | -
1132 | 0 | 0 | 0 | 0 | 0 | 0 | 0 | 0 | 0 | 0 | 1132 | 0 | 0 | 0 | 0 | 0 | 0 | 0 | 0 | 0 | 0 | 1132 | - | 0 | 0 | - | 0 | 0 | - | 0 | 0 | - | 1132 | - | 0 | 0 | - | 0 | 0 | - | 209.8553 | 209.8553 | -
1133 | 0 | 0 | 0 | 0 | 0 | 0 | 0 | 0 | 0 | 0 | 1133 | 0 | 0 | 0 | 0 | 0 | 0 | 0 | 0 | 0 | 0 | 1133 | - | 0 | 0 | - | 0 | 0 | - | 0 | 0 | - | 1133 | - | 0 | 0 | - | 0 | 0 | - | 274.5892 | 274.5892 | -
1134 | 0 | 0 | 0 | 0 | 0 | 0 | 0 | 0 | 0 | 0 | 1134 | 196.5838 | 0 | 0 | 0 | 0 | 0 | 0 | 4.013 | 0 | 0 | 1134 | - | 0 | 0 | - | 0 | 0 | - | 0 | 0 | - | 1134 | - | 196.5838 | 196.5838 | - | 0 | 0 | - | 500 | 500 | -
1135 | 0 | 0 | 0 | 0 | 0 | 0 | 0 | 0 | 0 | 0 | 1135 | 438.6695 | 0 | 0 | 0 | 0 | 0 | 0 | 0 | 0 | 0 | 1135 | - | 0 | 0 | - | 0 | 0 | - | 0 | 0 | - | 1135 | - | 438.6695 | 438.6695 | - | 500 | 500 | - | 500 | 500 | -
1136 | 0 | 0 | 0 | 0 | 0 | 0 | 0 | 0 | 0 | 0 | 1136 | 542.7995 | 100.4893 | 42.7995 | 0 | 0 | 0 | 0 | 0 | 0 | 0 | 1136 | - | 0 | 0 | - | 0 | 0 | - | 0 | 0 | - | 1136 | - | 500 | 500 | - | 0 | 0 | - | 500 | 388.4563 | -
1137 | 0 | 0 | 0 | 0 | 0 | 0 | 0 | 0 | 0 | 0 | 1137 | 0 | 0 | 0 | 0 | 0 | 0 | 0 | 0 | 0 | 0 | 1137 | - | 0 | 0 | - | 0 | 0 | - | 0 | 0 | - | 1137 | - | 0 | 0 | - | 0 | 0 | - | 0 | 0 | -
1138 | 0 | 0 | 0 | 0 | 0 | 0 | 0 | 0 | 0 | 0 | 1138 | 0 | 0 | 0 | 0 | 0 | 0 | 0 | 0 | 0 | 0 | 1138 | - | 0 | 0 | - | 0 | 0 | - | 0 | 0 | - | 1138 | - | 0 | 0 | - | 0 | 0 | - | 0 | 0 | -
1139 | 0 | 0 | 0 | 0 | 0 | 0 | 0 | 0 | 0 | 0 | 1139 | 0 | 0 | 0 | 0 | 0 | 0 | 0 | 0 | 0 | 0 | 1139 | - | 0 | 0 | - | 0 | 0 | - | 0 | 0 | - | 1139 | - | 0 | 0 | - | 0 | 0 | - | 0 | 0 | -
1140 | 0 | 0 | 0 | 0 | 0 | 0 | 0 | 0 | 0 | 0 | 1140 | 0 | 0 | 0 | 0 | 0 | 0 | 0 | 0 | 0 | 0 | 1140 | - | 0 | 0 | - | 0 | 0 | - | 0 | 0 | - | 1140 | - | 0 | 0 | - | 0 | 37.252 | - | 0 | 0 | -
1141 | 0 | 0 | 0 | 0 | 0 | 0 | 0 | 0 | 0 | 0 | 1141 | 0 | 0 | 0 | 0 | 0 | 0 | 0 | 0 | 0 | 0 | 1141 | - | 0 | 0 | - | 0 | 0 | - | 0 | 0 | - | 1141 | - | 0 | 0 | - | 343.0159 | 259.4928 | - | 0 | 0 | -
1142 | 0 | 0 | 0 | 0 | 0 | 0 | 0 | 0 | 0 | 0 | 1142 | 72.4435 | 206.351 | 57.351 | 0 | 0 | 0 | 0 | 0 | 0 | 0 | 1142 | - | 0 | 0 | - | 0 | 0 | - | 0 | 0 | - | 1142 | - | 500 | 500 | - | 500 | 500 | - | 0 | 0 | -
1143 | 0 | 0 | 0 | 0 | 0 | 0 | 0 | 0 | 0 | 0 | 1143 | 369.797 | 309.797 | 160.797 | 1035.087 | 844.4899 | 89.2614 | 1067.6667 | 564.7164 | 89.2614 | 0 | 1143 | - | 0 | 0 | - | 0 | 0 | - | 0 | 0 | - | 1143 | - | 500 | 500 | - | 500 | 500 | - | 500 | 500 | -
1144 | 0 | 0 | 0 | 0 | 0 | 0 | 0 | 0 | 0 | 0 | 1144 | 186.0768 | 127.6865 | 0 | 863.3223 | 538.4417 | 233.1 | 990.1883 | 814.2022 | 233.1 | 0 | 1144 | - | 0 | 0 | - | 0 | 0 | - | 0 | 0 | - | 1144 | - | 500 | 500 | - | 500 | 500 | - | 500 | 500 | -
1145 | 0 | 0 | 0 | 0 | 0 | 0 | 0 | 0 | 0 | 0 | 1145 | 174.4467 | 0 | 0 | 175.9882 | 0 | 0 | 0 | 0 | 0 | 0 | 1145 | - | 0 | 0 | - | 0 | 0 | - | 0 | 0 | - | 1145 | - | 334.8241 | 334.8241 | - | 500 | 500 | - | 500 | 500 | -
1146 | 0 | 0 | 0 | 0 | 0 | 0 | 0 | 0 | 0 | 0 | 1146 | 93.5808 | 0 | 0 | 0 | 0 | 0 | 0 | 0 | 0 | 0 | 1146 | - | 0 | 0 | - | 0 | 0 | - | 0 | 0 | - | 1146 | - | 207.7445 | 207.7445 | - | 500 | 500 | - | 212.622 | 212.622 | -
1147 | 0 | 0 | 0 | 0 | 0 | 0 | 0 | 0 | 0 | 0 | 1147 | 0 | 0 | 0 | 0 | 0 | 0 | 0 | 0 | 0 | 0 | 1147 | - | 0 | 0 | - | 0 | 0 | - | 0 | 0 | - | 1147 | - | 266.1172 | 266.1172 | - | 393.6547 | 500 | - | 0 | 0 | -
1148 | 0 | 0 | 0 | 0 | 0 | 0 | 0 | 0 | 0 | 0 | 1148 | 0 | 0 | 0 | 0 | 0 | 0 | 0 | 0 | 0 | 0 | 1148 | - | 0 | 0 | - | 0 | 0 | - | 0 | 0 | - | 1148 | - | 0 | 0 | - | 0 | 0 | - | 0 | 0 | -
1149 | 0 | 0 | 0 | 0 | 0 | 0 | 0 | 0 | 0 | 0 | 1149 | 0 | 0 | 0 | 0 | 0 | 0 | 0 | 0 | 0 | 0 | 1149 | - | 0 | 0 | - | 0 | 0 | - | 43.8904 | 43.8904 | - | 1149 | - | 0 | 0 | - | 0 | 0 | - | 0 | 0 | -
1150 | 0 | 0 | 0 | 0 | 0 | 0 | 110.6932 | 0 | 0 | 0 | 1150 | 0 | 0 | 0 | 0 | 0 | 0 | 0 | 0 | 0 | 0 | 1150 | - | 0 | 0 | - | 0 | 0 | - | 226.1856 | 226.1856 | - | 1150 | - | 0 | 0 | - | 0 | 0 | - | 0 | 0 | -
1151 | 0 | 0 | 0 | 0 | 0 | 0 | 412.8834 | 0 | 0 | 0 | 1151 | 0 | 0 | 0 | 0 | 0 | 0 | 0 | 0 | 0 | 0 | 1151 | - | 0 | 0 | - | 0 | 0 | - | 500 | 500 | - | 1151 | - | 0 | 0 | - | 0 | 0 | - | 0 | 0 | -
1152 | 0 | 0 | 0 | 182.4807 | 0 | 0 | 779.6504 | 148.0402 | 118.0307 | 0 | 1152 | 0 | 0 | 0 | 0 | 0 | 0 | 0 | 0 | 0 | 0 | 1152 | - | 0 | 0 | - | 205.4807 | 205.4807 | - | 500 | 500 | - | 1152 | - | 0 | 0 | - | 0 | 0 | - | 0 | 0 | -
1153 | 0 | 0 | 0 | 144.7545 | 0 | 0 | 685.8661 | 24.2465 | 54.2559 | 0 | 1153 | 0 | 0 | 0 | 0 | 0 | 0 | 0 | 0 | 0 | 0 | 1153 | - | 0 | 0 | - | 167.7545 | 167.7545 | - | 500 | 500 | - | 1153 | - | 0 | 0 | - | 0 | 0 | - | 0 | 0 | -
1154 | 0 | 0 | 0 | 0 | 0 | 0 | 297.0882 | 0 | 0 | 0 | 1154 | 0 | 0 | 0 | 0 | 0 | 0 | 0 | 0 | 0 | 0 | 1154 | - | 0 | 0 | - | 0 | 0 | - | 407.4083 | 407.4083 | - | 1154 | - | 0 | 0 | - | 0 | 0 | - | 0 | 0 | -
1155 | 0 | 0 | 0 | 0 | 0 | 0 | 0 | 0 | 0 | 0 | 1155 | 0 | 0 | 0 | 0 | 0 | 0 | 54.0584 | 0 | 0 | 0 | 1155 | - | 0 | 0 | - | 0 | 0 | - | 0 | 0 | - | 1155 | - | 0 | 0 | - | 0 | 0 | - | 54.0584 | 54.0584 | -
1156 | 0 | 0 | 0 | 0 | 0 | 0 | 0 | 0 | 0 | 0 | 1156 | 0 | 0 | 0 | 0 | 0 | 0 | 0 | 0 | 0 | 0 | 1156 | - | 0 | 0 | - | 0 | 0 | - | 30.0727 | 30.0727 | - | 1156 | - | 0 | 0 | - | 0 | 0 | - | 0 | 0 | -
1157 | 0 | 0 | 0 | 0 | 0 | 0 | 0 | 0 | 0 | 0 | 1157 | 0 | 0 | 0 | 0 | 0 | 0 | 79.9749 | 0 | 58.0673 | 0 | 1157 | - | 0 | 0 | - | 0 | 0 | - | 0 | 0 | - | 1157 | - | 0 | 0 | - | 0 | 0 | - | 79.9749 | 21.9076 | -
1158 | 0 | 0 | 0 | 0 | 0 | 0 | 0 | 0 | 0 | 0 | 1158 | 0 | 0 | 0 | 26.5447 | 0 | 0 | 217.2156 | 146.4436 | 0 | 0 | 1158 | - | 0 | 0 | - | 0 | 0 | - | 0 | 0 | - | 1158 | - | 0 | 0 | - | 26.5447 | 26.5447 | - | 70.772 | 217.2156 | -
1159 | 0 | 0 | 0 | 0 | 0 | 0 | 0 | 0 | 0 | 0 | 1159 | 0 | 0 | 0 | 251.6053 | 0 | 0 | 186.5711 | 0 | 0 | 0 | 1159 | - | 0 | 0 | - | 0 | 0 | - | 0 | 0 | - | 1159 | - | 0 | 0 | - | 275.7759 | 275.7759 | - | 186.5711 | 186.5711 | -
1160 | 0 | 0 | 0 | 0 | 0 | 0 | 0 | 0 | 0 | 0 | 1160 | 0 | 0 | 0 | 0 | 0 | 0 | 0 | 0 | 0 | 0 | 1160 | - | 0 | 0 | - | 0 | 0 | - | 10.7275 | 10.7275 | - | 1160 | - | 0 | 0 | - | 0 | 0 | - | 0 | 0 | -
1161 | 0 | 0 | 0 | 0 | 0 | 0 | 0 | 0 | 0 | 0 | 1161 | 0 | 0 | 0 | 0 | 0 | 0 | 152.0481 | 0 | 0 | 0 | 1161 | - | 0 | 0 | - | 0 | 0 | - | 0 | 0 | - | 1161 | - | 0 | 0 | - | 0 | 0 | - | 152.0481 | 152.0481 | -
1162 | 0 | 0 | 0 | 0 | 0 | 0 | 0 | 0 | 0 | 0 | 1162 | 0 | 0 | 0 | 0 | 0 | 0 | 141.0099 | 0 | 0 | 0 | 1162 | - | 0 | 0 | - | 0 | 0 | - | 0 | 0 | - | 1162 | - | 0 | 0 | - | 0 | 0 | - | 141.0099 | 141.0099 | -
1163 | 0 | 0 | 0 | 0 | 0 | 0 | 0 | 0 | 0 | 0 | 1163 | 0 | 0 | 0 | 0 | 0 | 0 | 258.6527 | 0 | 0 | 0 | 1163 | - | 0 | 0 | - | 0 | 0 | - | 0 | 0 | - | 1163 | - | 0 | 0 | - | 0 | 0 | - | 258.6527 | 258.6527 | -
1164 | 0 | 0 | 0 | 0 | 0 | 0 | 0 | 0 | 0 | 0 | 1164 | 0 | 0 | 0 | 0 | 0 | 0 | 100.3096 | 0 | 0 | 0 | 1164 | - | 0 | 0 | - | 0 | 0 | - | 0 | 0 | - | 1164 | - | 0 | 0 | - | 0 | 0 | - | 100.3096 | 100.3096 | -
1165 | 0 | 0 | 0 | 0 | 0 | 0 | 0 | 0 | 0 | 0 | 1165 | 0 | 0 | 0 | 0 | 0 | 0 | 251.5849 | 0 | 0 | 0 | 1165 | - | 0 | 0 | - | 0 | 0 | - | 0 | 0 | - | 1165 | - | 0 | 0 | - | 0 | 0 | - | 251.5849 | 251.5849 | -
1166 | 0 | 0 | 0 | 0 | 0 | 0 | 0 | 0 | 0 | 0 | 1166 | 0 | 0 | 0 | 0 | 0 | 0 | 413.4526 | 0 | 0 | 0 | 1166 | - | 0 | 0 | - | 0 | 0 | - | 0 | 0 | - | 1166 | - | 0 | 0 | - | 0 | 0 | - | 413.4526 | 413.4526 | -
1167 | 0 | 0 | 0 | 0 | 0 | 0 | 0 | 0 | 0 | 0 | 1167 | 0 | 0 | 0 | 0 | 0 | 0 | 88.3763 | 0 | 88.3763 | 0 | 1167 | - | 0 | 0 | - | 0 | 0 | - | 0 | 0 | - | 1167 | - | 0 | 0 | - | 0 | 0 | - | 88.3763 | 0 | -
1168 | 0 | 0 | 0 | 0 | 0 | 0 | 0 | 0 | 0 | 0 | 1168 | 0 | 0 | 0 | 0 | 0 | 0 | 0 | 0 | 0 | 0 | 1168 | - | 0 | 0 | - | 0 | 0 | - | 79.0019 | 0 | - | 1168 | - | 0 | 0 | - | 0 | 0 | - | 0 | 0 | -
1169 | 0 | 0 | 0 | 0 | 0 | 0 | 0 | 0 | 0 | 0 | 1169 | 0 | 0 | 0 | 0 | 0 | 0 | 0 | 0 | 0 | 0 | 1169 | - | 0 | 0 | - | 124.5066 | 0 | - | 0 | 0 | - | 1169 | - | 0 | 0 | - | 0 | 0 | - | 0 | 0 | -
1170 | 0 | 0 | 0 | 0 | 0 | 0 | 0 | 0 | 0 | 0 | 1170 | 0 | 0 | 0 | 0 | 0 | 0 | 0 | 0 | 0 | 0 | 1170 | - | 0 | 0 | - | 208.8268 | 333.3333 | - | 254.3314 | 333.3333 | - | 1170 | - | 0 | 0 | - | 0 | 0 | - | 0 | 0 | -
1171 | 0 | 0 | 0 | 0 | 0 | 0 | 352.5943 | 0 | 0 | 0 | 1171 | 0 | 0 | 0 | 0 | 0 | 0 | 0 | 0 | 0 | 0 | 1171 | - | 0 | 0 | - | 500 | 500 | - | 500 | 500 | - | 1171 | - | 0 | 0 | - | 0 | 0 | - | 0 | 0 | -
1172 | 0 | 0 | 0 | 0 | 0 | 0 | 867.6396 | 394.7559 | 189.6243 | 0 | 1172 | 0 | 0 | 0 | 0 | 0 | 0 | 0 | 0 | 0 | 0 | 1172 | - | 0 | 0 | - | 500 | 500 | - | 500 | 500 | - | 1172 | - | 0 | 0 | - | 0 | 0 | - | 0 | 0 | -
1173 | 0 | 0 | 0 | 0 | 0 | 0 | 0 | 364.4754 | 0 | 0 | 1173 | 0 | 0 | 0 | 0 | 0 | 0 | 0 | 0 | 0 | 0 | 1173 | - | 0 | 0 | - | 500 | 500 | - | 500 | 500 | - | 1173 | - | 0 | 0 | - | 0 | 0 | - | 0 | 0 | -
1174 | 2.0997 | 0 | 0 | 0 | 0 | 0 | 0 | 54.258 | 0 | 2.0997 | 1174 | 0 | 0 | 0 | 0 | 0 | 0 | 0 | 0 | 0 | 2.0997 | 1174 | - | 388.3632 | 388.3632 | - | 500 | 500 | - | 500 | 500 | - | 1174 | - | 0 | 0 | - | 0 | 0 | - | 0 | 0 | -
1175 | 999.2014 | 603.6454 | 189.6243 | 547.2907 | 450.4563 | 36.2226 | 0 | 0 | 0 | 999.2014 | 1175 | 0 | 0 | 0 | 0 | 0 | 0 | 0 | 0 | 0 | 999.2014 | 1175 | - | 500 | 500 | - | 500 | 500 | - | 500 | 500 | - | 1175 | - | 0 | 0 | - | 0 | 0 | - | 0 | 0 | -
1176 | 218.9327 | 15.07 | 0 | 672.9431 | 363.0329 | 153.4018 | 0 | 0 | 0 | 218.9327 | 1176 | 0 | 0 | 0 | 0 | 0 | 0 | 0 | 0 | 0 | 218.9327 | 1176 | - | 500 | 500 | - | 500 | 500 | - | 500 | 500 | - | 1176 | - | 0 | 0 | - | 0 | 0 | - | 0 | 0 | -
1177 | 0 | 0 | 0 | 1189.8041 | 746.5987 | 162.1571 | 1048.0688 | 334.5989 | 189.6243 | 0 | 1177 | 0 | 0 | 0 | 0 | 0 | 0 | 0 | 0 | 0 | 0 | 1177 | - | 0 | 0 | - | 500 | 500 | - | 500 | 500 | - | 1177 | - | 0 | 0 | - | 0 | 0 | - | 0 | 0 | -
1178 | 0 | 0 | 0 | 30.4297 | 2.3443 | 27.4673 | 172.165 | 0 | 0 | 0 | 1178 | 0 | 0 | 0 | 0 | 0 | 0 | 0 | 0 | 0 | 0 | 1178 | - | 0 | 0 | - | 500 | 500 | - | 500 | 500 | - | 1178 | - | 0 | 0 | - | 0 | 0 | - | 0 | 0 | -
1179 | 0 | 0 | 0 | 0 | 64.5463 | 0 | 0 | 0 | 0 | 0 | 1179 | 0 | 0 | 0 | 0 | 0 | 0 | 0 | 0 | 0 | 0 | 1179 | - | 0 | 0 | - | 500 | 500 | - | 500 | 500 | - | 1179 | - | 0 | 0 | - | 0 | 0 | - | 0 | 0 | -
1180 | 0 | 0 | 0 | 0 | 0 | 0 | 0 | 0 | 0 | 0 | 1180 | 0 | 0 | 0 | 0 | 0 | 0 | 0 | 0 | 0 | 0 | 1180 | - | 0 | 0 | - | 500 | 500 | - | 500 | 500 | - | 1180 | - | 0 | 0 | - | 0 | 0 | - | 0 | 0 | -
1181 | 0 | 0 | 0 | 0 | 0 | 0 | 0 | 0 | 0 | 0 | 1181 | 0 | 0 | 0 | 0 | 0 | 0 | 0 | 0 | 0 | 0 | 1181 | - | 0 | 0 | - | 500 | 500 | - | 77.8127 | 77.8127 | - | 1181 | - | 0 | 0 | - | 0 | 0 | - | 0 | 0 | -
1182 | 0 | 0 | 0 | 0 | 0 | 0 | 0 | 0 | 0 | 0 | 1182 | 0 | 0 | 0 | 0 | 0 | 0 | 0 | 0 | 0 | 0 | 1182 | - | 0 | 0 | - | 500 | 500 | - | 0 | 0 | - | 1182 | - | 0 | 0 | - | 0 | 0 | - | 0 | 0 | -
1183 | 0 | 0 | 0 | 0 | 0 | 0 | 0 | 0 | 0 | 0 | 1183 | 0 | 0 | 0 | 0 | 0 | 0 | 0 | 0 | 0 | 0 | 1183 | - | 0 | 0 | - | 0 | 0 | - | 0 | 0 | - | 1183 | - | 0 | 0 | - | 0 | 0 | - | 0 | 0 | -
1184 | 0 | 0 | 0 | 0 | 0 | 0 | 0 | 0 | 0 | 0 | 1184 | 0 | 0 | 0 | 0 | 0 | 0 | 0 | 0 | 0 | 0 | 1184 | - | 0 | 0 | - | 64.9709 | 64.9709 | - | 0 | 0 | - | 1184 | - | 0 | 0 | - | 0 | 0 | - | 0 | 0 | -
1185 | 0 | 0 | 0 | 0 | 0 | 0 | 0 | 0 | 0 | 0 | 1185 | 0 | 0 | 0 | 0 | 0 | 0 | 0 | 0 | 0 | 0 | 1185 | - | 0 | 0 | - | 268.3625 | 268.3625 | - | 0 | 0 | - | 1185 | - | 0 | 0 | - | 0 | 0 | - | 0 | 0 | -
1186 | 0 | 0 | 0 | 0 | 0 | 0 | 0 | 0 | 0 | 0 | 1186 | 0 | 0 | 0 | 0 | 0 | 0 | 0 | 0 | 0 | 0 | 1186 | - | 0 | 0 | - | 0 | 0 | - | 0 | 0 | - | 1186 | - | 0 | 0 | - | 0 | 0 | - | 0 | 0 | -
1187 | 0 | 0 | 0 | 0 | 0 | 0 | 0 | 0 | 0 | 0 | 1187 | 0 | 0 | 0 | 0 | 0 | 0 | 0 | 0 | 0 | 0 | 1187 | - | 0 | 0 | - | 0 | 0 | - | 0 | 0 | - | 1187 | - | 0 | 0 | - | 0 | 0 | - | 0 | 0 | -
1188 | 0 | 0 | 0 | 0 | 0 | 0 | 0 | 0 | 0 | 0 | 1188 | 0 | 0 | 0 | 0 | 0 | 0 | 0 | 0 | 0 | 0 | 1188 | - | 0 | 0 | - | 0 | 0 | - | 0 | 0 | - | 1188 | - | 0 | 0 | - | 0 | 0 | - | 0 | 0 | -
1189 | 0 | 0 | 0 | 0 | 0 | 0 | 0 | 0 | 0 | 0 | 1189 | 0 | 0 | 0 | 0 | 0 | 0 | 0 | 0 | 0 | 0 | 1189 | - | 0 | 0 | - | 0 | 0 | - | 0 | 0 | - | 1189 | - | 0 | 0 | - | 0 | 0 | - | 0 | 0 | -
1190 | 0 | 0 | 0 | 0 | 0 | 0 | 0 | 0 | 0 | 0 | 1190 | 0 | 263.6674 | 0 | 0 | 0 | 0 | 0 | 0 | 0 | 0 | 1190 | - | 0 | 0 | - | 0 | 0 | - | 0 | 0 | - | 1190 | - | 500 | 500 | - | 0 | 0 | - | 0 | 0 | -
1191 | 0 | 0 | 0 | 0 | 0 | 0 | 0 | 0 | 0 | 0 | 1191 | 763.5533 | 287.1094 | 146.5508 | 0 | 0 | 0 | 0 | 0 | 0 | 0 | 1191 | - | 0 | 0 | - | 0 | 0 | - | 0 | 0 | - | 1191 | - | 500 | 500 | - | 0 | 40.475 | - | 0 | 0 | -
1192 | 0 | 0 | 0 | 0 | 0 | 0 | 0 | 0 | 0 | 0 | 1192 | 0 | 103.8538 | 14.6299 | 0 | 0 | 0 | 0 | 0 | 0 | 0 | 1192 | - | 0 | 0 | - | 0 | 0 | - | 0 | 0 | - | 1192 | - | 500 | 500 | - | 0 | 0 | - | 0 | 0 | -
1193 | 0 | 0 | 0 | 0 | 0 | 0 | 0 | 0 | 0 | 0 | 1193 | 96.6537 | 0 | 0 | 606.6876 | 536.4846 | 233.1 | 341.9112 | 378.4649 | 144.6539 | 0 | 1193 | - | 0 | 0 | - | 0 | 0 | - | 0 | 0 | - | 1193 | - | 500 | 437.4221 | - | 500 | 500 | - | 500 | 500 | -
1194 | 0 | 0 | 0 | 0 | 0 | 0 | 0 | 0 | 0 | 0 | 1194 | 0 | 0 | 0 | 738.8482 | 256.62 | 89.2614 | 592.2439 | 92.2439 | 92.2439 | 0 | 1194 | - | 0 | 0 | - | 0 | 0 | - | 0 | 0 | - | 1194 | - | 172.8792 | 172.8792 | - | 500 | 500 | - | 500 | 500 | -
1195 | 0 | 0 | 0 | 0 | 0 | 0 | 0 | 0 | 0 | 0 | 1195 | 143.4189 | 0 | 0 | 0 | 0 | 0 | 276.656 | 54.7736 | 54.7736 | 0 | 1195 | - | 0 | 0 | - | 0 | 0 | - | 0 | 0 | - | 1195 | - | 143.4189 | 143.4189 | - | 336.7458 | 199.7745 | - | 500 | 500 | -
1196 | 0 | 0 | 0 | 0 | 0 | 0 | 0 | 0 | 0 | 0 | 1196 | 33.5729 | 0 | 0 | 0 | 0 | 0 | 0 | 0 | 0 | 0 | 1196 | - | 0 | 0 | - | 0 | 0 | - | 0 | 0 | - | 1196 | - | 171.7361 | 166.9967 | - | 436.4759 | 500 | - | 194.7583 | 194.7583 | -
1197 | 0 | 0 | 0 | 0 | 0 | 0 | 0 | 0 | 0 | 0 | 1197 | 0 | 0 | 0 | 161.1394 | 111.1394 | 0 | 0 | 0 | 0 | 0 | 1197 | - | 0 | 0 | - | 0 | 0 | - | 0 | 0 | - | 1197 | - | 211.9658 | 5.86 | - | 500 | 500 | - | 447.8829 | 447.8829 | -
1198 | 0 | 0 | 0 | 0 | 0 | 0 | 0 | 0 | 0 | 0 | 1198 | 0 | 0 | 0 | 304.3317 | 0 | 0 | 0 | 0 | 0 | 0 | 1198 | - | 0 | 0 | - | 0 | 0 | - | 0 | 0 | - | 1198 | - | 0 | 0 | - | 500 | 500 | - | 458.4541 | 458.4541 | -
1199 | 0 | 0 | 0 | 0 | 0 | 0 | 0 | 0 | 0 | 0 | 1199 | 0 | 0 | 0 | 0 | 383.5425 | 0 | 351.8951 | 194.7025 | 0 | 0 | 1199 | - | 0 | 0 | - | 0 | 0 | - | 0 | 0 | - | 1199 | - | 0 | 0 | - | 500 | 500 | - | 500 | 500 | -
1200 | 0 | 0 | 0 | 0 | 0 | 0 | 0 | 0 | 0 | 0 | 1200 | 0 | 0 | 0 | 71.4191 | 21.4191 | 0 | 511.6914 | 236.6914 | 11.6914 | 0 | 1200 | - | 0 | 0 | - | 0 | 0 | - | 0 | 0 | - | 1200 | - | 0 | 0 | - | 500 | 500 | - | 500 | 500 | -
1201 | 0 | 0 | 0 | 0 | 0 | 0 | 0 | 0 | 0 | 0 | 1201 | 0 | 0 | 0 | 125.8182 | 73.7261 | 0 | 0 | 18.9987 | 18.9987 | 0 | 1201 | - | 0 | 0 | - | 0 | 0 | - | 0 | 0 | - | 1201 | - | 0 | 0 | - | 277.0922 | 500 | - | 500 | 500 | -
1202 | 0 | 0 | 0 | 0 | 0 | 0 | 0 | 0 | 0 | 0 | 1202 | 0 | 0 | 0 | 66.1532 | 0 | 0 | 0 | 0 | 0 | 0 | 1202 | - | 0 | 0 | - | 0 | 0 | - | 0 | 0 | - | 1202 | - | 0 | 0 | - | 500 | 500 | - | 281.933 | 281.933 | -
1203 | 0 | 0 | 0 | 0 | 0 | 0 | 0 | 0 | 0 | 0 | 1203 | 0 | 0 | 0 | 0 | 0 | 0 | 0 | 0 | 0 | 0 | 1203 | - | 0 | 0 | - | 0 | 0 | - | 0 | 0 | - | 1203 | - | 0 | 0 | - | 304.171 | 79.171 | - | 0 | 0 | -
1204 | 0 | 0 | 0 | 150.5111 | 0 | 0 | 0 | 0 | 0 | 0 | 1204 | 0 | 0 | 0 | 0 | 0 | 0 | 0 | 0 | 0 | 0 | 1204 | - | 0 | 0 | - | 150.5111 | 150.5111 | - | 0 | 0 | - | 1204 | - | 0 | 0 | - | 0 | 0 | - | 0 | 0 | -
1205 | 0 | 0 | 0 | 562.0992 | 62.0992 | 62.0992 | 0 | 0 | 0 | 0 | 1205 | 0 | 0 | 0 | 0 | 0 | 0 | 0 | 0 | 0 | 0 | 1205 | - | 0 | 0 | - | 500 | 500 | - | 0 | 0 | - | 1205 | - | 0 | 0 | - | 0 | 0 | - | 0 | 0 | -
1206 | 0 | 0 | 0 | 412.4782 | 0 | 0 | 0 | 0 | 0 | 0 | 1206 | 0 | 0 | 0 | 0 | 0 | 0 | 0 | 0 | 0 | 0 | 1206 | - | 0 | 0 | - | 412.4782 | 412.4782 | - | 0 | 0 | - | 1206 | - | 0 | 0 | - | 0 | 0 | - | 0 | 0 | -
1207 | 0 | 0 | 0 | 0 | 0 | 0 | 0 | 0 | 0 | 0 | 1207 | 0 | 36.8352 | 0 | 0 | 52.7843 | 0 | 0 | 0 | 0 | 0 | 1207 | - | 0 | 0 | - | 0 | 0 | - | 0 | 0 | - | 1207 | - | 0 | 273.4232 | - | 156.3864 | 0 | - | 0 | 0 | -
1208 | 0 | 0 | 0 | 0 | 0 | 0 | 0 | 0 | 0 | 0 | 1208 | 0 | 0 | 0 | 0 | 0 | 0 | 0 | 0 | 0 | 0 | 1208 | - | 0 | 0 | - | 0 | 0 | - | 0 | 0 | - | 1208 | - | 0 | 0 | - | 315.8497 | 90.8497 | - | 0 | 0 | -
1209 | 0 | 0 | 0 | 0 | 0 | 0 | 0 | 0 | 0 | 0 | 1209 | 0 | 0 | 0 | 13.5026 | 0 | 0 | 0 | 0 | 0 | 0 | 1209 | - | 0 | 0 | - | 0 | 0 | - | 0 | 0 | - | 1209 | - | 0 | 0 | - | 200.3928 | 200.3928 | - | 0 | 0 | -
1210 | 0 | 0 | 0 | 0 | 0 | 0 | 0 | 0 | 0 | 0 | 1210 | 0 | 0 | 0 | 494.186 | 0 | 23.3688 | 0 | 0 | 0 | 0 | 1210 | - | 0 | 0 | - | 0 | 0 | - | 0 | 0 | - | 1210 | - | 0 | 0 | - | 279.1337 | 500 | - | 0 | 0 | -
1211 | 0 | 0 | 0 | 0 | 0 | 0 | 0 | 0 | 0 | 0 | 1211 | 0 | 0 | 0 | 0 | 0 | 0 | 0 | 0 | 0 | 0 | 1211 | - | 0 | 0 | - | 0 | 0 | - | 15.0335 | 15.0335 | - | 1211 | - | 0 | 0 | - | 0 | 0 | - | 0 | 0 | -
1212 | 0 | 0 | 0 | 0 | 0 | 0 | 0 | 0 | 0 | 0 | 1212 | 0 | 0 | 0 | 0 | 0 | 0 | 0 | 0 | 0 | 0 | 1212 | - | 0 | 0 | - | 0 | 0 | - | 0 | 0 | - | 1212 | - | 0 | 0 | - | 0 | 0 | - | 0 | 0 | -
1213 | 0 | 0 | 0 | 0 | 0 | 0 | 0 | 0 | 0 | 0 | 1213 | 0 | 0 | 0 | 298.2782 | 0 | 29.4155 | 0 | 0 | 0 | 0 | 1213 | - | 0 | 0 | - | 0 | 0 | - | 0 | 0 | - | 1213 | - | 0 | 0 | - | 304.4155 | 500 | - | 0 | 0 | -
1214 | 0 | 0 | 0 | 0 | 0 | 0 | 0 | 0 | 0 | 0 | 1214 | 0 | 0 | 0 | 150.3584 | 0 | 0 | 0 | 0 | 0 | 0 | 1214 | - | 0 | 0 | - | 0 | 0 | - | 0 | 0 | - | 1214 | - | 0 | 0 | - | 150.3584 | 150.3584 | - | 0 | 0 | -
1215 | 0 | 0 | 0 | 0 | 0 | 0 | 0 | 0 | 0 | 0 | 1215 | 0 | 0 | 0 | 0 | 0 | 0 | 0 | 0 | 0 | 0 | 1215 | - | 0 | 0 | - | 0 | 0 | - | 0 | 0 | - | 1215 | - | 0 | 0 | - | 0 | 0 | - | 0 | 0 | -
1216 | 0 | 0 | 0 | 0 | 0 | 0 | 0 | 0 | 0 | 0 | 1216 | 0 | 0 | 0 | 0 | 0 | 0 | 0 | 0 | 0 | 0 | 1216 | - | 0 | 0 | - | 0 | 0 | - | 0 | 0 | - | 1216 | - | 0 | 0 | - | 0 | 0 | - | 0 | 0 | -
1217 | 0 | 0 | 0 | 0 | 0 | 0 | 0 | 0 | 0 | 0 | 1217 | 0 | 0 | 0 | 0 | 0 | 0 | 0 | 0 | 0 | 0 | 1217 | - | 0 | 0 | - | 0 | 0 | - | 0 | 0 | - | 1217 | - | 0 | 0 | - | 0 | 0 | - | 0 | 0 | -
1218 | 0 | 0 | 0 | 0 | 0 | 0 | 0 | 0 | 0 | 0 | 1218 | 0 | 0 | 0 | 0 | 0 | 0 | 0 | 0 | 0 | 0 | 1218 | - | 0 | 0 | - | 0 | 0 | - | 0 | 0 | - | 1218 | - | 0 | 0 | - | 0 | 0 | - | 0 | 0 | -
1219 | 0 | 0 | 0 | 0 | 0 | 0 | 0 | 0 | 0 | 0 | 1219 | 0 | 0 | 0 | 0 | 0 | 0 | 0 | 0 | 0 | 0 | 1219 | - | 0 | 0 | - | 0 | 0 | - | 151.6332 | 151.6332 | - | 1219 | - | 0 | 0 | - | 0 | 0 | - | 0 | 0 | -
1220 | 0 | 0 | 0 | 0 | 0 | 0 | 0 | 5.1536 | 0 | 0 | 1220 | 0 | 0 | 0 | 0 | 0 | 0 | 0 | 0 | 0 | 0 | 1220 | - | 0 | 0 | - | 0 | 64.6075 | - | 500 | 500 | - | 1220 | - | 0 | 0 | - | 0 | 0 | - | 0 | 0 | -
1221 | 0 | 0 | 0 | 0 | 0 | 0 | 551.6301 | 0 | 0 | 0 | 1221 | 0 | 0 | 0 | 0 | 0 | 0 | 0 | 0 | 0 | 0 | 1221 | - | 0 | 0 | - | 452.6353 | 0 | - | 500 | 500 | - | 1221 | - | 0 | 0 | - | 0 | 0 | - | 0 | 0 | -
1222 | 227.2289 | 0 | 0 | 369.6865 | 0 | 0 | 900.0755 | 569.9682 | 233.1 | 227.2289 | 1222 | 0 | 0 | 0 | 0 | 0 | 0 | 0 | 0 | 0 | 227.2289 | 1222 | - | 227.2289 | 500 | - | 500 | 500 | - | 500 | 500 | - | 1222 | - | 0 | 0 | - | 0 | 0 | - | 0 | 0 | -
1223 | 0 | 0 | 1.9456 | 341.7836 | 58.7137 | 58.7137 | 0 | 0 | 0 | 0 | 1223 | 0 | 0 | 0 | 0 | 0 | 0 | 0 | 0 | 0 | 0 | 1223 | - | 500 | 500 | - | 500 | 500 | - | 500 | 500 | - | 1223 | - | 0 | 0 | - | 0 | 0 | - | 0 | 0 | -
1224 | 0 | 626.9784 | 0 | 0 | 194.0029 | 194.0029 | 0 | 0 | 0 | 0 | 1224 | 0 | 0 | 0 | 0 | 0 | 0 | 0 | 0 | 0 | 0 | 1224 | - | 500 | 500 | - | 500 | 500 | - | 500 | 500 | - | 1224 | - | 0 | 0 | - | 0 | 0 | - | 0 | 0 | -
1225 | 142.4724 | 0 | 24.7382 | 578.9794 | 1000 | 118.6923 | 0 | 0 | 0 | 142.4724 | 1225 | 0 | 0 | 0 | 0 | 0 | 0 | 0 | 0 | 0 | 142.4724 | 1225 | - | 500 | 500 | - | 500 | 500 | - | 500 | 500 | - | 1225 | - | 0 | 0 | - | 0 | 0 | - | 0 | 0 | -
1226 | 1500 | 0 | 0 | 241.0817 | 148.182 | 7.0723 | 0 | 0 | 0 | 1500 | 1226 | 0 | 0 | 0 | 0 | 0 | 0 | 0 | 0 | 0 | 1500 | 1226 | - | 500 | 500 | - | 500 | 500 | - | 500 | 500 | - | 1226 | - | 0 | 0 | - | 0 | 0 | - | 0 | 0 | -
1227 | 25.4846 | 1000 | 0 | 0 | 0 | 0 | 0 | 0 | 0 | 25.4846 | 1227 | 0 | 0 | 0 | 0 | 0 | 0 | 0 | 0 | 0 | 25.4846 | 1227 | - | 500 | 500 | - | 500 | 491.3067 | - | 500 | 500 | - | 1227 | - | 0 | 0 | - | 0 | 0 | - | 0 | 0 | -
1228 | 0 | 0 | 0 | 0 | 218.5733 | 0 | 0 | 0 | 0 | 0 | 1228 | 0 | 0 | 0 | 0 | 0 | 0 | 0 | 0 | 0 | 0 | 1228 | - | 500 | 500 | - | 500 | 500 | - | 500 | 500 | - | 1228 | - | 0 | 0 | - | 0 | 0 | - | 0 | 0 | -
1229 | 0 | 0 | 230.2395 | 0 | 0 | 0 | 0 | 0 | 0 | 0 | 1229 | 0 | 0 | 0 | 0 | 0 | 0 | 0 | 0 | 0 | 0 | 1229 | - | 500 | 500 | - | 324.8869 | 500 | - | 0 | 0 | - | 1229 | - | 0 | 0 | - | 0 | 0 | - | 0 | 0 | -
1230 | 0 | 0 | 0 | 0 | 0 | 0 | 0 | 0 | 0 | 0 | 1230 | 0 | 0 | 0 | 0 | 0 | 0 | 0 | 0 | 0 | 0 | 1230 | - | 500 | 500 | - | 0 | 0 | - | 0 | 0 | - | 1230 | - | 0 | 0 | - | 0 | 0 | - | 0 | 0 | -
1231 | 0 | 0 | 0 | 0 | 0 | 0 | 0 | 0 | 0 | 0 | 1231 | 0 | 0 | 0 | 0 | 0 | 0 | 0 | 0 | 0 | 0 | 1231 | - | 182.4293 | 500 | - | 0 | 0 | - | 0 | 0 | - | 1231 | - | 0 | 0 | - | 0 | 0 | - | 0 | 0 | -
1232 | 0 | 0 | 0 | 0 | 0 | 0 | 0 | 0 | 0 | 0 | 1232 | 0 | 0 | 0 | 0 | 0 | 0 | 0 | 0 | 0 | 0 | 1232 | - | 0 | 0 | - | 0 | 110.7525 | - | 0 | 0 | - | 1232 | - | 0 | 0 | - | 0 | 0 | - | 0 | 0 | -
1233 | 183.4215 | 0 | 0 | 0 | 0 | 0 | 0 | 0 | 0 | 183.4215 | 1233 | 0 | 0 | 0 | 0 | 0 | 0 | 0 | 0 | 0 | 183.4215 | 1233 | - | 183.4215 | 379.1597 | - | 500 | 500 | - | 0 | 0 | - | 1233 | - | 0 | 0 | - | 0 | 0 | - | 0 | 0 | -
1234 | 0 | 0 | 0 | 0 | 0 | 0 | 0 | 0 | 0 | 0 | 1234 | 0 | 0 | 0 | 0 | 0 | 0 | 0 | 0 | 0 | 0 | 1234 | - | 390.2882 | 500 | - | 500 | 500 | - | 0 | 0 | - | 1234 | - | 0 | 0 | - | 0 | 0 | - | 0 | 0 | -
1235 | 0 | 0 | 0 | 310.8395 | 7.5065 | 0 | 0 | 0 | 0 | 0 | 1235 | 0 | 0 | 0 | 0 | 0 | 0 | 0 | 0 | 0 | 0 | 1235 | - | 286.5366 | 500 | - | 500 | 500 | - | 500 | 500 | - | 1235 | - | 0 | 0 | - | 0 | 0 | - | 0 | 0 | -
1236 | 171.7669 | 0 | 0 | 598.0969 | 0 | 0.76747 | 988.762 | 1000 | 146.1487 | 171.7669 | 1236 | 0 | 0 | 0 | 0 | 0 | 0 | 0 | 0 | 0 | 171.7669 | 1236 | - | 445.3674 | 171.7669 | - | 389.1444 | 500 | - | 500 | 500 | - | 1236 | - | 0 | 0 | - | 0 | 0 | - | 0 | 0 | -
1237 | 134.4367 | 0 | 122.3254 | 0 | 0 | 0 | 0 | 51.8566 | 0 | 134.4367 | 1237 | 0 | 0 | 0 | 0 | 0 | 0 | 0 | 0 | 0 | 134.4367 | 1237 | - | 500 | 115.7401 | - | 500 | 500 | - | 500 | 500 | - | 1237 | - | 0 | 0 | - | 0 | 0 | - | 0 | 0 | -
1238 | 55.6565 | 0 | 0 | 0 | 0 | 0 | 0 | 0 | 0 | 55.6565 | 1238 | 0 | 0 | 0 | 0 | 0 | 0 | 0 | 0 | 0 | 55.6565 | 1238 | - | 451.3948 | 0 | - | 0 | 0 | - | 500 | 500 | - | 1238 | - | 0 | 0 | - | 0 | 0 | - | 0 | 0 | -
1239 | 0 | 0 | 0 | 0 | 0 | 0 | 0 | 0 | 0 | 0 | 1239 | 0 | 0 | 0 | 0 | 0 | 0 | 0 | 0 | 0 | 0 | 1239 | - | 0 | 0 | - | 0 | 0 | - | 0 | 0 | - | 1239 | - | 0 | 0 | - | 0 | 0 | - | 0 | 0 | -
1240 | 0 | 0 | 0 | 0 | 0 | 0 | 0 | 0 | 0 | 0 | 1240 | 0 | 0 | 0 | 356.6858 | 81.6858 | 50.2596 | 0 | 0 | 0 | 0 | 1240 | - | 0 | 0 | - | 0 | 0 | - | 0 | 0 | - | 1240 | - | 0 | 0 | - | 500 | 500 | - | 0 | 0 | -
1241 | 0 | 0 | 0 | 0 | 0 | 0 | 0 | 0 | 0 | 0 | 1241 | 0 | 0 | 0 | 447.6489 | 480.0708 | 145.7129 | 623.7178 | 123.7178 | 123.7178 | 0 | 1241 | - | 0 | 0 | - | 0 | 0 | - | 0 | 0 | - | 1241 | - | 0 | 0 | - | 500 | 500 | - | 500 | 500 | -
1242 | 0 | 0 | 0 | 0 | 0 | 0 | 0 | 0 | 0 | 0 | 1242 | 0 | 0 | 0 | 989.6821 | 656.1115 | 126.3889 | 407.1573 | 0 | 0 | 0 | 1242 | - | 0 | 0 | - | 0 | 0 | - | 0 | 0 | - | 1242 | - | 0 | 0 | - | 500 | 500 | - | 418.1573 | 418.1573 | -
1243 | 0 | 0 | 0 | 0 | 0 | 0 | 0 | 0 | 0 | 0 | 1243 | 0 | 0 | 0 | 180.342 | 0 | 0 | 0 | 0 | 0 | 0 | 1243 | - | 0 | 0 | - | 0 | 0 | - | 0 | 0 | - | 1243 | - | 0 | 0 | - | 312.189 | 312.189 | - | 0 | 0 | -
1244 | 0 | 0 | 0 | 0 | 0 | 0 | 0 | 0 | 0 | 0 | 1244 | 0 | 0 | 0 | 100.0388 | 0 | 0 | 0 | 0 | 0 | 0 | 1244 | - | 0 | 0 | - | 0 | 0 | - | 0 | 0 | - | 1244 | - | 0 | 0 | - | 154.1852 | 154.1852 | - | 0 | 0 | -
1245 | 0 | 0 | 0 | 0 | 0 | 0 | 0 | 0 | 0 | 0 | 1245 | 0 | 0 | 0 | 0 | 0 | 0 | 0 | 0 | 0 | 0 | 1245 | - | 0 | 0 | - | 0 | 0 | - | 0 | 0 | - | 1245 | - | 0 | 0 | - | 0 | 0 | - | 0 | 0 | -
1246 | 0 | 0 | 0 | 0 | 0 | 0 | 103.5112 | 0 | 0 | 0 | 1246 | 0 | 0 | 0 | 0 | 0 | 0 | 0 | 0 | 0 | 0 | 1246 | - | 0 | 0 | - | 122.61 | 122.61 | - | 103.5112 | 103.5112 | - | 1246 | - | 0 | 0 | - | 0 | 0 | - | 0 | 0 | -
1247 | 0 | 0 | 0 | 167.6816 | 0 | 0 | 123.8973 | 0 | 0 | 0 | 1247 | 0 | 0 | 0 | 0 | 0 | 0 | 0 | 0 | 0 | 0 | 1247 | - | 0 | 0 | - | 265.6595 | 265.6595 | - | 123.8973 | 123.8973 | - | 1247 | - | 0 | 0 | - | 0 | 0 | - | 0 | 0 | -
1248 | 0 | 0 | 0 | 0 | 0 | 0 | 0 | 0 | 0 | 0 | 1248 | 0 | 0 | 0 | 0 | 0 | 0 | 0 | 0 | 0 | 0 | 1248 | - | 0 | 0 | - | 39.353 | 39.353 | - | 0 | 0 | - | 1248 | - | 0 | 0 | - | 0 | 0 | - | 0 | 0 | -
1249 | 0 | 0 | 0 | 0 | 0 | 0 | 0 | 0 | 0 | 0 | 1249 | 0 | 0 | 0 | 0 | 0 | 0 | 0 | 0 | 0 | 0 | 1249 | - | 0 | 0 | - | 500 | 500 | - | 0 | 0 | - | 1249 | - | 0 | 0 | - | 0 | 0 | - | 0 | 0 | -
1250 | 0 | 0 | 0 | 1191.7596 | 911.7596 | 233.1 | 0 | 0 | 0 | 0 | 1250 | 0 | 0 | 0 | 0 | 0 | 0 | 0 | 0 | 0 | 0 | 1250 | - | 0 | 0 | - | 500 | 500 | - | 321.7177 | 406.119 | - | 1250 | - | 0 | 0 | - | 0 | 0 | - | 0 | 0 | -
1251 | 0 | 0 | 0 | 787.1545 | 507.1545 | 146.1487 | 985.3857 | 145.5503 | 145.5503 | 0 | 1251 | 0 | 0 | 0 | 0 | 0 | 0 | 0 | 0 | 0 | 0 | 1251 | - | 0 | 0 | - | 500 | 500 | - | 500 | 500 | - | 1251 | - | 0 | 0 | - | 0 | 0 | - | 0 | 0 | -
1252 | 0 | 0 | 0 | 293.8719 | 13.8719 | 0 | 0 | 0 | 0 | 0 | 1252 | 0 | 0 | 0 | 0 | 0 | 0 | 0 | 0 | 0 | 0 | 1252 | - | 0 | 0 | - | 500 | 500 | - | 84.4013 | 0 | - | 1252 | - | 0 | 0 | - | 0 | 0 | - | 0 | 0 | -
1253 | 0 | 0 | 0 | 0 | 0 | 0 | 0 | 0 | 0 | 0 | 1253 | 0 | 0 | 0 | 0 | 0 | 0 | 0 | 0 | 0 | 0 | 1253 | - | 0 | 0 | - | 0 | 0 | - | 0 | 0 | - | 1253 | - | 0 | 0 | - | 88.7256 | 88.7256 | - | 0 | 0 | -
1254 | 0 | 0 | 0 | 0 | 0 | 0 | 0 | 0 | 0 | 0 | 1254 | 0 | 173.3058 | 172.652 | 0 | 0 | 0 | 0 | 0 | 0 | 0 | 1254 | - | 0 | 0 | - | 0 | 0 | - | 0 | 0 | - | 1254 | - | 500 | 500 | - | 0 | 0 | - | 340.6642 | 500 | -
1255 | 0 | 0 | 0 | 0 | 0 | 0 | 0 | 0 | 0 | 0 | 1255 | 0 | 14.0899 | 0 | 0 | 0 | 0 | 714.9797 | 378.2075 | 233.1 | 0 | 1255 | - | 0 | 0 | - | 0 | 0 | - | 0 | 0 | - | 1255 | - | 500 | 500 | - | 117.4721 | 42.4425 | - | 500 | 500 | -
1256 | 0 | 0 | 0 | 0 | 0 | 0 | 0 | 0 | 0 | 0 | 1256 | 0 | 0 | 0 | 0 | 0 | 0 | 0 | 0 | 0 | 0 | 1256 | - | 0 | 0 | - | 0 | 0 | - | 0 | 0 | - | 1256 | - | 500 | 500 | - | 0 | 143.8807 | - | 183.3607 | 500 | -
1257 | 0 | 0 | 0 | 0 | 0 | 0 | 0 | 0 | 0 | 0 | 1257 | 0 | 0 | 0 | 0 | 0 | 0 | 0 | 0 | 0 | 0 | 1257 | - | 0 | 0 | - | 0 | 0 | - | 0 | 0 | - | 1257 | - | 0 | 0 | - | 301.0188 | 500 | - | 500 | 500 | -
1258 | 0 | 0 | 0 | 0 | 0 | 0 | 0 | 0 | 0 | 0 | 1258 | 0 | 0 | 0 | 0 | 0 | 0 | 0 | 0 | 0 | 0 | 1258 | - | 0 | 0 | - | 0 | 0 | - | 0 | 0 | - | 1258 | - | 0 | 0 | - | 176.8968 | 369.4346 | - | 0 | 0 | -
1259 | 0 | 0 | 0 | 0 | 0 | 0 | 559.9849 | 323.9849 | 41.1353 | 0 | 1259 | 0 | 0 | 0 | 0 | 0 | 0 | 0 | 0 | 0 | 0 | 1259 | - | 0 | 0 | - | 0 | 0 | - | 0 | 210.7909 | - | 1259 | - | 0 | 0 | - | 0 | 0 | - | 0 | 0 | -
1260 | 0 | 0 | 0 | 0 | 0 | 0 | 281.1677 | 120.965 | 233.1 | 0 | 1260 | 0 | 0 | 0 | 0 | 0 | 0 | 0 | 0 | 0 | 0 | 1260 | - | 0 | 0 | - | 0 | 0 | - | 160.2027 | 0 | - | 1260 | - | 0 | 0 | - | 0 | 47.8097 | - | 0 | 0 | -
1261 | 0 | 0 | 0 | 0 | 0 | 0 | 0 | 0 | 0 | 0 | 1261 | 0 | 0 | 0 | 0 | 0 | 0 | 0 | 0 | 0 | 0 | 1261 | - | 0 | 0 | - | 0 | 0 | - | 0 | 0 | - | 1261 | - | 0 | 0 | - | 500 | 500 | - | 500 | 28.3963 | -
1262 | 0 | 0 | 0 | 0 | 0 | 0 | 0 | 0 | 0 | 0 | 1262 | 0 | 0 | 0 | 13.8574 | 151.4321 | 0 | 0 | 0 | 0 | 0 | 1262 | - | 0 | 0 | - | 0 | 0 | - | 0 | 0 | - | 1262 | - | 12.573 | 12.573 | - | 500 | 500 | - | 500 | 500 | -
1263 | 0 | 0 | 0 | 0 | 0 | 0 | 0 | 0 | 0 | 0 | 1263 | 321.0848 | 121.0848 | 0 | 666.1148 | 531.1202 | 233.1 | 563.617 | 317.2395 | 167.2395 | 0 | 1263 | - | 0 | 0 | - | 0 | 0 | - | 0 | 0 | - | 1263 | - | 500 | 500 | - | 500 | 500 | - | 500 | 500 | -
1264 | 0 | 0 | 0 | 0 | 0 | 0 | 0 | 0 | 0 | 0 | 1264 | 417.0205 | 217.0205 | 67.0205 | 573.0462 | 223.3849 | 89.2614 | 505.4966 | 155.4966 | 5.4966 | 0 | 1264 | - | 0 | 0 | - | 0 | 0 | - | 0 | 0 | - | 1264 | - | 500 | 500 | - | 500 | 500 | - | 500 | 500 | -
1265 | 0 | 0 | 0 | 0 | 0 | 0 | 0 | 0 | 0 | 0 | 1265 | 432.6889 | 327.2413 | 82.6889 | 545.8505 | 411.9482 | 0 | 389.3039 | 360.2803 | 0 | 0 | 1265 | - | 0 | 0 | - | 0 | 0 | - | 0 | 0 | - | 1265 | - | 500 | 500 | - | 500 | 500 | - | 500 | 500 | -
1266 | 0 | 0 | 0 | 0 | 0 | 0 | 0 | 0 | 0 | 0 | 1266 | 405.3277 | 119.6855 | 0 | 245.0462 | 65.0462 | 0 | 615.98 | 265.98 | 115.98 | 0 | 1266 | - | 0 | 0 | - | 0 | 0 | - | 0 | 0 | - | 1266 | - | 500 | 500 | - | 500 | 500 | - | 500 | 500 | -
1267 | 0 | 0 | 0 | 0 | 0 | 0 | 0 | 0 | 0 | 0 | 1267 | 269.7145 | 219.7145 | 0 | 30.4823 | 0 | 0 | 0 | 205.7269 | 33.6453 | 0 | 1267 | - | 0 | 0 | - | 0 | 0 | - | 0 | 0 | - | 1267 | - | 500 | 500 | - | 500 | 500 | - | 500 | 500 | -
1268 | 0 | 0 | 0 | 0 | 0 | 0 | 0 | 0 | 0 | 0 | 1268 | 228.5612 | 178.5612 | 0 | 0 | 0 | 0 | 0 | 78.2084 | 0 | 0 | 1268 | - | 0 | 0 | - | 0 | 0 | - | 0 | 0 | - | 1268 | - | 500 | 500 | - | 500 | 500 | - | 500 | 500 | -
1269 | 0 | 0 | 0 | 0 | 0 | 0 | 0 | 0 | 0 | 0 | 1269 | 0 | 12.2283 | 0 | 0 | 0 | 0 | 0 | 0 | 0 | 0 | 1269 | - | 0 | 0 | - | 0 | 0 | - | 0 | 0 | - | 1269 | - | 500 | 500 | - | 500 | 0 | - | 5.7393 | 42.3443 | -
1270 | 0 | 0 | 0 | 0 | 0 | 0 | 0 | 0 | 0 | 0 | 1270 | 0 | 0 | 0 | 0 | 0 | 0 | 0 | 0 | 0 | 0 | 1270 | - | 0 | 0 | - | 0 | 0 | - | 0 | 0 | - | 1270 | - | 387.427 | 387.427 | - | 215.8868 | 207.7069 | - | 0 | 0 | -
1271 | 0 | 0 | 0 | 0 | 0 | 0 | 0 | 0 | 0 | 0 | 1271 | 0 | 0 | 0 | 0 | 0 | 0 | 0 | 0 | 0 | 0 | 1271 | - | 0 | 0 | - | 0 | 0 | - | 0 | 0 | - | 1271 | - | 0 | 0 | - | 0 | 0 | - | 0 | 0 | -
1272 | 0 | 0 | 0 | 0 | 0 | 0 | 0 | 0 | 0 | 0 | 1272 | 0 | 0 | 0 | 0 | 0 | 0 | 0 | 0 | 0 | 0 | 1272 | - | 0 | 0 | - | 215.6736 | 215.6736 | - | 0 | 0 | - | 1272 | - | 0 | 0 | - | 0 | 0 | - | 0 | 0 | -
1273 | 0 | 0 | 0 | 0 | 0 | 0 | 0 | 0 | 0 | 0 | 1273 | 0 | 0 | 0 | 0 | 0 | 0 | 0 | 0 | 0 | 0 | 1273 | - | 0 | 0 | - | 464.1177 | 464.1177 | - | 0 | 0 | - | 1273 | - | 0 | 0 | - | 0 | 0 | - | 0 | 0 | -
1274 | 0 | 0 | 0 | 0 | 0 | 0 | 0 | 0 | 0 | 0 | 1274 | 0 | 0 | 0 | 0 | 0 | 0 | 0 | 0 | 0 | 0 | 1274 | - | 0 | 0 | - | 0 | 0 | - | 0 | 0 | - | 1274 | - | 0 | 0 | - | 0 | 0 | - | 0 | 0 | -
1275 | 0 | 0 | 0 | 0 | 0 | 0 | 0 | 0 | 0 | 0 | 1275 | 0 | 0 | 0 | 0 | 0 | 0 | 0 | 0 | 0 | 0 | 1275 | - | 0 | 0 | - | 0 | 0 | - | 0 | 0 | - | 1275 | - | 0 | 0 | - | 0 | 0 | - | 0 | 0 | -
1276 | 0 | 0 | 0 | 0 | 0 | 0 | 0 | 0 | 0 | 0 | 1276 | 0 | 0 | 0 | 0 | 0 | 0 | 0 | 0 | 0 | 0 | 1276 | - | 0 | 0 | - | 30.3468 | 30.3468 | - | 0 | 0 | - | 1276 | - | 0 | 0 | - | 0 | 0 | - | 0 | 0 | -
1277 | 0 | 0 | 0 | 0 | 0 | 0 | 0 | 0 | 0 | 0 | 1277 | 0 | 0 | 0 | 0 | 0 | 0 | 0 | 0 | 0 | 0 | 1277 | - | 0 | 0 | - | 0 | 0 | - | 0 | 0 | - | 1277 | - | 0 | 0 | - | 0 | 0 | - | 0 | 0 | -
1278 | 0 | 0 | 0 | 0 | 0 | 0 | 0 | 0 | 0 | 0 | 1278 | 0 | 0 | 0 | 0 | 0 | 0 | 0 | 0 | 0 | 0 | 1278 | - | 0 | 0 | - | 500 | 500 | - | 126.725 | 126.725 | - | 1278 | - | 0 | 0 | - | 0 | 0 | - | 0 | 0 | -
1279 | 0 | 0 | 0 | 132.9437 | 0 | 0 | 542.629 | 0 | 0 | 0 | 1279 | 0 | 0 | 0 | 0 | 0 | 0 | 0 | 0 | 0 | 0 | 1279 | - | 0 | 0 | - | 500 | 500 | - | 500 | 500 | - | 1279 | - | 0 | 0 | - | 0 | 0 | - | 0 | 0 | -
1280 | 0 | 136.9638 | 0 | 265.8245 | 0 | 0 | 821.784 | 649.0087 | 193.3187 | 0 | 1280 | 0 | 0 | 0 | 0 | 0 | 0 | 0 | 0 | 0 | 0 | 1280 | - | 500 | 500 | - | 500 | 500 | - | 500 | 500 | - | 1280 | - | 0 | 0 | - | 0 | 0 | - | 0 | 0 | -
1281 | 663.0767 | 558.8149 | 163.0767 | 392.5164 | 282.4438 | 146.1487 | 1076.0546 | 977.9697 | 185.9299 | 663.0767 | 1281 | 0 | 0 | 0 | 0 | 0 | 0 | 0 | 0 | 0 | 663.0767 | 1281 | - | 500 | 500 | - | 500 | 500 | - | 500 | 500 | - | 1281 | - | 0 | 0 | - | 0 | 0 | - | 0 | 0 | -
1282 | 1020.3481 | 520.3481 | 216.172 | 467.5868 | 1.5347 | 0 | 0 | 0 | 0 | 1020.3481 | 1282 | 0 | 0 | 0 | 0 | 0 | 0 | 0 | 0 | 0 | 1020.3481 | 1282 | - | 500 | 500 | - | 500 | 500 | - | 500 | 500 | - | 1282 | - | 0 | 0 | - | 0 | 0 | - | 0 | 0 | -
1283 | 507.8763 | 403.6145 | 0 | 602.3695 | 701.8468 | 233.1 | 0 | 0 | 0 | 507.8763 | 1283 | 0 | 0 | 0 | 0 | 0 | 0 | 0 | 0 | 0 | 507.8763 | 1283 | - | 500 | 500 | - | 500 | 500 | - | 359.1493 | 359.1493 | - | 1283 | - | 0 | 0 | - | 0 | 0 | - | 0 | 0 | -
1284 | 249.1666 | 7.2372 | 0 | 514.1158 | 641.1532 | 0 | 0 | 0 | 0 | 249.1666 | 1284 | 0 | 0 | 0 | 0 | 0 | 0 | 0 | 0 | 0 | 249.1666 | 1284 | - | 500 | 500 | - | 500 | 500 | - | 0 | 0 | - | 1284 | - | 0 | 0 | - | 0 | 0 | - | 0 | 0 | -
1285 | 0 | 0 | 0 | 65.1109 | 0 | 0 | 0 | 0 | 0 | 0 | 1285 | 0 | 0 | 0 | 0 | 0 | 0 | 0 | 0 | 0 | 0 | 1285 | - | 0 | 0 | - | 500 | 500 | - | 0 | 0 | - | 1285 | - | 0 | 0 | - | 0 | 0 | - | 0 | 0 | -
1286 | 0 | 0 | 0 | 0 | 0 | 0 | 0 | 0 | 0 | 0 | 1286 | 0 | 0 | 0 | 0 | 0 | 0 | 0 | 0 | 0 | 0 | 1286 | - | 0 | 0 | - | 500 | 500 | - | 0 | 0 | - | 1286 | - | 0 | 0 | - | 0 | 0 | - | 0 | 0 | -
1287 | 0 | 0 | 0 | 0 | 0 | 0 | 0 | 0 | 0 | 0 | 1287 | 0 | 0 | 0 | 0 | 0 | 0 | 0 | 0 | 0 | 0 | 1287 | - | 0 | 0 | - | 500 | 500 | - | 0 | 0 | - | 1287 | - | 0 | 0 | - | 0 | 0 | - | 0 | 0 | -
1288 | 0 | 0 | 0 | 0 | 0 | 0 | 0 | 0 | 0 | 0 | 1288 | 0 | 0 | 0 | 0 | 0 | 0 | 0 | 0 | 0 | 0 | 1288 | - | 0 | 0 | - | 500 | 500 | - | 0 | 0 | - | 1288 | - | 0 | 0 | - | 0 | 0 | - | 0 | 0 | -
1289 | 0 | 0 | 0 | 0 | 0 | 0 | 0 | 0 | 0 | 0 | 1289 | 359.6129 | 161.1158 | 0 | 0 | 0 | 0 | 0 | 0 | 0 | 0 | 1289 | - | 0 | 0 | - | 0 | 0 | - | 0 | 0 | - | 1289 | - | 500 | 500 | - | 30.2119 | 30.2119 | - | 0 | 0 | -
1290 | 0 | 0 | 0 | 0 | 0 | 0 | 0 | 0 | 0 | 0 | 1290 | 873.0076 | 608.987 | 233.1 | 135.9474 | 0 | 0 | 161.0164 | 292.058 | 89.2614 | 0 | 1290 | - | 0 | 0 | - | 0 | 0 | - | 0 | 0 | - | 1290 | - | 500 | 500 | - | 500 | 500 | - | 398.1635 | 500 | -
1291 | 0 | 0 | 0 | 0 | 0 | 0 | 0 | 0 | 0 | 0 | 1291 | 841.777 | 612.8289 | 89.2614 | 0 | 55.9523 | 0 | 1388.3374 | 1000 | 233.1 | 0 | 1291 | - | 0 | 0 | - | 0 | 0 | - | 0 | 0 | - | 1291 | - | 500 | 500 | - | 500 | 500 | - | 500 | 500 | -
1292 | 0 | 0 | 0 | 0 | 0 | 0 | 0 | 0 | 0 | 0 | 1292 | 0 | 0 | 0 | 0 | 0 | 0 | 0 | 0 | 0 | 0 | 1292 | - | 0 | 0 | - | 0 | 0 | - | 0 | 0 | - | 1292 | - | 498.0357 | 498.0357 | - | 500 | 500 | - | 0 | 0 | -
1293 | 0 | 0 | 0 | 0 | 0 | 0 | 0 | 0 | 0 | 0 | 1293 | 0 | 0 | 0 | 43.9006 | 0 | 0 | 0 | 0 | 0 | 0 | 1293 | - | 0 | 0 | - | 0 | 0 | - | 0 | 0 | - | 1293 | - | 0 | 0 | - | 500 | 500 | - | 0 | 0 | -
1294 | 0 | 0 | 0 | 0 | 0 | 0 | 0 | 0 | 0 | 0 | 1294 | 0 | 0 | 0 | 0 | 0 | 0 | 0 | 0 | 0 | 0 | 1294 | - | 0 | 0 | - | 0 | 0 | - | 0 | 0 | - | 1294 | - | 0 | 0 | - | 500 | 500 | - | 0 | 0 | -
1295 | 0 | 0 | 0 | 0 | 0 | 0 | 0 | 0 | 0 | 0 | 1295 | 0 | 0 | 0 | 0 | 0 | 0 | 0 | 0 | 0 | 0 | 1295 | - | 0 | 0 | - | 0 | 0 | - | 0 | 0 | - | 1295 | - | 0 | 0 | - | 500 | 500 | - | 0 | 0 | -
1296 | 0 | 0 | 0 | 0 | 0 | 0 | 0 | 0 | 0 | 0 | 1296 | 0 | 0 | 0 | 603.2084 | 631.9385 | 33.5693 | 163.7432 | 0 | 0 | 0 | 1296 | - | 0 | 0 | - | 0 | 0 | - | 0 | 0 | - | 1296 | - | 0 | 0 | - | 500 | 500 | - | 500 | 483.6322 | -
1297 | 0 | 0 | 0 | 0 | 0 | 0 | 0 | 0 | 0 | 0 | 1297 | 0 | 0 | 0 | 608.2882 | 372.1904 | 55.6921 | 193.448 | 0 | 0 | 0 | 1297 | - | 0 | 0 | - | 0 | 0 | - | 0 | 0 | - | 1297 | - | 0 | 0 | - | 500 | 500 | - | 115.3947 | 385.0173 | -
1298 | 0 | 0 | 0 | 0 | 0 | 0 | 0 | 0 | 0 | 0 | 1298 | 0 | 0 | 0 | 683.053 | 322.8505 | 233.1 | 167.8525 | 90.8736 | 0 | 0 | 1298 | - | 0 | 0 | - | 0 | 0 | - | 0 | 0 | - | 1298 | - | 0 | 0 | - | 500 | 500 | - | 500 | 144.9087 | -
1299 | 0 | 0 | 0 | 0 | 0 | 0 | 0 | 0 | 0 | 0 | 1299 | 0 | 0 | 0 | 0 | 0 | 0 | 0 | 0 | 0 | 0 | 1299 | - | 0 | 0 | - | 0 | 0 | - | 0 | 0 | - | 1299 | - | 0 | 0 | - | 500 | 500 | - | 0 | 0 | -
1300 | 0 | 0 | 0 | 0 | 0 | 0 | 0 | 0 | 0 | 0 | 1300 | 0 | 0 | 0 | 0 | 0 | 0 | 0 | 0 | 0 | 0 | 1300 | - | 0 | 0 | - | 0 | 0 | - | 0 | 0 | - | 1300 | - | 0 | 0 | - | 0 | 0 | - | 0 | 0 | -
1301 | 0 | 0 | 0 | 0 | 0 | 0 | 0 | 0 | 0 | 0 | 1301 | 0 | 0 | 0 | 0 | 0 | 0 | 0 | 0 | 0 | 0 | 1301 | - | 0 | 0 | - | 0 | 0 | - | 0 | 0 | - | 1301 | - | 0 | 0 | - | 0 | 0 | - | 0 | 0 | -
1302 | 0 | 0 | 0 | 0 | 0 | 0 | 0 | 0 | 0 | 0 | 1302 | 0 | 0 | 0 | 0 | 0 | 0 | 0 | 0 | 0 | 0 | 1302 | - | 0 | 0 | - | 0 | 0 | - | 0 | 0 | - | 1302 | - | 0 | 0 | - | 0 | 0 | - | 0 | 0 | -
1303 | 0 | 0 | 0 | 0 | 0 | 0 | 0 | 0 | 0 | 0 | 1303 | 0 | 0 | 0 | 0 | 0 | 0 | 0 | 0 | 0 | 0 | 1303 | - | 0 | 0 | - | 0 | 0 | - | 0 | 0 | - | 1303 | - | 26.9643 | 26.9643 | - | 0 | 0 | - | 0 | 0 | -
1304 | 0 | 0 | 0 | 0 | 0 | 0 | 0 | 0 | 0 | 0 | 1304 | 0 | 0 | 0 | 0 | 0 | 0 | 0 | 0 | 0 | 0 | 1304 | - | 0 | 0 | - | 0 | 0 | - | 0 | 0 | - | 1304 | - | 0 | 0 | - | 0 | 0 | - | 0 | 0 | -
1305 | 0 | 0 | 0 | 0 | 0 | 0 | 0 | 0 | 0 | 0 | 1305 | 0 | 0 | 0 | 0 | 0 | 0 | 0 | 0 | 0 | 0 | 1305 | - | 0 | 0 | - | 0 | 0 | - | 0 | 0 | - | 1305 | - | 0 | 0 | - | 0 | 0 | - | 0 | 0 | -
1306 | 0 | 0 | 0 | 0 | 0 | 0 | 0 | 0 | 0 | 0 | 1306 | 0 | 0 | 0 | 0 | 0 | 0 | 0 | 0 | 0 | 0 | 1306 | - | 0 | 0 | - | 0 | 0 | - | 0 | 0 | - | 1306 | - | 0 | 0 | - | 0 | 0 | - | 0 | 0 | -
1307 | 0 | 0 | 0 | 0 | 0 | 0 | 0 | 0 | 0 | 0 | 1307 | 0 | 0 | 0 | 0 | 0 | 0 | 0 | 0 | 0 | 0 | 1307 | - | 0 | 0 | - | 0 | 0 | - | 0 | 0 | - | 1307 | - | 0 | 0 | - | 0 | 0 | - | 0 | 0 | -
1308 | 0 | 0 | 0 | 0 | 0 | 0 | 0 | 0 | 0 | 0 | 1308 | 0 | 0 | 0 | 0 | 0 | 0 | 0 | 0 | 0 | 0 | 1308 | - | 0 | 0 | - | 0 | 0 | - | 0 | 0 | - | 1308 | - | 0 | 0 | - | 0 | 0 | - | 0 | 0 | -
1309 | 0 | 0 | 0 | 0 | 0 | 0 | 0 | 0 | 0 | 0 | 1309 | 0 | 0 | 0 | 0 | 0 | 0 | 0 | 0 | 0 | 0 | 1309 | - | 0 | 0 | - | 0 | 0 | - | 0 | 0 | - | 1309 | - | 0 | 0 | - | 0 | 0 | - | 0 | 0 | -
1310 | 0 | 0 | 0 | 74.1489 | 0 | 74.1489 | 0 | 0 | 0 | 0 | 1310 | 0 | 0 | 0 | 0 | 0 | 0 | 0 | 0 | 0 | 0 | 1310 | - | 8.7495 | 8.7495 | - | 74.1489 | 0 | - | 500 | 0 | - | 1310 | - | 0 | 0 | - | 0 | 0 | - | 0 | 0 | -
1311 | 128.2965 | 0 | 0 | 269.9359 | 0 | 0 | 0 | 0 | 0 | 128.2965 | 1311 | 0 | 0 | 0 | 0 | 0 | 0 | 0 | 0 | 0 | 128.2965 | 1311 | - | 285.4653 | 304.289 | - | 269.9359 | 269.9359 | - | 0 | 0 | - | 1311 | - | 0 | 0 | - | 0 | 0 | - | 0 | 0 | -
1312 | 175.4829 | 0 | 0 | 327.5966 | 281.8041 | 0 | 0 | 0 | 0 | 175.4829 | 1312 | 0 | 0 | 0 | 0 | 0 | 0 | 0 | 0 | 0 | 175.4829 | 1312 | - | 500 | 500 | - | 500 | 500 | - | 0 | 0 | - | 1312 | - | 0 | 0 | - | 0 | 0 | - | 0 | 0 | -
1313 | 21.9267 | 0 | 0 | 0 | 531.6852 | 0 | 0 | 0 | 0 | 21.9267 | 1313 | 0 | 0 | 0 | 0 | 0 | 0 | 0 | 0 | 0 | 21.9267 | 1313 | - | 21.9267 | 21.9267 | - | 500 | 0 | - | 0 | 0 | - | 1313 | - | 0 | 0 | - | 0 | 0 | - | 0 | 0 | -
1314 | 0 | 0 | 0 | 0 | 0 | 0 | 0 | 0 | 0 | 0 | 1314 | 0 | 0 | 0 | 0 | 0 | 0 | 0 | 0 | 0 | 0 | 1314 | - | 0 | 0 | - | 0 | 0 | - | 0 | 0 | - | 1314 | - | 0 | 500 | - | 0 | 0 | - | 0 | 0 | -
1315 | 0 | 0 | 0 | 0 | 0 | 0 | 0 | 0 | 0 | 0 | 1315 | 0 | 0 | 0 | 0 | 0 | 0 | 0 | 0 | 0 | 0 | 1315 | - | 0 | 0 | - | 0 | 0 | - | 500 | 500 | - | 1315 | - | 500 | 0 | - | 0 | 0 | - | 0 | 0 | -
1316 | 0 | 0 | 0 | 0 | 0 | 0 | 0 | 0 | 0 | 0 | 1316 | 0 | 0 | 0 | 0 | 0 | 0 | 0 | 0 | 0 | 0 | 1316 | - | 0 | 0 | - | 0 | 0 | - | 0 | 0 | - | 1316 | - | 0 | 0 | - | 0 | 0 | - | 0 | 0 | -
1317 | 0 | 0 | 0 | 0 | 0 | 0 | 0 | 0 | 0 | 0 | 1317 | 0 | 0 | 0 | 0 | 0 | 0 | 0 | 0 | 0 | 0 | 1317 | - | 0 | 0 | - | 0 | 0 | - | 0 | 0 | - | 1317 | - | 142.5914 | 0 | - | 0 | 0 | - | 0 | 0 | -
1318 | 0 | 0 | 0 | 0 | 0 | 0 | 0 | 0 | 0 | 0 | 1318 | 0 | 0 | 0 | 0 | 0 | 0 | 0 | 0 | 0 | 0 | 1318 | - | 0 | 0 | - | 0 | 0 | - | 0 | 0 | - | 1318 | - | 18.4832 | 0 | - | 0 | 0 | - | 0 | 0 | -
1319 | 0 | 0 | 0 | 0 | 0 | 0 | 0 | 0 | 0 | 0 | 1319 | 0 | 0 | 0 | 0 | 0 | 0 | 0 | 0 | 0 | 0 | 1319 | - | 155.0044 | 155.0044 | - | 0 | 0 | - | 500 | 500 | - | 1319 | - | 0 | 0 | - | 0 | 0 | - | 0 | 0 | -
1320 | 0 | 0 | 0 | 0 | 0 | 0 | 0 | 0 | 0 | 0 | 1320 | 0 | 0 | 0 | 0 | 0 | 0 | 0 | 0 | 0 | 0 | 1320 | - | 114.0226 | 114.0226 | - | 0 | 0 | - | 500 | 0 | - | 1320 | - | 0 | 0 | - | 0 | 0 | - | 0 | 0 | -
1321 | 0 | 0 | 0 | 0 | 0 | 0 | 0 | 0 | 189.6243 | 0 | 1321 | 0 | 0 | 0 | 0 | 0 | 0 | 0 | 0 | 0 | 0 | 1321 | - | 373.1719 | 373.1719 | - | 0 | 0 | - | 500 | 500 | - | 1321 | - | 0 | 0 | - | 0 | 0 | - | 0 | 0 | -
1322 | 0 | 0 | 0 | 0 | 0 | 0 | 0 | 0 | 0 | 0 | 1322 | 0 | 0 | 0 | 0 | 0 | 0 | 0 | 0 | 0 | 0 | 1322 | - | 352.0714 | 352.0714 | - | 0 | 0 | - | 0 | 0 | - | 1322 | - | 0 | 0 | - | 0 | 0 | - | 0 | 0 | -
1323 | 0 | 0 | 0 | 0 | 0 | 0 | 0 | 0 | 0 | 0 | 1323 | 0 | 0 | 0 | 0 | 0 | 0 | 0 | 0 | 0 | 0 | 1323 | - | 500 | 500 | - | 0 | 0 | - | 0 | 0 | - | 1323 | - | 0 | 0 | - | 0 | 0 | - | 0 | 0 | -
1324 | 244.5065 | 417.3437 | 0 | 138.0939 | 0 | 115.4754 | 0 | 0 | 0 | 244.5065 | 1324 | 0 | 0 | 0 | 0 | 0 | 0 | 0 | 0 | 0 | 244.5065 | 1324 | - | 500 | 500 | - | 188.0229 | 162.8214 | - | 500 | 500 | - | 1324 | - | 0 | 0 | - | 0 | 0 | - | 0 | 0 | -
1325 | 0 | 0 | 0 | 0 | 0 | 0 | 0 | 0 | 0 | 0 | 1325 | 0 | 0 | 0 | 0 | 0 | 0 | 0 | 0 | 0 | 0 | 1325 | - | 8.001 | 8.001 | - | 500 | 500 | - | 59.7472 | 0 | - | 1325 | - | 0 | 0 | - | 0 | 0 | - | 0 | 0 | -
1326 | 0 | 0 | 0 | 86.8903 | 0 | 0 | 0 | 0 | 0 | 0 | 1326 | 0 | 0 | 0 | 0 | 0 | 0 | 0 | 0 | 0 | 0 | 1326 | - | 0 | 0 | - | 500 | 500 | - | 0 | 0 | - | 1326 | - | 0 | 0 | - | 0 | 0 | - | 0 | 0 | -
1327 | 0 | 0 | 0 | 0 | 0 | 0 | 0 | 0 | 0 | 0 | 1327 | 0 | 0 | 0 | 0 | 0 | 0 | 0 | 0 | 0 | 0 | 1327 | - | 0 | 0 | - | 0 | 291.2863 | - | 0 | 0 | - | 1327 | - | 0 | 0 | - | 0 | 0 | - | 0 | 0 | -
1328 | 0 | 0 | 0 | 0 | 0 | 0 | 0 | 0 | 0 | 0 | 1328 | 0 | 0 | 0 | 0 | 0 | 0 | 0 | 0 | 0 | 0 | 1328 | - | 0 | 0 | - | 0 | 0 | - | 0 | 500 | - | 1328 | - | 0 | 0 | - | 0 | 0 | - | 0 | 0 | -
1329 | 0 | 102.927 | 0 | 0 | 0 | 0 | 0 | 0 | 0 | 0 | 1329 | 0 | 0 | 0 | 0 | 0 | 0 | 0 | 0 | 0 | 0 | 1329 | - | 500 | 500 | - | 249.5652 | 500 | - | 0 | 0 | - | 1329 | - | 0 | 0 | - | 0 | 0 | - | 0 | 0 | -
1330 | 0 | 0 | 0 | 0 | 0 | 0 | 0 | 190.3725 | 0 | 0 | 1330 | 0 | 0 | 0 | 0 | 0 | 0 | 0 | 0 | 0 | 0 | 1330 | - | 500 | 500 | - | 0 | 0 | - | 0 | 0 | - | 1330 | - | 0 | 0 | - | 0 | 0 | - | 0 | 0 | -
1331 | 0 | 0 | 0 | 0 | 0 | 0 | 0 | 0 | 0 | 0 | 1331 | 0 | 0 | 0 | 0 | 0 | 0 | 0 | 0 | 0 | 0 | 1331 | - | 178.0257 | 178.0257 | - | 0 | 0 | - | 0 | 215.8995 | - | 1331 | - | 0 | 0 | - | 0 | 0 | - | 0 | 0 | -
1332 | 0 | 0 | 0 | 0 | 0 | 0 | 0 | 0 | 0 | 0 | 1332 | 0 | 0 | 0 | 0 | 0 | 0 | 0 | 0 | 0 | 0 | 1332 | - | 391.893 | 391.893 | - | 0 | 0 | - | 14.5199 | 0 | - | 1332 | - | 0 | 0 | - | 0 | 0 | - | 0 | 0 | -
1333 | 230.3962 | 280.8951 | 189.6243 | 0 | 0 | 0 | 0 | 0 | 0 | 230.3962 | 1333 | 0 | 0 | 0 | 0 | 0 | 0 | 0 | 0 | 0 | 230.3962 | 1333 | - | 500 | 500 | - | 0 | 0 | - | 0 | 0 | - | 1333 | - | 0 | 0 | - | 0 | 0 | - | 0 | 0 | -
1334 | 368.9531 | 0 | 0 | 0 | 0 | 0 | 0 | 0 | 0 | 368.9531 | 1334 | 0 | 0 | 0 | 0 | 0 | 0 | 0 | 0 | 0 | 368.9531 | 1334 | - | 421.537 | 421.537 | - | 0 | 0 | - | 0 | 0 | - | 1334 | - | 0 | 0 | - | 0 | 0 | - | 300.1231 | 300.1231 | -
1335 | 0 | 0 | 0 | 0 | 0 | 0 | 0 | 0 | 0 | 0 | 1335 | 0 | 0 | 0 | 0 | 0 | 0 | 0 | 0 | 0 | 0 | 1335 | - | 0 | 0 | - | 0 | 0 | - | 0 | 0 | - | 1335 | - | 0 | 423.3548 | - | 0 | 0 | - | 500 | 500 | -
1336 | 0 | 0 | 0 | 0 | 0 | 0 | 0 | 0 | 0 | 0 | 1336 | 0 | 0 | 0 | 0 | 0 | 0 | 0 | 0 | 0 | 0 | 1336 | - | 0 | 0 | - | 0 | 0 | - | 0 | 0 | - | 1336 | - | 500 | 500 | - | 0 | 0 | - | 500 | 500 | -
1337 | 0 | 0 | 0 | 0 | 0 | 0 | 0 | 0 | 0 | 0 | 1337 | 0 | 0 | 0 | 0 | 0 | 0 | 0 | 0 | 0 | 0 | 1337 | - | 0 | 0 | - | 0 | 0 | - | 224.6109 | 0 | - | 1337 | - | 500 | 500 | - | 0 | 0 | - | 0 | 0 | -
1338 | 0 | 0 | 0 | 0 | 0 | 0 | 38.1347 | 623.1167 | 0 | 0 | 1338 | 0 | 0 | 0 | 0 | 0 | 0 | 0 | 0 | 0 | 0 | 1338 | - | 0 | 0 | - | 0 | 0 | - | 139.5456 | 222.5241 | - | 1338 | - | 0 | 0 | - | 0 | 0 | - | 0 | 0 | -
1339 | 0 | 0 | 0 | 0 | 0 | 0 | 1182.0992 | 0 | 0 | 0 | 1339 | 0 | 0 | 0 | 0 | 0 | 0 | 0 | 0 | 0 | 0 | 1339 | - | 225.7656 | 225.7656 | - | 0 | 0 | - | 0 | 500 | - | 1339 | - | 0 | 0 | - | 0 | 0 | - | 0 | 0 | -
1340 | 0 | 0 | 0 | 0 | 0 | 0 | 0 | 0 | 0 | 0 | 1340 | 0 | 0 | 0 | 0 | 0 | 0 | 0 | 0 | 0 | 0 | 1340 | - | 0 | 0 | - | 0 | 0 | - | 0 | 0 | - | 1340 | - | 113.2762 | 0 | - | 0 | 0 | - | 0 | 0 | -
1341 | 0 | 0 | 0 | 0 | 0 | 0 | 0 | 0 | 0 | 0 | 1341 | 0 | 0 | 0 | 0 | 0 | 0 | 0 | 0 | 0 | 0 | 1341 | - | 0 | 0 | - | 0 | 0 | - | 0 | 0 | - | 1341 | - | 500 | 500 | - | 0 | 0 | - | 0 | 0 | -
1342 | 0 | 0 | 0 | 0 | 0 | 0 | 0 | 0 | 0 | 0 | 1342 | 0 | 0 | 0 | 0 | 0 | 0 | 0 | 0 | 0 | 0 | 1342 | - | 0 | 0 | - | 0.37533 | 109.2898 | - | 500 | 500 | - | 1342 | - | 133.7569 | 0 | - | 0 | 0 | - | 0 | 0 | -
1343 | 50.6718 | 0 | 0 | 0 | 0 | 0 | 0 | 0 | 0 | 50.6718 | 1343 | 0 | 0 | 0 | 0 | 0 | 0 | 0 | 0 | 0 | 50.6718 | 1343 | - | 270.6718 | 270.6718 | - | 51.2851 | 0 | - | 500 | 500 | - | 1343 | - | 0 | 0 | - | 0 | 0 | - | 0 | 0 | -
1344 | 0 | 12.3234 | 0 | 323.5682 | 0 | 0 | 0 | 0 | 0 | 0 | 1344 | 0 | 0 | 0 | 0 | 0 | 0 | 0 | 0 | 0 | 0 | 1344 | - | 500 | 500 | - | 500 | 500 | - | 500 | 500 | - | 1344 | - | 0 | 0 | - | 0 | 0 | - | 0 | 0 | -
1345 | 235.5875 | 0 | 0 | 0 | 0 | 0 | 0 | 0 | 0 | 235.5875 | 1345 | 0 | 0 | 0 | 0 | 0 | 0 | 0 | 0 | 0 | 235.5875 | 1345 | - | 500 | 235.5875 | - | 0 | 500 | - | 0 | 0 | - | 1345 | - | 0 | 0 | - | 0 | 0 | - | 0 | 0 | -
1346 | 99.7219 | 0 | 0 | 1220.2338 | 0 | 0 | 0 | 0 | 0 | 99.7219 | 1346 | 0 | 0 | 0 | 0 | 0 | 0 | 0 | 0 | 0 | 99.7219 | 1346 | - | 319.7219 | 99.7219 | - | 0 | 0 | - | 0 | 0 | - | 1346 | - | 0 | 0 | - | 0 | 0 | - | 0 | 0 | -
1347 | 0 | 0 | 0 | 0 | 746.2431 | 0 | 316.2863 | 0 | 0 | 0 | 1347 | 0 | 0 | 0 | 0 | 0 | 0 | 0 | 0 | 0 | 0 | 1347 | - | 300.5275 | 344.1051 | - | 0 | 0 | - | 0 | 0 | - | 1347 | - | 0 | 0 | - | 0 | 0 | - | 0 | 0 | -
1348 | 138.3916 | 0 | 0 | 0 | 19.1719 | 0 | 0 | 0 | 0 | 138.3916 | 1348 | 0 | 0 | 0 | 0 | 0 | 0 | 0 | 0 | 0 | 138.3916 | 1348 | - | 253.8388 | 0 | - | 500 | 0 | - | 0 | 0 | - | 1348 | - | 0 | 0 | - | 0 | 0 | - | 0 | 0 | -
1349 | 0 | 0 | 0 | 0 | 0 | 0 | 0 | 0 | 0 | 0 | 1349 | 0 | 0 | 0 | 0 | 0 | 0 | 0 | 0 | 0 | 0 | 1349 | - | 27.0774 | 0 | - | 0 | 500 | - | 0 | 0 | - | 1349 | - | 0 | 0 | - | 0 | 0 | - | 0 | 0 | -
1350 | 0 | 0 | 0 | 0 | 0 | 0 | 0 | 0 | 0 | 0 | 1350 | 0 | 0 | 0 | 0 | 0 | 0 | 0 | 0 | 0 | 0 | 1350 | - | 0 | 500 | - | 500 | 500 | - | 0 | 0 | - | 1350 | - | 0 | 0 | - | 0 | 0 | - | 0 | 0 | -
1351 | 0 | 0 | 0 | 0 | 48.0743 | 0 | 0 | 0 | 0 | 0 | 1351 | 0 | 0 | 0 | 0 | 0 | 0 | 0 | 0 | 0 | 0 | 1351 | - | 0 | 0 | - | 0 | 0 | - | 0 | 0 | - | 1351 | - | 0 | 0 | - | 0 | 0 | - | 0 | 0 | -
1352 | 0 | 0 | 0 | 0 | 0 | 0 | 0 | 0 | 0 | 0 | 1352 | 0 | 0 | 0 | 0 | 0 | 0 | 0 | 0 | 0 | 0 | 1352 | - | 0 | 0 | - | 0 | 284.8038 | - | 0 | 0 | - | 1352 | - | 0 | 0 | - | 0 | 0 | - | 0 | 0 | -
1353 | 0 | 0 | 0 | 0 | 0 | 91.1512 | 0 | 0 | 0 | 0 | 1353 | 0 | 0 | 0 | 0 | 0 | 0 | 0 | 0 | 0 | 0 | 1353 | - | 0 | 0 | - | 64.0349 | 0 | - | 0 | 0 | - | 1353 | - | 0 | 0 | - | 0 | 0 | - | 0 | 0 | -
1354 | 0 | 0 | 0 | 0 | 0 | 98.4731 | 0 | 0 | 0 | 0 | 1354 | 0 | 0 | 0 | 0 | 0 | 0 | 0 | 0 | 0 | 0 | 1354 | - | 0 | 0 | - | 341.0193 | 0 | - | 0 | 0 | - | 1354 | - | 0 | 0 | - | 0 | 0 | - | 0 | 0 | -
1355 | 0 | 0 | 0 | 0 | 0 | 0 | 0 | 0 | 0 | 0 | 1355 | 0 | 0 | 0 | 0 | 0 | 0 | 0 | 0 | 0 | 0 | 1355 | - | 0 | 0 | - | 0 | 207.3218 | - | 0 | 0 | - | 1355 | - | 0 | 0 | - | 0 | 0 | - | 0 | 0 | -
1356 | 0 | 0 | 0 | 0 | 0 | 0 | 0 | 0 | 0 | 0 | 1356 | 0 | 0 | 0 | 0 | 0 | 0 | 0 | 0 | 0 | 0 | 1356 | - | 0 | 0 | - | 474.2055 | 0 | - | 0 | 0 | - | 1356 | - | 0 | 0 | - | 0 | 0 | - | 0 | 0 | -
1357 | 0 | 0 | 0 | 0 | 0 | 0 | 0 | 0 | 0 | 0 | 1357 | 0 | 0 | 0 | 0 | 0 | 0 | 0 | 0 | 0 | 0 | 1357 | - | 0 | 58.6031 | - | 229.7818 | 229.7818 | - | 0 | 0 | - | 1357 | - | 0 | 0 | - | 0 | 0 | - | 0 | 0 | -
1358 | 0 | 0 | 0 | 0 | 0 | 0 | 0 | 0 | 0 | 0 | 1358 | 0 | 0 | 0 | 0 | 0 | 0 | 0 | 0 | 0 | 0 | 1358 | - | 0 | 0 | - | 0 | 0 | - | 0 | 0 | - | 1358 | - | 0 | 0 | - | 500 | 500 | - | 0 | 0 | -
1359 | 0 | 0 | 0 | 0 | 0 | 0 | 0 | 0 | 0 | 0 | 1359 | 0 | 0 | 0 | 0 | 0 | 0 | 0 | 0 | 0 | 0 | 1359 | - | 0 | 0 | - | 0 | 0 | - | 0 | 0 | - | 1359 | - | 0 | 0 | - | 0 | 0 | - | 0 | 0 | -
1360 | 0 | 0 | 0 | 0 | 0 | 0 | 0 | 0 | 0 | 0 | 1360 | 0 | 0 | 0 | 0 | 0 | 0 | 0 | 0 | 0 | 0 | 1360 | - | 0 | 0 | - | 0 | 0 | - | 0 | 0 | - | 1360 | - | 0 | 0 | - | 0 | 0 | - | 0 | 0 | -
1361 | 0 | 0 | 0 | 0 | 0 | 0 | 0 | 0 | 0 | 0 | 1361 | 0 | 0 | 0 | 0 | 0 | 0 | 0 | 0 | 0 | 0 | 1361 | - | 0 | 0 | - | 0 | 228.7099 | - | 0 | 0 | - | 1361 | - | 0 | 0 | - | 0 | 0 | - | 0 | 0 | -
1362 | 0 | 0 | 0 | 0 | 0 | 0 | 0 | 0 | 0 | 0 | 1362 | 0 | 0 | 0 | 0 | 0 | 0 | 0 | 0 | 0 | 0 | 1362 | - | 0 | 0 | - | 341.5757 | 0 | - | 0 | 0 | - | 1362 | - | 0 | 0 | - | 0 | 0 | - | 0 | 0 | -
1363 | 0 | 0 | 0 | 0 | 0 | 0 | 0 | 0 | 0 | 0 | 1363 | 38.7202 | 0 | 0 | 0 | 0 | 0 | 0 | 0 | 0 | 0 | 1363 | - | 0 | 0 | - | 0 | 0 | - | 0 | 0 | - | 1363 | - | 38.7202 | 38.7202 | - | 0 | 0 | - | 0 | 0 | -
1364 | 0 | 0 | 0 | 0 | 0 | 0 | 0 | 0 | 0 | 0 | 1364 | 0 | 0 | 0 | 0 | 0 | 0 | 0 | 0 | 0 | 0 | 1364 | - | 0 | 0 | - | 0 | 500 | - | 0 | 0 | - | 1364 | - | 0 | 0 | - | 0 | 0 | - | 0 | 0 | -
1365 | 0 | 0 | 0 | 0 | 0 | 0 | 0 | 0 | 0 | 0 | 1365 | 0 | 0 | 0 | 0 | 0 | 0 | 0 | 0 | 0 | 0 | 1365 | - | 0 | 0 | - | 0 | 0 | - | 0 | 0 | - | 1365 | - | 0 | 0 | - | 0 | 0 | - | 0 | 0 | -
1366 | 134.088 | 0 | 0 | 0 | 0 | 0 | 0 | 0 | 0 | 134.088 | 1366 | 0 | 0 | 0 | 0 | 0 | 0 | 0 | 0 | 0 | 134.088 | 1366 | - | 0 | 0 | - | 0 | 0 | - | 0 | 0 | - | 1366 | - | 0 | 0 | - | 0 | 0 | - | 0 | 0 | -
1367 | 118.7123 | 0 | 0 | 0 | 0 | 0 | 0 | 0 | 0 | 118.7123 | 1367 | 0 | 0 | 0 | 0 | 0 | 0 | 0 | 0 | 0 | 118.7123 | 1367 | - | 0 | 0 | - | 0 | 500 | - | 0 | 0 | - | 1367 | - | 0 | 0 | - | 0 | 0 | - | 0 | 0 | -
1368 | 0 | 0 | 0 | 0 | 0 | 0 | 0 | 0 | 0 | 0 | 1368 | 0 | 0 | 0 | 0 | 0 | 0 | 0 | 0 | 0 | 0 | 1368 | - | 0 | 0 | - | 500 | 0 | - | 0 | 0 | - | 1368 | - | 0 | 0 | - | 0 | 0 | - | 0 | 0 | -
1369 | 0 | 0 | 0 | 0 | 0 | 0 | 0 | 0 | 0 | 0 | 1369 | 0 | 0 | 0 | 0 | 0 | 0 | 0 | 0 | 0 | 0 | 1369 | - | 0 | 0 | - | 0 | 0 | - | 0 | 0 | - | 1369 | - | 0 | 0 | - | 0 | 0 | - | 0 | 0 | -
1370 | 0 | 0 | 0 | 0 | 0 | 0 | 0 | 0 | 0 | 0 | 1370 | 0 | 0 | 0 | 0 | 0 | 0 | 0 | 0 | 0 | 0 | 1370 | - | 0 | 0 | - | 500 | 0 | - | 0 | 0 | - | 1370 | - | 0 | 0 | - | 0 | 0 | - | 0 | 0 | -
1371 | 0 | 0 | 0 | 0 | 0 | 0 | 0 | 0 | 0 | 0 | 1371 | 0 | 0 | 0 | 0 | 0 | 0 | 0 | 0 | 0 | 0 | 1371 | - | 0 | 0 | - | 0 | 0 | - | 0 | 0 | - | 1371 | - | 0 | 0 | - | 0 | 0 | - | 0 | 0 | -
1372 | 0 | 0 | 0 | 0 | 0 | 0 | 0 | 0 | 0 | 0 | 1372 | 0 | 0 | 0 | 0 | 0 | 0 | 0 | 0 | 0 | 0 | 1372 | - | 0 | 0 | - | 0 | 0 | - | 0 | 0 | - | 1372 | - | 0 | 0 | - | 0 | 0 | - | 0 | 0 | -
1373 | 0 | 0 | 0 | 0 | 0 | 0 | 0 | 0 | 0 | 0 | 1373 | 0 | 0 | 0 | 0 | 0 | 0 | 0 | 0 | 0 | 0 | 1373 | - | 0 | 0 | - | 500 | 500 | - | 0 | 0 | - | 1373 | - | 0 | 0 | - | 0 | 0 | - | 0 | 0 | -
1374 | 0 | 0 | 0 | 0 | 0 | 0 | 0 | 0 | 0 | 0 | 1374 | 0 | 0 | 0 | 0 | 0 | 0 | 0 | 0 | 0 | 0 | 1374 | - | 0 | 0 | - | 0 | 0 | - | 0 | 0 | - | 1374 | - | 0 | 0 | - | 0 | 0 | - | 0 | 0 | -
1375 | 0 | 0 | 0 | 0 | 0 | 0 | 0 | 0 | 0 | 0 | 1375 | 0 | 0 | 0 | 0 | 0 | 0 | 0 | 0 | 0 | 0 | 1375 | - | 0 | 0 | - | 0 | 0 | - | 0 | 0 | - | 1375 | - | 0 | 0 | - | 0 | 0 | - | 0 | 0 | -
1376 | 0 | 0 | 0 | 0 | 0 | 0 | 0 | 0 | 0 | 0 | 1376 | 0 | 0 | 0 | 0 | 0 | 0 | 0 | 0 | 0 | 0 | 1376 | - | 0 | 0 | - | 0 | 0 | - | 0 | 0 | - | 1376 | - | 0 | 0 | - | 500 | 500 | - | 0 | 0 | -
1377 | 0 | 0 | 0 | 0 | 0 | 0 | 0 | 0 | 0 | 0 | 1377 | 0 | 0 | 0 | 445.878 | 411.0634 | 233.1 | 0 | 0 | 0 | 0 | 1377 | - | 0 | 0 | - | 0 | 0 | - | 0 | 0 | - | 1377 | - | 0 | 0 | - | 500 | 500 | - | 0 | 0 | -
1378 | 0 | 0 | 0 | 0 | 0 | 0 | 0 | 0 | 0 | 0 | 1378 | 0 | 0 | 0 | 0 | 0 | 0 | 0 | 0 | 0 | 0 | 1378 | - | 0 | 0 | - | 0 | 0 | - | 0 | 0 | - | 1378 | - | 0 | 0 | - | 321.3886 | 321.3886 | - | 0 | 0 | -
1379 | 0 | 0 | 0 | 0 | 0 | 0 | 0 | 0 | 0 | 0 | 1379 | 0 | 0 | 0 | 0 | 0 | 0 | 0 | 0 | 0 | 0 | 1379 | - | 0 | 0 | - | 0 | 0 | - | 0 | 0 | - | 1379 | - | 0 | 0 | - | 316.1245 | 316.1245 | - | 0 | 0 | -
1380 | 506.0253 | 0 | 0 | 0 | 0 | 0 | 0 | 0 | 0 | 506.0253 | 1380 | 0 | 0 | 0 | 0 | 0 | 0 | 0 | 0 | 0 | 506.0253 | 1380 | - | 199.5671 | 110.2871 | - | 0 | 0 | - | 0 | 0 | - | 1380 | - | 0 | 0 | - | 0 | 0 | - | 0 | 0 | -
1381 | 0 | 0 | 0 | 0 | 0 | 0 | 0 | 0 | 0 | 0 | 1381 | 0 | 0 | 0 | 0 | 0 | 0 | 0 | 0 | 0 | 0 | 1381 | - | 0 | 0 | - | 0 | 0 | - | 0 | 0 | - | 1381 | - | 0 | 0 | - | 500 | 500 | - | 0 | 0 | -
1382 | 0 | 0 | 0 | 0 | 0 | 0 | 0 | 0 | 0 | 0 | 1382 | 0 | 0 | 0 | 0 | 273.5413 | 89.2614 | 0 | 0 | 0 | 0 | 1382 | - | 0 | 0 | - | 0 | 0 | - | 0 | 0 | - | 1382 | - | 0 | 0 | - | 500 | 500 | - | 0 | 0 | -
1383 | 0 | 0 | 0 | 0 | 0 | 0 | 0 | 0 | 0 | 0 | 1383 | 0 | 0 | 0 | 0 | 0 | 0 | 0 | 0 | 0 | 0 | 1383 | - | 0 | 0 | - | 0 | 0 | - | 0 | 0 | - | 1383 | - | 0 | 0 | - | 500 | 500 | - | 0 | 0 | -
1384 | 0 | 0 | 0 | 0 | 0 | 0 | 0 | 0 | 0 | 0 | 1384 | 0 | 0 | 0 | 0 | 0 | 0 | 0 | 0 | 0 | 0 | 1384 | - | 0 | 0 | - | 0 | 0 | - | 0 | 0 | - | 1384 | - | 0 | 0 | - | 500 | 500 | - | 0 | 0 | -
1385 | 0 | 0 | 0 | 0 | 0 | 0 | 0 | 0 | 0 | 0 | 1385 | 112.269 | 0 | 0 | 0 | 0 | 0 | 0 | 0 | 0 | 0 | 1385 | - | 0 | 0 | - | 0 | 0 | - | 0 | 0 | - | 1385 | - | 112.269 | 112.269 | - | 133.9675 | 133.9675 | - | 0 | 0 | -
1386 | 0 | 0 | 0 | 0 | 0 | 0 | 0 | 0 | 0 | 0 | 1386 | 168.1164 | 0 | 0 | 0 | 0 | 0 | 0 | 0 | 0 | 0 | 1386 | - | 0 | 0 | - | 0 | 0 | - | 0 | 0 | - | 1386 | - | 168.1164 | 168.1164 | - | 0 | 0 | - | 0 | 0 | -
1387 | 0 | 0 | 0 | 0 | 0 | 0 | 0 | 0 | 0 | 0 | 1387 | 148.062 | 0 | 0 | 81.2695 | 0 | 0 | 0 | 0 | 0 | 0 | 1387 | - | 0 | 0 | - | 0 | 0 | - | 0 | 0 | - | 1387 | - | 148.062 | 148.062 | - | 81.2695 | 81.2695 | - | 0 | 0 | -
1388 | 0 | 0 | 0 | 0 | 0 | 0 | 0 | 0 | 0 | 0 | 1388 | 386.3437 | 0 | 0 | 496.9977 | 0 | 0 | 0 | 0 | 0 | 0 | 1388 | - | 0 | 0 | - | 0 | 0 | - | 0 | 0 | - | 1388 | - | 386.3437 | 386.3437 | - | 496.9977 | 496.9977 | - | 0 | 0 | -
1389 | 0 | 0 | 0 | 0 | 0 | 0 | 0 | 0 | 0 | 0 | 1389 | 326.9008 | 0 | 0 | 429.1609 | 0 | 0 | 0 | 0 | 0 | 0 | 1389 | - | 0 | 0 | - | 0 | 0 | - | 0 | 0 | - | 1389 | - | 326.9008 | 326.9008 | - | 429.1609 | 429.1609 | - | 0 | 0 | -
1390 | 0 | 0 | 0 | 0 | 0 | 0 | 0 | 0 | 0 | 0 | 1390 | 378.2402 | 0 | 0 | 431.7631 | 0 | 0 | 0 | 0 | 0 | 0 | 1390 | - | 0 | 0 | - | 0 | 0 | - | 0 | 0 | - | 1390 | - | 378.2402 | 378.2402 | - | 431.7631 | 431.7631 | - | 0 | 0 | -
1391 | 0 | 0 | 0 | 0 | 0 | 0 | 0 | 0 | 0 | 0 | 1391 | 217.6189 | 0 | 0 | 189.3283 | 0 | 0 | 0 | 0 | 0 | 0 | 1391 | - | 0 | 0 | - | 0 | 0 | - | 0 | 0 | - | 1391 | - | 217.6189 | 217.6189 | - | 189.3283 | 189.3283 | - | 0 | 0 | -
1392 | 0 | 0 | 0 | 0 | 0 | 0 | 0 | 0 | 0 | 0 | 1392 | 17.1529 | 0 | 0 | 0 | 0 | 0 | 0 | 0 | 0 | 0 | 1392 | - | 0 | 0 | - | 0 | 0 | - | 0 | 0 | - | 1392 | - | 17.1529 | 17.1529 | - | 0 | 0 | - | 0 | 0 | -
1393 | 0 | 0 | 0 | 0 | 0 | 0 | 0 | 0 | 0 | 0 | 1393 | 0 | 0 | 0 | 0 | 0 | 0 | 0 | 0 | 0 | 0 | 1393 | - | 0 | 0 | - | 0 | 0 | - | 0 | 0 | - | 1393 | - | 0 | 0 | - | 0 | 0 | - | 0 | 0 | -
1394 | 0 | 0 | 0 | 0 | 0 | 0 | 0 | 0 | 0 | 0 | 1394 | 0 | 0 | 0 | 0 | 0 | 0 | 0 | 0 | 0 | 0 | 1394 | - | 0 | 0 | - | 0 | 0 | - | 0 | 0 | - | 1394 | - | 0 | 0 | - | 0 | 0 | - | 0 | 0 | -
1395 | 0 | 0 | 0 | 0 | 0 | 0 | 0 | 0 | 0 | 0 | 1395 | 0 | 0 | 0 | 0 | 0 | 0 | 0 | 0 | 0 | 0 | 1395 | - | 0 | 0 | - | 0 | 0 | - | 0 | 0 | - | 1395 | - | 0 | 0 | - | 0 | 0 | - | 0 | 0 | -
1396 | 0 | 0 | 0 | 0 | 0 | 0 | 0 | 0 | 0 | 0 | 1396 | 0 | 0 | 0 | 0 | 0 | 0 | 0 | 0 | 0 | 0 | 1396 | - | 0 | 0 | - | 0 | 0 | - | 0 | 0 | - | 1396 | - | 0 | 0 | - | 0 | 0 | - | 0 | 0 | -
1397 | 0 | 0 | 0 | 0 | 0 | 0 | 0 | 0 | 0 | 0 | 1397 | 0 | 0 | 0 | 0 | 0 | 0 | 0 | 0 | 0 | 0 | 1397 | - | 0 | 0 | - | 0 | 0 | - | 0 | 0 | - | 1397 | - | 0 | 0 | - | 0 | 0 | - | 0 | 0 | -
1398 | 0 | 0 | 0 | 0 | 0 | 0 | 0 | 0 | 0 | 0 | 1398 | 0 | 0 | 0 | 0 | 0 | 0 | 0 | 0 | 0 | 0 | 1398 | - | 0 | 0 | - | 0 | 0 | - | 0 | 0 | - | 1398 | - | 0 | 0 | - | 0 | 0 | - | 0 | 0 | -
1399 | 0 | 0 | 0 | 0 | 0 | 0 | 0 | 0 | 0 | 0 | 1399 | 0 | 0 | 0 | 0 | 0 | 0 | 0 | 0 | 0 | 0 | 1399 | - | 0 | 0 | - | 0 | 0 | - | 500 | 0 | - | 1399 | - | 0 | 0 | - | 0 | 0 | - | 0 | 0 | -
1400 | 0 | 0 | 0 | 0 | 0 | 0 | 0 | 0 | 0 | 0 | 1400 | 0 | 0 | 0 | 0 | 0 | 0 | 0 | 0 | 0 | 0 | 1400 | - | 0 | 0 | - | 0 | 0 | - | 0 | 0 | - | 1400 | - | 0 | 0 | - | 0 | 0 | - | 0 | 0 | -
1401 | 0 | 0 | 0 | 0 | 0 | 0 | 0 | 0 | 0 | 0 | 1401 | 0 | 0 | 0 | 0 | 0 | 0 | 0 | 0 | 0 | 0 | 1401 | - | 0 | 0 | - | 0 | 0 | - | 0 | 0 | - | 1401 | - | 0 | 0 | - | 0 | 0 | - | 0 | 0 | -
1402 | 368.0142 | 0 | 0 | 0 | 0 | 0 | 0 | 0 | 0 | 368.0142 | 1402 | 0 | 0 | 0 | 0 | 0 | 0 | 0 | 0 | 0 | 368.0142 | 1402 | - | 189.1183 | 189.1183 | - | 0 | 0 | - | 0 | 0 | - | 1402 | - | 0 | 0 | - | 0 | 0 | - | 0 | 0 | -
1403 | 806.9462 | 0 | 0 | 0 | 536.5073 | 0 | 0 | 0 | 0 | 806.9462 | 1403 | 0 | 0 | 0 | 0 | 0 | 0 | 0 | 0 | 0 | 806.9462 | 1403 | - | 411.208 | 411.208 | - | 445.2708 | 500 | - | 0 | 0 | - | 1403 | - | 0 | 0 | - | 0 | 0 | - | 0 | 0 | -
1404 | 509.9976 | 0 | 0 | 1089.1129 | 0 | 0 | 0 | 0 | 0 | 509.9976 | 1404 | 0 | 0 | 0 | 0 | 0 | 0 | 0 | 0 | 0 | 509.9976 | 1404 | - | 114.2594 | 114.2594 | - | 500 | 500 | - | 0 | 0 | - | 1404 | - | 0 | 0 | - | 0 | 0 | - | 0 | 0 | -
1405 | 343.0018 | 0 | 0 | 0 | 0 | 0 | 0 | 0 | 0 | 343.0018 | 1405 | 0 | 0 | 0 | 0 | 0 | 0 | 0 | 0 | 0 | 343.0018 | 1405 | - | 0 | 0 | - | 290.2067 | 500 | - | 0 | 500 | - | 1405 | - | 0 | 0 | - | 0 | 0 | - | 0 | 0 | -
1406 | 69.6581 | 0 | 0 | 0 | 0 | 0 | 0 | 0 | 0 | 69.6581 | 1406 | 0 | 0 | 0 | 0 | 0 | 0 | 0 | 0 | 0 | 69.6581 | 1406 | - | 0 | 69.6581 | - | 500 | 0 | - | 0 | 0 | - | 1406 | - | 0 | 0 | - | 0 | 0 | - | 0 | 0 | -
1407 | 0 | 0 | 0 | 0 | 0 | 0 | 0 | 0 | 0 | 0 | 1407 | 0 | 0 | 0 | 0 | 0 | 0 | 0 | 0 | 0 | 0 | 1407 | - | 0 | 0 | - | 0 | 0 | - | 0 | 0 | - | 1407 | - | 0 | 0 | - | 0 | 0 | - | 0 | 0 | -
1408 | 0 | 0 | 0 | 0 | 0 | 0 | 0 | 0 | 0 | 0 | 1408 | 159.5278 | 0 | 0 | 0 | 0 | 0 | 0 | 0 | 0 | 0 | 1408 | - | 0 | 0 | - | 0 | 0 | - | 0 | 0 | - | 1408 | - | 296.1068 | 296.1068 | - | 0 | 0 | - | 0 | 0 | -
1409 | 0 | 0 | 0 | 0 | 0 | 0 | 0 | 0 | 0 | 0 | 1409 | 409.7956 | 0 | 0 | 0 | 0 | 0 | 0 | 0 | 0 | 0 | 1409 | - | 0 | 0 | - | 0 | 0 | - | 0 | 0 | - | 1409 | - | 409.7956 | 409.7956 | - | 0 | 0 | - | 0 | 0 | -
1410 | 0 | 0 | 0 | 0 | 0 | 0 | 0 | 0 | 0 | 0 | 1410 | 518.2911 | 18.2911 | 18.2911 | 0 | 0 | 0 | 0 | 0 | 0 | 0 | 1410 | - | 0 | 0 | - | 0 | 0 | - | 0 | 0 | - | 1410 | - | 500 | 500 | - | 0 | 0 | - | 0 | 0 | -
1411 | 0 | 0 | 0 | 0 | 0 | 0 | 0 | 0 | 0 | 0 | 1411 | 534.2277 | 34.2277 | 34.2277 | 0 | 0 | 0 | 0 | 0 | 0 | 0 | 1411 | - | 0 | 0 | - | 0 | 0 | - | 0 | 0 | - | 1411 | - | 500 | 500 | - | 0 | 0 | - | 0 | 0 | -
1412 | 0 | 0 | 0 | 0 | 0 | 0 | 0 | 0 | 0 | 0 | 1412 | 350.3526 | 0 | 0 | 29.5059 | 0 | 0 | 0 | 0 | 0 | 0 | 1412 | - | 0 | 0 | - | 0 | 0 | - | 0 | 0 | - | 1412 | - | 350.3526 | 350.3526 | - | 29.5059 | 29.5059 | - | 0 | 0 | -
1413 | 0 | 0 | 0 | 0 | 0 | 0 | 0 | 0 | 0 | 0 | 1413 | 102.2026 | 0 | 0 | 138.0243 | 0 | 0 | 0 | 0 | 0 | 0 | 1413 | - | 0 | 0 | - | 0 | 0 | - | 0 | 0 | - | 1413 | - | 102.2026 | 102.2026 | - | 138.0243 | 138.0243 | - | 0 | 0 | -
1414 | 270.9678 | 0 | 0 | 0 | 0 | 0 | 0 | 0 | 0 | 270.9678 | 1414 | 0 | 0 | 0 | 0 | 0 | 0 | 0 | 0 | 0 | 270.9678 | 1414 | - | 0 | 0 | - | 0 | 0 | - | 0 | 0 | - | 1414 | - | 0 | 0 | - | 0 | 0 | - | 0 | 0 | -
1415 | 0 | 0 | 0 | 0 | 0 | 0 | 0 | 0 | 0 | 0 | 1415 | 0 | 0 | 0 | 0 | 0 | 0 | 0 | 0 | 0 | 0 | 1415 | - | 0 | 0 | - | 0 | 0 | - | 0 | 0 | - | 1415 | - | 0 | 0 | - | 0 | 0 | - | 0 | 0 | -
1416 | 0 | 0 | 0 | 0 | 0 | 0 | 0 | 0 | 0 | 0 | 1416 | 0 | 0 | 0 | 39.8096 | 0 | 0 | 0 | 0 | 0 | 0 | 1416 | - | 28.8324 | 0 | - | 0 | 0 | - | 0 | 0 | - | 1416 | - | 0 | 0 | - | 39.8096 | 39.8096 | - | 0 | 0 | -
1417 | 0 | 0 | 0 | 0 | 0 | 0 | 0 | 0 | 0 | 0 | 1417 | 0 | 0 | 0 | 71.8489 | 0 | 0 | 0 | 0 | 0 | 0 | 1417 | - | 0 | 0 | - | 0 | 0 | - | 0 | 0 | - | 1417 | - | 0 | 0 | - | 71.8489 | 71.8489 | - | 0 | 0 | -
1418 | 0 | 0 | 0 | 0 | 0 | 0 | 0 | 0 | 0 | 0 | 1418 | 123.2953 | 0 | 0 | 243.4074 | 0 | 0 | 0 | 0 | 0 | 0 | 1418 | - | 0 | 0 | - | 0 | 0 | - | 0 | 0 | - | 1418 | - | 123.2953 | 123.2953 | - | 243.4074 | 243.4074 | - | 0 | 0 | -
1419 | 31.4622 | 0 | 0 | 0 | 0 | 0 | 0 | 0 | 0 | 31.4622 | 1419 | 0 | 0 | 0 | 0 | 0 | 0 | 0 | 0 | 0 | 31.4622 | 1419 | - | 0 | 0 | - | 0 | 0 | - | 0 | 0 | - | 1419 | - | 0 | 0 | - | 0 | 0 | - | 0 | 0 | -
1420 | 11.4867 | 0 | 0 | 0 | 0 | 0 | 0 | 0 | 0 | 11.4867 | 1420 | 0 | 0 | 0 | 0 | 0 | 0 | 0 | 0 | 0 | 11.4867 | 1420 | - | 11.4867 | 11.4867 | - | 0 | 0 | - | 0 | 0 | - | 1420 | - | 0 | 0 | - | 0 | 0 | - | 0 | 0 | -
1421 | 0 | 0 | 0 | 70.5594 | 0 | 0 | 0 | 0 | 0 | 0 | 1421 | 0 | 0 | 0 | 0 | 0 | 0 | 0 | 0 | 0 | 0 | 1421 | - | 0 | 0 | - | 0 | 0 | - | 0 | 0 | - | 1421 | - | 0 | 0 | - | 0 | 0 | - | 0 | 0 | -
1422 | 0 | 0 | 0 | 0 | 0 | 0 | 0 | 0 | 0 | 0 | 1422 | 0 | 0 | 0 | 46.0929 | 0 | 0 | 0 | 0 | 0 | 0 | 1422 | - | 0 | 0 | - | 0 | 0 | - | 0 | 0 | - | 1422 | - | 0 | 0 | - | 46.0929 | 46.0929 | - | 0 | 0 | -
1423 | 0 | 0 | 0 | 0 | 0 | 0 | 0 | 0 | 0 | 0 | 1423 | 126.1509 | 0 | 0 | 296.725 | 0 | 0 | 0 | 0 | 0 | 0 | 1423 | - | 0 | 0 | - | 0 | 0 | - | 0 | 0 | - | 1423 | - | 126.1509 | 126.1509 | - | 296.725 | 296.725 | - | 0 | 0 | -
1424 | 0 | 0 | 0 | 0 | 0 | 0 | 0 | 0 | 0 | 0 | 1424 | 17.383 | 0 | 0 | 120.3075 | 0 | 0 | 0 | 0 | 0 | 0 | 1424 | - | 0 | 0 | - | 0 | 0 | - | 0 | 0 | - | 1424 | - | 17.383 | 17.383 | - | 120.3075 | 120.3075 | - | 0 | 0 | -
1425 | 0 | 0 | 0 | 0 | 0 | 0 | 0 | 0 | 0 | 0 | 1425 | 0 | 0 | 0 | 0 | 0 | 0 | 0 | 0 | 0 | 0 | 1425 | - | 0 | 0 | - | 0 | 0 | - | 0 | 0 | - | 1425 | - | 0 | 0 | - | 0 | 0 | - | 0 | 0 | -
1426 | 35.1203 | 0 | 0 | 458.6482 | 0 | 0 | 0 | 0 | 0 | 35.1203 | 1426 | 0 | 0 | 0 | 0 | 0 | 0 | 0 | 0 | 0 | 35.1203 | 1426 | - | 35.1203 | 35.1203 | - | 0 | 458.6482 | - | 0 | 0 | - | 1426 | - | 0 | 0 | - | 0 | 0 | - | 0 | 0 | -
1427 | 107.3252 | 0 | 0 | 0 | 0 | 0 | 0 | 0 | 0 | 107.3252 | 1427 | 0 | 0 | 0 | 0 | 0 | 0 | 0 | 0 | 0 | 107.3252 | 1427 | - | 107.3252 | 500 | - | 0 | 0 | - | 0 | 0 | - | 1427 | - | 0 | 0 | - | 0 | 0 | - | 0 | 0 | -
1428 | 64.0548 | 0 | 0 | 0 | 0 | 0 | 0 | 0 | 0 | 64.0548 | 1428 | 0 | 0 | 0 | 0 | 0 | 0 | 0 | 0 | 0 | 64.0548 | 1428 | - | 64.0548 | 64.0548 | - | 500 | 0 | - | 0 | 0 | - | 1428 | - | 0 | 0 | - | 0 | 0 | - | 0 | 0 | -
1429 | 161.062 | 0 | 0 | 970.4621 | 0 | 0 | 0 | 0 | 0 | 161.062 | 1429 | 0 | 0 | 0 | 0 | 0 | 0 | 0 | 0 | 0 | 161.062 | 1429 | - | 161.062 | 161.062 | - | 0 | 0 | - | 0 | 0 | - | 1429 | - | 0 | 0 | - | 0 | 0 | - | 0 | 0 | -
1430 | 0 | 0 | 0 | 0 | 0 | 0 | 0 | 0 | 0 | 0 | 1430 | 0 | 0 | 0 | 0 | 0 | 0 | 0 | 0 | 0 | 0 | 1430 | - | 0 | 0 | - | 0 | 500 | - | 0 | 0 | - | 1430 | - | 0 | 0 | - | 0 | 0 | - | 0 | 0 | -
1431 | 0 | 0 | 0 | 0 | 0 | 0 | 0 | 0 | 0 | 0 | 1431 | 40.0218 | 0 | 0 | 0 | 0 | 0 | 0 | 0 | 0 | 0 | 1431 | - | 0 | 0 | - | 0 | 500 | - | 0 | 0 | - | 1431 | - | 40.0218 | 40.0218 | - | 0 | 0 | - | 0 | 0 | -
1432 | 0 | 0 | 0 | 0 | 0 | 0 | 0 | 0 | 0 | 0 | 1432 | 74.4118 | 0 | 0 | 0 | 0 | 0 | 0 | 0 | 0 | 0 | 1432 | - | 0 | 0 | - | 0 | 500 | - | 0 | 0 | - | 1432 | - | 74.4118 | 74.4118 | - | 0 | 0 | - | 0 | 0 | -
1433 | 0 | 0 | 0 | 0 | 0 | 0 | 0 | 0 | 0 | 0 | 1433 | 1.8828 | 0 | 0 | 0 | 0 | 0 | 0 | 0 | 0 | 0 | 1433 | - | 0 | 0 | - | 466.2704 | 500 | - | 0 | 0 | - | 1433 | - | 1.8828 | 1.8828 | - | 0 | 0 | - | 0 | 0 | -
1434 | 0 | 0 | 0 | 0 | 0 | 0 | 0 | 0 | 0 | 0 | 1434 | 0 | 0 | 0 | 0 | 0 | 0 | 0 | 0 | 0 | 0 | 1434 | - | 0 | 0 | - | 500 | 500 | - | 0 | 0 | - | 1434 | - | 0 | 0 | - | 0 | 0 | - | 0 | 0 | -
1435 | 0 | 0 | 0 | 0 | 0 | 0 | 0 | 0 | 0 | 0 | 1435 | 0 | 0 | 0 | 0 | 0 | 0 | 0 | 0 | 0 | 0 | 1435 | - | 68.4983 | 68.4983 | - | 500 | 0 | - | 0 | 0 | - | 1435 | - | 0 | 0 | - | 0 | 0 | - | 0 | 0 | -
1436 | 0 | 0 | 0 | 0 | 0 | 233.1 | 0 | 0 | 0 | 0 | 1436 | 0 | 0 | 0 | 0 | 0 | 0 | 0 | 0 | 0 | 0 | 1436 | - | 172.1618 | 172.1618 | - | 0 | 0 | - | 0 | 0 | - | 1436 | - | 0 | 0 | - | 0 | 0 | - | 0 | 0 | -
1437 | 0 | 0 | 0 | 0 | 0 | 0 | 0 | 0 | 0 | 0 | 1437 | 0 | 0 | 0 | 0 | 0 | 0 | 0 | 0 | 0 | 0 | 1437 | - | 465.2871 | 69.5489 | - | 500 | 500 | - | 0 | 0 | - | 1437 | - | 0 | 0 | - | 0 | 0 | - | 0 | 0 | -
1438 | 0 | 0 | 0 | 0 | 0 | 0 | 0 | 0 | 0 | 0 | 1438 | 0 | 0 | 0 | 0 | 0 | 0 | 0 | 0 | 0 | 0 | 1438 | - | 0 | 0 | - | 500 | 0 | - | 0 | 0 | - | 1438 | - | 0 | 0 | - | 0 | 0 | - | 0 | 0 | -
1439 | 0 | 0 | 0 | 0 | 0 | 0 | 0 | 0 | 0 | 0 | 1439 | 0 | 0 | 0 | 0 | 0 | 0 | 0 | 0 | 0 | 0 | 1439 | - | 0 | 0 | - | 500 | 0 | - | 0 | 0 | - | 1439 | - | 0 | 0 | - | 0 | 0 | - | 0 | 0 | -
1440 | 0 | 0 | 0 | 0 | 0 | 0 | 0 | 0 | 0 | 0 | 1440 | 0 | 0 | 0 | 0 | 0 | 0 | 0 | 0 | 0 | 0 | 1440 | - | 0 | 0 | - | 0 | 0 | - | 0 | 0 | - | 1440 | - | 0 | 0 | - | 0 | 0 | - | 0 | 0 | -
1441 | 0 | 0 | 0 | 0 | 268.9099 | 0 | 0 | 0 | 0 | 0 | 1441 | 0 | 0 | 0 | 0 | 0 | 0 | 0 | 0 | 0 | 0 | 1441 | - | 0 | 0 | - | 500 | 0 | - | 0 | 0 | - | 1441 | - | 0 | 0 | - | 0 | 0 | - | 0 | 0 | -
1442 | 0 | 0 | 0 | 0 | 0 | 0 | 0 | 0 | 0 | 0 | 1442 | 0 | 0 | 0 | 0 | 0 | 0 | 0 | 0 | 0 | 0 | 1442 | - | 500 | 157.1498 | - | 0 | 0 | - | 0 | 0 | - | 1442 | - | 0 | 0 | - | 0 | 0 | - | 0 | 0 | -
1443 | 0 | 0 | 0 | 0 | 0 | 0 | 0 | 0 | 0 | 0 | 1443 | 0 | 0 | 0 | 0 | 0 | 0 | 0 | 0 | 0 | 0 | 1443 | - | 500 | 200.3776 | - | 0 | 0 | - | 0 | 0 | - | 1443 | - | 0 | 0 | - | 0 | 0 | - | 0 | 0 | -
1444 | 0 | 0 | 0 | 0 | 0 | 0 | 0 | 0 | 0 | 0 | 1444 | 0 | 0 | 0 | 0 | 0 | 0 | 0 | 0 | 0 | 0 | 1444 | - | 0 | 0 | - | 0 | 0 | - | 0 | 0 | - | 1444 | - | 0 | 0 | - | 0 | 0 | - | 0 | 0 | -
1445 | 0 | 0 | 0 | 0 | 0 | 0 | 0 | 0 | 0 | 0 | 1445 | 0 | 0 | 0 | 0 | 0 | 0 | 0 | 0 | 0 | 0 | 1445 | - | 0 | 0 | - | 0 | 0 | - | 0 | 0 | - | 1445 | - | 0 | 0 | - | 0 | 0 | - | 0 | 0 | -
1446 | 0 | 0 | 0 | 0 | 0 | 146.1487 | 0 | 0 | 0 | 0 | 1446 | 0 | 0 | 0 | 0 | 0 | 0 | 0 | 0 | 0 | 0 | 1446 | - | 0 | 0 | - | 0 | 500 | - | 0 | 0 | - | 1446 | - | 0 | 0 | - | 0 | 0 | - | 0 | 0 | -
1447 | 0 | 0 | 0 | 0 | 0 | 0 | 0 | 0 | 0 | 0 | 1447 | 0 | 0 | 0 | 0 | 0 | 0 | 0 | 0 | 0 | 0 | 1447 | - | 0 | 0 | - | 0 | 0 | - | 0 | 0 | - | 1447 | - | 0 | 0 | - | 0 | 0 | - | 0 | 0 | -
1448 | 0 | 0 | 0 | 0 | 0 | 0 | 0 | 0 | 0 | 0 | 1448 | 0 | 0 | 0 | 0 | 0 | 0 | 0 | 0 | 0 | 0 | 1448 | - | 329.2835 | 329.2835 | - | 0 | 0 | - | 0 | 0 | - | 1448 | - | 0 | 0 | - | 0 | 0 | - | 0 | 0 | -
1449 | 0 | 0 | 0 | 0 | 0 | 0 | 0 | 0 | 0 | 0 | 1449 | 0 | 0 | 0 | 0 | 0 | 0 | 0 | 0 | 0 | 0 | 1449 | - | 500 | 500 | - | 500 | 0 | - | 0 | 0 | - | 1449 | - | 0 | 0 | - | 0 | 0 | - | 0 | 0 | -
1450 | 665.9526 | 0 | 0 | 0 | 0 | 0 | 0 | 0 | 0 | 665.9526 | 1450 | 0 | 0 | 0 | 0 | 0 | 0 | 0 | 0 | 0 | 665.9526 | 1450 | - | 500 | 500 | - | 0 | 500 | - | 0 | 0 | - | 1450 | - | 0 | 0 | - | 0 | 0 | - | 0 | 0 | -
1451 | 836.2671 | 61.7868 | 61.7868 | 0 | 0 | 0 | 0 | 0 | 0 | 836.2671 | 1451 | 0 | 0 | 0 | 0 | 0 | 0 | 0 | 0 | 0 | 836.2671 | 1451 | - | 500 | 500 | - | 0 | 0 | - | 0 | 0 | - | 1451 | - | 0 | 0 | - | 0 | 0 | - | 0 | 0 | -
1452 | 658.4237 | 0 | 0 | 0 | 0 | 0 | 0 | 0 | 0 | 658.4237 | 1452 | 0 | 0 | 0 | 0 | 0 | 0 | 0 | 0 | 0 | 658.4237 | 1452 | - | 500 | 500 | - | 0 | 0 | - | 0 | 0 | - | 1452 | - | 0 | 0 | - | 0 | 0 | - | 0 | 0 | -
1453 | 49.1049 | 0 | 0 | 0 | 0 | 0 | 0 | 0 | 0 | 49.1049 | 1453 | 0 | 0 | 0 | 0 | 0 | 0 | 0 | 0 | 0 | 49.1049 | 1453 | - | 500 | 500 | - | 0 | 500 | - | 0 | 0 | - | 1453 | - | 0 | 0 | - | 0 | 0 | - | 0 | 0 | -
1454 | 0 | 0 | 0 | 0 | 0 | 0 | 0 | 0 | 0 | 0 | 1454 | 0 | 0 | 0 | 0 | 0 | 0 | 0 | 0 | 0 | 0 | 1454 | - | 61.1901 | 445.9995 | - | 0 | 0 | - | 0 | 0 | - | 1454 | - | 0 | 0 | - | 0 | 0 | - | 0 | 0 | -
1455 | 0 | 0 | 0 | 0 | 0 | 0 | 0 | 0 | 0 | 0 | 1455 | 0 | 0 | 0 | 0 | 0 | 0 | 0 | 0 | 0 | 0 | 1455 | - | 0 | 0 | - | 0 | 0 | - | 0 | 0 | - | 1455 | - | 0 | 0 | - | 0 | 0 | - | 0 | 0 | -
1456 | 0 | 0 | 0 | 562.2687 | 0 | 0 | 0 | 0 | 0 | 0 | 1456 | 0 | 0 | 0 | 0 | 0 | 0 | 0 | 0 | 0 | 0 | 1456 | - | 0 | 0 | - | 0 | 0 | - | 0 | 0 | - | 1456 | - | 0 | 0 | - | 0 | 0 | - | 0 | 0 | -
1457 | 0 | 0 | 0 | 0 | 0 | 0 | 0 | 0 | 0 | 0 | 1457 | 0 | 0 | 0 | 0 | 0 | 0 | 0 | 0 | 0 | 0 | 1457 | - | 0 | 0 | - | 0 | 0 | - | 0 | 0 | - | 1457 | - | 0 | 0 | - | 0 | 0 | - | 0 | 0 | -
1458 | 0 | 0 | 0 | 0 | 0 | 0 | 0 | 0 | 0 | 0 | 1458 | 0 | 0 | 0 | 0 | 0 | 0 | 0 | 0 | 0 | 0 | 1458 | - | 0 | 0 | - | 0 | 0 | - | 0 | 0 | - | 1458 | - | 0 | 0 | - | 0 | 0 | - | 0 | 0 | -
1459 | 0 | 0 | 0 | 0 | 0 | 0 | 0 | 0 | 0 | 0 | 1459 | 0 | 0 | 0 | 0 | 0 | 0 | 0 | 0 | 0 | 0 | 1459 | - | 0 | 216.7724 | - | 0 | 0 | - | 0 | 0 | - | 1459 | - | 0 | 0 | - | 0 | 0 | - | 0 | 0 | -
1460 | 0 | 0 | 0 | 259.676 | 0 | 0 | 0 | 0 | 0 | 0 | 1460 | 0 | 0 | 0 | 0 | 0 | 0 | 0 | 0 | 0 | 0 | 1460 | - | 128.4614 | 245.7766 | - | 259.676 | 0 | - | 0 | 0 | - | 1460 | - | 0 | 0 | - | 0 | 0 | - | 0 | 0 | -
1461 | 0 | 0 | 0 | 0 | 0 | 0 | 0 | 0 | 0 | 0 | 1461 | 0 | 0 | 0 | 0 | 0 | 0 | 0 | 0 | 0 | 0 | 1461 | - | 117.2054 | 255.4468 | - | 262.8048 | 0 | - | 0 | 0 | - | 1461 | - | 0 | 0 | - | 0 | 0 | - | 0 | 0 | -
1462 | 0 | 0 | 0 | 0 | 0 | 0 | 0 | 0 | 0 | 0 | 1462 | 0 | 0 | 0 | 0 | 0 | 0 | 0 | 0 | 0 | 0 | 1462 | - | 0 | 0 | - | 0 | 262.9682 | - | 0 | 0 | - | 1462 | - | 0 | 0 | - | 0 | 0 | - | 0 | 0 | -
1463 | 0 | 0 | 0 | 0 | 0 | 0 | 0 | 0 | 0 | 0 | 1463 | 0 | 0 | 0 | 0 | 0 | 0 | 0 | 0 | 0 | 0 | 1463 | - | 0 | 0 | - | 436.0004 | 0 | - | 245.256 | 0 | - | 1463 | - | 0 | 0 | - | 0 | 0 | - | 0 | 0 | -
1464 | 0 | 0 | 0 | 0 | 0 | 0 | 0 | 0 | 0 | 0 | 1464 | 0 | 0 | 0 | 0 | 0 | 0 | 0 | 0 | 0 | 0 | 1464 | - | 0 | 0 | - | 0 | 310.3832 | - | 0 | 0 | - | 1464 | - | 0 | 0 | - | 0 | 0 | - | 0 | 0 | -
1465 | 0 | 0 | 0 | 0 | 0 | 0 | 0 | 0 | 0 | 0 | 1465 | 0 | 0 | 0 | 0 | 0 | 0 | 0 | 0 | 0 | 0 | 1465 | - | 0 | 0 | - | 0 | 362.0047 | - | 0 | 0 | - | 1465 | - | 0 | 0 | - | 0 | 0 | - | 0 | 0 | -
1466 | 0 | 0 | 0 | 0 | 0 | 0 | 0 | 0 | 0 | 0 | 1466 | 0 | 0 | 0 | 0 | 0 | 0 | 0 | 0 | 0 | 0 | 1466 | - | 0 | 0 | - | 0 | 0 | - | 0 | 0 | - | 1466 | - | 0 | 0 | - | 0 | 0 | - | 0 | 0 | -
1467 | 0 | 0 | 0 | 0 | 0 | 0 | 0 | 0 | 0 | 0 | 1467 | 0 | 0 | 0 | 0 | 0 | 0 | 0 | 0 | 0 | 0 | 1467 | - | 0 | 0 | - | 0 | 309.4287 | - | 0 | 0 | - | 1467 | - | 0 | 0 | - | 0 | 0 | - | 0 | 0 | -
1468 | 0 | 0 | 0 | 0 | 0 | 0 | 0 | 0 | 0 | 0 | 1468 | 0 | 0 | 0 | 0 | 0 | 0 | 0 | 0 | 0 | 0 | 1468 | - | 0 | 0 | - | 170.1823 | 0 | - | 0 | 0 | - | 1468 | - | 0 | 0 | - | 0 | 0 | - | 0 | 0 | -
1469 | 0 | 0 | 0 | 0 | 0 | 0 | 0 | 0 | 0 | 0 | 1469 | 0 | 0 | 0 | 0 | 0 | 0 | 0 | 0 | 0 | 0 | 1469 | - | 0 | 0 | - | 8.5853 | 8.5853 | - | 0 | 0 | - | 1469 | - | 0 | 0 | - | 0 | 0 | - | 0 | 0 | -
1470 | 0 | 0 | 0 | 0 | 0 | 0 | 0 | 0 | 0 | 0 | 1470 | 76.7792 | 0 | 0 | 124.754 | 0 | 0 | 0 | 0 | 0 | 0 | 1470 | - | 0 | 0 | - | 0 | 0 | - | 0 | 0 | - | 1470 | - | 76.7792 | 76.7792 | - | 124.754 | 124.754 | - | 0 | 0 | -
1471 | 0 | 0 | 0 | 0 | 0 | 0 | 0 | 0 | 0 | 0 | 1471 | 241.1906 | 0 | 0 | 281.1627 | 0 | 0 | 0 | 0 | 0 | 0 | 1471 | - | 0 | 0 | - | 0 | 0 | - | 0 | 0 | - | 1471 | - | 241.1906 | 241.1906 | - | 281.1627 | 281.1627 | - | 0 | 0 | -
1472 | 0 | 0 | 0 | 0 | 0 | 0 | 0 | 0 | 0 | 0 | 1472 | 83.1512 | 0 | 0 | 86.7452 | 0 | 0 | 0 | 0 | 0 | 0 | 1472 | - | 0 | 0 | - | 0 | 0 | - | 0 | 0 | - | 1472 | - | 83.1512 | 83.1512 | - | 86.7452 | 86.7452 | - | 0 | 0 | -
1473 | 0 | 0 | 0 | 393.8506 | 0 | 0 | 0 | 0 | 0 | 0 | 1473 | 0 | 0 | 0 | 0 | 0 | 0 | 0 | 0 | 0 | 0 | 1473 | - | 0 | 0 | - | 0 | 393.8506 | - | 0 | 0 | - | 1473 | - | 0 | 0 | - | 0 | 0 | - | 0 | 0 | -
1474 | 0 | 0 | 0 | 0 | 0 | 0 | 0 | 0 | 0 | 0 | 1474 | 0 | 0 | 0 | 0 | 0 | 0 | 0 | 0 | 0 | 0 | 1474 | - | 0 | 0 | - | 0 | 233.0141 | - | 0 | 0 | - | 1474 | - | 0 | 0 | - | 0 | 0 | - | 0 | 0 | -
1475 | 0 | 0 | 0 | 375.1644 | 0 | 0 | 0 | 0 | 0 | 0 | 1475 | 0 | 0 | 0 | 0 | 0 | 0 | 0 | 0 | 0 | 0 | 1475 | - | 0 | 0 | - | 375.1644 | 0 | - | 0 | 0 | - | 1475 | - | 0 | 0 | - | 0 | 0 | - | 0 | 0 | -
1476 | 0 | 0 | 0 | 0 | 0 | 0 | 0 | 0 | 0 | 0 | 1476 | 0 | 0 | 0 | 0 | 0 | 0 | 0 | 0 | 0 | 0 | 1476 | - | 0 | 0 | - | 54.0977 | 0 | - | 0 | 0 | - | 1476 | - | 0 | 0 | - | 0 | 0 | - | 0 | 0 | -
1477 | 471.9071 | 0 | 0 | 0 | 0 | 0 | 0 | 0 | 0 | 471.9071 | 1477 | 0 | 0 | 0 | 0 | 0 | 0 | 0 | 0 | 0 | 471.9071 | 1477 | - | 50.6701 | 50.6701 | - | 500 | 152.9481 | - | 0 | 0 | - | 1477 | - | 0 | 0 | - | 0 | 0 | - | 0 | 0 | -
1478 | 0 | 0 | 0 | 0 | 0 | 0 | 0 | 0 | 0 | 0 | 1478 | 0 | 0 | 0 | 0 | 0 | 0 | 0 | 0 | 0 | 0 | 1478 | - | 0 | 0 | - | 223.5725 | 0 | - | 0 | 0 | - | 1478 | - | 0 | 0 | - | 0 | 0 | - | 0 | 0 | -
1479 | 0 | 0 | 0 | 0 | 0 | 0 | 0 | 0 | 0 | 0 | 1479 | 0 | 0 | 0 | 0 | 0 | 0 | 0 | 0 | 0 | 0 | 1479 | - | 0 | 0 | - | 0 | 0 | - | 0 | 245.256 | - | 1479 | - | 0 | 0 | - | 0 | 0 | - | 0 | 0 | -
1480 | 0 | 0 | 0 | 0 | 0 | 0 | 0 | 0 | 0 | 0 | 1480 | 0 | 0 | 0 | 0 | 0 | 0 | 0 | 0 | 0 | 0 | 1480 | - | 0 | 0 | - | 0 | 0 | - | 0 | 0 | - | 1480 | - | 0 | 0 | - | 0 | 0 | - | 0 | 0 | -
1481 | 0 | 0 | 0 | 0 | 0 | 0 | 0 | 0 | 0 | 0 | 1481 | 0 | 0 | 0 | 0 | 0 | 0 | 0 | 0 | 0 | 0 | 1481 | - | 0 | 0 | - | 0 | 0 | - | 0 | 0 | - | 1481 | - | 0 | 0 | - | 0 | 0 | - | 0 | 0 | -
1482 | 0 | 0 | 0 | 0 | 0 | 0 | 0 | 0 | 0 | 0 | 1482 | 0 | 0 | 0 | 0 | 0 | 0 | 0 | 0 | 0 | 0 | 1482 | - | 0 | 0 | - | 0 | 0 | - | 0 | 0 | - | 1482 | - | 0 | 0 | - | 0 | 0 | - | 0 | 0 | -
1483 | 0 | 0 | 0 | 0 | 0 | 0 | 0 | 0 | 0 | 0 | 1483 | 0 | 0 | 0 | 0 | 0 | 0 | 0 | 0 | 0 | 0 | 1483 | - | 0 | 0 | - | 0 | 0 | - | 0 | 0 | - | 1483 | - | 0 | 0 | - | 0 | 0 | - | 0 | 0 | -
1484 | 0 | 0 | 0 | 0 | 0 | 0 | 0 | 0 | 0 | 0 | 1484 | 0 | 0 | 0 | 0 | 0 | 0 | 0 | 0 | 0 | 0 | 1484 | - | 0 | 0 | - | 0 | 0 | - | 0 | 0 | - | 1484 | - | 0 | 0 | - | 0 | 0 | - | 0 | 0 | -
1485 | 0 | 0 | 0 | 0 | 0 | 0 | 0 | 0 | 0 | 0 | 1485 | 0 | 0 | 0 | 0 | 0 | 0 | 0 | 0 | 0 | 0 | 1485 | - | 0 | 0 | - | 0 | 0 | - | 0 | 0 | - | 1485 | - | 0 | 0 | - | 0 | 0 | - | 0 | 0 | -
1486 | 0 | 0 | 0 | 0 | 0 | 0 | 0 | 0 | 0 | 0 | 1486 | 0 | 0 | 0 | 0 | 0 | 0 | 0 | 0 | 0 | 0 | 1486 | - | 0 | 0 | - | 0 | 0 | - | 0 | 0 | - | 1486 | - | 0 | 0 | - | 0 | 0 | - | 0 | 0 | -
1487 | 0 | 0 | 0 | 0 | 0 | 0 | 0 | 0 | 0 | 0 | 1487 | 0 | 0 | 0 | 37.7331 | 37.7331 | 0 | 0 | 0 | 0 | 0 | 1487 | - | 0 | 0 | - | 0 | 0 | - | 0 | 0 | - | 1487 | - | 0 | 0 | - | 0 | 37.7331 | - | 0 | 0 | -
1488 | 0 | 0 | 0 | 0 | 0 | 0 | 0 | 0 | 0 | 0 | 1488 | 0 | 0 | 0 | 28.9627 | 13.8296 | 51.5627 | 0 | 0 | 0 | 0 | 1488 | - | 0 | 0 | - | 0 | 0 | - | 0 | 0 | - | 1488 | - | 0 | 0 | - | 54.846 | 17.1129 | - | 0 | 0 | -
1489 | 0 | 0 | 0 | 0 | 0 | 0 | 0 | 0 | 0 | 0 | 1489 | 12.0567 | 0 | 0 | 76.5832 | 0 | 0 | 0 | 0 | 0 | 0 | 1489 | - | 0 | 0 | - | 0 | 0 | - | 0 | 0 | - | 1489 | - | 12.0567 | 12.0567 | - | 116.2961 | 116.2961 | - | 0 | 0 | -
1490 | 0 | 0 | 0 | 0 | 0 | 0 | 0 | 0 | 0 | 0 | 1490 | 0 | 0 | 0 | 46.7994 | 0 | 0 | 0 | 0 | 0 | 0 | 1490 | - | 0 | 0 | - | 0 | 0 | - | 0 | 0 | - | 1490 | - | 0 | 0 | - | 46.7994 | 46.7994 | - | 0 | 0 | -
1491 | 0 | 0 | 0 | 0 | 0 | 0 | 0 | 0 | 0 | 0 | 1491 | 117.2868 | 0 | 0 | 211.5034 | 0 | 0 | 0 | 0 | 0 | 0 | 1491 | - | 0 | 0 | - | 0 | 0 | - | 0 | 0 | - | 1491 | - | 117.2868 | 117.2868 | - | 211.5034 | 211.5034 | - | 0 | 0 | -
1492 | 0 | 0 | 0 | 0 | 0 | 0 | 0 | 0 | 0 | 0 | 1492 | 289.0128 | 0 | 0 | 393.3019 | 0 | 0 | 4.0488 | 0 | 0 | 0 | 1492 | - | 0 | 0 | - | 0 | 0 | - | 0 | 0 | - | 1492 | - | 289.0128 | 289.0128 | - | 393.3019 | 393.3019 | - | 4.0488 | 4.0488 | -
1493 | 0 | 0 | 0 | 0 | 0 | 0 | 0 | 0 | 0 | 0 | 1493 | 453.7519 | 0 | 0 | 573.8255 | 73.8255 | 73.8255 | 196.443 | 0 | 0 | 0 | 1493 | - | 0 | 0 | - | 0 | 0 | - | 0 | 0 | - | 1493 | - | 453.7519 | 453.7519 | - | 500 | 500 | - | 196.443 | 196.443 | -
1494 | 0 | 0 | 0 | 0 | 0 | 0 | 0 | 0 | 0 | 0 | 1494 | 383.3216 | 0 | 0 | 440.1723 | 0 | 0 | 68.3516 | 0 | 0 | 0 | 1494 | - | 0 | 0 | - | 0 | 0 | - | 0 | 0 | - | 1494 | - | 383.3216 | 383.3216 | - | 475.3442 | 475.3442 | - | 68.3516 | 68.3516 | -
1495 | 0 | 0 | 0 | 0 | 0 | 0 | 0 | 0 | 0 | 0 | 1495 | 177.3472 | 0 | 0 | 265.5161 | 0 | 0 | 0 | 0 | 0 | 0 | 1495 | - | 0 | 0 | - | 0 | 0 | - | 0 | 0 | - | 1495 | - | 177.3472 | 177.3472 | - | 265.5161 | 265.5161 | - | 0 | 0 | -
1496 | 0 | 0 | 0 | 0 | 0 | 0 | 0 | 0 | 0 | 0 | 1496 | 0 | 0 | 0 | 0 | 0 | 0 | 0 | 0 | 0 | 0 | 1496 | - | 0 | 0 | - | 0 | 0 | - | 0 | 0 | - | 1496 | - | 0 | 0 | - | 0 | 0 | - | 0 | 0 | -
1497 | 0 | 0 | 0 | 0 | 0 | 0 | 0 | 0 | 0 | 0 | 1497 | 0 | 0 | 0 | 0 | 0 | 0 | 0 | 0 | 0 | 0 | 1497 | - | 0 | 0 | - | 0 | 0 | - | 0 | 0 | - | 1497 | - | 0 | 0 | - | 0 | 0 | - | 0 | 0 | -
1498 | 0 | 0 | 0 | 453.7329 | 0 | 0 | 0 | 0 | 0 | 0 | 1498 | 0 | 0 | 0 | 0 | 0 | 0 | 0 | 0 | 0 | 0 | 1498 | - | 0 | 0 | - | 453.7329 | 453.7329 | - | 0 | 0 | - | 1498 | - | 0 | 0 | - | 0 | 0 | - | 0 | 0 | -
1499 | 465.3863 | 0 | 0 | 647.5155 | 147.5155 | 147.5155 | 0 | 0 | 0 | 465.3863 | 1499 | 0 | 0 | 0 | 0 | 0 | 0 | 0 | 0 | 0 | 465.3863 | 1499 | - | 0 | 0 | - | 500 | 500 | - | 0 | 0 | - | 1499 | - | 0 | 0 | - | 0 | 0 | - | 0 | 0 | -
1500 | 0 | 0 | 0 | 118.9854 | 0 | 0 | 0 | 0 | 0 | 0 | 1500 | 0 | 0 | 0 | 0 | 0 | 0 | 0 | 0 | 0 | 0 | 1500 | - | 0 | 0 | - | 0 | 0 | - | 0 | 0 | - | 1500 | - | 0 | 0 | - | 0 | 0 | - | 0 | 0 | -
1501 | 0 | 0 | 0 | 0 | 0 | 0 | 0 | 0 | 0 | 0 | 1501 | 0 | 0 | 0 | 0 | 0 | 0 | 0 | 0 | 0 | 0 | 1501 | - | 0 | 0 | - | 0 | 0 | - | 0 | 0 | - | 1501 | - | 0 | 0 | - | 0 | 0 | - | 0 | 0 | -
1502 | 0 | 0 | 0 | 0 | 0 | 0 | 0 | 0 | 0 | 0 | 1502 | 0 | 0 | 0 | 0 | 0 | 0 | 0 | 0 | 0 | 0 | 1502 | - | 0 | 0 | - | 0 | 0 | - | 0 | 0 | - | 1502 | - | 0 | 0 | - | 0 | 0 | - | 0 | 0 | -
1503 | 0 | 0 | 0 | 0 | 0 | 0 | 0 | 0 | 0 | 0 | 1503 | 0 | 0 | 0 | 0 | 0 | 0 | 0 | 0 | 0 | 0 | 1503 | - | 0 | 0 | - | 0 | 0 | - | 0 | 0 | - | 1503 | - | 0 | 0 | - | 0 | 0 | - | 0 | 0 | -
1504 | 0 | 0 | 0 | 0 | 0 | 0 | 0 | 0 | 0 | 0 | 1504 | 0 | 0 | 0 | 0 | 0 | 0 | 0 | 0 | 0 | 0 | 1504 | - | 0 | 0 | - | 0 | 0 | - | 0 | 0 | - | 1504 | - | 0 | 0 | - | 408.9166 | 408.9166 | - | 0 | 0 | -
1505 | 0 | 0 | 0 | 0 | 0 | 0 | 0 | 0 | 0 | 0 | 1505 | 0 | 0 | 0 | 0 | 619.2198 | 161.1807 | 0 | 0 | 0 | 0 | 1505 | - | 0 | 0 | - | 0 | 0 | - | 0 | 0 | - | 1505 | - | 0 | 0 | - | 500 | 500 | - | 334.814 | 334.814 | -
1506 | 0 | 0 | 0 | 0 | 0 | 0 | 0 | 0 | 0 | 0 | 1506 | 0 | 0 | 0 | 0 | 72.246 | 0 | 0 | 0 | 0 | 0 | 1506 | - | 0 | 0 | - | 0 | 0 | - | 0 | 0 | - | 1506 | - | 0 | 0 | - | 500 | 500 | - | 0 | 0 | -
1507 | 0 | 0 | 0 | 0 | 0 | 0 | 0 | 0 | 0 | 0 | 1507 | 0 | 0 | 0 | 0 | 0 | 0 | 0 | 0 | 0 | 0 | 1507 | - | 0 | 0 | - | 0 | 0 | - | 0 | 0 | - | 1507 | - | 0 | 0 | - | 0 | 0 | - | 0 | 0 | -
1508 | 0 | 0 | 0 | 0 | 0 | 0 | 0 | 0 | 0 | 0 | 1508 | 0 | 0 | 0 | 0 | 0 | 0 | 0 | 0 | 0 | 0 | 1508 | - | 0 | 0 | - | 0 | 0 | - | 0 | 0 | - | 1508 | - | 0 | 0 | - | 0 | 0 | - | 0 | 0 | -
1509 | 0 | 0 | 0 | 0 | 0 | 0 | 0 | 0 | 0 | 0 | 1509 | 0 | 0 | 0 | 0 | 0 | 0 | 0 | 0 | 0 | 0 | 1509 | - | 0 | 0 | - | 0 | 0 | - | 0 | 0 | - | 1509 | - | 0 | 0 | - | 0 | 0 | - | 0 | 0 | -
1510 | 0 | 0 | 0 | 0 | 0 | 0 | 0 | 0 | 0 | 0 | 1510 | 0 | 0 | 0 | 0 | 0 | 0 | 0 | 0 | 0 | 0 | 1510 | - | 0 | 0 | - | 0 | 0 | - | 0 | 0 | - | 1510 | - | 0 | 0 | - | 0 | 0 | - | 0 | 0 | -
1511 | 0 | 0 | 0 | 0 | 0 | 0 | 0 | 0 | 0 | 0 | 1511 | 0 | 0 | 0 | 0 | 0 | 0 | 0 | 0 | 0 | 0 | 1511 | - | 0 | 0 | - | 0 | 0 | - | 0 | 0 | - | 1511 | - | 0 | 0 | - | 0 | 0 | - | 0 | 0 | -
1512 | 0 | 0 | 0 | 0 | 0 | 0 | 0 | 0 | 0 | 0 | 1512 | 0 | 0 | 0 | 0 | 0 | 0 | 0 | 0 | 0 | 0 | 1512 | - | 0 | 0 | - | 0 | 0 | - | 0 | 0 | - | 1512 | - | 0 | 0 | - | 0 | 0 | - | 0 | 0 | -
1513 | 10.3446 | 0 | 0 | 272.9229 | 0 | 0 | 658.1479 | 310.942 | 158.1479 | 10.3446 | 1513 | 0 | 0 | 0 | 0 | 0 | 0 | 0 | 0 | 0 | 10.3446 | 1513 | - | 10.3446 | 10.3446 | - | 283.9229 | 283.9229 | - | 500 | 500 | - | 1513 | - | 0 | 0 | - | 0 | 0 | - | 0 | 0 | -
1514 | 0 | 0 | 0 | 0 | 0 | 0 | 212.144 | 420.3615 | 0 | 0 | 1514 | 0 | 0 | 0 | 0 | 0 | 0 | 0 | 0 | 0 | 0 | 1514 | - | 0 | 0 | - | 6.4141 | 6.4141 | - | 500 | 500 | - | 1514 | - | 0 | 0 | - | 0 | 0 | - | 0 | 0 | -
1515 | 0 | 0 | 0 | 0 | 0 | 0 | 349.9419 | 82.1856 | 31.4764 | 0 | 1515 | 0 | 0 | 0 | 0 | 0 | 0 | 0 | 0 | 0 | 0 | 1515 | - | 0 | 0 | - | 0 | 0 | - | 500 | 500 | - | 1515 | - | 0 | 0 | - | 0 | 0 | - | 0 | 0 | -
1516 | 0 | 0 | 0 | 0 | 0 | 0 | 0 | 0 | 0 | 0 | 1516 | 0 | 0 | 0 | 0 | 0 | 0 | 0 | 0 | 0 | 0 | 1516 | - | 0 | 0 | - | 0 | 0 | - | 481.7238 | 481.7238 | - | 1516 | - | 0 | 0 | - | 0 | 0 | - | 0 | 0 | -
1517 | 0 | 0 | 0 | 0 | 0 | 0 | 0 | 0 | 0 | 0 | 1517 | 0 | 0 | 0 | 0 | 0 | 0 | 0 | 0 | 0 | 0 | 1517 | - | 0 | 0 | - | 0 | 0 | - | 0 | 50.5314 | - | 1517 | - | 0 | 0 | - | 0 | 0 | - | 0 | 0 | -
1518 | 0 | 0 | 0 | 0 | 0 | 0 | 0 | 0 | 0 | 0 | 1518 | 0 | 0 | 0 | 0 | 0 | 0 | 0 | 0 | 0 | 0 | 1518 | - | 0 | 0 | - | 0 | 0 | - | 0 | 0 | - | 1518 | - | 0 | 0 | - | 0 | 0 | - | 500 | 500 | -
1519 | 0 | 0 | 0 | 0 | 0 | 0 | 0 | 0 | 0 | 0 | 1519 | 0 | 0 | 0 | 0 | 691.4658 | 73.5707 | 1095.9596 | 745.9596 | 233.1 | 0 | 1519 | - | 0 | 0 | - | 0 | 0 | - | 0 | 0 | - | 1519 | - | 283.9359 | 280.5359 | - | 477.6169 | 500 | - | 500 | 500 | -
1520 | 0 | 0 | 0 | 0 | 0 | 0 | 0 | 0 | 0 | 0 | 1520 | 14.0905 | 163.7903 | 161.1807 | 1033.5685 | 0 | 83.5685 | 978.4379 | 636.9721 | 89.2614 | 0 | 1520 | - | 0 | 0 | - | 0 | 0 | - | 0 | 0 | - | 1520 | - | 500 | 500 | - | 500 | 500 | - | 500 | 500 | -
1521 | 0 | 0 | 0 | 0 | 0 | 0 | 0 | 0 | 0 | 0 | 1521 | 0 | 0 | 0 | 235.6148 | 0 | 4.0415 | 0 | 0 | 0 | 0 | 1521 | - | 0 | 0 | - | 0 | 0 | - | 0 | 0 | - | 1521 | - | 0 | 0 | - | 500 | 500 | - | 500 | 500 | -
1522 | 0 | 0 | 0 | 0 | 0 | 0 | 0 | 0 | 0 | 0 | 1522 | 0 | 0 | 0 | 0 | 0 | 0 | 0 | 0 | 0 | 0 | 1522 | - | 0 | 0 | - | 0 | 0 | - | 33.4728 | 33.4728 | - | 1522 | - | 0 | 0 | - | 0 | 0 | - | 0 | 0 | -
1523 | 0 | 0 | 0 | 250.9617 | 0 | 0 | 0 | 0 | 0 | 0 | 1523 | 0 | 0 | 0 | 0 | 0 | 0 | 0 | 0 | 0 | 0 | 1523 | - | 0 | 0 | - | 500 | 500 | - | 500 | 500 | - | 1523 | - | 0 | 0 | - | 0 | 0 | - | 0 | 0 | -
1524 | 0 | 0 | 0 | 1089.2203 | 0 | 233.1 | 22.13 | 65.3994 | 0 | 0 | 1524 | 0 | 0 | 0 | 0 | 0 | 0 | 0 | 0 | 0 | 0 | 1524 | - | 0 | 0 | - | 500 | 500 | - | 500 | 500 | - | 1524 | - | 0 | 0 | - | 0 | 0 | - | 0 | 0 | -
1525 | 0 | 0 | 0 | 489.9148 | 626.9784 | 35.7779 | 977.1151 | 457.053 | 146.1487 | 0 | 1525 | 0 | 0 | 0 | 0 | 0 | 0 | 0 | 0 | 0 | 0 | 1525 | - | 0 | 0 | - | 500 | 500 | - | 500 | 500 | - | 1525 | - | 0 | 0 | - | 0 | 0 | - | 0 | 0 | -
1526 | 0 | 0 | 0 | 610.3708 | 1000 | 110.3708 | 1111.8161 | 893.2523 | 233.1 | 0 | 1526 | 0 | 0 | 0 | 0 | 0 | 0 | 0 | 0 | 0 | 0 | 1526 | - | 0 | 0 | - | 500 | 500 | - | 500 | 500 | - | 1526 | - | 0 | 0 | - | 0 | 0 | - | 0 | 0 | -
1527 | 0 | 0 | 0 | 0 | 0 | 0 | 329.4064 | 211.2738 | 0 | 0 | 1527 | 0 | 0 | 0 | 0 | 0 | 0 | 0 | 0 | 0 | 0 | 1527 | - | 0 | 0 | - | 500 | 500 | - | 500 | 500 | - | 1527 | - | 0 | 0 | - | 0 | 0 | - | 0 | 0 | -
1528 | 0 | 0 | 0 | 0 | 0 | 0 | 0 | 0 | 0 | 0 | 1528 | 0 | 0 | 0 | 0 | 0 | 0 | 0 | 0 | 0 | 0 | 1528 | - | 0 | 0 | - | 500 | 500 | - | 0 | 0 | - | 1528 | - | 0 | 0 | - | 0 | 0 | - | 0 | 0 | -
1529 | 0 | 0 | 0 | 0 | 0 | 0 | 0 | 0 | 0 | 0 | 1529 | 0 | 410.1478 | 0 | 333.5748 | 162.6032 | 58.5748 | 0 | 0 | 0 | 0 | 1529 | - | 0 | 0 | - | 0 | 0 | - | 0 | 0 | - | 1529 | - | 0 | 410.1478 | - | 500 | 500 | - | 468.8602 | 438.9719 | -
1530 | 0 | 0 | 0 | 0 | 0 | 0 | 0 | 0 | 0 | 0 | 1530 | 189.4912 | 0 | 0 | 47.1992 | 0 | 0 | 0 | 0 | 0 | 0 | 1530 | - | 0 | 0 | - | 0 | 0 | - | 0 | 0 | - | 1530 | - | 189.4912 | 189.4912 | - | 418.3687 | 418.3687 | - | 143.2477 | 143.2477 | -
1531 | 0 | 0 | 0 | 0 | 0 | 0 | 0 | 0 | 0 | 0 | 1531 | 232.5352 | 0 | 0 | 476.9538 | 0 | 0 | 164.9017 | 2.342 | 0 | 0 | 1531 | - | 0 | 0 | - | 0 | 0 | - | 0 | 0 | - | 1531 | - | 232.5352 | 232.5352 | - | 469.1873 | 476.9538 | - | 420.8612 | 423.2032 | -
1532 | 0 | 0 | 0 | 0 | 0 | 0 | 0 | 0 | 0 | 0 | 1532 | 252.7816 | 76.0478 | 0 | 446.9228 | 0 | 0 | 0 | 0 | 0 | 0 | 1532 | - | 0 | 0 | - | 0 | 0 | - | 0 | 0 | - | 1532 | - | 176.7338 | 252.7816 | - | 500 | 500 | - | 301.0959 | 301.0959 | -
1533 | 0 | 0 | 0 | 0 | 0 | 0 | 0 | 0 | 0 | 0 | 1533 | 357.0932 | 0 | 0 | 210.7809 | 0 | 0 | 0 | 0 | 0 | 0 | 1533 | - | 0 | 0 | - | 0 | 0 | - | 0 | 0 | - | 1533 | - | 357.0932 | 357.0932 | - | 500 | 500 | - | 363.8324 | 363.8324 | -
1534 | 0 | 0 | 0 | 0 | 0 | 0 | 0 | 0 | 0 | 0 | 1534 | 0 | 0 | 0 | 558.966 | 294.2997 | 58.966 | 0 | 0 | 18.6815 | 0 | 1534 | - | 0 | 0 | - | 0 | 0 | - | 0 | 0 | - | 1534 | - | 468.5898 | 468.5898 | - | 500 | 500 | - | 500 | 500 | -
1535 | 0 | 0 | 0 | 0 | 0 | 0 | 0 | 0 | 0 | 0 | 1535 | 0 | 41.4798 | 0 | 0 | 448.959 | 204.8206 | 606.1064 | 191.1229 | 0 | 0 | 1535 | - | 0 | 0 | - | 0 | 0 | - | 0 | 0 | - | 1535 | - | 500 | 17.2043 | - | 500 | 500 | - | 500 | 500 | -
1536 | 0 | 0 | 0 | 0 | 0 | 0 | 0 | 0 | 0 | 0 | 1536 | 0 | 0 | 0 | 0 | 477.0698 | 0 | 512.9316 | 581.1041 | 70.5798 | 0 | 1536 | - | 0 | 0 | - | 0 | 0 | - | 0 | 0 | - | 1536 | - | 0 | 0 | - | 500 | 469.8503 | - | 500 | 500 | -
1537 | 0 | 0 | 0 | 0 | 0 | 0 | 0 | 0 | 0 | 0 | 1537 | 0 | 0 | 0 | 0 | 0 | 0 | 579.4968 | 422.8442 | 233.1 | 0 | 1537 | - | 0 | 0 | - | 0 | 0 | - | 0 | 0 | - | 1537 | - | 0 | 0 | - | 0 | 0 | - | 500 | 500 | -
1538 | 0 | 0 | 0 | 0 | 0 | 0 | 0 | 0 | 0 | 0 | 1538 | 0 | 0 | 0 | 0 | 0 | 0 | 210.961 | 185.5185 | 0 | 0 | 1538 | - | 0 | 0 | - | 0 | 0 | - | 0 | 0 | - | 1538 | - | 0 | 0 | - | 0 | 0 | - | 500 | 500 | -
1539 | 0 | 0 | 0 | 0 | 0 | 0 | 0 | 0 | 0 | 0 | 1539 | 0 | 0 | 0 | 0 | 0 | 0 | 0 | 0 | 0 | 0 | 1539 | - | 0 | 0 | - | 0 | 0 | - | 0 | 0 | - | 1539 | - | 0 | 0 | - | 0 | 0 | - | 159.4117 | 227.8885 | -
1540 | 0 | 0 | 0 | 0 | 0 | 0 | 0 | 0 | 0 | 0 | 1540 | 0 | 0 | 0 | 0 | 0 | 0 | 0 | 0 | 0 | 0 | 1540 | - | 0 | 0 | - | 0 | 0 | - | 0 | 0 | - | 1540 | - | 0 | 0 | - | 0 | 0 | - | 0 | 0 | -
1541 | 0 | 0 | 0 | 0 | 0 | 0 | 0 | 0 | 0 | 0 | 1541 | 0 | 0 | 0 | 0 | 0 | 0 | 0 | 0 | 0 | 0 | 1541 | - | 0 | 0 | - | 0 | 0 | - | 0 | 0 | - | 1541 | - | 0 | 0 | - | 0 | 0 | - | 0 | 0 | -
1542 | 0 | 0 | 0 | 0 | 0 | 0 | 0 | 0 | 0 | 0 | 1542 | 0 | 0 | 0 | 0 | 0 | 0 | 0 | 0 | 0 | 0 | 1542 | - | 0 | 0 | - | 500 | 78.1651 | - | 0 | 0 | - | 1542 | - | 0 | 0 | - | 0 | 0 | - | 0 | 0 | -
1543 | 0 | 0 | 0 | 0 | 0 | 0 | 1500 | 0 | 0 | 0 | 1543 | 0 | 0 | 0 | 0 | 0 | 0 | 0 | 0 | 0 | 0 | 1543 | - | 0 | 0 | - | 500 | 500 | - | 500 | 0 | - | 1543 | - | 0 | 0 | - | 0 | 0 | - | 0 | 0 | -
1544 | 0 | 0 | 0 | 0 | 0 | 0 | 0 | 0 | 0 | 0 | 1544 | 0 | 0 | 0 | 0 | 0 | 0 | 0 | 0 | 0 | 0 | 1544 | - | 0 | 0 | - | 0 | 0 | - | 500 | 0 | - | 1544 | - | 0 | 0 | - | 0 | 0 | - | 0 | 0 | -
1545 | 0 | 0 | 0 | 0 | 0 | 0 | 0 | 0 | 0 | 0 | 1545 | 0 | 0 | 0 | 0 | 0 | 0 | 0 | 0 | 0 | 0 | 1545 | - | 0 | 0 | - | 0 | 0 | - | 500 | 0 | - | 1545 | - | 0 | 0 | - | 0 | 0 | - | 0 | 0 | -
1546 | 0 | 0 | 0 | 940.4677 | 0 | 0 | 0 | 0 | 0 | 0 | 1546 | 0 | 0 | 0 | 0 | 0 | 0 | 0 | 0 | 0 | 0 | 1546 | - | 0 | 0 | - | 0 | 0 | - | 500 | 0 | - | 1546 | - | 0 | 0 | - | 0 | 0 | - | 0 | 0 | -
1547 | 0 | 0 | 0 | 1500 | 0 | 0 | 0 | 0 | 0 | 0 | 1547 | 0 | 0 | 0 | 0 | 0 | 0 | 0 | 0 | 0 | 0 | 1547 | - | 0 | 500 | - | 0 | 0 | - | 500 | 500 | - | 1547 | - | 0 | 0 | - | 0 | 0 | - | 0 | 0 | -
1548 | 405.4049 | 0 | 0 | 0 | 0 | 0 | 0 | 30.6676 | 0 | 405.4049 | 1548 | 0 | 0 | 0 | 0 | 0 | 0 | 0 | 0 | 0 | 405.4049 | 1548 | - | 500 | 500 | - | 0 | 0 | - | 0 | 0 | - | 1548 | - | 0 | 0 | - | 0 | 0 | - | 0 | 0 | -
1549 | 991.6007 | 0 | 0 | 0 | 0 | 0 | 0 | 22.8237 | 0 | 991.6007 | 1549 | 0 | 0 | 0 | 0 | 0 | 0 | 0 | 0 | 0 | 991.6007 | 1549 | - | 500 | 500 | - | 0 | 0 | - | 0 | 500 | - | 1549 | - | 0 | 0 | - | 0 | 0 | - | 0 | 0 | -
1550 | 1043.462 | 0 | 0 | 0 | 0 | 0 | 0 | 0 | 0 | 1043.462 | 1550 | 0 | 0 | 0 | 0 | 0 | 0 | 0 | 0 | 0 | 1043.462 | 1550 | - | 500 | 500 | - | 0 | 0 | - | 0 | 0 | - | 1550 | - | 0 | 0 | - | 0 | 0 | - | 0 | 0 | -
1551 | 0 | 0 | 0 | 0 | 0 | 146.1487 | 0 | 0 | 0 | 0 | 1551 | 0 | 0 | 0 | 0 | 0 | 0 | 0 | 0 | 0 | 0 | 1551 | - | 500 | 0 | - | 0 | 0 | - | 0 | 500 | - | 1551 | - | 0 | 0 | - | 0 | 0 | - | 0 | 0 | -
1552 | 0 | 0 | 0 | 0 | 0 | 0 | 0 | 0 | 0 | 0 | 1552 | 0 | 0 | 0 | 0 | 0 | 0 | 0 | 0 | 0 | 0 | 1552 | - | 0 | 500 | - | 0 | 0 | - | 0 | 500 | - | 1552 | - | 0 | 0 | - | 0 | 0 | - | 0 | 0 | -
1553 | 0 | 0 | 0 | 0 | 0 | 233.1 | 0 | 1000 | 0 | 0 | 1553 | 0 | 0 | 0 | 0 | 0 | 0 | 0 | 0 | 0 | 0 | 1553 | - | 0 | 177.4505 | - | 500 | 0 | - | 0 | 500 | - | 1553 | - | 0 | 0 | - | 0 | 0 | - | 0 | 0 | -
1554 | 0 | 0 | 0 | 0 | 0 | 0 | 0 | 0 | 0 | 0 | 1554 | 0 | 0 | 0 | 0 | 0 | 0 | 0 | 0 | 0 | 0 | 1554 | - | 500 | 500 | - | 500 | 0 | - | 500 | 0 | - | 1554 | - | 0 | 0 | - | 0 | 0 | - | 0 | 0 | -
1555 | 0 | 0 | 0 | 0 | 0 | 0 | 0 | 0 | 0 | 0 | 1555 | 0 | 0 | 0 | 0 | 0 | 0 | 0 | 0 | 0 | 0 | 1555 | - | 0 | 500 | - | 0 | 0 | - | 500 | 0 | - | 1555 | - | 0 | 0 | - | 0 | 0 | - | 0 | 0 | -
1556 | 0 | 0 | 233.1 | 0 | 0 | 0 | 0 | 0 | 0 | 0 | 1556 | 0 | 0 | 0 | 0 | 0 | 0 | 0 | 0 | 0 | 0 | 1556 | - | 198.6342 | 0 | - | 0 | 0 | - | 448.5209 | 500 | - | 1556 | - | 0 | 0 | - | 0 | 0 | - | 0 | 0 | -
1557 | 0 | 0 | 0 | 0 | 0 | 0 | 0 | 0 | 0 | 0 | 1557 | 0 | 0 | 0 | 0 | 0 | 0 | 0 | 0 | 0 | 0 | 1557 | - | 0 | 0 | - | 0 | 0 | - | 0 | 500 | - | 1557 | - | 0 | 0 | - | 0 | 0 | - | 0 | 0 | -
1558 | 0 | 0 | 0 | 0 | 0 | 0 | 0 | 30.5217 | 0 | 0 | 1558 | 0 | 0 | 0 | 0 | 0 | 0 | 0 | 0 | 0 | 0 | 1558 | - | 0 | 0 | - | 500 | 0 | - | 500 | 411.5728 | - | 1558 | - | 0 | 0 | - | 0 | 0 | - | 0 | 0 | -
1559 | 0 | 0 | 0 | 0 | 1000 | 0 | 0 | 0 | 56.1778 | 0 | 1559 | 0 | 0 | 0 | 0 | 0 | 0 | 0 | 0 | 0 | 0 | 1559 | - | 500 | 0 | - | 446.1719 | 500 | - | 0 | 0 | - | 1559 | - | 0 | 0 | - | 0 | 0 | - | 0 | 0 | -
1560 | 0 | 0 | 0 | 0 | 626.9784 | 0 | 0 | 0 | 0 | 0 | 1560 | 0 | 0 | 0 | 0 | 0 | 0 | 0 | 0 | 0 | 0 | 1560 | - | 0 | 0 | - | 500 | 0 | - | 0 | 500 | - | 1560 | - | 0 | 0 | - | 0 | 0 | - | 0 | 0 | -
1561 | 0 | 0 | 146.1487 | 0 | 0 | 0 | 0 | 0 | 0 | 0 | 1561 | 0 | 0 | 0 | 0 | 0 | 0 | 0 | 0 | 0 | 0 | 1561 | - | 0 | 500 | - | 500 | 500 | - | 0 | 0 | - | 1561 | - | 0 | 0 | - | 0 | 0 | - | 0 | 0 | -
1562 | 0 | 0 | 0 | 0 | 0 | 0 | 0 | 33.1821 | 0 | 0 | 1562 | 0 | 0 | 0 | 0 | 0 | 0 | 0 | 0 | 0 | 0 | 1562 | - | 500 | 500 | - | 500 | 500 | - | 0 | 0 | - | 1562 | - | 0 | 0 | - | 0 | 0 | - | 0 | 0 | -
1563 | 0 | 0 | 0 | 0 | 0 | 0 | 0 | 0 | 0 | 0 | 1563 | 0 | 0 | 0 | 0 | 0 | 0 | 0 | 0 | 0 | 0 | 1563 | - | 500 | 0 | - | 0 | 0 | - | 500 | 500 | - | 1563 | - | 0 | 0 | - | 0 | 0 | - | 0 | 0 | -
1564 | 0 | 0 | 0 | 0 | 0 | 0 | 0 | 0 | 0 | 0 | 1564 | 0 | 0 | 0 | 0 | 0 | 0 | 0 | 0 | 0 | 0 | 1564 | - | 0 | 500 | - | 500 | 500 | - | 500 | 0 | - | 1564 | - | 0 | 0 | - | 0 | 0 | - | 0 | 0 | -
1565 | 0 | 0 | 0 | 0 | 0 | 0 | 0 | 67.7632 | 67.7632 | 0 | 1565 | 0 | 0 | 0 | 0 | 0 | 0 | 0 | 0 | 0 | 0 | 1565 | - | 0 | 500 | - | 220.4947 | 500 | - | 0 | 0 | - | 1565 | - | 0 | 0 | - | 0 | 0 | - | 0 | 0 | -
1566 | 0 | 0 | 0 | 0 | 0 | 0 | 0 | 0 | 0 | 0 | 1566 | 0 | 0 | 0 | 0 | 0 | 0 | 0 | 0 | 0 | 0 | 1566 | - | 500 | 0 | - | 0 | 500 | - | 0 | 500 | - | 1566 | - | 0 | 0 | - | 0 | 0 | - | 0 | 0 | -
1567 | 0 | 0 | 0 | 0 | 0 | 0 | 0 | 0 | 0 | 0 | 1567 | 0 | 0 | 0 | 0 | 0 | 0 | 0 | 0 | 0 | 0 | 1567 | - | 500 | 297.6902 | - | 500 | 500 | - | 0 | 500 | - | 1567 | - | 0 | 0 | - | 0 | 0 | - | 0 | 0 | -
1568 | 0 | 0 | 0 | 0 | 0 | 0 | 0 | 0 | 0 | 0 | 1568 | 0 | 0 | 0 | 0 | 0 | 0 | 0 | 0 | 0 | 0 | 1568 | - | 500 | 0 | - | 500 | 0 | - | 0 | 0 | - | 1568 | - | 0 | 0 | - | 0 | 0 | - | 0 | 0 | -
1569 | 0 | 13.464 | 0 | 0 | 0 | 0 | 0 | 71.6911 | 0 | 0 | 1569 | 0 | 0 | 0 | 0 | 0 | 0 | 0 | 0 | 0 | 0 | 1569 | - | 500 | 0 | - | 500 | 500 | - | 0 | 0 | - | 1569 | - | 0 | 0 | - | 0 | 0 | - | 0 | 0 | -
1570 | 0 | 1000 | 0 | 0 | 0 | 0 | 0 | 0 | 0 | 0 | 1570 | 0 | 0 | 0 | 0 | 0 | 0 | 0 | 0 | 0 | 0 | 1570 | - | 0 | 0 | - | 0 | 500 | - | 0 | 0 | - | 1570 | - | 0 | 0 | - | 0 | 0 | - | 0 | 0 | -
1571 | 0 | 0 | 0 | 0 | 0 | 0 | 0 | 0 | 0 | 0 | 1571 | 0 | 0 | 0 | 0 | 0 | 0 | 0 | 0 | 0 | 0 | 1571 | - | 468.0325 | 0 | - | 0 | 0 | - | 0 | 465.0001 | - | 1571 | - | 0 | 0 | - | 0 | 0 | - | 0 | 0 | -
1572 | 0 | 360.8912 | 0 | 0 | 0 | 0 | 940.4677 | 82.161 | 23.9509 | 0 | 1572 | 0 | 0 | 0 | 0 | 0 | 0 | 0 | 0 | 0 | 0 | 1572 | - | 0 | 360.8912 | - | 0 | 500 | - | 0 | 58.2102 | - | 1572 | - | 0 | 0 | - | 0 | 0 | - | 0 | 0 | -
1573 | 0 | 152.185 | 0 | 0 | 0 | 0 | 0 | 6.9361 | 0 | 0 | 1573 | 0 | 0 | 0 | 0 | 0 | 0 | 0 | 0 | 0 | 0 | 1573 | - | 0 | 152.185 | - | 0 | 0 | - | 0 | 6.9361 | - | 1573 | - | 0 | 0 | - | 0 | 0 | - | 0 | 0 | -
1574 | 0 | 0 | 0 | 0 | 0 | 0 | 0 | 0 | 0 | 0 | 1574 | 0 | 0 | 0 | 0 | 0 | 0 | 0 | 0 | 0 | 0 | 1574 | - | 0 | 178.4498 | - | 0 | 0 | - | 0 | 0 | - | 1574 | - | 0 | 0 | - | 0 | 0 | - | 0 | 0 | -
1575 | 0 | 100.4382 | 0 | 0 | 0 | 0 | 0 | 0 | 0 | 0 | 1575 | 0 | 0 | 0 | 0 | 0 | 0 | 0 | 0 | 0 | 0 | 1575 | - | 0 | 0 | - | 0 | 500 | - | 0 | 0 | - | 1575 | - | 0 | 0 | - | 0 | 0 | - | 0 | 0 | -
1576 | 0 | 0 | 0 | 0 | 0 | 0 | 0 | 0 | 0 | 0 | 1576 | 0 | 0 | 0 | 0 | 0 | 0 | 0 | 0 | 0 | 0 | 1576 | - | 0 | 0 | - | 0 | 0 | - | 0 | 0 | - | 1576 | - | 0 | 0 | - | 0 | 0 | - | 0 | 0 | -
1577 | 0 | 0 | 0 | 0 | 0 | 0 | 0 | 281.2319 | 0 | 0 | 1577 | 0 | 0 | 0 | 0 | 0 | 0 | 0 | 0 | 0 | 0 | 1577 | - | 0 | 0 | - | 0 | 500 | - | 0 | 0 | - | 1577 | - | 0 | 0 | - | 0 | 0 | - | 0 | 0 | -
1578 | 0 | 0 | 0 | 0 | 0 | 0 | 0 | 0 | 0 | 0 | 1578 | 0 | 0 | 0 | 0 | 0 | 0 | 0 | 0 | 0 | 0 | 1578 | - | 0 | 0 | - | 0 | 0 | - | 0 | 0 | - | 1578 | - | 0 | 0 | - | 0 | 0 | - | 0 | 0 | -
1579 | 0 | 0 | 0 | 0 | 0 | 0 | 0 | 0 | 0 | 0 | 1579 | 0 | 0 | 0 | 0 | 0 | 0 | 0 | 0 | 0 | 0 | 1579 | - | 0 | 0 | - | 0 | 0 | - | 0 | 0 | - | 1579 | - | 0 | 0 | - | 0 | 0 | - | 0 | 0 | -
1580 | 0 | 0 | 0 | 0 | 0 | 0 | 0 | 0 | 0 | 0 | 1580 | 0 | 0 | 0 | 0 | 0 | 0 | 0 | 0 | 0 | 0 | 1580 | - | 0 | 0 | - | 0 | 0 | - | 218.1457 | 0 | - | 1580 | - | 0 | 0 | - | 0 | 0 | - | 0 | 0 | -
1581 | 0 | 0 | 0 | 0 | 0 | 0 | 0 | 0 | 0 | 0 | 1581 | 0 | 0 | 0 | 0 | 0 | 0 | 0 | 0 | 0 | 0 | 1581 | - | 0 | 0 | - | 0 | 0 | - | 500 | 0 | - | 1581 | - | 0 | 0 | - | 434.3901 | 434.3901 | - | 0 | 0 | -
1582 | 0 | 0 | 0 | 0 | 0 | 0 | 0 | 0 | 231.3569 | 0 | 1582 | 0 | 0 | 0 | 0 | 0 | 0 | 0 | 0 | 0 | 0 | 1582 | - | 0 | 0 | - | 0 | 0 | - | 500 | 0 | - | 1582 | - | 0 | 0 | - | 0 | 0 | - | 0 | 0 | -
1583 | 0 | 0 | 0 | 0 | 0 | 0 | 0 | 0 | 0 | 0 | 1583 | 0 | 0 | 0 | 0 | 0 | 0 | 0 | 0 | 0 | 0 | 1583 | - | 0 | 0 | - | 0 | 0 | - | 0 | 224.9474 | - | 1583 | - | 0 | 0 | - | 0 | 0 | - | 0 | 0 | -
1584 | 0 | 0 | 0 | 0 | 0 | 0 | 0 | 0 | 0 | 0 | 1584 | 0 | 0 | 0 | 0 | 0 | 0 | 0 | 0 | 0 | 0 | 1584 | - | 0 | 0 | - | 500 | 500 | - | 0 | 0 | - | 1584 | - | 0 | 0 | - | 0 | 0 | - | 0 | 0 | -
1585 | 0 | 0 | 0 | 0 | 0 | 0 | 0 | 0 | 0 | 0 | 1585 | 0 | 0 | 0 | 0 | 0 | 0 | 0 | 0 | 0 | 0 | 1585 | - | 0 | 0 | - | 36.284 | 124.7857 | - | 0 | 0 | - | 1585 | - | 0 | 0 | - | 0 | 0 | - | 0 | 0 | -
1586 | 0 | 0 | 0 | 0 | 0 | 0 | 0 | 0 | 0 | 0 | 1586 | 82.8177 | 0 | 0 | 0 | 0 | 0 | 0 | 0 | 0 | 0 | 1586 | - | 0 | 0 | - | 0 | 0 | - | 0 | 0 | - | 1586 | - | 78.9204 | 78.9204 | - | 0 | 0 | - | 0 | 0 | -
1587 | 97.4326 | 0 | 0 | 0 | 0 | 0 | 0 | 0 | 0 | 97.4326 | 1587 | 0 | 0 | 0 | 0 | 0 | 0 | 0 | 0 | 0 | 97.4326 | 1587 | - | 97.4326 | 97.4326 | - | 0 | 0 | - | 0 | 0 | - | 1587 | - | 0 | 0 | - | 0 | 0 | - | 0 | 0 | -
1588 | 0 | 0 | 0 | 0 | 0 | 0 | 0 | 0 | 0 | 0 | 1588 | 0 | 0 | 0 | 0 | 0 | 0 | 0 | 0 | 0 | 0 | 1588 | - | 0 | 0 | - | 0 | 0 | - | 0 | 0 | - | 1588 | - | 0 | 0 | - | 0 | 0 | - | 0 | 0 | -
1589 | 0 | 0 | 0 | 0 | 0 | 0 | 0 | 0 | 0 | 0 | 1589 | 0 | 0 | 0 | 0 | 0 | 0 | 0 | 0 | 0 | 0 | 1589 | - | 0 | 0 | - | 0 | 0 | - | 0 | 0 | - | 1589 | - | 0 | 0 | - | 0 | 0 | - | 0 | 0 | -
1590 | 0 | 0 | 0 | 0 | 0 | 0 | 0 | 0 | 0 | 0 | 1590 | 171.5358 | 0 | 0 | 0 | 0 | 0 | 0 | 0 | 0 | 0 | 1590 | - | 0 | 0 | - | 0 | 0 | - | 0 | 0 | - | 1590 | - | 171.5358 | 171.5358 | - | 0 | 0 | - | 0 | 0 | -
1591 | 0 | 0 | 0 | 0 | 0 | 0 | 0 | 0 | 0 | 0 | 1591 | 308.5832 | 0 | 0 | 284.6743 | 0 | 0 | 0 | 0 | 0 | 0 | 1591 | - | 0 | 0 | - | 0 | 0 | - | 0 | 0 | - | 1591 | - | 391.4225 | 391.4225 | - | 284.6743 | 284.6743 | - | 0 | 0 | -
1592 | 0 | 0 | 0 | 0 | 0 | 0 | 0 | 0 | 0 | 0 | 1592 | 0 | 0 | 0 | 825.5523 | 325.5523 | 233.1 | 0 | 0 | 0 | 0 | 1592 | - | 0 | 0 | - | 0 | 0 | - | 0 | 0 | - | 1592 | - | 0 | 0 | - | 500 | 500 | - | 0 | 0 | -
1593 | 0 | 0 | 0 | 0 | 0 | 0 | 0 | 0 | 0 | 0 | 1593 | 0 | 0 | 0 | 0 | 0 | 0 | 0 | 0 | 0 | 0 | 1593 | - | 0 | 0 | - | 0 | 0 | - | 0 | 0 | - | 1593 | - | 0 | 0 | - | 0 | 0 | - | 0 | 0 | -
1594 | 0 | 0 | 0 | 0 | 0 | 0 | 0 | 0 | 0 | 0 | 1594 | 0 | 0 | 0 | 0 | 0 | 0 | 0 | 0 | 0 | 0 | 1594 | - | 0 | 0 | - | 0 | 0 | - | 0 | 0 | - | 1594 | - | 0 | 0 | - | 0 | 0 | - | 0 | 0 | -
1595 | 0 | 0 | 0 | 266.184 | 0 | 8.6938 | 0 | 0 | 0 | 0 | 1595 | 0 | 0 | 0 | 0 | 0 | 0 | 0 | 0 | 0 | 0 | 1595 | - | 0 | 0 | - | 266.184 | 257.4902 | - | 0 | 0 | - | 1595 | - | 0 | 0 | - | 0 | 0 | - | 0 | 0 | -
1596 | 160.3947 | 0 | 0 | 532.4415 | 32.4415 | 32.4415 | 0 | 0 | 0 | 160.3947 | 1596 | 0 | 0 | 0 | 0 | 0 | 0 | 0 | 0 | 0 | 160.3947 | 1596 | - | 195.0103 | 195.0103 | - | 500 | 500 | - | 0 | 0 | - | 1596 | - | 0 | 0 | - | 0 | 0 | - | 0 | 0 | -
1597 | 404.4512 | 0 | 0 | 507.5234 | 350.5612 | 233.1 | 0 | 0 | 0 | 404.4512 | 1597 | 0 | 0 | 0 | 0 | 0 | 0 | 0 | 0 | 0 | 404.4512 | 1597 | - | 500 | 500 | - | 202.5496 | 211.2434 | - | 0 | 0 | - | 1597 | - | 0 | 0 | - | 0 | 0 | - | 0 | 0 | -
1598 | 0 | 0 | 0 | 0 | 0 | 0 | 0 | 0 | 0 | 0 | 1598 | 0 | 0 | 0 | 0 | 0 | 0 | 0 | 0 | 0 | 0 | 1598 | - | 0 | 0 | - | 0 | 0 | - | 0 | 0 | - | 1598 | - | 0 | 0 | - | 0 | 0 | - | 0 | 0 | -
1599 | 0 | 0 | 0 | 0 | 0 | 0 | 0 | 0 | 0 | 0 | 1599 | 0 | 0 | 0 | 0 | 0 | 0 | 0 | 0 | 0 | 0 | 1599 | - | 0 | 0 | - | 0 | 0 | - | 0 | 0 | - | 1599 | - | 0 | 0 | - | 0 | 0 | - | 0 | 0 | -
1600 | 0 | 0 | 0 | 0 | 0 | 0 | 0 | 0 | 0 | 0 | 1600 | 0 | 0 | 0 | 0 | 0 | 0 | 0 | 0 | 0 | 0 | 1600 | - | 0 | 0 | - | 0 | 0 | - | 0 | 0 | - | 1600 | - | 500 | 500 | - | 0 | 0 | - | 0 | 0 | -
1601 | 0 | 0 | 0 | 0 | 0 | 0 | 0 | 0 | 0 | 0 | 1601 | 247.9233 | 0 | 0 | 574.3975 | 382.9317 | 89.2614 | 0 | 321.4811 | 27.8108 | 0 | 1601 | - | 0 | 0 | - | 0 | 0 | - | 0 | 0 | - | 1601 | - | 500 | 500 | - | 500 | 500 | - | 500 | 500 | -
1602 | 0 | 0 | 0 | 0 | 0 | 0 | 0 | 0 | 0 | 0 | 1602 | 1335.6726 | 1000 | 233.1 | 1500 | 1000 | 233.1 | 1500 | 1000 | 233.1 | 0 | 1602 | - | 0 | 0 | - | 0 | 0 | - | 0 | 0 | - | 1602 | - | 500 | 500 | - | 500 | 500 | - | 500 | 500 | -
1603 | 0 | 0 | 0 | 0 | 0 | 0 | 0 | 0 | 0 | 0 | 1603 | 490.8016 | 382.9317 | 89.2614 | 0 | 0 | 0 | 561.4506 | 61.4506 | 61.4506 | 0 | 1603 | - | 0 | 0 | - | 0 | 0 | - | 0 | 0 | - | 1603 | - | 500 | 500 | - | 500 | 500 | - | 500 | 500 | -
1604 | 0 | 0 | 0 | 0 | 0 | 0 | 0 | 0 | 0 | 0 | 1604 | 0 | 0 | 0 | 0 | 0 | 0 | 12.9469 | 0 | 0 | 0 | 1604 | - | 0 | 0 | - | 0 | 0 | - | 0 | 0 | - | 1604 | - | 500 | 500 | - | 500 | 500 | - | 500 | 500 | -
1605 | 0 | 0 | 0 | 0 | 0 | 0 | 0 | 0 | 0 | 0 | 1605 | 0 | 0 | 0 | 0 | 0 | 0 | 0 | 0 | 0 | 0 | 1605 | - | 0 | 0 | - | 0 | 0 | - | 0 | 0 | - | 1605 | - | 500 | 500 | - | 500 | 500 | - | 500 | 500 | -
1606 | 0 | 0 | 0 | 0 | 0 | 0 | 0 | 0 | 0 | 0 | 1606 | 0 | 0 | 0 | 0 | 0 | 0 | 0 | 0 | 0 | 0 | 1606 | - | 0 | 0 | - | 0 | 0 | - | 0 | 0 | - | 1606 | - | 500 | 500 | - | 500 | 500 | - | 500 | 500 | -
1607 | 0 | 0 | 0 | 0 | 0 | 0 | 0 | 0 | 0 | 0 | 1607 | 0 | 0 | 0 | 0 | 0 | 0 | 0 | 0 | 0 | 0 | 1607 | - | 0 | 0 | - | 0 | 0 | - | 0 | 0 | - | 1607 | - | 500 | 500 | - | 0 | 0 | - | 500 | 500 | -
1608 | 0 | 0 | 0 | 0 | 0 | 0 | 0 | 0 | 0 | 0 | 1608 | 0 | 0 | 0 | 0 | 0 | 0 | 0 | 0 | 0 | 0 | 1608 | - | 0 | 0 | - | 0 | 0 | - | 0 | 0 | - | 1608 | - | 424.8372 | 424.8372 | - | 283.9539 | 500 | - | 500 | 500 | -
1609 | 0 | 0 | 0 | 0 | 0 | 0 | 0 | 0 | 0 | 0 | 1609 | 0 | 0 | 0 | 0 | 0 | 0 | 0 | 0 | 0 | 0 | 1609 | - | 0 | 0 | - | 0 | 0 | - | 0 | 0 | - | 1609 | - | 294.4571 | 277.6075 | - | 500 | 106.3409 | - | 500 | 500 | -
1610 | 0 | 0 | 0 | 0 | 0 | 0 | 0 | 0 | 0 | 0 | 1610 | 0 | 0 | 0 | 0 | 0 | 0 | 0 | 0 | 0 | 0 | 1610 | - | 0 | 0 | - | 0 | 0 | - | 0 | 0 | - | 1610 | - | 168.0016 | 168.0016 | - | 500 | 500 | - | 500 | 500 | -
1611 | 0 | 0 | 0 | 0 | 0 | 0 | 0 | 0 | 0 | 0 | 1611 | 0 | 0 | 0 | 0 | 0 | 0 | 0 | 0 | 0 | 0 | 1611 | - | 0 | 0 | - | 0 | 0 | - | 0 | 0 | - | 1611 | - | 124.3033 | 124.3033 | - | 500 | 500 | - | 344.8746 | 336.6439 | -
1612 | 0 | 0 | 0 | 0 | 0 | 0 | 0 | 0 | 0 | 0 | 1612 | 0 | 0 | 0 | 0 | 0 | 0 | 0 | 0 | 0 | 0 | 1612 | - | 0 | 0 | - | 0 | 0 | - | 0 | 0 | - | 1612 | - | 102.9075 | 0 | - | 0.10476 | 177.7178 | - | 0 | 0 | -
1613 | 0 | 0 | 0 | 0 | 0 | 0 | 112.1024 | 0 | 0 | 0 | 1613 | 0 | 0 | 0 | 0 | 0 | 0 | 0 | 0 | 0 | 0 | 1613 | - | 0 | 0 | - | 0 | 0 | - | 112.1024 | 112.1024 | - | 1613 | - | 0 | 0 | - | 0 | 0 | - | 0 | 0 | -
1614 | 0 | 0 | 0 | 0 | 0 | 0 | 73.6116 | 0 | 0 | 0 | 1614 | 0 | 0 | 0 | 0 | 0 | 0 | 0 | 0 | 0 | 0 | 1614 | - | 0 | 0 | - | 0 | 0 | - | 73.6116 | 73.6116 | - | 1614 | - | 0 | 0 | - | 221.137 | 221.137 | - | 0 | 0 | -
1615 | 0 | 0 | 0 | 0 | 0 | 0 | 0 | 0 | 0 | 0 | 1615 | 0 | 0 | 0 | 0 | 0 | 0 | 0 | 0 | 0 | 0 | 1615 | - | 0 | 0 | - | 0 | 0 | - | 0 | 0 | - | 1615 | - | 52.3991 | 172.1562 | - | 394.8043 | 394.8043 | - | 0 | 8.2307 | -
1616 | 0 | 0 | 0 | 0 | 0 | 0 | 0 | 0 | 0 | 0 | 1616 | 0 | 0 | 0 | 0 | 0 | 0 | 157.8568 | 0 | 0 | 0 | 1616 | - | 0 | 0 | - | 0 | 0 | - | 0 | 0 | - | 1616 | - | 210.4791 | 210.4791 | - | 0 | 0 | - | 205.5537 | 205.5537 | -
1617 | 0 | 0 | 0 | 0 | 0 | 0 | 0 | 0 | 0 | 0 | 1617 | 0 | 0 | 0 | 0 | 0 | 0 | 0 | 0 | 0 | 0 | 1617 | - | 0 | 0 | - | 0 | 0 | - | 0 | 0 | - | 1617 | - | 0 | 0 | - | 0 | 0 | - | 0 | 0 | -
1618 | 0 | 0 | 0 | 0 | 0 | 0 | 0 | 0 | 0 | 0 | 1618 | 0 | 0 | 0 | 0 | 0 | 0 | 0 | 0 | 0 | 0 | 1618 | - | 0 | 0 | - | 0 | 0 | - | 0 | 0 | - | 1618 | - | 0 | 0 | - | 0 | 0 | - | 0 | 0 | -
1619 | 0 | 0 | 0 | 266.0768 | 0 | 0 | 0 | 0 | 0 | 0 | 1619 | 0 | 0 | 0 | 0 | 0 | 0 | 0 | 0 | 0 | 0 | 1619 | - | 0 | 0 | - | 266.0768 | 266.0768 | - | 0 | 0 | - | 1619 | - | 0 | 0 | - | 0 | 0 | - | 0 | 0 | -
1620 | 0 | 0 | 0 | 575.6386 | 75.6386 | 58.6059 | 0 | 0 | 0 | 0 | 1620 | 0 | 0 | 0 | 0 | 0 | 0 | 0 | 0 | 0 | 0 | 1620 | - | 0 | 0 | - | 500 | 500 | - | 0 | 0 | - | 1620 | - | 0 | 0 | - | 0 | 0 | - | 0 | 0 | -
1621 | 0 | 0 | 0 | 792.933 | 305.2031 | 233.1 | 0 | 0 | 0 | 0 | 1621 | 0 | 0 | 0 | 0 | 0 | 0 | 0 | 0 | 0 | 0 | 1621 | - | 0 | 0 | - | 500 | 500 | - | 0 | 0 | - | 1621 | - | 0 | 0 | - | 0 | 0 | - | 0 | 0 | -
1622 | 0 | 0 | 0 | 0 | 0 | 0 | 0 | 0 | 0 | 0 | 1622 | 0 | 0 | 0 | 0 | 0 | 0 | 0 | 0 | 0 | 0 | 1622 | - | 0 | 0 | - | 96.6674 | 96.6674 | - | 0 | 0 | - | 1622 | - | 0 | 0 | - | 0 | 0 | - | 0 | 0 | -
1623 | 0 | 0 | 0 | 0 | 0 | 0 | 0 | 0 | 0 | 0 | 1623 | 0 | 0 | 0 | 0 | 0 | 0 | 0 | 0 | 0 | 0 | 1623 | - | 0 | 0 | - | 0 | 0 | - | 0 | 0 | - | 1623 | - | 0 | 0 | - | 0 | 0 | - | 0 | 0 | -
1624 | 0 | 0 | 0 | 0 | 0 | 0 | 0 | 0 | 0 | 0 | 1624 | 0 | 0 | 0 | 0 | 0 | 0 | 0 | 0 | 0 | 0 | 1624 | - | 0 | 0 | - | 0 | 0 | - | 0 | 0 | - | 1624 | - | 0 | 0 | - | 0 | 0 | - | 0 | 0 | -
1625 | 0 | 0 | 0 | 0 | 0 | 0 | 0 | 0 | 0 | 0 | 1625 | 0 | 0 | 0 | 514.85 | 54.85 | 14.85 | 0 | 0 | 0 | 0 | 1625 | - | 0 | 0 | - | 0 | 0 | - | 0 | 0 | - | 1625 | - | 22.615 | 22.615 | - | 500 | 500 | - | 0 | 0 | -
1626 | 0 | 0 | 0 | 0 | 0 | 0 | 0 | 0 | 0 | 0 | 1626 | 0 | 0 | 0 | 770.7784 | 268.8655 | 233.1 | 0 | 0 | 0 | 0 | 1626 | - | 0 | 0 | - | 0 | 0 | - | 0 | 0 | - | 1626 | - | 0 | 0 | - | 500 | 500 | - | 0 | 0 | -
1627 | 0 | 0 | 0 | 0 | 0 | 0 | 0 | 0 | 0 | 0 | 1627 | 0 | 0 | 0 | 32.8857 | 0 | 0 | 0 | 0 | 0 | 0 | 1627 | - | 0 | 0 | - | 0 | 0 | - | 0 | 0 | - | 1627 | - | 0 | 0 | - | 32.8857 | 32.8857 | - | 0 | 0 | -
1628 | 0 | 0 | 0 | 0 | 0 | 0 | 0 | 0 | 0 | 0 | 1628 | 0 | 0 | 0 | 70.9371 | 0 | 0 | 0 | 0 | 0 | 0 | 1628 | - | 0 | 0 | - | 0 | 0 | - | 0 | 0 | - | 1628 | - | 0 | 0 | - | 70.9371 | 70.9371 | - | 0 | 0 | -
1629 | 0 | 0 | 0 | 0 | 0 | 0 | 0 | 0 | 0 | 0 | 1629 | 0 | 0 | 0 | 0 | 0 | 0 | 0 | 0 | 0 | 0 | 1629 | - | 0 | 0 | - | 0 | 0 | - | 0 | 0 | - | 1629 | - | 0 | 0 | - | 0 | 0 | - | 0 | 0 | -
1630 | 0 | 0 | 0 | 0 | 0 | 0 | 0 | 0 | 0 | 0 | 1630 | 0 | 0 | 0 | 0 | 0 | 0 | 0 | 0 | 0 | 0 | 1630 | - | 0 | 0 | - | 0 | 0 | - | 0 | 0 | - | 1630 | - | 0 | 0 | - | 0 | 0 | - | 0 | 0 | -
1631 | 0 | 0 | 0 | 0 | 0 | 0 | 0 | 0 | 0 | 0 | 1631 | 0 | 0 | 0 | 0 | 0 | 0 | 0 | 0 | 0 | 0 | 1631 | - | 0 | 0 | - | 0 | 0 | - | 0 | 0 | - | 1631 | - | 0 | 0 | - | 0 | 0 | - | 0 | 0 | -
1632 | 0 | 0 | 0 | 0 | 0 | 0 | 0 | 0 | 0 | 0 | 1632 | 0 | 0 | 0 | 0 | 0 | 0 | 0 | 0 | 0 | 0 | 1632 | - | 0 | 406.9645 | - | 0 | 0 | - | 0 | 0 | - | 1632 | - | 0 | 0 | - | 0 | 0 | - | 0 | 0 | -
1633 | 0 | 0 | 0 | 0 | 0 | 0 | 0 | 0 | 0 | 0 | 1633 | 0 | 0 | 0 | 0 | 0 | 0 | 0 | 0 | 0 | 0 | 1633 | - | 500 | 500 | - | 0 | 0 | - | 0 | 0 | - | 1633 | - | 0 | 0 | - | 0 | 0 | - | 0 | 0 | -
1634 | 0 | 170.7914 | 0 | 0 | 0 | 0 | 0 | 0 | 0 | 0 | 1634 | 0 | 0 | 0 | 0 | 0 | 0 | 0 | 0 | 0 | 0 | 1634 | - | 500 | 500 | - | 0 | 0 | - | 0 | 0 | - | 1634 | - | 0 | 0 | - | 0 | 0 | - | 0 | 0 | -
1635 | 142.7066 | 310.0415 | 93.0197 | 0 | 0 | 0 | 0 | 0 | 0 | 142.7066 | 1635 | 0 | 0 | 0 | 0 | 0 | 0 | 0 | 0 | 0 | 142.7066 | 1635 | - | 500 | 500 | - | 0 | 0 | - | 0 | 0 | - | 1635 | - | 0 | 0 | - | 0 | 0 | - | 0 | 0 | -
1636 | 709.7095 | 209.7095 | 209.7095 | 0 | 0 | 0 | 0 | 0 | 0 | 709.7095 | 1636 | 0 | 0 | 0 | 0 | 0 | 0 | 0 | 0 | 0 | 709.7095 | 1636 | - | 500 | 500 | - | 431.8663 | 500 | - | 0 | 0 | - | 1636 | - | 0 | 0 | - | 0 | 0 | - | 0 | 0 | -
1637 | 576.5195 | 76.5195 | 76.5195 | 53.5213 | 8.3992 | 8.3992 | 0 | 0 | 0 | 576.5195 | 1637 | 0 | 0 | 0 | 0 | 0 | 0 | 0 | 0 | 0 | 576.5195 | 1637 | - | 500 | 500 | - | 500 | 431.8663 | - | 0 | 0 | - | 1637 | - | 0 | 0 | - | 0 | 0 | - | 0 | 0 | -
1638 | 343.4291 | 0 | 0 | 577.0136 | 77.0136 | 77.0136 | 0 | 0 | 0 | 343.4291 | 1638 | 0 | 0 | 0 | 0 | 0 | 0 | 0 | 0 | 0 | 343.4291 | 1638 | - | 343.4291 | 343.4291 | - | 500 | 500 | - | 0 | 0 | - | 1638 | - | 0 | 0 | - | 0 | 0 | - | 0 | 0 | -
1639 | 89.3165 | 0 | 0 | 290.6935 | 0 | 0 | 977.1862 | 0 | 0 | 89.3165 | 1639 | 0 | 0 | 0 | 0 | 0 | 0 | 0 | 0 | 0 | 89.3165 | 1639 | - | 89.3165 | 89.3165 | - | 290.6935 | 290.6935 | - | 500 | 500 | - | 1639 | - | 0 | 0 | - | 0 | 0 | - | 0 | 0 | -
1640 | 0 | 0 | 0 | 127.897 | 0 | 0 | 819.9939 | 319.9939 | 146.1487 | 0 | 1640 | 57.5264 | 0 | 57.5264 | 0 | 0 | 0 | 0 | 0 | 0 | 0 | 1640 | - | 0 | 0 | - | 127.897 | 127.897 | - | 500 | 500 | - | 1640 | - | 57.5264 | 0 | - | 0 | 0 | - | 0 | 0 | -
1641 | 61.538 | 0 | 0 | 249.7441 | 0 | 0 | 272.8068 | 213.4031 | 233.1 | 61.538 | 1641 | 0 | 0 | 0 | 0 | 0 | 0 | 0 | 0 | 0 | 61.538 | 1641 | - | 61.538 | 61.538 | - | 249.7441 | 249.7441 | - | 500 | 500 | - | 1641 | - | 0 | 0 | - | 0 | 0 | - | 0 | 0 | -
1642 | 197.9383 | 0 | 0 | 378.5849 | 0 | 0 | 0 | 31.7605 | 0 | 197.9383 | 1642 | 0 | 0 | 0 | 0 | 0 | 0 | 0 | 0 | 0 | 197.9383 | 1642 | - | 197.9383 | 197.9383 | - | 378.5849 | 378.5849 | - | 500 | 500 | - | 1642 | - | 0 | 0 | - | 0 | 0 | - | 0 | 0 | -
1643 | 204.7438 | 0 | 0 | 366.2167 | 0 | 0 | 370.4806 | 0 | 0 | 204.7438 | 1643 | 0 | 0 | 0 | 0 | 0 | 0 | 0 | 0 | 0 | 204.7438 | 1643 | - | 204.7438 | 204.7438 | - | 366.2167 | 366.2167 | - | 371.3616 | 372.724 | - | 1643 | - | 0 | 0 | - | 0 | 0 | - | 0 | 0 | -
1644 | 134.2376 | 0 | 0 | 261.0184 | 0 | 0 | 0 | 0 | 0 | 134.2376 | 1644 | 0 | 0 | 0 | 0 | 0 | 0 | 0 | 0 | 0 | 134.2376 | 1644 | - | 134.2376 | 134.2376 | - | 261.0184 | 261.0184 | - | 158.7636 | 124.87 | - | 1644 | - | 0 | 0 | - | 0 | 0 | - | 0 | 0 | -
1645 | 48.0069 | 0 | 0 | 135.7782 | 0 | 0 | 0 | 0 | 0 | 48.0069 | 1645 | 0 | 0 | 0 | 0 | 0 | 0 | 0 | 0 | 0 | 48.0069 | 1645 | - | 48.0069 | 48.0069 | - | 135.7782 | 135.7782 | - | 0 | 0 | - | 1645 | - | 0 | 0 | - | 0 | 0 | - | 0 | 0 | -
1646 | 0 | 0 | 0 | 0 | 0 | 0 | 0 | 0 | 0 | 0 | 1646 | 68.1265 | 68.1265 | 0 | 0 | 0 | 0 | 0 | 0 | 0 | 0 | 1646 | - | 0 | 0 | - | 0 | 0 | - | 0 | 0 | - | 1646 | - | 0 | 68.1265 | - | 0 | 0 | - | 0 | 0 | -
1647 | 0 | 0 | 0 | 0 | 0 | 0 | 0 | 0 | 0 | 0 | 1647 | 180.9677 | 0 | 0 | 147.5819 | 0 | 0 | 0 | 0 | 0 | 0 | 1647 | - | 0 | 0 | - | 0 | 0 | - | 0 | 0 | - | 1647 | - | 330.9677 | 330.9677 | - | 147.5819 | 147.5819 | - | 0 | 0 | -
1648 | 0 | 0 | 0 | 0 | 0 | 0 | 0 | 0 | 0 | 0 | 1648 | 282.8426 | 0 | 0 | 273.7759 | 0 | 0 | 14.8536 | 0 | 0 | 0 | 1648 | - | 0 | 0 | - | 0 | 0 | - | 0 | 0 | - | 1648 | - | 432.8426 | 432.8426 | - | 273.7759 | 273.7759 | - | 163.6597 | 163.6597 | -
1649 | 0 | 0 | 0 | 0 | 0 | 0 | 0 | 0 | 0 | 0 | 1649 | 188.348 | 0 | 31.735 | 198.0098 | 0 | 0 | 0 | 0 | 0 | 0 | 1649 | - | 0 | 0 | - | 0 | 0 | - | 0 | 32.5312 | - | 1649 | - | 338.348 | 306.613 | - | 198.0098 | 198.0098 | - | 0 | 0 | -
1650 | 0 | 0 | 0 | 0 | 0 | 0 | 17.4749 | 0 | 0 | 0 | 1650 | 114.277 | 0 | 0 | 158.7748 | 0 | 0 | 0 | 0 | 0 | 0 | 1650 | - | 0 | 0 | - | 0 | 0 | - | 34.0143 | 34.0143 | - | 1650 | - | 264.277 | 264.277 | - | 158.7748 | 158.7748 | - | 0 | 0 | -
1651 | 0 | 0 | 0 | 0 | 0 | 0 | 0 | 0 | 0 | 0 | 1651 | 120.2365 | 0 | 0 | 166.626 | 0 | 0 | 0 | 0 | 0 | 0 | 1651 | - | 0 | 0 | - | 0 | 0 | - | 0 | 0 | - | 1651 | - | 217.6374 | 217.6374 | - | 166.626 | 166.626 | - | 29.2247 | 29.2247 | -
1652 | 0 | 0 | 0 | 0 | 0 | 0 | 0 | 0 | 0 | 0 | 1652 | 121.1589 | 0 | 0 | 130.6348 | 0 | 0 | 16.4599 | 0 | 0 | 0 | 1652 | - | 0 | 0 | - | 0 | 0 | - | 0 | 0 | - | 1652 | - | 121.1589 | 121.1589 | - | 130.6348 | 130.6348 | - | 56.1728 | 56.1728 | -
1653 | 0 | 0 | 0 | 0 | 0 | 0 | 0 | 0 | 0 | 0 | 1653 | 16.3189 | 0 | 0 | 99.8474 | 0 | 0 | 62.1885 | 0 | 0 | 0 | 1653 | - | 0 | 0 | - | 0 | 0 | - | 0 | 0 | - | 1653 | - | 16.3189 | 16.3189 | - | 99.8474 | 99.8474 | - | 101.9014 | 101.9014 | -
1654 | 0 | 0 | 0 | 0 | 0 | 0 | 0 | 0 | 0 | 0 | 1654 | 141.6633 | 0 | 0 | 309.8761 | 0 | 0 | 351.359 | 0 | 0 | 0 | 1654 | - | 0 | 0 | - | 0 | 0 | - | 0 | 0 | - | 1654 | - | 141.6633 | 141.6633 | - | 309.8761 | 309.8761 | - | 391.0719 | 391.0719 | -
1655 | 0 | 0 | 0 | 0 | 0 | 0 | 0 | 0 | 0 | 0 | 1655 | 246.5632 | 0 | 0 | 16.6699 | 0 | 0 | 610.5551 | 150.268 | 89.2614 | 0 | 1655 | - | 0 | 0 | - | 0 | 0 | - | 0 | 0 | - | 1655 | - | 246.5632 | 246.5632 | - | 494.2751 | 494.2751 | - | 500 | 500 | -
1656 | 0 | 0 | 0 | 0 | 0 | 0 | 0 | 0 | 0 | 0 | 1656 | 348.2638 | 348.2638 | 0 | 572.6009 | 72.6009 | 72.6009 | 790.403 | 330.1159 | 233.1 | 0 | 1656 | - | 0 | 0 | - | 0 | 0 | - | 0 | 0 | - | 1656 | - | 0 | 348.2638 | - | 500 | 500 | - | 500 | 500 | -
1657 | 0 | 0 | 0 | 0 | 0 | 0 | 0 | 0 | 0 | 0 | 1657 | 245.631 | 208.1795 | 0 | 0 | 0 | 0 | 243.432 | 0 | 0 | 0 | 1657 | - | 0 | 0 | - | 0 | 0 | - | 0 | 0 | - | 1657 | - | 231.8567 | 440.0362 | - | 146.4553 | 146.4553 | - | 334.9225 | 334.9225 | -
1658 | 0 | 0 | 0 | 0 | 0 | 0 | 0 | 0 | 0 | 0 | 1658 | 0 | 27.4328 | 233.1 | 0 | 0 | 0 | 0 | 0 | 0 | 0 | 1658 | - | 0 | 0 | - | 0 | 0 | - | 0 | 0 | - | 1658 | - | 500 | 294.3328 | - | 0 | 0 | - | 0 | 0 | -
1659 | 0 | 0 | 0 | 0 | 0 | 0 | 0 | 0 | 0 | 0 | 1659 | 0 | 0 | 0 | 0 | 0 | 0 | 0 | 0 | 0 | 0 | 1659 | - | 0 | 0 | - | 0 | 0 | - | 0 | 0 | - | 1659 | - | 0 | 0 | - | 0 | 0 | - | 0 | 0 | -
1660 | 0 | 0 | 0 | 0 | 0 | 0 | 0 | 0 | 0 | 0 | 1660 | 0 | 0 | 0 | 0 | 0 | 0 | 0 | 0 | 0 | 0 | 1660 | - | 0 | 0 | - | 0 | 0 | - | 0 | 0 | - | 1660 | - | 0 | 0 | - | 0 | 0 | - | 0 | 0 | -
1661 | 0 | 0 | 0 | 0 | 0 | 0 | 0 | 0 | 0 | 0 | 1661 | 0 | 0 | 0 | 0 | 0 | 0 | 0 | 0 | 0 | 0 | 1661 | - | 0 | 0 | - | 0 | 0 | - | 0 | 0 | - | 1661 | - | 0 | 0 | - | 0 | 0 | - | 0 | 0 | -
1662 | 0 | 0 | 0 | 0 | 0 | 0 | 0 | 0 | 0 | 0 | 1662 | 0 | 0 | 0 | 0 | 0 | 0 | 0 | 0 | 0 | 0 | 1662 | - | 0 | 0 | - | 0 | 0 | - | 0 | 0 | - | 1662 | - | 0 | 0 | - | 0 | 0 | - | 0 | 0 | -
1663 | 0 | 0 | 0 | 0 | 0 | 0 | 0 | 0 | 0 | 0 | 1663 | 0 | 0 | 0 | 0 | 0 | 0 | 0 | 0 | 0 | 0 | 1663 | - | 0 | 0 | - | 0 | 0 | - | 0 | 0 | - | 1663 | - | 0 | 0 | - | 0 | 0 | - | 0 | 0 | -
1664 | 0 | 0 | 0 | 0 | 0 | 0 | 0 | 0 | 0 | 0 | 1664 | 0 | 0 | 0 | 0 | 0 | 0 | 0 | 0 | 0 | 0 | 1664 | - | 0 | 0 | - | 0 | 0 | - | 333.3333 | 0 | - | 1664 | - | 0 | 0 | - | 0 | 0 | - | 0 | 0 | -
1665 | 0 | 0 | 0 | 0 | 0 | 0 | 0 | 0 | 0 | 0 | 1665 | 0 | 0 | 0 | 0 | 0 | 0 | 0 | 0 | 0 | 0 | 1665 | - | 0 | 0 | - | 0 | 0 | - | 0 | 224.7417 | - | 1665 | - | 0 | 0 | - | 0 | 0 | - | 0 | 0 | -
1666 | 0 | 0 | 0 | 0 | 0 | 0 | 0 | 0 | 189.6243 | 0 | 1666 | 0 | 0 | 0 | 0 | 0 | 0 | 0 | 0 | 0 | 0 | 1666 | - | 0 | 0 | - | 0 | 0 | - | 500 | 500 | - | 1666 | - | 0 | 0 | - | 0 | 0 | - | 0 | 0 | -
1667 | 5.3104 | 238.5187 | 189.6243 | 0 | 0 | 0 | 0 | 0 | 0 | 5.3104 | 1667 | 0 | 0 | 0 | 0 | 0 | 0 | 0 | 0 | 0 | 5.3104 | 1667 | - | 0 | 48.8944 | - | 333.3333 | 0 | - | 500 | 500 | - | 1667 | - | 0 | 0 | - | 0 | 0 | - | 0 | 0 | -
1668 | 0 | 0 | 0 | 0 | 0 | 0 | 0 | 0 | 0 | 0 | 1668 | 0 | 0 | 0 | 0 | 0 | 0 | 0 | 0 | 0 | 0 | 1668 | - | 62.3837 | 486.7143 | - | 500 | 500 | - | 500 | 0 | - | 1668 | - | 0 | 0 | - | 0 | 0 | - | 0 | 0 | -
1669 | 0 | 497.1676 | 0 | 0 | 0 | 189.6243 | 0 | 0 | 0 | 0 | 1669 | 0 | 0 | 0 | 0 | 0 | 0 | 0 | 0 | 0 | 0 | 1669 | - | 0 | 497.1676 | - | 500 | 500 | - | 500 | 500 | - | 1669 | - | 0 | 0 | - | 0 | 0 | - | 0 | 0 | -
1670 | 0 | 0 | 0 | 0 | 0 | 0 | 0 | 0 | 0 | 0 | 1670 | 0 | 0 | 0 | 0 | 0 | 0 | 0 | 0 | 0 | 0 | 1670 | - | 453.8864 | 453.8864 | - | 500 | 500 | - | 500 | 500 | - | 1670 | - | 0 | 0 | - | 0 | 0 | - | 0 | 0 | -
1671 | 0 | 0 | 0 | 0 | 0 | 0 | 0 | 0 | 0 | 0 | 1671 | 0 | 0 | 0 | 0 | 0 | 0 | 0 | 0 | 0 | 0 | 1671 | - | 398.4321 | 45.6983 | - | 500 | 500 | - | 0 | 0 | - | 1671 | - | 0 | 0 | - | 0 | 0 | - | 0 | 0 | -
1672 | 0 | 0 | 0 | 0 | 0 | 0 | 0 | 0 | 0 | 0 | 1672 | 0 | 0 | 0 | 0 | 0 | 0 | 0 | 0 | 0 | 0 | 1672 | - | 479.4231 | 479.4231 | - | 500 | 333.3333 | - | 0 | 0 | - | 1672 | - | 0 | 0 | - | 0 | 0 | - | 0 | 0 | -
1673 | 0 | 0 | 0 | 0 | 0 | 0 | 0 | 0 | 0 | 0 | 1673 | 0 | 0 | 0 | 0 | 0 | 0 | 0 | 0 | 0 | 0 | 1673 | - | 337.6587 | 0 | - | 500 | 500 | - | 500 | 500 | - | 1673 | - | 0 | 0 | - | 0 | 0 | - | 0 | 0 | -
1674 | 0 | 0 | 0 | 0 | 0 | 0 | 0 | 0 | 0 | 0 | 1674 | 0 | 0 | 0 | 0 | 0 | 0 | 0 | 0 | 0 | 0 | 1674 | - | 101.5493 | 321.5493 | - | 0 | 500 | - | 0 | 500 | - | 1674 | - | 0 | 0 | - | 0 | 0 | - | 0 | 0 | -
1675 | 0 | 0 | 0 | 1220.2338 | 0 | 0 | 0 | 752.4339 | 0 | 0 | 1675 | 0 | 0 | 0 | 0 | 0 | 0 | 0 | 0 | 0 | 0 | 1675 | - | 0 | 0 | - | 0 | 0 | - | 0 | 0 | - | 1675 | - | 0 | 0 | - | 0 | 0 | - | 0 | 0 | -
1676 | 0 | 0 | 0 | 0 | 813.4892 | 0 | 0 | 0 | 0 | 0 | 1676 | 0 | 0 | 0 | 0 | 0 | 0 | 0 | 0 | 0 | 0 | 1676 | - | 0 | 0 | - | 0 | 0 | - | 0 | 0 | - | 1676 | - | 0 | 0 | - | 0 | 0 | - | 0 | 0 | -
1677 | 0 | 38.4635 | 0 | 0 | 0 | 0 | 1220.2338 | 0 | 0 | 0 | 1677 | 0 | 0 | 0 | 0 | 0 | 0 | 0 | 0 | 0 | 0 | 1677 | - | 0 | 0 | - | 0 | 0 | - | 0 | 0 | - | 1677 | - | 0 | 0 | - | 0 | 0 | - | 0 | 0 | -
1678 | 0 | 0 | 0 | 0 | 0 | 0 | 0 | 61.0553 | 0 | 0 | 1678 | 0 | 0 | 0 | 0 | 0 | 0 | 0 | 0 | 0 | 0 | 1678 | - | 500 | 0 | - | 0 | 0 | - | 0 | 0 | - | 1678 | - | 0 | 0 | - | 0 | 0 | - | 0 | 0 | -
1679 | 821.2277 | 39.3394 | 0 | 0 | 0 | 0 | 0 | 0 | 0 | 821.2277 | 1679 | 0 | 0 | 0 | 0 | 0 | 0 | 0 | 0 | 0 | 821.2277 | 1679 | - | 500 | 500 | - | 0 | 0 | - | 0 | 108.5916 | - | 1679 | - | 0 | 0 | - | 0 | 0 | - | 0 | 0 | -
1680 | 393.6958 | 0 | 0 | 0 | 0 | 0 | 0 | 0 | 0 | 393.6958 | 1680 | 0 | 0 | 0 | 0 | 0 | 0 | 0 | 0 | 0 | 393.6958 | 1680 | - | 500 | 500 | - | 0 | 0 | - | 0 | 0 | - | 1680 | - | 0 | 0 | - | 0 | 0 | - | 0 | 0 | -
1681 | 0 | 306.9897 | 0 | 0 | 0 | 0 | 0 | 0 | 0 | 0 | 1681 | 0 | 0 | 0 | 0 | 0 | 0 | 0 | 0 | 0 | 0 | 1681 | - | 500 | 500 | - | 500 | 500 | - | 0 | 0 | - | 1681 | - | 0 | 0 | - | 0 | 0 | - | 0 | 0 | -
1682 | 0 | 231.22 | 2.3757 | 1220.2338 | 665.6349 | 0 | 0 | 375.0193 | 0 | 0 | 1682 | 0 | 0 | 0 | 0 | 0 | 0 | 0 | 0 | 0 | 0 | 1682 | - | 500 | 500 | - | 500 | 500 | - | 0 | 0 | - | 1682 | - | 0 | 0 | - | 0 | 0 | - | 0 | 0 | -
1683 | 0 | 214.0868 | 126.0559 | 0 | 0 | 0 | 0 | 0 | 0 | 0 | 1683 | 0 | 0 | 0 | 0 | 0 | 0 | 0 | 0 | 0 | 0 | 1683 | - | 500 | 500 | - | 500 | 500 | - | 500 | 0 | - | 1683 | - | 0 | 0 | - | 0 | 0 | - | 0 | 0 | -
1684 | 561.1927 | 61.1927 | 61.1927 | 0 | 0 | 0 | 0 | 0 | 0 | 561.1927 | 1684 | 0 | 0 | 0 | 0 | 0 | 0 | 0 | 0 | 0 | 561.1927 | 1684 | - | 500 | 500 | - | 500 | 500 | - | 500 | 0 | - | 1684 | - | 0 | 0 | - | 0 | 0 | - | 0 | 0 | -
1685 | 433.6212 | 0 | 0 | 0 | 0 | 0 | 1220.2338 | 0 | 0 | 433.6212 | 1685 | 0 | 0 | 0 | 0 | 0 | 0 | 0 | 0 | 0 | 433.6212 | 1685 | - | 500 | 500 | - | 500 | 500 | - | 500 | 0 | - | 1685 | - | 0 | 0 | - | 0 | 0 | - | 0 | 0 | -
1686 | 78.6576 | 0 | 0 | 0 | 147.8543 | 189.6243 | 0 | 0 | 0 | 78.6576 | 1686 | 0 | 0 | 0 | 0 | 0 | 0 | 0 | 0 | 0 | 78.6576 | 1686 | - | 500 | 500 | - | 500 | 500 | - | 373.3006 | 0 | - | 1686 | - | 0 | 0 | - | 0 | 0 | - | 0 | 0 | -
1687 | 146.7623 | 0 | 0 | 0 | 0 | 0 | 0 | 0 | 0 | 146.7623 | 1687 | 0 | 0 | 0 | 0 | 0 | 0 | 0 | 0 | 0 | 146.7623 | 1687 | - | 333.3333 | 333.3333 | - | 211.7054 | 211.7054 | - | 0 | 0 | - | 1687 | - | 0 | 0 | - | 0 | 0 | - | 0 | 0 | -
1688 | 0 | 0 | 0 | 0 | 0 | 0 | 0 | 0 | 0 | 0 | 1688 | 0 | 0 | 0 | 0 | 0 | 0 | 0 | 0 | 0 | 0 | 1688 | - | 0 | 0 | - | 110.8276 | 110.8276 | - | 0 | 0 | - | 1688 | - | 0 | 0 | - | 0 | 0 | - | 0 | 0 | -
1689 | 0 | 0 | 0 | 0 | 0 | 0 | 0 | 0 | 0 | 0 | 1689 | 0 | 0 | 0 | 0 | 0 | 0 | 0 | 0 | 0 | 0 | 1689 | - | 0 | 0 | - | 0 | 0 | - | 0 | 500 | - | 1689 | - | 0 | 0 | - | 0 | 0 | - | 0 | 0 | -
1690 | 0 | 0 | 0 | 0 | 0 | 0 | 0 | 438.4699 | 0 | 0 | 1690 | 0 | 0 | 0 | 0 | 0 | 0 | 0 | 0 | 0 | 0 | 1690 | - | 0 | 0 | - | 10.8003 | 10.8003 | - | 0 | 438.4699 | - | 1690 | - | 0 | 0 | - | 0 | 0 | - | 0 | 0 | -
1691 | 0 | 0 | 0 | 0 | 0 | 0 | 0 | 0 | 0 | 0 | 1691 | 0 | 0 | 0 | 0 | 0 | 0 | 0 | 0 | 0 | 0 | 1691 | - | 0 | 0 | - | 0 | 0 | - | 0 | 298.7097 | - | 1691 | - | 0 | 0 | - | 0 | 0 | - | 0 | 0 | -
1692 | 0 | 0 | 0 | 0 | 0 | 0 | 0 | 0 | 0 | 0 | 1692 | 0 | 0 | 0 | 0 | 0 | 0 | 0 | 0 | 0 | 0 | 1692 | - | 0 | 0 | - | 0 | 0 | - | 0 | 0 | - | 1692 | - | 0 | 0 | - | 0 | 0 | - | 0 | 0 | -
1693 | 0 | 0 | 0 | 0 | 0 | 0 | 0 | 0 | 0 | 0 | 1693 | 0 | 0 | 0 | 0 | 0 | 0 | 0 | 0 | 0 | 0 | 1693 | - | 0 | 0 | - | 0 | 0 | - | 0 | 0 | - | 1693 | - | 0 | 0 | - | 0 | 0 | - | 32.3735 | 32.3735 | -
1694 | 0 | 0 | 0 | 0 | 0 | 0 | 0 | 0 | 0 | 0 | 1694 | 0 | 0 | 0 | 0 | 0 | 0 | 0 | 0 | 0 | 0 | 1694 | - | 0 | 0 | - | 0 | 0 | - | 0 | 0 | - | 1694 | - | 0 | 0 | - | 0 | 0 | - | 0 | 0 | -
1695 | 0 | 0 | 0 | 0 | 0 | 0 | 0 | 0 | 0 | 0 | 1695 | 0 | 0 | 0 | 0 | 0 | 0 | 0 | 0 | 0 | 0 | 1695 | - | 0 | 0 | - | 0 | 0 | - | 0 | 0 | - | 1695 | - | 78.3707 | 0 | - | 0 | 0 | - | 0 | 0 | -
1696 | 0 | 0 | 0 | 0 | 0 | 0 | 0 | 0 | 0 | 0 | 1696 | 82.2409 | 0 | 0 | 0 | 0 | 0 | 0 | 0 | 0 | 0 | 1696 | - | 0 | 0 | - | 0 | 0 | - | 0 | 51.3481 | - | 1696 | - | 0 | 78.3707 | - | 0 | 0 | - | 0 | 0 | -
1697 | 0 | 0 | 0 | 0 | 0 | 0 | 0 | 0 | 0 | 0 | 1697 | 0 | 0 | 0 | 0 | 0 | 0 | 0 | 0 | 0 | 0 | 1697 | - | 0 | 0 | - | 0 | 0 | - | 0 | 174.9438 | - | 1697 | - | 0 | 0 | - | 0 | 0 | - | 0 | 0 | -
1698 | 0 | 0 | 0 | 0 | 0 | 0 | 0 | 0 | 0 | 0 | 1698 | 0 | 0 | 0 | 0 | 0 | 0 | 0 | 0 | 0 | 0 | 1698 | - | 0 | 0 | - | 0 | 0 | - | 0 | 409.8291 | - | 1698 | - | 0 | 0 | - | 0 | 0 | - | 0 | 0 | -
1699 | 0 | 0 | 0 | 0 | 0 | 0 | 0 | 0 | 0 | 0 | 1699 | 0 | 0 | 0 | 0 | 0 | 0 | 0 | 0 | 0 | 0 | 1699 | - | 0 | 0 | - | 0 | 0 | - | 0 | 0 | - | 1699 | - | 0 | 0 | - | 0 | 0 | - | 0 | 0 | -
1700 | 0 | 0 | 0 | 0 | 0 | 0 | 0 | 0 | 0 | 0 | 1700 | 0 | 0 | 0 | 0 | 0 | 0 | 0 | 0 | 0 | 0 | 1700 | - | 0 | 0 | - | 0 | 0 | - | 0 | 500 | - | 1700 | - | 0 | 0 | - | 0 | 0 | - | 0 | 0 | -
1701 | 0 | 0 | 0 | 0 | 0 | 0 | 0 | 0 | 0 | 0 | 1701 | 0 | 0 | 0 | 0 | 0 | 0 | 0 | 0 | 0 | 0 | 1701 | - | 0 | 0 | - | 0 | 0 | - | 0 | 0 | - | 1701 | - | 0 | 0 | - | 0 | 0 | - | 0 | 0 | -
1702 | 0 | 0 | 0 | 0 | 0 | 0 | 0 | 0 | 0 | 0 | 1702 | 0 | 0 | 0 | 0 | 0 | 0 | 0 | 0 | 0 | 0 | 1702 | - | 0 | 0 | - | 0 | 0 | - | 0 | 500 | - | 1702 | - | 0 | 0 | - | 0 | 0 | - | 0 | 0 | -
1703 | 0 | 0 | 0 | 0 | 0 | 0 | 0 | 0 | 0 | 0 | 1703 | 0 | 0 | 0 | 0 | 0 | 0 | 0 | 0 | 0 | 0 | 1703 | - | 0 | 0 | - | 0 | 0 | - | 0 | 500 | - | 1703 | - | 0 | 0 | - | 0 | 0 | - | 0 | 0 | -
1704 | 0 | 0 | 0 | 0 | 0 | 0 | 0 | 0 | 0 | 0 | 1704 | 0 | 0 | 0 | 0 | 0 | 0 | 0 | 0 | 0 | 0 | 1704 | - | 0 | 0 | - | 0 | 0 | - | 500 | 0 | - | 1704 | - | 0 | 0 | - | 0 | 0 | - | 0 | 0 | -
1705 | 53.08 | 0 | 0 | 0 | 0 | 0 | 0 | 0 | 0 | 53.08 | 1705 | 0 | 0 | 0 | 0 | 0 | 0 | 0 | 0 | 0 | 53.08 | 1705 | - | 53.08 | 53.08 | - | 0 | 0 | - | 500 | 0 | - | 1705 | - | 0 | 0 | - | 0 | 0 | - | 0 | 0 | -
1706 | 43.674 | 0 | 0 | 0 | 0 | 0 | 0 | 0 | 0 | 43.674 | 1706 | 0 | 0 | 0 | 0 | 0 | 0 | 0 | 0 | 0 | 43.674 | 1706 | - | 43.674 | 43.674 | - | 0 | 0 | - | 500 | 0 | - | 1706 | - | 0 | 0 | - | 0 | 0 | - | 0 | 0 | -
1707 | 0 | 0 | 0 | 0 | 0 | 0 | 0 | 0 | 0 | 0 | 1707 | 0 | 0 | 0 | 0 | 0 | 0 | 0 | 0 | 0 | 0 | 1707 | - | 0 | 0 | - | 0 | 0 | - | 0 | 0 | - | 1707 | - | 0 | 0 | - | 0 | 0 | - | 0 | 0 | -
1708 | 0 | 0 | 0 | 0 | 0 | 0 | 0 | 0 | 189.6243 | 0 | 1708 | 0 | 0 | 0 | 0 | 0 | 0 | 0 | 0 | 0 | 0 | 1708 | - | 0 | 0 | - | 0 | 0 | - | 0 | 0 | - | 1708 | - | 0 | 0 | - | 0 | 0 | - | 0 | 0 | -
1709 | 0 | 0 | 0 | 0 | 0 | 0 | 0 | 0 | 0 | 0 | 1709 | 0 | 0 | 0 | 0 | 0 | 0 | 0 | 0 | 0 | 0 | 1709 | - | 0 | 0 | - | 0 | 0 | - | 0 | 0 | - | 1709 | - | 0 | 0 | - | 0 | 0 | - | 0 | 0 | -
1710 | 0 | 0 | 0 | 0 | 0 | 0 | 0 | 0 | 0 | 0 | 1710 | 0 | 0 | 0 | 0 | 0 | 0 | 0 | 0 | 0 | 0 | 1710 | - | 0 | 0 | - | 0 | 0 | - | 0 | 0 | - | 1710 | - | 0 | 0 | - | 0 | 0 | - | 294.5307 | 294.5307 | -
1711 | 0 | 0 | 0 | 0 | 0 | 0 | 0 | 0 | 0 | 0 | 1711 | 0 | 0 | 0 | 0 | 0 | 0 | 0 | 0 | 0 | 0 | 1711 | - | 0 | 0 | - | 0 | 0 | - | 0 | 0 | - | 1711 | - | 0 | 0 | - | 0 | 0 | - | 500 | 500 | -
1712 | 0 | 0 | 0 | 0 | 0 | 0 | 0 | 0 | 0 | 0 | 1712 | 0 | 0 | 0 | 0 | 0 | 0 | 63.2984 | 0 | 0 | 0 | 1712 | - | 0 | 0 | - | 0 | 0 | - | 0 | 0 | - | 1712 | - | 0 | 0 | - | 0 | 0 | - | 500 | 500 | -
1713 | 0 | 0 | 0 | 0 | 0 | 0 | 0 | 0 | 0 | 0 | 1713 | 0 | 0 | 0 | 0 | 0 | 0 | 0 | 0 | 0 | 0 | 1713 | - | 0 | 0 | - | 0 | 0 | - | 0 | 0 | - | 1713 | - | 0 | 0 | - | 0 | 0 | - | 0 | 0 | -
1714 | 0 | 0 | 0 | 0 | 0 | 0 | 74.4687 | 0 | 0 | 0 | 1714 | 0 | 0 | 0 | 0 | 0 | 0 | 0 | 0 | 0 | 0 | 1714 | - | 0 | 0 | - | 0 | 0 | - | 434.31 | 434.31 | - | 1714 | - | 0 | 0 | - | 0 | 0 | - | 0 | 0 | -
1715 | 0 | 0 | 0 | 0 | 0 | 0 | 0 | 0 | 0 | 0 | 1715 | 0 | 0 | 0 | 0 | 0 | 0 | 0 | 0 | 0 | 0 | 1715 | - | 0 | 0 | - | 0 | 0 | - | 500 | 500 | - | 1715 | - | 0 | 0 | - | 0 | 0 | - | 0 | 0 | -
1716 | 0 | 0 | 0 | 0 | 0 | 0 | 0 | 0 | 0 | 0 | 1716 | 0 | 0 | 0 | 0 | 0 | 0 | 0 | 0 | 0 | 0 | 1716 | - | 0 | 0 | - | 0 | 0 | - | 417.0024 | 417.0024 | - | 1716 | - | 0 | 0 | - | 0 | 0 | - | 0 | 0 | -
1717 | 0 | 0 | 0 | 0 | 0 | 0 | 0 | 0 | 0 | 0 | 1717 | 0 | 0 | 0 | 0 | 0 | 0 | 0 | 0 | 0 | 0 | 1717 | - | 0 | 0 | - | 0 | 0 | - | 246.8737 | 246.8737 | - | 1717 | - | 0 | 0 | - | 0 | 0 | - | 0 | 0 | -
1718 | 0 | 0 | 0 | 0 | 0 | 0 | 0 | 0 | 0 | 0 | 1718 | 0 | 0 | 0 | 0 | 0 | 0 | 0 | 0 | 0 | 0 | 1718 | - | 0 | 0 | - | 0 | 0 | - | 0 | 0 | - | 1718 | - | 0 | 0 | - | 0 | 0 | - | 0 | 0 | -
1719 | 0 | 0 | 0 | 0 | 0 | 0 | 0 | 0 | 0 | 0 | 1719 | 0 | 0 | 0 | 0 | 0 | 0 | 0 | 0 | 0 | 0 | 1719 | - | 0 | 0 | - | 0 | 0 | - | 0 | 0 | - | 1719 | - | 0 | 0 | - | 0 | 0 | - | 0 | 0 | -
1720 | 0 | 0 | 0 | 0 | 0 | 0 | 0 | 0 | 0 | 0 | 1720 | 0 | 0 | 0 | 0 | 0 | 0 | 0 | 0 | 0 | 0 | 1720 | - | 0 | 0 | - | 0 | 0 | - | 0 | 0 | - | 1720 | - | 0 | 0 | - | 0 | 0 | - | 0 | 0 | -
1721 | 0 | 0 | 0 | 0 | 0 | 0 | 0 | 0 | 0 | 0 | 1721 | 0 | 0 | 0 | 0 | 0 | 0 | 0 | 0 | 0 | 0 | 1721 | - | 0 | 0 | - | 0 | 0 | - | 0 | 0 | - | 1721 | - | 0 | 0 | - | 0 | 0 | - | 0 | 0 | -
1722 | 0 | 0 | 0 | 0 | 0 | 0 | 0 | 0 | 0 | 0 | 1722 | 0 | 0 | 0 | 0 | 0 | 0 | 0 | 0 | 0 | 0 | 1722 | - | 0 | 0 | - | 0 | 0 | - | 0 | 0 | - | 1722 | - | 0 | 0 | - | 0 | 0 | - | 0 | 0 | -
1723 | 0 | 0 | 0 | 0 | 0 | 0 | 0 | 0 | 0 | 0 | 1723 | 0 | 0 | 0 | 0 | 0 | 0 | 0 | 0 | 0 | 0 | 1723 | - | 0 | 0 | - | 0 | 0 | - | 0 | 0 | - | 1723 | - | 0 | 0 | - | 0 | 0 | - | 0 | 0 | -
1724 | 0 | 0 | 0 | 0 | 0 | 0 | 0 | 0 | 0 | 0 | 1724 | 0 | 0 | 0 | 0 | 0 | 0 | 0 | 0 | 0 | 0 | 1724 | - | 0 | 0 | - | 0 | 0 | - | 0 | 0 | - | 1724 | - | 0 | 0 | - | 0 | 0 | - | 0 | 0 | -
1725 | 0 | 0 | 0 | 0 | 0 | 0 | 0 | 0 | 0 | 0 | 1725 | 0 | 0 | 0 | 0 | 0 | 0 | 0 | 0 | 0 | 0 | 1725 | - | 0 | 0 | - | 0 | 0 | - | 0 | 0 | - | 1725 | - | 0 | 0 | - | 0 | 0 | - | 0 | 0 | -
1726 | 0 | 0 | 0 | 0 | 0 | 0 | 0 | 0 | 0 | 0 | 1726 | 0 | 0 | 0 | 0 | 0 | 0 | 0 | 0 | 0 | 0 | 1726 | - | 0 | 0 | - | 0 | 0 | - | 0 | 0 | - | 1726 | - | 0 | 0 | - | 0 | 0 | - | 0 | 0 | -
1727 | 0 | 0 | 0 | 0 | 0 | 0 | 0 | 0 | 0 | 0 | 1727 | 0 | 0 | 0 | 0 | 0 | 0 | 0 | 0 | 0 | 0 | 1727 | - | 0 | 0 | - | 0 | 0 | - | 0 | 0 | - | 1727 | - | 0 | 0 | - | 0 | 0 | - | 0 | 0 | -
1728 | 0 | 0 | 0 | 0 | 0 | 0 | 0 | 0 | 0 | 0 | 1728 | 0 | 0 | 0 | 0 | 0 | 0 | 0 | 0 | 0 | 0 | 1728 | - | 0 | 0 | - | 0 | 0 | - | 0 | 0 | - | 1728 | - | 0 | 0 | - | 0 | 0 | - | 0 | 0 | -
1729 | 0 | 0 | 0 | 0 | 0 | 0 | 0 | 0 | 0 | 0 | 1729 | 0 | 0 | 0 | 0 | 0 | 0 | 0 | 0 | 0 | 0 | 1729 | - | 0 | 0 | - | 0 | 0 | - | 0 | 0 | - | 1729 | - | 0 | 0 | - | 0 | 0 | - | 0 | 0 | -
1730 | 0 | 0 | 0 | 0 | 0 | 0 | 0 | 0 | 0 | 0 | 1730 | 0 | 0 | 0 | 0 | 0 | 0 | 0 | 0 | 0 | 0 | 1730 | - | 0 | 0 | - | 0 | 0 | - | 0 | 0 | - | 1730 | - | 0 | 0 | - | 0 | 0 | - | 0 | 0 | -
1731 | 0 | 0 | 0 | 0 | 0 | 0 | 0 | 0 | 0 | 0 | 1731 | 0 | 0 | 0 | 0 | 0 | 0 | 0 | 0 | 0 | 0 | 1731 | - | 0 | 0 | - | 0 | 0 | - | 0 | 0 | - | 1731 | - | 0 | 0 | - | 0 | 0 | - | 0 | 0 | -
1732 | 0 | 0 | 0 | 0 | 0 | 0 | 0 | 0 | 0 | 0 | 1732 | 0 | 0 | 0 | 0 | 0 | 0 | 0 | 0 | 0 | 0 | 1732 | - | 0 | 0 | - | 0 | 0 | - | 0 | 0 | - | 1732 | - | 0 | 0 | - | 0 | 0 | - | 0 | 0 | -
1733 | 0 | 0 | 0 | 0 | 0 | 0 | 0 | 0 | 0 | 0 | 1733 | 0 | 0 | 0 | 0 | 0 | 0 | 0 | 0 | 0 | 0 | 1733 | - | 0 | 0 | - | 0 | 0 | - | 0 | 0 | - | 1733 | - | 0 | 0 | - | 0 | 0 | - | 0 | 0 | -
1734 | 0 | 0 | 0 | 0 | 0 | 0 | 0 | 0 | 0 | 0 | 1734 | 0 | 0 | 0 | 0 | 0 | 0 | 0 | 0 | 0 | 0 | 1734 | - | 0 | 0 | - | 0 | 0 | - | 0 | 0 | - | 1734 | - | 0 | 0 | - | 0 | 0 | - | 0 | 0 | -
1735 | 0 | 0 | 0 | 0 | 0 | 0 | 0 | 0 | 0 | 0 | 1735 | 0 | 0 | 0 | 19.2886 | 0 | 0 | 0 | 0 | 0 | 0 | 1735 | - | 0 | 0 | - | 0 | 0 | - | 0 | 0 | - | 1735 | - | 0 | 0 | - | 18.3809 | 18.3809 | - | 0 | 0 | -
1736 | 0 | 0 | 0 | 0 | 0 | 0 | 0 | 0 | 0 | 0 | 1736 | 0 | 0 | 0 | 0 | 0 | 0 | 0 | 0 | 0 | 0 | 1736 | - | 0 | 0 | - | 0 | 0 | - | 0 | 0 | - | 1736 | - | 0 | 0 | - | 0 | 0 | - | 0 | 0 | -
1737 | 0 | 0 | 0 | 0 | 0 | 0 | 0 | 0 | 0 | 0 | 1737 | 0 | 0 | 0 | 0 | 0 | 0 | 0 | 0 | 0 | 0 | 1737 | - | 0 | 0 | - | 0 | 0 | - | 0 | 0 | - | 1737 | - | 0 | 0 | - | 0 | 0 | - | 0 | 0 | -
1738 | 0 | 0 | 0 | 22.6925 | 0 | 0 | 0 | 0 | 0 | 0 | 1738 | 0 | 0 | 0 | 0 | 0 | 0 | 0 | 0 | 0 | 0 | 1738 | - | 0 | 0 | - | 22.6925 | 22.6925 | - | 0 | 0 | - | 1738 | - | 0 | 0 | - | 0 | 0 | - | 0 | 0 | -
1739 | 0 | 0 | 0 | 0 | 0 | 0 | 0 | 0 | 0 | 0 | 1739 | 0 | 0 | 0 | 0 | 0 | 0 | 0 | 0 | 0 | 0 | 1739 | - | 0 | 0 | - | 0 | 0 | - | 0 | 0 | - | 1739 | - | 0 | 0 | - | 0 | 0 | - | 0 | 0 | -
1740 | 0 | 0 | 0 | 0 | 0 | 0 | 0 | 0 | 0 | 0 | 1740 | 0 | 0 | 0 | 0 | 0 | 0 | 0 | 0 | 0 | 0 | 1740 | - | 0 | 0 | - | 0 | 0 | - | 0 | 0 | - | 1740 | - | 0 | 0 | - | 0 | 0 | - | 0 | 0 | -
1741 | 0 | 0 | 0 | 0 | 0 | 0 | 0 | 0 | 0 | 0 | 1741 | 0 | 0 | 0 | 0 | 0 | 0 | 0 | 0 | 0 | 0 | 1741 | - | 0 | 0 | - | 0 | 0 | - | 0 | 0 | - | 1741 | - | 0 | 0 | - | 0 | 0 | - | 0 | 0 | -
1742 | 0 | 0 | 0 | 0 | 0 | 0 | 0 | 0 | 0 | 0 | 1742 | 0 | 0 | 0 | 0 | 0 | 0 | 0 | 0 | 0 | 0 | 1742 | - | 0 | 0 | - | 0 | 0 | - | 0 | 0 | - | 1742 | - | 0 | 0 | - | 0 | 0 | - | 283.5395 | 283.5395 | -
1743 | 0 | 0 | 0 | 0 | 0 | 0 | 0 | 0 | 0 | 0 | 1743 | 0 | 0 | 0 | 0 | 0 | 0 | 576.4621 | 132.3966 | 89.2614 | 0 | 1743 | - | 0 | 0 | - | 0 | 0 | - | 0 | 0 | - | 1743 | - | 0 | 0 | - | 0 | 0 | - | 500 | 500 | -
1744 | 0 | 0 | 0 | 0 | 0 | 0 | 0 | 0 | 0 | 0 | 1744 | 0 | 0 | 0 | 0 | 0 | 0 | 756.0802 | 299.0802 | 233.1 | 0 | 1744 | - | 0 | 0 | - | 0 | 0 | - | 0 | 0 | - | 1744 | - | 0 | 0 | - | 0 | 6.4822 | - | 500 | 500 | -
1745 | 0 | 0 | 0 | 0 | 0 | 0 | 0 | 0 | 0 | 0 | 1745 | 0 | 0 | 0 | 0 | 0 | 0 | 397.3399 | 504.6161 | 0 | 0 | 1745 | - | 0 | 0 | - | 0 | 0 | - | 0 | 0 | - | 1745 | - | 0 | 0 | - | 0 | 0 | - | 500 | 500 | -
1746 | 0 | 0 | 0 | 0 | 0 | 0 | 0 | 0 | 0 | 0 | 1746 | 0 | 0 | 0 | 0 | 0 | 0 | 344.5153 | 446.8387 | 0 | 0 | 1746 | - | 0 | 0 | - | 0 | 0 | - | 0 | 0 | - | 1746 | - | 0 | 0 | - | 0 | 44.7313 | - | 500 | 500 | -
1747 | 0 | 0 | 0 | 0 | 0 | 0 | 0 | 0 | 0 | 0 | 1747 | 0 | 0 | 0 | 0 | 0 | 0 | 0 | 0 | 0 | 0 | 1747 | - | 0 | 0 | - | 0 | 0 | - | 0 | 0 | - | 1747 | - | 0 | 0 | - | 0 | 0 | - | 500 | 500 | -
1748 | 0 | 0 | 0 | 0 | 0 | 0 | 41.3071 | 0 | 0 | 0 | 1748 | 0 | 0 | 0 | 0 | 0 | 0 | 0 | 0 | 0 | 0 | 1748 | - | 0 | 0 | - | 0 | 0 | - | 0 | 0 | - | 1748 | - | 0 | 0 | - | 0 | 0 | - | 0 | 0 | -
1749 | 0 | 0 | 0 | 0 | 0 | 0 | 0 | 0 | 0 | 0 | 1749 | 0 | 0 | 0 | 0 | 0 | 0 | 35.111 | 0 | 0 | 0 | 1749 | - | 0 | 0 | - | 0 | 0 | - | 0 | 0 | - | 1749 | - | 0 | 0 | - | 0 | 0 | - | 35.111 | 35.111 | -
1750 | 0 | 0 | 0 | 0 | 0 | 0 | 73.3771 | 0 | 0 | 0 | 1750 | 0 | 0 | 0 | 0 | 0 | 0 | 0 | 0 | 0 | 0 | 1750 | - | 0 | 0 | - | 0 | 0 | - | 232.2287 | 232.2287 | - | 1750 | - | 0 | 0 | - | 0 | 0 | - | 0 | 0 | -
1751 | 0 | 0 | 0 | 0 | 0 | 0 | 204.4761 | 0 | 0 | 0 | 1751 | 0 | 0 | 0 | 0 | 0 | 0 | 0 | 0 | 0 | 0 | 1751 | - | 0 | 0 | - | 0 | 62.9464 | - | 363.3277 | 363.3277 | - | 1751 | - | 0 | 0 | - | 0 | 0 | - | 0 | 0 | -
1752 | 0 | 0 | 0 | 0 | 0 | 0 | 182.6297 | 0 | 0 | 0 | 1752 | 0 | 0 | 0 | 0 | 0 | 0 | 0 | 0 | 0 | 0 | 1752 | - | 0 | 0 | - | 0 | 0 | - | 451.6931 | 451.6931 | - | 1752 | - | 0 | 0 | - | 0 | 0 | - | 0 | 0 | -
1753 | 0 | 0 | 0 | 0 | 0 | 0 | 431.8268 | 200.8903 | 0 | 0 | 1753 | 0 | 0 | 0 | 0 | 0 | 0 | 0 | 0 | 0 | 0 | 1753 | - | 0 | 0 | - | 0 | 0 | - | 500 | 500 | - | 1753 | - | 0 | 0 | - | 0 | 0 | - | 0 | 0 | -
1754 | 0 | 0 | 0 | 0 | 0 | 0 | 637.2535 | 406.317 | 213.7037 | 0 | 1754 | 0 | 0 | 0 | 0 | 0 | 0 | 0 | 0 | 0 | 0 | 1754 | - | 0 | 0 | - | 0 | 0 | - | 500 | 500 | - | 1754 | - | 0 | 0 | - | 0 | 0 | - | 0 | 0 | -
1755 | 0 | 0 | 0 | 0 | 0 | 0 | 624.0601 | 393.1235 | 143.4795 | 0 | 1755 | 0 | 0 | 0 | 0 | 0 | 0 | 0 | 0 | 0 | 0 | 1755 | - | 0 | 0 | - | 0 | 0 | - | 500 | 500 | - | 1755 | - | 0 | 0 | - | 0 | 0 | - | 0 | 0 | -
1756 | 0 | 0 | 0 | 0 | 0 | 0 | 286.8445 | 251.416 | 22.0654 | 0 | 1756 | 0 | 0 | 0 | 0 | 0 | 0 | 0 | 0 | 0 | 0 | 1756 | - | 0 | 0 | - | 0 | 0 | - | 500 | 500 | - | 1756 | - | 0 | 0 | - | 0 | 0 | - | 0 | 0 | -
1757 | 0 | 0 | 0 | 0 | 0 | 0 | 0 | 0 | 0 | 0 | 1757 | 0 | 0 | 0 | 528.751 | 0 | 0 | 0 | 0 | 0 | 0 | 1757 | - | 0 | 0 | - | 0 | 0 | - | 28.7608 | 28.7608 | - | 1757 | - | 0 | 0 | - | 264.8256 | 500 | - | 0 | 0 | -
1758 | 0 | 0 | 0 | 0 | 0 | 0 | 0 | 0 | 0 | 0 | 1758 | 0 | 0 | 0 | 1090.4887 | 533.6306 | 233.1 | 1358.3006 | 858.3006 | 233.1 | 0 | 1758 | - | 0 | 0 | - | 0 | 0 | - | 0 | 0 | - | 1758 | - | 0 | 0 | - | 500 | 500 | - | 500 | 500 | -
1759 | 0 | 0 | 0 | 0 | 0 | 0 | 0 | 0 | 0 | 0 | 1759 | 0 | 0 | 0 | 0 | 0 | 0 | 0 | 0 | 0 | 0 | 1759 | - | 0 | 0 | - | 0 | 0 | - | 0 | 0 | - | 1759 | - | 0 | 0 | - | 0 | 0 | - | 0 | 0 | -
1760 | 0 | 0 | 0 | 111.6479 | 0 | 0 | 0 | 0 | 0 | 0 | 1760 | 0 | 0 | 0 | 0 | 0 | 0 | 0 | 0 | 0 | 0 | 1760 | - | 0 | 0 | - | 0 | 111.6479 | - | 0 | 0 | - | 1760 | - | 0 | 0 | - | 0 | 0 | - | 0 | 0 | -
1761 | 0 | 0 | 0 | 0 | 0 | 0 | 0 | 0 | 0 | 0 | 1761 | 0 | 0 | 0 | 0 | 0 | 0 | 0 | 0 | 0 | 0 | 1761 | - | 0 | 0 | - | 137.3142 | 171.1544 | - | 98.8863 | 0 | - | 1761 | - | 0 | 0 | - | 0 | 0 | - | 0 | 0 | -
1762 | 0 | 0 | 0 | 647.2888 | 0 | 183.0574 | 1201.1165 | 705.225 | 233.1 | 0 | 1762 | 0 | 0 | 0 | 0 | 0 | 0 | 0 | 0 | 0 | 0 | 1762 | - | 0 | 0 | - | 183.0574 | 0 | - | 500 | 500 | - | 1762 | - | 0 | 0 | - | 0 | 0 | - | 0 | 0 | -
1763 | 0 | 0 | 0 | 799.6123 | 627.8007 | 91.1779 | 187.5729 | 0 | 0 | 0 | 1763 | 0 | 0 | 0 | 0 | 0 | 0 | 0 | 0 | 0 | 0 | 1763 | - | 0 | 0 | - | 171.8116 | 500 | - | 190.3539 | 194.0893 | - | 1763 | - | 0 | 0 | - | 0 | 0 | - | 0 | 0 | -
1764 | 0 | 0 | 0 | 346.4388 | 0 | 0 | 209.3112 | 679.772 | 0 | 0 | 1764 | 0 | 0 | 0 | 0 | 0 | 0 | 0 | 0 | 0 | 0 | 1764 | - | 0 | 0 | - | 452.0459 | 452.0459 | - | 0 | 326.9999 | - | 1764 | - | 0 | 0 | - | 0 | 0 | - | 0 | 0 | -
1765 | 0 | 0 | 0 | 0 | 0 | 0 | 0 | 0 | 41.1353 | 0 | 1765 | 0 | 0 | 0 | 0 | 0 | 0 | 0 | 0 | 0 | 0 | 1765 | - | 0 | 0 | - | 0 | 0 | - | 231.849 | 0 | - | 1765 | - | 0 | 0 | - | 0 | 0 | - | 0 | 0 | -
1766 | 0 | 0 | 0 | 0 | 0 | 0 | 0 | 0 | 0 | 0 | 1766 | 0 | 0 | 0 | 0 | 0 | 0 | 0 | 0 | 0 | 0 | 1766 | - | 0 | 0 | - | 0 | 0 | - | 0 | 0 | - | 1766 | - | 0 | 0 | - | 0 | 0 | - | 0 | 0 | -
1767 | 0 | 0 | 0 | 0 | 0 | 0 | 0 | 0 | 0 | 0 | 1767 | 0 | 0 | 0 | 0 | 0 | 0 | 0 | 0 | 0 | 0 | 1767 | - | 0 | 0 | - | 0 | 0 | - | 0 | 0 | - | 1767 | - | 0 | 0 | - | 0 | 0 | - | 0 | 0 | -
1768 | 0 | 0 | 0 | 0 | 0 | 0 | 0 | 0 | 0 | 0 | 1768 | 0 | 0 | 0 | 0 | 0 | 0 | 0 | 0 | 0 | 0 | 1768 | - | 0 | 0 | - | 0 | 0 | - | 0 | 0 | - | 1768 | - | 0 | 0 | - | 63.4269 | 63.4269 | - | 500 | 500 | -
1769 | 0 | 0 | 0 | 0 | 0 | 0 | 0 | 0 | 0 | 0 | 1769 | 0 | 0 | 0 | 0 | 0 | 0 | 0 | 0 | 0 | 0 | 1769 | - | 0 | 0 | - | 0 | 0 | - | 0 | 0 | - | 1769 | - | 500 | 500 | - | 500 | 500 | - | 500 | 500 | -
1770 | 0 | 0 | 0 | 0 | 0 | 0 | 0 | 0 | 0 | 0 | 1770 | 352.9845 | 285.4341 | 155.9594 | 886.381 | 608.6652 | 233.1 | 819.2977 | 772.9049 | 181.0045 | 0 | 1770 | - | 0 | 0 | - | 0 | 0 | - | 0 | 0 | - | 1770 | - | 500 | 500 | - | 500 | 500 | - | 500 | 500 | -
1771 | 0 | 0 | 0 | 0 | 0 | 0 | 0 | 0 | 0 | 0 | 1771 | 609.8961 | 359.0466 | 5.2213 | 874.8047 | 610.8046 | 89.2614 | 843.7825 | 610.0268 | 141.3569 | 0 | 1771 | - | 0 | 0 | - | 0 | 0 | - | 0 | 0 | - | 1771 | - | 500 | 500 | - | 500 | 500 | - | 500 | 500 | -
1772 | 0 | 0 | 0 | 0 | 0 | 0 | 0 | 0 | 0 | 0 | 1772 | 74.3181 | 46.9852 | 0 | 313.2119 | 163.4619 | 0 | 411.3173 | 0 | 0 | 0 | 1772 | - | 0 | 0 | - | 0 | 0 | - | 0 | 0 | - | 1772 | - | 500 | 500 | - | 500 | 500 | - | 500 | 500 | -
1773 | 0 | 0 | 0 | 0 | 0 | 0 | 0 | 0 | 0 | 0 | 1773 | 0 | 0 | 0 | 0 | 0 | 0 | 0 | 0 | 0 | 0 | 1773 | - | 0 | 0 | - | 0 | 0 | - | 0 | 0 | - | 1773 | - | 407.7043 | 500 | - | 500 | 500 | - | 500 | 500 | -
1774 | 0 | 0 | 0 | 0 | 0 | 0 | 0 | 0 | 0 | 0 | 1774 | 0 | 0 | 0 | 0 | 0 | 0 | 0 | 0 | 0 | 0 | 1774 | - | 0 | 0 | - | 0 | 0 | - | 0 | 0 | - | 1774 | - | 0 | 0 | - | 500 | 500 | - | 500 | 500 | -
1775 | 0 | 0 | 0 | 0 | 0 | 0 | 0 | 0 | 0 | 0 | 1775 | 0 | 0 | 0 | 0 | 0 | 0 | 0 | 0 | 0 | 0 | 1775 | - | 0 | 0 | - | 0 | 0 | - | 0 | 0 | - | 1775 | - | 0 | 0 | - | 365.0466 | 209.8758 | - | 400 | 400 | -
1776 | 0 | 0 | 0 | 0 | 0 | 0 | 0 | 0 | 0 | 0 | 1776 | 0 | 0 | 0 | 0 | 0 | 0 | 0 | 0 | 0 | 0 | 1776 | - | 0 | 0 | - | 0 | 0 | - | 0 | 0 | - | 1776 | - | 0 | 0 | - | 0 | 0 | - | 0 | 0 | -
1777 | 0 | 0 | 0 | 0 | 0 | 0 | 0 | 0 | 0 | 0 | 1777 | 0 | 0 | 0 | 0 | 0 | 0 | 0 | 0 | 0 | 0 | 1777 | - | 0 | 0 | - | 0 | 0 | - | 0 | 0 | - | 1777 | - | 0 | 0 | - | 164.1181 | 164.1181 | - | 0 | 0 | -
1778 | 0 | 0 | 0 | 0 | 0 | 0 | 0 | 0 | 0 | 0 | 1778 | 0 | 0 | 0 | 0 | 0 | 0 | 0 | 0 | 0 | 0 | 1778 | - | 0 | 0 | - | 0 | 0 | - | 0 | 0 | - | 1778 | - | 0 | 0 | - | 179.0925 | 0 | - | 0 | 0 | -
1779 | 0 | 0 | 0 | 0 | 0 | 0 | 0 | 0 | 0 | 0 | 1779 | 0 | 0 | 0 | 0 | 0 | 0 | 0 | 0 | 0 | 0 | 1779 | - | 0 | 0 | - | 0 | 0 | - | 0 | 0 | - | 1779 | - | 0 | 0 | - | 27.9804 | 233.11 | - | 0 | 0 | -
1780 | 0 | 0 | 0 | 0 | 0 | 0 | 0 | 0 | 0 | 0 | 1780 | 0 | 0 | 0 | 0 | 0 | 0 | 0 | 0 | 0 | 0 | 1780 | - | 0 | 0 | - | 0 | 0 | - | 0 | 0 | - | 1780 | - | 0 | 0 | - | 0 | 435.8507 | - | 0 | 0 | -
1781 | 0 | 0 | 0 | 0 | 0 | 0 | 0 | 0 | 0 | 0 | 1781 | 0 | 0 | 0 | 0 | 0 | 0 | 0 | 0 | 0 | 0 | 1781 | - | 0 | 0 | - | 0 | 0 | - | 0 | 0 | - | 1781 | - | 85.3269 | 85.3269 | - | 0 | 500 | - | 0 | 0 | -
1782 | 0 | 0 | 0 | 0 | 0 | 0 | 0 | 0 | 0 | 0 | 1782 | 0 | 0 | 0 | 0 | 0 | 0 | 0 | 0 | 0 | 0 | 1782 | - | 0 | 0 | - | 0 | 0 | - | 0 | 0 | - | 1782 | - | 0 | 0 | - | 469.3997 | 244.3997 | - | 500 | 500 | -
1783 | 0 | 0 | 0 | 0 | 0 | 0 | 0 | 0 | 0 | 0 | 1783 | 0 | 0 | 0 | 0 | 0 | 0 | 0 | 0 | 0 | 0 | 1783 | - | 0 | 0 | - | 0 | 0 | - | 0 | 0 | - | 1783 | - | 0 | 114.6731 | - | 461.4273 | 0 | - | 500 | 500 | -
1784 | 0 | 0 | 0 | 0 | 0 | 0 | 0 | 0 | 0 | 0 | 1784 | 0 | 0 | 0 | 0 | 0 | 0 | 0 | 0 | 0 | 0 | 1784 | - | 0 | 0 | - | 0 | 0 | - | 0 | 0 | - | 1784 | - | 206.9689 | 0 | - | 500 | 500 | - | 500 | 500 | -
1785 | 0 | 0 | 0 | 0 | 0 | 0 | 0 | 0 | 0 | 0 | 1785 | 0 | 0 | 0 | 0 | 0 | 0 | 0 | 0 | 0 | 0 | 1785 | - | 0 | 0 | - | 0 | 0 | - | 0 | 0 | - | 1785 | - | 0 | 0 | - | 169.5085 | 49.2187 | - | 0 | 0 | -
1786 | 0 | 0 | 0 | 0 | 0 | 0 | 0 | 0 | 0 | 0 | 1786 | 0 | 0 | 0 | 0 | 0 | 0 | 0 | 0 | 0 | 0 | 1786 | - | 0 | 0 | - | 0 | 0 | - | 0 | 0 | - | 1786 | - | 0 | 0 | - | 0 | 0 | - | 0 | 0 | -
1787 | 0 | 0 | 0 | 0 | 0 | 0 | 0 | 0 | 0 | 0 | 1787 | 0 | 0 | 0 | 0 | 0 | 0 | 0 | 0 | 0 | 0 | 1787 | - | 0 | 0 | - | 0 | 0 | - | 0 | 0 | - | 1787 | - | 0 | 0 | - | 0 | 0 | - | 0 | 0 | -
1788 | 0 | 0 | 0 | 0 | 0 | 0 | 0 | 0 | 0 | 0 | 1788 | 0 | 0 | 0 | 0 | 0 | 0 | 0 | 0 | 0 | 0 | 1788 | - | 0 | 0 | - | 0 | 0 | - | 0 | 0 | - | 1788 | - | 0 | 0 | - | 0 | 0 | - | 0 | 0 | -
1789 | 0 | 0 | 0 | 0 | 0 | 0 | 0 | 0 | 0 | 0 | 1789 | 0 | 0 | 0 | 0 | 0 | 0 | 0 | 0 | 0 | 0 | 1789 | - | 0 | 0 | - | 0 | 0 | - | 0 | 0 | - | 1789 | - | 0 | 0 | - | 0 | 0 | - | 0 | 0 | -
1790 | 0 | 0 | 0 | 0 | 0 | 0 | 0 | 0 | 0 | 0 | 1790 | 0 | 0 | 0 | 0 | 0 | 0 | 0 | 0 | 0 | 0 | 1790 | - | 0 | 0 | - | 0 | 0 | - | 0 | 0 | - | 1790 | - | 0 | 0 | - | 0 | 0 | - | 0 | 0 | -
1791 | 0 | 0 | 0 | 0 | 0 | 0 | 0 | 0 | 0 | 0 | 1791 | 0 | 0 | 0 | 0 | 0 | 0 | 0 | 0 | 0 | 0 | 1791 | - | 0 | 0 | - | 0 | 0 | - | 0 | 0 | - | 1791 | - | 0 | 0 | - | 0 | 0 | - | 0 | 0 | -
1792 | 0 | 0 | 0 | 0 | 0 | 0 | 0 | 0 | 0 | 0 | 1792 | 0 | 0 | 0 | 0 | 0 | 0 | 0 | 0 | 0 | 0 | 1792 | - | 0 | 0 | - | 0 | 0 | - | 0 | 0 | - | 1792 | - | 0 | 0 | - | 0 | 0 | - | 0 | 0 | -
1793 | 0 | 0 | 0 | 0 | 0 | 0 | 0 | 0 | 0 | 0 | 1793 | 0 | 0 | 0 | 0 | 0 | 0 | 0 | 0 | 0 | 0 | 1793 | - | 0 | 0 | - | 0 | 0 | - | 0 | 0 | - | 1793 | - | 0 | 0 | - | 0 | 0 | - | 0 | 0 | -
1794 | 0 | 0 | 0 | 0 | 0 | 0 | 0 | 0 | 0 | 0 | 1794 | 0 | 0 | 0 | 0 | 0 | 0 | 0 | 0 | 0 | 0 | 1794 | - | 0 | 0 | - | 0 | 0 | - | 0 | 0 | - | 1794 | - | 0 | 0 | - | 0 | 0 | - | 0 | 0 | -
1795 | 0 | 0 | 0 | 0 | 0 | 0 | 0 | 0 | 0 | 0 | 1795 | 0 | 0 | 0 | 0 | 0 | 0 | 0 | 0 | 0 | 0 | 1795 | - | 0 | 0 | - | 0 | 0 | - | 0 | 0 | - | 1795 | - | 0 | 0 | - | 0 | 0 | - | 0 | 0 | -
1796 | 0 | 0 | 0 | 0 | 0 | 0 | 0 | 0 | 0 | 0 | 1796 | 0 | 0 | 0 | 0 | 0 | 0 | 0 | 0 | 0 | 0 | 1796 | - | 0 | 0 | - | 0 | 0 | - | 0 | 0 | - | 1796 | - | 0 | 0 | - | 0 | 0 | - | 0 | 0 | -
1797 | 0 | 0 | 0 | 0 | 0 | 0 | 0 | 0 | 0 | 0 | 1797 | 0 | 0 | 0 | 0 | 0 | 0 | 0 | 0 | 0 | 0 | 1797 | - | 0 | 0 | - | 0 | 0 | - | 0 | 0 | - | 1797 | - | 0 | 0 | - | 0 | 0 | - | 0 | 0 | -
1798 | 0 | 0 | 0 | 0 | 0 | 0 | 0 | 0 | 0 | 0 | 1798 | 0 | 0 | 0 | 0 | 0 | 0 | 0 | 0 | 0 | 0 | 1798 | - | 0 | 0 | - | 0 | 0 | - | 0 | 0 | - | 1798 | - | 0 | 0 | - | 0 | 0 | - | 0 | 0 | -
1799 | 0 | 0 | 0 | 0 | 0 | 0 | 0 | 0 | 0 | 0 | 1799 | 0 | 0 | 0 | 0 | 0 | 0 | 0 | 0 | 0 | 0 | 1799 | - | 0 | 0 | - | 0 | 0 | - | 0 | 0 | - | 1799 | - | 0 | 0 | - | 0 | 0 | - | 0 | 0 | -
1800 | 0 | 0 | 0 | 0 | 0 | 0 | 0 | 0 | 0 | 0 | 1800 | 0 | 0 | 0 | 0 | 0 | 0 | 0 | 0 | 0 | 0 | 1800 | - | 0 | 0 | - | 0 | 0 | - | 0 | 0 | - | 1800 | - | 0 | 0 | - | 0 | 0 | - | 0 | 0 | -
1801 | 0 | 0 | 0 | 0 | 0 | 0 | 0 | 0 | 0 | 0 | 1801 | 0 | 0 | 0 | 0 | 0 | 0 | 0 | 0 | 0 | 0 | 1801 | - | 0 | 0 | - | 0 | 0 | - | 0 | 0 | - | 1801 | - | 0 | 0 | - | 0 | 0 | - | 0 | 0 | -
1802 | 0 | 0 | 0 | 0 | 0 | 0 | 0 | 0 | 0 | 0 | 1802 | 0 | 0 | 0 | 0 | 0 | 0 | 0 | 0 | 0 | 0 | 1802 | - | 0 | 0 | - | 0 | 0 | - | 337.4889 | 337.4889 | - | 1802 | - | 0 | 0 | - | 0 | 0 | - | 0 | 0 | -
1803 | 0 | 0 | 0 | 0 | 0 | 0 | 0 | 0 | 0 | 0 | 1803 | 0 | 0 | 0 | 0 | 0 | 0 | 0 | 0 | 0 | 0 | 1803 | - | 0 | 0 | - | 0 | 0 | - | 500 | 500 | - | 1803 | - | 0 | 0 | - | 0 | 0 | - | 0 | 0 | -
1804 | 0 | 0 | 0 | 0 | 0 | 0 | 0 | 0 | 0 | 0 | 1804 | 0 | 0 | 0 | 0 | 0 | 0 | 0 | 0 | 0 | 0 | 1804 | - | 0 | 0 | - | 0 | 0 | - | 481.7473 | 417.296 | - | 1804 | - | 0 | 0 | - | 0 | 0 | - | 0 | 0 | -
1805 | 0 | 0 | 0 | 0 | 0 | 0 | 0 | 0 | 0 | 0 | 1805 | 0 | 0 | 0 | 0 | 0 | 0 | 0 | 0 | 0 | 0 | 1805 | - | 0 | 0 | - | 0 | 0 | - | 0 | 0 | - | 1805 | - | 0 | 0 | - | 0 | 0 | - | 0 | 0 | -
1806 | 0 | 0 | 0 | 0 | 0 | 0 | 0 | 0 | 0 | 0 | 1806 | 0 | 0 | 0 | 0 | 0 | 0 | 0 | 0 | 0 | 0 | 1806 | - | 0 | 0 | - | 0 | 0 | - | 0 | 0 | - | 1806 | - | 0 | 0 | - | 0 | 0 | - | 0 | 0 | -
1807 | 0 | 0 | 0 | 0 | 0 | 0 | 0 | 0 | 0 | 0 | 1807 | 0 | 0 | 0 | 0 | 0 | 0 | 0 | 0 | 0 | 0 | 1807 | - | 0 | 0 | - | 0 | 0 | - | 0 | 0 | - | 1807 | - | 0 | 0 | - | 0 | 0 | - | 0 | 0 | -
1808 | 0 | 0 | 0 | 0 | 0 | 0 | 0 | 0 | 0 | 0 | 1808 | 0 | 0 | 0 | 0 | 0 | 0 | 0 | 0 | 0 | 0 | 1808 | - | 0 | 0 | - | 0 | 0 | - | 0 | 64.4513 | - | 1808 | - | 0 | 0 | - | 0 | 0 | - | 0 | 0 | -
1809 | 0 | 0 | 0 | 0 | 0 | 0 | 0 | 0 | 0 | 0 | 1809 | 0 | 0 | 0 | 0 | 0 | 0 | 0 | 0 | 0 | 0 | 1809 | - | 0 | 0 | - | 0 | 0 | - | 187.7142 | 187.7142 | - | 1809 | - | 0 | 0 | - | 0 | 0 | - | 0 | 0 | -
1810 | 0 | 0 | 0 | 0 | 0 | 0 | 0 | 0 | 0 | 0 | 1810 | 0 | 0 | 0 | 0 | 0 | 0 | 0 | 0 | 0 | 0 | 1810 | - | 0 | 0 | - | 0 | 0 | - | 500 | 500 | - | 1810 | - | 0 | 0 | - | 0 | 0 | - | 0 | 0 | -
1811 | 0 | 0 | 0 | 175.2022 | 0 | 0 | 0 | 0 | 0 | 0 | 1811 | 0 | 0 | 0 | 0 | 0 | 0 | 0 | 0 | 0 | 0 | 1811 | - | 0 | 0 | - | 268.0934 | 291.0934 | - | 500 | 500 | - | 1811 | - | 0 | 0 | - | 0 | 0 | - | 0 | 0 | -
1812 | 0 | 0 | 0 | 606.6161 | 364.7324 | 133.7324 | 589.0468 | 48.7369 | 92.2362 | 0 | 1812 | 0 | 0 | 0 | 0 | 0 | 0 | 0 | 0 | 0 | 0 | 1812 | - | 0 | 0 | - | 500 | 500 | - | 500 | 500 | - | 1812 | - | 0 | 0 | - | 0 | 0 | - | 0 | 0 | -
1813 | 0 | 0 | 0 | 1149.6132 | 773.2746 | 233.1 | 593.8953 | 727.6859 | 233.1 | 0 | 1813 | 0 | 0 | 0 | 0 | 0 | 0 | 0 | 0 | 0 | 0 | 1813 | - | 0 | 0 | - | 500 | 500 | - | 500 | 500 | - | 1813 | - | 0 | 0 | - | 0 | 0 | - | 0 | 0 | -
1814 | 0 | 0 | 0 | 509.0363 | 271.895 | 12.4163 | 1257.5255 | 850.5557 | 53.9125 | 0 | 1814 | 0 | 0 | 0 | 0 | 0 | 0 | 0 | 0 | 0 | 0 | 1814 | - | 0 | 0 | - | 500 | 500 | - | 500 | 500 | - | 1814 | - | 0 | 0 | - | 0 | 0 | - | 0 | 0 | -
1815 | 0 | 0 | 0 | 0 | 0 | 0 | 0 | 0 | 0 | 0 | 1815 | 0 | 0 | 0 | 0 | 0 | 0 | 0 | 0 | 0 | 0 | 1815 | - | 0 | 0 | - | 0 | 0 | - | 500 | 500 | - | 1815 | - | 0 | 0 | - | 0 | 0 | - | 0 | 0 | -
1816 | 0 | 0 | 0 | 0 | 0 | 0 | 0 | 0 | 0 | 0 | 1816 | 0 | 0 | 0 | 0 | 0 | 0 | 0 | 0 | 0 | 0 | 1816 | - | 0 | 0 | - | 0 | 0 | - | 500 | 500 | - | 1816 | - | 0 | 0 | - | 0 | 0 | - | 0 | 0 | -
1817 | 0 | 0 | 0 | 0 | 0 | 0 | 0 | 0 | 0 | 0 | 1817 | 0 | 0 | 0 | 0 | 0 | 0 | 0 | 0 | 0 | 0 | 1817 | - | 0 | 0 | - | 0 | 0 | - | 500 | 500 | - | 1817 | - | 0 | 0 | - | 0 | 0 | - | 0 | 0 | -
1818 | 0 | 0 | 0 | 0 | 0 | 0 | 0 | 0 | 0 | 0 | 1818 | 0 | 0 | 0 | 0 | 0 | 0 | 0 | 0 | 0 | 0 | 1818 | - | 0 | 0 | - | 0 | 0 | - | 500 | 500 | - | 1818 | - | 0 | 0 | - | 0 | 0 | - | 0 | 0 | -
1819 | 0 | 0 | 0 | 0 | 0 | 0 | 0 | 0 | 0 | 0 | 1819 | 0 | 0 | 0 | 81.2333 | 81.2333 | 0 | 0 | 0 | 0 | 0 | 1819 | - | 0 | 0 | - | 0 | 0 | - | 500 | 500 | - | 1819 | - | 0 | 0 | - | 0 | 0 | - | 0 | 0 | -
1820 | 0 | 0 | 0 | 0 | 0 | 0 | 0 | 0 | 0 | 0 | 1820 | 0 | 0 | 0 | 685.8139 | 425.7175 | 161.1807 | 0 | 0 | 0 | 0 | 1820 | - | 0 | 0 | - | 0 | 0 | - | 51.0745 | 51.0745 | - | 1820 | - | 0 | 0 | - | 260.0964 | 278.7264 | - | 0 | 0 | -
1821 | 0 | 0 | 0 | 0 | 0 | 0 | 0 | 0 | 0 | 0 | 1821 | 0 | 0 | 0 | 629.3726 | 0 | 0 | 0 | 0 | 0 | 0 | 1821 | - | 0 | 0 | - | 0 | 0 | - | 24.0862 | 24.0862 | - | 1821 | - | 0 | 0 | - | 0 | 0 | - | 0 | 0 | -
1822 | 0 | 0 | 0 | 0 | 0 | 0 | 0 | 0 | 0 | 0 | 1822 | 0 | 0 | 0 | 0 | 0 | 0 | 0 | 0 | 0 | 0 | 1822 | - | 0 | 0 | - | 0 | 0 | - | 0 | 0 | - | 1822 | - | 0 | 0 | - | 0 | 0 | - | 0 | 0 | -
1823 | 0 | 0 | 0 | 0 | 0 | 0 | 0 | 0 | 0 | 0 | 1823 | 0 | 0 | 0 | 0 | 0 | 0 | 0 | 0 | 0 | 0 | 1823 | - | 0 | 0 | - | 0 | 0 | - | 84.5556 | 84.5556 | - | 1823 | - | 0 | 0 | - | 0 | 0 | - | 0 | 0 | -
1824 | 0 | 0 | 0 | 0 | 0 | 0 | 0 | 0 | 0 | 0 | 1824 | 0 | 0 | 0 | 0 | 0 | 0 | 0 | 0 | 0 | 0 | 1824 | - | 0 | 0 | - | 0 | 0 | - | 0 | 0 | - | 1824 | - | 0 | 0 | - | 0 | 0 | - | 0 | 0 | -
1825 | 0 | 0 | 0 | 0 | 0 | 0 | 0 | 0 | 0 | 0 | 1825 | 0 | 0 | 0 | 0 | 0 | 0 | 0 | 0 | 0 | 0 | 1825 | - | 0 | 0 | - | 0 | 0 | - | 0 | 0 | - | 1825 | - | 0 | 0 | - | 0 | 0 | - | 167.7124 | 167.7124 | -
1826 | 0 | 0 | 0 | 0 | 0 | 0 | 0 | 0 | 0 | 0 | 1826 | 0 | 0 | 0 | 0 | 0 | 0 | 0 | 0 | 0 | 0 | 1826 | - | 0 | 0 | - | 0 | 0 | - | 0 | 0 | - | 1826 | - | 0 | 0 | - | 0 | 0 | - | 424.0988 | 424.0988 | -
1827 | 0 | 0 | 0 | 0 | 0 | 0 | 0 | 0 | 0 | 0 | 1827 | 0 | 0 | 0 | 0 | 0 | 0 | 0 | 0 | 0 | 0 | 1827 | - | 0 | 0 | - | 0 | 0 | - | 0 | 0 | - | 1827 | - | 0 | 0 | - | 0 | 0 | - | 500 | 500 | -
1828 | 0 | 0 | 0 | 0 | 0 | 0 | 0 | 0 | 0 | 0 | 1828 | 0 | 0 | 0 | 0 | 0 | 0 | 0 | 0 | 0 | 0 | 1828 | - | 0 | 0 | - | 0 | 0 | - | 0 | 0 | - | 1828 | - | 0 | 0 | - | 0 | 0 | - | 500 | 500 | -
1829 | 0 | 0 | 0 | 0 | 0 | 0 | 0 | 0 | 0 | 0 | 1829 | 0 | 0 | 0 | 0 | 0 | 0 | 0 | 10.7669 | 0 | 0 | 1829 | - | 0 | 0 | - | 0 | 0 | - | 0 | 0 | - | 1829 | - | 0 | 0 | - | 0 | 0 | - | 500 | 500 | -
1830 | 0 | 0 | 0 | 0 | 0 | 0 | 0 | 0 | 0 | 0 | 1830 | 0 | 0 | 0 | 677.9777 | 0 | 0 | 1159.9834 | 692.5668 | 233.1 | 0 | 1830 | - | 0 | 0 | - | 0 | 0 | - | 0 | 0 | - | 1830 | - | 0 | 0 | - | 0 | 0 | - | 500 | 500 | -
1831 | 0 | 0 | 0 | 0 | 0 | 0 | 0 | 0 | 0 | 0 | 1831 | 0 | 0 | 0 | 0 | 0 | 0 | 914.4141 | 679.5979 | 89.2614 | 0 | 1831 | - | 0 | 0 | - | 0 | 0 | - | 0 | 0 | - | 1831 | - | 0 | 0 | - | 0 | 0 | - | 500 | 500 | -
1832 | 0 | 0 | 0 | 0 | 0 | 0 | 0 | 0 | 0 | 0 | 1832 | 0 | 0 | 0 | 0 | 0 | 0 | 0 | 0 | 0 | 0 | 1832 | - | 0 | 0 | - | 0 | 0 | - | 0 | 0 | - | 1832 | - | 0 | 0 | - | 0 | 0 | - | 500 | 500 | -
1833 | 0 | 0 | 0 | 0 | 0 | 0 | 0 | 0 | 0 | 0 | 1833 | 0 | 0 | 0 | 0 | 0 | 0 | 0 | 0 | 0 | 0 | 1833 | - | 0 | 0 | - | 0 | 0 | - | 0 | 0 | - | 1833 | - | 0 | 0 | - | 0 | 0 | - | 0 | 0 | -
1834 | 0 | 0 | 0 | 0 | 0 | 0 | 0 | 0 | 0 | 0 | 1834 | 0 | 0 | 0 | 0 | 0 | 0 | 0 | 0 | 0 | 0 | 1834 | - | 0 | 0 | - | 0 | 0 | - | 0 | 0 | - | 1834 | - | 0 | 0 | - | 0 | 0 | - | 0 | 0 | -
1835 | 0 | 0 | 0 | 0 | 0 | 0 | 0 | 0 | 0 | 0 | 1835 | 0 | 0 | 0 | 0 | 0 | 0 | 0 | 0 | 0 | 0 | 1835 | - | 0 | 0 | - | 0 | 0 | - | 0 | 0 | - | 1835 | - | 0 | 0 | - | 0 | 0 | - | 0 | 0 | -
1836 | 0 | 0 | 0 | 0 | 0 | 0 | 0 | 0 | 0 | 0 | 1836 | 0 | 0 | 0 | 0 | 0 | 0 | 0 | 0 | 0 | 0 | 1836 | - | 0 | 0 | - | 0 | 0 | - | 0 | 0 | - | 1836 | - | 0 | 0 | - | 0 | 0 | - | 271.6854 | 345.628 | -
1837 | 0 | 0 | 0 | 0 | 0 | 0 | 0 | 0 | 0 | 0 | 1837 | 0 | 0 | 0 | 0 | 0 | 0 | 0 | 0 | 0 | 0 | 1837 | - | 0 | 0 | - | 0 | 0 | - | 0 | 0 | - | 1837 | - | 0 | 0 | - | 0 | 0 | - | 500 | 500 | -
1838 | 0 | 0 | 0 | 0 | 0 | 0 | 0 | 0 | 0 | 0 | 1838 | 0 | 0 | 0 | 0 | 0 | 0 | 0 | 0 | 0 | 0 | 1838 | - | 0 | 0 | - | 0 | 0 | - | 0 | 0 | - | 1838 | - | 0 | 0 | - | 0 | 0 | - | 500 | 426.0574 | -
1839 | 0 | 0 | 0 | 0 | 0 | 0 | 0 | 0 | 0 | 0 | 1839 | 0 | 0 | 0 | 0 | 0 | 0 | 0 | 0 | 0 | 0 | 1839 | - | 0 | 0 | - | 0 | 0 | - | 0 | 0 | - | 1839 | - | 0 | 0 | - | 0 | 0 | - | 427.6217 | 427.6217 | -
1840 | 0 | 0 | 0 | 0 | 0 | 0 | 0 | 0 | 0 | 0 | 1840 | 0 | 0 | 0 | 0 | 0 | 0 | 0 | 0 | 0 | 0 | 1840 | - | 0 | 0 | - | 0 | 0 | - | 0 | 0 | - | 1840 | - | 0 | 0 | - | 0 | 0 | - | 108.8817 | 108.8817 | -
1841 | 0 | 0 | 0 | 0 | 0 | 0 | 0 | 220.3886 | 11.1726 | 0 | 1841 | 0 | 0 | 0 | 0 | 0 | 0 | 0 | 0 | 0 | 0 | 1841 | - | 0 | 0 | - | 0 | 0 | - | 0 | 175.0878 | - | 1841 | - | 0 | 0 | - | 0 | 0 | - | 0 | 0 | -
1842 | 0 | 0 | 0 | 0 | 0 | 0 | 0 | 29.6572 | 0 | 0 | 1842 | 0 | 0 | 0 | 0 | 0 | 0 | 0 | 0 | 0 | 0 | 1842 | - | 0 | 0 | - | 44.1077 | 44.1077 | - | 500 | 489.9443 | - | 1842 | - | 0 | 0 | - | 0 | 0 | - | 0 | 0 | -
1843 | 0 | 0 | 0 | 0 | 0 | 0 | 31.4632 | 136.0031 | 0 | 0 | 1843 | 0 | 0 | 0 | 0 | 0 | 0 | 0 | 0 | 0 | 0 | 1843 | - | 0 | 0 | - | 149.2406 | 149.2406 | - | 500 | 500 | - | 1843 | - | 0 | 0 | - | 0 | 0 | - | 0 | 0 | -
1844 | 0 | 0 | 0 | 31.8727 | 0 | 0 | 128.5884 | 193.4154 | 0 | 0 | 1844 | 0 | 0 | 0 | 0 | 0 | 0 | 0 | 0 | 0 | 0 | 1844 | - | 0 | 0 | - | 270.4765 | 270.4765 | - | 500 | 168.3013 | - | 1844 | - | 0 | 0 | - | 0 | 0 | - | 0 | 0 | -
1845 | 0 | 0 | 0 | 468.9706 | 0 | 0 | 295.7822 | 0 | 0 | 0 | 1845 | 0 | 0 | 0 | 0 | 0 | 0 | 0 | 0 | 0 | 0 | 1845 | - | 0 | 0 | - | 468.9706 | 468.9706 | - | 335.4951 | 500 | - | 1845 | - | 0 | 0 | - | 0 | 0 | - | 0 | 0 | -
1846 | 0 | 0 | 0 | 420.6747 | 0 | 0 | 237.4759 | 0 | 178.4517 | 0 | 1846 | 0 | 0 | 0 | 0 | 0 | 0 | 0 | 0 | 0 | 0 | 1846 | - | 0 | 0 | - | 420.6747 | 420.6747 | - | 500 | 500 | - | 1846 | - | 0 | 0 | - | 0 | 0 | - | 0 | 0 | -
1847 | 0 | 0 | 0 | 298.7158 | 0 | 0 | 90.479 | 195.0189 | 0 | 0 | 1847 | 0 | 0 | 0 | 0 | 0 | 0 | 0 | 0 | 0 | 0 | 1847 | - | 0 | 0 | - | 298.7158 | 298.7158 | - | 500 | 500 | - | 1847 | - | 0 | 0 | - | 0 | 0 | - | 0 | 0 | -
1848 | 0 | 0 | 0 | 0 | 0 | 0 | 436.4452 | 39.006 | 0 | 0 | 1848 | 0 | 0 | 0 | 0 | 0 | 0 | 0 | 0 | 0 | 0 | 1848 | - | 0 | 0 | - | 234.1607 | 234.1607 | - | 497.8382 | 500 | - | 1848 | - | 0 | 0 | - | 0 | 0 | - | 0 | 0 | -
1849 | 0 | 0 | 0 | 0 | 0 | 0 | 282.4392 | 0 | 0 | 0 | 1849 | 65.035 | 65.035 | 65.035 | 0 | 0 | 0 | 0 | 0 | 0 | 0 | 1849 | - | 0 | 0 | - | 0 | 0 | - | 407.913 | 282.4392 | - | 1849 | - | 0 | 0 | - | 0 | 0 | - | 0 | 0 | -
1850 | 0 | 0 | 0 | 0 | 0 | 0 | 899.507 | 211.6202 | 189.6243 | 0 | 1850 | 12.453 | 12.453 | 12.453 | 0 | 0 | 0 | 0 | 0 | 0 | 0 | 1850 | - | 0 | 0 | - | 0 | 0 | - | 500 | 500 | - | 1850 | - | 0 | 0 | - | 0 | 0 | - | 0 | 0 | -
1851 | 0 | 0 | 0 | 0 | 0 | 0 | 0 | 601.8691 | 0 | 0 | 1851 | 29.6322 | 29.6322 | 29.6322 | 0 | 0 | 0 | 0 | 0 | 0 | 0 | 1851 | - | 0 | 0 | - | 333.3333 | 333.3333 | - | 500 | 500 | - | 1851 | - | 0 | 0 | - | 0 | 0 | - | 0 | 0 | -
1852 | 0 | 0 | 0 | 0 | 0 | 0 | 0 | 0 | 0 | 0 | 1852 | 157.5938 | 157.5938 | 54.0605 | 0 | 0 | 0 | 0 | 0 | 0 | 0 | 1852 | - | 0 | 0 | - | 0 | 0 | - | 0 | 0 | - | 1852 | - | 0 | 103.5333 | - | 0 | 0 | - | 0 | 0 | -
1853 | 0 | 0 | 0 | 0 | 0 | 0 | 0 | 0 | 0 | 0 | 1853 | 161.6558 | 161.6558 | 0 | 0 | 0 | 0 | 524.113 | 22.6917 | 22.6917 | 0 | 1853 | - | 0 | 0 | - | 0 | 0 | - | 0 | 0 | - | 1853 | - | 0 | 161.6558 | - | 0 | 0 | - | 0 | 0 | -
1854 | 0 | 0 | 0 | 0 | 0 | 0 | 0 | 0 | 0 | 0 | 1854 | 229.3108 | 80.9651 | 0 | 0 | 0 | 0 | 0 | 0 | 0 | 0 | 1854 | - | 0 | 0 | - | 0 | 0 | - | 0 | 91.2377 | - | 1854 | - | 0 | 0 | - | 0 | 0 | - | 0 | 0 | -
1855 | 0 | 0 | 0 | 0 | 0 | 0 | 0 | 0 | 0 | 0 | 1855 | 114.8652 | 99.3446 | 0 | 0 | 0 | 0 | 0 | 0 | 0 | 0 | 1855 | - | 0 | 0 | - | 0 | 0 | - | 0 | 283.9186 | - | 1855 | - | 0 | 0 | - | 0 | 0 | - | 0 | 0 | -
1856 | 0 | 0 | 0 | 0 | 0 | 0 | 0 | 0 | 0 | 0 | 1856 | 266.6529 | 84.7863 | 0 | 0 | 0 | 0 | 0 | 0 | 0 | 0 | 1856 | - | 0 | 0 | - | 0 | 0 | - | 249.1973 | 210.5369 | - | 1856 | - | 0 | 0 | - | 0 | 0 | - | 0 | 0 | -
1857 | 0 | 0 | 0 | 0 | 0 | 0 | 0 | 0 | 0 | 0 | 1857 | 0 | 0 | 0 | 0 | 0 | 0 | 0 | 0 | 0 | 0 | 1857 | - | 248.3232 | 248.3232 | - | 500 | 500 | - | 500 | 47.1759 | - | 1857 | - | 0 | 0 | - | 0 | 0 | - | 0 | 0 | -
1858 | 0 | 0 | 0 | 0 | 0 | 0 | 418.2308 | 26.6961 | 26.6961 | 0 | 1858 | 0 | 0 | 0 | 0 | 0 | 0 | 0 | 0 | 0 | 0 | 1858 | - | 500 | 500 | - | 500 | 500 | - | 500 | 500 | - | 1858 | - | 0 | 0 | - | 0 | 0 | - | 0 | 0 | -
1859 | 1399.907 | 1000 | 233.1 | 183.0678 | 297.5882 | 40.9161 | 236.6603 | 0 | 0 | 1399.907 | 1859 | 0 | 0 | 0 | 0 | 0 | 0 | 0 | 0 | 0 | 1399.907 | 1859 | - | 500 | 500 | - | 500 | 500 | - | 500 | 498.6603 | - | 1859 | - | 0 | 0 | - | 0 | 0 | - | 0 | 0 | -
1860 | 488.855 | 432.7834 | 146.1487 | 449.2069 | 0 | 0 | 0 | 0 | 0 | 488.855 | 1860 | 0 | 0 | 0 | 0 | 0 | 0 | 0 | 0 | 0 | 488.855 | 1860 | - | 500 | 500 | - | 500 | 500 | - | 90.9359 | 0 | - | 1860 | - | 0 | 0 | - | 0 | 0 | - | 0 | 0 | -
1861 | 551.7057 | 194.195 | 0 | 587.9591 | 515.901 | 148.7082 | 0 | 0 | 0 | 551.7057 | 1861 | 0 | 0 | 0 | 0 | 0 | 0 | 0 | 0 | 0 | 551.7057 | 1861 | - | 500 | 500 | - | 500 | 500 | - | 85.2871 | 0 | - | 1861 | - | 0 | 0 | - | 0 | 0 | - | 0 | 0 | -
1862 | 0 | 0 | 0 | 0 | 0 | 0 | 0 | 0 | 0 | 0 | 1862 | 0 | 0 | 0 | 0 | 0 | 0 | 0 | 0 | 0 | 0 | 1862 | - | 500 | 500 | - | 500 | 500 | - | 0 | 0 | - | 1862 | - | 0 | 0 | - | 0 | 0 | - | 0 | 0 | -
1863 | 0 | 0 | 0 | 0 | 0 | 0 | 0 | 0 | 0 | 0 | 1863 | 0 | 0 | 0 | 0 | 0 | 0 | 0 | 0 | 0 | 0 | 1863 | - | 0 | 0 | - | 0 | 0 | - | 0 | 0 | - | 1863 | - | 0 | 0 | - | 0 | 0 | - | 0 | 0 | -
1864 | 0 | 0 | 0 | 0 | 0 | 0 | 0 | 0 | 0 | 0 | 1864 | 0 | 0 | 0 | 0 | 0 | 0 | 0 | 0 | 0 | 0 | 1864 | - | 0 | 0 | - | 0 | 0 | - | 0 | 0 | - | 1864 | - | 0 | 0 | - | 0 | 0 | - | 159.5587 | 0 | -
1865 | 0 | 0 | 0 | 0 | 0 | 0 | 0 | 0 | 0 | 0 | 1865 | 0 | 0 | 0 | 0 | 0 | 0 | 0 | 0 | 0 | 0 | 1865 | - | 0 | 0 | - | 0 | 0 | - | 0 | 0 | - | 1865 | - | 500 | 500 | - | 454.2518 | 454.2518 | - | 500 | 500 | -
1866 | 0 | 0 | 0 | 0 | 0 | 0 | 0 | 0 | 0 | 0 | 1866 | 0 | 183.5483 | 0 | 391.0244 | 119.2459 | 0 | 249.2315 | 0 | 0 | 0 | 1866 | - | 0 | 0 | - | 0 | 0 | - | 0 | 0 | - | 1866 | - | 500 | 500 | - | 500 | 500 | - | 500 | 500 | -
1867 | 0 | 0 | 0 | 0 | 0 | 0 | 0 | 0 | 0 | 0 | 1867 | 909.895 | 409.895 | 233.1 | 677.7189 | 618.8166 | 89.2614 | 346.0061 | 50.0061 | 0 | 0 | 1867 | - | 0 | 0 | - | 0 | 0 | - | 0 | 0 | - | 1867 | - | 500 | 500 | - | 500 | 500 | - | 500 | 500 | -
1868 | 0 | 0 | 0 | 0 | 0 | 0 | 0 | 0 | 0 | 0 | 1868 | 888.1418 | 388.1418 | 89.2614 | 791.8729 | 461.8729 | 233.1 | 268.67 | 256.7037 | 233.1 | 0 | 1868 | - | 0 | 0 | - | 0 | 0 | - | 0 | 0 | - | 1868 | - | 500 | 500 | - | 500 | 500 | - | 500 | 500 | -
1869 | 0 | 0 | 0 | 0 | 0 | 0 | 0 | 0 | 0 | 0 | 1869 | 276.3607 | 338.1048 | 0 | 0 | 0 | 0 | 0 | 0 | 0 | 0 | 1869 | - | 0 | 0 | - | 0 | 0 | - | 0 | 0 | - | 1869 | - | 500 | 500 | - | 500 | 500 | - | 500 | 500 | -
1870 | 0 | 0 | 0 | 0 | 0 | 0 | 0 | 0 | 0 | 0 | 1870 | 0 | 63.2417 | 0 | 213.7814 | 0 | 0 | 287.6748 | 124.5127 | 0 | 0 | 1870 | - | 0 | 0 | - | 0 | 0 | - | 0 | 0 | - | 1870 | - | 500 | 500 | - | 500 | 500 | - | 500 | 500 | -
1871 | 0 | 0 | 0 | 0 | 0 | 0 | 0 | 0 | 0 | 0 | 1871 | 0 | 0 | 0 | 0 | 182.9963 | 0 | 319.9008 | 833.9008 | 89.2614 | 0 | 1871 | - | 0 | 0 | - | 0 | 0 | - | 0 | 0 | - | 1871 | - | 500 | 500 | - | 500 | 500 | - | 500 | 500 | -
1872 | 0 | 0 | 0 | 0 | 0 | 0 | 0 | 0 | 0 | 0 | 1872 | 0 | 0 | 0 | 0 | 0 | 0 | 413.8084 | 117.8084 | 0 | 0 | 1872 | - | 0 | 0 | - | 0 | 0 | - | 0 | 0 | - | 1872 | - | 500 | 500 | - | 500 | 500 | - | 500 | 500 | -
1873 | 0 | 0 | 0 | 0 | 0 | 0 | 0 | 0 | 0 | 0 | 1873 | 0 | 0 | 0 | 0 | 0 | 0 | 0 | 0 | 0 | 0 | 1873 | - | 0 | 0 | - | 0 | 0 | - | 0 | 0 | - | 1873 | - | 491.8319 | 341.8319 | - | 500 | 500 | - | 500 | 500 | -
1874 | 0 | 0 | 0 | 0 | 0 | 0 | 0 | 0 | 0 | 0 | 1874 | 0 | 0 | 0 | 0 | 0 | 0 | 189.1058 | 0 | 0 | 0 | 1874 | - | 0 | 0 | - | 0 | 0 | - | 0 | 0 | - | 1874 | - | 269.1494 | 135.4234 | - | 459.0478 | 459.0478 | - | 497.9574 | 418.5316 | -
1875 | 0 | 0 | 0 | 0 | 0 | 0 | 0 | 0 | 0 | 0 | 1875 | 0 | 0 | 0 | 0 | 0 | 0 | 0 | 0 | 0 | 0 | 1875 | - | 0 | 0 | - | 0 | 0 | - | 0 | 0 | - | 1875 | - | 85.0623 | 103.5992 | - | 294.6358 | 294.6358 | - | 221.2089 | 141.7831 | -
1876 | 0 | 0 | 0 | 0 | 0 | 0 | 0 | 0 | 0 | 0 | 1876 | 0 | 0 | 0 | 0 | 0 | 0 | 0 | 0 | 0 | 0 | 1876 | - | 0 | 0 | - | 0 | 0 | - | 0 | 0 | - | 1876 | - | 80.0982 | 80.0982 | - | 192.0646 | 192.0646 | - | 21.275 | 0 | -
1877 | 0 | 0 | 0 | 0 | 0 | 0 | 0 | 0 | 0 | 0 | 1877 | 0 | 0 | 0 | 0 | 0 | 0 | 0 | 0 | 0 | 0 | 1877 | - | 0 | 0 | - | 0 | 0 | - | 0 | 0 | - | 1877 | - | 0 | 0 | - | 0 | 0 | - | 0 | 0 | -
1878 | 0 | 0 | 0 | 0 | 0 | 0 | 0 | 0 | 0 | 0 | 1878 | 0 | 0 | 0 | 0 | 0 | 0 | 0 | 0 | 0 | 0 | 1878 | - | 0 | 0 | - | 0 | 0 | - | 0 | 0 | - | 1878 | - | 0 | 0 | - | 0 | 0 | - | 0 | 0 | -
1879 | 0 | 0 | 0 | 0 | 0 | 0 | 0 | 0 | 0 | 0 | 1879 | 0 | 0 | 0 | 0 | 0 | 0 | 0 | 0 | 0 | 0 | 1879 | - | 0 | 0 | - | 0 | 0 | - | 0 | 0 | - | 1879 | - | 0 | 0 | - | 0 | 0 | - | 0 | 0 | -
1880 | 0 | 0 | 0 | 0 | 0 | 0 | 0 | 0 | 0 | 0 | 1880 | 0 | 0 | 0 | 0 | 0 | 0 | 0 | 0 | 0 | 0 | 1880 | - | 0 | 0 | - | 0 | 0 | - | 0 | 0 | - | 1880 | - | 0 | 0 | - | 0 | 0 | - | 0 | 0 | -
1881 | 0 | 0 | 0 | 0 | 0 | 0 | 0 | 0 | 0 | 0 | 1881 | 0 | 0 | 0 | 0 | 0 | 0 | 0 | 0 | 0 | 0 | 1881 | - | 0 | 0 | - | 0 | 0 | - | 0 | 0 | - | 1881 | - | 0 | 0 | - | 0 | 0 | - | 0 | 0 | -
1882 | 0 | 0 | 0 | 0 | 0 | 0 | 0 | 0 | 0 | 0 | 1882 | 0 | 0 | 0 | 0 | 0 | 0 | 0 | 0 | 0 | 0 | 1882 | - | 0 | 0 | - | 0 | 0 | - | 0 | 0 | - | 1882 | - | 0 | 0 | - | 0 | 0 | - | 0 | 0 | -
1883 | 0 | 0 | 0 | 0 | 0 | 0 | 0 | 0 | 0 | 0 | 1883 | 0 | 0 | 0 | 0 | 0 | 0 | 0 | 0 | 0 | 0 | 1883 | - | 0 | 0 | - | 0 | 0 | - | 0 | 0 | - | 1883 | - | 0 | 0 | - | 0 | 0 | - | 0 | 0 | -
1884 | 0 | 0 | 0 | 207.7978 | 0 | 0 | 0 | 0 | 0 | 0 | 1884 | 0 | 0 | 0 | 0 | 0 | 0 | 0 | 0 | 0 | 0 | 1884 | - | 0 | 0 | - | 0 | 207.7978 | - | 0 | 166.6667 | - | 1884 | - | 0 | 0 | - | 0 | 0 | - | 0 | 0 | -
1885 | 0 | 0 | 0 | 61.9738 | 0 | 0 | 0 | 0 | 0 | 0 | 1885 | 0 | 0 | 0 | 0 | 0 | 0 | 0 | 0 | 0 | 0 | 1885 | - | 0 | 0 | - | 0 | 61.9738 | - | 0 | 0 | - | 1885 | - | 0 | 0 | - | 0 | 0 | - | 0 | 0 | -
1886 | 0 | 0 | 0 | 0 | 0 | 0 | 0 | 0 | 4.287 | 0 | 1886 | 0 | 0 | 0 | 0 | 0 | 0 | 0 | 0 | 0 | 0 | 1886 | - | 0 | 0 | - | 0 | 170.2009 | - | 0 | 0 | - | 1886 | - | 0 | 0 | - | 0 | 0 | - | 0 | 0 | -
1887 | 0 | 0 | 0 | 0 | 0 | 0 | 0 | 0 | 0 | 0 | 1887 | 0 | 0 | 0 | 0 | 0 | 0 | 0 | 0 | 0 | 0 | 1887 | - | 0 | 0 | - | 0 | 0 | - | 500 | 0 | - | 1887 | - | 0 | 0 | - | 0 | 0 | - | 0 | 0 | -
1888 | 0 | 0 | 0 | 0 | 0 | 0 | 0 | 0 | 0 | 0 | 1888 | 0 | 0 | 0 | 0 | 0 | 0 | 0 | 0 | 0 | 0 | 1888 | - | 0 | 0 | - | 0 | 226.6942 | - | 0 | 0 | - | 1888 | - | 0 | 0 | - | 0 | 0 | - | 0 | 0 | -
1889 | 0 | 0 | 0 | 0 | 0 | 0 | 0 | 0 | 0 | 0 | 1889 | 0 | 0 | 0 | 0 | 0 | 0 | 0 | 0 | 0 | 0 | 1889 | - | 0 | 0 | - | 0 | 0 | - | 0 | 0 | - | 1889 | - | 0 | 0 | - | 0 | 0 | - | 0 | 0 | -
1890 | 0 | 0 | 0 | 0 | 0 | 0 | 0 | 0 | 0 | 0 | 1890 | 0 | 0 | 0 | 0 | 0 | 0 | 0 | 0 | 0 | 0 | 1890 | - | 0 | 0 | - | 0 | 0 | - | 0 | 0 | - | 1890 | - | 0 | 0 | - | 0 | 0 | - | 0 | 0 | -
1891 | 0 | 0 | 0 | 0 | 0 | 0 | 0 | 0 | 0 | 0 | 1891 | 0 | 0 | 0 | 0 | 0 | 0 | 0 | 0 | 0 | 0 | 1891 | - | 0 | 0 | - | 0 | 0 | - | 0 | 0 | - | 1891 | - | 0 | 0 | - | 0 | 0 | - | 0 | 0 | -
1892 | 0 | 0 | 0 | 0 | 0 | 233.1 | 0 | 0 | 0 | 0 | 1892 | 0 | 0 | 0 | 0 | 0 | 0 | 0 | 0 | 0 | 0 | 1892 | - | 0 | 0 | - | 0 | 0 | - | 0 | 500 | - | 1892 | - | 0 | 0 | - | 0 | 0 | - | 0 | 0 | -
1893 | 0 | 0 | 0 | 0 | 0 | 0 | 228.7308 | 0 | 0 | 0 | 1893 | 0 | 0 | 0 | 0 | 0 | 0 | 0 | 0 | 0 | 0 | 1893 | - | 0 | 0 | - | 0 | 0 | - | 500 | 0 | - | 1893 | - | 0 | 0 | - | 0 | 0 | - | 0 | 0 | -
1894 | 0 | 0 | 0 | 0 | 0 | 0 | 0 | 0 | 0 | 0 | 1894 | 0 | 0 | 0 | 0 | 0 | 0 | 0 | 0 | 0 | 0 | 1894 | - | 0 | 0 | - | 500 | 500 | - | 500 | 500 | - | 1894 | - | 0 | 0 | - | 0 | 0 | - | 0 | 0 | -
1895 | 0 | 0 | 0 | 32.1752 | 0 | 0 | 0 | 0 | 0 | 0 | 1895 | 0 | 0 | 0 | 0 | 0 | 0 | 0 | 0 | 0 | 0 | 1895 | - | 0 | 0 | - | 0 | 0 | - | 500 | 0 | - | 1895 | - | 0 | 0 | - | 0 | 0 | - | 0 | 0 | -
1896 | 0 | 0 | 0 | 178.5158 | 0 | 0 | 0 | 0 | 0 | 0 | 1896 | 0 | 0 | 0 | 0 | 0 | 0 | 0 | 0 | 0 | 0 | 1896 | - | 83.2788 | 131.4475 | - | 0 | 500 | - | 500 | 0 | - | 1896 | - | 0 | 0 | - | 0 | 0 | - | 0 | 0 | -
1897 | 0 | 0 | 0 | 424.6198 | 0 | 0 | 0 | 0 | 0 | 0 | 1897 | 0 | 0 | 0 | 0 | 0 | 0 | 0 | 0 | 0 | 0 | 1897 | - | 0 | 0 | - | 257.7395 | 500 | - | 500 | 0 | - | 1897 | - | 0 | 0 | - | 0 | 0 | - | 0 | 0 | -
1898 | 0 | 0 | 0 | 0 | 0 | 0 | 0 | 0 | 0 | 0 | 1898 | 0 | 0 | 0 | 0 | 0 | 0 | 0 | 0 | 0 | 0 | 1898 | - | 21.5968 | 0 | - | 500 | 0 | - | 500 | 500 | - | 1898 | - | 0 | 0 | - | 0 | 0 | - | 0 | 0 | -
1899 | 0 | 0 | 0 | 0 | 0 | 0 | 0 | 0 | 0 | 0 | 1899 | 0 | 0 | 0 | 0 | 0 | 0 | 0 | 0 | 0 | 0 | 1899 | - | 0 | 0 | - | 0 | 500 | - | 500 | 0 | - | 1899 | - | 0 | 0 | - | 0 | 0 | - | 0 | 0 | -
1900 | 0 | 0 | 0 | 0 | 0 | 0 | 1500 | 0 | 0 | 0 | 1900 | 0 | 0 | 0 | 0 | 0 | 0 | 0 | 0 | 0 | 0 | 1900 | - | 94.5445 | 130.079 | - | 0 | 0 | - | 500 | 0 | - | 1900 | - | 0 | 0 | - | 0 | 0 | - | 0 | 0 | -
1901 | 0 | 0 | 0 | 0 | 0 | 0 | 0 | 0 | 0 | 0 | 1901 | 0 | 0 | 0 | 0 | 0 | 0 | 0 | 0 | 0 | 0 | 1901 | - | 500 | 500 | - | 0 | 500 | - | 0 | 0 | - | 1901 | - | 0 | 0 | - | 0 | 0 | - | 0 | 0 | -
1902 | 0 | 0 | 0 | 0 | 0 | 0 | 691.4285 | 54.8113 | 0 | 0 | 1902 | 0 | 0 | 0 | 0 | 0 | 0 | 0 | 0 | 0 | 0 | 1902 | - | 500 | 500 | - | 500 | 500 | - | 0 | 0 | - | 1902 | - | 0 | 0 | - | 0 | 0 | - | 0 | 0 | -
1903 | 0 | 0 | 0 | 0 | 0 | 0 | 0 | 0 | 0 | 0 | 1903 | 0 | 0 | 0 | 0 | 0 | 0 | 0 | 0 | 0 | 0 | 1903 | - | 480.1041 | 500 | - | 0 | 500 | - | 0 | 0 | - | 1903 | - | 0 | 0 | - | 0 | 0 | - | 0 | 0 | -
1904 | 543.7738 | 0 | 0 | 0 | 0 | 0 | 0 | 0 | 0 | 543.7738 | 1904 | 0 | 0 | 0 | 0 | 0 | 0 | 0 | 0 | 0 | 543.7738 | 1904 | - | 500 | 500 | - | 500 | 500 | - | 0 | 0 | - | 1904 | - | 0 | 0 | - | 0 | 0 | - | 0 | 0 | -
1905 | 0 | 0 | 0 | 0 | 0 | 0 | 0 | 0 | 0 | 0 | 1905 | 0 | 0 | 0 | 0 | 0 | 0 | 0 | 0 | 0 | 0 | 1905 | - | 500 | 500 | - | 500 | 500 | - | 0 | 0 | - | 1905 | - | 0 | 0 | - | 0 | 0 | - | 0 | 0 | -
1906 | 32.5823 | 339.6474 | 146.1487 | 0 | 0 | 0 | 0 | 0 | 0 | 32.5823 | 1906 | 0 | 0 | 0 | 0 | 0 | 0 | 0 | 0 | 0 | 32.5823 | 1906 | - | 500 | 500 | - | 500 | 0 | - | 0 | 0 | - | 1906 | - | 0 | 0 | - | 0 | 0 | - | 0 | 0 | -
1907 | 0 | 655.8076 | 233.1 | 0 | 0 | 146.1487 | 0 | 0 | 0 | 0 | 1907 | 0 | 0 | 0 | 0 | 0 | 0 | 0 | 0 | 0 | 0 | 1907 | - | 500 | 500 | - | 500 | 500 | - | 0 | 0 | - | 1907 | - | 0 | 0 | - | 0 | 0 | - | 0 | 0 | -
1908 | 0 | 631.5234 | 0 | 1500 | 0 | 0 | 0 | 0 | 0 | 0 | 1908 | 0 | 0 | 0 | 0 | 0 | 0 | 0 | 0 | 0 | 0 | 1908 | - | 500 | 500 | - | 500 | 500 | - | 0 | 500 | - | 1908 | - | 0 | 0 | - | 0 | 0 | - | 0 | 0 | -
1909 | 1500 | 0 | 0 | 0 | 0 | 0 | 0 | 0 | 0 | 1500 | 1909 | 0 | 0 | 0 | 0 | 0 | 0 | 0 | 0 | 0 | 1500 | 1909 | - | 500 | 500 | - | 500 | 0 | - | 166.6667 | 500 | - | 1909 | - | 0 | 0 | - | 0 | 0 | - | 0 | 0 | -
1910 | 0 | 0 | 0 | 0 | 0 | 0 | 0 | 0 | 0 | 0 | 1910 | 0 | 0 | 0 | 0 | 0 | 0 | 0 | 0 | 0 | 0 | 1910 | - | 500 | 500 | - | 408.9272 | 500 | - | 0 | 0 | - | 1910 | - | 0 | 0 | - | 0 | 0 | - | 0 | 0 | -
1911 | 364.1116 | 0 | 0 | 0 | 0 | 0 | 0 | 0 | 233.1 | 364.1116 | 1911 | 0 | 0 | 0 | 0 | 0 | 0 | 0 | 0 | 0 | 364.1116 | 1911 | - | 500 | 500 | - | 0 | 0 | - | 0 | 500 | - | 1911 | - | 0 | 0 | - | 0 | 0 | - | 0 | 0 | -
1912 | 0 | 0 | 0 | 0 | 626.9784 | 0 | 20.3083 | 0 | 141.8617 | 0 | 1912 | 0 | 0 | 0 | 0 | 0 | 0 | 0 | 0 | 0 | 0 | 1912 | - | 500 | 500 | - | 500 | 0 | - | 0 | 500 | - | 1912 | - | 0 | 0 | - | 0 | 0 | - | 0 | 0 | -
1913 | 0 | 0 | 0 | 0 | 0 | 0 | 0 | 0 | 0 | 0 | 1913 | 0 | 0 | 0 | 0 | 0 | 0 | 0 | 0 | 0 | 0 | 1913 | - | 487.1425 | 405.1402 | - | 0 | 0 | - | 0 | 0 | - | 1913 | - | 0 | 0 | - | 0 | 0 | - | 0 | 0 | -
1914 | 0 | 0 | 0 | 35.3852 | 0 | 0 | 0 | 1000 | 0 | 0 | 1914 | 0 | 0 | 0 | 0 | 0 | 0 | 0 | 0 | 0 | 0 | 1914 | - | 0 | 0 | - | 0 | 0 | - | 0 | 0 | - | 1914 | - | 0 | 0 | - | 0 | 0 | - | 0 | 0 | -
1915 | 0 | 0 | 0 | 0 | 0 | 0 | 0 | 572.1671 | 0 | 0 | 1915 | 0 | 0 | 0 | 0 | 0 | 0 | 0 | 0 | 0 | 0 | 1915 | - | 0 | 0 | - | 500 | 0 | - | 0 | 500 | - | 1915 | - | 0 | 0 | - | 0 | 0 | - | 0 | 0 | -
1916 | 0 | 0 | 0 | 0 | 0 | 0 | 0 | 0 | 0 | 0 | 1916 | 0 | 0 | 0 | 0 | 0 | 0 | 0 | 0 | 0 | 0 | 1916 | - | 0 | 0 | - | 500 | 0 | - | 0 | 500 | - | 1916 | - | 0 | 0 | - | 0 | 0 | - | 0 | 0 | -
1917 | 0 | 0 | 0 | 0 | 0 | 0 | 0 | 0 | 0 | 0 | 1917 | 0 | 0 | 0 | 0 | 0 | 0 | 0 | 0 | 0 | 0 | 1917 | - | 0 | 0 | - | 0 | 0 | - | 0 | 500 | - | 1917 | - | 0 | 0 | - | 0 | 0 | - | 0 | 0 | -
1918 | 0 | 0 | 0 | 0 | 1000 | 0 | 0 | 0 | 0 | 0 | 1918 | 0 | 0 | 0 | 0 | 0 | 0 | 0 | 0 | 0 | 0 | 1918 | - | 0 | 0 | - | 0 | 0 | - | 0 | 0 | - | 1918 | - | 0 | 0 | - | 0 | 0 | - | 0 | 0 | -
1919 | 0 | 0 | 0 | 0 | 0 | 0 | 0 | 0 | 0 | 0 | 1919 | 0 | 0 | 0 | 0 | 0 | 0 | 0 | 0 | 0 | 0 | 1919 | - | 0 | 0 | - | 0 | 0 | - | 0 | 500 | - | 1919 | - | 0 | 0 | - | 0 | 0 | - | 0 | 0 | -
1920 | 0 | 0 | 0 | 0 | 0 | 0 | 0 | 0 | 0 | 0 | 1920 | 0 | 0 | 0 | 0 | 0 | 0 | 0 | 0 | 0 | 0 | 1920 | - | 0 | 0 | - | 0 | 0 | - | 500 | 500 | - | 1920 | - | 0 | 0 | - | 0 | 0 | - | 0 | 0 | -
1921 | 0 | 0 | 0 | 0 | 0 | 0 | 0 | 0 | 0 | 0 | 1921 | 0 | 0 | 0 | 0 | 0 | 0 | 0 | 0 | 0 | 0 | 1921 | - | 0 | 0 | - | 0 | 0 | - | 500 | 0 | - | 1921 | - | 0 | 0 | - | 0 | 0 | - | 0 | 0 | -
1922 | 0 | 0 | 0 | 0 | 0 | 0 | 0 | 0 | 0 | 0 | 1922 | 0 | 0 | 0 | 0 | 0 | 0 | 0 | 0 | 0 | 0 | 1922 | - | 0 | 0 | - | 0 | 0 | - | 500 | 0 | - | 1922 | - | 0 | 0 | - | 0 | 0 | - | 0 | 0 | -
1923 | 0 | 0 | 0 | 0 | 0 | 0 | 0 | 0 | 0 | 0 | 1923 | 0 | 0 | 0 | 0 | 0 | 0 | 0 | 0 | 0 | 0 | 1923 | - | 0 | 0 | - | 0 | 0 | - | 500 | 500 | - | 1923 | - | 0 | 0 | - | 0 | 0 | - | 0 | 0 | -
1924 | 0 | 0 | 0 | 0 | 0 | 0 | 0 | 0 | 0 | 0 | 1924 | 0 | 0 | 0 | 0 | 0 | 0 | 0 | 0 | 0 | 0 | 1924 | - | 0 | 0 | - | 0 | 0 | - | 0 | 0 | - | 1924 | - | 0 | 0 | - | 0 | 0 | - | 0 | 0 | -
1925 | 0 | 0 | 0 | 0 | 0 | 0 | 0 | 0 | 0 | 0 | 1925 | 0 | 0 | 0 | 0 | 0 | 0 | 0 | 0 | 0 | 0 | 1925 | - | 0 | 0 | - | 0 | 0 | - | 0 | 0 | - | 1925 | - | 0 | 0 | - | 0 | 0 | - | 0 | 0 | -
1926 | 0 | 0 | 0 | 0 | 0 | 0 | 0 | 0 | 0 | 0 | 1926 | 0 | 0 | 0 | 0 | 0 | 0 | 0 | 0 | 0 | 0 | 1926 | - | 0 | 0 | - | 0 | 0 | - | 0 | 0 | - | 1926 | - | 0 | 0 | - | 0 | 0 | - | 0 | 0 | -
1927 | 0 | 0 | 0 | 0 | 0 | 0 | 0 | 0 | 0 | 0 | 1927 | 0 | 0 | 0 | 0 | 0 | 0 | 0 | 0 | 0 | 0 | 1927 | - | 0 | 0 | - | 0 | 0 | - | 0 | 0 | - | 1927 | - | 0 | 0 | - | 0 | 0 | - | 0 | 0 | -
1928 | 0 | 0 | 0 | 0 | 0 | 0 | 0 | 0 | 0 | 0 | 1928 | 0 | 0 | 0 | 0 | 0 | 0 | 0 | 0 | 0 | 0 | 1928 | - | 0 | 0 | - | 0 | 0 | - | 0 | 0 | - | 1928 | - | 0 | 0 | - | 0 | 0 | - | 0 | 0 | -
1929 | 0 | 0 | 0 | 0 | 0 | 0 | 0 | 0 | 0 | 0 | 1929 | 0 | 0 | 0 | 0 | 0 | 0 | 0 | 0 | 0 | 0 | 1929 | - | 0 | 0 | - | 0 | 0 | - | 0 | 0 | - | 1929 | - | 0 | 0 | - | 0 | 0 | - | 0 | 0 | -
1930 | 0 | 0 | 0 | 0 | 0 | 0 | 0 | 0 | 0 | 0 | 1930 | 0 | 0 | 0 | 0 | 0 | 0 | 0 | 0 | 0 | 0 | 1930 | - | 0 | 0 | - | 0 | 0 | - | 0 | 0 | - | 1930 | - | 0 | 0 | - | 0 | 0 | - | 0 | 0 | -
1931 | 0 | 0 | 0 | 0 | 0 | 0 | 0 | 0 | 0 | 0 | 1931 | 0 | 0 | 0 | 0 | 0 | 0 | 0 | 0 | 0 | 0 | 1931 | - | 0 | 0 | - | 0 | 0 | - | 0 | 0 | - | 1931 | - | 0 | 0 | - | 0 | 0 | - | 0 | 0 | -
1932 | 0 | 0 | 0 | 0 | 0 | 0 | 0 | 0 | 0 | 0 | 1932 | 0 | 0 | 0 | 0 | 0 | 0 | 0 | 0 | 0 | 0 | 1932 | - | 0 | 0 | - | 0 | 0 | - | 0 | 0 | - | 1932 | - | 0 | 0 | - | 0 | 0 | - | 0 | 0 | -
1933 | 0 | 0 | 0 | 0 | 0 | 0 | 0 | 0 | 0 | 0 | 1933 | 0 | 0 | 0 | 0 | 0 | 0 | 0 | 0 | 0 | 0 | 1933 | - | 0 | 0 | - | 0 | 0 | - | 0 | 0 | - | 1933 | - | 0 | 0 | - | 0 | 0 | - | 0 | 0 | -
1934 | 0 | 0 | 0 | 0 | 0 | 0 | 0 | 0 | 0 | 0 | 1934 | 0 | 0 | 0 | 0 | 0 | 0 | 0 | 0 | 0 | 0 | 1934 | - | 0 | 0 | - | 0 | 0 | - | 0 | 0 | - | 1934 | - | 0 | 0 | - | 0 | 0 | - | 0 | 0 | -
1935 | 0 | 0 | 0 | 0 | 0 | 0 | 0 | 0 | 0 | 0 | 1935 | 0 | 0 | 0 | 0 | 0 | 0 | 0 | 0 | 0 | 0 | 1935 | - | 0 | 0 | - | 0 | 0 | - | 0 | 0 | - | 1935 | - | 0 | 0 | - | 0 | 0 | - | 0 | 0 | -
1936 | 0 | 0 | 0 | 0 | 0 | 0 | 0 | 0 | 0 | 0 | 1936 | 0 | 0 | 0 | 0 | 0 | 0 | 0 | 0 | 0 | 0 | 1936 | - | 0 | 0 | - | 0 | 0 | - | 0 | 0 | - | 1936 | - | 0 | 0 | - | 0 | 0 | - | 0 | 0 | -
1937 | 0 | 0 | 0 | 0 | 0 | 0 | 0 | 0 | 0 | 0 | 1937 | 0 | 0 | 0 | 0 | 0 | 0 | 0 | 0 | 0 | 0 | 1937 | - | 0 | 0 | - | 0 | 0 | - | 0 | 0 | - | 1937 | - | 500 | 500 | - | 0 | 0 | - | 0 | 0 | -
1938 | 0 | 0 | 0 | 0 | 0 | 0 | 0 | 0 | 0 | 0 | 1938 | 743.1991 | 393.1991 | 89.2614 | 0 | 0 | 0 | 0 | 0 | 0 | 0 | 1938 | - | 0 | 0 | - | 0 | 0 | - | 0 | 0 | - | 1938 | - | 500 | 500 | - | 157.1089 | 157.1089 | - | 0 | 0 | -
1939 | 0 | 0 | 0 | 0 | 0 | 0 | 0 | 0 | 0 | 0 | 1939 | 759.2018 | 409.2018 | 233.1 | 14.7496 | 189.7496 | 0 | 0 | 0 | 0 | 0 | 1939 | - | 0 | 0 | - | 0 | 0 | - | 0 | 0 | - | 1939 | - | 500 | 500 | - | 500 | 500 | - | 0 | 78.7824 | -
1940 | 0 | 0 | 0 | 0 | 0 | 0 | 0 | 0 | 0 | 0 | 1940 | 205.4593 | 354.789 | 0 | 43.8253 | 0 | 0 | 0 | 0 | 0 | 0 | 1940 | - | 0 | 0 | - | 0 | 0 | - | 0 | 0 | - | 1940 | - | 500 | 500 | - | 500 | 500 | - | 216.5605 | 227.8563 | -
1941 | 0 | 0 | 0 | 0 | 0 | 0 | 0 | 0 | 0 | 0 | 1941 | 0 | 225.7418 | 0 | 45.9913 | 109.8582 | 0 | 0 | 0 | 0 | 0 | 1941 | - | 0 | 0 | - | 0 | 0 | - | 0 | 0 | - | 1941 | - | 500 | 500 | - | 500 | 500 | - | 252.1528 | 106.5293 | -
1942 | 0 | 0 | 0 | 0 | 0 | 0 | 0 | 0 | 0 | 0 | 1942 | 0 | 0 | 0 | 169.1455 | 0 | 0 | 0 | 0 | 0 | 0 | 1942 | - | 0 | 0 | - | 0 | 0 | - | 0 | 0 | - | 1942 | - | 500 | 500 | - | 500 | 500 | - | 431.2867 | 431.2867 | -
1943 | 0 | 0 | 0 | 0 | 0 | 0 | 0 | 0 | 0 | 0 | 1943 | 0 | 0 | 0 | 0 | 230.0545 | 0 | 59.5593 | 72.31 | 0 | 0 | 1943 | - | 0 | 0 | - | 0 | 0 | - | 0 | 0 | - | 1943 | - | 0 | 0 | - | 500 | 500 | - | 500 | 500 | -
1944 | 0 | 0 | 0 | 0 | 0 | 0 | 0 | 0 | 0 | 0 | 1944 | 0 | 0 | 0 | 0 | 0 | 0 | 0 | 123.9885 | 0 | 0 | 1944 | - | 0 | 0 | - | 0 | 0 | - | 0 | 0 | - | 1944 | - | 0 | 0 | - | 450.6703 | 450.6703 | - | 500 | 500 | -
1945 | 0 | 0 | 0 | 0 | 0 | 0 | 0 | 0 | 0 | 0 | 1945 | 0 | 0 | 0 | 0 | 0 | 0 | 0 | 397.7249 | 0 | 0 | 1945 | - | 0 | 0 | - | 0 | 0 | - | 0 | 0 | - | 1945 | - | 0 | 0 | - | 0 | 0 | - | 500 | 500 | -
1946 | 0 | 0 | 0 | 0 | 0 | 0 | 0 | 0 | 0 | 0 | 1946 | 0 | 0 | 0 | 0 | 0 | 0 | 0 | 40.1925 | 0 | 0 | 1946 | - | 0 | 0 | - | 0 | 0 | - | 0 | 0 | - | 1946 | - | 0 | 0 | - | 0 | 0 | - | 500 | 500 | -
1947 | 0 | 0 | 0 | 0 | 0 | 0 | 0 | 0 | 0 | 0 | 1947 | 0 | 0 | 0 | 0 | 0 | 0 | 0 | 0 | 0 | 0 | 1947 | - | 0 | 0 | - | 0 | 0 | - | 0 | 0 | - | 1947 | - | 0 | 0 | - | 0 | 0 | - | 500 | 500 | -
1948 | 0 | 0 | 0 | 0 | 0 | 0 | 0 | 0 | 0 | 0 | 1948 | 0 | 0 | 0 | 0 | 138.3855 | 0 | 557.58 | 285.9122 | 135.9122 | 0 | 1948 | - | 0 | 0 | - | 0 | 0 | - | 0 | 0 | - | 1948 | - | 0 | 0 | - | 500 | 500 | - | 500 | 500 | -
1949 | 0 | 0 | 0 | 0 | 0 | 0 | 0 | 0 | 0 | 0 | 1949 | 0 | 0 | 0 | 393.8336 | 308.0318 | 0 | 625.3138 | 275.3138 | 186.4491 | 0 | 1949 | - | 0 | 0 | - | 0 | 0 | - | 0 | 0 | - | 1949 | - | 384.7188 | 384.7188 | - | 500 | 500 | - | 500 | 500 | -
1950 | 0 | 0 | 0 | 0 | 0 | 0 | 0 | 0 | 0 | 0 | 1950 | 0 | 0 | 0 | 746.4021 | 246.4021 | 233.1 | 405.9917 | 55.9917 | 0 | 0 | 1950 | - | 0 | 0 | - | 0 | 0 | - | 0 | 0 | - | 1950 | - | 329.1942 | 329.1942 | - | 500 | 500 | - | 500 | 500 | -
1951 | 0 | 0 | 0 | 0 | 0 | 0 | 0 | 0 | 0 | 0 | 1951 | 0 | 0 | 0 | 660.4501 | 160.4501 | 89.2614 | 425.9526 | 75.9526 | 0 | 0 | 1951 | - | 0 | 0 | - | 0 | 0 | - | 0 | 0 | - | 1951 | - | 233.3619 | 233.3619 | - | 500 | 500 | - | 500 | 500 | -
1952 | 0 | 0 | 0 | 0 | 0 | 0 | 0 | 0 | 0 | 0 | 1952 | 0 | 0 | 0 | 0 | 0 | 0 | 0 | 55.5453 | 0 | 0 | 1952 | - | 0 | 0 | - | 0 | 0 | - | 0 | 0 | - | 1952 | - | 0 | 0 | - | 292.2207 | 292.2207 | - | 0 | 55.5453 | -
1953 | 0 | 0 | 0 | 0 | 0 | 0 | 0 | 0 | 0 | 0 | 1953 | 0 | 0 | 0 | 0 | 0 | 0 | 0 | 0 | 0 | 0 | 1953 | - | 0 | 0 | - | 0 | 0 | - | 0 | 0 | - | 1953 | - | 0 | 0 | - | 0 | 0 | - | 0 | 0 | -
1954 | 0 | 0 | 0 | 1.501 | 0 | 0 | 0 | 0 | 0 | 0 | 1954 | 0 | 0 | 0 | 0 | 0 | 0 | 0 | 0 | 0 | 0 | 1954 | - | 0 | 0 | - | 426.5699 | 426.5699 | - | 0 | 0 | - | 1954 | - | 0 | 0 | - | 0 | 0 | - | 0 | 0 | -
1955 | 0 | 0 | 0 | 875.8047 | 110.0373 | 233.1 | 17.6182 | 0 | 0 | 0 | 1955 | 0 | 0 | 0 | 0 | 0 | 0 | 0 | 0 | 0 | 0 | 1955 | - | 0 | 0 | - | 500 | 500 | - | 57.0823 | 17.6182 | - | 1955 | - | 0 | 0 | - | 0 | 0 | - | 0 | 0 | -
1956 | 139.7548 | 0 | 0 | 937.1788 | 302.7734 | 146.1487 | 121.1686 | 0 | 0 | 139.7548 | 1956 | 0 | 0 | 0 | 0 | 0 | 0 | 0 | 0 | 0 | 139.7548 | 1956 | - | 92.0774 | 92.0774 | - | 500 | 500 | - | 88.5582 | 128.0223 | - | 1956 | - | 0 | 0 | - | 0 | 0 | - | 0 | 0 | -
1957 | 0 | 0 | 0 | 0 | 0 | 0 | 0 | 0 | 0 | 0 | 1957 | 0 | 0 | 0 | 0 | 0 | 0 | 0 | 0 | 0 | 0 | 1957 | - | 0 | 0 | - | 44.3223 | 79.5418 | - | 0 | 0 | - | 1957 | - | 0 | 0 | - | 0 | 0 | - | 0 | 0 | -
1958 | 0 | 0 | 0 | 0 | 0 | 0 | 0 | 0 | 0 | 0 | 1958 | 0 | 0 | 0 | 0 | 0 | 0 | 0 | 0 | 0 | 0 | 1958 | - | 0 | 0 | - | 0 | 0 | - | 0 | 0 | - | 1958 | - | 0 | 0 | - | 0 | 0 | - | 0 | 0 | -
1959 | 0 | 0 | 0 | 0 | 0 | 0 | 0 | 0 | 0 | 0 | 1959 | 0 | 0 | 0 | 274.1635 | 0 | 0 | 0 | 0 | 0 | 0 | 1959 | - | 0 | 0 | - | 0 | 0 | - | 0 | 0 | - | 1959 | - | 192.5978 | 192.5978 | - | 274.1635 | 274.1635 | - | 0 | 0 | -
1960 | 0 | 0 | 0 | 0 | 0 | 0 | 0 | 0 | 0 | 0 | 1960 | 0 | 0 | 0 | 131.5072 | 0 | 0 | 117.9688 | 0 | 0 | 0 | 1960 | - | 0 | 0 | - | 0 | 0 | - | 0 | 0 | - | 1960 | - | 352.5247 | 352.5247 | - | 131.5072 | 131.5072 | - | 117.9688 | 117.9688 | -
1961 | 0 | 0 | 0 | 0 | 0 | 0 | 0 | 0 | 0 | 0 | 1961 | 184.4094 | 0 | 0 | 388.0476 | 350.8891 | 0 | 0 | 0 | 0 | 0 | 1961 | - | 0 | 0 | - | 0 | 0 | - | 0 | 0 | - | 1961 | - | 334.4094 | 334.4094 | - | 37.1585 | 388.0476 | - | 0 | 0 | -
1962 | 0 | 0 | 0 | 0 | 0 | 0 | 0 | 0 | 0 | 0 | 1962 | 237.3672 | 0 | 0 | 379.208 | 0 | 0 | 0 | 0 | 0 | 0 | 1962 | - | 0 | 0 | - | 0 | 0 | - | 0 | 0 | - | 1962 | - | 387.3672 | 387.3672 | - | 379.208 | 379.208 | - | 0 | 0 | -
1963 | 0 | 0 | 0 | 0 | 0 | 0 | 0 | 0 | 0 | 0 | 1963 | 63.5523 | 0 | 0 | 277.7146 | 0 | 230.6905 | 0 | 0 | 0 | 0 | 1963 | - | 0 | 0 | - | 0 | 0 | - | 0 | 0 | - | 1963 | - | 213.5523 | 213.5523 | - | 277.7146 | 47.0241 | - | 0 | 0 | -
1964 | 0 | 0 | 0 | 0 | 0 | 0 | 0 | 0 | 0 | 0 | 1964 | 0 | 0 | 0 | 91.6708 | 0 | 91.6708 | 0 | 0 | 0 | 0 | 1964 | - | 0 | 0 | - | 0 | 0 | - | 0 | 0 | - | 1964 | - | 46.8564 | 46.8564 | - | 91.6708 | 0 | - | 0 | 0 | -
1965 | 0 | 0 | 0 | 0 | 0 | 0 | 0 | 0 | 0 | 0 | 1965 | 0 | 0 | 0 | 0 | 0 | 0 | 0 | 0 | 0 | 0 | 1965 | - | 12.0372 | 12.0372 | - | 0 | 0 | - | 0 | 0 | - | 1965 | - | 0 | 0 | - | 0 | 0 | - | 0 | 0 | -
1966 | 0 | 0 | 0 | 0 | 0 | 0 | 0 | 0 | 0 | 0 | 1966 | 0 | 0 | 0 | 0 | 0 | 0 | 0 | 0 | 0 | 0 | 1966 | - | 89.2476 | 89.2476 | - | 0 | 56.8399 | - | 500 | 0 | - | 1966 | - | 0 | 0 | - | 0 | 0 | - | 0 | 0 | -
1967 | 0 | 0 | 0 | 0 | 0 | 0 | 0 | 0 | 0 | 0 | 1967 | 0 | 0 | 0 | 0 | 0 | 0 | 0 | 0 | 0 | 0 | 1967 | - | 0 | 0 | - | 0 | 0 | - | 0 | 0 | - | 1967 | - | 0 | 0 | - | 0 | 0 | - | 0 | 0 | -
1968 | 0 | 0 | 0 | 0 | 0 | 0 | 0 | 0 | 0 | 0 | 1968 | 0 | 0 | 0 | 0 | 0 | 0 | 0 | 0 | 0 | 0 | 1968 | - | 445.3709 | 445.3709 | - | 0 | 500 | - | 500 | 0 | - | 1968 | - | 0 | 0 | - | 0 | 0 | - | 0 | 0 | -
1969 | 0 | 0 | 0 | 0 | 0 | 0 | 0 | 0 | 0 | 0 | 1969 | 0 | 0 | 0 | 0 | 0 | 0 | 0 | 0 | 0 | 0 | 1969 | - | 124.358 | 124.358 | - | 0 | 0 | - | 500 | 0 | - | 1969 | - | 0 | 0 | - | 0 | 0 | - | 0 | 0 | -
1970 | 0 | 0 | 0 | 0 | 0 | 0 | 0 | 0 | 0 | 0 | 1970 | 0 | 0 | 0 | 0 | 0 | 0 | 0 | 0 | 0 | 0 | 1970 | - | 126.579 | 126.579 | - | 0 | 0 | - | 500 | 0 | - | 1970 | - | 0 | 0 | - | 0 | 0 | - | 0 | 0 | -
1971 | 0 | 0 | 0 | 0 | 0 | 0 | 0 | 0 | 0 | 0 | 1971 | 0 | 0 | 0 | 0 | 0 | 0 | 0 | 0 | 0 | 0 | 1971 | - | 197.9729 | 197.9729 | - | 235.815 | 235.815 | - | 500 | 0 | - | 1971 | - | 0 | 0 | - | 0 | 0 | - | 0 | 0 | -
1972 | 0 | 0 | 0 | 0 | 0 | 0 | 0 | 0 | 0 | 0 | 1972 | 0 | 0 | 0 | 0 | 0 | 0 | 0 | 0 | 0 | 0 | 1972 | - | 146.491 | 146.491 | - | 0 | 0 | - | 500 | 0 | - | 1972 | - | 0 | 0 | - | 0 | 0 | - | 0 | 0 | -
1973 | 0 | 0 | 0 | 0 | 0 | 0 | 0 | 715.767 | 0 | 0 | 1973 | 0 | 0 | 0 | 0 | 0 | 0 | 0 | 0 | 0 | 0 | 1973 | - | 0 | 126.0818 | - | 0 | 0 | - | 0 | 0 | - | 1973 | - | 0 | 0 | - | 0 | 0 | - | 0 | 0 | -
1974 | 0 | 0 | 0 | 0 | 0 | 0 | 0 | 0 | 0 | 0 | 1974 | 0 | 0 | 0 | 0 | 0 | 0 | 0 | 0 | 0 | 0 | 1974 | - | 0 | 114.0869 | - | 0 | 171.0483 | - | 500 | 500 | - | 1974 | - | 0 | 0 | - | 0 | 0 | - | 0 | 0 | -
1975 | 0 | 0 | 0 | 0 | 0 | 0 | 0 | 0 | 0 | 0 | 1975 | 0 | 0 | 0 | 0 | 0 | 0 | 0 | 0 | 0 | 0 | 1975 | - | 500 | 185.8961 | - | 54.094 | 0 | - | 500 | 0 | - | 1975 | - | 0 | 0 | - | 0 | 0 | - | 0 | 0 | -
1976 | 0 | 0 | 0 | 0 | 0 | 0 | 0 | 911.2114 | 0 | 0 | 1976 | 0 | 0 | 0 | 0 | 0 | 0 | 0 | 0 | 0 | 0 | 1976 | - | 500 | 195.2967 | - | 500 | 500 | - | 0 | 0 | - | 1976 | - | 0 | 0 | - | 0 | 0 | - | 0 | 0 | -
1977 | 0 | 0 | 0 | 0 | 0 | 233.1 | 0 | 0 | 0 | 0 | 1977 | 0 | 0 | 0 | 0 | 0 | 0 | 0 | 0 | 0 | 0 | 1977 | - | 500 | 500 | - | 500 | 500 | - | 166.6667 | 0 | - | 1977 | - | 0 | 0 | - | 0 | 0 | - | 0 | 0 | -
1978 | 0 | 0 | 0 | 0 | 626.9784 | 0 | 0 | 0 | 0 | 0 | 1978 | 0 | 0 | 0 | 0 | 0 | 0 | 0 | 0 | 0 | 0 | 1978 | - | 500 | 500 | - | 500 | 500 | - | 0 | 500 | - | 1978 | - | 0 | 0 | - | 0 | 0 | - | 0 | 0 | -
1979 | 1457.8101 | 885.1759 | 233.1 | 0 | 0 | 0 | 0 | 0 | 0 | 1457.8101 | 1979 | 0 | 0 | 0 | 0 | 0 | 0 | 0 | 0 | 0 | 1457.8101 | 1979 | - | 500 | 500 | - | 500 | 500 | - | 0 | 500 | - | 1979 | - | 0 | 0 | - | 0 | 0 | - | 0 | 0 | -
1980 | 982.6576 | 741.8025 | 146.1487 | 0 | 0 | 146.1487 | 0 | 0 | 0 | 982.6576 | 1980 | 0 | 0 | 0 | 0 | 0 | 0 | 0 | 0 | 0 | 982.6576 | 1980 | - | 500 | 500 | - | 500 | 500 | - | 0 | 0 | - | 1980 | - | 0 | 0 | - | 0 | 0 | - | 0 | 0 | -
1981 | 0 | 0 | 0 | 0 | 0 | 0 | 0 | 0 | 0 | 0 | 1981 | 0 | 0 | 0 | 0 | 0 | 0 | 0 | 0 | 0 | 0 | 1981 | - | 500 | 500 | - | 500 | 500 | - | 0 | 0 | - | 1981 | - | 0 | 0 | - | 0 | 0 | - | 0 | 0 | -
1982 | 0 | 0 | 0 | 0 | 0 | 0 | 0 | 0 | 0 | 0 | 1982 | 0 | 0 | 0 | 0 | 0 | 0 | 0 | 0 | 0 | 0 | 1982 | - | 500 | 500 | - | 500 | 500 | - | 500 | 500 | - | 1982 | - | 0 | 0 | - | 0 | 0 | - | 0 | 0 | -
1983 | 0 | 0 | 0 | 0 | 0 | 0 | 0 | 0 | 146.1487 | 0 | 1983 | 0 | 0 | 0 | 0 | 0 | 0 | 0 | 0 | 0 | 0 | 1983 | - | 500 | 500 | - | 500 | 500 | - | 500 | 500 | - | 1983 | - | 0 | 0 | - | 0 | 0 | - | 0 | 0 | -
1984 | 0 | 0 | 0 | 0 | 0 | 0 | 0 | 0 | 0 | 0 | 1984 | 0 | 0 | 0 | 0 | 0 | 0 | 0 | 0 | 0 | 0 | 1984 | - | 0 | 0 | - | 376.7577 | 202.9634 | - | 0 | 166.6667 | - | 1984 | - | 0 | 0 | - | 0 | 0 | - | 0 | 0 | -
1985 | 0 | 0 | 0 | 0 | 0 | 0 | 0 | 0 | 0 | 0 | 1985 | 0 | 0 | 0 | 0 | 0 | 0 | 0 | 0 | 0 | 0 | 1985 | - | 134.9652 | 195.0543 | - | 500 | 500 | - | 0 | 500 | - | 1985 | - | 0 | 0 | - | 0 | 0 | - | 0 | 0 | -
1986 | 0 | 0 | 0 | 663.2663 | 0 | 0 | 0 | 0 | 0 | 0 | 1986 | 0 | 0 | 0 | 0 | 0 | 0 | 0 | 0 | 0 | 0 | 1986 | - | 389.6449 | 389.6449 | - | 500 | 500 | - | 0 | 500 | - | 1986 | - | 0 | 0 | - | 0 | 0 | - | 0 | 0 | -
1987 | 0 | 0 | 0 | 1098.2359 | 1000 | 0 | 0 | 0 | 0 | 0 | 1987 | 0 | 0 | 0 | 0 | 0 | 0 | 0 | 0 | 0 | 0 | 1987 | - | 500 | 381.0548 | - | 0 | 0 | - | 0 | 0 | - | 1987 | - | 0 | 0 | - | 0 | 0 | - | 0 | 0 | -
1988 | 0 | 0 | 0 | 306.0617 | 0 | 0 | 0 | 0 | 0 | 0 | 1988 | 0 | 0 | 0 | 0 | 0 | 0 | 0 | 0 | 0 | 0 | 1988 | - | 0 | 378.4937 | - | 500 | 0 | - | 0 | 500 | - | 1988 | - | 0 | 0 | - | 0 | 0 | - | 0 | 0 | -
1989 | 0 | 0 | 0 | 372.9038 | 0 | 0 | 0 | 0 | 0 | 0 | 1989 | 0 | 0 | 0 | 0 | 0 | 0 | 0 | 0 | 0 | 0 | 1989 | - | 0 | 59.0009 | - | 500 | 500 | - | 0 | 500 | - | 1989 | - | 0 | 0 | - | 0 | 0 | - | 0 | 0 | -
1990 | 0 | 0 | 0 | 0 | 0 | 0 | 0 | 0 | 0 | 0 | 1990 | 0 | 0 | 0 | 0 | 0 | 0 | 0 | 0 | 0 | 0 | 1990 | - | 0 | 0 | - | 0 | 0 | - | 0 | 500 | - | 1990 | - | 0 | 0 | - | 0 | 0 | - | 0 | 0 | -
1991 | 0 | 0 | 0 | 0 | 0 | 0 | 0 | 0 | 0 | 0 | 1991 | 0 | 0 | 0 | 0 | 0 | 0 | 0 | 0 | 0 | 0 | 1991 | - | 0 | 0 | - | 0 | 0 | - | 0 | 0 | - | 1991 | - | 0 | 0 | - | 0 | 0 | - | 0 | 0 | -
1992 | 0 | 0 | 0 | 0 | 0 | 0 | 0 | 0 | 0 | 0 | 1992 | 0 | 0 | 0 | 0 | 0 | 0 | 0 | 0 | 0 | 0 | 1992 | - | 0 | 0 | - | 0 | 0 | - | 500 | 500 | - | 1992 | - | 0 | 0 | - | 0 | 0 | - | 0 | 0 | -
1993 | 0 | 0 | 0 | 0 | 0 | 0 | 0 | 0 | 0 | 0 | 1993 | 0 | 0 | 0 | 0 | 0 | 0 | 0 | 0 | 0 | 0 | 1993 | - | 0 | 0 | - | 0 | 0 | - | 500 | 500 | - | 1993 | - | 0 | 0 | - | 0 | 0 | - | 0 | 0 | -
1994 | 0 | 0 | 0 | 0 | 0 | 0 | 0 | 0 | 0 | 0 | 1994 | 0 | 0 | 0 | 0 | 0 | 0 | 0 | 0 | 0 | 0 | 1994 | - | 0 | 0 | - | 0 | 0 | - | 500 | 500 | - | 1994 | - | 0 | 0 | - | 0 | 0 | - | 0 | 0 | -
1995 | 0 | 0 | 0 | 0 | 0 | 0 | 1444.0824 | 0 | 0 | 0 | 1995 | 0 | 0 | 0 | 0 | 0 | 0 | 0 | 0 | 0 | 0 | 1995 | - | 0 | 0 | - | 0 | 0 | - | 0 | 0 | - | 1995 | - | 0 | 0 | - | 0 | 0 | - | 0 | 0 | -
1996 | 0 | 0 | 0 | 0 | 0 | 0 | 996.3852 | 0 | 0 | 0 | 1996 | 0 | 0 | 0 | 0 | 0 | 0 | 0 | 0 | 0 | 0 | 1996 | - | 0 | 0 | - | 0 | 0 | - | 0 | 0 | - | 1996 | - | 0 | 0 | - | 0 | 0 | - | 0 | 0 | -
1997 | 0 | 0 | 0 | 0 | 0 | 0 | 0 | 0 | 0 | 0 | 1997 | 0 | 0 | 0 | 0 | 0 | 0 | 0 | 0 | 0 | 0 | 1997 | - | 0 | 0 | - | 0 | 0 | - | 0 | 0 | - | 1997 | - | 0 | 0 | - | 0 | 0 | - | 0 | 0 | -
1998 | 0 | 0 | 0 | 0 | 0 | 0 | 0 | 0 | 233.1 | 0 | 1998 | 59.5688 | 0 | 0 | 0 | 0 | 0 | 0 | 0 | 0 | 0 | 1998 | - | 0 | 0 | - | 0 | 0 | - | 0 | 0 | - | 1998 | - | 59.5688 | 59.5688 | - | 0 | 0 | - | 0 | 0 | -
1999 | 0 | 0 | 0 | 0 | 0 | 0 | 0 | 0 | 0 | 0 | 1999 | 133.6493 | 0 | 0 | 0 | 35.6097 | 0 | 0 | 0 | 0 | 0 | 1999 | - | 0 | 0 | - | 0 | 0 | - | 0 | 0 | - | 1999 | - | 133.6493 | 133.6493 | - | 0 | 0 | - | 0 | 0 | -
2000 | 0 | 0 | 0 | 0 | 0 | 0 | 0 | 0 | 0 | 0 | 2000 | 154.5933 | 0 | 0 | 0 | 148.1182 | 0 | 0 | 0 | 0 | 0 | 2000 | - | 0 | 0 | - | 0 | 0 | - | 0 | 0 | - | 2000 | - | 154.5933 | 154.5933 | - | 75.6117 | 184.0171 | - | 0 | 0 | -
2001 | 0 | 0 | 0 | 0 | 0 | 0 | 0 | 0 | 0 | 0 | 2001 | 0 | 0 | 0 | 0 | 0 | 0 | 0 | 0 | 0 | 0 | 2001 | - | 0 | 0 | - | 0 | 0 | - | 0 | 0 | - | 2001 | - | 0 | 0 | - | 0 | 0 | - | 0 | 0 | -
2002 | 0 | 0 | 0 | 0 | 0 | 0 | 0 | 0 | 0 | 0 | 2002 | 0 | 0 | 0 | 0 | 0 | 0 | 0 | 0 | 0 | 0 | 2002 | - | 0 | 0 | - | 0 | 0 | - | 0 | 0 | - | 2002 | - | 0 | 0 | - | 0 | 0 | - | 417.1432 | 417.1432 | -
2003 | 241.3082 | 0 | 0 | 0 | 0 | 0 | 0 | 0 | 0 | 241.3082 | 2003 | 0 | 0 | 0 | 0 | 0 | 0 | 0 | 0 | 0 | 241.3082 | 2003 | - | 241.3082 | 241.3082 | - | 0 | 0 | - | 0 | 0 | - | 2003 | - | 0 | 0 | - | 0 | 0 | - | 0 | 0 | -
2004 | 167.8817 | 0 | 0 | 0 | 0 | 0 | 0 | 0 | 0 | 167.8817 | 2004 | 0 | 0 | 0 | 0 | 0 | 0 | 0 | 0 | 0 | 167.8817 | 2004 | - | 188.0886 | 188.0886 | - | 0 | 0 | - | 0 | 0 | - | 2004 | - | 0 | 0 | - | 0 | 0 | - | 0 | 0 | -
2005 | 0 | 0 | 0 | 0 | 0 | 0 | 0 | 0 | 0 | 0 | 2005 | 0 | 0 | 0 | 0 | 0 | 0 | 0 | 0 | 0 | 0 | 2005 | - | 0 | 0 | - | 0 | 0 | - | 155.4124 | 154.4971 | - | 2005 | - | 0 | 0 | - | 0 | 0 | - | 0 | 0 | -
2006 | 0 | 0 | 0 | 0 | 0 | 0 | 0 | 0 | 0 | 0 | 2006 | 0 | 249.2387 | 0 | 0 | 0 | 0 | 0 | 0 | 0 | 0 | 2006 | - | 0 | 0 | - | 0 | 0 | - | 359.5792 | 360.4945 | - | 2006 | - | 0 | 146.9888 | - | 0 | 0 | - | 0 | 0 | -
2007 | 0 | 0 | 0 | 0 | 0 | 0 | 0 | 0 | 0 | 0 | 2007 | 0 | 354.2831 | 161.1807 | 0 | 0 | 0 | 0 | 0 | 0 | 0 | 2007 | - | 0 | 0 | - | 0 | 0 | - | 0 | 0 | - | 2007 | - | 167.9231 | 361.0256 | - | 102.0595 | 7.1866 | - | 82.8045 | 82.8045 | -
2008 | 0 | 0 | 0 | 0 | 0 | 0 | 0 | 0 | 0 | 0 | 2008 | 287.944 | 87.944 | 0 | 0 | 180.0155 | 40.3972 | 0 | 0 | 0 | 0 | 2008 | - | 0 | 0 | - | 0 | 0 | - | 0 | 0 | - | 2008 | - | 500 | 500 | - | 500 | 500 | - | 500 | 500 | -
2009 | 0 | 0 | 0 | 0 | 0 | 0 | 0 | 0 | 0 | 0 | 2009 | 315.4728 | 0 | 0 | 265.561 | 153.3329 | 113.62 | 457.3289 | 0 | 0 | 0 | 2009 | - | 0 | 0 | - | 0 | 0 | - | 0 | 0 | - | 2009 | - | 500 | 500 | - | 500 | 500 | - | 500 | 500 | -
2010 | 0 | 0 | 0 | 0 | 0 | 0 | 0 | 0 | 0 | 0 | 2010 | 225.6742 | 0 | 0 | 381.7695 | 46.8764 | 7.1635 | 338.6112 | 0 | 0 | 0 | 2010 | - | 0 | 0 | - | 0 | 0 | - | 0 | 0 | - | 2010 | - | 500 | 500 | - | 500 | 500 | - | 388.285 | 388.285 | -
2011 | 0 | 0 | 0 | 0 | 0 | 0 | 0 | 0 | 0 | 0 | 2011 | 224.0027 | 0 | 0 | 333.9887 | 0 | 0 | 149.4847 | 0 | 0 | 0 | 2011 | - | 0 | 0 | - | 0 | 0 | - | 0 | 0 | - | 2011 | - | 374.0027 | 374.0027 | - | 388.851 | 388.851 | - | 228.9105 | 228.9105 | -
2012 | 0 | 0 | 0 | 0 | 0 | 0 | 0 | 0 | 0 | 0 | 2012 | 0 | 0 | 0 | 93.5936 | 0 | 0 | 0 | 0 | 0 | 0 | 2012 | - | 0 | 0 | - | 0 | 0 | - | 0 | 0 | - | 2012 | - | 115.9905 | 0 | - | 133.3065 | 111.3997 | - | 0 | 0 | -
2013 | 18.7 | 0 | 0 | 44.3694 | 0 | 0 | 0 | 0 | 0 | 18.7 | 2013 | 0 | 0 | 0 | 0 | 0 | 0 | 0 | 0 | 0 | 18.7 | 2013 | - | 18.7 | 18.7 | - | 0 | 0 | - | 0 | 0 | - | 2013 | - | 0 | 0 | - | 0 | 0 | - | 0 | 0 | -
2014 | 0 | 0 | 0 | 0 | 0 | 0 | 0 | 0 | 0 | 0 | 2014 | 0 | 0 | 0 | 0 | 127.5131 | 0 | 0 | 0 | 0 | 0 | 2014 | - | 0 | 0 | - | 0 | 0 | - | 0 | 0 | - | 2014 | - | 111.0203 | 0 | - | 0 | 87.8002 | - | 0 | 0 | -
2015 | 0 | 0 | 0 | 0 | 0 | 0 | 0 | 0 | 0 | 0 | 2015 | 0 | 0 | 0 | 0 | 0 | 0 | 0 | 0 | 0 | 0 | 2015 | - | 0 | 0 | - | 0 | 0 | - | 0 | 0 | - | 2015 | - | 228.1353 | 115.0549 | - | 238.4513 | 198.7384 | - | 500 | 500 | -
2016 | 0 | 0 | 0 | 0 | 0 | 0 | 0 | 0 | 0 | 0 | 2016 | 0 | 0 | 0 | 0 | 0 | 0 | 91.7739 | 691.4658 | 161.1807 | 0 | 2016 | - | 0 | 0 | - | 0 | 0 | - | 0 | 0 | - | 2016 | - | 218.0751 | 218.0751 | - | 261.72 | 222.0071 | - | 500 | 500 | -
2017 | 0 | 0 | 0 | 0 | 0 | 0 | 0 | 0 | 0 | 0 | 2017 | 0 | 0 | 0 | 0 | 0 | 0 | 0 | 0 | 0 | 0 | 2017 | - | 0 | 0 | - | 0 | 0 | - | 0 | 0 | - | 2017 | - | 28.6594 | 0 | - | 0 | 0 | - | 134.649 | 118.3102 | -
2018 | 0 | 0 | 0 | 0 | 0 | 0 | 0 | 0 | 0 | 0 | 2018 | 0 | 0 | 0 | 0 | 0 | 0 | 0 | 0 | 0 | 0 | 2018 | - | 0 | 0 | - | 0 | 0 | - | 0 | 0 | - | 2018 | - | 85.6172 | 0 | - | 0 | 0 | - | 237.7226 | 0 | -
2019 | 0 | 0 | 0 | 0 | 0 | 0 | 0 | 0 | 0 | 0 | 2019 | 0 | 45.2503 | 0 | 0 | 0 | 0 | 0 | 0 | 0 | 0 | 2019 | - | 0 | 0 | - | 0 | 0 | - | 0 | 0 | - | 2019 | - | 0 | 0 | - | 0 | 0 | - | 0 | 0 | -
2020 | 0 | 0 | 0 | 0 | 0 | 0 | 0 | 0 | 0 | 0 | 2020 | 0 | 0 | 0 | 0 | 0 | 0 | 0 | 0 | 0 | 0 | 2020 | - | 0 | 0 | - | 0 | 0 | - | 0 | 0 | - | 2020 | - | 190.3251 | 174.8496 | - | 0 | 0 | - | 88.7573 | 0 | -
2021 | 0 | 0 | 0 | 0 | 0 | 0 | 0 | 0 | 0 | 0 | 2021 | 0 | 294.9215 | 0 | 222.5784 | 0 | 0 | 0 | 0 | 0 | 0 | 2021 | - | 0 | 0 | - | 0 | 0 | - | 0 | 0 | - | 2021 | - | 0 | 294.9215 | - | 500 | 0 | - | 484.2072 | 484.2072 | -
2022 | 0 | 0 | 0 | 0 | 0 | 0 | 0 | 0 | 0 | 0 | 2022 | 0 | 0 | 0 | 495.7438 | 0 | 0 | 0 | 152.3877 | 100.9914 | 0 | 2022 | - | 0 | 0 | - | 0 | 0 | - | 0 | 0 | - | 2022 | - | 398.473 | 398.473 | - | 500 | 500 | - | 500 | 500 | -
2023 | 0 | 0 | 0 | 0 | 0 | 0 | 0 | 0 | 0 | 0 | 2023 | 0 | 0 | 0 | 163.5835 | 0 | 0 | 0 | 72.0876 | 0 | 0 | 2023 | - | 0 | 0 | - | 0 | 0 | - | 0 | 0 | - | 2023 | - | 416.4624 | 416.4624 | - | 0 | 250.2772 | - | 0 | 0 | -
2024 | 0 | 0 | 0 | 0 | 0 | 0 | 0 | 0 | 0 | 0 | 2024 | 0 | 0 | 0 | 0 | 0 | 0 | 0 | 0 | 0 | 0 | 2024 | - | 0 | 0 | - | 0 | 0 | - | 0 | 0 | - | 2024 | - | 0 | 0 | - | 118.7657 | 500 | - | 0 | 0 | -
2025 | 0 | 0 | 0 | 0 | 0 | 0 | 0 | 0 | 0 | 0 | 2025 | 0 | 0 | 0 | 62.2275 | 0 | 0 | 0 | 0 | 0 | 0 | 2025 | - | 0 | 0 | - | 0 | 0 | - | 0 | 0 | - | 2025 | - | 0 | 0 | - | 0 | 0 | - | 0 | 0 | -
2026 | 0 | 0 | 0 | 0 | 0 | 0 | 0 | 0 | 0 | 0 | 2026 | 0 | 0 | 0 | 0 | 0 | 0 | 0 | 0 | 0 | 0 | 2026 | - | 0 | 0 | - | 0 | 0 | - | 0 | 0 | - | 2026 | - | 0 | 0 | - | 0 | 0 | - | 0 | 0 | -
2027 | 0 | 0 | 0 | 922.8785 | 0 | 0 | 0 | 0 | 0 | 0 | 2027 | 0 | 0 | 0 | 0 | 0 | 0 | 0 | 0 | 0 | 0 | 2027 | - | 0 | 0 | - | 125.4988 | 500 | - | 0 | 0 | - | 2027 | - | 0 | 0 | - | 0 | 0 | - | 0 | 0 | -
2028 | 0 | 0 | 0 | 1226.6369 | 0 | 0 | 0 | 0 | 0 | 0 | 2028 | 0 | 0 | 0 | 0 | 0 | 0 | 0 | 0 | 0 | 0 | 2028 | - | 0 | 0 | - | 500 | 500 | - | 0 | 0 | - | 2028 | - | 0 | 0 | - | 0 | 0 | - | 0 | 0 | -
2029 | 0 | 0 | 0 | 123.0057 | 0 | 0 | 0 | 0 | 0 | 0 | 2029 | 0 | 0 | 0 | 0 | 0 | 0 | 0 | 0 | 0 | 0 | 2029 | - | 0 | 0 | - | 500 | 224.9408 | - | 500 | 500 | - | 2029 | - | 0 | 0 | - | 0 | 0 | - | 0 | 0 | -
2030 | 0 | 0 | 0 | 0 | 0 | 0 | 0 | 0 | 0 | 0 | 2030 | 0 | 0 | 0 | 0 | 0 | 0 | 0 | 0 | 0 | 0 | 2030 | - | 0 | 0 | - | 0 | 0 | - | 0 | 0 | - | 2030 | - | 0 | 0 | - | 0 | 0 | - | 0 | 0 | -
2031 | 0 | 0 | 0 | 0 | 0 | 0 | 0 | 0 | 0 | 0 | 2031 | 0 | 0 | 0 | 0 | 0 | 0 | 0 | 0 | 0 | 0 | 2031 | - | 0 | 0 | - | 0 | 0 | - | 0 | 0 | - | 2031 | - | 0 | 0 | - | 0 | 0 | - | 0 | 0 | -
2032 | 0 | 0 | 0 | 0 | 0 | 0 | 0 | 0 | 0 | 0 | 2032 | 0 | 220.0638 | 29.9504 | 0 | 73.4364 | 0 | 0 | 0 | 0 | 0 | 2032 | - | 0 | 0 | - | 0 | 0 | - | 0 | 0 | - | 2032 | - | 165.1694 | 0 | - | 0 | 500 | - | 14.3313 | 14.3313 | -
2033 | 0 | 0 | 0 | 0 | 0 | 0 | 0 | 0 | 0 | 0 | 2033 | 383.4183 | 64.8534 | 64.8534 | 142.32 | 0 | 0 | 0 | 0 | 0 | 0 | 2033 | - | 0 | 0 | - | 0 | 0 | - | 0 | 0 | - | 2033 | - | 500 | 500 | - | 500 | 441.9249 | - | 490.1408 | 490.1408 | -
2034 | 0 | 0 | 0 | 0 | 0 | 0 | 0 | 0 | 0 | 0 | 2034 | 416.3769 | 66.3769 | 66.3769 | 844.7149 | 358.2236 | 0 | 539.1882 | 60.1893 | 60.1893 | 0 | 2034 | - | 0 | 0 | - | 0 | 0 | - | 0 | 0 | - | 2034 | - | 500 | 500 | - | 492.8883 | 500 | - | 500 | 500 | -
2035 | 0 | 0 | 0 | 0 | 0 | 0 | 0 | 0 | 0 | 0 | 2035 | 237.4035 | 0 | 0 | 655.298 | 259.8059 | 161.1807 | 498.0105 | 264.9284 | 0 | 0 | 2035 | - | 0 | 0 | - | 0 | 0 | - | 0 | 0 | - | 2035 | - | 415.2936 | 415.2936 | - | 500 | 500 | - | 233.0822 | 498.0105 | -
2036 | 0 | 0 | 0 | 0 | 0 | 0 | 0 | 0 | 0 | 0 | 2036 | 0 | 0 | 0 | 382.3756 | 0 | 0 | 0 | 0 | 0 | 0 | 2036 | - | 0 | 0 | - | 0 | 0 | - | 0 | 0 | - | 2036 | - | 0 | 0 | - | 500 | 500 | - | 422.1096 | 500 | -
2037 | 0 | 0 | 0 | 0 | 0 | 0 | 0 | 0 | 0 | 0 | 2037 | 0 | 0 | 0 | 0 | 0 | 0 | 0 | 141.8729 | 0 | 0 | 2037 | - | 0 | 0 | - | 0 | 0 | - | 0 | 0 | - | 2037 | - | 0 | 0 | - | 500 | 0 | - | 0 | 0 | -
2038 | 0 | 0 | 0 | 0 | 0 | 0 | 0 | 0 | 0 | 0 | 2038 | 0 | 0 | 0 | 0 | 0 | 0 | 0 | 0 | 0 | 0 | 2038 | - | 0 | 0 | - | 0 | 0 | - | 0 | 0 | - | 2038 | - | 0 | 0 | - | 0 | 0 | - | 0 | 0 | -
2039 | 0 | 0 | 0 | 0 | 0 | 0 | 0 | 0 | 0 | 0 | 2039 | 0 | 0 | 0 | 0 | 0 | 0 | 0 | 0 | 0 | 0 | 2039 | - | 0 | 0 | - | 0 | 0 | - | 0 | 0 | - | 2039 | - | 0 | 0 | - | 0 | 0 | - | 0 | 0 | -
2040 | 0 | 0 | 0 | 0 | 0 | 0 | 0 | 0 | 0 | 0 | 2040 | 0 | 0 | 0 | 0 | 0 | 0 | 0 | 0 | 0 | 0 | 2040 | - | 0 | 0 | - | 0 | 0 | - | 0 | 0 | - | 2040 | - | 0 | 0 | - | 0 | 0 | - | 0 | 0 | -
2041 | 0 | 0 | 0 | 0 | 0 | 0 | 0 | 0 | 0 | 0 | 2041 | 0 | 0 | 0 | 0 | 0 | 0 | 0 | 0 | 0 | 0 | 2041 | - | 0 | 0 | - | 0 | 0 | - | 0 | 0 | - | 2041 | - | 0 | 0 | - | 0 | 0 | - | 0 | 0 | -
2042 | 0 | 0 | 0 | 0 | 0 | 0 | 0 | 0 | 0 | 0 | 2042 | 0 | 0 | 0 | 0 | 0 | 0 | 0 | 0 | 0 | 0 | 2042 | - | 0 | 0 | - | 0 | 0 | - | 0 | 437.0732 | - | 2042 | - | 0 | 0 | - | 0 | 0 | - | 0 | 0 | -
2043 | 0 | 0 | 0 | 0 | 0 | 0 | 0 | 0 | 0 | 0 | 2043 | 0 | 0 | 0 | 0 | 0 | 0 | 0 | 0 | 0 | 0 | 2043 | - | 0 | 0 | - | 0 | 0 | - | 0 | 0 | - | 2043 | - | 0 | 0 | - | 0 | 0 | - | 0 | 0 | -
2044 | 0 | 0 | 0 | 0 | 0 | 0 | 0 | 554.0963 | 0 | 0 | 2044 | 0 | 0 | 0 | 0 | 0 | 0 | 0 | 0 | 0 | 0 | 2044 | - | 0 | 0 | - | 0 | 0 | - | 0 | 0 | - | 2044 | - | 0 | 0 | - | 0 | 0 | - | 0 | 0 | -
2045 | 0 | 0 | 0 | 0 | 0 | 0 | 0 | 0 | 0 | 0 | 2045 | 0 | 0 | 0 | 0 | 0 | 0 | 0 | 0 | 0 | 0 | 2045 | - | 0 | 0 | - | 0 | 0 | - | 0 | 0 | - | 2045 | - | 0 | 0 | - | 0 | 0 | - | 0 | 0 | -
2046 | 0 | 0 | 0 | 198.5456 | 0 | 0 | 263.7828 | 0 | 0 | 0 | 2046 | 0 | 0 | 0 | 0 | 0 | 0 | 0 | 0 | 0 | 0 | 2046 | - | 0 | 0 | - | 0 | 0 | - | 0 | 0 | - | 2046 | - | 0 | 0 | - | 0 | 0 | - | 0 | 0 | -
2047 | 0 | 0 | 0 | 0 | 0 | 0 | 0 | 0 | 0 | 0 | 2047 | 0 | 0 | 0 | 0 | 0 | 0 | 0 | 0 | 0 | 0 | 2047 | - | 0 | 0 | - | 54.5496 | 0 | - | 0 | 0 | - | 2047 | - | 0 | 0 | - | 0 | 0 | - | 0 | 0 | -
2048 | 0 | 0 | 0 | 0 | 0 | 0 | 0 | 0 | 0 | 0 | 2048 | 0 | 0 | 0 | 0 | 0 | 0 | 0 | 0 | 0 | 0 | 2048 | - | 0 | 0 | - | 0 | 0 | - | 0 | 0 | - | 2048 | - | 0 | 0 | - | 0 | 0 | - | 0 | 0 | -
2049 | 0 | 0 | 0 | 0 | 0 | 0 | 0 | 0 | 0 | 0 | 2049 | 0 | 0 | 0 | 0 | 0 | 0 | 0 | 0 | 0 | 0 | 2049 | - | 0 | 0 | - | 500 | 500 | - | 0 | 0 | - | 2049 | - | 0 | 0 | - | 0 | 0 | - | 0 | 0 | -
2050 | 0 | 0 | 0 | 498.7872 | 0 | 0 | 0 | 0 | 0 | 0 | 2050 | 0 | 0 | 0 | 0 | 0 | 0 | 0 | 0 | 0 | 0 | 2050 | - | 0 | 0 | - | 500 | 0 | - | 500 | 500 | - | 2050 | - | 0 | 0 | - | 0 | 0 | - | 0 | 0 | -
2051 | 0 | 0 | 0 | 1500 | 0 | 233.1 | 0 | 0 | 0 | 0 | 2051 | 0 | 0 | 0 | 0 | 0 | 0 | 0 | 0 | 0 | 0 | 2051 | - | 0 | 0 | - | 500 | 0 | - | 500 | 500 | - | 2051 | - | 0 | 0 | - | 0 | 0 | - | 0 | 0 | -
2052 | 0 | 0 | 0 | 0 | 0 | 0 | 0 | 0 | 0 | 0 | 2052 | 0 | 0 | 0 | 0 | 0 | 0 | 0 | 0 | 0 | 0 | 2052 | - | 0 | 0 | - | 500 | 0 | - | 500 | 500 | - | 2052 | - | 0 | 0 | - | 0 | 0 | - | 0 | 0 | -
2053 | 0 | 0 | 0 | 0 | 0 | 0 | 0 | 0 | 0 | 0 | 2053 | 0 | 0 | 0 | 0 | 0 | 0 | 0 | 0 | 0 | 0 | 2053 | - | 0 | 0 | - | 3.2251 | 0 | - | 0 | 0 | - | 2053 | - | 0 | 0 | - | 0 | 0 | - | 0 | 0 | -
2054 | 0 | 0 | 0 | 0 | 998.0811 | 0 | 0 | 0 | 0 | 0 | 2054 | 0 | 0 | 0 | 0 | 0 | 0 | 0 | 0 | 0 | 0 | 2054 | - | 0 | 0 | - | 0 | 0 | - | 0 | 0 | - | 2054 | - | 0 | 0 | - | 0 | 0 | - | 0 | 0 | -
2055 | 0 | 0 | 0 | 0 | 628.8973 | 0 | 0 | 0 | 0 | 0 | 2055 | 0 | 0 | 0 | 0 | 0 | 0 | 0 | 0 | 0 | 0 | 2055 | - | 0 | 0 | - | 0 | 286.927 | - | 500 | 0 | - | 2055 | - | 0 | 0 | - | 0 | 0 | - | 0 | 0 | -
2056 | 0 | 0 | 0 | 0 | 0 | 0 | 0 | 0 | 0 | 0 | 2056 | 0 | 0 | 0 | 0 | 0 | 0 | 0 | 0 | 0 | 0 | 2056 | - | 0 | 0 | - | 0 | 0 | - | 0 | 477.6811 | - | 2056 | - | 0 | 0 | - | 0 | 0 | - | 0 | 0 | -
2057 | 0 | 0 | 0 | 0 | 0 | 0 | 0 | 0 | 0 | 0 | 2057 | 0 | 0 | 0 | 0 | 0 | 0 | 0 | 0 | 0 | 0 | 2057 | - | 0 | 0 | - | 0 | 0 | - | 0 | 0 | - | 2057 | - | 0 | 0 | - | 0 | 0 | - | 0 | 0 | -
2058 | 0 | 0 | 0 | 0 | 0 | 0 | 0 | 0 | 0 | 0 | 2058 | 0 | 0 | 0 | 0 | 0 | 0 | 0 | 0 | 0 | 0 | 2058 | - | 0 | 0 | - | 0 | 500 | - | 0 | 0 | - | 2058 | - | 0 | 0 | - | 0 | 0 | - | 0 | 0 | -
2059 | 0 | 0 | 0 | 0 | 0 | 0 | 0 | 0 | 0 | 0 | 2059 | 0 | 0 | 0 | 0 | 0 | 0 | 0 | 0 | 0 | 0 | 2059 | - | 0 | 0 | - | 500 | 0 | - | 0 | 0 | - | 2059 | - | 0 | 0 | - | 0 | 0 | - | 0 | 0 | -
2060 | 0 | 0 | 0 | 0 | 0 | 0 | 0 | 0 | 0 | 0 | 2060 | 0 | 0 | 0 | 0 | 0 | 0 | 0 | 0 | 0 | 0 | 2060 | - | 500 | 500 | - | 0 | 0 | - | 0 | 0 | - | 2060 | - | 0 | 0 | - | 0 | 0 | - | 0 | 0 | -
2061 | 0 | 0 | 0 | 0 | 0 | 0 | 0 | 0 | 0 | 0 | 2061 | 0 | 0 | 0 | 0 | 0 | 0 | 0 | 0 | 0 | 0 | 2061 | - | 6.3993 | 6.3993 | - | 0 | 0 | - | 0 | 0 | - | 2061 | - | 0 | 0 | - | 0 | 0 | - | 0 | 0 | -
2062 | 0 | 0 | 0 | 0 | 0 | 0 | 0 | 0 | 0 | 0 | 2062 | 0 | 0 | 0 | 0 | 0 | 0 | 0 | 0 | 0 | 0 | 2062 | - | 177.1949 | 177.1949 | - | 0 | 0 | - | 0 | 0 | - | 2062 | - | 0 | 0 | - | 0 | 0 | - | 0 | 0 | -
2063 | 0 | 0 | 0 | 0 | 0 | 0 | 0 | 0 | 0 | 0 | 2063 | 0 | 0 | 0 | 0 | 0 | 0 | 0 | 0 | 0 | 0 | 2063 | - | 120.5762 | 352.1986 | - | 0 | 0 | - | 0 | 0 | - | 2063 | - | 0 | 0 | - | 0 | 0 | - | 0 | 0 | -
2064 | 0 | 0 | 0 | 0 | 0 | 0 | 0 | 0 | 0 | 0 | 2064 | 0 | 0 | 0 | 0 | 0 | 0 | 0 | 0 | 0 | 0 | 2064 | - | 332.2151 | 332.2151 | - | 500 | 0 | - | 0 | 0 | - | 2064 | - | 0 | 0 | - | 0 | 0 | - | 0 | 0 | -
2065 | 0 | 0 | 0 | 0 | 0 | 0 | 0 | 0 | 0 | 0 | 2065 | 0 | 0 | 0 | 0 | 0 | 0 | 0 | 0 | 0 | 0 | 2065 | - | 0 | 0 | - | 500 | 0 | - | 0 | 0 | - | 2065 | - | 0 | 0 | - | 0 | 0 | - | 0 | 0 | -
2066 | 0 | 0 | 0 | 0 | 0 | 0 | 0 | 0 | 0 | 0 | 2066 | 0 | 0 | 0 | 0 | 0 | 0 | 0 | 0 | 0 | 0 | 2066 | - | 0 | 0 | - | 500 | 0 | - | 500 | 0 | - | 2066 | - | 0 | 0 | - | 0 | 0 | - | 0 | 0 | -
2067 | 0 | 0 | 0 | 0 | 0 | 0 | 0 | 0 | 0 | 0 | 2067 | 0 | 0 | 0 | 0 | 0 | 0 | 0 | 0 | 0 | 0 | 2067 | - | 0 | 0 | - | 0 | 500 | - | 500 | 0 | - | 2067 | - | 0 | 0 | - | 0 | 0 | - | 0 | 0 | -
2068 | 0 | 0 | 0 | 0 | 0 | 0 | 0 | 0 | 0 | 0 | 2068 | 0 | 0 | 0 | 0 | 0 | 0 | 0 | 0 | 0 | 0 | 2068 | - | 0 | 0 | - | 0 | 0 | - | 0 | 500 | - | 2068 | - | 0 | 0 | - | 0 | 0 | - | 0 | 0 | -
2069 | 0 | 0 | 0 | 0 | 0 | 0 | 0 | 0 | 0 | 0 | 2069 | 0 | 0 | 0 | 0 | 0 | 0 | 0 | 0 | 0 | 0 | 2069 | - | 0 | 0 | - | 0 | 0 | - | 0 | 0 | - | 2069 | - | 0 | 0 | - | 0 | 0 | - | 0 | 0 | -
2070 | 0 | 0 | 0 | 0 | 0 | 0 | 0 | 0 | 0 | 0 | 2070 | 0 | 0 | 0 | 0 | 0 | 0 | 0 | 0 | 0 | 0 | 2070 | - | 0 | 0 | - | 0 | 0 | - | 0 | 158.1924 | - | 2070 | - | 0 | 0 | - | 0 | 0 | - | 0 | 0 | -
2071 | 0 | 0 | 0 | 0 | 0 | 0 | 0 | 0 | 0 | 0 | 2071 | 0 | 0 | 0 | 0 | 0 | 0 | 0 | 0 | 0 | 0 | 2071 | - | 0 | 0 | - | 0 | 0 | - | 0 | 0 | - | 2071 | - | 0 | 0 | - | 500 | 500 | - | 0 | 0 | -
2072 | 0 | 0 | 0 | 0 | 0 | 0 | 0 | 0 | 0 | 0 | 2072 | 0 | 0 | 0 | 0 | 0 | 0 | 0 | 0 | 0 | 0 | 2072 | - | 0 | 0 | - | 0 | 0 | - | 0 | 0 | - | 2072 | - | 0 | 0 | - | 500 | 500 | - | 0 | 0 | -
2073 | 0 | 0 | 0 | 0 | 0 | 0 | 0 | 0 | 0 | 0 | 2073 | 0 | 0 | 0 | 0 | 0 | 0 | 0 | 0 | 0 | 0 | 2073 | - | 0 | 0 | - | 0 | 0 | - | 0 | 0 | - | 2073 | - | 0 | 0 | - | 0 | 0 | - | 0 | 0 | -
2074 | 0 | 0 | 0 | 0 | 0 | 0 | 0 | 0 | 0 | 0 | 2074 | 0 | 0 | 0 | 0 | 0 | 0 | 0 | 0 | 0 | 0 | 2074 | - | 0 | 0 | - | 0 | 0 | - | 500 | 500 | - | 2074 | - | 0 | 0 | - | 0 | 0 | - | 0 | 0 | -
2075 | 225.4003 | 0 | 0 | 0 | 0 | 0 | 676.6849 | 676.6849 | 233.1 | 225.4003 | 2075 | 0 | 0 | 0 | 0 | 0 | 0 | 0 | 0 | 0 | 225.4003 | 2075 | - | 225.4003 | 225.4003 | - | 0 | 500 | - | 0 | 500 | - | 2075 | - | 0 | 0 | - | 0 | 0 | - | 0 | 0 | -
2076 | 455.136 | 0 | 0 | 0 | 0 | 0 | 1500 | 313.5629 | 139.9955 | 455.136 | 2076 | 0 | 0 | 0 | 0 | 0 | 0 | 0 | 0 | 0 | 455.136 | 2076 | - | 455.136 | 455.136 | - | 0 | 500 | - | 500 | 500 | - | 2076 | - | 0 | 0 | - | 0 | 0 | - | 0 | 0 | -
2077 | 670.2506 | 170.2506 | 170.2506 | 0 | 0 | 0 | 0 | 0 | 0 | 670.2506 | 2077 | 0 | 0 | 0 | 0 | 0 | 0 | 0 | 0 | 0 | 670.2506 | 2077 | - | 500 | 500 | - | 0 | 500 | - | 500 | 500 | - | 2077 | - | 0 | 0 | - | 0 | 0 | - | 0 | 0 | -
2078 | 532.5655 | 32.5655 | 32.5655 | 0 | 0 | 0 | 0 | 0 | 0 | 532.5655 | 2078 | 0 | 0 | 0 | 0 | 0 | 0 | 0 | 0 | 0 | 532.5655 | 2078 | - | 500 | 500 | - | 0 | 500 | - | 0 | 0 | - | 2078 | - | 0 | 0 | - | 0 | 0 | - | 0 | 0 | -
2079 | 331.7401 | 0 | 0 | 0 | 0 | 0 | 0 | 0 | 0 | 331.7401 | 2079 | 0 | 0 | 0 | 0 | 0 | 0 | 0 | 0 | 0 | 331.7401 | 2079 | - | 331.7401 | 331.7401 | - | 0 | 0 | - | 0 | 0 | - | 2079 | - | 0 | 0 | - | 116.6005 | 116.6005 | - | 0 | 0 | -
2080 | 0 | 0 | 0 | 0 | 0 | 0 | 0 | 0 | 0 | 0 | 2080 | 0 | 0 | 0 | 0 | 0 | 0 | 0 | 0 | 0 | 0 | 2080 | - | 0 | 0 | - | 0 | 0 | - | 0 | 0 | - | 2080 | - | 0 | 0 | - | 500 | 500 | - | 0 | 0 | -
2081 | 0 | 0 | 0 | 0 | 0 | 0 | 0 | 0 | 0 | 0 | 2081 | 137.9731 | 0 | 0 | 0 | 0 | 0 | 0 | 0 | 0 | 0 | 2081 | - | 0 | 0 | - | 0 | 0 | - | 0 | 0 | - | 2081 | - | 0 | 0 | - | 0 | 0 | - | 0 | 0 | -
2082 | 0 | 0 | 0 | 0 | 0 | 0 | 0 | 0 | 0 | 0 | 2082 | 1048.4351 | 0 | 0 | 0 | 0 | 0 | 0 | 0 | 0 | 0 | 2082 | - | 0 | 0 | - | 0 | 0 | - | 0 | 0 | - | 2082 | - | 0 | 0 | - | 135.641 | 135.641 | - | 0 | 0 | -
2083 | 0 | 0 | 0 | 0 | 0 | 0 | 0 | 0 | 0 | 0 | 2083 | 219.9533 | 0 | 0 | 0 | 0 | 0 | 0 | 0 | 0 | 0 | 2083 | - | 0 | 0 | - | 0 | 0 | - | 0 | 0 | - | 2083 | - | 0 | 0 | - | 0 | 0 | - | 0 | 0 | -
2084 | 0 | 0 | 0 | 0 | 0 | 0 | 0 | 0 | 0 | 0 | 2084 | 0 | 0 | 0 | 0 | 0 | 0 | 0 | 0 | 0 | 0 | 2084 | - | 0 | 0 | - | 0 | 0 | - | 0 | 0 | - | 2084 | - | 0 | 0 | - | 0 | 0 | - | 0 | 0 | -
2085 | 0 | 0 | 0 | 0 | 0 | 0 | 0 | 0 | 0 | 0 | 2085 | 0 | 0 | 0 | 0 | 0 | 0 | 0 | 0 | 0 | 0 | 2085 | - | 0 | 0 | - | 0 | 0 | - | 0 | 0 | - | 2085 | - | 0 | 0 | - | 0 | 0 | - | 0 | 0 | -
2086 | 0 | 0 | 0 | 0 | 0 | 0 | 0 | 0 | 0 | 0 | 2086 | 0 | 0 | 0 | 0 | 0 | 0 | 0 | 0 | 0 | 0 | 2086 | - | 0 | 0 | - | 500 | 0 | - | 0 | 0 | - | 2086 | - | 0 | 0 | - | 0 | 0 | - | 0 | 0 | -
2087 | 0 | 0 | 0 | 0 | 0 | 0 | 0 | 0 | 0 | 0 | 2087 | 0 | 0 | 0 | 0 | 0 | 0 | 0 | 0 | 0 | 0 | 2087 | - | 0 | 0 | - | 0 | 0 | - | 0 | 0 | - | 2087 | - | 0 | 0 | - | 0 | 0 | - | 0 | 0 | -
2088 | 0 | 0 | 0 | 0 | 0 | 0 | 0 | 0 | 0 | 0 | 2088 | 0 | 0 | 0 | 0 | 0 | 0 | 0 | 0 | 0 | 0 | 2088 | - | 0 | 0 | - | 0 | 0 | - | 0 | 0 | - | 2088 | - | 0 | 0 | - | 0 | 0 | - | 0 | 0 | -
2089 | 0 | 0 | 0 | 0 | 0 | 0 | 0 | 0 | 0 | 0 | 2089 | 0 | 0 | 0 | 0 | 0 | 0 | 0 | 0 | 0 | 0 | 2089 | - | 0 | 0 | - | 0 | 0 | - | 0 | 0 | - | 2089 | - | 0 | 0 | - | 0 | 0 | - | 0 | 0 | -
2090 | 0 | 0 | 0 | 0 | 0 | 0 | 0 | 0 | 0 | 0 | 2090 | 0 | 0 | 0 | 0 | 0 | 0 | 0 | 0 | 0 | 0 | 2090 | - | 0 | 0 | - | 0 | 0 | - | 137.9391 | 0 | - | 2090 | - | 0 | 0 | - | 0 | 0 | - | 0 | 0 | -
2091 | 0 | 0 | 0 | 0 | 0 | 0 | 0 | 0 | 0 | 0 | 2091 | 0 | 0 | 0 | 0 | 0 | 0 | 0 | 0 | 0 | 0 | 2091 | - | 0 | 0 | - | 0 | 0 | - | 0 | 0 | - | 2091 | - | 0 | 0 | - | 0 | 0 | - | 0 | 0 | -
2092 | 0 | 0 | 0 | 0 | 0 | 0 | 0 | 0 | 0 | 0 | 2092 | 0 | 0 | 0 | 0 | 0 | 0 | 0 | 0 | 0 | 0 | 2092 | - | 0 | 0 | - | 0 | 0 | - | 0 | 0 | - | 2092 | - | 0 | 0 | - | 0 | 0 | - | 0 | 0 | -
2093 | 0 | 0 | 0 | 0 | 0 | 0 | 0 | 0 | 0 | 0 | 2093 | 0 | 0 | 0 | 0 | 0 | 0 | 0 | 0 | 0 | 0 | 2093 | - | 0 | 0 | - | 0 | 0 | - | 0 | 0 | - | 2093 | - | 0 | 0 | - | 0 | 0 | - | 0 | 0 | -
2094 | 0 | 0 | 0 | 0 | 0 | 0 | 0 | 0 | 0 | 0 | 2094 | 0 | 0 | 0 | 0 | 0 | 0 | 0 | 0 | 0 | 0 | 2094 | - | 0 | 0 | - | 0 | 0 | - | 0 | 0 | - | 2094 | - | 0 | 0 | - | 0 | 0 | - | 0 | 0 | -
2095 | 0 | 0 | 0 | 0 | 0 | 0 | 0 | 0 | 0 | 0 | 2095 | 0 | 0 | 0 | 0 | 0 | 0 | 0 | 0 | 0 | 0 | 2095 | - | 0 | 0 | - | 0 | 448.4078 | - | 0 | 0 | - | 2095 | - | 0 | 0 | - | 0 | 0 | - | 0 | 0 | -
2096 | 0 | 0 | 0 | 0 | 0 | 0 | 0 | 0 | 0 | 0 | 2096 | 0 | 0 | 0 | 0 | 0 | 0 | 0 | 0 | 0 | 0 | 2096 | - | 0 | 0 | - | 0 | 0 | - | 0 | 0 | - | 2096 | - | 0 | 0 | - | 0 | 0 | - | 0 | 0 | -
2097 | 0 | 0 | 0 | 0 | 0 | 0 | 0 | 0 | 0 | 0 | 2097 | 0 | 0 | 0 | 0 | 0 | 0 | 0 | 0 | 0 | 0 | 2097 | - | 0 | 0 | - | 272.1533 | 500 | - | 0 | 0 | - | 2097 | - | 0 | 0 | - | 0 | 0 | - | 0 | 0 | -
2098 | 0 | 0 | 0 | 0 | 0 | 146.1487 | 0 | 0 | 0 | 0 | 2098 | 0 | 0 | 0 | 0 | 0 | 0 | 0 | 0 | 0 | 0 | 2098 | - | 0 | 0 | - | 500 | 0 | - | 0 | 500 | - | 2098 | - | 0 | 0 | - | 0 | 0 | - | 0 | 0 | -
2099 | 0 | 0 | 0 | 0 | 0 | 0 | 0 | 0 | 0 | 0 | 2099 | 0 | 0 | 0 | 0 | 0 | 0 | 0 | 0 | 0 | 0 | 2099 | - | 0 | 0 | - | 0 | 0 | - | 0 | 500 | - | 2099 | - | 0 | 0 | - | 0 | 0 | - | 0 | 0 | -
2100 | 0 | 0 | 0 | 0 | 0 | 0 | 0 | 0 | 0 | 0 | 2100 | 0 | 0 | 0 | 0 | 0 | 0 | 0 | 0 | 0 | 0 | 2100 | - | 0 | 0 | - | 500 | 0 | - | 500 | 500 | - | 2100 | - | 0 | 0 | - | 0 | 0 | - | 0 | 0 | -
2101 | 0 | 0 | 0 | 0 | 0 | 0 | 0 | 0 | 0 | 0 | 2101 | 0 | 0 | 0 | 0 | 0 | 0 | 0 | 0 | 0 | 0 | 2101 | - | 0 | 0 | - | 500 | 500 | - | 500 | 0 | - | 2101 | - | 0 | 0 | - | 0 | 0 | - | 0 | 0 | -
2102 | 0 | 0 | 0 | 0 | 0 | 0 | 0 | 0 | 0 | 0 | 2102 | 0 | 0 | 0 | 0 | 0 | 0 | 0 | 0 | 0 | 0 | 2102 | - | 0 | 0 | - | 500 | 0 | - | 0 | 0 | - | 2102 | - | 0 | 0 | - | 0 | 0 | - | 0 | 0 | -
2103 | 0 | 0 | 0 | 0 | 0 | 0 | 0 | 0 | 0 | 0 | 2103 | 0 | 0 | 0 | 0 | 0 | 0 | 0 | 0 | 0 | 0 | 2103 | - | 0 | 0 | - | 500 | 0 | - | 0 | 0 | - | 2103 | - | 0 | 0 | - | 0 | 0 | - | 0 | 0 | -
2104 | 0 | 0 | 0 | 0 | 0 | 0 | 0 | 0 | 0 | 0 | 2104 | 0 | 0 | 0 | 0 | 0 | 0 | 0 | 0 | 0 | 0 | 2104 | - | 500 | 500 | - | 500 | 0 | - | 0 | 0 | - | 2104 | - | 0 | 0 | - | 0 | 0 | - | 0 | 0 | -
2105 | 0 | 0 | 0 | 0 | 0 | 0 | 0 | 0 | 0 | 0 | 2105 | 0 | 0 | 0 | 0 | 0 | 0 | 0 | 0 | 0 | 0 | 2105 | - | 500 | 500 | - | 0 | 500 | - | 0 | 0 | - | 2105 | - | 0 | 0 | - | 0 | 0 | - | 0 | 0 | -
2106 | 0 | 0 | 0 | 0 | 0 | 0 | 0 | 0 | 6.1532 | 0 | 2106 | 0 | 0 | 0 | 0 | 0 | 0 | 0 | 0 | 0 | 0 | 2106 | - | 55.7935 | 55.7935 | - | 0 | 0 | - | 0 | 0 | - | 2106 | - | 0 | 0 | - | 0 | 0 | - | 0 | 0 | -
2107 | 0 | 0 | 0 | 0 | 0 | 0 | 0 | 0 | 0 | 0 | 2107 | 0 | 0 | 0 | 0 | 0 | 0 | 0 | 0 | 0 | 0 | 2107 | - | 279.9668 | 279.9668 | - | 0 | 500 | - | 0 | 0 | - | 2107 | - | 0 | 0 | - | 0 | 0 | - | 0 | 0 | -
2108 | 0 | 0 | 0 | 0 | 0 | 0 | 0 | 0 | 0 | 0 | 2108 | 0 | 0 | 0 | 0 | 0 | 0 | 0 | 0 | 0 | 0 | 2108 | - | 0 | 0 | - | 0 | 0 | - | 0 | 0 | - | 2108 | - | 0 | 0 | - | 0 | 0 | - | 0 | 0 | -
2109 | 0 | 0 | 0 | 0 | 0 | 0 | 0 | 0 | 0 | 0 | 2109 | 0 | 0 | 0 | 0 | 0 | 0 | 0 | 0 | 0 | 0 | 2109 | - | 0 | 0 | - | 0 | 296.4161 | - | 0 | 0 | - | 2109 | - | 0 | 0 | - | 0 | 0 | - | 0 | 0 | -
2110 | 0 | 0 | 0 | 0 | 0 | 0 | 0 | 0 | 0 | 0 | 2110 | 0 | 0 | 0 | 0 | 0 | 0 | 0 | 0 | 0 | 0 | 2110 | - | 323.6556 | 92.0331 | - | 500 | 0 | - | 0 | 0 | - | 2110 | - | 0 | 0 | - | 0 | 0 | - | 0 | 0 | -
2111 | 0 | 0 | 0 | 0 | 0 | 0 | 0 | 0 | 0 | 0 | 2111 | 0 | 0 | 0 | 0 | 0 | 0 | 0 | 0 | 0 | 0 | 2111 | - | 0 | 0 | - | 0 | 500 | - | 0 | 0 | - | 2111 | - | 0 | 0 | - | 0 | 0 | - | 0 | 0 | -
2112 | 0 | 0 | 0 | 0 | 0 | 0 | 0 | 0 | 0 | 0 | 2112 | 0 | 0 | 0 | 0 | 0 | 0 | 0 | 0 | 0 | 0 | 2112 | - | 0 | 0 | - | 0 | 0 | - | 0 | 0 | - | 2112 | - | 0 | 0 | - | 0 | 0 | - | 0 | 0 | -
2113 | 0 | 0 | 0 | 0 | 0 | 0 | 0 | 0 | 0 | 0 | 2113 | 0 | 0 | 0 | 0 | 0 | 0 | 0 | 0 | 0 | 0 | 2113 | - | 0 | 0 | - | 0 | 0 | - | 0 | 0 | - | 2113 | - | 0 | 0 | - | 0 | 0 | - | 0 | 0 | -
2114 | 0 | 0 | 0 | 0 | 0 | 0 | 0 | 0 | 0 | 0 | 2114 | 0 | 0 | 0 | 0 | 0 | 0 | 0 | 0 | 0 | 0 | 2114 | - | 0 | 0 | - | 0 | 0 | - | 0 | 0 | - | 2114 | - | 0 | 0 | - | 0 | 0 | - | 0 | 0 | -
2115 | 0 | 0 | 0 | 0 | 0 | 0 | 0 | 0 | 0 | 0 | 2115 | 0 | 0 | 0 | 0 | 0 | 0 | 0 | 0 | 0 | 0 | 2115 | - | 0 | 0 | - | 0 | 0 | - | 0 | 0 | - | 2115 | - | 0 | 0 | - | 0 | 0 | - | 0 | 0 | -
2116 | 0 | 0 | 0 | 0 | 0 | 0 | 0 | 0 | 0 | 0 | 2116 | 0 | 0 | 0 | 0 | 0 | 0 | 0 | 0 | 0 | 0 | 2116 | - | 0 | 0 | - | 0 | 0 | - | 0 | 0 | - | 2116 | - | 0 | 0 | - | 0 | 0 | - | 0 | 0 | -
2117 | 0 | 0 | 0 | 0 | 0 | 0 | 0 | 0 | 0 | 0 | 2117 | 0 | 0 | 0 | 0 | 0 | 0 | 0 | 0 | 0 | 0 | 2117 | - | 0 | 0 | - | 0 | 0 | - | 0 | 0 | - | 2117 | - | 0 | 0 | - | 0 | 0 | - | 0 | 0 | -
2118 | 0 | 0 | 0 | 0 | 0 | 0 | 0 | 0 | 0 | 0 | 2118 | 0 | 0 | 0 | 0 | 0 | 0 | 0 | 0 | 0 | 0 | 2118 | - | 0 | 0 | - | 0 | 0 | - | 0 | 0 | - | 2118 | - | 0 | 0 | - | 0 | 0 | - | 0 | 0 | -
2119 | 0 | 0 | 0 | 0 | 0 | 0 | 0 | 0 | 0 | 0 | 2119 | 286.9366 | 172.3937 | 172.3937 | 0 | 0 | 0 | 0 | 0 | 0 | 0 | 2119 | - | 0 | 0 | - | 0 | 0 | - | 0 | 0 | - | 2119 | - | 114.543 | 114.543 | - | 0 | 0 | - | 0 | 0 | -
2120 | 0 | 0 | 0 | 0 | 0 | 0 | 0 | 0 | 0 | 0 | 2120 | 189.5306 | 0 | 0 | 0 | 0 | 0 | 0 | 0 | 0 | 0 | 2120 | - | 0 | 0 | - | 0 | 0 | - | 0 | 0 | - | 2120 | - | 0 | 0 | - | 0 | 0 | - | 0 | 0 | -
2121 | 0 | 0 | 0 | 0 | 0 | 0 | 0 | 0 | 0 | 0 | 2121 | 0 | 0 | 0 | 0 | 0 | 0 | 0 | 0 | 0 | 0 | 2121 | - | 0 | 0 | - | 0 | 298.1769 | - | 0 | 0 | - | 2121 | - | 0 | 0 | - | 0 | 0 | - | 0 | 0 | -
2122 | 0 | 0 | 0 | 0 | 0 | 0 | 0 | 0 | 0 | 0 | 2122 | 0 | 0 | 0 | 0 | 0 | 0 | 0 | 0 | 0 | 0 | 2122 | - | 0 | 0 | - | 0 | 0 | - | 0 | 0 | - | 2122 | - | 0 | 0 | - | 0 | 0 | - | 0 | 0 | -
2123 | 0 | 0 | 0 | 0 | 0 | 0 | 0 | 0 | 0 | 0 | 2123 | 0 | 0 | 0 | 0 | 0 | 0 | 0 | 0 | 0 | 0 | 2123 | - | 0 | 0 | - | 500 | 500 | - | 0 | 0 | - | 2123 | - | 0 | 0 | - | 0 | 0 | - | 0 | 0 | -
2124 | 0 | 0 | 0 | 173.9364 | 0 | 0 | 0 | 0 | 0 | 0 | 2124 | 0 | 0 | 0 | 0 | 0 | 0 | 0 | 0 | 0 | 0 | 2124 | - | 500 | 500 | - | 0 | 0 | - | 0 | 0 | - | 2124 | - | 0 | 0 | - | 0 | 0 | - | 0 | 0 | -
2125 | 0 | 0 | 0 | 0 | 0 | 0 | 0 | 0 | 0 | 0 | 2125 | 0 | 0 | 0 | 0 | 0 | 0 | 0 | 0 | 0 | 0 | 2125 | - | 500 | 500 | - | 0 | 0 | - | 0 | 0 | - | 2125 | - | 0 | 0 | - | 0 | 0 | - | 0 | 0 | -
2126 | 1500 | 1000 | 146.1487 | 0 | 0 | 0 | 0 | 0 | 0 | 1500 | 2126 | 0 | 0 | 0 | 0 | 0 | 0 | 0 | 0 | 0 | 1500 | 2126 | - | 500 | 500 | - | 0 | 500 | - | 0 | 0 | - | 2126 | - | 0 | 0 | - | 0 | 0 | - | 0 | 0 | -
2127 | 940.4677 | 626.9784 | 233.1 | 0 | 0 | 0 | 0 | 0 | 0 | 940.4677 | 2127 | 0 | 0 | 0 | 0 | 0 | 0 | 0 | 0 | 0 | 940.4677 | 2127 | - | 500 | 500 | - | 0 | 0 | - | 0 | 0 | - | 2127 | - | 0 | 0 | - | 0 | 0 | - | 0 | 0 | -
2128 | 0 | 0 | 0 | 0 | 0 | 0 | 0 | 0 | 0 | 0 | 2128 | 0 | 0 | 0 | 0 | 0 | 0 | 0 | 0 | 0 | 0 | 2128 | - | 0 | 0 | - | 0 | 0 | - | 0 | 0 | - | 2128 | - | 0 | 0 | - | 0 | 0 | - | 0 | 0 | -
2129 | 0 | 0 | 0 | 0 | 0 | 0 | 0 | 0 | 0 | 0 | 2129 | 0 | 0 | 0 | 0 | 0 | 0 | 0 | 0 | 0 | 0 | 2129 | - | 0 | 0 | - | 0 | 0 | - | 0 | 0 | - | 2129 | - | 0 | 0 | - | 0 | 0 | - | 0 | 0 | -
2130 | 0 | 0 | 0 | 0 | 0 | 0 | 0 | 0 | 0 | 0 | 2130 | 0 | 0 | 0 | 0 | 0 | 0 | 0 | 0 | 0 | 0 | 2130 | - | 0 | 0 | - | 0 | 0 | - | 0 | 0 | - | 2130 | - | 0 | 0 | - | 0 | 0 | - | 0 | 0 | -
2131 | 0 | 0 | 0 | 0 | 0 | 0 | 0 | 0 | 0 | 0 | 2131 | 0 | 0 | 0 | 0 | 0 | 0 | 0 | 0 | 0 | 0 | 2131 | - | 0 | 0 | - | 0 | 500 | - | 0 | 0 | - | 2131 | - | 0 | 0 | - | 0 | 0 | - | 0 | 0 | -
2132 | 0 | 0 | 0 | 69.1985 | 0 | 0 | 0 | 0 | 0 | 0 | 2132 | 450.1424 | 0 | 0 | 0 | 0 | 0 | 0 | 0 | 0 | 0 | 2132 | - | 0 | 0 | - | 0 | 0 | - | 0 | 0 | - | 2132 | - | 473.1521 | 473.1521 | - | 0 | 0 | - | 0 | 0 | -
2133 | 0 | 0 | 0 | 0 | 0 | 0 | 0 | 0 | 0 | 0 | 2133 | 315.6368 | 0 | 0 | 245.0615 | 0 | 0 | 0 | 0 | 0 | 0 | 2133 | - | 0 | 0 | - | 0 | 0 | - | 0 | 0 | - | 2133 | - | 465.6368 | 465.6368 | - | 245.0615 | 245.0615 | - | 0 | 0 | -
2134 | 0 | 0 | 0 | 0 | 0 | 0 | 0 | 0 | 0 | 0 | 2134 | 390.2346 | 451.5564 | 0 | 738.3636 | 238.3636 | 233.1 | 0 | 0 | 0 | 0 | 2134 | - | 0 | 0 | - | 0 | 0 | - | 0 | 0 | - | 2134 | - | 14.4045 | 465.9609 | - | 500 | 500 | - | 0 | 0 | -
2135 | 0 | 0 | 0 | 0 | 0 | 0 | 0 | 0 | 0 | 0 | 2135 | 210.1425 | 0 | 0 | 555.2623 | 117.1657 | 89.2614 | 0 | 0 | 0 | 0 | 2135 | - | 0 | 0 | - | 0 | 0 | - | 0 | 0 | - | 2135 | - | 360.1425 | 360.1425 | - | 500 | 500 | - | 0 | 0 | -
2136 | 0 | 0 | 0 | 0 | 0 | 0 | 0 | 0 | 0 | 0 | 2136 | 108.8321 | 258.8321 | 0 | 467.1445 | 0 | 0 | 0 | 0 | 0 | 0 | 2136 | - | 0 | 0 | - | 0 | 0 | - | 0 | 0 | - | 2136 | - | 0 | 258.8321 | - | 467.1445 | 467.1445 | - | 0 | 0 | -
2137 | 48.2986 | 0 | 0 | 0 | 0 | 0 | 0 | 0 | 0 | 48.2986 | 2137 | 0 | 0 | 0 | 68.5655 | 0 | 0 | 0 | 0 | 0 | 48.2986 | 2137 | - | 48.2986 | 48.2986 | - | 0 | 0 | - | 0 | 0 | - | 2137 | - | 0 | 0 | - | 68.5655 | 68.5655 | - | 0 | 0 | -
2138 | 31.7077 | 0 | 0 | 50.4036 | 0 | 0 | 0 | 0 | 0 | 31.7077 | 2138 | 0 | 0 | 0 | 0 | 0 | 0 | 0 | 0 | 0 | 31.7077 | 2138 | - | 31.7077 | 31.7077 | - | 93.7581 | 93.7581 | - | 0 | 0 | - | 2138 | - | 0 | 0 | - | 0 | 0 | - | 0 | 0 | -
2139 | 0 | 0 | 0 | 0 | 0 | 0 | 0 | 0 | 0 | 0 | 2139 | 131.0686 | 0 | 0 | 0 | 0 | 0 | 0 | 0 | 0 | 0 | 2139 | - | 0 | 0 | - | 0 | 0 | - | 0 | 0 | - | 2139 | - | 131.0686 | 131.0686 | - | 0 | 0 | - | 0 | 0 | -
2140 | 0 | 0 | 0 | 0 | 0 | 0 | 0 | 0 | 0 | 0 | 2140 | 160.2558 | 0 | 0 | 0 | 0 | 0 | 0 | 0 | 0 | 0 | 2140 | - | 0 | 0 | - | 0 | 0 | - | 0 | 0 | - | 2140 | - | 169.6108 | 169.6108 | - | 0 | 0 | - | 0 | 0 | -
2141 | 168.8882 | 0 | 0 | 0 | 0 | 0 | 0 | 0 | 0 | 168.8882 | 2141 | 0 | 0 | 0 | 0 | 0 | 0 | 0 | 0 | 0 | 168.8882 | 2141 | - | 0 | 0 | - | 0 | 0 | - | 0 | 0 | - | 2141 | - | 0 | 0 | - | 0 | 0 | - | 0 | 0 | -
2142 | 0 | 0 | 0 | 0 | 0 | 0 | 0 | 0 | 0 | 0 | 2142 | 0 | 150.3422 | 89.2614 | 0 | 0 | 0 | 0 | 0 | 0 | 0 | 2142 | - | 0 | 0 | - | 0 | 0 | - | 0 | 0 | - | 2142 | - | 0 | 61.0808 | - | 0 | 0 | - | 0 | 0 | -
2143 | 0 | 0 | 0 | 0 | 0 | 0 | 0 | 0 | 0 | 0 | 2143 | 519.645 | 188.551 | 233.1 | 0 | 0 | 0 | 0 | 0 | 0 | 0 | 2143 | - | 0 | 0 | - | 0 | 0 | - | 0 | 0 | - | 2143 | - | 500 | 455.451 | - | 0 | 277.3294 | - | 0 | 0 | -
2144 | 0 | 0 | 0 | 0 | 0 | 0 | 0 | 0 | 0 | 0 | 2144 | 0 | 333.65 | 0 | 42.843 | 0 | 0 | 0 | 0 | 0 | 0 | 2144 | - | 0 | 0 | - | 0 | 0 | - | 0 | 0 | - | 2144 | - | 500 | 0 | - | 320.1724 | 42.843 | - | 0 | 0 | -
2145 | 0 | 0 | 0 | 0 | 0 | 0 | 0 | 0 | 0 | 0 | 2145 | 0 | 0 | 0 | 0 | 0 | 0 | 0 | 0 | 0 | 0 | 2145 | - | 49.2614 | 500 | - | 0 | 0 | - | 0 | 0 | - | 2145 | - | 0 | 0 | - | 0 | 0 | - | 0 | 0 | -
2146 | 0 | 0 | 0 | 0 | 0 | 0 | 0 | 0 | 0 | 0 | 2146 | 0 | 0 | 0 | 0 | 0 | 0 | 0 | 0 | 0 | 0 | 2146 | - | 500 | 500 | - | 500 | 500 | - | 0 | 0 | - | 2146 | - | 0 | 0 | - | 0 | 0 | - | 0 | 0 | -
2147 | 117.2364 | 0 | 0 | 0 | 0 | 0 | 0 | 0 | 0 | 117.2364 | 2147 | 0 | 0 | 0 | 0 | 0 | 0 | 0 | 0 | 0 | 117.2364 | 2147 | - | 500 | 500 | - | 500 | 500 | - | 0 | 0 | - | 2147 | - | 0 | 0 | - | 0 | 0 | - | 0 | 0 | -
2148 | 1042.7195 | 938.4577 | 233.1 | 940.4677 | 0 | 0 | 0 | 0 | 0 | 1042.7195 | 2148 | 0 | 0 | 0 | 0 | 0 | 0 | 0 | 0 | 0 | 1042.7195 | 2148 | - | 500 | 500 | - | 500 | 500 | - | 0 | 0 | - | 2148 | - | 0 | 0 | - | 0 | 0 | - | 0 | 0 | -
2149 | 1177.3473 | 688.5207 | 146.1487 | 0 | 0 | 146.1487 | 0 | 0 | 0 | 1177.3473 | 2149 | 0 | 0 | 0 | 0 | 0 | 0 | 0 | 0 | 0 | 1177.3473 | 2149 | - | 500 | 500 | - | 500 | 500 | - | 500 | 0 | - | 2149 | - | 0 | 0 | - | 0 | 0 | - | 0 | 0 | -
2150 | 103.1645 | 0 | 0 | 1500 | 418.2698 | 233.1 | 0 | 0 | 0 | 103.1645 | 2150 | 0 | 0 | 0 | 0 | 0 | 0 | 0 | 0 | 0 | 103.1645 | 2150 | - | 500 | 500 | - | 500 | 500 | - | 500 | 0 | - | 2150 | - | 0 | 0 | - | 0 | 0 | - | 0 | 0 | -
2151 | 0 | 0 | 0 | 0 | 0 | 0 | 0 | 0 | 0 | 0 | 2151 | 0 | 0 | 0 | 0 | 0 | 0 | 0 | 0 | 0 | 0 | 2151 | - | 0 | 427.3217 | - | 0 | 0 | - | 28.7276 | 93.72 | - | 2151 | - | 0 | 0 | - | 0 | 0 | - | 0 | 0 | -
2152 | 0 | 0 | 0 | 0 | 0 | 0 | 0 | 0 | 0 | 0 | 2152 | 0 | 0 | 233.1 | 0 | 0 | 0 | 0 | 0 | 0 | 0 | 2152 | - | 0 | 0 | - | 0 | 0 | - | 0 | 0 | - | 2152 | - | 406.1787 | 23.0787 | - | 0 | 0 | - | 456.3194 | 312.5968 | -
2153 | 0 | 0 | 0 | 0 | 0 | 0 | 0 | 0 | 0 | 0 | 2153 | 0 | 0 | 0 | 0 | 0 | 0 | 270.0109 | 0 | 0 | 0 | 2153 | - | 0 | 0 | - | 0 | 0 | - | 0 | 0 | - | 2153 | - | 407.1989 | 407.1989 | - | 500 | 488.0665 | - | 468.5754 | 468.5754 | -
2154 | 0 | 0 | 0 | 0 | 0 | 0 | 0 | 0 | 0 | 0 | 2154 | 330.013 | 0 | 0 | 0 | 41.9033 | 41.9033 | 305.1428 | 3.7073 | 0 | 0 | 2154 | - | 0 | 0 | - | 0 | 0 | - | 0 | 0 | - | 2154 | - | 480.013 | 480.013 | - | 500 | 500 | - | 500 | 500 | -
2155 | 0 | 0 | 0 | 0 | 0 | 0 | 0 | 0 | 0 | 0 | 2155 | 293.4337 | 0 | 0 | 6.96 | 342.5701 | 0 | 104.8556 | 0 | 0 | 0 | 2155 | - | 0 | 0 | - | 0 | 0 | - | 0 | 0 | - | 2155 | - | 443.4337 | 443.4337 | - | 141.5342 | 484.1043 | - | 425.6904 | 425.6904 | -
2156 | 0 | 0 | 0 | 0 | 0 | 0 | 0 | 0 | 0 | 0 | 2156 | 201.8532 | 351.8532 | 0 | 0 | 0 | 0 | 0 | 0 | 0 | 0 | 2156 | - | 0 | 0 | - | 0 | 0 | - | 0 | 0 | - | 2156 | - | 0 | 351.8532 | - | 411.4647 | 371.7518 | - | 294.4762 | 294.4762 | -
2157 | 0 | 0 | 0 | 0 | 0 | 0 | 0 | 0 | 0 | 0 | 2157 | 67.6189 | 217.6189 | 0 | 219.8253 | 0 | 0 | 0 | 0 | 0 | 0 | 2157 | - | 0 | 0 | - | 0 | 0 | - | 0 | 0 | - | 2157 | - | 0 | 217.6189 | - | 219.8253 | 219.8253 | - | 128.0355 | 128.0355 | -
2158 | 0 | 0 | 0 | 0 | 0 | 0 | 0 | 0 | 0 | 0 | 2158 | 123.8564 | 273.8564 | 0 | 269.1742 | 0 | 0 | 0 | 0 | 0 | 0 | 2158 | - | 0 | 0 | - | 0 | 0 | - | 0 | 0 | - | 2158 | - | 0 | 273.8564 | - | 308.8871 | 269.1742 | - | 167.6245 | 167.6245 | -
2159 | 0 | 0 | 0 | 0 | 0 | 0 | 0 | 0 | 0 | 0 | 2159 | 169.1213 | 319.1213 | 0 | 319.2647 | 0 | 0 | 21.9124 | 0 | 0 | 0 | 2159 | - | 0 | 0 | - | 0 | 0 | - | 0 | 0 | - | 2159 | - | 0 | 319.1213 | - | 319.2647 | 319.2647 | - | 220.4769 | 220.4769 | -
2160 | 0 | 0 | 0 | 0 | 0 | 0 | 0 | 0 | 0 | 0 | 2160 | 0 | 0 | 0 | 285.3655 | 285.3655 | 0 | 0 | 0 | 0 | 0 | 2160 | - | 0 | 0 | - | 0 | 0 | - | 0 | 0 | - | 2160 | - | 295.2793 | 295.2793 | - | 0 | 285.3655 | - | 177.1282 | 177.1282 | -
2161 | 0 | 0 | 0 | 0 | 0 | 0 | 0 | 0 | 0 | 0 | 2161 | 0 | 0 | 0 | 290.6061 | 0 | 0 | 0 | 0 | 0 | 0 | 2161 | - | 0 | 0 | - | 0 | 0 | - | 0 | 0 | - | 2161 | - | 294.6911 | 294.6911 | - | 308.491 | 290.6061 | - | 188.0598 | 188.0598 | -
2162 | 0 | 0 | 0 | 0 | 0 | 0 | 0 | 0 | 0 | 0 | 2162 | 0 | 0 | 0 | 295.1205 | 0 | 0 | 16.4138 | 0 | 0 | 0 | 2162 | - | 0 | 0 | - | 0 | 0 | - | 0 | 0 | - | 2162 | - | 277.5779 | 226.5999 | - | 295.1205 | 295.1205 | - | 214.9783 | 214.9783 | -
2163 | 0 | 0 | 0 | 0 | 0 | 0 | 0 | 0 | 0 | 0 | 2163 | 0 | 0 | 41.1598 | 0 | 0 | 0 | 103.7935 | 0 | 0 | 0 | 2163 | - | 0 | 0 | - | 0 | 0 | - | 0 | 0 | - | 2163 | - | 308.1488 | 266.9889 | - | 354.3152 | 354.3152 | - | 302.358 | 302.358 | -
2164 | 0 | 0 | 0 | 0 | 0 | 0 | 0 | 0 | 0 | 0 | 2164 | 303.3659 | 0 | 0 | 0 | 90.4639 | 0 | 346.8496 | 45.414 | 5.7012 | 0 | 2164 | - | 0 | 0 | - | 0 | 0 | - | 0 | 0 | - | 2164 | - | 453.3659 | 453.3659 | - | 500 | 500 | - | 500 | 500 | -
2165 | 0 | 0 | 0 | 0 | 0 | 0 | 0 | 0 | 0 | 0 | 2165 | 209.5519 | 13.1428 | 13.1428 | 388.0811 | 143.6657 | 104.9626 | 433.6906 | 161.6878 | 121.9749 | 0 | 2165 | - | 0 | 0 | - | 0 | 0 | - | 0 | 0 | - | 2165 | - | 500 | 500 | - | 500 | 500 | - | 500 | 500 | -
2166 | 0 | 0 | 0 | 0 | 0 | 0 | 0 | 0 | 0 | 0 | 2166 | 375.5832 | 25.5832 | 25.5832 | 0 | 202.5133 | 175.4955 | 471.7283 | 231.5901 | 194.6853 | 0 | 2166 | - | 0 | 0 | - | 0 | 0 | - | 0 | 0 | - | 2166 | - | 500 | 500 | - | 500 | 500 | - | 500 | 500 | -
2167 | 0 | 0 | 0 | 0 | 0 | 0 | 0 | 0 | 0 | 0 | 2167 | 0 | 172.3803 | 0 | 0 | 276.4499 | 0 | 0 | 178.8274 | 0 | 0 | 2167 | - | 0 | 0 | - | 0 | 0 | - | 0 | 0 | - | 2167 | - | 174.5204 | 346.9007 | - | 0 | 0 | - | 356.2774 | 500 | -
2168 | 0 | 0 | 0 | 0 | 0 | 0 | 0 | 0 | 0 | 0 | 2168 | 0 | 9.3755 | 9.3755 | 0 | 0 | 0 | 0 | 0 | 0 | 0 | 2168 | - | 0 | 0 | - | 0 | 0 | - | 48.4881 | 48.4881 | - | 2168 | - | 0 | 0 | - | 0 | 0 | - | 0 | 0 | -
2169 | 0 | 0 | 0 | 0 | 0 | 0 | 0 | 0 | 0 | 0 | 2169 | 0 | 0 | 0 | 0 | 0 | 0 | 0 | 0 | 0 | 0 | 2169 | - | 370.0199 | 370.0199 | - | 165.312 | 165.312 | - | 500 | 500 | - | 2169 | - | 0 | 0 | - | 0 | 0 | - | 0 | 0 | -
2170 | 0 | 0 | 0 | 0 | 0 | 0 | 0 | 0 | 0 | 0 | 2170 | 0 | 0 | 0 | 0 | 0 | 0 | 0 | 0 | 0 | 0 | 2170 | - | 500 | 500 | - | 500 | 500 | - | 500 | 500 | - | 2170 | - | 0 | 0 | - | 0 | 0 | - | 0 | 0 | -
2171 | 1069.8749 | 839.1401 | 146.1487 | 940.4677 | 1000 | 146.1487 | 71.5472 | 0 | 189.6243 | 1069.8749 | 2171 | 0 | 0 | 0 | 0 | 0 | 0 | 0 | 0 | 0 | 1069.8749 | 2171 | - | 500 | 500 | - | 500 | 500 | - | 500 | 500 | - | 2171 | - | 0 | 0 | - | 0 | 0 | - | 0 | 0 | -
2172 | 749.0715 | 573.0617 | 233.1 | 1500 | 626.9784 | 233.1 | 1148.6866 | 0 | 0 | 749.0715 | 2172 | 0 | 0 | 0 | 0 | 0 | 0 | 0 | 0 | 0 | 749.0715 | 2172 | - | 500 | 500 | - | 500 | 500 | - | 500 | 500 | - | 2172 | - | 0 | 0 | - | 0 | 0 | - | 0 | 0 | -
2173 | 0 | 0 | 0 | 0 | 0 | 0 | 0 | 0 | 0 | 0 | 2173 | 0 | 0 | 0 | 0 | 0 | 0 | 0 | 0 | 0 | 0 | 2173 | - | 500 | 500 | - | 500 | 500 | - | 500 | 500 | - | 2173 | - | 0 | 0 | - | 0 | 0 | - | 0 | 0 | -
2174 | 0 | 0 | 0 | 0 | 0 | 0 | 0 | 0 | 0 | 0 | 2174 | 0 | 0 | 0 | 0 | 0 | 0 | 0 | 0 | 0 | 0 | 2174 | - | 500 | 500 | - | 500 | 500 | - | 500 | 500 | - | 2174 | - | 0 | 0 | - | 0 | 0 | - | 0 | 0 | -
2175 | 0 | 0 | 0 | 0 | 0 | 0 | 0 | 0 | 0 | 0 | 2175 | 0 | 0 | 0 | 0 | 0 | 0 | 0 | 0 | 0 | 0 | 2175 | - | 0 | 500 | - | 0 | 500 | - | 500 | 500 | - | 2175 | - | 0 | 0 | - | 0 | 0 | - | 0 | 0 | -
2176 | 0 | 0 | 0 | 0 | 0 | 0 | 0 | 0 | 0 | 0 | 2176 | 0 | 0 | 0 | 0 | 0 | 0 | 0 | 0 | 0 | 0 | 2176 | - | 0 | 282.501 | - | 0 | 91.0369 | - | 0 | 0 | - | 2176 | - | 0 | 0 | - | 0 | 0 | - | 0 | 0 | -
2177 | 0 | 0 | 0 | 0 | 0 | 0 | 0 | 0 | 0 | 0 | 2177 | 0 | 0 | 0 | 180.6987 | 0 | 0 | 0 | 0 | 0 | 0 | 2177 | - | 0 | 0 | - | 0 | 0 | - | 0 | 0 | - | 2177 | - | 0 | 0 | - | 0 | 0 | - | 500 | 500 | -
2178 | 0 | 0 | 0 | 0 | 0 | 0 | 0 | 0 | 0 | 0 | 2178 | 0 | 0 | 0 | 41.4715 | 1.7586 | 0 | 0 | 0 | 0 | 0 | 2178 | - | 0 | 17.5895 | - | 0 | 0 | - | 0 | 0 | - | 2178 | - | 0 | 0 | - | 0 | 0 | - | 0 | 0 | -
2179 | 0 | 0 | 0 | 0 | 0 | 0 | 0 | 0 | 0 | 0 | 2179 | 28.3297 | 28.3297 | 28.3297 | 69.4921 | 29.7792 | 0 | 0 | 0 | 0 | 0 | 2179 | - | 0 | 0 | - | 0 | 0 | - | 402.1291 | 402.1291 | - | 2179 | - | 0 | 0 | - | 0 | 0 | - | 0 | 0 | -
2180 | 0 | 0 | 0 | 0 | 0 | 0 | 0 | 0 | 0 | 0 | 2180 | 0 | 0 | 0 | 0 | 0 | 0 | 0 | 0 | 0 | 0 | 2180 | - | 0 | 92.513 | - | 0 | 49.3229 | - | 0 | 0 | - | 2180 | - | 0 | 0 | - | 0 | 0 | - | 0 | 0 | -
2181 | 0 | 0 | 0 | 0 | 0 | 0 | 0 | 0 | 0 | 0 | 2181 | 80.3834 | 80.3834 | 2.5027 | 141.0729 | 141.0729 | 0 | 0 | 0 | 0 | 0 | 2181 | - | 0 | 0 | - | 0 | 0 | - | 0 | 0 | - | 2181 | - | 0 | 77.8806 | - | 0 | 0 | - | 0 | 0 | -
2182 | 0 | 0 | 0 | 0 | 0 | 0 | 0 | 0 | 0 | 0 | 2182 | 180.9075 | 180.9075 | 0 | 246.9234 | 207.2106 | 88.0719 | 0 | 0 | 0 | 0 | 2182 | - | 0 | 0 | - | 0 | 0 | - | 0 | 0 | - | 2182 | - | 0 | 180.9075 | - | 0 | 0 | - | 0 | 0 | -
2183 | 0 | 0 | 0 | 0 | 0 | 0 | 0 | 0 | 0 | 0 | 2183 | 88.9369 | 88.9369 | 0 | 151.8868 | 145.7042 | 0 | 0 | 0 | 0 | 0 | 2183 | - | 0 | 0 | - | 0 | 0 | - | 0 | 0 | - | 2183 | - | 0 | 88.9369 | - | 0 | 0 | - | 0 | 0 | -
2184 | 0 | 0 | 0 | 0 | 0 | 0 | 0 | 0 | 0 | 0 | 2184 | 130.3482 | 130.3482 | 130.3482 | 205.6532 | 165.9403 | 73.1088 | 0 | 0 | 0 | 0 | 2184 | - | 0 | 0 | - | 0 | 0 | - | 0 | 0 | - | 2184 | - | 0 | 0 | - | 0 | 0 | - | 0 | 0 | -
2185 | 0 | 0 | 0 | 0 | 0 | 0 | 0 | 0 | 0 | 0 | 2185 | 0 | 0 | 0 | 0 | 0 | 0 | 0 | 0 | 0 | 0 | 2185 | - | 0 | 0 | - | 0 | 0 | - | 0 | 0 | - | 2185 | - | 0 | 0 | - | 84.9532 | 75.9785 | - | 0 | 0 | -
2186 | 0 | 0 | 0 | 0 | 0 | 0 | 0 | 0 | 0 | 0 | 2186 | 0 | 0 | 0 | 0 | 0 | 0 | 0 | 0 | 0 | 0 | 2186 | - | 0 | 72.2067 | - | 0 | 0 | - | 0 | 0 | - | 2186 | - | 0 | 0 | - | 42.8123 | 17.5448 | - | 0 | 0 | -
2187 | 0 | 0 | 0 | 0 | 0 | 0 | 0 | 0 | 0 | 0 | 2187 | 160.4106 | 0 | 160.4106 | 130.4816 | 0 | 0 | 169.3897 | 0 | 0 | 0 | 2187 | - | 0 | 0 | - | 0 | 0 | - | 0 | 0 | - | 2187 | - | 160.4106 | 0 | - | 404.0083 | 404.0083 | - | 302.7829 | 302.7829 | -
2188 | 0 | 0 | 0 | 0 | 0 | 0 | 0 | 0 | 0 | 0 | 2188 | 392.0667 | 357.18 | 0.77013 | 555.7099 | 81.9478 | 0 | 740.2586 | 691.4658 | 161.1807 | 0 | 2188 | - | 0 | 0 | - | 0 | 0 | - | 0 | 0 | - | 2188 | - | 34.386 | 390.8356 | - | 500 | 500 | - | 500 | 500 | -
2189 | 0 | 0 | 0 | 0 | 0 | 0 | 0 | 0 | 0 | 0 | 2189 | 188.4962 | 0 | 0 | 2.1111 | 28.5613 | 146.5357 | 127.5505 | 0 | 0 | 0 | 2189 | - | 0 | 0 | - | 0 | 0 | - | 0 | 0 | - | 2189 | - | 188.4962 | 188.9572 | - | 500 | 500 | - | 500 | 500 | -
2190 | 0 | 0 | 0 | 0 | 0 | 0 | 0 | 0 | 0 | 0 | 2190 | 0 | 0.50067 | 0 | 162.9077 | 0 | 14.645 | 0 | 0 | 0 | 0 | 2190 | - | 0 | 0 | - | 0 | 0 | - | 0 | 0 | - | 2190 | - | 0 | 0 | - | 500 | 500 | - | 500 | 500 | -
2191 | 0 | 0 | 0 | 0 | 0 | 0 | 0 | 0 | 0 | 0 | 2191 | 0 | 0 | 0 | 0 | 0 | 0 | 0 | 0 | 0 | 0 | 2191 | - | 0 | 0 | - | 0 | 0 | - | 0 | 0 | - | 2191 | - | 0 | 0 | - | 0 | 0 | - | 0 | 0 | -
2192 | 0 | 0 | 0 | 0 | 0 | 0 | 0 | 0 | 0 | 0 | 2192 | 0 | 0 | 0 | 0 | 0 | 0 | 0 | 0 | 0 | 0 | 2192 | - | 0 | 0 | - | 0 | 0 | - | 0 | 0 | - | 2192 | - | 0 | 0 | - | 0 | 0 | - | 0 | 0 | -
2193 | 0 | 0 | 0 | 0 | 0 | 0 | 402.8309 | 0 | 0 | 0 | 2193 | 0 | 0 | 0 | 0 | 0 | 0 | 0 | 0 | 0 | 0 | 2193 | - | 66.1096 | 500 | - | 0 | 0 | - | 402.8309 | 402.8309 | - | 2193 | - | 0 | 0 | - | 0 | 0 | - | 0 | 0 | -
2194 | 299.9989 | 0 | 0 | 0 | 0 | 0 | 379.3159 | 0 | 0 | 299.9989 | 2194 | 0 | 0 | 0 | 0 | 0 | 0 | 0 | 0 | 0 | 299.9989 | 2194 | - | 500 | 500 | - | 0 | 0 | - | 500 | 500 | - | 2194 | - | 0 | 0 | - | 0 | 0 | - | 0 | 0 | -
2195 | 622.0984 | 122.0984 | 122.0984 | 0 | 0 | 0 | 573.9348 | 0 | 0 | 622.0984 | 2195 | 0 | 0 | 0 | 0 | 0 | 0 | 0 | 0 | 0 | 622.0984 | 2195 | - | 500 | 500 | - | 0 | 0 | - | 500 | 500 | - | 2195 | - | 0 | 0 | - | 0 | 0 | - | 0 | 0 | -
2196 | 381.2511 | 0 | 0 | 83.0286 | 0 | 0 | 0 | 0 | 0 | 381.2511 | 2196 | 0 | 0 | 0 | 0 | 0 | 0 | 0 | 0 | 0 | 381.2511 | 2196 | - | 500 | 500 | - | 83.0286 | 83.0286 | - | 500 | 500 | - | 2196 | - | 0 | 0 | - | 0 | 0 | - | 0 | 0 | -
2197 | 430.5931 | 316.3909 | 233.1 | 0 | 0 | 0 | 514.927 | 91.0283 | 67.5617 | 430.5931 | 2197 | 0 | 0 | 0 | 0 | 0 | 0 | 0 | 0 | 0 | 430.5931 | 2197 | - | 500 | 500 | - | 0 | 0 | - | 500 | 500 | - | 2197 | - | 0 | 0 | - | 0 | 0 | - | 0 | 0 | -
2198 | 358.0258 | 0 | 24.0503 | 0 | 0 | 0 | 569.459 | 45.9923 | 69.459 | 358.0258 | 2198 | 0 | 0 | 0 | 0 | 0 | 0 | 0 | 0 | 0 | 358.0258 | 2198 | - | 500 | 500 | - | 0 | 0 | - | 500 | 500 | - | 2198 | - | 0 | 0 | - | 0 | 0 | - | 0 | 0 | -
2199 | 0 | 0 | 0 | 0 | 0 | 0 | 0 | 0 | 0 | 0 | 2199 | 0 | 0 | 0 | 0 | 0 | 0 | 0 | 0 | 0 | 0 | 2199 | - | 0 | 94.5856 | - | 0 | 0 | - | 0 | 0 | - | 2199 | - | 0 | 0 | - | 0 | 0 | - | 0 | 0 | -
2200 | 0 | 0 | 0 | 0 | 0 | 0 | 0 | 0 | 0 | 0 | 2200 | 0 | 0 | 0 | 0 | 0 | 0 | 0 | 0 | 0 | 0 | 2200 | - | 0 | 0 | - | 0 | 0 | - | 0 | 0 | - | 2200 | - | 460.5087 | 460.5087 | - | 0 | 0 | - | 0 | 0 | -
2201 | 0 | 0 | 0 | 0 | 0 | 0 | 0 | 0 | 0 | 0 | 2201 | 98.1298 | 108.0034 | 44.2568 | 0 | 0 | 0 | 0 | 0 | 0 | 0 | 2201 | - | 0 | 0 | - | 0 | 0 | - | 0 | 0 | - | 2201 | - | 500 | 500 | - | 0 | 0 | - | 0 | 0 | -
2202 | 0 | 0 | 0 | 0 | 0 | 0 | 0 | 0 | 0 | 0 | 2202 | 298.4271 | 210.9116 | 57.4271 | 0 | 0 | 0 | 442.1223 | 87.9367 | 87.9367 | 0 | 2202 | - | 0 | 0 | - | 0 | 0 | - | 0 | 0 | - | 2202 | - | 500 | 500 | - | 500 | 408.2717 | - | 500 | 500 | -
2203 | 0 | 0 | 0 | 0 | 0 | 0 | 0 | 0 | 0 | 0 | 2203 | 498.2014 | 189.8788 | 33.1234 | 85.6704 | 580.9567 | 0 | 528.5308 | 28.5308 | 28.5308 | 0 | 2203 | - | 0 | 0 | - | 0 | 0 | - | 0 | 0 | - | 2203 | - | 500 | 500 | - | 235.4793 | 211.4838 | - | 500 | 500 | -
2204 | 0 | 0 | 0 | 0 | 0 | 0 | 0 | 0 | 0 | 0 | 2204 | 652.0569 | 152.0569 | 141.9038 | 170.8924 | 0 | 0 | 481.5868 | 0 | 0 | 0 | 2204 | - | 0 | 0 | - | 0 | 0 | - | 0 | 0 | - | 2204 | - | 500 | 500 | - | 0 | 0 | - | 481.5868 | 481.5868 | -
2205 | 0 | 0 | 0 | 0 | 0 | 0 | 0 | 0 | 0 | 0 | 2205 | 500.0875 | 45.6503 | 45.6503 | 0 | 0 | 0 | 383.1374 | 0 | 0 | 0 | 2205 | - | 0 | 0 | - | 0 | 0 | - | 0 | 0 | - | 2205 | - | 500 | 500 | - | 0 | 149.9661 | - | 383.1374 | 383.1374 | -
2206 | 0 | 0 | 0 | 0 | 0 | 0 | 0 | 0 | 0 | 0 | 2206 | 27.4948 | 0 | 0 | 0 | 0 | 0 | 239.0203 | 0 | 0 | 0 | 2206 | - | 0 | 0 | - | 0 | 0 | - | 0 | 0 | - | 2206 | - | 464.7183 | 464.7183 | - | 0 | 0 | - | 337.879 | 337.879 | -
2207 | 0 | 0 | 0 | 0 | 0 | 0 | 0 | 0 | 0 | 0 | 2207 | 0 | 0 | 0 | 0 | 0 | 0 | 0 | 0 | 0 | 0 | 2207 | - | 0 | 0 | - | 0 | 0 | - | 0 | 0 | - | 2207 | - | 455.1803 | 455.1803 | - | 0 | 0 | - | 376.5046 | 376.5046 | -
2208 | 0 | 0 | 0 | 0 | 0 | 0 | 0 | 0 | 0 | 0 | 2208 | 0 | 0 | 0 | 0 | 0 | 0 | 0 | 0 | 0 | 0 | 2208 | - | 0 | 0 | - | 0 | 0 | - | 0 | 0 | - | 2208 | - | 388.1622 | 388.1622 | - | 0 | 0 | - | 319.8331 | 319.8331 | -
2209 | 0 | 0 | 0 | 0 | 0 | 0 | 0 | 0 | 0 | 0 | 2209 | 0 | 0 | 0 | 0 | 0 | 0 | 0 | 0 | 0 | 0 | 2209 | - | 0 | 0 | - | 0 | 0 | - | 0 | 0 | - | 2209 | - | 126.6865 | 126.6865 | - | 0 | 0 | - | 74.2372 | 74.2372 | -
2210 | 0 | 0 | 0 | 0 | 0 | 0 | 0 | 0 | 0 | 0 | 2210 | 0 | 0 | 0 | 0 | 0 | 0 | 0 | 0 | 0 | 0 | 2210 | - | 0 | 0 | - | 0 | 0 | - | 0 | 0 | - | 2210 | - | 0 | 0 | - | 0 | 0 | - | 0 | 0 | -
2211 | 0 | 0 | 0 | 0 | 0 | 0 | 0 | 0 | 0 | 0 | 2211 | 0 | 0 | 0 | 0 | 0 | 0 | 0 | 0 | 0 | 0 | 2211 | - | 0 | 0 | - | 0 | 0 | - | 94.5959 | 94.5959 | - | 2211 | - | 0 | 0 | - | 0 | 0 | - | 0 | 0 | -
2212 | 0 | 0 | 0 | 0 | 0 | 0 | 0 | 0 | 0 | 0 | 2212 | 0 | 0 | 0 | 0 | 0 | 0 | 0 | 0 | 0 | 0 | 2212 | - | 0 | 0 | - | 0 | 0 | - | 0 | 0 | - | 2212 | - | 0 | 0 | - | 0 | 0 | - | 0 | 0 | -
2213 | 0 | 0 | 0 | 0 | 0 | 0 | 0 | 0 | 0 | 0 | 2213 | 0 | 0 | 0 | 0 | 0 | 0 | 0 | 0 | 0 | 0 | 2213 | - | 0 | 0 | - | 0 | 0 | - | 0 | 0 | - | 2213 | - | 0 | 0 | - | 0 | 0 | - | 0 | 0 | -
2214 | 0 | 0 | 0 | 0 | 0 | 0 | 0 | 0 | 0 | 0 | 2214 | 0 | 0 | 0 | 0 | 0 | 0 | 0 | 0 | 0 | 0 | 2214 | - | 0 | 0 | - | 0 | 0 | - | 0 | 0 | - | 2214 | - | 0 | 0 | - | 0 | 0 | - | 0 | 0 | -
2215 | 0 | 0 | 0 | 0 | 0 | 0 | 0 | 0 | 0 | 0 | 2215 | 0 | 0 | 0 | 0 | 0 | 0 | 0 | 0 | 0 | 0 | 2215 | - | 0 | 0 | - | 0 | 0 | - | 0 | 0 | - | 2215 | - | 0 | 0 | - | 0 | 0 | - | 351.9548 | 351.9548 | -
2216 | 0 | 0 | 0 | 0 | 0 | 0 | 0 | 0 | 0 | 0 | 2216 | 0 | 0 | 0 | 0 | 0 | 0 | 0 | 0 | 0 | 0 | 2216 | - | 0 | 0 | - | 0 | 0 | - | 0 | 0 | - | 2216 | - | 0 | 0 | - | 0 | 0 | - | 0 | 0 | -
2217 | 0 | 0 | 0 | 0 | 0 | 0 | 0 | 0 | 0 | 0 | 2217 | 0 | 0 | 0 | 0 | 0 | 0 | 0 | 0 | 0 | 0 | 2217 | - | 500 | 500 | - | 0 | 0 | - | 0 | 89.8599 | - | 2217 | - | 0 | 0 | - | 0 | 0 | - | 0 | 0 | -
2218 | 0 | 0 | 0 | 0 | 0 | 0 | 0 | 0 | 0 | 0 | 2218 | 0 | 0 | 0 | 0 | 0 | 0 | 0 | 0 | 0 | 0 | 2218 | - | 500 | 500 | - | 12.2354 | 111.115 | - | 0 | 0 | - | 2218 | - | 0 | 0 | - | 0 | 0 | - | 0 | 0 | -
2219 | 374.2613 | 0 | 0 | 184.0779 | 148.3092 | 0 | 0 | 0 | 0 | 374.2613 | 2219 | 0 | 0 | 0 | 0 | 0 | 0 | 0 | 0 | 0 | 374.2613 | 2219 | - | 500 | 500 | - | 500 | 500 | - | 500 | 0 | - | 2219 | - | 0 | 0 | - | 0 | 0 | - | 0 | 0 | -
2220 | 1051.1602 | 571.1602 | 233.1 | 924.7745 | 424.7745 | 0 | 0 | 0 | 0 | 1051.1602 | 2220 | 0 | 0 | 0 | 0 | 0 | 0 | 0 | 0 | 0 | 1051.1602 | 2220 | - | 500 | 500 | - | 500 | 500 | - | 0 | 0 | - | 2220 | - | 0 | 0 | - | 0 | 0 | - | 0 | 0 | -
2221 | 507.6947 | 533.5747 | 146.1487 | 867.8484 | 728.3434 | 233.1 | 0 | 0 | 0 | 507.6947 | 2221 | 0 | 0 | 0 | 0 | 0 | 0 | 0 | 0 | 0 | 507.6947 | 2221 | - | 500 | 500 | - | 500 | 500 | - | 0 | 467.1709 | - | 2221 | - | 0 | 0 | - | 0 | 0 | - | 0 | 0 | -
2222 | 292.0307 | 0 | 0 | 463.7669 | 325.5513 | 146.1487 | 0 | 0 | 0 | 292.0307 | 2222 | 0 | 0 | 0 | 0 | 0 | 0 | 0 | 0 | 0 | 292.0307 | 2222 | - | 500 | 500 | - | 500 | 500 | - | 391.1434 | 500 | - | 2222 | - | 0 | 0 | - | 0 | 0 | - | 0 | 0 | -
2223 | 215.3208 | 0 | 0 | 0 | 0 | 0 | 149.2072 | 0 | 0 | 215.3208 | 2223 | 0 | 0 | 0 | 0 | 0 | 0 | 0 | 0 | 0 | 215.3208 | 2223 | - | 500 | 500 | - | 0 | 0 | - | 500 | 500 | - | 2223 | - | 0 | 0 | - | 0 | 0 | - | 0 | 0 | -
2224 | 0 | 0 | 0 | 0 | 0 | 0 | 0 | 0 | 0 | 0 | 2224 | 0 | 0 | 0 | 0 | 0 | 0 | 0 | 0 | 0 | 0 | 2224 | - | 500 | 500 | - | 0 | 0 | - | 0 | 0 | - | 2224 | - | 0 | 0 | - | 0 | 0 | - | 0 | 0 | -
2225 | 0 | 0 | 0 | 0 | 0 | 0 | 0 | 0 | 0 | 0 | 2225 | 0 | 0 | 0 | 0 | 0 | 0 | 0 | 0 | 0 | 0 | 2225 | - | 0 | 403.2227 | - | 0 | 0 | - | 0 | 0 | - | 2225 | - | 0 | 0 | - | 0 | 0 | - | 500 | 500 | -
2226 | 0 | 0 | 0 | 0 | 0 | 0 | 0 | 0 | 0 | 0 | 2226 | 0 | 0 | 0 | 165.5752 | 202.3125 | 0 | 0 | 0 | 0 | 0 | 2226 | - | 0 | 0 | - | 0 | 0 | - | 0 | 0 | - | 2226 | - | 438.7276 | 438.7276 | - | 0 | 0 | - | 500 | 500 | -
2227 | 0 | 0 | 0 | 0 | 0 | 0 | 0 | 0 | 0 | 0 | 2227 | 0 | 510.6437 | 10.6437 | 0 | 0 | 0 | 0 | 0 | 0 | 0 | 2227 | - | 0 | 0 | - | 0 | 0 | - | 0 | 0 | - | 2227 | - | 0 | 500 | - | 0 | 0 | - | 0 | 0 | -
2228 | 0 | 0 | 0 | 0 | 0 | 0 | 0 | 0 | 0 | 0 | 2228 | 0 | 428.3809 | 0 | 0 | 45.0367 | 0 | 0 | 0 | 0 | 0 | 2228 | - | 0 | 0 | - | 0 | 0 | - | 0 | 0 | - | 2228 | - | 25.629 | 454.01 | - | 0 | 0 | - | 0 | 0 | -
2229 | 0 | 0 | 0 | 0 | 0 | 0 | 0 | 0 | 0 | 0 | 2229 | 395.1552 | 0 | 233.1 | 273.9677 | 535.9046 | 233.1 | 0 | 0 | 0 | 0 | 2229 | - | 0 | 0 | - | 0 | 0 | - | 0 | 0 | - | 2229 | - | 395.1552 | 162.0552 | - | 0 | 40.8677 | - | 0 | 0 | -
2230 | 0 | 0 | 0 | 0 | 0 | 0 | 0 | 0 | 0 | 0 | 2230 | 361.253 | 0 | 0 | 420.3527 | 144.4723 | 0 | 82.3488 | 0 | 0 | 0 | 2230 | - | 0 | 0 | - | 0 | 0 | - | 0 | 0 | - | 2230 | - | 361.253 | 361.253 | - | 358.6021 | 500 | - | 82.3488 | 82.3488 | -
2231 | 0 | 0 | 0 | 0 | 0 | 0 | 0 | 0 | 0 | 0 | 2231 | 242.1751 | 0 | 0 | 352.3922 | 0 | 0 | 44.4774 | 0 | 0 | 0 | 2231 | - | 0 | 0 | - | 0 | 0 | - | 0 | 0 | - | 2231 | - | 242.1751 | 242.1751 | - | 352.3922 | 317.214 | - | 44.4774 | 44.4774 | -
2232 | 0 | 0 | 0 | 0 | 0 | 0 | 0 | 0 | 0 | 0 | 2232 | 245.9626 | 0 | 0 | 309.037 | 0 | 0 | 0 | 0 | 0 | 0 | 2232 | - | 0 | 0 | - | 0 | 0 | - | 0 | 0 | - | 2232 | - | 245.9626 | 245.9626 | - | 309.037 | 309.037 | - | 0 | 0 | -
2233 | 0 | 0 | 0 | 0 | 0 | 0 | 0 | 0 | 0 | 0 | 2233 | 244.7357 | 0 | 0 | 0 | 0 | 0 | 0 | 0 | 0 | 0 | 2233 | - | 0 | 0 | - | 0 | 0 | - | 0 | 0 | - | 2233 | - | 259.2222 | 259.2222 | - | 303.1531 | 303.1531 | - | 0 | 0 | -
2234 | 0 | 0 | 0 | 0 | 0 | 0 | 0 | 0 | 0 | 0 | 2234 | 0 | 0 | 0 | 0 | 114.8076 | 0 | 0 | 0 | 0 | 0 | 2234 | - | 0 | 0 | - | 0 | 0 | - | 494.4913 | 0 | - | 2234 | - | 111.4703 | 111.4703 | - | 0 | 0 | - | 0 | 0 | -
2235 | 0 | 0 | 0 | 0 | 0 | 0 | 0 | 0 | 0 | 0 | 2235 | 202.8635 | 0 | 78.6176 | 313.3413 | 320.9562 | 89.2614 | 0 | 0 | 0 | 0 | 2235 | - | 0 | 0 | - | 0 | 0 | - | 0 | 0 | - | 2235 | - | 255.3686 | 176.751 | - | 0 | 0 | - | 0 | 0 | -
2236 | 0 | 0 | 0 | 0 | 0 | 0 | 0 | 0 | 0 | 0 | 2236 | 362.0078 | 0 | 0 | 239.7313 | 0 | 0 | 0 | 0 | 0 | 0 | 2236 | - | 0 | 0 | - | 0 | 0 | - | 0 | 0 | - | 2236 | - | 408.551 | 408.551 | - | 306.7262 | 239.7313 | - | 0 | 0 | -
2237 | 0 | 0 | 0 | 57.1642 | 0 | 0 | 0 | 0 | 0 | 0 | 2237 | 20.2446 | 0 | 0 | 0 | 0 | 0 | 0 | 0 | 0 | 0 | 2237 | - | 0 | 0 | - | 57.1642 | 57.1642 | - | 0 | 0 | - | 2237 | - | 316.4869 | 316.4869 | - | 0 | 0 | - | 0 | 0 | -
2238 | 0 | 0 | 0 | 0 | 0 | 0 | 0 | 0 | 0 | 0 | 2238 | 0 | 0 | 0 | 0 | 0 | 0 | 0 | 0 | 0 | 0 | 2238 | - | 0 | 0 | - | 0 | 0 | - | 0 | 0 | - | 2238 | - | 179.9984 | 179.9984 | - | 0 | 0 | - | 0 | 0 | -
2239 | 0 | 0 | 0 | 0 | 0 | 0 | 0 | 0 | 0 | 0 | 2239 | 0 | 0 | 0 | 48.5895 | 19.4419 | 0 | 0 | 0 | 0 | 0 | 2239 | - | 0 | 0 | - | 0 | 0 | - | 0 | 0 | - | 2239 | - | 0 | 0 | - | 46.303 | 46.303 | - | 0 | 0 | -
2240 | 0 | 0 | 0 | 0 | 0 | 0 | 0 | 0 | 0 | 0 | 2240 | 0 | 0 | 0 | 0 | 0 | 0 | 0 | 0 | 0 | 0 | 2240 | - | 0 | 0 | - | 0 | 500 | - | 0 | 0 | - | 2240 | - | 0 | 0 | - | 0 | 0 | - | 0 | 0 | -
2241 | 0 | 0 | 233.1 | 765.7922 | 0 | 0 | 0 | 0 | 0 | 0 | 2241 | 0 | 0 | 0 | 0 | 0 | 0 | 0 | 0 | 0 | 0 | 2241 | - | 0 | 0 | - | 0 | 500 | - | 0 | 500 | - | 2241 | - | 0 | 0 | - | 0 | 0 | - | 0 | 0 | -
2242 | 0 | 0 | 0 | 0 | 0 | 0 | 0 | 0 | 0 | 0 | 2242 | 0 | 0 | 0 | 0 | 0 | 0 | 0 | 0 | 0 | 0 | 2242 | - | 0 | 500 | - | 0 | 0 | - | 500 | 500 | - | 2242 | - | 0 | 0 | - | 0 | 0 | - | 0 | 0 | -
2243 | 0 | 0 | 0 | 22.6053 | 0 | 0 | 818.1392 | 85.0282 | 233.1 | 0 | 2243 | 0 | 0 | 0 | 0 | 0 | 0 | 0 | 0 | 0 | 0 | 2243 | - | 0 | 0 | - | 500 | 500 | - | 500 | 500 | - | 2243 | - | 0 | 0 | - | 0 | 0 | - | 0 | 0 | -
2244 | 0 | 0 | 0 | 152.0702 | 0 | 0 | 1013.4411 | 513.4411 | 0 | 0 | 2244 | 0 | 0 | 0 | 0 | 0 | 0 | 0 | 0 | 0 | 0 | 2244 | - | 0 | 0 | - | 500 | 500 | - | 500 | 500 | - | 2244 | - | 0 | 0 | - | 0 | 0 | - | 0 | 0 | -
2245 | 0 | 0 | 0 | 1500 | 0 | 0 | 0 | 469.627 | 146.1487 | 0 | 2245 | 0 | 0 | 0 | 0 | 0 | 0 | 0 | 0 | 0 | 0 | 2245 | - | 0 | 0 | - | 0 | 0 | - | 500 | 500 | - | 2245 | - | 0 | 0 | - | 0 | 0 | - | 0 | 0 | -
2246 | 940.4677 | 0 | 0 | 0 | 0 | 0 | 0 | 409.4142 | 0 | 940.4677 | 2246 | 0 | 0 | 0 | 0 | 0 | 0 | 0 | 0 | 0 | 940.4677 | 2246 | - | 0 | 0 | - | 0 | 500 | - | 500 | 500 | - | 2246 | - | 0 | 0 | - | 0 | 0 | - | 0 | 0 | -
2247 | 1500 | 0 | 0 | 0 | 0 | 0 | 0 | 149.4679 | 0 | 1500 | 2247 | 0 | 0 | 0 | 0 | 0 | 0 | 0 | 0 | 0 | 1500 | 2247 | - | 0 | 500 | - | 0 | 500 | - | 500 | 500 | - | 2247 | - | 0 | 0 | - | 0 | 0 | - | 0 | 0 | -
2248 | 0 | 0 | 0 | 0 | 0 | 0 | 0 | 0 | 0 | 0 | 2248 | 0 | 0 | 0 | 0 | 0 | 0 | 0 | 0 | 0 | 0 | 2248 | - | 0 | 500 | - | 0 | 166.6667 | - | 0 | 0 | - | 2248 | - | 0 | 0 | - | 0 | 0 | - | 0 | 0 | -
2249 | 0 | 0 | 0 | 0 | 0 | 0 | 0 | 0 | 0 | 0 | 2249 | 0 | 0 | 0 | 0 | 0 | 0 | 0 | 0 | 0 | 0 | 2249 | - | 0 | 0 | - | 500 | 0 | - | 0 | 0 | - | 2249 | - | 0 | 0 | - | 0 | 0 | - | 0 | 0 | -
2250 | 0 | 0 | 0 | 0 | 0 | 0 | 0 | 0 | 0 | 0 | 2250 | 0 | 0 | 0 | 0 | 0 | 0 | 0 | 0 | 0 | 0 | 2250 | - | 0 | 0 | - | 0 | 0 | - | 0 | 0 | - | 2250 | - | 0 | 0 | - | 0 | 0 | - | 0 | 0 | -
2251 | 0 | 0 | 0 | 0 | 0 | 0 | 0 | 0 | 0 | 0 | 2251 | 0 | 0 | 0 | 0 | 0 | 0 | 0 | 0 | 0 | 0 | 2251 | - | 0 | 0 | - | 0 | 0 | - | 0 | 0 | - | 2251 | - | 0 | 0 | - | 0 | 0 | - | 0 | 0 | -
2252 | 0 | 0 | 0 | 0 | 0 | 0 | 0 | 0 | 0 | 0 | 2252 | 0 | 0 | 0 | 0 | 0 | 0 | 0 | 0 | 0 | 0 | 2252 | - | 0 | 282.1093 | - | 0 | 0 | - | 0 | 0 | - | 2252 | - | 0 | 0 | - | 0 | 0 | - | 0 | 0 | -
2253 | 0 | 0 | 0 | 0 | 0 | 0 | 0 | 0 | 0 | 0 | 2253 | 0 | 0 | 0 | 0 | 0 | 0 | 0 | 0 | 0 | 0 | 2253 | - | 0 | 0 | - | 0 | 0 | - | 0 | 0 | - | 2253 | - | 0 | 0 | - | 0 | 0 | - | 0 | 0 | -
2254 | 0 | 657.352 | 0 | 0 | 1000 | 0 | 0 | 0 | 0 | 0 | 2254 | 0 | 0 | 0 | 0 | 0 | 0 | 0 | 0 | 0 | 0 | 2254 | - | 15.7157 | 0 | - | 0 | 0 | - | 0 | 0 | - | 2254 | - | 0 | 0 | - | 0 | 0 | - | 0 | 0 | -
2255 | 0 | 0 | 0 | 0 | 0 | 0 | 0 | 0 | 0 | 0 | 2255 | 0 | 0 | 0 | 0 | 0 | 0 | 0 | 0 | 0 | 0 | 2255 | - | 0 | 0 | - | 0 | 0 | - | 0 | 0 | - | 2255 | - | 0 | 0 | - | 0 | 0 | - | 0 | 0 | -
2256 | 0 | 0 | 0 | 0 | 0 | 0 | 0 | 0 | 0 | 0 | 2256 | 0 | 0 | 0 | 0 | 0 | 0 | 0 | 0 | 0 | 0 | 2256 | - | 500 | 0 | - | 0 | 0 | - | 0 | 0 | - | 2256 | - | 0 | 0 | - | 0 | 0 | - | 0 | 0 | -
2257 | 0 | 0 | 0 | 0 | 0 | 0 | 0 | 0 | 0 | 0 | 2257 | 0 | 0 | 0 | 0 | 0 | 0 | 0 | 0 | 0 | 0 | 2257 | - | 0 | 0 | - | 0 | 0 | - | 0 | 0 | - | 2257 | - | 0 | 0 | - | 0 | 0 | - | 0 | 0 | -
2258 | 0 | 0 | 0 | 0 | 0 | 0 | 0 | 0 | 0 | 0 | 2258 | 0 | 0 | 0 | 0 | 0 | 0 | 0 | 0 | 0 | 0 | 2258 | - | 0 | 0 | - | 0 | 0 | - | 0 | 0 | - | 2258 | - | 0 | 0 | - | 0 | 0 | - | 0 | 0 | -
2259 | 0 | 0 | 0 | 0 | 0 | 0 | 0 | 0 | 0 | 0 | 2259 | 0 | 0 | 0 | 0 | 0 | 0 | 0 | 0 | 0 | 0 | 2259 | - | 0 | 0 | - | 0 | 0 | - | 0 | 0 | - | 2259 | - | 0 | 0 | - | 0 | 0 | - | 0 | 0 | -
2260 | 0 | 0 | 0 | 0 | 0 | 0 | 0 | 0 | 0 | 0 | 2260 | 0 | 0 | 0 | 0 | 0 | 0 | 0 | 0 | 0 | 0 | 2260 | - | 0 | 0 | - | 0 | 0 | - | 0 | 0 | - | 2260 | - | 0 | 0 | - | 0 | 0 | - | 0 | 0 | -
2261 | 0 | 0 | 0 | 0 | 0 | 233.1 | 0 | 0 | 0 | 0 | 2261 | 0 | 0 | 0 | 0 | 0 | 0 | 0 | 0 | 0 | 0 | 2261 | - | 500 | 0 | - | 0 | 0 | - | 0 | 0 | - | 2261 | - | 0 | 0 | - | 0 | 0 | - | 0 | 0 | -
2262 | 0 | 0 | 0 | 0 | 0 | 0 | 0 | 0 | 0 | 0 | 2262 | 0 | 0 | 0 | 0 | 0 | 0 | 0 | 0 | 0 | 0 | 2262 | - | 0 | 0 | - | 0 | 0 | - | 0 | 0 | - | 2262 | - | 0 | 0 | - | 0 | 0 | - | 0 | 0 | -
2263 | 0 | 0 | 0 | 0 | 0 | 0 | 0 | 0 | 0 | 0 | 2263 | 0 | 0 | 0 | 0 | 0 | 0 | 0 | 0 | 0 | 0 | 2263 | - | 0 | 0 | - | 0 | 0 | - | 0 | 0 | - | 2263 | - | 0 | 0 | - | 0 | 0 | - | 0 | 0 | -
2264 | 0 | 0 | 0 | 0 | 0 | 0 | 0 | 0 | 0 | 0 | 2264 | 0 | 0 | 0 | 0 | 0 | 0 | 0 | 0 | 0 | 0 | 2264 | - | 500 | 500 | - | 500 | 0 | - | 0 | 0 | - | 2264 | - | 0 | 0 | - | 0 | 0 | - | 0 | 0 | -
2265 | 0 | 0 | 0 | 0 | 0 | 0 | 0 | 0 | 0 | 0 | 2265 | 0 | 0 | 0 | 0 | 0 | 0 | 0 | 0 | 0 | 0 | 2265 | - | 500 | 500 | - | 500 | 0 | - | 0 | 0 | - | 2265 | - | 0 | 0 | - | 0 | 0 | - | 0 | 0 | -
2266 | 0 | 0 | 0 | 0 | 0 | 0 | 0 | 0 | 0 | 0 | 2266 | 0 | 0 | 0 | 0 | 0 | 0 | 0 | 0 | 0 | 0 | 2266 | - | 0 | 500 | - | 500 | 500 | - | 0 | 500 | - | 2266 | - | 0 | 0 | - | 0 | 0 | - | 0 | 0 | -
2267 | 0 | 0 | 0 | 0 | 0 | 0 | 0 | 0 | 0 | 0 | 2267 | 0 | 0 | 0 | 0 | 0 | 0 | 0 | 0 | 0 | 0 | 2267 | - | 0 | 500 | - | 500 | 0 | - | 0 | 0 | - | 2267 | - | 0 | 0 | - | 0 | 0 | - | 0 | 0 | -
2268 | 0 | 0 | 0 | 0 | 0 | 0 | 0 | 0 | 0 | 0 | 2268 | 0 | 0 | 0 | 0 | 0 | 0 | 0 | 0 | 0 | 0 | 2268 | - | 500 | 500 | - | 500 | 500 | - | 0 | 0 | - | 2268 | - | 0 | 0 | - | 0 | 0 | - | 0 | 0 | -
2269 | 0 | 0 | 0 | 0 | 0 | 0 | 0 | 0 | 0 | 0 | 2269 | 0 | 0 | 0 | 0 | 0 | 0 | 0 | 0 | 0 | 0 | 2269 | - | 500 | 500 | - | 500 | 0 | - | 0 | 0 | - | 2269 | - | 0 | 0 | - | 0 | 0 | - | 0 | 0 | -
2270 | 0 | 0 | 0 | 0 | 0 | 0 | 0 | 0 | 0 | 0 | 2270 | 0 | 0 | 0 | 0 | 0 | 0 | 0 | 0 | 0 | 0 | 2270 | - | 471.7647 | 471.7647 | - | 500 | 0 | - | 0 | 0 | - | 2270 | - | 0 | 0 | - | 0 | 0 | - | 0 | 0 | -
2271 | 0 | 0 | 0 | 0 | 0 | 0 | 0 | 0 | 0 | 0 | 2271 | 0 | 0 | 0 | 0 | 0 | 0 | 0 | 0 | 0 | 0 | 2271 | - | 186.4672 | 0 | - | 500 | 500 | - | 0 | 0 | - | 2271 | - | 0 | 0 | - | 0 | 0 | - | 0 | 0 | -
2272 | 0 | 0 | 0 | 0 | 0 | 0 | 0 | 0 | 0 | 0 | 2272 | 0 | 0 | 0 | 0 | 0 | 0 | 0 | 0 | 0 | 0 | 2272 | - | 203.4228 | 0 | - | 0 | 500 | - | 0 | 0 | - | 2272 | - | 0 | 0 | - | 0 | 0 | - | 0 | 0 | -
2273 | 0 | 0 | 0 | 0 | 0 | 0 | 0 | 0 | 0 | 0 | 2273 | 0 | 0 | 0 | 0 | 0 | 0 | 0 | 0 | 0 | 0 | 2273 | - | 418.9968 | 0 | - | 0 | 500 | - | 0 | 0 | - | 2273 | - | 0 | 0 | - | 0 | 0 | - | 0 | 0 | -
2274 | 0 | 0 | 0 | 0 | 0 | 0 | 0 | 0 | 0 | 0 | 2274 | 0 | 0 | 0 | 0 | 0 | 0 | 0 | 0 | 0 | 0 | 2274 | - | 0 | 0 | - | 0 | 500 | - | 0 | 500 | - | 2274 | - | 0 | 0 | - | 0 | 0 | - | 0 | 0 | -
2275 | 0 | 0 | 0 | 0 | 0 | 0 | 0 | 0 | 0 | 0 | 2275 | 0 | 0 | 0 | 0 | 0 | 0 | 0 | 0 | 0 | 0 | 2275 | - | 0 | 0 | - | 500 | 500 | - | 0 | 0 | - | 2275 | - | 0 | 0 | - | 0 | 0 | - | 0 | 0 | -
2276 | 0 | 0 | 0 | 0 | 0 | 0 | 0 | 0 | 0 | 0 | 2276 | 0 | 0 | 0 | 0 | 0 | 0 | 0 | 0 | 0 | 0 | 2276 | - | 0 | 0 | - | 0 | 0 | - | 0 | 0 | - | 2276 | - | 0 | 0 | - | 0 | 0 | - | 0 | 0 | -
2277 | 0 | 0 | 0 | 0 | 0 | 0 | 0 | 0 | 0 | 0 | 2277 | 0 | 0 | 0 | 0 | 0 | 0 | 0 | 0 | 0 | 0 | 2277 | - | 0 | 0 | - | 166.6667 | 0 | - | 0 | 0 | - | 2277 | - | 0 | 0 | - | 0 | 0 | - | 0 | 0 | -
2278 | 0 | 0 | 0 | 0 | 0 | 0 | 0 | 0 | 0 | 0 | 2278 | 0 | 0 | 0 | 0 | 0 | 0 | 0 | 0 | 0 | 0 | 2278 | - | 0 | 0 | - | 0 | 0 | - | 0 | 0 | - | 2278 | - | 0 | 0 | - | 0 | 0 | - | 0 | 0 | -
2279 | 0 | 0 | 0 | 0 | 0 | 0 | 0 | 0 | 0 | 0 | 2279 | 0 | 0 | 0 | 0 | 0 | 0 | 0 | 0 | 0 | 0 | 2279 | - | 0 | 0 | - | 0 | 0 | - | 0 | 0 | - | 2279 | - | 0 | 0 | - | 0 | 0 | - | 0 | 0 | -
2280 | 0 | 0 | 0 | 0 | 0 | 146.1487 | 0 | 0 | 0 | 0 | 2280 | 0 | 0 | 0 | 0 | 0 | 0 | 0 | 0 | 0 | 0 | 2280 | - | 0 | 0 | - | 500 | 0 | - | 0 | 0 | - | 2280 | - | 0 | 0 | - | 0 | 0 | - | 0 | 0 | -
2281 | 0 | 0 | 0 | 0 | 0 | 0 | 0 | 0 | 0 | 0 | 2281 | 0 | 0 | 0 | 0 | 0 | 0 | 0 | 0 | 0 | 0 | 2281 | - | 500 | 0 | - | 0 | 0 | - | 0 | 0 | - | 2281 | - | 0 | 0 | - | 0 | 0 | - | 0 | 0 | -
2282 | 0 | 0 | 146.1487 | 0 | 0 | 0 | 0 | 0 | 0 | 0 | 2282 | 0 | 0 | 0 | 0 | 0 | 0 | 0 | 0 | 0 | 0 | 2282 | - | 0 | 0 | - | 0 | 0 | - | 0 | 0 | - | 2282 | - | 0 | 0 | - | 0 | 0 | - | 0 | 0 | -
2283 | 0 | 0 | 0 | 0 | 0 | 0 | 0 | 0 | 0 | 0 | 2283 | 0 | 0 | 0 | 0 | 0 | 0 | 0 | 0 | 0 | 0 | 2283 | - | 0 | 412.7927 | - | 0 | 0 | - | 0 | 0 | - | 2283 | - | 0 | 0 | - | 0 | 0 | - | 0 | 0 | -
2284 | 0 | 0 | 0 | 0 | 0 | 0 | 0 | 0 | 0 | 0 | 2284 | 0 | 0 | 0 | 0 | 0 | 0 | 0 | 0 | 0 | 0 | 2284 | - | 198.4975 | 0 | - | 0 | 0 | - | 0 | 0 | - | 2284 | - | 0 | 0 | - | 0 | 0 | - | 0 | 0 | -
2285 | 0 | 0 | 0 | 0 | 0 | 0 | 0 | 0 | 0 | 0 | 2285 | 0 | 0 | 0 | 0 | 0 | 0 | 0 | 0 | 0 | 0 | 2285 | - | 214.9394 | 0 | - | 0 | 0 | - | 0 | 0 | - | 2285 | - | 0 | 0 | - | 0 | 0 | - | 0 | 0 | -
2286 | 0 | 0 | 0 | 0 | 0 | 0 | 0 | 0 | 0 | 0 | 2286 | 0 | 0 | 0 | 0 | 0 | 0 | 0 | 0 | 0 | 0 | 2286 | - | 0 | 500 | - | 0 | 0 | - | 0 | 0 | - | 2286 | - | 0 | 0 | - | 0 | 0 | - | 0 | 0 | -
2287 | 0 | 0 | 0 | 0 | 0 | 0 | 0 | 0 | 0 | 0 | 2287 | 0 | 0 | 0 | 0 | 0 | 0 | 0 | 0 | 0 | 0 | 2287 | - | 456.8626 | 0 | - | 0 | 0 | - | 0 | 0 | - | 2287 | - | 0 | 0 | - | 0 | 0 | - | 0 | 0 | -
2288 | 0 | 0 | 0 | 0 | 0 | 0 | 0 | 0 | 0 | 0 | 2288 | 0 | 0 | 0 | 0 | 0 | 0 | 0 | 0 | 0 | 0 | 2288 | - | 500 | 0 | - | 0 | 0 | - | 0 | 0 | - | 2288 | - | 0 | 0 | - | 0 | 0 | - | 0 | 0 | -
2289 | 0 | 969.6264 | 0 | 0 | 0 | 0 | 0 | 0 | 0 | 0 | 2289 | 0 | 0 | 0 | 0 | 0 | 0 | 0 | 0 | 0 | 0 | 2289 | - | 0 | 500 | - | 0 | 0 | - | 38.0214 | 0 | - | 2289 | - | 0 | 0 | - | 0 | 0 | - | 0 | 0 | -
2290 | 0 | 0 | 0 | 0 | 0 | 0 | 0 | 0 | 0 | 0 | 2290 | 0 | 0 | 0 | 0 | 0 | 0 | 0 | 0 | 0 | 0 | 2290 | - | 500 | 0 | - | 0 | 0 | - | 0 | 0 | - | 2290 | - | 0 | 0 | - | 0 | 0 | - | 0 | 0 | -
2291 | 0 | 0 | 0 | 0 | 0 | 0 | 0 | 0 | 0 | 0 | 2291 | 0 | 0 | 0 | 0 | 0 | 0 | 0 | 0 | 0 | 0 | 2291 | - | 0 | 0 | - | 0 | 0 | - | 274.385 | 500 | - | 2291 | - | 0 | 0 | - | 0 | 0 | - | 0 | 0 | -
2292 | 0 | 0 | 0 | 0 | 0 | 0 | 330.6214 | 0 | 0 | 0 | 2292 | 0 | 0 | 0 | 0 | 0 | 0 | 0 | 0 | 0 | 0 | 2292 | - | 0 | 0 | - | 0 | 0 | - | 500 | 500 | - | 2292 | - | 0 | 0 | - | 0 | 0 | - | 0 | 0 | -
2293 | 0 | 0 | 0 | 0 | 626.9784 | 0 | 278.2659 | 0 | 0 | 0 | 2293 | 0 | 0 | 0 | 0 | 0 | 0 | 0 | 0 | 0 | 0 | 2293 | - | 0 | 0 | - | 0 | 0 | - | 500 | 500 | - | 2293 | - | 0 | 0 | - | 0 | 0 | - | 0 | 0 | -
2294 | 0 | 0 | 0 | 0 | 0 | 0 | 0 | 0 | 0 | 0 | 2294 | 0 | 0 | 0 | 0 | 0 | 0 | 0 | 0 | 0 | 0 | 2294 | - | 0 | 0 | - | 0 | 0 | - | 0 | 0 | - | 2294 | - | 0 | 0 | - | 0 | 0 | - | 0 | 0 | -
2295 | 0 | 0 | 0 | 0 | 0 | 0 | 0 | 0 | 0 | 0 | 2295 | 0 | 0 | 0 | 0 | 0 | 0 | 0 | 0 | 0 | 0 | 2295 | - | 0 | 0 | - | 0 | 0 | - | 0 | 0 | - | 2295 | - | 0 | 0 | - | 0 | 0 | - | 0 | 0 | -
2296 | 0 | 0 | 0 | 0 | 0 | 0 | 0 | 0 | 0 | 0 | 2296 | 0 | 0 | 0 | 0 | 0 | 0 | 0 | 0 | 0 | 0 | 2296 | - | 0 | 0 | - | 0 | 0 | - | 0 | 0 | - | 2296 | - | 0 | 0 | - | 0 | 0 | - | 0 | 0 | -
2297 | 0 | 0 | 0 | 0 | 0 | 0 | 0 | 0 | 0 | 0 | 2297 | 0 | 0 | 0 | 0 | 0 | 0 | 0 | 0 | 0 | 0 | 2297 | - | 0 | 0 | - | 0 | 0 | - | 0 | 0 | - | 2297 | - | 0 | 0 | - | 0 | 0 | - | 0 | 0 | -
2298 | 0 | 0 | 0 | 0 | 0 | 0 | 0 | 0 | 0 | 0 | 2298 | 0 | 0 | 0 | 0 | 0 | 0 | 0 | 0 | 0 | 0 | 2298 | - | 0 | 0 | - | 0 | 0 | - | 0 | 0 | - | 2298 | - | 0 | 0 | - | 0 | 0 | - | 0 | 0 | -
2299 | 0 | 0 | 0 | 0 | 0 | 0 | 0 | 0 | 0 | 0 | 2299 | 0 | 0 | 0 | 0 | 0 | 0 | 0 | 0 | 0 | 0 | 2299 | - | 0 | 0 | - | 0 | 0 | - | 0 | 0 | - | 2299 | - | 0 | 0 | - | 0 | 0 | - | 0 | 0 | -
2300 | 0 | 0 | 0 | 0 | 0 | 0 | 0 | 0 | 0 | 0 | 2300 | 0 | 0 | 0 | 0 | 0 | 0 | 0 | 0 | 0 | 0 | 2300 | - | 0 | 0 | - | 0 | 0 | - | 0 | 0 | - | 2300 | - | 0 | 0 | - | 0 | 0 | - | 0 | 0 | -
2301 | 0 | 0 | 0 | 0 | 0 | 0 | 0 | 0 | 0 | 0 | 2301 | 0 | 0 | 0 | 0 | 0 | 0 | 0 | 0 | 0 | 0 | 2301 | - | 0 | 0 | - | 0 | 0 | - | 0 | 0 | - | 2301 | - | 0 | 0 | - | 57.488 | 57.488 | - | 0 | 0 | -
2302 | 0 | 0 | 0 | 0 | 0 | 0 | 0 | 0 | 0 | 0 | 2302 | 0 | 0 | 0 | 0 | 0 | 0 | 0 | 0 | 0 | 0 | 2302 | - | 0 | 0 | - | 0 | 0 | - | 0 | 0 | - | 2302 | - | 0 | 0 | - | 0 | 0 | - | 0 | 0 | -
2303 | 0 | 0 | 0 | 0 | 0 | 0 | 0 | 0 | 0 | 0 | 2303 | 0 | 0 | 0 | 0 | 0 | 0 | 0 | 0 | 0 | 0 | 2303 | - | 0 | 0 | - | 0 | 0 | - | 500 | 0 | - | 2303 | - | 0 | 0 | - | 0 | 0 | - | 0 | 0 | -
2304 | 0 | 0 | 0 | 0 | 0 | 0 | 0 | 0 | 0 | 0 | 2304 | 0 | 0 | 0 | 0 | 0 | 0 | 0 | 0 | 0 | 0 | 2304 | - | 0 | 0 | - | 0 | 0 | - | 0 | 0 | - | 2304 | - | 0 | 0 | - | 0 | 0 | - | 0 | 0 | -
2305 | 0 | 0 | 0 | 0 | 0 | 0 | 0 | 0 | 0 | 0 | 2305 | 0 | 0 | 0 | 0 | 0 | 0 | 0 | 0 | 0 | 0 | 2305 | - | 0 | 0 | - | 0 | 0 | - | 500 | 0 | - | 2305 | - | 0 | 0 | - | 0 | 0 | - | 0 | 0 | -
2306 | 0 | 0 | 0 | 0 | 0 | 0 | 0 | 0 | 0 | 0 | 2306 | 135.9807 | 41.6381 | 14.2446 | 0 | 0 | 0 | 0 | 0 | 0 | 0 | 2306 | - | 0 | 0 | - | 0 | 0 | - | 0 | 415.3507 | - | 2306 | - | 0 | 0 | - | 0 | 0 | - | 0 | 0 | -
2307 | 0 | 0 | 0 | 0 | 0 | 0 | 0 | 0 | 0 | 0 | 2307 | 132.6704 | 0 | 0 | 0 | 0 | 0 | 0 | 0 | 0 | 0 | 2307 | - | 0 | 0 | - | 0 | 0 | - | 0 | 85.4286 | - | 2307 | - | 484.9206 | 357.6704 | - | 47.1723 | 0 | - | 0 | 0 | -
2308 | 0 | 0 | 0 | 0 | 0 | 0 | 0 | 0 | 0 | 0 | 2308 | 635.8392 | 135.8392 | 0 | 0 | 0 | 0 | 0 | 0 | 0 | 0 | 2308 | - | 0 | 0 | - | 0 | 0 | - | 0 | 0 | - | 2308 | - | 500 | 500 | - | 379.8478 | 427.0201 | - | 300.2068 | 300.2068 | -
2309 | 0 | 0 | 0 | 0 | 0 | 0 | 0 | 0 | 0 | 0 | 2309 | 460.1169 | 0 | 0 | 0 | 83.3105 | 0 | 0 | 0 | 0 | 0 | 2309 | - | 0 | 0 | - | 0 | 0 | - | 0 | 0 | - | 2309 | - | 460.1169 | 460.1169 | - | 500 | 500 | - | 500 | 500 | -
2310 | 0 | 0 | 0 | 0 | 0 | 0 | 0 | 0 | 0 | 0 | 2310 | 420.839 | 146.4156 | 233.1 | 688.6795 | 299.6212 | 89.2614 | 0 | 0 | 0 | 0 | 2310 | - | 0 | 0 | - | 0 | 0 | - | 0 | 0 | - | 2310 | - | 353.6005 | 41.916 | - | 500 | 500 | - | 500 | 500 | -
2311 | 0 | 0 | 0 | 0 | 0 | 0 | 0 | 0 | 0 | 0 | 2311 | 288.9514 | 513.9514 | 75.0167 | 1385.718 | 1000 | 233.1 | 0 | 0 | 0 | 0 | 2311 | - | 0 | 0 | - | 0 | 0 | - | 0 | 0 | - | 2311 | - | 0 | 438.9347 | - | 500 | 500 | - | 328.6824 | 328.6824 | -
2312 | 0 | 0 | 0 | 0 | 0 | 0 | 0 | 0 | 0 | 0 | 2312 | 0 | 0 | 0 | 0 | 0 | 0 | 0 | 0 | 0 | 0 | 2312 | - | 0 | 0 | - | 0 | 0 | - | 0 | 10.9744 | - | 2312 | - | 0 | 0 | - | 500 | 500 | - | 0 | 0 | -
2313 | 468.5432 | 364.2814 | 233.1 | 181.8707 | 146.102 | 146.102 | 0 | 0 | 0 | 468.5432 | 2313 | 0 | 0 | 0 | 0 | 0 | 0 | 0 | 0 | 0 | 468.5432 | 2313 | - | 500 | 500 | - | 500 | 500 | - | 0 | 0 | - | 2313 | - | 0 | 0 | - | 0 | 0 | - | 0 | 0 | -
2314 | 902.2358 | 402.2358 | 146.1487 | 447.3049 | 609.7638 | 0.046652 | 0 | 0 | 0 | 902.2358 | 2314 | 0 | 0 | 0 | 0 | 0 | 0 | 0 | 0 | 0 | 902.2358 | 2314 | - | 500 | 500 | - | 500 | 500 | - | 500 | 500 | - | 2314 | - | 0 | 0 | - | 0 | 0 | - | 0 | 0 | -
2315 | 349.148 | 219.182 | 0 | 775.8486 | 214.1204 | 233.1 | 0 | 0 | 0 | 349.148 | 2315 | 0 | 0 | 0 | 0 | 0 | 0 | 0 | 0 | 0 | 349.148 | 2315 | - | 500 | 500 | - | 500 | 500 | - | 500 | 0 | - | 2315 | - | 0 | 0 | - | 0 | 0 | - | 0 | 0 | -
2316 | 495.1065 | 0 | 0 | 692.7609 | 656.9922 | 0 | 0 | 0 | 0 | 495.1065 | 2316 | 0 | 0 | 0 | 0 | 0 | 0 | 0 | 0 | 0 | 495.1065 | 2316 | - | 495.1065 | 495.1065 | - | 500 | 500 | - | 500 | 500 | - | 2316 | - | 0 | 0 | - | 0 | 0 | - | 0 | 0 | -
2317 | 218.2505 | 0 | 0 | 342.6826 | 0 | 0 | 0 | 0 | 0 | 218.2505 | 2317 | 0 | 0 | 0 | 0 | 0 | 0 | 0 | 0 | 0 | 218.2505 | 2317 | - | 218.2505 | 218.2505 | - | 500 | 500 | - | 500 | 500 | - | 2317 | - | 0 | 0 | - | 0 | 0 | - | 0 | 0 | -
2318 | 7.1836 | 0 | 0 | 0 | 0 | 0 | 0 | 0 | 0 | 7.1836 | 2318 | 0 | 0 | 0 | 0 | 0 | 0 | 0 | 0 | 0 | 7.1836 | 2318 | - | 7.1836 | 7.1836 | - | 498.1441 | 498.1441 | - | 500 | 500 | - | 2318 | - | 0 | 0 | - | 0 | 0 | - | 0 | 0 | -
2319 | 0 | 0 | 0 | 0 | 0 | 0 | 0 | 0 | 0 | 0 | 2319 | 0 | 0 | 0 | 0 | 0 | 0 | 0 | 0 | 0 | 0 | 2319 | - | 0 | 0 | - | 69.1499 | 69.1499 | - | 370.7433 | 0 | - | 2319 | - | 0 | 0 | - | 0 | 0 | - | 0 | 0 | -
2320 | 0 | 0 | 0 | 0 | 0 | 0 | 0 | 0 | 0 | 0 | 2320 | 0 | 0 | 0 | 0 | 0 | 0 | 0 | 0 | 0 | 0 | 2320 | - | 0 | 0 | - | 0 | 0 | - | 0 | 0 | - | 2320 | - | 0 | 0 | - | 0 | 0 | - | 0 | 0 | -
2321 | 0 | 0 | 0 | 0 | 0 | 0 | 0 | 0 | 0 | 0 | 2321 | 0 | 0 | 0 | 0 | 0 | 0 | 0 | 0 | 0 | 0 | 2321 | - | 0 | 0 | - | 0 | 0 | - | 0 | 0 | - | 2321 | - | 0 | 0 | - | 0 | 0 | - | 0 | 0 | -
2322 | 0 | 0 | 0 | 0 | 0 | 0 | 0 | 0 | 0 | 0 | 2322 | 0 | 0 | 0 | 0 | 0 | 0 | 0 | 0 | 0 | 0 | 2322 | - | 0 | 0 | - | 0 | 0 | - | 0 | 0 | - | 2322 | - | 500 | 439.4761 | - | 500 | 500 | - | 500 | 500 | -
2323 | 0 | 0 | 0 | 0 | 0 | 0 | 0 | 0 | 0 | 0 | 2323 | 0 | 0 | 0 | 0 | 0 | 0 | 0 | 0 | 0 | 0 | 2323 | - | 0 | 0 | - | 0 | 0 | - | 0 | 0 | - | 2323 | - | 500 | 500 | - | 0 | 0 | - | 0 | 0 | -
2324 | 0 | 0 | 0 | 0 | 0 | 0 | 0 | 0 | 0 | 0 | 2324 | 991.6917 | 664.3437 | 233.1 | 0 | 0 | 0 | 0 | 0 | 0 | 0 | 2324 | - | 0 | 0 | - | 0 | 0 | - | 0 | 0 | - | 2324 | - | 500 | 500 | - | 0 | 18.2173 | - | 0 | 0 | -
2325 | 0 | 0 | 0 | 0 | 0 | 0 | 0 | 0 | 0 | 0 | 2325 | 0 | 156.5367 | 0 | 0 | 0 | 0 | 0 | 0 | 0 | 0 | 2325 | - | 0 | 0 | - | 0 | 0 | - | 0 | 0 | - | 2325 | - | 500 | 500 | - | 500 | 500 | - | 500 | 500 | -
2326 | 0 | 0 | 0 | 0 | 0 | 0 | 0 | 0 | 0 | 0 | 2326 | 0 | 0 | 0 | 1031.1416 | 0 | 0 | 80.359 | 77.9323 | 0 | 0 | 2326 | - | 0 | 0 | - | 0 | 0 | - | 0 | 0 | - | 2326 | - | 500 | 500 | - | 500 | 500 | - | 500 | 500 | -
2327 | 0 | 0 | 0 | 0 | 0 | 0 | 0 | 0 | 0 | 0 | 2327 | 0 | 0 | 0 | 0 | 0 | 0 | 0 | 0 | 0 | 0 | 2327 | - | 0 | 0 | - | 0 | 0 | - | 0 | 0 | - | 2327 | - | 500 | 500 | - | 477.7417 | 500 | - | 500 | 500 | -
2328 | 0 | 0 | 0 | 0 | 0 | 0 | 0 | 0 | 0 | 0 | 2328 | 0 | 0 | 0 | 0 | 0 | 0 | 0 | 0 | 0 | 0 | 2328 | - | 0 | 0 | - | 0 | 0 | - | 0 | 0 | - | 2328 | - | 500 | 500 | - | 500 | 500 | - | 500 | 500 | -
2329 | 0 | 0 | 0 | 0 | 0 | 0 | 0 | 0 | 0 | 0 | 2329 | 0 | 0 | 0 | 0 | 0 | 0 | 0 | 0 | 0 | 0 | 2329 | - | 0 | 0 | - | 0 | 0 | - | 0 | 0 | - | 2329 | - | 0 | 0 | - | 377.5103 | 417.2232 | - | 400 | 400 | -
2330 | 0 | 0 | 0 | 0 | 0 | 0 | 0 | 0 | 0 | 0 | 2330 | 0 | 0 | 0 | 0 | 0 | 0 | 0 | 0 | 0 | 0 | 2330 | - | 0 | 0 | - | 0 | 0 | - | 0 | 0 | - | 2330 | - | 0 | 0 | - | 350.4446 | 230.5432 | - | 500 | 500 | -
2331 | 0 | 0 | 0 | 0 | 0 | 0 | 0 | 0 | 0 | 0 | 2331 | 0 | 0 | 0 | 275.8347 | 0 | 0 | 0 | 0 | 0 | 0 | 2331 | - | 0 | 0 | - | 0 | 0 | - | 0 | 0 | - | 2331 | - | 0 | 0 | - | 500 | 500 | - | 500 | 500 | -
2332 | 0 | 0 | 0 | 0 | 0 | 0 | 0 | 0 | 0 | 0 | 2332 | 0 | 0 | 0 | 699.4113 | 20.509 | 20.509 | 494.0385 | 304.9994 | 89.2614 | 0 | 2332 | - | 0 | 0 | - | 0 | 0 | - | 0 | 0 | - | 2332 | - | 500 | 500 | - | 500 | 500 | - | 500 | 500 | -
2333 | 0 | 0 | 0 | 0 | 0 | 0 | 0 | 0 | 0 | 0 | 2333 | 0 | 0 | 0 | 68.01 | 1000 | 233.1 | 1500 | 1000 | 233.1 | 0 | 2333 | - | 0 | 0 | - | 0 | 0 | - | 0 | 0 | - | 2333 | - | 500 | 500 | - | 500 | 500 | - | 500 | 500 | -
2334 | 0 | 0 | 0 | 0 | 0 | 0 | 0 | 0 | 0 | 0 | 2334 | 1082.7058 | 562.0512 | 89.2614 | 0 | 362.4227 | 68.7524 | 0 | 0 | 0 | 0 | 2334 | - | 0 | 0 | - | 0 | 0 | - | 0 | 0 | - | 2334 | - | 500 | 500 | - | 500 | 500 | - | 500 | 500 | -
2335 | 0 | 0 | 0 | 0 | 0 | 0 | 0 | 0 | 0 | 0 | 2335 | 0 | 0 | 0 | 0 | 0 | 0 | 0 | 0 | 0 | 0 | 2335 | - | 0 | 0 | - | 0 | 0 | - | 0 | 0 | - | 2335 | - | 400 | 460.5239 | - | 194.3034 | 234.0163 | - | 0 | 0 | -
2336 | 0 | 0 | 0 | 0 | 0 | 0 | 0 | 0 | 0 | 0 | 2336 | 0 | 0 | 0 | 0 | 0 | 0 | 0 | 0 | 0 | 0 | 2336 | - | 0 | 0 | - | 0 | 0 | - | 0 | 0 | - | 2336 | - | 0 | 0 | - | 0 | 0 | - | 0 | 0 | -
2337 | 0 | 0 | 0 | 0 | 0 | 0 | 0 | 0 | 0 | 0 | 2337 | 0 | 0 | 0 | 0 | 0 | 0 | 0 | 0 | 0 | 0 | 2337 | - | 163.6106 | 0 | - | 0 | 0 | - | 265.5264 | 247.7527 | - | 2337 | - | 0 | 0 | - | 0 | 0 | - | 0 | 0 | -
2338 | 0 | 0 | 0 | 0 | 0 | 0 | 0 | 1000 | 0 | 0 | 2338 | 0 | 0 | 0 | 0 | 0 | 0 | 0 | 0 | 0 | 0 | 2338 | - | 500 | 500 | - | 500 | 500 | - | 500 | 500 | - | 2338 | - | 0 | 0 | - | 0 | 0 | - | 0 | 0 | -
2339 | 399.1891 | 180.6717 | 93.9273 | 400.0798 | 0 | 0 | 0 | 626.9784 | 146.1487 | 399.1891 | 2339 | 0 | 0 | 0 | 0 | 0 | 0 | 0 | 0 | 0 | 399.1891 | 2339 | - | 500 | 500 | - | 500 | 500 | - | 500 | 500 | - | 2339 | - | 0 | 0 | - | 0 | 0 | - | 0 | 0 | -
2340 | 242.5531 | 613.4939 | 0 | 540.3878 | 626.9784 | 146.1487 | 0 | 0 | 0 | 242.5531 | 2340 | 0 | 0 | 0 | 0 | 0 | 0 | 0 | 0 | 0 | 242.5531 | 2340 | - | 500 | 500 | - | 500 | 500 | - | 500 | 500 | - | 2340 | - | 0 | 0 | - | 0 | 0 | - | 0 | 0 | -
2341 | 1131.4074 | 235.6692 | 233.1 | 1500 | 1000 | 233.1 | 1500 | 0 | 0 | 1131.4074 | 2341 | 0 | 0 | 0 | 0 | 0 | 0 | 0 | 0 | 0 | 1131.4074 | 2341 | - | 500 | 500 | - | 500 | 500 | - | 500 | 500 | - | 2341 | - | 0 | 0 | - | 0 | 0 | - | 0 | 0 | -
2342 | 667.3181 | 544.0286 | 52.2214 | 0 | 0 | 0 | 0 | 0 | 0 | 667.3181 | 2342 | 0 | 0 | 0 | 0 | 0 | 0 | 0 | 0 | 0 | 667.3181 | 2342 | - | 500 | 500 | - | 500 | 500 | - | 500 | 500 | - | 2342 | - | 0 | 0 | - | 0 | 0 | - | 0 | 0 | -
2343 | 0 | 53.115 | 0 | 0 | 0 | 0 | 799.8411 | 0 | 233.1 | 0 | 2343 | 0 | 0 | 0 | 0 | 0 | 0 | 0 | 0 | 0 | 0 | 2343 | - | 500 | 500 | - | 0 | 0 | - | 500 | 500 | - | 2343 | - | 0 | 0 | - | 0 | 0 | - | 0 | 0 | -
2344 | 0 | 0 | 0 | 0 | 0 | 0 | 140.6266 | 0 | 0 | 0 | 2344 | 0 | 0 | 0 | 0 | 0 | 0 | 0 | 0 | 0 | 0 | 2344 | - | 8.9808 | 8.9808 | - | 0 | 0 | - | 158.8914 | 158.8914 | - | 2344 | - | 0 | 0 | - | 0 | 0 | - | 0 | 0 | -
2345 | 0 | 0 | 0 | 0 | 0 | 0 | 0 | 0 | 0 | 0 | 2345 | 0 | 0 | 0 | 0 | 0 | 0 | 574.3975 | 150.5979 | 89.2614 | 0 | 2345 | - | 0 | 0 | - | 0 | 0 | - | 0 | 0 | - | 2345 | - | 0 | 0 | - | 0 | 0 | - | 500 | 500 | -
2346 | 0 | 0 | 0 | 0 | 0 | 0 | 0 | 0 | 0 | 0 | 2346 | 924.3191 | 578.5861 | 48.301 | 1198.6132 | 691.4658 | 161.1807 | 1500 | 1000 | 233.1 | 0 | 2346 | - | 0 | 0 | - | 0 | 0 | - | 0 | 0 | - | 2346 | - | 0 | 192.8827 | - | 149.1483 | 149.1483 | - | 500 | 500 | -
2347 | 0 | 0 | 0 | 0 | 0 | 0 | 0 | 0 | 0 | 0 | 2347 | 112.8797 | 112.8797 | 112.8797 | 0 | 0 | 0 | 0 | 0 | 0 | 0 | 2347 | - | 0 | 0 | - | 0 | 0 | - | 0 | 0 | - | 2347 | - | 0 | 0 | - | 0 | 0 | - | 500 | 500 | -
2348 | 0 | 0 | 0 | 0 | 0 | 0 | 0 | 0 | 0 | 0 | 2348 | 0 | 0 | 0 | 0 | 0 | 0 | 0 | 0 | 0 | 0 | 2348 | - | 0 | 0 | - | 0 | 0 | - | 0 | 0 | - | 2348 | - | 0 | 0 | - | 0 | 0 | - | 0 | 0 | -
2349 | 0 | 0 | 0 | 0 | 0 | 0 | 0 | 0 | 0 | 0 | 2349 | 0 | 0 | 0 | 0 | 0 | 0 | 0 | 0 | 0 | 0 | 2349 | - | 0 | 0 | - | 0 | 0 | - | 260.7673 | 278.541 | - | 2349 | - | 0 | 0 | - | 0 | 0 | - | 0 | 0 | -
2350 | 0 | 0 | 0 | 0 | 0 | 0 | 0 | 0 | 0 | 0 | 2350 | 0 | 0 | 0 | 0 | 0 | 0 | 0 | 0 | 0 | 0 | 2350 | - | 0 | 0 | - | 216.0829 | 216.0829 | - | 500 | 500 | - | 2350 | - | 0 | 0 | - | 0 | 0 | - | 0 | 0 | -
2351 | 0 | 0 | 0 | 0 | 0 | 0 | 32.522 | 0 | 0 | 0 | 2351 | 0 | 0 | 0 | 0 | 0 | 0 | 0 | 0 | 0 | 0 | 2351 | - | 0 | 500 | - | 301.3841 | 301.3841 | - | 500 | 500 | - | 2351 | - | 0 | 0 | - | 0 | 0 | - | 0 | 0 | -
2352 | 0 | 0 | 0 | 189.8993 | 0 | 0 | 1187.7119 | 540.1554 | 189.6243 | 0 | 2352 | 0 | 0 | 0 | 0 | 0 | 0 | 0 | 0 | 0 | 0 | 2352 | - | 160.7419 | 62.4793 | - | 500 | 500 | - | 500 | 500 | - | 2352 | - | 0 | 0 | - | 0 | 0 | - | 0 | 0 | -
2353 | 0 | 0 | 0 | 0 | 0 | 0 | 0 | 0 | 0 | 0 | 2353 | 0 | 0 | 0 | 0 | 0 | 0 | 0 | 0 | 0 | 0 | 2353 | - | 0 | 0 | - | 267.0747 | 0 | - | 0 | 0 | - | 2353 | - | 0 | 0 | - | 0 | 0 | - | 0 | 0 | -
2354 | 0 | 0 | 19.574 | 0 | 0 | 0 | 0 | 0 | 0 | 0 | 2354 | 0 | 0 | 0 | 0 | 0 | 0 | 0 | 0 | 0 | 0 | 2354 | - | 0 | 0 | - | 38.4983 | 0 | - | 0 | 0 | - | 2354 | - | 0 | 0 | - | 0 | 0 | - | 0 | 0 | -
2355 | 0 | 0 | 155.0447 | 0 | 0 | 0 | 0 | 0 | 0 | 0 | 2355 | 0 | 0 | 0 | 0 | 0 | 0 | 0 | 0 | 0 | 0 | 2355 | - | 0 | 0 | - | 0 | 0 | - | 0 | 0 | - | 2355 | - | 0 | 0 | - | 0 | 0 | - | 0 | 0 | -
2356 | 0 | 0 | 15.0056 | 0 | 0 | 0 | 0 | 0 | 0 | 0 | 2356 | 0 | 0 | 0 | 0 | 0 | 0 | 0 | 0 | 0 | 0 | 2356 | - | 0 | 0 | - | 0 | 0 | - | 0 | 0 | - | 2356 | - | 0 | 0 | - | 0 | 0 | - | 0 | 0 | -
2357 | 0 | 0 | 0 | 0 | 0 | 0 | 0 | 0 | 0 | 0 | 2357 | 0 | 0 | 0 | 0 | 0 | 0 | 0 | 0 | 0 | 0 | 2357 | - | 0 | 0 | - | 500 | 0 | - | 0 | 0 | - | 2357 | - | 0 | 0 | - | 0 | 0 | - | 0 | 0 | -
2358 | 0 | 0 | 0 | 0 | 0 | 0 | 0 | 0 | 0 | 0 | 2358 | 0 | 0 | 0 | 0 | 0 | 0 | 0 | 0 | 0 | 0 | 2358 | - | 0 | 0 | - | 500 | 0 | - | 0 | 0 | - | 2358 | - | 0 | 0 | - | 0 | 0 | - | 0 | 0 | -
2359 | 0 | 0 | 0 | 0 | 0 | 0 | 0 | 0 | 0 | 0 | 2359 | 0 | 0 | 0 | 0 | 0 | 0 | 0 | 0 | 0 | 0 | 2359 | - | 0 | 0 | - | 0 | 0 | - | 0 | 0 | - | 2359 | - | 0 | 0 | - | 0 | 0 | - | 0 | 0 | -
2360 | 0 | 0 | 0 | 0 | 0 | 0 | 0 | 0 | 0 | 0 | 2360 | 0 | 0 | 0 | 0 | 0 | 0 | 0 | 0 | 0 | 0 | 2360 | - | 0 | 0 | - | 0 | 500 | - | 500 | 0 | - | 2360 | - | 0 | 0 | - | 0 | 0 | - | 0 | 0 | -
2361 | 0 | 0 | 0 | 0 | 0 | 0 | 37.4006 | 37.4006 | 0 | 0 | 2361 | 0 | 0 | 0 | 0 | 0 | 0 | 0 | 0 | 0 | 0 | 2361 | - | 500 | 500 | - | 0 | 0 | - | 0 | 500 | - | 2361 | - | 0 | 0 | - | 0 | 0 | - | 0 | 0 | -
2362 | 0 | 0 | 0 | 0 | 0 | 0 | 104.8371 | 0 | 0 | 0 | 2362 | 0 | 0 | 0 | 0 | 0 | 0 | 0 | 0 | 0 | 0 | 2362 | - | 0 | 500 | - | 0 | 500 | - | 500 | 500 | - | 2362 | - | 0 | 0 | - | 0 | 0 | - | 0 | 0 | -
2363 | 0 | 0 | 0 | 0 | 813.4892 | 0 | 96.9749 | 0 | 96.9749 | 0 | 2363 | 0 | 0 | 0 | 0 | 0 | 0 | 0 | 0 | 0 | 0 | 2363 | - | 500 | 0 | - | 500 | 500 | - | 500 | 0 | - | 2363 | - | 0 | 0 | - | 0 | 0 | - | 0 | 0 | -
2364 | 0 | 711.0747 | 0 | 0 | 0 | 0 | 132.339 | 0 | 0 | 0 | 2364 | 0 | 0 | 0 | 0 | 0 | 0 | 0 | 0 | 0 | 0 | 2364 | - | 355.4507 | 0 | - | 500 | 0 | - | 500 | 500 | - | 2364 | - | 0 | 0 | - | 0 | 0 | - | 0 | 0 | -
2365 | 0 | 102.4145 | 0 | 0 | 0 | 0 | 101.911 | 101.911 | 0 | 0 | 2365 | 0 | 0 | 0 | 0 | 0 | 0 | 0 | 0 | 0 | 0 | 2365 | - | 500 | 0 | - | 0 | 0 | - | 0 | 500 | - | 2365 | - | 0 | 0 | - | 0 | 0 | - | 0 | 0 | -
2366 | 0 | 0 | 0 | 0 | 0 | 0 | 80.3241 | 80.3241 | 0 | 0 | 2366 | 0 | 0 | 0 | 0 | 0 | 0 | 0 | 0 | 0 | 0 | 2366 | - | 500 | 0 | - | 0 | 0 | - | 0 | 500 | - | 2366 | - | 0 | 0 | - | 0 | 0 | - | 0 | 0 | -
2367 | 0 | 0 | 0 | 0 | 0 | 0 | 0 | 0 | 0 | 0 | 2367 | 0 | 0 | 0 | 0 | 0 | 0 | 0 | 0 | 0 | 0 | 2367 | - | 0 | 0 | - | 0 | 500 | - | 0 | 0 | - | 2367 | - | 0 | 0 | - | 0 | 0 | - | 0 | 0 | -
2368 | 0 | 0 | 0 | 0 | 0 | 0 | 0 | 0 | 0 | 0 | 2368 | 0 | 0 | 0 | 0 | 0 | 0 | 0 | 0 | 0 | 0 | 2368 | - | 0 | 0 | - | 0 | 0 | - | 0 | 11.0824 | - | 2368 | - | 0 | 0 | - | 0 | 0 | - | 0 | 0 | -
2369 | 0 | 0 | 0 | 0 | 0 | 0 | 0 | 0 | 0 | 0 | 2369 | 0 | 0 | 0 | 0 | 0 | 0 | 0 | 0 | 0 | 0 | 2369 | - | 0 | 500 | - | 0 | 0 | - | 0 | 0 | - | 2369 | - | 0 | 0 | - | 0 | 0 | - | 0 | 0 | -
2370 | 0 | 0 | 0 | 0 | 0 | 0 | 0 | 0 | 0 | 0 | 2370 | 0 | 0 | 0 | 0 | 0 | 0 | 0 | 0 | 0 | 0 | 2370 | - | 0 | 0 | - | 0 | 0 | - | 0 | 0 | - | 2370 | - | 0 | 0 | - | 0 | 0 | - | 0 | 0 | -
2371 | 0 | 0 | 0 | 0 | 0 | 0 | 0 | 0 | 0 | 0 | 2371 | 0 | 0 | 0 | 0 | 0 | 0 | 0 | 0 | 0 | 0 | 2371 | - | 0 | 500 | - | 0 | 0 | - | 0 | 4.5175 | - | 2371 | - | 0 | 0 | - | 0 | 0 | - | 0 | 0 | -
2372 | 0 | 0 | 0 | 0 | 0 | 0 | 0 | 0 | 0 | 0 | 2372 | 0 | 0 | 0 | 0 | 0 | 0 | 0 | 0 | 0 | 0 | 2372 | - | 477.8826 | 333.3333 | - | 0 | 0 | - | 0 | 0 | - | 2372 | - | 0 | 0 | - | 0 | 0 | - | 0 | 0 | -
2373 | 0 | 0 | 0 | 0 | 0 | 0 | 0 | 0 | 0 | 0 | 2373 | 0 | 0 | 0 | 0 | 0 | 0 | 0 | 0 | 0 | 0 | 2373 | - | 500 | 500 | - | 0 | 0 | - | 0 | 0 | - | 2373 | - | 0 | 0 | - | 0 | 0 | - | 0 | 0 | -
2374 | 441.7537 | 0 | 0 | 0 | 0 | 0 | 0 | 0 | 0 | 441.7537 | 2374 | 0 | 0 | 0 | 0 | 0 | 0 | 0 | 0 | 0 | 441.7537 | 2374 | - | 0 | 0 | - | 0 | 333.3333 | - | 0 | 0 | - | 2374 | - | 0 | 0 | - | 0 | 0 | - | 0 | 0 | -
2375 | 778.4801 | 0 | 0 | 0 | 0 | 0 | 0 | 0 | 0 | 778.4801 | 2375 | 0 | 0 | 0 | 0 | 0 | 0 | 0 | 0 | 0 | 778.4801 | 2375 | - | 0 | 500 | - | 500 | 500 | - | 0 | 0 | - | 2375 | - | 0 | 0 | - | 0 | 0 | - | 0 | 0 | -
2376 | 0 | 0 | 0 | 0 | 0 | 0 | 0 | 0 | 0 | 0 | 2376 | 0 | 0 | 0 | 0 | 0 | 0 | 0 | 0 | 0 | 0 | 2376 | - | 0 | 0 | - | 0 | 0 | - | 0 | 0 | - | 2376 | - | 0 | 0 | - | 0 | 0 | - | 0 | 0 | -
2377 | 0 | 0 | 0 | 0 | 0 | 0 | 0 | 0 | 0 | 0 | 2377 | 0 | 0 | 0 | 0 | 0 | 0 | 0 | 0 | 0 | 0 | 2377 | - | 0 | 0 | - | 0 | 0 | - | 0 | 0 | - | 2377 | - | 0 | 0 | - | 0 | 0 | - | 0 | 0 | -
2378 | 0 | 0 | 0 | 0 | 0 | 0 | 0 | 0 | 0 | 0 | 2378 | 0 | 0 | 0 | 0 | 0 | 0 | 0 | 0 | 0 | 0 | 2378 | - | 0 | 0 | - | 0 | 0 | - | 0 | 0 | - | 2378 | - | 0 | 0 | - | 0 | 0 | - | 0 | 0 | -
2379 | 0 | 0 | 0 | 0 | 0 | 0 | 0 | 0 | 0 | 0 | 2379 | 0 | 0 | 0 | 0 | 0 | 0 | 0 | 0 | 0 | 0 | 2379 | - | 0 | 0 | - | 0 | 0 | - | 0 | 0 | - | 2379 | - | 0 | 0 | - | 0 | 0 | - | 0 | 0 | -
2380 | 0 | 0 | 0 | 0 | 0 | 0 | 0 | 0 | 0 | 0 | 2380 | 0 | 0 | 0 | 0 | 0 | 0 | 0 | 0 | 0 | 0 | 2380 | - | 0 | 0 | - | 0 | 0 | - | 0 | 0 | - | 2380 | - | 0 | 0 | - | 0 | 0 | - | 0 | 0 | -
2381 | 0 | 0 | 0 | 0 | 0 | 0 | 0 | 0 | 0 | 0 | 2381 | 0 | 0 | 0 | 0 | 0 | 0 | 0 | 0 | 0 | 0 | 2381 | - | 0 | 0 | - | 0 | 0 | - | 0 | 0 | - | 2381 | - | 0 | 0 | - | 0 | 0 | - | 0 | 0 | -
2382 | 0 | 0 | 0 | 0 | 0 | 0 | 0 | 0 | 0 | 0 | 2382 | 0 | 0 | 0 | 0 | 0 | 0 | 0 | 0 | 0 | 0 | 2382 | - | 0 | 0 | - | 0 | 0 | - | 0 | 0 | - | 2382 | - | 179.3323 | 92.7198 | - | 0 | 0 | - | 0 | 0 | -
2383 | 0 | 0 | 0 | 0 | 0 | 0 | 0 | 0 | 0 | 0 | 2383 | 0 | 0 | 0 | 0 | 0 | 0 | 0 | 0 | 0 | 0 | 2383 | - | 0 | 0 | - | 0 | 0 | - | 0 | 0 | - | 2383 | - | 277.1209 | 363.7334 | - | 0 | 0 | - | 0 | 0 | -
2384 | 0 | 0 | 0 | 0 | 0 | 0 | 0 | 0 | 0 | 0 | 2384 | 0 | 0 | 0 | 0 | 0 | 0 | 0 | 0 | 0 | 0 | 2384 | - | 0 | 0 | - | 0 | 0 | - | 0 | 0 | - | 2384 | - | 0 | 0 | - | 0 | 0 | - | 0 | 0 | -
2385 | 0 | 0 | 0 | 0 | 0 | 0 | 0 | 0 | 0 | 0 | 2385 | 0 | 0 | 0 | 0 | 0 | 0 | 0 | 0 | 0 | 0 | 2385 | - | 0 | 0 | - | 0 | 0 | - | 0 | 0 | - | 2385 | - | 0 | 0 | - | 0 | 0 | - | 0 | 0 | -
2386 | 0 | 0 | 0 | 0 | 0 | 0 | 0 | 593.8534 | 0 | 0 | 2386 | 0 | 0 | 0 | 0 | 0 | 0 | 0 | 0 | 0 | 0 | 2386 | - | 63.5224 | 63.5224 | - | 0 | 500 | - | 500 | 0 | - | 2386 | - | 0 | 0 | - | 0 | 0 | - | 0 | 0 | -
2387 | 0 | 0 | 0 | 0 | 0 | 0 | 290.8116 | 0 | 0 | 0 | 2387 | 0 | 0 | 0 | 0 | 0 | 0 | 0 | 0 | 0 | 0 | 2387 | - | 500 | 500 | - | 0 | 0 | - | 0 | 0 | - | 2387 | - | 0 | 0 | - | 0 | 0 | - | 0 | 0 | -
2388 | 0 | 0 | 0 | 0 | 0 | 0 | 0 | 0 | 0 | 0 | 2388 | 0 | 0 | 0 | 0 | 0 | 0 | 0 | 0 | 0 | 0 | 2388 | - | 0 | 0 | - | 500 | 0 | - | 0 | 0 | - | 2388 | - | 0 | 0 | - | 0 | 0 | - | 0 | 0 | -
2389 | 0 | 0 | 0 | 0 | 0 | 0 | 0 | 0 | 0 | 0 | 2389 | 0 | 0 | 0 | 0 | 0 | 0 | 0 | 0 | 0 | 0 | 2389 | - | 0 | 0 | - | 0 | 0 | - | 0 | 0 | - | 2389 | - | 0 | 0 | - | 0 | 0 | - | 0 | 0 | -
2390 | 0 | 0 | 0 | 1220.2338 | 0 | 0 | 0 | 0 | 0 | 0 | 2390 | 0 | 0 | 0 | 0 | 0 | 0 | 0 | 0 | 0 | 0 | 2390 | - | 0 | 0 | - | 0 | 0 | - | 0 | 0 | - | 2390 | - | 0 | 0 | - | 0 | 0 | - | 0 | 0 | -
2391 | 0 | 0 | 0 | 0 | 0 | 0 | 0 | 0 | 0 | 0 | 2391 | 0 | 0 | 0 | 0 | 0 | 0 | 0 | 0 | 0 | 0 | 2391 | - | 0 | 0 | - | 0 | 0 | - | 0 | 0 | - | 2391 | - | 0 | 0 | - | 0 | 0 | - | 0 | 0 | -
2392 | 0 | 0 | 0 | 0 | 0 | 0 | 0 | 0 | 0 | 0 | 2392 | 0 | 0 | 0 | 0 | 0 | 0 | 0 | 0 | 0 | 0 | 2392 | - | 0 | 0 | - | 0 | 0 | - | 0 | 0 | - | 2392 | - | 0 | 0 | - | 0 | 0 | - | 0 | 0 | -
2393 | 0 | 0 | 0 | 0 | 0 | 0 | 0 | 0 | 0 | 0 | 2393 | 33.3838 | 335.9362 | 30.8527 | 0 | 0 | 0 | 0 | 0 | 0 | 0 | 2393 | - | 0 | 0 | - | 0 | 0 | - | 0 | 0 | - | 2393 | - | 500 | 500 | - | 500 | 500 | - | 0 | 0 | -
2394 | 0 | 0 | 0 | 0 | 0 | 0 | 0 | 0 | 0 | 0 | 2394 | 799.0814 | 547.0814 | 233.1 | 0 | 0 | 0 | 0 | 0 | 0 | 0 | 2394 | - | 0 | 0 | - | 0 | 0 | - | 0 | 0 | - | 2394 | - | 500 | 500 | - | 500 | 500 | - | 0 | 0 | -
2395 | 0 | 0 | 0 | 0 | 0 | 0 | 0 | 0 | 0 | 0 | 2395 | 121.8109 | 0 | 0 | 0 | 0 | 0 | 0 | 0 | 0 | 0 | 2395 | - | 0 | 0 | - | 0 | 0 | - | 0 | 0 | - | 2395 | - | 500 | 369.8109 | - | 500 | 500 | - | 0 | 0 | -
2396 | 0 | 0 | 0 | 0 | 0 | 0 | 0 | 0 | 0 | 0 | 2396 | 0 | 0 | 0 | 0 | 0 | 0 | 0 | 0 | 0 | 0 | 2396 | - | 0 | 0 | - | 0 | 0 | - | 0 | 0 | - | 2396 | - | 500 | 282.1072 | - | 500 | 500 | - | 0 | 0 | -
2397 | 0 | 0 | 0 | 0 | 0 | 0 | 0 | 0 | 0 | 0 | 2397 | 625.2981 | 373.2981 | 58.4087 | 0 | 0 | 0 | 0 | 0 | 0 | 0 | 2397 | - | 0 | 0 | - | 0 | 0 | - | 0 | 0 | - | 2397 | - | 500 | 500 | - | 500 | 500 | - | 0 | 0 | -
2398 | 0 | 0 | 0 | 0 | 0 | 0 | 0 | 0 | 0 | 0 | 2398 | 378.6159 | 126.6159 | 0 | 0 | 0 | 0 | 0 | 0 | 0 | 0 | 2398 | - | 0 | 0 | - | 0 | 0 | - | 0 | 0 | - | 2398 | - | 500 | 500 | - | 500 | 500 | - | 0 | 0 | -
2399 | 0 | 0 | 0 | 0 | 0 | 0 | 0 | 0 | 0 | 0 | 2399 | 0 | 0 | 0 | 0 | 0 | 0 | 0 | 0 | 0 | 0 | 2399 | - | 0 | 0 | - | 0 | 0 | - | 0 | 0 | - | 2399 | - | 151.9182 | 500 | - | 500 | 500 | - | 0 | 0 | -
2400 | 0 | 0 | 0 | 0 | 0 | 0 | 0 | 0 | 0 | 0 | 2400 | 0 | 0 | 0 | 0 | 0 | 0 | 0 | 0 | 0 | 0 | 2400 | - | 0 | 0 | - | 0 | 0 | - | 0 | 0 | - | 2400 | - | 0 | 0 | - | 500 | 500 | - | 0 | 0 | -
2401 | 0 | 0 | 0 | 0 | 0 | 0 | 0 | 0 | 0 | 0 | 2401 | 0 | 0 | 0 | 0 | 0 | 0 | 0 | 0 | 0 | 0 | 2401 | - | 0 | 0 | - | 0 | 0 | - | 0 | 0 | - | 2401 | - | 0 | 0 | - | 500 | 500 | - | 0 | 0 | -
2402 | 0 | 0 | 0 | 0 | 0 | 0 | 0 | 0 | 0 | 0 | 2402 | 10.2919 | 0 | 0 | 60.3731 | 0 | 0 | 0 | 0 | 0 | 0 | 2402 | - | 0 | 0 | - | 0 | 0 | - | 0 | 0 | - | 2402 | - | 10.2919 | 10.2919 | - | 60.3731 | 60.3731 | - | 0 | 0 | -
2403 | 0 | 0 | 0 | 0 | 0 | 0 | 0 | 0 | 0 | 0 | 2403 | 58.4981 | 0 | 0 | 176.0871 | 0 | 0 | 0 | 0 | 0 | 0 | 2403 | - | 0 | 0 | - | 0 | 0 | - | 0 | 0 | - | 2403 | - | 58.4981 | 58.4981 | - | 176.0871 | 176.0871 | - | 0 | 0 | -
2404 | 0 | 0 | 0 | 0 | 0 | 0 | 0 | 0 | 0 | 0 | 2404 | 0 | 0 | 0 | 110.7615 | 0 | 0 | 0 | 0 | 0 | 0 | 2404 | - | 0 | 0 | - | 0 | 0 | - | 0 | 0 | - | 2404 | - | 0 | 0 | - | 110.7615 | 110.7615 | - | 0 | 0 | -
2405 | 0 | 0 | 0 | 0 | 0 | 0 | 0 | 0 | 0 | 0 | 2405 | 47.4173 | 0 | 0 | 303.7459 | 0 | 0 | 54.6498 | 0 | 0 | 0 | 2405 | - | 0 | 0 | - | 0 | 0 | - | 0 | 0 | - | 2405 | - | 47.4173 | 47.4173 | - | 303.7459 | 303.7459 | - | 54.6498 | 54.6498 | -
2406 | 0 | 0 | 0 | 0 | 0 | 0 | 0 | 0 | 0 | 0 | 2406 | 0 | 0 | 0 | 217.8446 | 0 | 0 | 0 | 0 | 0 | 0 | 2406 | - | 0 | 0 | - | 0 | 0 | - | 0 | 0 | - | 2406 | - | 0 | 0 | - | 217.8446 | 217.8446 | - | 0 | 0 | -
2407 | 0 | 0 | 0 | 0 | 0 | 0 | 0 | 0 | 0 | 0 | 2407 | 0 | 0 | 0 | 0 | 0 | 0 | 0 | 0 | 0 | 0 | 2407 | - | 0 | 0 | - | 0 | 0 | - | 0 | 0 | - | 2407 | - | 0 | 0 | - | 8.702 | 8.702 | - | 0 | 0 | -
2408 | 0 | 0 | 0 | 939.7382 | 0 | 0 | 0 | 0 | 0 | 0 | 2408 | 0 | 0 | 0 | 0 | 0 | 0 | 0 | 0 | 0 | 0 | 2408 | - | 388.0499 | 0 | - | 500 | 500 | - | 0 | 0 | - | 2408 | - | 0 | 0 | - | 0 | 0 | - | 0 | 0 | -
2409 | 940.4677 | 626.9784 | 0 | 0 | 0 | 0 | 0 | 0 | 0 | 940.4677 | 2409 | 0 | 0 | 0 | 0 | 0 | 0 | 0 | 0 | 0 | 940.4677 | 2409 | - | 500 | 500 | - | 500 | 0 | - | 0 | 0 | - | 2409 | - | 0 | 0 | - | 0 | 0 | - | 0 | 0 | -
2410 | 0 | 0 | 233.1 | 0 | 0 | 0 | 0 | 0 | 0 | 0 | 2410 | 0 | 0 | 0 | 0 | 0 | 0 | 0 | 0 | 0 | 0 | 2410 | - | 500 | 500 | - | 500 | 500 | - | 0 | 0 | - | 2410 | - | 0 | 0 | - | 0 | 0 | - | 0 | 0 | -
2411 | 1500 | 0 | 146.1487 | 0 | 0 | 189.6243 | 439.9294 | 0 | 92.6495 | 1500 | 2411 | 0 | 0 | 0 | 0 | 0 | 0 | 0 | 0 | 0 | 1500 | 2411 | - | 500 | 500 | - | 500 | 500 | - | 500 | 351.3158 | - | 2411 | - | 0 | 0 | - | 0 | 0 | - | 0 | 0 | -
2412 | 0 | 1000 | 0 | 0 | 0 | 0 | 0 | 0 | 0 | 0 | 2412 | 0 | 0 | 0 | 0 | 0 | 0 | 0 | 0 | 0 | 0 | 2412 | - | 500 | 500 | - | 500 | 500 | - | 400.8022 | 0 | - | 2412 | - | 0 | 0 | - | 0 | 0 | - | 0 | 0 | -
2413 | 0 | 0 | 0 | 0 | 0 | 0 | 0 | 0 | 0 | 0 | 2413 | 0 | 0 | 0 | 0 | 0 | 0 | 0 | 0 | 0 | 0 | 2413 | - | 500 | 500 | - | 500 | 500 | - | 0 | 33.8864 | - | 2413 | - | 0 | 0 | - | 0 | 0 | - | 0 | 0 | -
2414 | 0 | 0 | 0 | 0 | 0 | 0 | 0 | 0 | 0 | 0 | 2414 | 0 | 0 | 0 | 0 | 0 | 0 | 0 | 0 | 0 | 0 | 2414 | - | 0 | 0 | - | 500 | 500 | - | 0 | 0 | - | 2414 | - | 0 | 0 | - | 0 | 0 | - | 0 | 0 | -
2415 | 0 | 0 | 0 | 0 | 0 | 0 | 0 | 0 | 0 | 0 | 2415 | 0 | 0 | 0 | 0 | 0 | 0 | 0 | 0 | 0 | 0 | 2415 | - | 0 | 0 | - | 0 | 0 | - | 0 | 0 | - | 2415 | - | 0 | 0 | - | 0 | 0 | - | 0 | 0 | -
2416 | 0 | 0 | 0 | 0 | 0 | 0 | 0 | 0 | 0 | 0 | 2416 | 0 | 0 | 0 | 0 | 0 | 0 | 0 | 0 | 0 | 0 | 2416 | - | 0 | 0 | - | 0 | 0 | - | 0 | 0 | - | 2416 | - | 0 | 0 | - | 174.6835 | 174.6835 | - | 0 | 0 | -
2417 | 0 | 0 | 0 | 0 | 0 | 0 | 0 | 0 | 0 | 0 | 2417 | 939.3354 | 0 | 0 | 687.5574 | 187.5574 | 187.5574 | 0 | 0 | 0 | 0 | 2417 | - | 0 | 0 | - | 0 | 0 | - | 0 | 0 | - | 2417 | - | 500 | 500 | - | 500 | 500 | - | 0 | 0 | -
2418 | 0 | 0 | 0 | 0 | 0 | 0 | 0 | 0 | 0 | 0 | 2418 | 1135.0621 | 0 | 0 | 517.4079 | 17.4079 | 17.4079 | 0 | 0 | 0 | 0 | 2418 | - | 0 | 0 | - | 0 | 0 | - | 0 | 0 | - | 2418 | - | 500 | 500 | - | 500 | 500 | - | 0 | 0 | -
2419 | 0 | 0 | 0 | 0 | 0 | 0 | 0 | 0 | 0 | 0 | 2419 | 0 | 0 | 0 | 0 | 0 | 0 | 0 | 0 | 0 | 0 | 2419 | - | 0 | 0 | - | 0 | 0 | - | 0 | 0 | - | 2419 | - | 242.5876 | 242.5876 | - | 0 | 0 | - | 0 | 0 | -
2420 | 0 | 0 | 0 | 0 | 0 | 0 | 0 | 0 | 0 | 0 | 2420 | 0 | 0 | 0 | 0 | 0 | 0 | 0 | 0 | 0 | 0 | 2420 | - | 0 | 0 | - | 0 | 152.2735 | - | 0 | 0 | - | 2420 | - | 226.8429 | 226.8429 | - | 0 | 0 | - | 0 | 0 | -
2421 | 0 | 0 | 0 | 0 | 0 | 0 | 0 | 0 | 0 | 0 | 2421 | 0 | 0 | 0 | 0 | 0 | 0 | 0 | 0 | 0 | 0 | 2421 | - | 0 | 0 | - | 412.4001 | 412.4001 | - | 0 | 0 | - | 2421 | - | 0 | 0 | - | 0 | 0 | - | 0 | 0 | -
2422 | 0 | 0 | 0 | 0 | 0 | 0 | 0 | 0 | 0 | 0 | 2422 | 0 | 0 | 0 | 0 | 0 | 0 | 0 | 0 | 0 | 0 | 2422 | - | 0 | 0 | - | 204.4931 | 0 | - | 0 | 0 | - | 2422 | - | 0 | 0 | - | 0 | 0 | - | 0 | 0 | -
2423 | 0 | 0 | 0 | 0 | 0 | 8.0356 | 0 | 0 | 0 | 0 | 2423 | 0 | 0 | 0 | 0 | 0 | 0 | 0 | 0 | 0 | 0 | 2423 | - | 108.3453 | 108.3453 | - | 500 | 500 | - | 0 | 0 | - | 2423 | - | 0 | 0 | - | 0 | 0 | - | 0 | 0 | -
2424 | 388.9214 | 0 | 0 | 0 | 60.4319 | 233.1 | 0 | 0 | 0 | 388.9214 | 2424 | 0 | 0 | 0 | 0 | 0 | 0 | 0 | 0 | 0 | 388.9214 | 2424 | - | 0 | 73.1832 | - | 500 | 500 | - | 0 | 0 | - | 2424 | - | 0 | 0 | - | 0 | 0 | - | 0 | 0 | -
2425 | 159.9113 | 0 | 0 | 0 | 0 | 0 | 0 | 0 | 0 | 159.9113 | 2425 | 0 | 0 | 0 | 0 | 0 | 0 | 0 | 0 | 0 | 159.9113 | 2425 | - | 280.5274 | 280.5274 | - | 500 | 500 | - | 0 | 0 | - | 2425 | - | 0 | 0 | - | 0 | 0 | - | 0 | 0 | -
2426 | 248.6511 | 0 | 0 | 0 | 0 | 0 | 0 | 0 | 0 | 248.6511 | 2426 | 0 | 0 | 0 | 0 | 0 | 0 | 0 | 0 | 0 | 248.6511 | 2426 | - | 500 | 500 | - | 500 | 500 | - | 0 | 0 | - | 2426 | - | 0 | 0 | - | 0 | 0 | - | 0 | 0 | -
2427 | 425.9322 | 0 | 0 | 0 | 0 | 0 | 0 | 0 | 0 | 425.9322 | 2427 | 0 | 0 | 0 | 0 | 0 | 0 | 0 | 0 | 0 | 425.9322 | 2427 | - | 451.6889 | 500 | - | 500 | 500 | - | 0 | 0 | - | 2427 | - | 0 | 0 | - | 0 | 0 | - | 0 | 0 | -
2428 | 841.6209 | 0 | 0 | 1500 | 0 | 0 | 0 | 0 | 0 | 841.6209 | 2428 | 0 | 0 | 0 | 0 | 0 | 0 | 0 | 0 | 0 | 841.6209 | 2428 | - | 418.5079 | 500 | - | 500 | 500 | - | 0 | 0 | - | 2428 | - | 0 | 0 | - | 0 | 0 | - | 0 | 0 | -
2429 | 375.4308 | 0 | 0 | 0 | 0 | 0 | 0 | 0 | 0 | 375.4308 | 2429 | 0 | 0 | 0 | 0 | 0 | 0 | 0 | 0 | 0 | 375.4308 | 2429 | - | 500 | 66.17 | - | 500 | 500 | - | 0 | 0 | - | 2429 | - | 0 | 0 | - | 0 | 0 | - | 0 | 0 | -
2430 | 0 | 0 | 0 | 0 | 0 | 0 | 0 | 0 | 0 | 0 | 2430 | 0 | 0 | 0 | 0 | 0 | 0 | 0 | 0 | 0 | 0 | 2430 | - | 0 | 439.2267 | - | 500 | 500 | - | 0 | 0 | - | 2430 | - | 0 | 0 | - | 0 | 0 | - | 0 | 0 | -
2431 | 0 | 0 | 0 | 0 | 0 | 0 | 0 | 0 | 0 | 0 | 2431 | 0 | 0 | 0 | 0 | 0 | 0 | 0 | 0 | 0 | 0 | 2431 | - | 0 | 0 | - | 0 | 500 | - | 0 | 0 | - | 2431 | - | 0 | 0 | - | 0 | 0 | - | 0 | 0 | -
2432 | 0 | 0 | 0 | 0 | 180.7037 | 0 | 0 | 0 | 0 | 0 | 2432 | 0 | 0 | 0 | 0 | 0 | 0 | 0 | 0 | 0 | 0 | 2432 | - | 0 | 442.2652 | - | 0 | 0 | - | 0 | 0 | - | 2432 | - | 0 | 0 | - | 0 | 0 | - | 0 | 0 | -
2433 | 0 | 0 | 0 | 0 | 0 | 0 | 0 | 0 | 0 | 0 | 2433 | 0 | 0 | 0 | 0 | 0 | 0 | 0 | 0 | 0 | 0 | 2433 | - | 315.7771 | 53.1787 | - | 0 | 24.4593 | - | 0 | 0 | - | 2433 | - | 0 | 0 | - | 0 | 0 | - | 0 | 0 | -
2434 | 0 | 0 | 0 | 0 | 0 | 0 | 0 | 0 | 0 | 0 | 2434 | 0 | 0 | 0 | 0 | 0 | 0 | 0 | 0 | 0 | 0 | 2434 | - | 385.9381 | 385.9381 | - | 0 | 0 | - | 0 | 0 | - | 2434 | - | 0 | 0 | - | 0 | 0 | - | 0 | 0 | -
2435 | 0 | 0 | 0 | 0 | 0 | 0 | 0 | 0 | 0 | 0 | 2435 | 0 | 0 | 0 | 0 | 0 | 0 | 0 | 0 | 0 | 0 | 2435 | - | 0 | 0 | - | 0 | 0 | - | 0 | 0 | - | 2435 | - | 0 | 0 | - | 0 | 0 | - | 0 | 0 | -
2436 | 0 | 0 | 0 | 0 | 0 | 0 | 0 | 0 | 0 | 0 | 2436 | 0 | 0 | 0 | 0 | 0 | 0 | 0 | 0 | 0 | 0 | 2436 | - | 0 | 0 | - | 0 | 0 | - | 0 | 0 | - | 2436 | - | 0 | 0 | - | 0 | 0 | - | 0 | 0 | -
2437 | 0 | 0 | 0 | 0 | 0 | 0 | 0 | 0 | 0 | 0 | 2437 | 0 | 0 | 0 | 0 | 0 | 0 | 0 | 0 | 0 | 0 | 2437 | - | 0 | 0 | - | 0 | 0 | - | 0 | 500 | - | 2437 | - | 0 | 0 | - | 0 | 0 | - | 0 | 0 | -
2438 | 0 | 0 | 0 | 0 | 0 | 0 | 0 | 0 | 0 | 0 | 2438 | 0 | 0 | 0 | 0 | 0 | 0 | 0 | 0 | 0 | 0 | 2438 | - | 0 | 0 | - | 0 | 0 | - | 0 | 0 | - | 2438 | - | 0 | 0 | - | 0 | 0 | - | 0 | 0 | -
2439 | 0 | 0 | 0 | 0 | 0 | 0 | 0 | 0 | 0 | 0 | 2439 | 0 | 0 | 0 | 0 | 0 | 0 | 0 | 0 | 0 | 0 | 2439 | - | 0 | 0 | - | 0 | 0 | - | 0 | 0 | - | 2439 | - | 0 | 0 | - | 0 | 0 | - | 0 | 0 | -
2440 | 0 | 0 | 0 | 0 | 0 | 0 | 0 | 0 | 0 | 0 | 2440 | 0 | 0 | 0 | 0 | 0 | 0 | 0 | 0 | 0 | 0 | 2440 | - | 0 | 0 | - | 0 | 0 | - | 0 | 0 | - | 2440 | - | 0 | 0 | - | 0 | 0 | - | 0 | 0 | -
2441 | 0 | 0 | 0 | 0 | 0 | 0 | 0 | 0 | 0 | 0 | 2441 | 0 | 0 | 0 | 0 | 0 | 0 | 0 | 0 | 0 | 0 | 2441 | - | 0 | 0 | - | 0 | 0 | - | 0 | 0 | - | 2441 | - | 0 | 0 | - | 0 | 0 | - | 0 | 0 | -
2442 | 0 | 0 | 0 | 0 | 0 | 0 | 0 | 0 | 0 | 0 | 2442 | 0 | 0 | 0 | 0 | 0 | 0 | 0 | 0 | 0 | 0 | 2442 | - | 0 | 0 | - | 0 | 0 | - | 0 | 0 | - | 2442 | - | 0 | 0 | - | 0 | 0 | - | 0 | 0 | -
2443 | 0 | 0 | 0 | 0 | 0 | 0 | 0 | 0 | 0 | 0 | 2443 | 0 | 0 | 0 | 43.9763 | 0 | 0 | 0 | 0 | 0 | 0 | 2443 | - | 0 | 0 | - | 0 | 0 | - | 0 | 0 | - | 2443 | - | 0 | 0 | - | 43.9763 | 43.9763 | - | 0 | 0 | -
2444 | 0 | 0 | 0 | 0 | 0 | 0 | 0 | 0 | 0 | 0 | 2444 | 0 | 0 | 0 | 0 | 0 | 0 | 0 | 0 | 0 | 0 | 2444 | - | 0 | 0 | - | 0 | 0 | - | 0 | 0 | - | 2444 | - | 0 | 0 | - | 0 | 0 | - | 0 | 0 | -
2445 | 0 | 0 | 0 | 0 | 0 | 0 | 0 | 0 | 0 | 0 | 2445 | 0 | 0 | 0 | 0 | 0 | 0 | 0 | 0 | 0 | 0 | 2445 | - | 0 | 0 | - | 54.2917 | 54.2917 | - | 0 | 0 | - | 2445 | - | 0 | 0 | - | 0 | 0 | - | 0 | 0 | -
2446 | 0 | 0 | 0 | 51.7368 | 0 | 0 | 0 | 0 | 0 | 0 | 2446 | 0 | 0 | 0 | 0 | 0 | 0 | 0 | 0 | 0 | 0 | 2446 | - | 0 | 0 | - | 0 | 0 | - | 0 | 0 | - | 2446 | - | 0 | 0 | - | 0 | 0 | - | 0 | 0 | -
2447 | 0 | 0 | 0 | 0 | 0 | 0 | 0 | 0 | 0 | 0 | 2447 | 0 | 0 | 0 | 0 | 0 | 0 | 0 | 0 | 0 | 0 | 2447 | - | 0 | 0 | - | 0 | 0 | - | 0 | 0 | - | 2447 | - | 0 | 0 | - | 0 | 0 | - | 0 | 0 | -
2448 | 0 | 0 | 0 | 0 | 0 | 0 | 0 | 0 | 0 | 0 | 2448 | 0 | 0 | 0 | 0 | 0 | 0 | 0 | 0 | 0 | 0 | 2448 | - | 0 | 0 | - | 0 | 0 | - | 0 | 0 | - | 2448 | - | 0 | 0 | - | 39.4738 | 39.4738 | - | 0 | 0 | -
2449 | 0 | 0 | 0 | 0 | 0 | 0 | 0 | 0 | 0 | 0 | 2449 | 0 | 0 | 0 | 0 | 0 | 0 | 0 | 0 | 0 | 0 | 2449 | - | 0 | 0 | - | 0 | 0 | - | 0 | 0 | - | 2449 | - | 0 | 0 | - | 431.9771 | 431.9771 | - | 0 | 0 | -
2450 | 0 | 0 | 0 | 0 | 0 | 0 | 0 | 0 | 0 | 0 | 2450 | 0 | 0 | 0 | 0 | 0 | 0 | 30.5672 | 0 | 0 | 0 | 2450 | - | 0 | 0 | - | 0 | 0 | - | 0 | 0 | - | 2450 | - | 0 | 0 | - | 500 | 500 | - | 30.5672 | 30.5672 | -
2451 | 0 | 0 | 0 | 0 | 0 | 0 | 0 | 0 | 0 | 0 | 2451 | 0 | 0 | 0 | 0 | 0 | 0 | 100.1858 | 0 | 0 | 0 | 2451 | - | 0 | 0 | - | 0 | 0 | - | 0 | 0 | - | 2451 | - | 0 | 0 | - | 500 | 500 | - | 100.1858 | 100.1858 | -
2452 | 0 | 0 | 0 | 0 | 0 | 0 | 0 | 0 | 0 | 0 | 2452 | 0 | 0 | 0 | 661.6359 | 469.2889 | 89.2614 | 595.7473 | 0 | 0 | 0 | 2452 | - | 0 | 0 | - | 0 | 0 | - | 0 | 0 | - | 2452 | - | 0 | 0 | - | 500 | 500 | - | 500 | 500 | -
2453 | 0 | 0 | 0 | 0 | 0 | 0 | 0 | 0 | 0 | 0 | 2453 | 0 | 0 | 0 | 675.138 | 404.9215 | 0 | 552.3333 | 0 | 52.3333 | 0 | 2453 | - | 0 | 0 | - | 0 | 0 | - | 0 | 0 | - | 2453 | - | 0 | 0 | - | 500 | 500 | - | 500 | 500 | -
2454 | 0 | 0 | 0 | 0 | 0 | 0 | 0 | 0 | 0 | 0 | 2454 | 0 | 0 | 0 | 737.6236 | 508.7213 | 233.1 | 734.3356 | 178.9137 | 126.5805 | 0 | 2454 | - | 0 | 0 | - | 0 | 0 | - | 0 | 0 | - | 2454 | - | 262.6475 | 478.8962 | - | 500 | 500 | - | 500 | 500 | -
2455 | 0 | 0 | 0 | 0 | 0 | 0 | 0 | 0 | 0 | 0 | 2455 | 0 | 0 | 0 | 0 | 0 | 0 | 0 | 0 | 0 | 0 | 2455 | - | 0 | 0 | - | 0 | 0 | - | 0 | 0 | - | 2455 | - | 165.7614 | 0 | - | 0 | 0 | - | 0 | 0 | -
2456 | 0 | 0 | 0 | 0 | 0 | 0 | 0 | 0 | 0 | 0 | 2456 | 0 | 110.2137 | 0 | 0 | 0 | 0 | 0 | 0 | 0 | 0 | 2456 | - | 0 | 0 | - | 320.1857 | 320.1857 | - | 0 | 0 | - | 2456 | - | 0 | 500 | - | 0 | 0 | - | 0 | 0 | -
2457 | 0 | 0 | 0 | 0 | 0 | 0 | 0 | 0 | 0 | 0 | 2457 | 0 | 0 | 0 | 0 | 0 | 0 | 0 | 0 | 0 | 0 | 2457 | - | 0 | 0 | - | 492.6693 | 492.6693 | - | 0 | 0 | - | 2457 | - | 0 | 0 | - | 0 | 0 | - | 0 | 0 | -
2458 | 0 | 0 | 0 | 674.3902 | 394.3902 | 0 | 116.3005 | 0 | 116.3005 | 0 | 2458 | 0 | 0 | 0 | 0 | 0 | 0 | 0 | 0 | 0 | 0 | 2458 | - | 0 | 0 | - | 500 | 500 | - | 116.3005 | 0 | - | 2458 | - | 0 | 0 | - | 0 | 0 | - | 0 | 0 | -
2459 | 0 | 0 | 0 | 0 | 645.1521 | 0 | 491.5195 | 0 | 0 | 0 | 2459 | 0 | 0 | 0 | 0 | 0 | 0 | 0 | 0 | 0 | 0 | 2459 | - | 0 | 0 | - | 500 | 145.1521 | - | 451.8066 | 451.8066 | - | 2459 | - | 0 | 0 | - | 0 | 0 | - | 0 | 0 | -
2460 | 0 | 0 | 0 | 866.313 | 0 | 17.7879 | 502.7322 | 0 | 94.1862 | 0 | 2460 | 0 | 0 | 0 | 0 | 0 | 0 | 0 | 0 | 0 | 0 | 2460 | - | 0 | 0 | - | 301.7885 | 500 | - | 463.0193 | 368.8331 | - | 2460 | - | 0 | 0 | - | 0 | 0 | - | 0 | 0 | -
2461 | 0 | 0 | 0 | 674.4496 | 0 | 0 | 355.2483 | 0 | 0 | 0 | 2461 | 0 | 0 | 0 | 0 | 0 | 0 | 0 | 0 | 0 | 0 | 2461 | - | 0 | 0 | - | 500 | 210.4508 | - | 336.236 | 336.236 | - | 2461 | - | 0 | 0 | - | 0 | 0 | - | 0 | 0 | -
2462 | 0 | 0 | 0 | 0 | 104.8344 | 233.1 | 381.4072 | 210.4867 | 0 | 0 | 2462 | 0 | 0 | 0 | 0 | 0 | 0 | 0 | 0 | 0 | 0 | 2462 | - | 0 | 0 | - | 500 | 500 | - | 124.6863 | 335.1731 | - | 2462 | - | 0 | 0 | - | 0 | 0 | - | 0 | 0 | -
2463 | 0 | 0 | 0 | 0 | 482.6017 | 0 | 251.9131 | 0 | 0 | 0 | 2463 | 0 | 0 | 0 | 0 | 0 | 0 | 0 | 0 | 0 | 0 | 2463 | - | 0 | 0 | - | 500 | 500 | - | 251.9131 | 251.9131 | - | 2463 | - | 0 | 0 | - | 0 | 0 | - | 0 | 0 | -
2464 | 0 | 0 | 0 | 225.3148 | 0 | 128.3608 | 269.3135 | 0 | 0 | 0 | 2464 | 0 | 0 | 0 | 0 | 0 | 0 | 0 | 0 | 0 | 0 | 2464 | - | 0 | 0 | - | 53.8144 | 500 | - | 269.3135 | 269.3135 | - | 2464 | - | 0 | 0 | - | 0 | 0 | - | 0 | 0 | -
2465 | 0 | 0 | 0 | 0 | 0 | 0 | 0 | 0 | 0 | 0 | 2465 | 0 | 0 | 0 | 0 | 0 | 0 | 0 | 0 | 0 | 0 | 2465 | - | 0 | 0 | - | 0 | 0 | - | 0 | 0 | - | 2465 | - | 0 | 0 | - | 0 | 0 | - | 0 | 0 | -
2466 | 0 | 0 | 0 | 0 | 0 | 0 | 0 | 0 | 0 | 0 | 2466 | 0 | 15.1127 | 0 | 0 | 0 | 0 | 0 | 0 | 0 | 0 | 2466 | - | 0 | 0 | - | 0 | 0 | - | 0 | 0 | - | 2466 | - | 500 | 391.4082 | - | 0 | 0 | - | 1.8405 | 59.9578 | -
2467 | 0 | 0 | 0 | 0 | 0 | 0 | 0 | 0 | 0 | 0 | 2467 | 544.0355 | 194.0355 | 44.0355 | 0 | 0 | 0 | 0 | 0 | 0 | 0 | 2467 | - | 0 | 0 | - | 0 | 0 | - | 0 | 0 | - | 2467 | - | 500 | 500 | - | 500 | 163.0045 | - | 217.1379 | 0 | -
2468 | 0 | 0 | 0 | 0 | 0 | 0 | 0 | 0 | 0 | 0 | 2468 | 491.123 | 160.0012 | 46.3335 | 41.9955 | 0 | 0 | 0 | 0 | 0 | 0 | 2468 | - | 0 | 0 | - | 0 | 0 | - | 0 | 0 | - | 2468 | - | 500 | 500 | - | 191.9955 | 236.9955 | - | 279.4458 | 54.4458 | -
2469 | 0 | 0 | 0 | 0 | 0 | 0 | 0 | 0 | 0 | 0 | 2469 | 0 | 125.9008 | 125.9008 | 0 | 0 | 0 | 0 | 0 | 0 | 0 | 2469 | - | 0 | 0 | - | 0 | 0 | - | 0 | 0 | - | 2469 | - | 500 | 500 | - | 452.7894 | 500 | - | 0 | 337.0249 | -
2470 | 0 | 0 | 0 | 0 | 0 | 0 | 0 | 0 | 0 | 0 | 2470 | 0 | 113.5536 | 0 | 0 | 0 | 0 | 0 | 0 | 0 | 0 | 2470 | - | 0 | 0 | - | 0 | 0 | - | 0 | 0 | - | 2470 | - | 500 | 500 | - | 500 | 500 | - | 500 | 496.0158 | -
2471 | 0 | 0 | 0 | 0 | 0 | 0 | 0 | 0 | 0 | 0 | 2471 | 0 | 80.8278 | 0 | 0 | 0 | 0 | 0 | 0 | 0 | 0 | 2471 | - | 0 | 0 | - | 0 | 0 | - | 0 | 0 | - | 2471 | - | 500 | 500 | - | 500 | 500 | - | 491.2878 | 452.5557 | -
2472 | 0 | 0 | 0 | 0 | 0 | 0 | 0 | 0 | 0 | 0 | 2472 | 0 | 0 | 0 | 0 | 0 | 0 | 0 | 0 | 0 | 0 | 2472 | - | 0 | 0 | - | 0 | 0 | - | 0 | 0 | - | 2472 | - | 0 | 0 | - | 255.215 | 500 | - | 500 | 500 | -
2473 | 0 | 0 | 0 | 0 | 0 | 0 | 0 | 0 | 0 | 0 | 2473 | 0 | 0 | 0 | 0 | 0 | 0 | 0 | 0 | 0 | 0 | 2473 | - | 0 | 0 | - | 0 | 0 | - | 0 | 0 | - | 2473 | - | 0 | 0 | - | 500 | 500 | - | 500 | 500 | -
2474 | 0 | 0 | 0 | 0 | 0 | 0 | 0 | 0 | 0 | 0 | 2474 | 0 | 0 | 0 | 0 | 0 | 0 | 0 | 0 | 0 | 0 | 2474 | - | 0 | 0 | - | 0 | 0 | - | 0 | 0 | - | 2474 | - | 0 | 0 | - | 500 | 500 | - | 500 | 500 | -
2475 | 0 | 0 | 0 | 0 | 0 | 0 | 0 | 0 | 0 | 0 | 2475 | 0 | 0 | 0 | 0 | 0 | 0 | 0 | 27.5655 | 0 | 0 | 2475 | - | 0 | 0 | - | 0 | 0 | - | 0 | 0 | - | 2475 | - | 0 | 0 | - | 500 | 500 | - | 500 | 500 | -
2476 | 0 | 0 | 0 | 0 | 0 | 0 | 0 | 0 | 0 | 0 | 2476 | 0 | 177.1947 | 0 | 0 | 341.3732 | 0 | 271.2661 | 491.1588 | 0 | 0 | 2476 | - | 0 | 0 | - | 0 | 0 | - | 0 | 0 | - | 2476 | - | 500 | 500 | - | 500 | 500 | - | 500 | 500 | -
2477 | 0 | 0 | 0 | 0 | 0 | 0 | 0 | 0 | 0 | 0 | 2477 | 580.1415 | 230.1415 | 80.1415 | 933.0754 | 442.2319 | 89.2614 | 632.5587 | 193.6347 | 89.2614 | 0 | 2477 | - | 0 | 0 | - | 0 | 0 | - | 0 | 0 | - | 2477 | - | 500 | 500 | - | 500 | 500 | - | 500 | 500 | -
2478 | 0 | 0 | 0 | 0 | 0 | 0 | 0 | 0 | 0 | 0 | 2478 | 459.0975 | 175.9501 | 25.9501 | 1099.3266 | 599.3266 | 233.1 | 1170.5727 | 670.5727 | 233.1 | 0 | 2478 | - | 0 | 0 | - | 0 | 0 | - | 0 | 0 | - | 2478 | - | 500 | 500 | - | 500 | 500 | - | 500 | 500 | -
2479 | 0 | 0 | 0 | 0 | 0 | 0 | 0 | 0 | 0 | 0 | 2479 | 0 | 0 | 0 | 0 | 0 | 0 | 0 | 0 | 0 | 0 | 2479 | - | 0 | 0 | - | 0 | 0 | - | 0 | 0 | - | 2479 | - | 471.5911 | 29.6957 | - | 0 | 0 | - | 410.288 | 500 | -
2480 | 0 | 0 | 0 | 0 | 0 | 0 | 0 | 0 | 0 | 0 | 2480 | 0 | 0 | 0 | 0 | 0 | 0 | 0 | 0 | 0 | 0 | 2480 | - | 0 | 0 | - | 0 | 0 | - | 0 | 0 | - | 2480 | - | 0 | 0 | - | 0 | 0 | - | 0 | 0 | -
2481 | 0 | 0 | 0 | 0 | 0 | 0 | 0 | 0 | 0 | 0 | 2481 | 0 | 0 | 0 | 0 | 0 | 0 | 0 | 0 | 0 | 0 | 2481 | - | 0 | 0 | - | 0 | 0 | - | 0 | 0 | - | 2481 | - | 0 | 0 | - | 0 | 0 | - | 0 | 0 | -
2482 | 0 | 0 | 0 | 0 | 0 | 0 | 0 | 0 | 0 | 0 | 2482 | 0 | 0 | 0 | 0 | 0 | 0 | 0 | 0 | 0 | 0 | 2482 | - | 0 | 0 | - | 0 | 0 | - | 0 | 0 | - | 2482 | - | 0 | 0 | - | 0 | 0 | - | 0 | 0 | -
2483 | 38.1837 | 0 | 0 | 0 | 0 | 0 | 0 | 0 | 0 | 38.1837 | 2483 | 0 | 0 | 0 | 0 | 0 | 0 | 0 | 0 | 0 | 38.1837 | 2483 | - | 38.1837 | 38.1837 | - | 0 | 0 | - | 0 | 0 | - | 2483 | - | 0 | 0 | - | 0 | 0 | - | 0 | 0 | -
2484 | 162.5564 | 0 | 0 | 0 | 0 | 0 | 145.2113 | 0 | 0 | 162.5564 | 2484 | 0 | 0 | 0 | 0 | 0 | 0 | 0 | 0 | 0 | 162.5564 | 2484 | - | 162.5564 | 282.2391 | - | 0 | 0 | - | 165.2113 | 165.2113 | - | 2484 | - | 0 | 0 | - | 0 | 0 | - | 0 | 0 | -
2485 | 207.1559 | 0 | 0 | 0 | 0 | 0 | 918.5353 | 418.5353 | 233.1 | 207.1559 | 2485 | 0 | 0 | 0 | 0 | 0 | 0 | 0 | 0 | 0 | 207.1559 | 2485 | - | 500 | 207.1559 | - | 0 | 0 | - | 500 | 500 | - | 2485 | - | 0 | 0 | - | 0 | 0 | - | 0 | 0 | -
2486 | 135.9877 | 0 | 0 | 0 | 0 | 0 | 1376.721 | 912.5062 | 146.1487 | 135.9877 | 2486 | 0 | 0 | 0 | 0 | 0 | 0 | 0 | 0 | 0 | 135.9877 | 2486 | - | 135.9877 | 500 | - | 0 | 0 | - | 500 | 500 | - | 2486 | - | 0 | 0 | - | 0 | 0 | - | 0 | 0 | -
2487 | 719.5567 | 109.6516 | 109.6516 | 0 | 0 | 0 | 0 | 0 | 0 | 719.5567 | 2487 | 0 | 0 | 0 | 0 | 0 | 0 | 0 | 0 | 0 | 719.5567 | 2487 | - | 374.0383 | 183.1873 | - | 0 | 0 | - | 0 | 0 | - | 2487 | - | 0 | 0 | - | 0 | 0 | - | 0 | 0 | -
2488 | 0 | 0 | 0 | 0 | 0 | 0 | 0 | 0 | 0 | 0 | 2488 | 0 | 0 | 0 | 0 | 0 | 0 | 0 | 0 | 0 | 0 | 2488 | - | 0 | 0 | - | 0 | 0 | - | 0 | 0 | - | 2488 | - | 0 | 0 | - | 0 | 0 | - | 0 | 0 | -
2489 | 0 | 0 | 0 | 0 | 0 | 0 | 0 | 0 | 0 | 0 | 2489 | 593.2039 | 93.2039 | 93.2039 | 0 | 0 | 0 | 757.2556 | 314.0406 | 126.2151 | 0 | 2489 | - | 0 | 0 | - | 0 | 0 | - | 0 | 0 | - | 2489 | - | 500 | 500 | - | 0 | 0 | - | 443.8212 | 443.8212 | -
2490 | 0 | 0 | 0 | 0 | 0 | 0 | 0 | 0 | 0 | 0 | 2490 | 452.6655 | 0 | 0 | 0 | 0 | 0 | 1317.1419 | 817.3447 | 196.1463 | 0 | 2490 | - | 0 | 0 | - | 0 | 0 | - | 0 | 0 | - | 2490 | - | 452.6655 | 452.6655 | - | 0 | 0 | - | 500 | 500 | -
2491 | 0 | 0 | 0 | 0 | 0 | 0 | 0 | 0 | 0 | 0 | 2491 | 28.055 | 0 | 0 | 0 | 0 | 0 | 0 | 0 | 0 | 0 | 2491 | - | 0 | 0 | - | 0 | 0 | - | 0 | 0 | - | 2491 | - | 28.055 | 28.055 | - | 0 | 0 | - | 0 | 0 | -
2492 | 0 | 0 | 0 | 0 | 0 | 0 | 0 | 0 | 0 | 0 | 2492 | 0 | 0 | 0 | 0 | 0 | 0 | 0 | 0 | 0 | 0 | 2492 | - | 0 | 0 | - | 0 | 0 | - | 0 | 0 | - | 2492 | - | 0 | 0 | - | 0 | 0 | - | 0 | 0 | -
2493 | 0 | 0 | 0 | 0 | 0 | 0 | 0 | 0 | 0 | 0 | 2493 | 0 | 0 | 0 | 0 | 0 | 0 | 0 | 0 | 0 | 0 | 2493 | - | 0 | 0 | - | 0 | 0 | - | 0 | 0 | - | 2493 | - | 0 | 0 | - | 0 | 0 | - | 0 | 0 | -
2494 | 0 | 0 | 0 | 0 | 0 | 0 | 0 | 0 | 0 | 0 | 2494 | 0 | 0 | 0 | 0 | 0 | 0 | 0 | 0 | 0 | 0 | 2494 | - | 0 | 0 | - | 0 | 0 | - | 0 | 0 | - | 2494 | - | 0 | 0 | - | 0 | 0 | - | 0 | 0 | -
2495 | 0 | 0 | 0 | 0 | 0 | 0 | 0 | 0 | 0 | 0 | 2495 | 0 | 0 | 0 | 0 | 0 | 0 | 0 | 0 | 0 | 0 | 2495 | - | 0 | 0 | - | 0 | 0 | - | 0 | 500 | - | 2495 | - | 0 | 0 | - | 0 | 0 | - | 0 | 0 | -
2496 | 0 | 0 | 0 | 0 | 0 | 0 | 0 | 813.4892 | 0 | 0 | 2496 | 0 | 0 | 0 | 0 | 0 | 0 | 0 | 0 | 0 | 0 | 2496 | - | 0 | 0 | - | 0 | 0 | - | 0 | 500 | - | 2496 | - | 0 | 0 | - | 0 | 0 | - | 0 | 0 | -
2497 | 0 | 0 | 0 | 0 | 0 | 0 | 343.2441 | 0 | 0 | 0 | 2497 | 0 | 0 | 0 | 0 | 0 | 0 | 0 | 0 | 0 | 0 | 2497 | - | 0 | 0 | - | 0 | 0 | - | 0 | 500 | - | 2497 | - | 0 | 0 | - | 0 | 0 | - | 0 | 0 | -
2498 | 0 | 0 | 0 | 0 | 0 | 0 | 876.9898 | 0 | 0 | 0 | 2498 | 0 | 0 | 0 | 0 | 0 | 0 | 0 | 0 | 0 | 0 | 2498 | - | 0 | 0 | - | 0 | 0 | - | 0 | 333.3333 | - | 2498 | - | 0 | 0 | - | 0 | 0 | - | 0 | 0 | -
2499 | 0 | 0 | 0 | 0 | 0 | 0 | 0 | 0 | 0 | 0 | 2499 | 0 | 0 | 0 | 0 | 0 | 0 | 0 | 0 | 0 | 0 | 2499 | - | 0 | 0 | - | 0 | 0 | - | 0 | 0 | - | 2499 | - | 0 | 0 | - | 0 | 0 | - | 0 | 0 | -
2500 | 0 | 0 | 0 | 0 | 0 | 0 | 0 | 0 | 0 | 0 | 2500 | 0 | 0 | 0 | 0 | 0 | 0 | 0 | 0 | 0 | 0 | 2500 | - | 0 | 0 | - | 0 | 0 | - | 0 | 0 | - | 2500 | - | 0 | 0 | - | 0 | 0 | - | 0 | 0 | -
2501 | 0 | 0 | 0 | 0 | 0 | 0 | 0 | 0 | 0 | 0 | 2501 | 0 | 0 | 0 | 0 | 0 | 0 | 0 | 0 | 0 | 0 | 2501 | - | 0 | 0 | - | 0 | 0 | - | 0 | 0 | - | 2501 | - | 0 | 0 | - | 0 | 0 | - | 0 | 0 | -
2502 | 0 | 0 | 0 | 0 | 0 | 0 | 0 | 0 | 0 | 0 | 2502 | 0 | 0 | 0 | 0 | 0 | 0 | 0 | 0 | 0 | 0 | 2502 | - | 0 | 0 | - | 0 | 0 | - | 0 | 0 | - | 2502 | - | 0 | 0 | - | 0 | 0 | - | 0 | 0 | -
2503 | 0 | 0 | 0 | 0 | 0 | 0 | 0 | 0 | 0 | 0 | 2503 | 0 | 0 | 0 | 0 | 0 | 0 | 0 | 0 | 0 | 0 | 2503 | - | 0 | 0 | - | 0 | 0 | - | 349.4596 | 500 | - | 2503 | - | 0 | 0 | - | 0 | 0 | - | 0 | 0 | -
2504 | 0 | 0 | 0 | 0 | 0 | 0 | 0 | 0 | 0 | 0 | 2504 | 0 | 0 | 0 | 0 | 0 | 0 | 0 | 0 | 0 | 0 | 2504 | - | 0 | 0 | - | 500 | 500 | - | 483.8737 | 0 | - | 2504 | - | 0 | 0 | - | 0 | 0 | - | 0 | 0 | -
2505 | 0 | 0 | 0 | 0 | 0 | 0 | 0 | 0 | 0 | 0 | 2505 | 0 | 0 | 0 | 0 | 0 | 0 | 0 | 0 | 0 | 0 | 2505 | - | 333.3333 | 391.2275 | - | 500 | 500 | - | 500 | 0 | - | 2505 | - | 0 | 0 | - | 0 | 0 | - | 0 | 0 | -
2506 | 0 | 0 | 0 | 454.4185 | 139.3534 | 0 | 0 | 0 | 0 | 0 | 2506 | 0 | 0 | 0 | 0 | 0 | 0 | 0 | 0 | 0 | 0 | 2506 | - | 500 | 500 | - | 500 | 500 | - | 500 | 0 | - | 2506 | - | 0 | 0 | - | 0 | 0 | - | 0 | 0 | -
2507 | 0 | 444.4003 | 233.1 | 156.9668 | 405.3402 | 233.1 | 0 | 0 | 0 | 0 | 2507 | 0 | 0 | 0 | 0 | 0 | 0 | 0 | 0 | 0 | 0 | 2507 | - | 500 | 500 | - | 500 | 500 | - | 500 | 500 | - | 2507 | - | 0 | 0 | - | 0 | 0 | - | 0 | 0 | -
2508 | 1236.2175 | 70.0211 | 146.1487 | 0 | 471.2176 | 0 | 0 | 0 | 0 | 1236.2175 | 2508 | 0 | 0 | 0 | 0 | 0 | 0 | 0 | 0 | 0 | 1236.2175 | 2508 | - | 500 | 500 | - | 500 | 500 | - | 0 | 0 | - | 2508 | - | 0 | 0 | - | 0 | 0 | - | 0 | 0 | -
2509 | 1155.0657 | 655.0657 | 0 | 1303.0948 | 321.8484 | 146.1487 | 0 | 0 | 0 | 1155.0657 | 2509 | 0 | 0 | 0 | 0 | 0 | 0 | 0 | 0 | 0 | 1155.0657 | 2509 | - | 500 | 500 | - | 500 | 500 | - | 0 | 0 | - | 2509 | - | 0 | 0 | - | 0 | 0 | - | 0 | 0 | -
2510 | 0 | 457.4913 | 0 | 525.9875 | 289.2189 | 0 | 0 | 0 | 189.6243 | 0 | 2510 | 0 | 0 | 0 | 0 | 0 | 0 | 0 | 0 | 0 | 0 | 2510 | - | 500 | 500 | - | 500 | 500 | - | 500 | 0 | - | 2510 | - | 0 | 0 | - | 0 | 0 | - | 0 | 0 | -
2511 | 49.1845 | 0 | 0 | 0 | 0 | 0 | 0 | 0 | 0 | 49.1845 | 2511 | 0 | 0 | 0 | 0 | 0 | 0 | 0 | 0 | 0 | 49.1845 | 2511 | - | 500 | 500 | - | 500 | 500 | - | 500 | 0 | - | 2511 | - | 0 | 0 | - | 0 | 0 | - | 0 | 0 | -
2512 | 0 | 0 | 0 | 0 | 0 | 0 | 0 | 0 | 0 | 0 | 2512 | 0 | 0 | 0 | 0 | 0 | 0 | 0 | 0 | 0 | 0 | 2512 | - | 0 | 0 | - | 394.442 | 394.442 | - | 0 | 500 | - | 2512 | - | 0 | 0 | - | 0 | 0 | - | 0 | 0 | -
2513 | 0 | 0 | 0 | 0 | 0 | 0 | 0 | 0 | 0 | 0 | 2513 | 5.8995 | 0 | 0 | 0 | 224.6118 | 0 | 0 | 0 | 0 | 0 | 2513 | - | 0 | 0 | - | 0 | 0 | - | 0 | 0 | - | 2513 | - | 0 | 0 | - | 0 | 187.9428 | - | 0 | 0 | -
2514 | 0 | 0 | 0 | 0 | 0 | 0 | 0 | 0 | 0 | 0 | 2514 | 1031.2993 | 512.2962 | 161.1807 | 594.1687 | 466.854 | 161.1807 | 0 | 0 | 0 | 0 | 2514 | - | 0 | 0 | - | 0 | 0 | - | 0 | 0 | - | 2514 | - | 0 | 46.8943 | - | 416.3521 | 500 | - | 0 | 0 | -
2515 | 0 | 0 | 0 | 0 | 0 | 0 | 0 | 0 | 0 | 0 | 2515 | 0 | 179.1696 | 0 | 443.0301 | 0 | 0 | 0 | 0 | 0 | 0 | 2515 | - | 0 | 0 | - | 0 | 0 | - | 0 | 0 | - | 2515 | - | 0 | 0 | - | 443.1459 | 171.5552 | - | 0 | 0 | -
2516 | 0 | 0 | 0 | 0 | 0 | 0 | 0 | 0 | 0 | 0 | 2516 | 0 | 0 | 0 | 0 | 0 | 0 | 0 | 0 | 0 | 0 | 2516 | - | 0 | 0 | - | 0 | 0 | - | 0 | 0 | - | 2516 | - | 0 | 0 | - | 0 | 0 | - | 0 | 0 | -
2517 | 0 | 0 | 0 | 0 | 0 | 0 | 0 | 0 | 0 | 0 | 2517 | 0 | 0 | 0 | 0 | 0 | 0 | 0 | 0 | 0 | 0 | 2517 | - | 0 | 0 | - | 0 | 0 | - | 0 | 0 | - | 2517 | - | 0 | 0 | - | 0 | 0 | - | 0 | 0 | -
2518 | 0 | 0 | 0 | 0 | 0 | 0 | 0 | 0 | 0 | 0 | 2518 | 0 | 0 | 0 | 0 | 0 | 0 | 0 | 0 | 0 | 0 | 2518 | - | 0 | 0 | - | 0 | 0 | - | 0 | 0 | - | 2518 | - | 0 | 0 | - | 0 | 0 | - | 0 | 0 | -
2519 | 0 | 0 | 0 | 0 | 0 | 0 | 0 | 0 | 0 | 0 | 2519 | 0 | 0 | 0 | 0 | 0 | 0 | 0 | 0 | 0 | 0 | 2519 | - | 0 | 0 | - | 0 | 0 | - | 0 | 0 | - | 2519 | - | 0 | 0 | - | 0 | 0 | - | 0 | 0 | -
2520 | 0 | 0 | 0 | 0 | 0 | 0 | 0 | 0 | 0 | 0 | 2520 | 0 | 0 | 0 | 0 | 0 | 0 | 0 | 0 | 0 | 0 | 2520 | - | 0 | 0 | - | 0 | 0 | - | 0 | 0 | - | 2520 | - | 0 | 0 | - | 0 | 0 | - | 0 | 0 | -
2521 | 0 | 0 | 0 | 0 | 0 | 0 | 0 | 0 | 0 | 0 | 2521 | 0 | 0 | 0 | 0 | 0 | 0 | 0 | 0 | 0 | 0 | 2521 | - | 0 | 0 | - | 0 | 0 | - | 500 | 0 | - | 2521 | - | 0 | 0 | - | 0 | 0 | - | 0 | 0 | -
2522 | 0 | 0 | 0 | 0 | 0 | 0 | 0 | 0 | 0 | 0 | 2522 | 0 | 0 | 0 | 0 | 0 | 0 | 0 | 0 | 0 | 0 | 2522 | - | 0 | 0 | - | 0 | 0 | - | 0 | 0 | - | 2522 | - | 500 | 91.9659 | - | 0 | 0 | - | 0 | 0 | -
2523 | 0 | 0 | 0 | 0 | 0 | 0 | 0 | 0 | 0 | 0 | 2523 | 236.1339 | 0 | 0 | 185.0161 | 0 | 0 | 0 | 0 | 0 | 0 | 2523 | - | 0 | 0 | - | 0 | 0 | - | 0 | 0 | - | 2523 | - | 455.0961 | 455.0961 | - | 0 | 0 | - | 0 | 0 | -
2524 | 0 | 0 | 0 | 0 | 0 | 0 | 0 | 501.3579 | 0 | 0 | 2524 | 651.9876 | 162.9876 | 161.1807 | 547.8469 | 547.8469 | 161.1807 | 0 | 0 | 0 | 0 | 2524 | - | 0 | 0 | - | 0 | 0 | - | 0 | 0 | - | 2524 | - | 500 | 500 | - | 0 | 0 | - | 0 | 0 | -
2525 | 0 | 0 | 0 | 0 | 0 | 0 | 0 | 0 | 0 | 0 | 2525 | 149.0773 | 430.8713 | 0 | 270.8908 | 143.619 | 0 | 0 | 0 | 0 | 0 | 2525 | - | 0 | 0 | - | 0 | 0 | - | 0 | 0 | - | 2525 | - | 0 | 430.8713 | - | 0 | 0 | - | 0 | 0 | -
2526 | 0 | 0 | 0 | 0 | 0 | 0 | 0 | 0 | 0 | 0 | 2526 | 0 | 0 | 0 | 33.445 | 0 | 0 | 0 | 0 | 0 | 0 | 2526 | - | 0 | 0 | - | 0 | 0 | - | 500 | 0 | - | 2526 | - | 0 | 0 | - | 0 | 0 | - | 0 | 0 | -
2527 | 0 | 0 | 0 | 0 | 0 | 0 | 1220.2338 | 0 | 0 | 0 | 2527 | 0 | 97.607 | 0 | 0 | 0 | 0 | 0 | 0 | 0 | 0 | 2527 | - | 0 | 0 | - | 0 | 0 | - | 0 | 500 | - | 2527 | - | 0 | 0 | - | 0 | 0 | - | 0 | 0 | -
2528 | 0 | 0 | 0 | 0 | 0 | 0 | 0 | 0 | 0 | 0 | 2528 | 0 | 0 | 0 | 0 | 0 | 0 | 0 | 0 | 0 | 0 | 2528 | - | 0 | 0 | - | 0 | 0 | - | 500 | 500 | - | 2528 | - | 0 | 0 | - | 0 | 0 | - | 0 | 0 | -
2529 | 0 | 0 | 0 | 0 | 0 | 0 | 0 | 0 | 0 | 0 | 2529 | 0 | 0 | 0 | 0 | 0 | 0 | 0 | 0 | 0 | 0 | 2529 | - | 500 | 500 | - | 500 | 500 | - | 500 | 0 | - | 2529 | - | 0 | 0 | - | 0 | 0 | - | 0 | 0 | -
2530 | 35.8507 | 0 | 0 | 0 | 0 | 0 | 0 | 0 | 0 | 35.8507 | 2530 | 0 | 0 | 0 | 0 | 0 | 0 | 0 | 0 | 0 | 35.8507 | 2530 | - | 500 | 500 | - | 500 | 500 | - | 500 | 500 | - | 2530 | - | 0 | 0 | - | 0 | 0 | - | 0 | 0 | -
2531 | 1500 | 626.9784 | 0 | 826.3764 | 134.7595 | 137.4819 | 0 | 0 | 189.6243 | 1500 | 2531 | 0 | 0 | 0 | 0 | 0 | 0 | 0 | 0 | 0 | 1500 | 2531 | - | 500 | 500 | - | 500 | 500 | - | 500 | 500 | - | 2531 | - | 0 | 0 | - | 0 | 0 | - | 0 | 0 | -
2532 | 696.9001 | 1000 | 233.1 | 1500 | 1000 | 233.1 | 0 | 0 | 0 | 696.9001 | 2532 | 0 | 0 | 0 | 0 | 0 | 0 | 0 | 0 | 0 | 696.9001 | 2532 | - | 500 | 500 | - | 500 | 500 | - | 333.3333 | 500 | - | 2532 | - | 0 | 0 | - | 0 | 0 | - | 0 | 0 | -
2533 | 207.7168 | 0 | 146.1487 | 114.0912 | 492.219 | 8.6667 | 0 | 0 | 0 | 207.7168 | 2533 | 0 | 0 | 0 | 0 | 0 | 0 | 0 | 0 | 0 | 207.7168 | 2533 | - | 500 | 500 | - | 500 | 500 | - | 0 | 500 | - | 2533 | - | 0 | 0 | - | 0 | 0 | - | 0 | 0 | -
2534 | 0 | 0 | 0 | 0 | 0 | 0 | 0 | 0 | 0 | 0 | 2534 | 0 | 0 | 0 | 0 | 0 | 0 | 0 | 0 | 0 | 0 | 2534 | - | 500 | 500 | - | 500 | 500 | - | 0 | 333.3333 | - | 2534 | - | 0 | 0 | - | 0 | 0 | - | 0 | 0 | -
2535 | 0 | 0 | 0 | 0 | 0 | 0 | 0 | 0 | 0 | 0 | 2535 | 0 | 0 | 0 | 0 | 0 | 0 | 0 | 0 | 0 | 0 | 2535 | - | 500 | 500 | - | 333.3333 | 333.3333 | - | 0 | 0 | - | 2535 | - | 0 | 0 | - | 0 | 0 | - | 0 | 0 | -
2536 | 0 | 0 | 0 | 0 | 0 | 0 | 0 | 0 | 0 | 0 | 2536 | 0 | 0 | 0 | 0 | 0 | 0 | 0 | 0 | 0 | 0 | 2536 | - | 0 | 0 | - | 0 | 0 | - | 0 | 0 | - | 2536 | - | 0 | 0 | - | 0 | 0 | - | 0 | 0 | -
2537 | 0 | 0 | 0 | 0 | 0 | 0 | 0 | 0 | 0 | 0 | 2537 | 0 | 0 | 233.1 | 0 | 0 | 0 | 0 | 0 | 0 | 0 | 2537 | - | 0 | 0 | - | 0 | 0 | - | 0 | 0 | - | 2537 | - | 0 | 0 | - | 0 | 0 | - | 0 | 0 | -
2538 | 0 | 0 | 0 | 0 | 0 | 0 | 0 | 0 | 0 | 0 | 2538 | 0 | 0 | 89.2614 | 0 | 0 | 0 | 0 | 0 | 0 | 0 | 2538 | - | 0 | 0 | - | 0 | 0 | - | 0 | 0 | - | 2538 | - | 0 | 0 | - | 0 | 0 | - | 0 | 0 | -
2539 | 0 | 0 | 0 | 0 | 0 | 0 | 0 | 0 | 0 | 0 | 2539 | 0 | 382.9317 | 0 | 0 | 0 | 0 | 0 | 0 | 0 | 0 | 2539 | - | 0 | 0 | - | 0 | 0 | - | 0 | 0 | - | 2539 | - | 0 | 0 | - | 0 | 0 | - | 0 | 0 | -
2540 | 0 | 0 | 0 | 0 | 0 | 0 | 0 | 238.3123 | 0 | 0 | 2540 | 0 | 0 | 0 | 0 | 0 | 0 | 0 | 0 | 0 | 0 | 2540 | - | 0 | 0 | - | 0 | 0 | - | 0 | 0 | - | 2540 | - | 0 | 0 | - | 0 | 0 | - | 0 | 0 | -
2541 | 0 | 0 | 0 | 0 | 0 | 0 | 0 | 0 | 0 | 0 | 2541 | 0 | 0 | 0 | 0 | 0 | 0 | 0 | 0 | 0 | 0 | 2541 | - | 0 | 0 | - | 0 | 0 | - | 0 | 0 | - | 2541 | - | 0 | 0 | - | 0 | 0 | - | 0 | 0 | -
2542 | 0 | 0 | 0 | 0 | 0 | 0 | 0 | 0 | 0 | 0 | 2542 | 0 | 0 | 0 | 0 | 0 | 0 | 0 | 0 | 0 | 0 | 2542 | - | 0 | 0 | - | 0 | 0 | - | 0 | 0 | - | 2542 | - | 0 | 0 | - | 0 | 0 | - | 0 | 0 | -
2543 | 0 | 0 | 0 | 0 | 0 | 0 | 0 | 0 | 0 | 0 | 2543 | 0 | 0 | 0 | 0 | 0 | 0 | 0 | 0 | 0 | 0 | 2543 | - | 0 | 0 | - | 0 | 0 | - | 0 | 0 | - | 2543 | - | 0 | 0 | - | 0 | 0 | - | 0 | 0 | -
2544 | 0 | 0 | 0 | 0 | 0 | 0 | 0 | 0 | 0 | 0 | 2544 | 0 | 0 | 0 | 0 | 0 | 0 | 0 | 0 | 0 | 0 | 2544 | - | 0 | 0 | - | 0 | 0 | - | 0 | 0 | - | 2544 | - | 0 | 0 | - | 0 | 0 | - | 0 | 0 | -
2545 | 0 | 0 | 0 | 0 | 0 | 0 | 0 | 0 | 0 | 0 | 2545 | 0 | 0 | 0 | 0 | 0 | 0 | 0 | 0 | 0 | 0 | 2545 | - | 0 | 0 | - | 0 | 0 | - | 0 | 0 | - | 2545 | - | 0 | 0 | - | 0 | 0 | - | 0 | 0 | -
2546 | 0 | 0 | 0 | 0 | 0 | 0 | 0 | 73.819 | 0 | 0 | 2546 | 0 | 0 | 0 | 0 | 0 | 0 | 0 | 0 | 0 | 0 | 2546 | - | 0 | 0 | - | 0 | 0 | - | 0 | 0 | - | 2546 | - | 0 | 0 | - | 0 | 0 | - | 0 | 0 | -
2547 | 0 | 0 | 0 | 0 | 0 | 0 | 0 | 0 | 0 | 0 | 2547 | 0 | 0 | 0 | 0 | 0 | 0 | 0 | 0 | 0 | 0 | 2547 | - | 0 | 0 | - | 0 | 0 | - | 0 | 0 | - | 2547 | - | 204.9039 | 500 | - | 0 | 0 | - | 0 | 0 | -
2548 | 0 | 0 | 0 | 0 | 0 | 0 | 0 | 0 | 0 | 0 | 2548 | 0 | 0 | 0 | 281.6735 | 0 | 34.7042 | 318.0352 | 0 | 0 | 0 | 2548 | - | 0 | 0 | - | 0 | 0 | - | 0 | 0 | - | 2548 | - | 0 | 0 | - | 447.9693 | 447.9693 | - | 318.0352 | 318.0352 | -
2549 | 0 | 0 | 0 | 0 | 0 | 0 | 0 | 0 | 0 | 0 | 2549 | 1500 | 1000 | 0 | 1168.2784 | 779.2784 | 233.1 | 1328.8371 | 828.8371 | 233.1 | 0 | 2549 | - | 0 | 0 | - | 0 | 0 | - | 0 | 0 | - | 2549 | - | 0 | 0 | - | 500 | 500 | - | 500 | 500 | -
2550 | 0 | 0 | 0 | 0 | 0 | 0 | 0 | 0 | 0 | 0 | 2550 | 574.3975 | 0 | 0 | 380.8743 | 0 | 51.7857 | 427.5252 | 554.0946 | 89.2614 | 0 | 2550 | - | 0 | 0 | - | 0 | 0 | - | 0 | 0 | - | 2550 | - | 0 | 0 | - | 500 | 500 | - | 500 | 500 | -
2551 | 0 | 0 | 0 | 0 | 0 | 0 | 0 | 0 | 0 | 0 | 2551 | 0 | 0 | 0 | 0 | 0 | 0 | 0 | 0 | 0 | 0 | 2551 | - | 0 | 0 | - | 0 | 0 | - | 0 | 0 | - | 2551 | - | 500 | 182.0667 | - | 0 | 0 | - | 500 | 500 | -
2552 | 0 | 0 | 0 | 0 | 0 | 0 | 0 | 0 | 0 | 0 | 2552 | 0 | 0 | 0 | 0 | 0 | 0 | 0 | 0 | 0 | 0 | 2552 | - | 0 | 0 | - | 0 | 0 | - | 0 | 0 | - | 2552 | - | 0 | 0 | - | 0 | 0 | - | 500 | 500 | -
2553 | 0 | 0 | 0 | 0 | 0 | 0 | 0 | 37.6703 | 0 | 0 | 2553 | 0 | 0 | 0 | 0 | 0 | 0 | 0 | 0 | 0 | 0 | 2553 | - | 500 | 500 | - | 164.0135 | 164.0135 | - | 234.5572 | 361.7718 | - | 2553 | - | 0 | 0 | - | 0 | 0 | - | 0 | 0 | -
2554 | 1036.0045 | 535.7268 | 0 | 709.4002 | 169.4002 | 142.8881 | 0 | 474.5511 | 0 | 1036.0045 | 2554 | 0 | 0 | 0 | 0 | 0 | 0 | 0 | 0 | 0 | 1036.0045 | 2554 | - | 500 | 500 | - | 500 | 500 | - | 500 | 500 | - | 2554 | - | 0 | 0 | - | 0 | 0 | - | 0 | 0 | -
2555 | 1401.6825 | 900.1857 | 146.1487 | 1269.6569 | 747.398 | 233.1 | 1500 | 1000 | 146.1487 | 1401.6825 | 2555 | 0 | 0 | 0 | 0 | 0 | 0 | 0 | 0 | 0 | 1401.6825 | 2555 | - | 500 | 500 | - | 500 | 500 | - | 500 | 500 | - | 2555 | - | 0 | 0 | - | 0 | 0 | - | 0 | 0 | -
2556 | 2.7806 | 191.066 | 233.1 | 174.8561 | 0 | 0 | 940.4677 | 0 | 0 | 2.7806 | 2556 | 0 | 0 | 0 | 0 | 0 | 0 | 0 | 0 | 0 | 2.7806 | 2556 | - | 500 | 500 | - | 500 | 500 | - | 500 | 500 | - | 2556 | - | 0 | 0 | - | 0 | 0 | - | 0 | 0 | -
2557 | 0 | 0 | 0 | 0 | 0 | 0 | 0 | 0 | 233.1 | 0 | 2557 | 0 | 0 | 0 | 0 | 0 | 0 | 0 | 0 | 0 | 0 | 2557 | - | 500 | 500 | - | 123.6029 | 123.6029 | - | 500 | 500 | - | 2557 | - | 0 | 0 | - | 0 | 0 | - | 0 | 0 | -
2558 | 0 | 0 | 0 | 0 | 0 | 0 | 0 | 114.757 | 0 | 0 | 2558 | 0 | 0 | 0 | 0 | 0 | 0 | 0 | 0 | 0 | 0 | 2558 | - | 0 | 0 | - | 0 | 0 | - | 500 | 500 | - | 2558 | - | 0 | 0 | - | 0 | 0 | - | 0 | 0 | -
2559 | 0 | 0 | 0 | 0 | 0 | 0 | 0 | 0 | 0 | 0 | 2559 | 0 | 0 | 0 | 0 | 0 | 0 | 0 | 0 | 0 | 0 | 2559 | - | 0 | 0 | - | 0 | 0 | - | 127.2146 | 0 | - | 2559 | - | 0 | 0 | - | 0 | 0 | - | 0 | 0 | -
2560 | 0 | 0 | 0 | 0 | 0 | 0 | 0 | 0 | 0 | 0 | 2560 | 0 | 0 | 0 | 0 | 0 | 0 | 0 | 0 | 0 | 0 | 2560 | - | 0 | 0 | - | 0 | 0 | - | 0 | 0 | - | 2560 | - | 0 | 0 | - | 0 | 0 | - | 0 | 0 | -
2561 | 0 | 0 | 0 | 0 | 0 | 0 | 0 | 0 | 0 | 0 | 2561 | 0 | 0 | 0 | 0 | 656.3618 | 0 | 15.5147 | 416.7441 | 0 | 0 | 2561 | - | 0 | 0 | - | 0 | 0 | - | 0 | 0 | - | 2561 | - | 500 | 500 | - | 50 | 500 | - | 500 | 500 | -
2562 | 0 | 0 | 0 | 0 | 0 | 0 | 0 | 0 | 0 | 0 | 2562 | 0 | 0 | 0 | 161.0649 | 0 | 0 | 0 | 0 | 0 | 0 | 2562 | - | 0 | 0 | - | 0 | 0 | - | 0 | 0 | - | 2562 | - | 500 | 500 | - | 500 | 258.0649 | - | 500 | 500 | -
2563 | 0 | 0 | 0 | 0 | 0 | 0 | 0 | 0 | 0 | 0 | 2563 | 0 | 0 | 0 | 0 | 0 | 0 | 0 | 0 | 0 | 0 | 2563 | - | 0 | 0 | - | 0 | 0 | - | 0 | 0 | - | 2563 | - | 208.1542 | 208.1542 | - | 0 | 0 | - | 400 | 400 | -
2564 | 0 | 0 | 0 | 0 | 0 | 0 | 0 | 0 | 0 | 0 | 2564 | 0 | 0 | 0 | 0 | 0 | 0 | 0 | 0 | 0 | 0 | 2564 | - | 0 | 0 | - | 0 | 0 | - | 0 | 0 | - | 2564 | - | 0 | 0 | - | 0 | 0 | - | 0 | 0 | -
2565 | 0 | 0 | 0 | 0 | 0 | 0 | 0 | 0 | 0 | 0 | 2565 | 0 | 0 | 0 | 0 | 0 | 0 | 0 | 0 | 0 | 0 | 2565 | - | 0 | 0 | - | 0 | 0 | - | 0 | 0 | - | 2565 | - | 0 | 0 | - | 0 | 0 | - | 0 | 0 | -
2566 | 0 | 0 | 0 | 0 | 0 | 0 | 0 | 0 | 0 | 0 | 2566 | 0 | 0 | 0 | 0 | 0 | 0 | 0 | 0 | 0 | 0 | 2566 | - | 0 | 0 | - | 0 | 0 | - | 0 | 0 | - | 2566 | - | 0 | 0 | - | 0 | 0 | - | 0 | 0 | -
2567 | 0 | 0 | 0 | 0 | 0 | 0 | 0 | 0 | 0 | 0 | 2567 | 0 | 0 | 0 | 0 | 0 | 0 | 0 | 0 | 0 | 0 | 2567 | - | 0 | 0 | - | 0 | 0 | - | 0 | 0 | - | 2567 | - | 0 | 0 | - | 0 | 0 | - | 500 | 500 | -
2568 | 0 | 0 | 0 | 0 | 0 | 0 | 0 | 0 | 0 | 0 | 2568 | 0 | 0 | 0 | 0 | 0 | 0 | 0 | 0 | 0 | 0 | 2568 | - | 0 | 0 | - | 0 | 0 | - | 0 | 0 | - | 2568 | - | 257.4448 | 257.4448 | - | 0 | 0 | - | 500 | 500 | -
2569 | 0 | 0 | 0 | 0 | 0 | 0 | 0 | 0 | 0 | 0 | 2569 | 0 | 0 | 0 | 0 | 0 | 0 | 0 | 0 | 0 | 0 | 2569 | - | 0 | 0 | - | 0 | 0 | - | 0 | 0 | - | 2569 | - | 472.6038 | 500 | - | 0 | 0 | - | 500 | 500 | -
2570 | 0 | 0 | 0 | 0 | 0 | 0 | 0 | 0 | 0 | 0 | 2570 | 112.731 | 0 | 0 | 202.587 | 0 | 0 | 0 | 0 | 0 | 0 | 2570 | - | 0 | 0 | - | 0 | 0 | - | 0 | 0 | - | 2570 | - | 500 | 500 | - | 500 | 291.9351 | - | 500 | 500 | -
2571 | 0 | 0 | 0 | 0 | 0 | 0 | 0 | 0 | 0 | 0 | 2571 | 651.7088 | 434.7088 | 89.2614 | 675.5335 | 294.3578 | 199.574 | 738.4118 | 333.2847 | 89.2614 | 0 | 2571 | - | 0 | 0 | - | 0 | 0 | - | 0 | 0 | - | 2571 | - | 500 | 500 | - | 500 | 500 | - | 500 | 500 | -
2572 | 0 | 0 | 0 | 0 | 0 | 0 | 0 | 0 | 0 | 0 | 2572 | 680.3478 | 589.613 | 233.1 | 545.175 | 354.175 | 45.175 | 788.121 | 382.9939 | 233.1 | 0 | 2572 | - | 0 | 0 | - | 0 | 0 | - | 0 | 0 | - | 2572 | - | 500 | 500 | - | 500 | 500 | - | 500 | 500 | -
2573 | 0 | 0 | 0 | 0 | 0 | 0 | 0 | 0 | 0 | 0 | 2573 | 629.6099 | 358.6099 | 0 | 490.0371 | 78.0371 | 77.6124 | 532.35 | 249.9089 | 0 | 0 | 2573 | - | 0 | 0 | - | 0 | 0 | - | 0 | 0 | - | 2573 | - | 500 | 500 | - | 500 | 500 | - | 500 | 500 | -
2574 | 0 | 0 | 0 | 0 | 0 | 0 | 0 | 0 | 0 | 0 | 2574 | 0 | 0 | 0 | 0 | 0 | 0 | 0 | 0 | 0 | 0 | 2574 | - | 0 | 0 | - | 0 | 0 | - | 0 | 0 | - | 2574 | - | 0 | 0 | - | 0 | 0 | - | 500 | 500 | -
2575 | 0 | 0 | 0 | 0 | 0 | 0 | 0 | 0 | 0 | 0 | 2575 | 0 | 0 | 0 | 0 | 0 | 0 | 0 | 0 | 0 | 0 | 2575 | - | 0 | 0 | - | 0 | 0 | - | 0 | 0 | - | 2575 | - | 0 | 0 | - | 0 | 0 | - | 0 | 0 | -
2576 | 0 | 0 | 0 | 0 | 0 | 0 | 0 | 0 | 0 | 0 | 2576 | 0 | 0 | 0 | 0 | 0 | 0 | 0 | 0 | 0 | 0 | 2576 | - | 392.9739 | 500 | - | 0 | 0 | - | 0 | 0 | - | 2576 | - | 0 | 0 | - | 0 | 0 | - | 0 | 0 | -
2577 | 0 | 0 | 0 | 0 | 0 | 0 | 0 | 0 | 0 | 0 | 2577 | 0 | 0 | 0 | 0 | 0 | 0 | 0 | 0 | 0 | 0 | 2577 | - | 500 | 500 | - | 500 | 500 | - | 500 | 500 | - | 2577 | - | 0 | 0 | - | 0 | 0 | - | 0 | 0 | -
2578 | 41.1631 | 275.2734 | 0 | 833.3238 | 675.2443 | 146.1487 | 0 | 1000 | 233.1 | 41.1631 | 2578 | 0 | 0 | 0 | 0 | 0 | 0 | 0 | 0 | 0 | 41.1631 | 2578 | - | 500 | 500 | - | 500 | 500 | - | 500 | 500 | - | 2578 | - | 0 | 0 | - | 0 | 0 | - | 0 | 0 | -
2579 | 1325.7206 | 1000 | 146.1487 | 1070.1283 | 305.1202 | 233.1 | 0 | 0 | 0 | 1325.7206 | 2579 | 0 | 0 | 0 | 0 | 0 | 0 | 0 | 0 | 0 | 1325.7206 | 2579 | - | 500 | 500 | - | 500 | 500 | - | 500 | 500 | - | 2579 | - | 0 | 0 | - | 0 | 0 | - | 0 | 0 | -
2580 | 1006.0916 | 351.705 | 233.1 | 537.0156 | 646.6139 | 0 | 0 | 626.9784 | 146.1487 | 1006.0916 | 2580 | 0 | 0 | 0 | 0 | 0 | 0 | 0 | 0 | 0 | 1006.0916 | 2580 | - | 500 | 500 | - | 500 | 500 | - | 500 | 500 | - | 2580 | - | 0 | 0 | - | 0 | 0 | - | 0 | 0 | -
2581 | 67.4924 | 0 | 0 | 0 | 0 | 0 | 940.4677 | 0 | 0 | 67.4924 | 2581 | 0 | 0 | 0 | 0 | 0 | 0 | 0 | 0 | 0 | 67.4924 | 2581 | - | 500 | 500 | - | 500 | 500 | - | 500 | 500 | - | 2581 | - | 0 | 0 | - | 0 | 0 | - | 0 | 0 | -
2582 | 0 | 0 | 0 | 0 | 0 | 0 | 1500 | 0 | 0 | 0 | 2582 | 0 | 0 | 0 | 0 | 0 | 0 | 0 | 0 | 0 | 0 | 2582 | - | 500 | 500 | - | 0 | 0 | - | 500 | 500 | - | 2582 | - | 0 | 0 | - | 0 | 0 | - | 0 | 0 | -
2583 | 0 | 0 | 0 | 0 | 0 | 0 | 0 | 0 | 0 | 0 | 2583 | 0 | 0 | 0 | 0 | 0 | 0 | 0 | 0 | 0 | 0 | 2583 | - | 0 | 0 | - | 0 | 0 | - | 500 | 500 | - | 2583 | - | 0 | 0 | - | 0 | 0 | - | 0 | 0 | -
2584 | 0 | 0 | 0 | 0 | 0 | 0 | 0 | 0 | 0 | 0 | 2584 | 0 | 0 | 0 | 0 | 0 | 0 | 697.9817 | 515.4977 | 89.2614 | 0 | 2584 | - | 0 | 0 | - | 0 | 0 | - | 0 | 0 | - | 2584 | - | 0 | 0 | - | 0 | 0 | - | 500 | 500 | -
2585 | 0 | 0 | 0 | 0 | 0 | 0 | 0 | 0 | 0 | 0 | 2585 | 0 | 0 | 0 | 876.8317 | 607.0028 | 89.2614 | 1024.5491 | 637.7366 | 233.1 | 0 | 2585 | - | 0 | 0 | - | 0 | 0 | - | 0 | 0 | - | 2585 | - | 500 | 500 | - | 500 | 500 | - | 500 | 500 | -
2586 | 0 | 0 | 0 | 0 | 0 | 0 | 0 | 0 | 0 | 0 | 2586 | 1196.1299 | 1000 | 89.2614 | 1197.5658 | 775.9289 | 233.1 | 351.8667 | 0 | 0 | 0 | 2586 | - | 0 | 0 | - | 0 | 0 | - | 0 | 0 | - | 2586 | - | 500 | 500 | - | 500 | 500 | - | 465.0542 | 465.0542 | -
2587 | 0 | 0 | 0 | 0 | 0 | 0 | 105.1667 | 0 | 0 | 0 | 2587 | 878.2676 | 382.9317 | 233.1 | 0 | 0 | 0 | 0 | 0 | 0 | 0 | 2587 | - | 0 | 0 | - | 0 | 0 | - | 105.1667 | 60.3402 | - | 2587 | - | 500 | 500 | - | 500 | 500 | - | 0 | 0 | -
2588 | 0 | 0 | 0 | 0 | 0 | 0 | 0 | 520.7389 | 0 | 0 | 2588 | 0 | 0 | 0 | 0 | 0 | 0 | 0 | 0 | 0 | 0 | 2588 | - | 0 | 0 | - | 0 | 0 | - | 500 | 495.6247 | - | 2588 | - | 396.6241 | 396.6241 | - | 0 | 0 | - | 0 | 0 | -
2589 | 0 | 0 | 0 | 0 | 0 | 0 | 692.9347 | 0 | 0 | 0 | 2589 | 0 | 0 | 0 | 0 | 0 | 0 | 0 | 0 | 0 | 0 | 2589 | - | 0 | 0 | - | 0 | 0 | - | 500 | 500 | - | 2589 | - | 0 | 0 | - | 0 | 0 | - | 0 | 0 | -
2590 | 0 | 0 | 0 | 0 | 0 | 0 | 712.0691 | 212.0691 | 233.1 | 0 | 2590 | 0 | 0 | 0 | 0 | 0 | 0 | 0 | 0 | 0 | 0 | 2590 | - | 0 | 0 | - | 0 | 0 | - | 500 | 500 | - | 2590 | - | 0 | 0 | - | 0 | 0 | - | 0 | 0 | -
2591 | 0 | 0 | 0 | 0 | 0 | 0 | 0 | 344.007 | 146.1487 | 0 | 2591 | 0 | 0 | 0 | 0 | 0 | 0 | 0 | 0 | 0 | 0 | 2591 | - | 0 | 0 | - | 0 | 0 | - | 500 | 500 | - | 2591 | - | 0 | 0 | - | 0 | 0 | - | 0 | 0 | -
2592 | 0 | 0 | 0 | 0 | 0 | 0 | 598.3224 | 43.1798 | 0 | 0 | 2592 | 0 | 0 | 0 | 0 | 0 | 0 | 0 | 0 | 0 | 0 | 2592 | - | 0 | 0 | - | 0 | 0 | - | 500 | 500 | - | 2592 | - | 0 | 0 | - | 0 | 0 | - | 0 | 0 | -
2593 | 0 | 0 | 0 | 0 | 0 | 0 | 0 | 0 | 0 | 0 | 2593 | 0 | 0 | 0 | 0 | 0 | 0 | 0 | 0 | 0 | 0 | 2593 | - | 321.5204 | 217.8461 | - | 0 | 0 | - | 500 | 500 | - | 2593 | - | 0 | 0 | - | 0 | 0 | - | 0 | 0 | -
2594 | 214.5431 | 0 | 0 | 0 | 0 | 0 | 0 | 171.2339 | 0 | 214.5431 | 2594 | 0 | 0 | 0 | 0 | 0 | 0 | 0 | 0 | 0 | 214.5431 | 2594 | - | 469.5293 | 500 | - | 0 | 0 | - | 500 | 500 | - | 2594 | - | 0 | 0 | - | 0 | 0 | - | 0 | 0 | -
2595 | 0 | 0 | 0 | 0 | 0 | 0 | 0 | 65.5176 | 0 | 0 | 2595 | 0 | 0 | 0 | 0 | 0 | 0 | 0 | 0 | 0 | 0 | 2595 | - | 244.6043 | 244.6043 | - | 0 | 0 | - | 500 | 500 | - | 2595 | - | 0 | 0 | - | 0 | 0 | - | 0 | 0 | -
2596 | 0 | 0 | 0 | 0 | 0 | 0 | 331.9749 | 0 | 0 | 0 | 2596 | 0 | 0 | 0 | 0 | 0 | 0 | 0 | 0 | 0 | 0 | 2596 | - | 0 | 0 | - | 0 | 0 | - | 331.9749 | 174.0849 | - | 2596 | - | 0 | 0 | - | 0 | 0 | - | 0 | 0 | -
2597 | 0 | 0 | 0 | 0 | 0 | 0 | 0 | 0 | 0 | 0 | 2597 | 0 | 0 | 0 | 0 | 0 | 0 | 309.1678 | 0 | 0 | 0 | 2597 | - | 0 | 0 | - | 0 | 0 | - | 0 | 0 | - | 2597 | - | 0 | 0 | - | 0 | 0 | - | 309.1678 | 309.1678 | -
2598 | 0 | 0 | 0 | 0 | 0 | 0 | 0 | 0 | 0 | 0 | 2598 | 97.2057 | 0 | 0 | 0 | 0 | 0 | 977.8294 | 847.5313 | 89.2614 | 0 | 2598 | - | 0 | 0 | - | 0 | 0 | - | 0 | 0 | - | 2598 | - | 97.2057 | 97.2057 | - | 0 | 0 | - | 500 | 500 | -
2599 | 0 | 0 | 0 | 0 | 0 | 0 | 0 | 0 | 0 | 0 | 2599 | 85.1559 | 0 | 0 | 0 | 0 | 0 | 787.4004 | 535.4004 | 233.1 | 0 | 2599 | - | 0 | 0 | - | 0 | 0 | - | 0 | 0 | - | 2599 | - | 85.1559 | 85.1559 | - | 0 | 0 | - | 500 | 500 | -
2600 | 0 | 0 | 0 | 0 | 0 | 0 | 0 | 0 | 0 | 0 | 2600 | 0 | 0 | 0 | 0 | 0 | 0 | 0 | 0 | 0 | 0 | 2600 | - | 0 | 0 | - | 0 | 0 | - | 0 | 0 | - | 2600 | - | 0 | 0 | - | 0 | 0 | - | 303.7054 | 303.7054 | -
2601 | 0 | 0 | 0 | 0 | 0 | 0 | 834.7299 | 1000 | 0 | 0 | 2601 | 0 | 0 | 0 | 0 | 0 | 0 | 0 | 0 | 0 | 0 | 2601 | - | 500 | 500 | - | 500 | 500 | - | 500 | 500 | - | 2601 | - | 0 | 0 | - | 0 | 0 | - | 0 | 0 | -
2602 | 428.3758 | 797.5831 | 233.1 | 1286.3315 | 1000 | 146.1487 | 0 | 0 | 233.1 | 428.3758 | 2602 | 0 | 0 | 0 | 0 | 0 | 0 | 0 | 0 | 0 | 428.3758 | 2602 | - | 500 | 500 | - | 500 | 500 | - | 500 | 500 | - | 2602 | - | 0 | 0 | - | 0 | 0 | - | 0 | 0 | -
2603 | 1367.7671 | 685.3483 | 146.1487 | 1038.1693 | 0 | 233.1 | 1500 | 0 | 146.1487 | 1367.7671 | 2603 | 0 | 0 | 0 | 0 | 0 | 0 | 0 | 0 | 0 | 1367.7671 | 2603 | - | 500 | 500 | - | 500 | 500 | - | 500 | 500 | - | 2603 | - | 0 | 0 | - | 0 | 0 | - | 0 | 0 | -
2604 | 644.3248 | 144.047 | 0 | 115.9669 | 626.9784 | 0 | 105.7377 | 626.9784 | 0 | 644.3248 | 2604 | 0 | 0 | 0 | 0 | 0 | 0 | 0 | 0 | 0 | 644.3248 | 2604 | - | 500 | 500 | - | 500 | 500 | - | 500 | 500 | - | 2604 | - | 0 | 0 | - | 0 | 0 | - | 0 | 0 | -
2605 | 0 | 0 | 0 | 0 | 0 | 0 | 0 | 0 | 0 | 0 | 2605 | 0 | 0 | 0 | 0 | 0 | 0 | 0 | 0 | 0 | 0 | 2605 | - | 500 | 500 | - | 500 | 500 | - | 500 | 500 | - | 2605 | - | 0 | 0 | - | 0 | 0 | - | 0 | 0 | -
2606 | 0 | 0 | 0 | 0 | 0 | 0 | 0 | 0 | 0 | 0 | 2606 | 0 | 0 | 0 | 0 | 0 | 0 | 0 | 0 | 0 | 0 | 2606 | - | 500 | 500 | - | 0 | 0 | - | 29.4354 | 236.5272 | - | 2606 | - | 0 | 0 | - | 0 | 0 | - | 0 | 0 | -
2607 | 0 | 0 | 0 | 0 | 0 | 0 | 0 | 0 | 0 | 0 | 2607 | 0 | 0 | 0 | 0 | 0 | 0 | 0 | 0 | 0 | 0 | 2607 | - | 0 | 0 | - | 0 | 0 | - | 0 | 0 | - | 2607 | - | 0 | 0 | - | 0 | 0 | - | 0 | 0 | -
2608 | 0 | 0 | 0 | 0 | 0 | 0 | 0 | 0 | 0 | 0 | 2608 | 0 | 0 | 0 | 0 | 0 | 0 | 0 | 0 | 0 | 0 | 2608 | - | 0 | 0 | - | 0 | 0 | - | 0 | 0 | - | 2608 | - | 0 | 0 | - | 0 | 0 | - | 0 | 0 | -
2609 | 0 | 0 | 0 | 0 | 0 | 0 | 0 | 0 | 0 | 0 | 2609 | 30.0501 | 180.0501 | 0 | 0 | 0 | 0 | 195.7964 | 501.5949 | 0 | 0 | 2609 | - | 0 | 0 | - | 0 | 0 | - | 0 | 0 | - | 2609 | - | 0 | 180.0501 | - | 0 | 0 | - | 500 | 467.7376 | -
2610 | 0 | 0 | 0 | 0 | 0 | 0 | 0 | 0 | 0 | 0 | 2610 | 0 | 83.3075 | 0 | 0 | 0 | 0 | 0 | 526.713 | 0 | 0 | 2610 | - | 0 | 0 | - | 0 | 0 | - | 0 | 0 | - | 2610 | - | 500 | 187.0423 | - | 0 | 0 | - | 0 | 0 | -
2611 | 0 | 0 | 0 | 0 | 0 | 0 | 0 | 0 | 0 | 0 | 2611 | 64.6838 | 702.1424 | 88.616 | 0 | 0 | 0 | 0 | 0 | 0 | 0 | 2611 | - | 0 | 0 | - | 0 | 0 | - | 0 | 0 | - | 2611 | - | 263.177 | 500 | - | 0 | 0 | - | 0 | 0 | -
2612 | 0 | 0 | 0 | 0 | 0 | 0 | 0 | 0 | 0 | 0 | 2612 | 0 | 14.0408 | 0 | 0 | 0 | 0 | 0 | 0 | 0 | 0 | 2612 | - | 0 | 0 | - | 0 | 0 | - | 0 | 0 | - | 2612 | - | 0 | 0 | - | 0 | 0 | - | 0 | 0 | -
2613 | 0 | 0 | 0 | 0 | 0 | 0 | 0 | 0 | 0 | 0 | 2613 | 0 | 0 | 0 | 0 | 0 | 0 | 0 | 0 | 0 | 0 | 2613 | - | 0 | 0 | - | 0 | 0 | - | 0 | 0 | - | 2613 | - | 0 | 0 | - | 0 | 0 | - | 0 | 0 | -
2614 | 0 | 0 | 0 | 0 | 0 | 0 | 0 | 0 | 0 | 0 | 2614 | 60.1308 | 60.1308 | 0 | 0 | 0 | 0 | 0 | 0 | 0 | 0 | 2614 | - | 0 | 0 | - | 0 | 0 | - | 0 | 0 | - | 2614 | - | 0 | 60.1308 | - | 0 | 0 | - | 0 | 0 | -
2615 | 0 | 0 | 0 | 0 | 0 | 0 | 0 | 0 | 0 | 0 | 2615 | 120.354 | 0 | 0 | 0 | 0 | 0 | 0 | 0 | 0 | 0 | 2615 | - | 0 | 0 | - | 0 | 0 | - | 0 | 0 | - | 2615 | - | 120.354 | 120.354 | - | 0 | 0 | - | 0 | 0 | -
2616 | 0 | 0 | 0 | 0 | 0 | 0 | 0 | 0 | 0 | 0 | 2616 | 49.4823 | 49.4823 | 0 | 0 | 0 | 0 | 0 | 0 | 0 | 0 | 2616 | - | 0 | 0 | - | 0 | 0 | - | 0 | 0 | - | 2616 | - | 0 | 49.4823 | - | 0 | 0 | - | 0 | 0 | -
2617 | 0 | 0 | 0 | 0 | 0 | 0 | 0 | 0 | 0 | 0 | 2617 | 56.7339 | 0 | 0 | 0 | 0 | 0 | 0 | 0 | 0 | 0 | 2617 | - | 0 | 0 | - | 0 | 0 | - | 0 | 0 | - | 2617 | - | 71.0373 | 71.0373 | - | 0 | 0 | - | 0 | 0 | -
2618 | 0 | 0 | 0 | 0 | 0 | 0 | 0 | 0 | 0 | 0 | 2618 | 130.2161 | 0 | 0 | 224.4002 | 0 | 0 | 26.6603 | 0 | 0 | 0 | 2618 | - | 0 | 0 | - | 0 | 0 | - | 0 | 0 | - | 2618 | - | 130.2161 | 130.2161 | - | 224.4002 | 224.4002 | - | 26.6603 | 26.6603 | -
2619 | 0 | 0 | 0 | 0 | 0 | 0 | 0 | 0 | 0 | 0 | 2619 | 228.7834 | 0 | 0 | 266.8253 | 0 | 0 | 170.4225 | 0 | 0 | 0 | 2619 | - | 0 | 0 | - | 0 | 0 | - | 0 | 0 | - | 2619 | - | 228.7834 | 228.7834 | - | 347.1093 | 347.1093 | - | 170.4225 | 170.4225 | -
2620 | 0 | 0 | 0 | 0 | 0 | 0 | 0 | 0 | 0 | 0 | 2620 | 313.7462 | 0 | 213.5285 | 446.1437 | 0 | 0 | 307.5861 | 0 | 0 | 0 | 2620 | - | 0 | 0 | - | 0 | 0 | - | 0 | 0 | - | 2620 | - | 313.7462 | 100.2177 | - | 461.8632 | 461.8632 | - | 307.5861 | 307.5861 | -
2621 | 0 | 0 | 0 | 0 | 0 | 0 | 0 | 0 | 0 | 0 | 2621 | 512.4258 | 12.4258 | 12.4258 | 331.6198 | 452.5308 | 89.2614 | 615.8095 | 115.8095 | 115.8095 | 0 | 2621 | - | 0 | 0 | - | 0 | 0 | - | 0 | 0 | - | 2621 | - | 500 | 500 | - | 276.1812 | 500 | - | 500 | 500 | -
2622 | 0 | 0 | 0 | 0 | 0 | 0 | 0 | 0 | 0 | 0 | 2622 | 507.7911 | 7.7911 | 7.7911 | 759.797 | 259.797 | 233.1 | 625.6601 | 238.8143 | 125.6601 | 0 | 2622 | - | 0 | 0 | - | 0 | 0 | - | 0 | 0 | - | 2622 | - | 500 | 500 | - | 500 | 500 | - | 386.8457 | 500 | -
2623 | 0 | 0 | 0 | 0 | 0 | 0 | 0 | 0 | 0 | 0 | 2623 | 0 | 0 | 0 | 45.6116 | 0 | 0 | 132.4627 | 0 | 80.8919 | 0 | 2623 | - | 0 | 0 | - | 0 | 0 | - | 0 | 0 | - | 2623 | - | 147.8335 | 147.8335 | - | 361.1857 | 361.1857 | - | 132.4627 | 51.5709 | -
2624 | 268.8937 | 0 | 0 | 0 | 0 | 0 | 0 | 0 | 0 | 268.8937 | 2624 | 0 | 0 | 0 | 0 | 0 | 0 | 0 | 0 | 0 | 268.8937 | 2624 | - | 268.8937 | 268.8937 | - | 0 | 54.9513 | - | 0 | 0 | - | 2624 | - | 0 | 0 | - | 0 | 0 | - | 0 | 0 | -
2625 | 213.4964 | 109.2346 | 0 | 363.5671 | 0 | 0 | 532.7815 | 76.618 | 0 | 213.4964 | 2625 | 0 | 0 | 0 | 0 | 0 | 0 | 0 | 0 | 0 | 213.4964 | 2625 | - | 500 | 500 | - | 500 | 500 | - | 500 | 500 | - | 2625 | - | 0 | 0 | - | 0 | 0 | - | 0 | 0 | -
2626 | 730.732 | 230.732 | 0 | 474.0381 | 0 | 0 | 673.2079 | 788.4405 | 191.4531 | 730.732 | 2626 | 0 | 0 | 0 | 0 | 0 | 0 | 0 | 0 | 0 | 730.732 | 2626 | - | 500 | 500 | - | 500 | 500 | - | 500 | 500 | - | 2626 | - | 0 | 0 | - | 0 | 0 | - | 0 | 0 | -
2627 | 416.002 | 241.7497 | 0 | 444.614 | 143.0757 | 0 | 686.6073 | 374.6144 | 139.9246 | 416.002 | 2627 | 0 | 0 | 0 | 0 | 0 | 0 | 0 | 0 | 0 | 416.002 | 2627 | - | 500 | 500 | - | 500 | 500 | - | 500 | 500 | - | 2627 | - | 0 | 0 | - | 0 | 0 | - | 0 | 0 | -
2628 | 405.726 | 301.4642 | 146.1487 | 453.0941 | 241.1517 | 146.1487 | 547.871 | 387.3055 | 47.871 | 405.726 | 2628 | 0 | 0 | 0 | 0 | 0 | 0 | 0 | 0 | 0 | 405.726 | 2628 | - | 500 | 500 | - | 500 | 500 | - | 500 | 500 | - | 2628 | - | 0 | 0 | - | 0 | 0 | - | 0 | 0 | -
2629 | 405.6177 | 301.3559 | 233.1 | 445.8033 | 453.8052 | 233.1 | 0 | 0 | 0 | 405.6177 | 2629 | 0 | 0 | 0 | 0 | 0 | 0 | 0 | 0 | 0 | 405.6177 | 2629 | - | 500 | 500 | - | 500 | 500 | - | 498.7375 | 498.7375 | - | 2629 | - | 0 | 0 | - | 0 | 0 | - | 0 | 0 | -
2630 | 0 | 120.6059 | 0 | 259.3511 | 0 | 0 | 0 | 0 | 0 | 0 | 2630 | 0 | 0 | 0 | 0 | 0 | 0 | 0 | 0 | 0 | 0 | 2630 | - | 500 | 500 | - | 179.9253 | 381.3761 | - | 0 | 0 | - | 2630 | - | 0 | 0 | - | 0 | 0 | - | 0 | 0 | -
2631 | 0 | 0 | 0 | 0 | 0 | 0 | 0 | 0 | 0 | 0 | 2631 | 0 | 0 | 0 | 0 | 0 | 0 | 0 | 0 | 0 | 0 | 2631 | - | 157.2145 | 157.2145 | - | 0 | 19.9174 | - | 0 | 0 | - | 2631 | - | 0 | 0 | - | 0 | 0 | - | 0 | 0 | -
2632 | 0 | 0 | 0 | 0 | 0 | 0 | 0 | 0 | 0 | 0 | 2632 | 0 | 325.4037 | 0 | 0 | 0 | 0 | 0 | 0 | 0 | 0 | 2632 | - | 0 | 0 | - | 0 | 0 | - | 0 | 0 | - | 2632 | - | 0 | 210.8129 | - | 0 | 0 | - | 0 | 0 | -
2633 | 0 | 0 | 0 | 0 | 0 | 0 | 0 | 0 | 0 | 0 | 2633 | 138.8455 | 0 | 0 | 0 | 0 | 0 | 0 | 37.7828 | 0 | 0 | 2633 | - | 0 | 0 | - | 0 | 0 | - | 0 | 0 | - | 2633 | - | 478.6042 | 500 | - | 500 | 186.5257 | - | 400.7749 | 311.7684 | -
2634 | 0 | 0 | 0 | 0 | 0 | 0 | 0 | 0 | 0 | 0 | 2634 | 473.7664 | 123.7664 | 123.7664 | 0 | 0 | 0 | 0 | 0 | 71.2754 | 0 | 2634 | - | 0 | 0 | - | 0 | 0 | - | 0 | 0 | - | 2634 | - | 500 | 500 | - | 500 | 0 | - | 500 | 500 | -
2635 | 0 | 0 | 0 | 0 | 0 | 0 | 0 | 0 | 0 | 0 | 2635 | 401.5718 | 51.5718 | 51.5718 | 0 | 0 | 0 | 157.1467 | 378.2444 | 0 | 0 | 2635 | - | 0 | 0 | - | 0 | 0 | - | 0 | 0 | - | 2635 | - | 500 | 500 | - | 500 | 500 | - | 500 | 500 | -
2636 | 0 | 0 | 0 | 0 | 0 | 0 | 0 | 0 | 0 | 0 | 2636 | 197.7743 | 0 | 0 | 0 | 35.8693 | 0 | 0 | 231.3344 | 0 | 0 | 2636 | - | 0 | 0 | - | 0 | 0 | - | 0 | 0 | - | 2636 | - | 497.7743 | 357.8002 | - | 40.2985 | 290.1678 | - | 500 | 500 | -
2637 | 0 | 0 | 0 | 0 | 0 | 0 | 0 | 0 | 0 | 0 | 2637 | 56.355 | 0 | 0 | 0 | 0 | 0 | 0 | 0 | 17.986 | 0 | 2637 | - | 0 | 0 | - | 0 | 0 | - | 0 | 0 | - | 2637 | - | 356.355 | 206.355 | - | 359.7015 | 348.7015 | - | 500 | 500 | -
2638 | 0 | 0 | 0 | 0 | 0 | 0 | 0 | 0 | 0 | 0 | 2638 | 4.6853 | 0 | 94.9018 | 2.6619 | 6.6619 | 0 | 0 | 0 | 0 | 0 | 2638 | - | 0 | 0 | - | 0 | 0 | - | 0 | 0 | - | 2638 | - | 275.8912 | 59.7835 | - | 500 | 500 | - | 499.2251 | 215.3971 | -
2639 | 0 | 0 | 0 | 0 | 0 | 0 | 0 | 0 | 0 | 0 | 2639 | 2.3322 | 302.3322 | 0 | 138.8936 | 0 | 0 | 0 | 0 | 0 | 0 | 2639 | - | 0 | 0 | - | 0 | 0 | - | 0 | 0 | - | 2639 | - | 0 | 152.3322 | - | 500 | 500 | - | 0 | 476.3522 | -
2640 | 0 | 0 | 0 | 0 | 0 | 0 | 0 | 0 | 0 | 0 | 2640 | 3.8989 | 0 | 0 | 22.3362 | 88.7521 | 0 | 0 | 0 | 0 | 0 | 2640 | - | 0 | 0 | - | 0 | 0 | - | 0 | 0 | - | 2640 | - | 153.8989 | 153.8989 | - | 0 | 302.7521 | - | 500 | 396.4823 | -
2641 | 0 | 0 | 0 | 0 | 0 | 0 | 0 | 0 | 0 | 0 | 2641 | 0 | 0 | 0 | 122.8012 | 380.5259 | 0 | 0 | 0 | 0 | 0 | 2641 | - | 0 | 0 | - | 0 | 0 | - | 0 | 0 | - | 2641 | - | 275.6539 | 275.6539 | - | 0 | 500 | - | 500 | 0 | -
2642 | 0 | 0 | 0 | 0 | 0 | 0 | 0 | 0 | 0 | 0 | 2642 | 0 | 0 | 0 | 228.8528 | 0 | 0 | 214.1719 | 104.9889 | 233.1 | 0 | 2642 | - | 0 | 0 | - | 0 | 0 | - | 0 | 0 | - | 2642 | - | 500 | 354.8211 | - | 500 | 271.8528 | - | 0 | 0 | -
2643 | 0 | 0 | 0 | 0 | 0 | 0 | 0 | 0 | 0 | 0 | 2643 | 0 | 0 | 0 | 298.5181 | 302.5181 | 0 | 454.1779 | 179.1779 | 0 | 0 | 2643 | - | 0 | 0 | - | 0 | 0 | - | 0 | 0 | - | 2643 | - | 400.8063 | 400.8063 | - | 500 | 500 | - | 500 | 500 | -
2644 | 0 | 0 | 0 | 0 | 0 | 0 | 0 | 0 | 0 | 0 | 2644 | 58.8602 | 0 | 0 | 812.7516 | 287.3137 | 233.1 | 566.4074 | 207.1665 | 0 | 0 | 2644 | - | 0 | 0 | - | 0 | 0 | - | 0 | 0 | - | 2644 | - | 476.8296 | 500 | - | 500 | 500 | - | 500 | 500 | -
2645 | 0 | 0 | 0 | 0 | 0 | 0 | 0 | 0 | 0 | 0 | 2645 | 402.1215 | 202.1215 | 52.1215 | 231.1929 | 281.2906 | 89.2614 | 350.5297 | 0 | 0 | 0 | 2645 | - | 0 | 0 | - | 0 | 0 | - | 0 | 0 | - | 2645 | - | 500 | 500 | - | 500 | 500 | - | 500 | 500 | -
2646 | 0 | 0 | 0 | 0 | 0 | 0 | 0 | 0 | 0 | 0 | 2646 | 334.1865 | 0 | 0 | 216.3891 | 0 | 0 | 331.964 | 244.2368 | 0 | 0 | 2646 | - | 0 | 0 | - | 0 | 0 | - | 0 | 0 | - | 2646 | - | 484.1865 | 500 | - | 500 | 500 | - | 0 | 500 | -
2647 | 0 | 0 | 0 | 0 | 0 | 0 | 0 | 0 | 0 | 0 | 2647 | 0 | 377.7361 | 0 | 0 | 0 | 0 | 0 | 0 | 0 | 0 | 2647 | - | 0 | 0 | - | 0 | 0 | - | 0 | 0 | - | 2647 | - | 0 | 227.7361 | - | 0 | 0 | - | 0 | 0 | -
2648 | 0 | 0 | 0 | 0 | 0 | 0 | 0 | 0 | 0 | 0 | 2648 | 0 | 0 | 0 | 0 | 0 | 0 | 0 | 0 | 0 | 0 | 2648 | - | 0 | 0 | - | 0 | 0 | - | 0 | 0 | - | 2648 | - | 0 | 0 | - | 0 | 0 | - | 0 | 0 | -
2649 | 0 | 0 | 0 | 0 | 0 | 0 | 0 | 0 | 0 | 0 | 2649 | 0 | 0 | 0 | 0 | 0 | 0 | 0 | 0 | 0 | 0 | 2649 | - | 500 | 500 | - | 0 | 0 | - | 0 | 0 | - | 2649 | - | 0 | 0 | - | 0 | 0 | - | 0 | 0 | -
2650 | 1500 | 1000 | 233.1 | 0 | 0 | 0 | 1208.2453 | 708.2453 | 233.1 | 1500 | 2650 | 0 | 0 | 0 | 0 | 0 | 0 | 0 | 0 | 0 | 1500 | 2650 | - | 500 | 500 | - | 0 | 0 | - | 500 | 500 | - | 2650 | - | 0 | 0 | - | 0 | 0 | - | 0 | 0 | -
2651 | 940.4677 | 369.8308 | 146.1487 | 0 | 0 | 0 | 0 | 0 | 0 | 940.4677 | 2651 | 0 | 0 | 0 | 0 | 0 | 0 | 0 | 0 | 0 | 940.4677 | 2651 | - | 500 | 500 | - | 0 | 0 | - | 0 | 0 | - | 2651 | - | 0 | 0 | - | 0 | 0 | - | 0 | 0 | -
2652 | 0 | 0 | 0 | 0 | 0 | 0 | 0 | 0 | 0 | 0 | 2652 | 0 | 0 | 0 | 0 | 0 | 0 | 0 | 0 | 0 | 0 | 2652 | - | 0 | 0 | - | 0 | 0 | - | 0 | 0 | - | 2652 | - | 0 | 0 | - | 0 | 0 | - | 0 | 0 | -
2653 | 0 | 0 | 0 | 0 | 0 | 0 | 0 | 0 | 0 | 0 | 2653 | 0 | 0 | 0 | 0 | 0 | 0 | 0 | 0 | 0 | 0 | 2653 | - | 0 | 0 | - | 0 | 0 | - | 0 | 0 | - | 2653 | - | 0 | 0 | - | 0 | 0 | - | 0 | 0 | -
2654 | 0 | 0 | 0 | 0 | 0 | 0 | 0 | 0 | 0 | 0 | 2654 | 0 | 0 | 0 | 0 | 0 | 0 | 0 | 0 | 0 | 0 | 2654 | - | 0 | 0 | - | 0 | 0 | - | 0 | 0 | - | 2654 | - | 0 | 0 | - | 0 | 0 | - | 0 | 0 | -
2655 | 0 | 0 | 0 | 0 | 0 | 0 | 0 | 0 | 0 | 0 | 2655 | 0 | 0 | 0 | 0 | 0 | 0 | 0 | 0 | 0 | 0 | 2655 | - | 0 | 0 | - | 0 | 0 | - | 0 | 0 | - | 2655 | - | 0 | 0 | - | 0 | 0 | - | 0 | 0 | -
2656 | 0 | 0 | 0 | 0 | 0 | 0 | 0 | 0 | 0 | 0 | 2656 | 0 | 0 | 0 | 0 | 0 | 0 | 0 | 0 | 0 | 0 | 2656 | - | 0 | 0 | - | 0 | 0 | - | 0 | 0 | - | 2656 | - | 0 | 0 | - | 0 | 0 | - | 0 | 0 | -
2657 | 0 | 0 | 0 | 0 | 0 | 0 | 0 | 0 | 0 | 0 | 2657 | 0 | 0 | 89.2614 | 0 | 0 | 0 | 0 | 0 | 0 | 0 | 2657 | - | 0 | 0 | - | 0 | 0 | - | 0 | 0 | - | 2657 | - | 0 | 0 | - | 0 | 0 | - | 0 | 0 | -
2658 | 0 | 0 | 0 | 0 | 0 | 0 | 0 | 0 | 0 | 0 | 2658 | 1398.6866 | 0 | 0 | 0 | 0 | 0 | 656.2189 | 0 | 0 | 0 | 2658 | - | 0 | 0 | - | 0 | 0 | - | 0 | 0 | - | 2658 | - | 500 | 500 | - | 0 | 0 | - | 254.0211 | 81.5728 | -
2659 | 0 | 0 | 0 | 0 | 0 | 0 | 0 | 0 | 0 | 0 | 2659 | 0 | 0 | 0 | 0 | 0 | 0 | 370.7896 | 602.0085 | 198.135 | 0 | 2659 | - | 0 | 0 | - | 0 | 0 | - | 0 | 0 | - | 2659 | - | 81.7004 | 500 | - | 0 | 0 | - | 150.9789 | 323.4272 | -
2660 | 0 | 0 | 0 | 0 | 0 | 0 | 0 | 0 | 0 | 0 | 2660 | 0 | 68.6596 | 0 | 0 | 0 | 0 | 0 | 0 | 0 | 0 | 2660 | - | 0 | 0 | - | 0 | 0 | - | 0 | 0 | - | 2660 | - | 0 | 0 | - | 0 | 0 | - | 0 | 0 | -
2661 | 0 | 0 | 0 | 0 | 0 | 0 | 0 | 0 | 0 | 0 | 2661 | 0 | 0 | 0 | 0 | 0 | 0 | 0 | 0 | 0 | 0 | 2661 | - | 0 | 0 | - | 0 | 0 | - | 0 | 0 | - | 2661 | - | 500 | 0 | - | 0 | 0 | - | 0 | 0 | -
2662 | 0 | 0 | 0 | 0 | 0 | 0 | 0 | 0 | 0 | 0 | 2662 | 675.7109 | 675.7109 | 0 | 0 | 0 | 0 | 0 | 0 | 0 | 0 | 2662 | - | 0 | 0 | - | 0 | 0 | - | 0 | 0 | - | 2662 | - | 0 | 215 | - | 0 | 0 | - | 0 | 0 | -
2663 | 0 | 0 | 0 | 0 | 0 | 0 | 0 | 0 | 0 | 0 | 2663 | 0 | 419.9857 | 233.1 | 0 | 0 | 0 | 0 | 0 | 0 | 0 | 2663 | - | 0 | 0 | - | 0 | 0 | - | 0 | 0 | - | 2663 | - | 0 | 0 | - | 0 | 0 | - | 0 | 0 | -
2664 | 0 | 0 | 0 | 0 | 0 | 0 | 0 | 0 | 0 | 0 | 2664 | 0 | 0 | 0 | 0 | 0 | 0 | 0 | 0 | 0 | 0 | 2664 | - | 0 | 0 | - | 0 | 0 | - | 0 | 0 | - | 2664 | - | 133.2996 | 0 | - | 0 | 0 | - | 0 | 0 | -
2665 | 0 | 0 | 0 | 0 | 0 | 0 | 0 | 0 | 0 | 0 | 2665 | 0 | 0 | 0 | 0 | 0 | 0 | 0 | 0 | 0 | 0 | 2665 | - | 0 | 0 | - | 0 | 0 | - | 0 | 0 | - | 2665 | - | 0 | 0 | - | 0 | 0 | - | 0 | 0 | -
2666 | 0 | 0 | 0 | 0 | 0 | 0 | 0 | 0 | 0 | 0 | 2666 | 0 | 0 | 0 | 0 | 0 | 0 | 0 | 0 | 0 | 0 | 2666 | - | 0 | 0 | - | 0 | 0 | - | 25.7641 | 25.7641 | - | 2666 | - | 0 | 0 | - | 0 | 0 | - | 0 | 0 | -
2667 | 0 | 0 | 0 | 0 | 0 | 0 | 0 | 0 | 0 | 0 | 2667 | 0 | 0 | 0 | 0 | 0 | 0 | 0 | 0 | 0 | 0 | 2667 | - | 0 | 0 | - | 0 | 0 | - | 337.8514 | 337.8514 | - | 2667 | - | 0 | 0 | - | 0 | 0 | - | 0 | 0 | -
2668 | 0 | 0 | 0 | 0 | 0 | 0 | 0 | 0 | 0 | 0 | 2668 | 0 | 0 | 0 | 0 | 0 | 0 | 0 | 0 | 0 | 0 | 2668 | - | 0 | 0 | - | 0 | 0 | - | 443.4359 | 443.4359 | - | 2668 | - | 0 | 0 | - | 0 | 0 | - | 0 | 0 | -
2669 | 0 | 0 | 0 | 0 | 0 | 0 | 0 | 0 | 0 | 0 | 2669 | 0 | 0 | 0 | 0 | 0 | 0 | 0 | 0 | 0 | 0 | 2669 | - | 0 | 0 | - | 0 | 0 | - | 432.9125 | 432.9125 | - | 2669 | - | 0 | 0 | - | 0 | 0 | - | 0 | 0 | -
2670 | 0 | 0 | 0 | 0 | 0 | 0 | 0 | 0 | 0 | 0 | 2670 | 0 | 0 | 0 | 0 | 0 | 0 | 0 | 0 | 0 | 0 | 2670 | - | 0 | 0 | - | 0 | 0 | - | 500 | 500 | - | 2670 | - | 0 | 0 | - | 0 | 0 | - | 0 | 0 | -
2671 | 0 | 0 | 0 | 0 | 0 | 0 | 0 | 0 | 0 | 0 | 2671 | 0 | 0 | 0 | 0 | 0 | 0 | 0 | 0 | 0 | 0 | 2671 | - | 0 | 158.1829 | - | 0 | 0 | - | 500 | 500 | - | 2671 | - | 0 | 0 | - | 0 | 0 | - | 0 | 0 | -
2672 | 261.0485 | 0 | 0 | 0 | 297.6597 | 0 | 0 | 0 | 0 | 261.0485 | 2672 | 0 | 0 | 0 | 0 | 0 | 0 | 0 | 0 | 0 | 261.0485 | 2672 | - | 500 | 500 | - | 500 | 500 | - | 500 | 500 | - | 2672 | - | 0 | 0 | - | 0 | 0 | - | 0 | 0 | -
2673 | 373.0218 | 0 | 0 | 0 | 434.9075 | 0 | 0 | 0 | 137.538 | 373.0218 | 2673 | 0 | 0 | 0 | 0 | 0 | 0 | 0 | 0 | 0 | 373.0218 | 2673 | - | 500 | 500 | - | 500 | 500 | - | 500 | 500 | - | 2673 | - | 0 | 0 | - | 0 | 0 | - | 0 | 0 | -
2674 | 395.7324 | 0 | 0 | 0 | 37.3852 | 0 | 1486.7054 | 626.9784 | 233.1 | 395.7324 | 2674 | 0 | 0 | 0 | 0 | 0 | 0 | 0 | 0 | 0 | 395.7324 | 2674 | - | 500 | 500 | - | 500 | 500 | - | 500 | 500 | - | 2674 | - | 0 | 0 | - | 0 | 0 | - | 0 | 0 | -
2675 | 478.144 | 0 | 0 | 581.5994 | 611.1281 | 146.1487 | 508.6107 | 1000 | 8.6107 | 478.144 | 2675 | 0 | 0 | 0 | 0 | 0 | 0 | 0 | 0 | 0 | 478.144 | 2675 | - | 500 | 500 | - | 500 | 500 | - | 500 | 500 | - | 2675 | - | 0 | 0 | - | 0 | 0 | - | 0 | 0 | -
2676 | 228.1968 | 386.8617 | 146.1487 | 842.4512 | 0 | 233.1 | 342.5229 | 0 | 0 | 228.1968 | 2676 | 0 | 0 | 0 | 0 | 0 | 0 | 0 | 0 | 0 | 228.1968 | 2676 | - | 500 | 500 | - | 500 | 500 | - | 500 | 500 | - | 2676 | - | 0 | 0 | - | 0 | 0 | - | 0 | 0 | -
2677 | 533.9879 | 968.9651 | 233.1 | 753.3387 | 245.898 | 0 | 102.6287 | 0 | 0 | 533.9879 | 2677 | 0 | 0 | 0 | 0 | 0 | 0 | 0 | 0 | 0 | 533.9879 | 2677 | - | 500 | 500 | - | 500 | 500 | - | 500 | 500 | - | 2677 | - | 0 | 0 | - | 0 | 0 | - | 0 | 0 | -
2678 | 170.3363 | 271.1516 | 0 | 263.0783 | 0 | 0 | 0 | 0 | 0 | 170.3363 | 2678 | 0 | 0 | 0 | 0 | 0 | 0 | 0 | 0 | 0 | 170.3363 | 2678 | - | 500 | 500 | - | 500 | 500 | - | 500 | 500 | - | 2678 | - | 0 | 0 | - | 0 | 0 | - | 0 | 0 | -
2679 | 0 | 0 | 0 | 0 | 0 | 0 | 0 | 0 | 0 | 0 | 2679 | 0 | 0 | 0 | 0 | 0 | 0 | 0 | 0 | 0 | 0 | 2679 | - | 500 | 500 | - | 500 | 500 | - | 500 | 500 | - | 2679 | - | 0 | 0 | - | 0 | 0 | - | 0 | 0 | -
2680 | 0 | 0 | 0 | 0 | 0 | 0 | 0 | 0 | 0 | 0 | 2680 | 0 | 0 | 0 | 0 | 0 | 0 | 0 | 0 | 0 | 0 | 2680 | - | 500 | 500 | - | 0 | 0 | - | 426.7026 | 426.7026 | - | 2680 | - | 0 | 0 | - | 0 | 0 | - | 0 | 0 | -
2681 | 0 | 0 | 0 | 0 | 0 | 0 | 0 | 0 | 0 | 0 | 2681 | 0 | 0 | 0 | 0 | 0 | 0 | 0 | 0 | 0 | 0 | 2681 | - | 400.1217 | 500 | - | 0 | 0 | - | 0 | 0 | - | 2681 | - | 0 | 0 | - | 0 | 0 | - | 0 | 0 | -
2682 | 0 | 0 | 0 | 0 | 0 | 0 | 0 | 0 | 0 | 0 | 2682 | 0 | 96.2556 | 0 | 0 | 0 | 0 | 0 | 0 | 0 | 0 | 2682 | - | 0 | 0 | - | 0 | 0 | - | 0 | 0 | - | 2682 | - | 0 | 0 | - | 0 | 0 | - | 500 | 200 | -
2683 | 0 | 0 | 0 | 0 | 0 | 0 | 0 | 0 | 0 | 0 | 2683 | 0 | 404.6189 | 0 | 0 | 0 | 0 | 0 | 0 | 0 | 0 | 2683 | - | 0 | 0 | - | 0 | 0 | - | 0 | 0 | - | 2683 | - | 0 | 181.7718 | - | 0 | 0 | - | 461.2403 | 500 | -
2684 | 0 | 0 | 0 | 0 | 0 | 0 | 0 | 0 | 0 | 0 | 2684 | 115.537 | 0 | 161.1807 | 0 | 0 | 0 | 0 | 0 | 0 | 0 | 2684 | - | 0 | 0 | - | 0 | 0 | - | 0 | 0 | - | 2684 | - | 500 | 296.3563 | - | 0 | 0 | - | 238.7597 | 500 | -
2685 | 0 | 0 | 0 | 0 | 0 | 0 | 0 | 0 | 0 | 0 | 2685 | 528.9278 | 0 | 0 | 401.1661 | 0 | 0 | 0 | 113.4772 | 0 | 0 | 2685 | - | 0 | 0 | - | 0 | 0 | - | 0 | 0 | - | 2685 | - | 331.4025 | 500 | - | 401.1661 | 176.1661 | - | 500 | 500 | -
2686 | 0 | 0 | 0 | 0 | 0 | 0 | 0 | 0 | 0 | 0 | 2686 | 392.7339 | 0 | 0 | 533.4984 | 533.4984 | 161.1807 | 1037.1988 | 577.9886 | 161.1807 | 0 | 2686 | - | 0 | 0 | - | 0 | 0 | - | 0 | 0 | - | 2686 | - | 437.6961 | 500 | - | 0 | 363.8339 | - | 500 | 500 | -
2687 | 0 | 0 | 0 | 0 | 0 | 0 | 0 | 0 | 0 | 0 | 2687 | 0 | 108.9194 | 0 | 102.5342 | 157.9674 | 0 | 0 | 0 | 0 | 0 | 2687 | - | 0 | 0 | - | 0 | 0 | - | 0 | 0 | - | 2687 | - | 0 | 0 | - | 138.8339 | 0 | - | 500 | 500 | -
2688 | 0 | 0 | 0 | 0 | 0 | 0 | 0 | 0 | 0 | 0 | 2688 | 0 | 81.6719 | 0 | 0 | 0 | 0 | 0 | 0 | 0 | 0 | 2688 | - | 0 | 0 | - | 0 | 0 | - | 0 | 0 | - | 2688 | - | 0 | 0 | - | 0 | 0 | - | 0 | 0 | -
2689 | 0 | 0 | 0 | 0 | 0 | 0 | 0 | 0 | 0 | 0 | 2689 | 1037.1988 | 691.4658 | 161.1807 | 1037.1988 | 691.4658 | 161.1807 | 0 | 0 | 0 | 0 | 2689 | - | 0 | 0 | - | 0 | 0 | - | 0 | 0 | - | 2689 | - | 500 | 500 | - | 500 | 500 | - | 0 | 0 | -
2690 | 0 | 0 | 0 | 0 | 0 | 0 | 0 | 0 | 0 | 0 | 2690 | 0 | 0 | 0 | 0 | 0 | 0 | 0 | 0 | 0 | 0 | 2690 | - | 0 | 0 | - | 0 | 0 | - | 0 | 0 | - | 2690 | - | 500 | 500 | - | 500 | 500 | - | 0 | 0 | -
2691 | 0 | 0 | 0 | 0 | 0 | 0 | 0 | 0 | 0 | 0 | 2691 | 0 | 0 | 0 | 0 | 0 | 0 | 0 | 0 | 0 | 0 | 2691 | - | 0 | 0 | - | 0 | 0 | - | 0 | 0 | - | 2691 | - | 500 | 500 | - | 500 | 500 | - | 0 | 0 | -
2692 | 0 | 0 | 0 | 0 | 0 | 0 | 0 | 0 | 0 | 0 | 2692 | 0 | 0 | 0 | 0 | 0 | 0 | 0 | 0 | 0 | 0 | 2692 | - | 0 | 0 | - | 0 | 0 | - | 0 | 0 | - | 2692 | - | 482.0853 | 0 | - | 0 | 0 | - | 0 | 0 | -
2693 | 0 | 0 | 0 | 0 | 0 | 0 | 0 | 0 | 0 | 0 | 2693 | 0 | 0 | 0 | 0 | 0 | 0 | 0 | 0 | 0 | 0 | 2693 | - | 0 | 0 | - | 0 | 0 | - | 0 | 0 | - | 2693 | - | 0 | 74.275 | - | 0 | 0 | - | 0 | 0 | -
2694 | 0 | 0 | 0 | 0 | 0 | 0 | 0 | 0 | 0 | 0 | 2694 | 0 | 0 | 0 | 0 | 0 | 0 | 0 | 0 | 0 | 0 | 2694 | - | 0 | 0 | - | 0 | 0 | - | 0 | 0 | - | 2694 | - | 500 | 500 | - | 377.1535 | 377.1535 | - | 0 | 0 | -
2695 | 0 | 0 | 0 | 0 | 0 | 0 | 0 | 0 | 0 | 0 | 2695 | 0 | 0 | 0 | 0 | 0 | 0 | 0 | 0 | 0 | 0 | 2695 | - | 0 | 0 | - | 0 | 0 | - | 0 | 0 | - | 2695 | - | 217.9147 | 500 | - | 384.787 | 384.787 | - | 0 | 0 | -
2696 | 0 | 0 | 0 | 0 | 0 | 0 | 0 | 0 | 0 | 0 | 2696 | 0 | 0 | 0 | 0 | 0 | 0 | 0 | 0 | 0 | 0 | 2696 | - | 0 | 0 | - | 0 | 0 | - | 0 | 0 | - | 2696 | - | 0 | 125.725 | - | 0 | 0 | - | 0 | 0 | -
2697 | 0 | 0 | 0 | 0 | 0 | 0 | 0 | 0 | 0 | 0 | 2697 | 0 | 0 | 0 | 0 | 0 | 0 | 0 | 0 | 0 | 0 | 2697 | - | 0 | 0 | - | 0 | 0 | - | 0 | 0 | - | 2697 | - | 0 | 0 | - | 0 | 0 | - | 0 | 0 | -
2698 | 0 | 0 | 0 | 452.7652 | 0 | 0 | 0 | 0 | 0 | 0 | 2698 | 0 | 0 | 0 | 0 | 0 | 0 | 0 | 0 | 0 | 0 | 2698 | - | 0 | 0 | - | 452.7652 | 0 | - | 0 | 0 | - | 2698 | - | 0 | 0 | - | 0 | 0 | - | 0 | 0 | -
2699 | 158.776 | 0 | 0 | 815.1589 | 0 | 0 | 0 | 0 | 0 | 158.776 | 2699 | 0 | 0 | 0 | 0 | 0 | 0 | 0 | 0 | 0 | 158.776 | 2699 | - | 158.776 | 158.776 | - | 0 | 0 | - | 0 | 0 | - | 2699 | - | 0 | 0 | - | 0 | 0 | - | 0 | 0 | -
2700 | 291.0577 | 0 | 0 | 1023.0465 | 0 | 0 | 0 | 0 | 0 | 291.0577 | 2700 | 0 | 0 | 0 | 0 | 0 | 0 | 0 | 0 | 0 | 291.0577 | 2700 | - | 291.0577 | 291.0577 | - | 0 | 0 | - | 332.7093 | 0 | - | 2700 | - | 0 | 0 | - | 0 | 0 | - | 0 | 0 | -
2701 | 161.4211 | 0 | 0 | 149.4971 | 0 | 0 | 0 | 0 | 0 | 161.4211 | 2701 | 0 | 0 | 0 | 0 | 0 | 0 | 0 | 0 | 0 | 161.4211 | 2701 | - | 161.4211 | 161.4211 | - | 500 | 500 | - | 317.4841 | 0 | - | 2701 | - | 0 | 0 | - | 0 | 0 | - | 0 | 0 | -
2702 | 96.272 | 0 | 0 | 0 | 0 | 0 | 0 | 0 | 0 | 96.272 | 2702 | 0 | 0 | 0 | 0 | 0 | 0 | 0 | 0 | 0 | 96.272 | 2702 | - | 96.272 | 96.272 | - | 500 | 0 | - | 0 | 0 | - | 2702 | - | 0 | 0 | - | 0 | 0 | - | 0 | 0 | -
2703 | 0 | 0 | 0 | 0 | 0 | 0 | 0 | 0 | 0 | 0 | 2703 | 0 | 0 | 0 | 0 | 0 | 0 | 0 | 0 | 0 | 0 | 2703 | - | 0 | 0 | - | 500 | 0 | - | 0 | 0 | - | 2703 | - | 0 | 0 | - | 0 | 0 | - | 0 | 0 | -
2704 | 53.5476 | 0 | 0 | 0 | 0 | 0 | 0 | 0 | 0 | 53.5476 | 2704 | 0 | 0 | 0 | 0 | 0 | 0 | 0 | 0 | 0 | 53.5476 | 2704 | - | 53.5476 | 53.5476 | - | 40.5723 | 0 | - | 0 | 0 | - | 2704 | - | 0 | 0 | - | 0 | 0 | - | 0 | 0 | -
2705 | 0 | 0 | 0 | 0 | 0 | 0 | 0 | 0 | 0 | 0 | 2705 | 0 | 0 | 0 | 0 | 0 | 0 | 0 | 0 | 0 | 0 | 2705 | - | 0 | 0 | - | 0 | 0 | - | 0 | 0 | - | 2705 | - | 0 | 0 | - | 0 | 0 | - | 0 | 0 | -
2706 | 0 | 0 | 0 | 0 | 0 | 0 | 0 | 0 | 0 | 0 | 2706 | 0 | 0 | 0 | 0 | 0 | 0 | 0 | 0 | 0 | 0 | 2706 | - | 0 | 0 | - | 0 | 0 | - | 0 | 0 | - | 2706 | - | 0 | 0 | - | 0 | 0 | - | 0 | 0 | -
2707 | 0 | 0 | 0 | 0 | 0 | 0 | 0 | 0 | 0 | 0 | 2707 | 0 | 0 | 0 | 0 | 0 | 0 | 0 | 0 | 0 | 0 | 2707 | - | 0 | 0 | - | 0 | 0 | - | 0 | 0 | - | 2707 | - | 500 | 245.7452 | - | 0 | 0 | - | 0 | 0 | -
2708 | 0 | 0 | 0 | 0 | 0 | 0 | 0 | 0 | 0 | 0 | 2708 | 0 | 0 | 0 | 0 | 0 | 0 | 0 | 0 | 0 | 0 | 2708 | - | 0 | 0 | - | 0 | 0 | - | 0 | 0 | - | 2708 | - | 0 | 0 | - | 0 | 0 | - | 0 | 0 | -
2709 | 0 | 0 | 0 | 0 | 0 | 0 | 0 | 0 | 0 | 0 | 2709 | 0 | 0 | 0 | 0 | 0 | 0 | 0 | 0 | 0 | 0 | 2709 | - | 0 | 0 | - | 0 | 0 | - | 0 | 0 | - | 2709 | - | 0 | 0 | - | 0 | 0 | - | 0 | 0 | -
2710 | 0 | 0 | 0 | 0 | 0 | 0 | 0 | 0 | 0 | 0 | 2710 | 0 | 0 | 0 | 0 | 0 | 0 | 0 | 0 | 0 | 0 | 2710 | - | 0 | 0 | - | 0 | 0 | - | 0 | 0 | - | 2710 | - | 17.2539 | 0 | - | 0 | 0 | - | 0 | 0 | -
2711 | 0 | 0 | 0 | 0 | 0 | 0 | 0 | 0 | 0 | 0 | 2711 | 0 | 0 | 0 | 0 | 0 | 0 | 0 | 0 | 0 | 0 | 2711 | - | 0 | 0 | - | 0 | 0 | - | 0 | 0 | - | 2711 | - | 0 | 0 | - | 0 | 0 | - | 0 | 0 | -
2712 | 0 | 0 | 0 | 0 | 0 | 0 | 0 | 0 | 0 | 0 | 2712 | 0 | 0 | 0 | 0 | 0 | 0 | 0 | 0 | 0 | 0 | 2712 | - | 0 | 0 | - | 0 | 0 | - | 0 | 0 | - | 2712 | - | 0 | 0 | - | 0 | 0 | - | 0 | 0 | -
2713 | 0 | 0 | 0 | 0 | 0 | 0 | 0 | 0 | 0 | 0 | 2713 | 0 | 0 | 0 | 0 | 0 | 0 | 0 | 0 | 0 | 0 | 2713 | - | 0 | 0 | - | 0 | 0 | - | 0 | 0 | - | 2713 | - | 0 | 0 | - | 0 | 0 | - | 0 | 0 | -
2714 | 0 | 0 | 0 | 0 | 0 | 0 | 0 | 0 | 0 | 0 | 2714 | 0 | 0 | 0 | 0 | 0 | 0 | 0 | 0 | 0 | 0 | 2714 | - | 0 | 0 | - | 0 | 0 | - | 0 | 0 | - | 2714 | - | 0 | 0 | - | 0 | 0 | - | 0 | 0 | -
2715 | 0 | 0 | 0 | 0 | 0 | 0 | 0 | 0 | 0 | 0 | 2715 | 0 | 0 | 0 | 0 | 0 | 0 | 0 | 0 | 0 | 0 | 2715 | - | 0 | 0 | - | 0 | 0 | - | 0 | 0 | - | 2715 | - | 0 | 0 | - | 0 | 0 | - | 0 | 0 | -
2716 | 0 | 0 | 0 | 0 | 0 | 0 | 0 | 0 | 0 | 0 | 2716 | 0 | 0 | 0 | 0 | 0 | 0 | 0 | 0 | 0 | 0 | 2716 | - | 0 | 0 | - | 0 | 242.4772 | - | 0 | 0 | - | 2716 | - | 0 | 0 | - | 0 | 0 | - | 0 | 0 | -
2717 | 0 | 0 | 0 | 0 | 0 | 0 | 0 | 0 | 0 | 0 | 2717 | 0 | 0 | 0 | 0 | 0 | 0 | 0 | 0 | 0 | 0 | 2717 | - | 0 | 0 | - | 0 | 500 | - | 0 | 0 | - | 2717 | - | 0 | 0 | - | 0 | 0 | - | 0 | 0 | -
2718 | 0 | 0 | 0 | 0 | 0 | 0 | 0 | 0 | 0 | 0 | 2718 | 0 | 0 | 0 | 0 | 0 | 0 | 0 | 0 | 0 | 0 | 2718 | - | 0 | 0 | - | 0 | 500 | - | 0 | 0 | - | 2718 | - | 0 | 0 | - | 0 | 0 | - | 0 | 0 | -
2719 | 0 | 0 | 0 | 0 | 1000 | 0 | 0 | 0 | 0 | 0 | 2719 | 0 | 0 | 0 | 0 | 0 | 0 | 0 | 0 | 0 | 0 | 2719 | - | 0 | 0 | - | 500 | 500 | - | 0 | 0 | - | 2719 | - | 0 | 0 | - | 0 | 0 | - | 0 | 0 | -
2720 | 103.3418 | 0 | 0 | 0 | 0 | 0 | 99.2168 | 0 | 0 | 103.3418 | 2720 | 0 | 0 | 0 | 0 | 0 | 0 | 0 | 0 | 0 | 103.3418 | 2720 | - | 103.3418 | 103.3418 | - | 0 | 0 | - | 297.733 | 372.6505 | - | 2720 | - | 0 | 0 | - | 0 | 0 | - | 0 | 0 | -
2721 | 217.3942 | 0 | 0 | 0 | 0 | 0 | 598.0233 | 598.0233 | 0 | 217.3942 | 2721 | 0 | 0 | 0 | 0 | 0 | 0 | 0 | 0 | 0 | 217.3942 | 2721 | - | 500 | 500 | - | 0 | 0 | - | 0 | 500 | - | 2721 | - | 0 | 0 | - | 0 | 0 | - | 0 | 0 | -
2722 | 0 | 0 | 0 | 0 | 0 | 0 | 522.9938 | 0 | 0 | 0 | 2722 | 0 | 0 | 0 | 0 | 0 | 0 | 0 | 0 | 0 | 0 | 2722 | - | 500 | 500 | - | 0 | 0 | - | 500 | 500 | - | 2722 | - | 0 | 0 | - | 0 | 0 | - | 0 | 0 | -
2723 | 0 | 0 | 0 | 0 | 0 | 233.1 | 0 | 0 | 0 | 0 | 2723 | 0 | 0 | 0 | 0 | 0 | 0 | 0 | 0 | 0 | 0 | 2723 | - | 500 | 500 | - | 31.6418 | 120.705 | - | 500 | 500 | - | 2723 | - | 0 | 0 | - | 0 | 0 | - | 0 | 0 | -
2724 | 0 | 0 | 0 | 0 | 0 | 0 | 0 | 0 | 189.6243 | 0 | 2724 | 0 | 0 | 0 | 0 | 0 | 0 | 0 | 0 | 0 | 0 | 2724 | - | 500 | 500 | - | 500 | 500 | - | 500 | 500 | - | 2724 | - | 0 | 0 | - | 0 | 0 | - | 0 | 0 | -
2725 | 0 | 0 | 0 | 0 | 0 | 0 | 0 | 215.4659 | 0 | 0 | 2725 | 0 | 0 | 0 | 0 | 0 | 0 | 0 | 0 | 0 | 0 | 2725 | - | 474.4172 | 474.4172 | - | 0 | 500 | - | 424.724 | 500 | - | 2725 | - | 0 | 0 | - | 0 | 0 | - | 0 | 0 | -
2726 | 0 | 0 | 0 | 0 | 0 | 0 | 0 | 0 | 0 | 0 | 2726 | 0 | 0 | 0 | 0 | 0 | 0 | 0 | 0 | 0 | 0 | 2726 | - | 298.2624 | 298.2624 | - | 0 | 500 | - | 460.6829 | 460.6829 | - | 2726 | - | 0 | 0 | - | 0 | 0 | - | 0 | 0 | -
2727 | 0 | 0 | 0 | 0 | 0 | 0 | 0 | 0 | 0 | 0 | 2727 | 0 | 0 | 0 | 0 | 0 | 0 | 0 | 0 | 0 | 0 | 2727 | - | 0 | 0 | - | 0 | 500 | - | 0 | 0 | - | 2727 | - | 0 | 0 | - | 0 | 0 | - | 0 | 0 | -
2728 | 0 | 0 | 0 | 0 | 0 | 0 | 0 | 0 | 0 | 0 | 2728 | 0 | 0 | 0 | 0 | 0 | 0 | 0 | 0 | 0 | 0 | 2728 | - | 0 | 0 | - | 500 | 165.1809 | - | 0 | 0 | - | 2728 | - | 0 | 0 | - | 0 | 0 | - | 0 | 0 | -
2729 | 0 | 0 | 0 | 0 | 0 | 0 | 0 | 0 | 0 | 0 | 2729 | 0 | 0 | 0 | 0 | 0 | 0 | 0 | 0 | 0 | 0 | 2729 | - | 0 | 0 | - | 0 | 0 | - | 0 | 0 | - | 2729 | - | 0 | 0 | - | 0 | 0 | - | 0 | 0 | -
2730 | 0 | 0 | 0 | 0 | 0 | 0 | 0 | 0 | 0 | 0 | 2730 | 0 | 0 | 0 | 0 | 0 | 0 | 0 | 0 | 0 | 0 | 2730 | - | 0 | 0 | - | 0 | 0 | - | 0 | 0 | - | 2730 | - | 0 | 0 | - | 0 | 0 | - | 0 | 0 | -
2731 | 0 | 0 | 0 | 0 | 0 | 0 | 0 | 0 | 0 | 0 | 2731 | 433.0012 | 0 | 0 | 0 | 0 | 0 | 0 | 0 | 0 | 0 | 2731 | - | 0 | 0 | - | 0 | 0 | - | 0 | 0 | - | 2731 | - | 433.0012 | 37.263 | - | 0 | 0 | - | 0 | 0 | -
2732 | 0 | 0 | 0 | 0 | 0 | 0 | 0 | 0 | 0 | 0 | 2732 | 0 | 0 | 0 | 0 | 0 | 0 | 0 | 0 | 0 | 0 | 2732 | - | 0 | 0 | - | 0 | 0 | - | 0 | 0 | - | 2732 | - | 0 | 0 | - | 0 | 0 | - | 0 | 0 | -
2733 | 0 | 0 | 0 | 0 | 0 | 0 | 0 | 0 | 0 | 0 | 2733 | 0 | 0 | 0 | 0 | 0 | 0 | 0 | 0 | 0 | 0 | 2733 | - | 0 | 0 | - | 0 | 0 | - | 0 | 0 | - | 2733 | - | 0 | 0 | - | 0 | 0 | - | 0 | 0 | -
2734 | 0 | 0 | 0 | 0 | 0 | 0 | 0 | 0 | 0 | 0 | 2734 | 0 | 0 | 0 | 0 | 0 | 0 | 0 | 0 | 0 | 0 | 2734 | - | 0 | 0 | - | 0 | 0 | - | 0 | 0 | - | 2734 | - | 0 | 0 | - | 0 | 0 | - | 0 | 0 | -
2735 | 0 | 0 | 0 | 0 | 0 | 0 | 0 | 0 | 0 | 0 | 2735 | 0 | 0 | 0 | 0 | 0 | 0 | 0 | 0 | 0 | 0 | 2735 | - | 0 | 0 | - | 0 | 0 | - | 0 | 0 | - | 2735 | - | 0 | 0 | - | 0 | 0 | - | 0 | 0 | -
2736 | 0 | 0 | 0 | 0 | 0 | 0 | 0 | 0 | 0 | 0 | 2736 | 0 | 0 | 0 | 0 | 0 | 0 | 0 | 0 | 0 | 0 | 2736 | - | 0 | 0 | - | 0 | 0 | - | 0 | 0 | - | 2736 | - | 0 | 0 | - | 0 | 0 | - | 0 | 0 | -
2737 | 0 | 0 | 0 | 0 | 0 | 0 | 0 | 0 | 0 | 0 | 2737 | 0 | 0 | 0 | 0 | 0 | 0 | 0 | 0 | 0 | 0 | 2737 | - | 0 | 0 | - | 0 | 0 | - | 0 | 0 | - | 2737 | - | 0 | 197.7248 | - | 0 | 0 | - | 0 | 0 | -
2738 | 0 | 0 | 0 | 0 | 0 | 0 | 0 | 0 | 0 | 0 | 2738 | 255.2709 | 0 | 0 | 0 | 0 | 0 | 0 | 0 | 0 | 0 | 2738 | - | 0 | 0 | - | 0 | 0 | - | 0 | 0 | - | 2738 | - | 183.9902 | 0 | - | 0 | 0 | - | 0 | 0 | -
2739 | 0 | 0 | 0 | 0 | 0 | 0 | 0 | 0 | 0 | 0 | 2739 | 0 | 0 | 0 | 0 | 0 | 0 | 0 | 0 | 0 | 0 | 2739 | - | 0 | 0 | - | 500 | 496.6161 | - | 0 | 0 | - | 2739 | - | 0 | 0 | - | 0 | 0 | - | 0 | 0 | -
2740 | 0 | 0 | 0 | 0 | 0 | 0 | 0 | 0 | 0 | 0 | 2740 | 0 | 0 | 0 | 0 | 0 | 0 | 0 | 0 | 0 | 0 | 2740 | - | 0 | 0 | - | 500 | 500 | - | 0 | 0 | - | 2740 | - | 0 | 236.6817 | - | 0 | 0 | - | 0 | 0 | -
2741 | 0 | 0 | 0 | 0 | 0 | 0 | 0 | 0 | 0 | 0 | 2741 | 0 | 0 | 0 | 0 | 0 | 0 | 0 | 0 | 0 | 0 | 2741 | - | 0 | 0 | - | 0 | 0 | - | 0 | 0 | - | 2741 | - | 0 | 0 | - | 0 | 0 | - | 0 | 0 | -
2742 | 0 | 0 | 0 | 0 | 0 | 0 | 0 | 0 | 0 | 0 | 2742 | 231.2668 | 0 | 0 | 0 | 0 | 0 | 0 | 0 | 0 | 0 | 2742 | - | 0 | 0 | - | 100.8733 | 100.8733 | - | 0 | 0 | - | 2742 | - | 56.8023 | 284.6703 | - | 0 | 0 | - | 0 | 0 | -
2743 | 0 | 0 | 0 | 0 | 0 | 0 | 0 | 0 | 0 | 0 | 2743 | 0 | 0 | 0 | 0 | 0 | 0 | 0 | 0 | 0 | 0 | 2743 | - | 0 | 0 | - | 0 | 0 | - | 0 | 0 | - | 2743 | - | 0 | 188.9626 | - | 0 | 0 | - | 0 | 0 | -
2744 | 0 | 0 | 146.1487 | 0 | 0 | 0 | 0 | 0 | 0 | 0 | 2744 | 0 | 0 | 0 | 0 | 0 | 0 | 0 | 0 | 0 | 0 | 2744 | - | 500 | 500 | - | 0 | 0 | - | 0 | 0 | - | 2744 | - | 0 | 0 | - | 0 | 0 | - | 0 | 0 | -
2745 | 0 | 0 | 0 | 0 | 0 | 0 | 0 | 0 | 0 | 0 | 2745 | 0 | 0 | 0 | 0 | 0 | 0 | 0 | 0 | 0 | 0 | 2745 | - | 500 | 500 | - | 0 | 0 | - | 0 | 0 | - | 2745 | - | 0 | 0 | - | 0 | 0 | - | 0 | 0 | -
2746 | 1500 | 0 | 233.1 | 0 | 0 | 0 | 0 | 0 | 0 | 1500 | 2746 | 0 | 0 | 0 | 0 | 0 | 0 | 0 | 0 | 0 | 1500 | 2746 | - | 500 | 500 | - | 0 | 0 | - | 0 | 0 | - | 2746 | - | 0 | 0 | - | 0 | 0 | - | 0 | 0 | -
2747 | 0 | 0 | 0 | 0 | 626.9784 | 146.1487 | 0 | 0 | 0 | 0 | 2747 | 0 | 0 | 0 | 0 | 0 | 0 | 0 | 0 | 0 | 0 | 2747 | - | 500 | 500 | - | 500 | 0 | - | 0 | 0 | - | 2747 | - | 0 | 0 | - | 0 | 0 | - | 0 | 0 | -
2748 | 0 | 0 | 0 | 0 | 0 | 0 | 0 | 0 | 0 | 0 | 2748 | 0 | 0 | 0 | 0 | 0 | 0 | 0 | 0 | 0 | 0 | 2748 | - | 500 | 500 | - | 0 | 0 | - | 0 | 0 | - | 2748 | - | 0 | 0 | - | 0 | 0 | - | 0 | 0 | -
2749 | 940.4677 | 626.9784 | 0 | 0 | 0 | 0 | 0 | 0 | 0 | 940.4677 | 2749 | 0 | 0 | 0 | 0 | 0 | 0 | 0 | 0 | 0 | 940.4677 | 2749 | - | 500 | 500 | - | 500 | 0 | - | 0 | 0 | - | 2749 | - | 0 | 0 | - | 0 | 0 | - | 0 | 0 | -
2750 | 0 | 1000 | 0 | 0 | 0 | 0 | 0 | 0 | 0 | 0 | 2750 | 0 | 0 | 0 | 0 | 0 | 0 | 0 | 0 | 0 | 0 | 2750 | - | 500 | 500 | - | 0 | 500 | - | 0 | 0 | - | 2750 | - | 0 | 0 | - | 0 | 0 | - | 0 | 0 | -
2751 | 0 | 0 | 0 | 0 | 0 | 0 | 0 | 0 | 0 | 0 | 2751 | 0 | 0 | 0 | 0 | 0 | 0 | 0 | 0 | 0 | 0 | 2751 | - | 500 | 500 | - | 0 | 0 | - | 0 | 0 | - | 2751 | - | 0 | 0 | - | 0 | 0 | - | 0 | 0 | -
2752 | 0 | 0 | 0 | 0 | 0 | 0 | 0 | 0 | 0 | 0 | 2752 | 0 | 0 | 0 | 0 | 0 | 0 | 0 | 0 | 0 | 0 | 2752 | - | 500 | 500 | - | 0 | 0 | - | 0 | 0 | - | 2752 | - | 0 | 0 | - | 0 | 0 | - | 0 | 0 | -
2753 | 0 | 0 | 0 | 0 | 0 | 0 | 0 | 0 | 0 | 0 | 2753 | 0 | 0 | 0 | 0 | 0 | 0 | 0 | 0 | 0 | 0 | 2753 | - | 0 | 0 | - | 500 | 0 | - | 0 | 0 | - | 2753 | - | 0 | 0 | - | 0 | 0 | - | 0 | 0 | -
2754 | 0 | 0 | 0 | 0 | 0 | 0 | 0 | 0 | 0 | 0 | 2754 | 0 | 0 | 0 | 0 | 0 | 0 | 0 | 0 | 0 | 0 | 2754 | - | 0 | 0 | - | 0 | 0 | - | 0 | 0 | - | 2754 | - | 0 | 0 | - | 0 | 0 | - | 0 | 0 | -
2755 | 0 | 0 | 0 | 0 | 0 | 0 | 0 | 0 | 0 | 0 | 2755 | 238.6207 | 0 | 0 | 0 | 0 | 0 | 0 | 0 | 0 | 0 | 2755 | - | 0 | 0 | - | 0 | 0 | - | 0 | 0 | - | 2755 | - | 471.7774 | 321.7774 | - | 0 | 0 | - | 0 | 0 | -
2756 | 0 | 0 | 0 | 0 | 0 | 0 | 0 | 0 | 0 | 0 | 2756 | 160.2232 | 315.0097 | 0 | 0 | 0 | 0 | 0 | 0 | 0 | 0 | 2756 | - | 0 | 0 | - | 0 | 0 | - | 0 | 0 | - | 2756 | - | 0 | 165.0097 | - | 0 | 0 | - | 0 | 0 | -
2757 | 0 | 0 | 0 | 0 | 0 | 0 | 0 | 0 | 0 | 0 | 2757 | 0 | 0 | 0 | 0 | 0 | 0 | 0 | 0 | 0 | 0 | 2757 | - | 0 | 0 | - | 0 | 0 | - | 0 | 0 | - | 2757 | - | 121.1404 | 0 | - | 0 | 0 | - | 0 | 0 | -
2758 | 0 | 0 | 0 | 0 | 0 | 0 | 0 | 0 | 0 | 0 | 2758 | 0 | 0 | 0 | 0 | 0 | 0 | 0 | 0 | 0 | 0 | 2758 | - | 0 | 0 | - | 0 | 0 | - | 0 | 0 | - | 2758 | - | 100.4977 | 0 | - | 0 | 0 | - | 0 | 0 | -
2759 | 0 | 0 | 0 | 0 | 0 | 0 | 0 | 0 | 0 | 0 | 2759 | 0 | 0 | 0 | 0 | 0 | 0 | 0 | 0 | 0 | 0 | 2759 | - | 0 | 0 | - | 0 | 0 | - | 0 | 0 | - | 2759 | - | 265.2967 | 115.2967 | - | 0 | 0 | - | 0 | 0 | -
2760 | 0 | 0 | 0 | 0 | 0 | 0 | 0 | 0 | 0 | 0 | 2760 | 0 | 0 | 0 | 0 | 0 | 0 | 0 | 0 | 0 | 0 | 2760 | - | 0 | 0 | - | 0 | 0 | - | 0 | 0 | - | 2760 | - | 303.9649 | 303.9649 | - | 0 | 0 | - | 0 | 0 | -
2761 | 0 | 0 | 0 | 0 | 0 | 0 | 0 | 0 | 0 | 0 | 2761 | 17.7942 | 0 | 0 | 0 | 0 | 0 | 0 | 0 | 0 | 0 | 2761 | - | 0 | 0 | - | 0 | 0 | - | 0 | 0 | - | 2761 | - | 391.9498 | 300.494 | - | 0 | 0 | - | 0 | 0 | -
2762 | 0 | 0 | 0 | 0 | 0 | 0 | 0 | 0 | 0 | 0 | 2762 | 177.0944 | 0 | 0 | 0 | 0 | 0 | 0 | 0 | 0 | 0 | 2762 | - | 0 | 0 | - | 0 | 0 | - | 0 | 0 | - | 2762 | - | 438.4573 | 438.4573 | - | 130.8797 | 0 | - | 0 | 0 | -
2763 | 0 | 0 | 0 | 0 | 0 | 0 | 0 | 0 | 0 | 0 | 2763 | 356.6667 | 19.3232 | 0 | 254.9785 | 0 | 0 | 0 | 0 | 0 | 0 | 2763 | - | 0 | 0 | - | 0 | 0 | - | 0 | 0 | - | 2763 | - | 500 | 500 | - | 349.8514 | 254.9785 | - | 0 | 0 | -
2764 | 0 | 0 | 0 | 0 | 0 | 0 | 0 | 0 | 0 | 0 | 2764 | 457.7802 | 135.4348 | 0 | 519.0223 | 112.5965 | 0 | 0 | 0 | 0 | 0 | 2764 | - | 0 | 0 | - | 0 | 0 | - | 0 | 0 | - | 2764 | - | 500 | 500 | - | 500 | 500 | - | 0 | 0 | -
2765 | 0 | 0 | 0 | 0 | 0 | 0 | 0 | 0 | 0 | 0 | 2765 | 269.5084 | 252.2459 | 129.2004 | 311.1079 | 22.378 | 62.6086 | 0 | 0 | 0 | 0 | 2765 | - | 0 | 0 | - | 0 | 0 | - | 0 | 0 | - | 2765 | - | 500 | 500 | - | 500 | 27.4042 | - | 0 | 0 | -
2766 | 0 | 0 | 0 | 0 | 0 | 0 | 0 | 0 | 0 | 0 | 2766 | 396.7098 | 660.9181 | 193.1609 | 440.3959 | 418.9043 | 26.6528 | 90.5934 | 0 | 0 | 0 | 2766 | - | 0 | 0 | - | 0 | 0 | - | 0 | 0 | - | 2766 | - | 51.9158 | 500 | - | 301.6516 | 500 | - | 90.5934 | 90.5934 | -
2767 | 0 | 0 | 0 | 0 | 0 | 0 | 0 | 0 | 0 | 0 | 2767 | 0 | 0 | 0 | 548.8929 | 829.0529 | 233.1 | 224.6377 | 0 | 0 | 0 | 2767 | - | 0 | 0 | - | 0 | 0 | - | 0 | 0 | - | 2767 | - | 0 | 0 | - | 0 | 500 | - | 224.6377 | 224.6377 | -
2768 | 0 | 0 | 0 | 0 | 0 | 0 | 0 | 0 | 0 | 0 | 2768 | 0 | 0 | 0 | 0 | 0 | 0 | 0 | 0 | 0 | 0 | 2768 | - | 500 | 500 | - | 0 | 0 | - | 0 | 59.031 | - | 2768 | - | 0 | 0 | - | 0 | 0 | - | 0 | 0 | -
2769 | 273.0513 | 48.3627 | 17.7149 | 420.6866 | 53.4234 | 0 | 370.8601 | 0 | 0 | 273.0513 | 2769 | 0 | 0 | 0 | 0 | 0 | 0 | 0 | 0 | 0 | 273.0513 | 2769 | - | 500 | 500 | - | 500 | 500 | - | 0 | 330.1431 | - | 2769 | - | 0 | 0 | - | 0 | 0 | - | 0 | 0 | -
2770 | 241.7192 | 417.8291 | 33.3206 | 341.0171 | 95.7987 | 0 | 0 | 0 | 0 | 241.7192 | 2770 | 0 | 0 | 0 | 0 | 0 | 0 | 0 | 0 | 0 | 241.7192 | 2770 | - | 500 | 500 | - | 500 | 500 | - | 0 | 0 | - | 2770 | - | 0 | 0 | - | 0 | 0 | - | 0 | 0 | -
2771 | 232.6751 | 82.9576 | 82.1955 | 921.0076 | 1000 | 233.1 | 0 | 0 | 0 | 232.6751 | 2771 | 0 | 0 | 0 | 0 | 0 | 0 | 0 | 0 | 0 | 232.6751 | 2771 | - | 500 | 500 | - | 500 | 500 | - | 0 | 0 | - | 2771 | - | 0 | 0 | - | 0 | 0 | - | 0 | 0 | -
2772 | 86.9891 | 583.1774 | 160.1132 | 757.7563 | 477.7563 | 146.1487 | 0 | 0 | 0 | 86.9891 | 2772 | 0 | 0 | 0 | 0 | 0 | 0 | 0 | 0 | 0 | 86.9891 | 2772 | - | 500 | 500 | - | 500 | 500 | - | 0 | 0 | - | 2772 | - | 0 | 0 | - | 0 | 0 | - | 0 | 0 | -
2773 | 499.1692 | 0 | 85.9044 | 0 | 0 | 0 | 0 | 0 | 0 | 499.1692 | 2773 | 0 | 0 | 0 | 0 | 0 | 0 | 0 | 0 | 0 | 499.1692 | 2773 | - | 500 | 500 | - | 0 | 0 | - | 389.1741 | 0 | - | 2773 | - | 0 | 0 | - | 0 | 0 | - | 0 | 0 | -
2774 | 994.6517 | 494.6517 | 0 | 0 | 0 | 0 | 0 | 0 | 0 | 994.6517 | 2774 | 0 | 0 | 0 | 0 | 0 | 0 | 0 | 0 | 0 | 994.6517 | 2774 | - | 500 | 500 | - | 200.4725 | 200.4725 | - | 0 | 0 | - | 2774 | - | 0 | 0 | - | 0 | 0 | - | 0 | 0 | -
2775 | 112.212 | 0 | 0 | 0 | 0 | 0 | 0 | 0 | 0 | 112.212 | 2775 | 0 | 0 | 0 | 0 | 0 | 0 | 0 | 0 | 0 | 112.212 | 2775 | - | 500 | 500 | - | 0 | 0 | - | 0 | 0 | - | 2775 | - | 0 | 0 | - | 0 | 0 | - | 0 | 0 | -
2776 | 0 | 0 | 0 | 0 | 0 | 0 | 0 | 0 | 0 | 0 | 2776 | 0 | 0 | 0 | 0 | 0 | 0 | 0 | 0 | 0 | 0 | 2776 | - | 500 | 500 | - | 0 | 0 | - | 0 | 0 | - | 2776 | - | 0 | 0 | - | 0 | 0 | - | 0 | 0 | -
2777 | 0 | 0 | 0 | 0 | 0 | 0 | 0 | 0 | 0 | 0 | 2777 | 0 | 0 | 0 | 0 | 0 | 0 | 0 | 0 | 0 | 0 | 2777 | - | 0 | 0 | - | 0 | 0 | - | 0 | 0 | - | 2777 | - | 0 | 0 | - | 0 | 0 | - | 0 | 0 | -
2778 | 0 | 0 | 0 | 0 | 0 | 0 | 0 | 0 | 0 | 0 | 2778 | 691.1045 | 191.1045 | 87.9909 | 0 | 0 | 0 | 61.5805 | 0 | 0 | 0 | 2778 | - | 0 | 0 | - | 0 | 0 | - | 0 | 0 | - | 2778 | - | 500 | 500 | - | 0 | 0 | - | 0 | 0 | -
2779 | 0 | 0 | 0 | 0 | 0 | 0 | 0 | 0 | 0 | 0 | 2779 | 660.7876 | 160.7876 | 160.7876 | 751.7153 | 481.9127 | 198.0247 | 0 | 0 | 218.4569 | 0 | 2779 | - | 0 | 0 | - | 0 | 0 | - | 0 | 0 | - | 2779 | - | 500 | 500 | - | 500 | 500 | - | 445.7511 | 0 | -
2780 | 0 | 0 | 0 | 0 | 0 | 0 | 0 | 0 | 0 | 0 | 2780 | 573.5829 | 573.5829 | 73.5829 | 564.879 | 288.9005 | 124.3367 | 571.1595 | 371.3702 | 103.9044 | 0 | 2780 | - | 0 | 0 | - | 0 | 0 | - | 0 | 0 | - | 2780 | - | 0 | 500 | - | 500 | 500 | - | 0 | 189.9986 | -
2781 | 0 | 0 | 0 | 0 | 0 | 0 | 0 | 0 | 0 | 0 | 2781 | 95.6349 | 0 | 0 | 456.5832 | 194.0521 | 0 | 468.1308 | 0 | 0 | 0 | 2781 | - | 0 | 0 | - | 0 | 0 | - | 0 | 0 | - | 2781 | - | 491.9306 | 491.9306 | - | 500 | 500 | - | 468.1308 | 422.033 | -
2782 | 0 | 0 | 0 | 0 | 0 | 0 | 0 | 0 | 0 | 0 | 2782 | 5.8184 | 250.7359 | 0 | 0 | 0 | 0 | 0 | 161.2173 | 0 | 0 | 2782 | - | 0 | 0 | - | 0 | 0 | - | 0 | 0 | - | 2782 | - | 172.9341 | 423.67 | - | 500 | 500 | - | 0 | 206.6404 | -
2783 | 0 | 0 | 0 | 0 | 0 | 0 | 0 | 0 | 0 | 0 | 2783 | 0 | 0 | 0 | 0 | 0 | 0 | 0 | 0 | 0 | 0 | 2783 | - | 0 | 0 | - | 0 | 0 | - | 0 | 0 | - | 2783 | - | 424.1261 | 406.3719 | - | 0 | 0 | - | 0 | 0 | -
2784 | 0 | 0 | 0 | 0 | 0 | 0 | 0 | 0 | 0 | 0 | 2784 | 0 | 0 | 0 | 0 | 0 | 0 | 0 | 0 | 0 | 0 | 2784 | - | 0 | 0 | - | 0 | 0 | - | 0 | 0 | - | 2784 | - | 0 | 0 | - | 0 | 0 | - | 0 | 0 | -
2785 | 0 | 0 | 0 | 0 | 0 | 0 | 0 | 0 | 0 | 0 | 2785 | 0 | 0 | 0 | 0 | 0 | 0 | 0 | 0 | 0 | 0 | 2785 | - | 0 | 0 | - | 0 | 0 | - | 0 | 0 | - | 2785 | - | 0 | 0 | - | 0 | 0 | - | 0 | 0 | -
2786 | 0 | 0 | 0 | 0 | 0 | 0 | 0 | 0 | 0 | 0 | 2786 | 0 | 0 | 0 | 0 | 0 | 0 | 0 | 0 | 0 | 0 | 2786 | - | 0 | 0 | - | 0 | 0 | - | 0 | 0 | - | 2786 | - | 0 | 0 | - | 0 | 0 | - | 0 | 0 | -
2787 | 0 | 0 | 0 | 0 | 0 | 0 | 0 | 0 | 0 | 0 | 2787 | 0 | 0 | 0 | 0 | 0 | 0 | 0 | 0 | 0 | 0 | 2787 | - | 0 | 0 | - | 0 | 0 | - | 0 | 0 | - | 2787 | - | 0 | 0 | - | 0 | 0 | - | 0 | 0 | -
2788 | 0 | 0 | 0 | 0 | 0 | 0 | 0 | 0 | 0 | 0 | 2788 | 0 | 0 | 0 | 0 | 0 | 0 | 0 | 0 | 0 | 0 | 2788 | - | 0 | 0 | - | 0 | 0 | - | 0 | 0 | - | 2788 | - | 398.7512 | 238.5565 | - | 0 | 0 | - | 36.7548 | 0 | -
2789 | 0 | 0 | 0 | 0 | 0 | 0 | 0 | 0 | 0 | 0 | 2789 | 0 | 206.7208 | 0 | 222.875 | 141.7214 | 0 | 381.938 | 0 | 0 | 0 | 2789 | - | 0 | 0 | - | 0 | 0 | - | 0 | 0 | - | 2789 | - | 500 | 500 | - | 500 | 500 | - | 264.3633 | 326.4973 | -
2790 | 0 | 0 | 0 | 0 | 0 | 0 | 0 | 0 | 0 | 0 | 2790 | 47.4692 | 0 | 0 | 78.3451 | 276.3451 | 0 | 264.7788 | 0 | 0 | 0 | 2790 | - | 0 | 0 | - | 0 | 0 | - | 0 | 0 | - | 2790 | - | 322.6879 | 322.6879 | - | 500 | 500 | - | 0 | 263.8569 | -
2791 | 0 | 0 | 0 | 0 | 0 | 0 | 0 | 0 | 0 | 0 | 2791 | 0 | 0 | 0 | 0 | 0 | 0 | 0 | 0 | 0 | 0 | 2791 | - | 0 | 0 | - | 0 | 0 | - | 0 | 0 | - | 2791 | - | 0 | 0 | - | 0 | 0 | - | 0 | 0 | -
2792 | 0 | 0 | 0 | 0 | 0 | 0 | 0 | 0 | 0 | 0 | 2792 | 0 | 0 | 0 | 0 | 0 | 0 | 0 | 0 | 0 | 0 | 2792 | - | 0 | 0 | - | 0 | 0 | - | 0 | 0 | - | 2792 | - | 0 | 0 | - | 0 | 0 | - | 0 | 0 | -
2793 | 0 | 0 | 0 | 0 | 0 | 0 | 0 | 0 | 0 | 0 | 2793 | 0 | 0 | 0 | 0 | 0 | 0 | 0 | 0 | 0 | 0 | 2793 | - | 500 | 500 | - | 500 | 500 | - | 0 | 0 | - | 2793 | - | 0 | 0 | - | 0 | 0 | - | 0 | 0 | -
2794 | 210.4075 | 0 | 0 | 834.838 | 0 | 0 | 907.0881 | 133.5213 | 133.5213 | 210.4075 | 2794 | 0 | 0 | 0 | 0 | 0 | 0 | 0 | 0 | 0 | 210.4075 | 2794 | - | 500 | 500 | - | 500 | 500 | - | 500 | 500 | - | 2794 | - | 0 | 0 | - | 0 | 0 | - | 0 | 0 | -
2795 | 0 | 119.4751 | 0 | 0 | 0 | 0 | 299.7903 | 0 | 12.6274 | 0 | 2795 | 0 | 0 | 0 | 0 | 0 | 0 | 0 | 0 | 0 | 0 | 2795 | - | 500 | 500 | - | 500 | 500 | - | 500 | 500 | - | 2795 | - | 0 | 0 | - | 0 | 0 | - | 0 | 0 | -
2796 | 324.9514 | 297.0681 | 3.3313 | 0 | 0 | 0 | 849.107 | 493.0523 | 233.1 | 324.9514 | 2796 | 0 | 0 | 0 | 0 | 0 | 0 | 0 | 0 | 0 | 324.9514 | 2796 | - | 500 | 500 | - | 500 | 500 | - | 500 | 500 | - | 2796 | - | 0 | 0 | - | 0 | 0 | - | 0 | 0 | -
2797 | 1303.7415 | 834.8354 | 233.1 | 1500 | 977.0623 | 233.1 | 0 | 0 | 0 | 1303.7415 | 2797 | 0 | 0 | 0 | 0 | 0 | 0 | 0 | 0 | 0 | 1303.7415 | 2797 | - | 500 | 500 | - | 500 | 500 | - | 0 | 0 | - | 2797 | - | 0 | 0 | - | 0 | 0 | - | 0 | 0 | -
2798 | 601.3672 | 375.5998 | 142.8173 | 105.6297 | 649.9161 | 146.1487 | 0 | 0 | 0 | 601.3672 | 2798 | 0 | 0 | 0 | 0 | 0 | 0 | 0 | 0 | 0 | 601.3672 | 2798 | - | 500 | 500 | - | 500 | 500 | - | 0 | 239.5385 | - | 2798 | - | 0 | 0 | - | 0 | 0 | - | 0 | 0 | -
2799 | 0 | 0 | 0 | 0 | 0 | 0 | 0 | 0 | 0 | 0 | 2799 | 0 | 0 | 0 | 0 | 0 | 0 | 0 | 0 | 0 | 0 | 2799 | - | 0 | 0 | - | 258.5573 | 258.5573 | - | 0 | 0 | - | 2799 | - | 0 | 0 | - | 0 | 0 | - | 0 | 0 | -
2800 | 0 | 0 | 0 | 0 | 0 | 0 | 0 | 0 | 0 | 0 | 2800 | 0 | 0 | 0 | 0 | 0 | 0 | 0 | 0 | 0 | 0 | 2800 | - | 0 | 0 | - | 0 | 0 | - | 0 | 0 | - | 2800 | - | 0 | 0 | - | 0 | 0 | - | 0 | 0 | -
2801 | 0 | 0 | 0 | 0 | 0 | 0 | 0 | 0 | 0 | 0 | 2801 | 0 | 471.3966 | 0 | 0 | 0 | 0 | 0 | 0 | 0 | 0 | 2801 | - | 0 | 0 | - | 0 | 0 | - | 0 | 0 | - | 2801 | - | 46.1609 | 500 | - | 0 | 0 | - | 0 | 0 | -
2802 | 0 | 0 | 0 | 0 | 0 | 0 | 0 | 0 | 0 | 0 | 2802 | 426.64 | 109.0063 | 0 | 0 | 70.5251 | 0 | 206.9804 | 21.1624 | 0 | 0 | 2802 | - | 0 | 0 | - | 0 | 0 | - | 0 | 0 | - | 2802 | - | 500 | 500 | - | 500 | 500 | - | 500 | 500 | -
2803 | 0 | 0 | 0 | 0 | 0 | 0 | 0 | 0 | 0 | 0 | 2803 | 714.414 | 214.414 | 213.8318 | 896.446 | 396.446 | 233.1 | 615.7231 | 115.7231 | 115.7231 | 0 | 2803 | - | 0 | 0 | - | 0 | 0 | - | 0 | 0 | - | 2803 | - | 500 | 500 | - | 500 | 500 | - | 500 | 500 | -
2804 | 0 | 0 | 0 | 0 | 0 | 0 | 0 | 0 | 0 | 0 | 2804 | 608.5296 | 108.5296 | 108.5296 | 766.8 | 266.8 | 89.2614 | 465.0976 | 0 | 0 | 0 | 2804 | - | 0 | 0 | - | 0 | 0 | - | 0 | 0 | - | 2804 | - | 500 | 500 | - | 500 | 500 | - | 465.0976 | 465.0976 | -
2805 | 0 | 0 | 0 | 0 | 0 | 0 | 0 | 0 | 0 | 0 | 2805 | 324.8139 | 0 | 0 | 0 | 0 | 0 | 284.4666 | 0 | 0 | 0 | 2805 | - | 0 | 0 | - | 0 | 0 | - | 0 | 0 | - | 2805 | - | 462.0801 | 462.0801 | - | 500 | 500 | - | 284.4666 | 284.4666 | -
2806 | 0 | 0 | 0 | 0 | 0 | 0 | 0 | 0 | 0 | 0 | 2806 | 0 | 0 | 0 | 0 | 0 | 0 | 0 | 0 | 0 | 0 | 2806 | - | 0 | 0 | - | 0 | 0 | - | 0 | 0 | - | 2806 | - | 331.3093 | 331.3093 | - | 291.1588 | 291.1588 | - | 116.1362 | 116.1362 | -
2807 | 0 | 0 | 0 | 0 | 0 | 0 | 73.3872 | 0 | 0 | 0 | 2807 | 0 | 0 | 0 | 0 | 0 | 0 | 0 | 0 | 0 | 0 | 2807 | - | 0 | 0 | - | 0 | 0 | - | 0 | 0 | - | 2807 | - | 368.867 | 368.867 | - | 223.1587 | 223.1587 | - | 151.4827 | 151.4827 | -
2808 | 0 | 0 | 0 | 0 | 0 | 0 | 255.495 | 0 | 0 | 0 | 2808 | 0 | 0 | 0 | 0 | 0 | 0 | 0 | 0 | 0 | 0 | 2808 | - | 0 | 0 | - | 0 | 0 | - | 0 | 0 | - | 2808 | - | 328.4341 | 19.4708 | - | 121.8996 | 121.8996 | - | 145.4394 | 145.4394 | -
2809 | 0 | 0 | 0 | 0 | 0 | 0 | 0 | 0 | 0 | 0 | 2809 | 0 | 0 | 0 | 0 | 0 | 0 | 0 | 0 | 0 | 0 | 2809 | - | 0 | 0 | - | 0 | 0 | - | 0 | 0 | - | 2809 | - | 310.6666 | 0 | - | 143.2719 | 143.2719 | - | 188.4627 | 188.4627 | -
2810 | 0 | 0 | 0 | 0 | 0 | 0 | 0 | 0 | 0 | 0 | 2810 | 0 | 155.1379 | 0 | 0 | 0 | 0 | 0 | 0 | 0 | 0 | 2810 | - | 0 | 0 | - | 0 | 0 | - | 0 | 0 | - | 2810 | - | 0 | 0 | - | 189.9425 | 189.9425 | - | 244.4763 | 244.4763 | -
2811 | 0 | 0 | 0 | 0 | 0 | 0 | 0 | 0 | 104.6834 | 0 | 2811 | 0 | 0 | 0 | 0 | 0 | 0 | 0 | 0 | 0 | 0 | 2811 | - | 0 | 0 | - | 0 | 0 | - | 0 | 0 | - | 2811 | - | 261.6809 | 0 | - | 500 | 500 | - | 326.3302 | 431.0136 | -
2812 | 0 | 0 | 0 | 0 | 0 | 0 | 0 | 0 | 0 | 0 | 2812 | 0 | 0 | 0 | 0 | 0 | 0 | 0 | 552.722 | 62.5192 | 0 | 2812 | - | 0 | 0 | - | 0 | 0 | - | 0 | 0 | - | 2812 | - | 410.3711 | 0 | - | 500 | 500 | - | 500 | 500 | -
2813 | 0 | 0 | 0 | 0 | 0 | 0 | 0 | 0 | 0 | 0 | 2813 | 0 | 43.3592 | 0 | 411.1514 | 649.1606 | 0 | 781.6797 | 443.0284 | 233.1 | 0 | 2813 | - | 0 | 0 | - | 0 | 0 | - | 0 | 0 | - | 2813 | - | 500 | 500 | - | 500 | 500 | - | 500 | 500 | -
2814 | 0 | 0 | 0 | 0 | 0 | 0 | 0 | 0 | 0 | 0 | 2814 | 0 | 281.0881 | 0 | 0 | 0 | 0 | 0 | 250.2957 | 0 | 0 | 2814 | - | 0 | 0 | - | 0 | 0 | - | 0 | 0 | - | 2814 | - | 0 | 265.0558 | - | 500 | 500 | - | 295.4923 | 500 | -
2815 | 0 | 0 | 0 | 0 | 0 | 0 | 0 | 0 | 0 | 0 | 2815 | 0 | 0 | 0 | 0 | 0 | 0 | 0 | 0 | 0 | 0 | 2815 | - | 0 | 0 | - | 0 | 0 | - | 0 | 0 | - | 2815 | - | 0 | 0 | - | 0 | 0 | - | 0 | 0 | -
2816 | 0 | 0 | 0 | 0 | 0 | 0 | 0 | 0 | 0 | 0 | 2816 | 0 | 0 | 0 | 0 | 0 | 0 | 0 | 0 | 0 | 0 | 2816 | - | 0 | 0 | - | 0 | 0 | - | 53.4586 | 435.176 | - | 2816 | - | 0 | 0 | - | 0 | 0 | - | 0 | 0 | -
2817 | 249.0924 | 968.2265 | 146.1487 | 766.7145 | 626.9784 | 233.1 | 1227.5246 | 639.083 | 233.1 | 249.0924 | 2817 | 0 | 0 | 0 | 0 | 0 | 0 | 0 | 0 | 0 | 249.0924 | 2817 | - | 500 | 500 | - | 500 | 500 | - | 500 | 500 | - | 2817 | - | 0 | 0 | - | 0 | 0 | - | 0 | 0 | -
2818 | 1500 | 658.7519 | 0 | 1150.1889 | 1000 | 146.1487 | 1212.943 | 987.8954 | 146.1487 | 1500 | 2818 | 0 | 0 | 0 | 0 | 0 | 0 | 0 | 0 | 0 | 1500 | 2818 | - | 500 | 500 | - | 500 | 500 | - | 500 | 500 | - | 2818 | - | 0 | 0 | - | 0 | 0 | - | 0 | 0 | -
2819 | 691.3753 | 0 | 233.1 | 523.5643 | 0 | 0 | 0 | 0 | 0 | 691.3753 | 2819 | 0 | 0 | 0 | 0 | 0 | 0 | 0 | 0 | 0 | 691.3753 | 2819 | - | 500 | 500 | - | 500 | 500 | - | 500 | 500 | - | 2819 | - | 0 | 0 | - | 0 | 0 | - | 0 | 0 | -
2820 | 0 | 0 | 0 | 0 | 0 | 0 | 0 | 0 | 0 | 0 | 2820 | 0 | 0 | 0 | 0 | 0 | 0 | 0 | 0 | 0 | 0 | 2820 | - | 500 | 500 | - | 500 | 500 | - | 0 | 0 | - | 2820 | - | 0 | 0 | - | 0 | 0 | - | 0 | 0 | -
2821 | 0 | 0 | 0 | 0 | 0 | 0 | 0 | 0 | 0 | 0 | 2821 | 0 | 0 | 0 | 0 | 0 | 0 | 0 | 0 | 0 | 0 | 2821 | - | 500 | 500 | - | 500 | 500 | - | 0 | 0 | - | 2821 | - | 0 | 0 | - | 0 | 0 | - | 0 | 0 | -
2822 | 0 | 0 | 0 | 0 | 0 | 0 | 0 | 0 | 0 | 0 | 2822 | 0 | 0 | 0 | 0 | 0 | 0 | 0 | 0 | 0 | 0 | 2822 | - | 500 | 500 | - | 500 | 500 | - | 0 | 0 | - | 2822 | - | 0 | 0 | - | 0 | 0 | - | 0 | 0 | -
2823 | 0 | 0 | 0 | 0 | 0 | 0 | 0 | 0 | 0 | 0 | 2823 | 0 | 0 | 0 | 0 | 0 | 0 | 0 | 0 | 0 | 0 | 2823 | - | 0 | 0 | - | 0 | 0 | - | 0 | 0 | - | 2823 | - | 0 | 0 | - | 0 | 0 | - | 0 | 0 | -
2824 | 0 | 0 | 0 | 0 | 0 | 0 | 0 | 0 | 0 | 0 | 2824 | 0 | 0 | 0 | 0 | 0 | 0 | 0 | 0 | 0 | 0 | 2824 | - | 0 | 0 | - | 0 | 0 | - | 0 | 0 | - | 2824 | - | 0 | 0 | - | 500 | 500 | - | 0 | 0 | -
2825 | 0 | 0 | 0 | 0 | 0 | 0 | 0 | 0 | 0 | 0 | 2825 | 428.8129 | 118.407 | 0 | 25.6298 | 0 | 0 | 0 | 0 | 0 | 0 | 2825 | - | 0 | 0 | - | 0 | 0 | - | 0 | 0 | - | 2825 | - | 500 | 500 | - | 500 | 500 | - | 500 | 500 | -
2826 | 0 | 0 | 0 | 0 | 0 | 0 | 0 | 0 | 0 | 0 | 2826 | 767.0309 | 767.0309 | 233.1 | 1392.7051 | 1000 | 233.1 | 1500 | 1000 | 233.1 | 0 | 2826 | - | 0 | 0 | - | 0 | 0 | - | 0 | 0 | - | 2826 | - | 0 | 500 | - | 500 | 500 | - | 500 | 500 | -
2827 | 0 | 0 | 0 | 0 | 0 | 0 | 0 | 0 | 0 | 0 | 2827 | 852.1717 | 352.1717 | 89.2614 | 656.0625 | 382.9317 | 89.2614 | 574.3975 | 382.9317 | 89.2614 | 0 | 2827 | - | 0 | 0 | - | 0 | 0 | - | 0 | 0 | - | 2827 | - | 500 | 500 | - | 500 | 500 | - | 500 | 500 | -
2828 | 0 | 0 | 0 | 0 | 0 | 0 | 0 | 0 | 0 | 0 | 2828 | 0 | 0 | 0 | 0 | 0 | 0 | 0 | 0 | 0 | 0 | 2828 | - | 0 | 0 | - | 0 | 0 | - | 0 | 0 | - | 2828 | - | 0 | 0 | - | 500 | 500 | - | 500 | 500 | -
2829 | 0 | 0 | 0 | 0 | 0 | 0 | 0 | 0 | 0 | 0 | 2829 | 0 | 0 | 0 | 0 | 0 | 0 | 0 | 0 | 0 | 0 | 2829 | - | 0 | 0 | - | 0 | 0 | - | 0 | 0 | - | 2829 | - | 0 | 0 | - | 0 | 0 | - | 0 | 0 | -
2830 | 0 | 0 | 0 | 0 | 0 | 0 | 0 | 0 | 0 | 0 | 2830 | 0 | 0 | 0 | 0 | 0 | 0 | 0 | 0 | 0 | 0 | 2830 | - | 0 | 0 | - | 0 | 0 | - | 0 | 0 | - | 2830 | - | 0 | 0 | - | 0 | 0 | - | 0 | 0 | -
2831 | 0 | 0 | 0 | 0 | 0 | 0 | 0 | 0 | 0 | 0 | 2831 | 0 | 0 | 0 | 0 | 0 | 0 | 0 | 0 | 0 | 0 | 2831 | - | 0 | 0 | - | 0 | 0 | - | 0 | 0 | - | 2831 | - | 0 | 0 | - | 0 | 0 | - | 0 | 0 | -
2832 | 0 | 0 | 0 | 0 | 0 | 0 | 0 | 0 | 0 | 0 | 2832 | 0 | 0 | 0 | 0 | 0 | 0 | 0 | 0 | 0 | 0 | 2832 | - | 0 | 0 | - | 0 | 0 | - | 0 | 0 | - | 2832 | - | 0 | 0 | - | 0 | 0 | - | 0 | 0 | -
2833 | 0 | 0 | 0 | 0 | 0 | 0 | 0 | 0 | 0 | 0 | 2833 | 0 | 0 | 0 | 0 | 0 | 0 | 0 | 0 | 0 | 0 | 2833 | - | 0 | 0 | - | 0 | 0 | - | 0 | 0 | - | 2833 | - | 0 | 0 | - | 0 | 0 | - | 0 | 0 | -
2834 | 0 | 0 | 0 | 0 | 0 | 0 | 0 | 0 | 0 | 0 | 2834 | 0 | 0 | 0 | 0 | 0 | 0 | 0 | 0 | 0 | 0 | 2834 | - | 0 | 0 | - | 0 | 0 | - | 0 | 0 | - | 2834 | - | 0 | 0 | - | 0 | 0 | - | 0 | 0 | -
2835 | 0 | 0 | 0 | 0 | 0 | 0 | 302.3892 | 0 | 0 | 0 | 2835 | 0 | 0 | 0 | 0 | 0 | 0 | 0 | 0 | 0 | 0 | 2835 | - | 0 | 0 | - | 0 | 0 | - | 0 | 0 | - | 2835 | - | 0 | 0 | - | 0 | 0 | - | 0 | 0 | -
2836 | 0 | 0 | 0 | 0 | 0 | 0 | 0 | 0 | 0 | 0 | 2836 | 0 | 0 | 0 | 0 | 0 | 0 | 0 | 0 | 0 | 0 | 2836 | - | 0 | 0 | - | 0 | 0 | - | 0 | 0 | - | 2836 | - | 0 | 0 | - | 0 | 0 | - | 0 | 0 | -
2837 | 0 | 0 | 0 | 0 | 0 | 0 | 0 | 0 | 0 | 0 | 2837 | 0 | 0 | 0 | 0 | 0 | 0 | 0 | 0 | 0 | 0 | 2837 | - | 0 | 0 | - | 0 | 0 | - | 0 | 0 | - | 2837 | - | 0 | 0 | - | 0 | 0 | - | 0 | 0 | -
2838 | 0 | 0 | 0 | 0 | 0 | 0 | 0 | 0 | 0 | 0 | 2838 | 26.3819 | 145.322 | 0 | 0 | 0 | 0 | 257.0308 | 0 | 0 | 0 | 2838 | - | 0 | 0 | - | 0 | 0 | - | 0 | 0 | - | 2838 | - | 331.06 | 495.6145 | - | 0 | 0 | - | 440.9174 | 440.9174 | -
2839 | 0 | 0 | 0 | 0 | 0 | 0 | 0 | 0 | 0 | 0 | 2839 | 0 | 0 | 0 | 0 | 0 | 0 | 0 | 0 | 0 | 0 | 2839 | - | 0 | 0 | - | 0 | 0 | - | 0 | 0 | - | 2839 | - | 0 | 0 | - | 0 | 0 | - | 0 | 0 | -
2840 | 0 | 0 | 0 | 0 | 0 | 0 | 0 | 0 | 0 | 0 | 2840 | 0 | 0 | 0 | 0 | 0 | 0 | 0 | 0 | 0 | 0 | 2840 | - | 0 | 0 | - | 0 | 0 | - | 0 | 0 | - | 2840 | - | 0 | 0 | - | 0 | 0 | - | 0 | 0 | -
2841 | 0 | 0 | 0 | 0 | 0 | 0 | 0 | 0 | 0 | 0 | 2841 | 0 | 0 | 0 | 0 | 0 | 0 | 0 | 0 | 0 | 0 | 2841 | - | 500 | 500 | - | 500 | 500 | - | 0 | 0 | - | 2841 | - | 0 | 0 | - | 0 | 0 | - | 0 | 0 | -
2842 | 0 | 0 | 0 | 138.7217 | 201.2943 | 0 | 288.5988 | 377.3142 | 0 | 0 | 2842 | 0 | 0 | 0 | 0 | 0 | 0 | 0 | 0 | 0 | 0 | 2842 | - | 500 | 500 | - | 500 | 500 | - | 500 | 500 | - | 2842 | - | 0 | 0 | - | 0 | 0 | - | 0 | 0 | -
2843 | 940.4677 | 626.9784 | 233.1 | 0 | 399.2022 | 20.4717 | 651.8688 | 199.8688 | 146.1487 | 940.4677 | 2843 | 0 | 0 | 0 | 0 | 0 | 0 | 0 | 0 | 0 | 940.4677 | 2843 | - | 500 | 500 | - | 500 | 500 | - | 500 | 500 | - | 2843 | - | 0 | 0 | - | 0 | 0 | - | 0 | 0 | -
2844 | 1500 | 1000 | 146.1487 | 631.6438 | 212.9927 | 169.1526 | 1500 | 1000 | 233.1 | 1500 | 2844 | 0 | 0 | 0 | 0 | 0 | 0 | 0 | 0 | 0 | 1500 | 2844 | - | 500 | 500 | - | 500 | 500 | - | 500 | 500 | - | 2844 | - | 0 | 0 | - | 0 | 0 | - | 0 | 0 | -
2845 | 0 | 0 | 0 | 449.8683 | 0 | 0 | 0 | 0 | 0 | 0 | 2845 | 0 | 0 | 0 | 0 | 0 | 0 | 0 | 0 | 0 | 0 | 2845 | - | 500 | 500 | - | 500 | 500 | - | 333.3333 | 339.2301 | - | 2845 | - | 0 | 0 | - | 0 | 0 | - | 0 | 0 | -
2846 | 0 | 0 | 0 | 0 | 0 | 0 | 0 | 0 | 0 | 0 | 2846 | 0 | 0 | 0 | 0 | 0 | 0 | 0 | 0 | 0 | 0 | 2846 | - | 500 | 500 | - | 0 | 0 | - | 0 | 0 | - | 2846 | - | 0 | 0 | - | 0 | 0 | - | 0 | 0 | -
2847 | 0 | 0 | 0 | 0 | 0 | 0 | 0 | 0 | 0 | 0 | 2847 | 0 | 0 | 0 | 0 | 0 | 0 | 0 | 0 | 0 | 0 | 2847 | - | 0 | 0 | - | 0 | 0 | - | 0 | 0 | - | 2847 | - | 0 | 0 | - | 0 | 0 | - | 0 | 0 | -
2848 | 0 | 0 | 0 | 0 | 0 | 0 | 0 | 0 | 0 | 0 | 2848 | 0 | 0 | 0 | 0 | 0 | 0 | 11.1189 | 0 | 0 | 0 | 2848 | - | 0 | 0 | - | 0 | 0 | - | 0 | 0 | - | 2848 | - | 0 | 0 | - | 0 | 0 | - | 0 | 0 | -
2849 | 0 | 0 | 0 | 0 | 0 | 0 | 0 | 0 | 0 | 0 | 2849 | 0 | 0 | 0 | 0 | 0 | 0 | 1048.1319 | 649.1397 | 161.1807 | 0 | 2849 | - | 0 | 0 | - | 0 | 0 | - | 0 | 0 | - | 2849 | - | 0 | 0 | - | 0 | 0 | - | 0 | 0 | -
2850 | 0 | 0 | 0 | 0 | 0 | 0 | 0 | 0 | 0 | 0 | 2850 | 503.2471 | 591.0694 | 161.1807 | 0 | 0 | 0 | 88.664 | 0 | 0 | 0 | 2850 | - | 0 | 0 | - | 0 | 0 | - | 0 | 0 | - | 2850 | - | 0 | 0 | - | 0 | 0 | - | 0 | 0 | -
2851 | 0 | 0 | 0 | 0 | 0 | 0 | 0 | 0 | 0 | 0 | 2851 | 380.2472 | 100.3964 | 0 | 0 | 0 | 0 | 0 | 0 | 0 | 0 | 2851 | - | 0 | 0 | - | 0 | 0 | - | 0 | 0 | - | 2851 | - | 404.2195 | 164.3855 | - | 0 | 0 | - | 0 | 0 | -
2852 | 0 | 0 | 0 | 0 | 0 | 0 | 0 | 0 | 0 | 0 | 2852 | 0 | 0 | 0 | 0 | 0 | 0 | 0 | 0 | 0 | 0 | 2852 | - | 0 | 0 | - | 0 | 0 | - | 0 | 0 | - | 2852 | - | 424.7206 | 0 | - | 0 | 0 | - | 0 | 0 | -
2853 | 0 | 0 | 0 | 0 | 0 | 0 | 0 | 0 | 0 | 0 | 2853 | 153.7044 | 0 | 0 | 0 | 0 | 0 | 0 | 0 | 0 | 0 | 2853 | - | 0 | 0 | - | 50.5581 | 462.2379 | - | 0 | 0 | - | 2853 | - | 0 | 0 | - | 0 | 0 | - | 0 | 0 | -
2854 | 0 | 0 | 0 | 0 | 0 | 0 | 0 | 0 | 0 | 0 | 2854 | 0 | 0 | 0 | 0 | 0 | 0 | 0 | 0 | 0 | 0 | 2854 | - | 0 | 0 | - | 500 | 353.7799 | - | 500 | 494.1033 | - | 2854 | - | 0 | 0 | - | 0 | 0 | - | 0 | 0 | -
2855 | 0 | 0 | 0 | 0 | 0 | 0 | 130.2543 | 0 | 0 | 0 | 2855 | 0 | 0 | 0 | 0 | 0 | 0 | 0 | 0 | 0 | 0 | 2855 | - | 0 | 0 | - | 282.7752 | 0 | - | 500 | 500 | - | 2855 | - | 0 | 0 | - | 0 | 0 | - | 0 | 0 | -
2856 | 0 | 0 | 0 | 0 | 0 | 0 | 0 | 0 | 0 | 0 | 2856 | 0 | 0 | 0 | 0 | 0 | 0 | 0 | 0 | 0 | 0 | 2856 | - | 0 | 0 | - | 0 | 17.3155 | - | 500 | 500 | - | 2856 | - | 0 | 0 | - | 0 | 0 | - | 0 | 0 | -
2857 | 0 | 0 | 0 | 0 | 0 | 0 | 0 | 0 | 0 | 0 | 2857 | 49.9774 | 0 | 0 | 0 | 0 | 0 | 0 | 0 | 0 | 0 | 2857 | - | 0 | 0 | - | 0 | 0 | - | 0 | 0 | - | 2857 | - | 199.9774 | 199.9774 | - | 0 | 0 | - | 0 | 0 | -
2858 | 0 | 0 | 0 | 0 | 0 | 0 | 0 | 0 | 0 | 0 | 2858 | 28.4223 | 0 | 0 | 0 | 0 | 0 | 0 | 0 | 0 | 0 | 2858 | - | 0 | 0 | - | 0 | 0 | - | 0 | 0 | - | 2858 | - | 178.4223 | 178.4223 | - | 171.5975 | 131.3819 | - | 0 | 0 | -
2859 | 0 | 0 | 0 | 0 | 0 | 0 | 0 | 0 | 0 | 0 | 2859 | 46.5902 | 0 | 0 | 0 | 194.1391 | 0 | 4.6449 | 13.1041 | 0 | 0 | 2859 | - | 0 | 0 | - | 0 | 0 | - | 0 | 0 | - | 2859 | - | 196.5902 | 196.5902 | - | 0 | 194.1391 | - | 82.1423 | 95.2463 | -
2860 | 0 | 0 | 0 | 0 | 0 | 0 | 0 | 0 | 0 | 0 | 2860 | 109.1763 | 0 | 0 | 234.6554 | 0 | 0 | 92.4694 | 0 | 0 | 0 | 2860 | - | 0 | 0 | - | 0 | 0 | - | 0 | 0 | - | 2860 | - | 259.1763 | 259.1763 | - | 288.4548 | 288.4548 | - | 211.6081 | 244.6501 | -
2861 | 0 | 0 | 0 | 0 | 0 | 0 | 0 | 0 | 0 | 0 | 2861 | 358.4206 | 0 | 0 | 490.9944 | 150.0114 | 0 | 366.7201 | 485.8588 | 0 | 0 | 2861 | - | 0 | 0 | - | 0 | 0 | - | 0 | 0 | - | 2861 | - | 366.6056 | 366.6056 | - | 340.983 | 490.9944 | - | 0 | 485.8588 | -
2862 | 0 | 0 | 0 | 0 | 0 | 0 | 0 | 0 | 0 | 0 | 2862 | 336.2221 | 0 | 161.1807 | 311.5489 | 177.2794 | 161.1807 | 573.3643 | 192.503 | 161.1807 | 0 | 2862 | - | 0 | 0 | - | 0 | 0 | - | 0 | 0 | - | 2862 | - | 486.2221 | 325.0414 | - | 500 | 500 | - | 500 | 500 | -
2863 | 0 | 0 | 0 | 0 | 0 | 0 | 0 | 0 | 0 | 0 | 2863 | 108.3899 | 0 | 0 | 0 | 170.0359 | 0 | 0 | 0 | 0 | 0 | 2863 | - | 0 | 0 | - | 0 | 0 | - | 0 | 0 | - | 2863 | - | 258.3899 | 258.3899 | - | 0 | 22.9785 | - | 0 | 0 | -
2864 | 0 | 0 | 0 | 0 | 0 | 0 | 0 | 0 | 0 | 0 | 2864 | 0 | 0 | 0 | 0 | 0 | 0 | 0 | 0 | 0 | 0 | 2864 | - | 55.9647 | 55.9647 | - | 440.5705 | 500 | - | 500 | 500 | - | 2864 | - | 0 | 0 | - | 0 | 0 | - | 0 | 0 | -
2865 | 64.8987 | 0 | 0 | 0 | 0 | 0 | 0 | 0 | 0 | 64.8987 | 2865 | 0 | 0 | 0 | 0 | 0 | 0 | 0 | 0 | 0 | 64.8987 | 2865 | - | 500 | 500 | - | 500 | 500 | - | 500 | 500 | - | 2865 | - | 0 | 0 | - | 0 | 0 | - | 0 | 0 | -
2866 | 755.8361 | 110.0688 | 60.0688 | 0 | 0 | 0 | 0 | 0 | 0 | 755.8361 | 2866 | 0 | 0 | 0 | 0 | 0 | 0 | 0 | 0 | 0 | 755.8361 | 2866 | - | 500 | 500 | - | 500 | 500 | - | 500 | 500 | - | 2866 | - | 0 | 0 | - | 0 | 0 | - | 0 | 0 | -
2867 | 556.0067 | 0 | 233.1 | 1500 | 1000 | 146.1487 | 833.7292 | 68.7824 | 0 | 556.0067 | 2867 | 0 | 0 | 0 | 0 | 0 | 0 | 0 | 0 | 0 | 556.0067 | 2867 | - | 500 | 500 | - | 500 | 500 | - | 500 | 500 | - | 2867 | - | 0 | 0 | - | 0 | 0 | - | 0 | 0 | -
2868 | 325.0652 | 0 | 86.0799 | 940.4677 | 626.9784 | 233.1 | 548.5424 | 1000 | 146.1487 | 325.0652 | 2868 | 0 | 0 | 0 | 0 | 0 | 0 | 0 | 0 | 0 | 325.0652 | 2868 | - | 500 | 500 | - | 500 | 500 | - | 500 | 500 | - | 2868 | - | 0 | 0 | - | 0 | 0 | - | 0 | 0 | -
2869 | 348.3083 | 244.0465 | 0 | 0 | 0 | 0 | 1058.196 | 558.196 | 233.1 | 348.3083 | 2869 | 0 | 0 | 0 | 0 | 0 | 0 | 0 | 0 | 0 | 348.3083 | 2869 | - | 500 | 500 | - | 500 | 500 | - | 500 | 500 | - | 2869 | - | 0 | 0 | - | 0 | 0 | - | 0 | 0 | -
2870 | 390.3526 | 16.3793 | 0 | 0 | 0 | 0 | 0 | 0 | 0 | 390.3526 | 2870 | 0 | 0 | 0 | 0 | 0 | 0 | 0 | 0 | 0 | 390.3526 | 2870 | - | 500 | 500 | - | 500 | 500 | - | 500 | 500 | - | 2870 | - | 0 | 0 | - | 0 | 0 | - | 0 | 0 | -
2871 | 0 | 0 | 0 | 0 | 0 | 0 | 0 | 0 | 0 | 0 | 2871 | 0 | 0 | 0 | 0 | 0 | 0 | 0 | 0 | 0 | 0 | 2871 | - | 500 | 500 | - | 500 | 500 | - | 500 | 500 | - | 2871 | - | 0 | 0 | - | 0 | 0 | - | 0 | 0 | -
2872 | 0 | 0 | 0 | 0 | 0 | 0 | 0 | 0 | 0 | 0 | 2872 | 0 | 0 | 0 | 0 | 0 | 0 | 0 | 0 | 0 | 0 | 2872 | - | 0 | 367.9389 | - | 0 | 0 | - | 0 | 0 | - | 2872 | - | 0 | 0 | - | 0 | 0 | - | 0 | 0 | -
2873 | 0 | 0 | 0 | 0 | 0 | 0 | 0 | 0 | 0 | 0 | 2873 | 0 | 0 | 0 | 0 | 0 | 0 | 429.2762 | 0 | 0 | 0 | 2873 | - | 0 | 0 | - | 0 | 0 | - | 0 | 0 | - | 2873 | - | 0 | 0 | - | 0 | 0 | - | 0 | 0 | -
2874 | 0 | 0 | 0 | 0 | 0 | 0 | 0 | 0 | 0 | 0 | 2874 | 46.9783 | 0 | 0 | 0 | 0 | 0 | 0 | 0 | 0 | 0 | 2874 | - | 0 | 0 | - | 0 | 0 | - | 0 | 0 | - | 2874 | - | 46.9783 | 46.9783 | - | 0 | 0 | - | 500 | 0 | -
2875 | 0 | 0 | 0 | 0 | 0 | 0 | 0 | 0 | 0 | 0 | 2875 | 139.8264 | 0 | 0 | 0 | 36.5814 | 0 | 0 | 1000 | 226.4849 | 0 | 2875 | - | 0 | 0 | - | 0 | 0 | - | 0 | 0 | - | 2875 | - | 139.8264 | 139.8264 | - | 0 | 36.5814 | - | 32.0049 | 500 | -
2876 | 0 | 0 | 0 | 0 | 0 | 0 | 0 | 0 | 0 | 0 | 2876 | 86.0678 | 0 | 0 | 0 | 0 | 0 | 0 | 0 | 0 | 0 | 2876 | - | 0 | 0 | - | 0 | 0 | - | 0 | 0 | - | 2876 | - | 86.0678 | 86.0678 | - | 0 | 0 | - | 500 | 0 | -
2877 | 0 | 0 | 0 | 0 | 0 | 0 | 0 | 0 | 0 | 0 | 2877 | 38.1857 | 0 | 0 | 0 | 0 | 0 | 0 | 0 | 0 | 0 | 2877 | - | 0 | 0 | - | 0 | 0 | - | 0 | 0 | - | 2877 | - | 38.1857 | 38.1857 | - | 0 | 0 | - | 0 | 0 | -
2878 | 0 | 0 | 0 | 0 | 0 | 0 | 0 | 0 | 0 | 0 | 2878 | 29.1038 | 0 | 0 | 0 | 0 | 0 | 0 | 0 | 0 | 0 | 2878 | - | 0 | 0 | - | 0 | 0 | - | 0 | 0 | - | 2878 | - | 29.1038 | 29.1038 | - | 0 | 0 | - | 0 | 0 | -
2879 | 0 | 0 | 0 | 0 | 0 | 0 | 0 | 0 | 0 | 0 | 2879 | 56.0791 | 0 | 56.0791 | 0 | 0 | 0 | 0 | 0 | 0 | 0 | 2879 | - | 0 | 0 | - | 0 | 0 | - | 0 | 0 | - | 2879 | - | 56.0791 | 0 | - | 0 | 0 | - | 0 | 0 | -
2880 | 0 | 0 | 0 | 0 | 0 | 0 | 0 | 0 | 0 | 0 | 2880 | 72.1509 | 0 | 48.2772 | 0 | 68.8402 | 0 | 0 | 0 | 0 | 0 | 2880 | - | 0 | 0 | - | 0 | 0 | - | 0 | 0 | - | 2880 | - | 187.6962 | 139.419 | - | 0 | 68.8402 | - | 0 | 0 | -
2881 | 0 | 0 | 0 | 0 | 0 | 0 | 0 | 0 | 0 | 0 | 2881 | 229.1735 | 0 | 0 | 0 | 0 | 0 | 0 | 0 | 0 | 0 | 2881 | - | 0 | 0 | - | 0 | 0 | - | 0 | 0 | - | 2881 | - | 229.1735 | 229.1735 | - | 147.1497 | 147.1497 | - | 0 | 0 | -
2882 | 0 | 0 | 0 | 0 | 0 | 0 | 0 | 0 | 0 | 0 | 2882 | 255.1704 | 255.1704 | 0 | 0 | 0 | 0 | 102.138 | 0 | 0 | 0 | 2882 | - | 0 | 0 | - | 0 | 0 | - | 0 | 0 | - | 2882 | - | 0 | 255.1704 | - | 227.7286 | 227.7286 | - | 102.138 | 102.138 | -
2883 | 0 | 0 | 0 | 0 | 0 | 0 | 0 | 0 | 0 | 0 | 2883 | 231.0848 | 0 | 0 | 0 | 0 | 0 | 200.7135 | 0 | 0 | 0 | 2883 | - | 0 | 0 | - | 0 | 0 | - | 0 | 0 | - | 2883 | - | 231.0848 | 231.0848 | - | 265.8765 | 265.8765 | - | 200.7135 | 200.7135 | -
2884 | 0 | 0 | 0 | 0 | 0 | 0 | 0 | 0 | 0 | 0 | 2884 | 366.8997 | 0 | 0 | 78.0104 | 0 | 0 | 466.2982 | 0 | 0 | 0 | 2884 | - | 0 | 0 | - | 0 | 0 | - | 0 | 0 | - | 2884 | - | 366.8997 | 366.8997 | - | 473.8455 | 473.8455 | - | 466.2982 | 466.2982 | -
2885 | 0 | 0 | 0 | 0 | 0 | 0 | 0 | 0 | 0 | 0 | 2885 | 390.546 | 0 | 0 | 553.069 | 67.0247 | 67.0247 | 595.8765 | 98.4808 | 95.8765 | 0 | 2885 | - | 0 | 0 | - | 0 | 0 | - | 0 | 0 | - | 2885 | - | 390.546 | 390.546 | - | 500 | 500 | - | 500 | 500 | -
2886 | 0 | 0 | 0 | 0 | 0 | 0 | 0 | 0 | 0 | 0 | 2886 | 133.1312 | 0 | 0 | 302.2439 | 0 | 0 | 280.0951 | 0 | 0 | 0 | 2886 | - | 0 | 0 | - | 0 | 0 | - | 0 | 0 | - | 2886 | - | 133.1312 | 133.1312 | - | 309.4453 | 309.4453 | - | 280.0951 | 280.0951 | -
2887 | 0 | 0 | 0 | 66.168 | 0 | 0 | 0 | 0 | 0 | 0 | 2887 | 0 | 0 | 0 | 0 | 0 | 0 | 0 | 0 | 0 | 0 | 2887 | - | 394.1668 | 394.1668 | - | 0 | 0 | - | 0 | 0 | - | 2887 | - | 0 | 0 | - | 0 | 0 | - | 0 | 0 | -
2888 | 340.8574 | 118.1729 | 118.1729 | 331.4389 | 0 | 0 | 202.8037 | 227.9179 | 227.9179 | 340.8574 | 2888 | 0 | 0 | 0 | 0 | 0 | 0 | 0 | 0 | 0 | 340.8574 | 2888 | - | 500 | 500 | - | 331.4389 | 331.4389 | - | 500 | 500 | - | 2888 | - | 0 | 0 | - | 0 | 0 | - | 0 | 0 | -
2889 | 411.0609 | 0 | 0 | 131.1155 | 0 | 0 | 505.3565 | 5.3565 | 5.3565 | 411.0609 | 2889 | 0 | 0 | 0 | 0 | 0 | 0 | 0 | 0 | 0 | 411.0609 | 2889 | - | 411.0609 | 411.0609 | - | 131.1155 | 131.1155 | - | 500 | 500 | - | 2889 | - | 0 | 0 | - | 0 | 0 | - | 0 | 0 | -
2890 | 374.6969 | 0 | 0 | 110.4339 | 0 | 78.8526 | 473.9759 | 21.7246 | 0 | 374.6969 | 2890 | 0 | 0 | 0 | 0 | 0 | 0 | 0 | 0 | 0 | 374.6969 | 2890 | - | 374.6969 | 374.6969 | - | 110.4339 | 31.5813 | - | 500 | 500 | - | 2890 | - | 0 | 0 | - | 0 | 0 | - | 0 | 0 | -
2891 | 391.5557 | 0 | 0 | 136.238 | 0 | 0 | 499.0261 | 427.6733 | 85.3667 | 391.5557 | 2891 | 0 | 0 | 0 | 0 | 0 | 0 | 0 | 0 | 0 | 391.5557 | 2891 | - | 391.5557 | 391.5557 | - | 136.238 | 136.238 | - | 500 | 500 | - | 2891 | - | 0 | 0 | - | 0 | 0 | - | 0 | 0 | -
2892 | 452.6002 | 0 | 0 | 200.7799 | 0 | 0 | 560.6076 | 324.5638 | 60.6076 | 452.6002 | 2892 | 0 | 0 | 0 | 0 | 0 | 0 | 0 | 0 | 0 | 452.6002 | 2892 | - | 452.6002 | 452.6002 | - | 200.7799 | 200.7799 | - | 500 | 500 | - | 2892 | - | 0 | 0 | - | 0 | 0 | - | 0 | 0 | -
2893 | 364.5805 | 0 | 0 | 103.4425 | 0 | 0 | 65.4379 | 165.6158 | 0 | 364.5805 | 2893 | 0 | 0 | 0 | 0 | 0 | 0 | 0 | 0 | 0 | 364.5805 | 2893 | - | 364.5805 | 364.5805 | - | 103.4425 | 103.4425 | - | 500 | 500 | - | 2893 | - | 0 | 0 | - | 0 | 0 | - | 0 | 0 | -
2894 | 105.1161 | 0 | 0 | 0 | 0 | 0 | 133.26 | 119.4785 | 0 | 105.1161 | 2894 | 0 | 0 | 0 | 0 | 0 | 0 | 0 | 0 | 0 | 105.1161 | 2894 | - | 105.1161 | 105.1161 | - | 0 | 0 | - | 500 | 500 | - | 2894 | - | 0 | 0 | - | 0 | 0 | - | 0 | 0 | -
2895 | 0 | 0 | 0 | 0 | 0 | 0 | 0 | 0 | 0 | 0 | 2895 | 0 | 0 | 0 | 0 | 0 | 0 | 0 | 0 | 0 | 0 | 2895 | - | 0 | 0 | - | 0 | 0 | - | 0 | 0 | - | 2895 | - | 125.3961 | 125.3961 | - | 248.0082 | 248.0082 | - | 0 | 0 | -
2896 | 0 | 0 | 0 | 0 | 0 | 0 | 0 | 0 | 0 | 0 | 2896 | 0 | 236.496 | 0 | 0 | 0 | 0 | 0 | 0 | 0 | 0 | 2896 | - | 0 | 0 | - | 0 | 0 | - | 0 | 0 | - | 2896 | - | 0 | 236.496 | - | 393.1739 | 177.189 | - | 362.7508 | 362.7508 | -
2897 | 0 | 0 | 0 | 0 | 0 | 0 | 0 | 0 | 0 | 0 | 2897 | 305.0367 | 0 | 0 | 0 | 154.4733 | 0 | 530.0648 | 188.9164 | 30.0648 | 0 | 2897 | - | 0 | 0 | - | 0 | 0 | - | 0 | 0 | - | 2897 | - | 455.0367 | 455.0367 | - | 500 | 500 | - | 500 | 500 | -
2898 | 0 | 0 | 0 | 0 | 0 | 0 | 0 | 0 | 0 | 0 | 2898 | 539.8817 | 54.5131 | 54.5131 | 767.6895 | 267.6895 | 233.1 | 670.4114 | 329.263 | 82.7814 | 0 | 2898 | - | 0 | 0 | - | 0 | 0 | - | 0 | 0 | - | 2898 | - | 500 | 500 | - | 500 | 500 | - | 500 | 500 | -
2899 | 0 | 0 | 0 | 0 | 0 | 0 | 0 | 0 | 0 | 0 | 2899 | 516.2948 | 166.2948 | 166.2948 | 876.3156 | 376.3156 | 89.2614 | 643.4116 | 436.6905 | 209.5152 | 0 | 2899 | - | 0 | 0 | - | 0 | 0 | - | 0 | 0 | - | 2899 | - | 500 | 500 | - | 500 | 500 | - | 500 | 500 | -
2900 | 0 | 0 | 0 | 0 | 0 | 0 | 0 | 0 | 0 | 0 | 2900 | 447.6441 | 97.6441 | 97.6441 | 414.7433 | 291.4805 | 0 | 230.5097 | 337.3854 | 0 | 0 | 2900 | - | 0 | 0 | - | 0 | 0 | - | 0 | 0 | - | 2900 | - | 500 | 500 | - | 500 | 500 | - | 500 | 500 | -
2901 | 0 | 0 | 0 | 0 | 0 | 0 | 0 | 0 | 0 | 0 | 2901 | 246.5898 | 0 | 0 | 0 | 58.4947 | 0 | 0 | 0 | 0 | 0 | 2901 | - | 0 | 0 | - | 0 | 0 | - | 0 | 0 | - | 2901 | - | 396.5898 | 396.5898 | - | 500 | 500 | - | 488.5522 | 488.5522 | -
2902 | 0 | 0 | 0 | 0 | 0 | 0 | 0 | 0 | 0 | 0 | 2902 | 18.9503 | 0 | 0 | 0 | 0 | 0 | 0 | 0 | 0 | 0 | 2902 | - | 0 | 0 | - | 0 | 0 | - | 0 | 0 | - | 2902 | - | 168.9503 | 168.9503 | - | 227.5929 | 80.5355 | - | 0 | 0 | -
2903 | 0 | 0 | 0 | 0 | 0 | 0 | 0 | 0 | 0 | 0 | 2903 | 0 | 0 | 0 | 0 | 62.0318 | 0 | 0 | 0 | 0 | 0 | 2903 | - | 0 | 0 | - | 0 | 0 | - | 0 | 0 | - | 2903 | - | 120.6781 | 120.6781 | - | 118.8998 | 33.8742 | - | 0 | 0 | -
2904 | 0 | 0 | 0 | 0 | 0 | 0 | 0 | 0 | 0 | 0 | 2904 | 0 | 0 | 0 | 0 | 0 | 0 | 0 | 0 | 0 | 0 | 2904 | - | 0 | 0 | - | 0 | 0 | - | 0 | 0 | - | 2904 | - | 146.6089 | 146.6089 | - | 0 | 0 | - | 0 | 0 | -
2905 | 0 | 0 | 0 | 0 | 0 | 0 | 0 | 0 | 0 | 0 | 2905 | 0 | 0 | 0 | 0 | 0 | 0 | 0 | 0 | 0 | 0 | 2905 | - | 0 | 0 | - | 0 | 0 | - | 0 | 0 | - | 2905 | - | 231.7846 | 231.7846 | - | 0 | 0 | - | 48.697 | 48.697 | -
2906 | 0 | 0 | 0 | 0 | 0 | 0 | 0 | 0 | 0 | 0 | 2906 | 0 | 0 | 0 | 0 | 0 | 0 | 0 | 0 | 0 | 0 | 2906 | - | 0 | 0 | - | 0 | 0 | - | 0 | 0 | - | 2906 | - | 335.316 | 335.316 | - | 0 | 0 | - | 500 | 500 | -
2907 | 0 | 0 | 0 | 0 | 0 | 0 | 0 | 0 | 0 | 0 | 2907 | 0 | 3.556 | 0 | 0 | 0 | 0 | 0 | 48.3121 | 0 | 0 | 2907 | - | 0 | 0 | - | 0 | 0 | - | 0 | 0 | - | 2907 | - | 500 | 497.6628 | - | 0 | 0 | - | 500 | 500 | -
2908 | 0 | 0 | 0 | 0 | 0 | 0 | 0 | 0 | 0 | 0 | 2908 | 0 | 293.1587 | 0 | 0 | 0 | 0 | 0 | 42.3643 | 0 | 0 | 2908 | - | 0 | 0 | - | 0 | 0 | - | 0 | 0 | - | 2908 | - | 144.7742 | 219.0124 | - | 0 | 0 | - | 500 | 500 | -
2909 | 0 | 0 | 0 | 0 | 0 | 0 | 0 | 0 | 0 | 0 | 2909 | 0 | 0 | 0 | 0 | 0 | 0 | 0 | 0 | 0 | 0 | 2909 | - | 0 | 0 | - | 0 | 0 | - | 0 | 0 | - | 2909 | - | 0 | 0 | - | 0 | 0 | - | 500 | 500 | -
2910 | 0 | 0 | 0 | 0 | 0 | 0 | 0 | 0 | 0 | 0 | 2910 | 0 | 0 | 0 | 0 | 0 | 0 | 0 | 0 | 0 | 0 | 2910 | - | 0 | 0 | - | 0 | 0 | - | 0 | 0 | - | 2910 | - | 0 | 0 | - | 0 | 0 | - | 500 | 500 | -
2911 | 0 | 0 | 0 | 0 | 0 | 0 | 0 | 0 | 0 | 0 | 2911 | 0 | 0 | 0 | 0 | 0 | 0 | 0 | 0 | 0 | 0 | 2911 | - | 0 | 0 | - | 0 | 0 | - | 0 | 0 | - | 2911 | - | 0 | 0 | - | 0 | 0 | - | 0 | 0 | -
2912 | 0 | 0 | 0 | 0 | 0 | 0 | 0 | 342.5624 | 0 | 0 | 2912 | 0 | 0 | 0 | 0 | 0 | 0 | 0 | 0 | 0 | 0 | 2912 | - | 0 | 0 | - | 0 | 0 | - | 0 | 46.6067 | - | 2912 | - | 0 | 0 | - | 0 | 0 | - | 0 | 0 | -
2913 | 0 | 0 | 0 | 0 | 0 | 0 | 0 | 0 | 0 | 0 | 2913 | 0 | 0 | 0 | 0 | 0 | 0 | 0 | 0 | 0 | 0 | 2913 | - | 139.687 | 139.687 | - | 0 | 0 | - | 500 | 500 | - | 2913 | - | 0 | 0 | - | 0 | 0 | - | 0 | 0 | -
2914 | 245.5294 | 0 | 0 | 0 | 0 | 0 | 0 | 1000 | 233.1 | 245.5294 | 2914 | 0 | 0 | 0 | 0 | 0 | 0 | 0 | 0 | 0 | 245.5294 | 2914 | - | 500 | 500 | - | 378.1584 | 0 | - | 500 | 500 | - | 2914 | - | 0 | 0 | - | 0 | 0 | - | 0 | 0 | -
2915 | 266.4301 | 0 | 0 | 199.2937 | 0 | 0 | 294.5108 | 0 | 0 | 266.4301 | 2915 | 0 | 0 | 0 | 0 | 0 | 0 | 0 | 0 | 0 | 266.4301 | 2915 | - | 500 | 500 | - | 0 | 53.4562 | - | 500 | 500 | - | 2915 | - | 0 | 0 | - | 0 | 0 | - | 0 | 0 | -
2916 | 414.6641 | 0 | 0 | 0 | 0 | 0 | 1500 | 0 | 146.1487 | 414.6641 | 2916 | 0 | 0 | 0 | 0 | 0 | 0 | 0 | 0 | 0 | 414.6641 | 2916 | - | 500 | 500 | - | 0 | 25.6938 | - | 500 | 500 | - | 2916 | - | 0 | 0 | - | 0 | 0 | - | 0 | 0 | -
2917 | 463.7453 | 0 | 0 | 199.7921 | 0 | 0 | 0 | 0 | 0 | 463.7453 | 2917 | 0 | 0 | 0 | 0 | 0 | 0 | 0 | 0 | 0 | 463.7453 | 2917 | - | 463.7453 | 463.7453 | - | 14.288 | 199.7921 | - | 500 | 500 | - | 2917 | - | 0 | 0 | - | 0 | 0 | - | 0 | 0 | -
2918 | 279.0789 | 0 | 0 | 0 | 0 | 0 | 645.9568 | 0 | 0 | 279.0789 | 2918 | 0 | 0 | 0 | 0 | 0 | 0 | 0 | 0 | 0 | 279.0789 | 2918 | - | 279.0789 | 279.0789 | - | 94.8155 | 94.8155 | - | 0 | 500 | - | 2918 | - | 0 | 0 | - | 0 | 0 | - | 0 | 0 | -
2919 | 0 | 0 | 0 | 0 | 0 | 0 | 0 | 0 | 0 | 0 | 2919 | 0 | 0 | 0 | 0 | 0 | 0 | 0 | 0 | 0 | 0 | 2919 | - | 0 | 0 | - | 0 | 0 | - | 0 | 500 | - | 2919 | - | 0 | 0 | - | 0 | 0 | - | 0 | 0 | -
2920 | 0 | 0 | 0 | 0 | 0 | 0 | 0 | 0 | 0 | 0 | 2920 | 215.9811 | 0 | 0 | 94.9369 | 0 | 0 | 0 | 0 | 0 | 0 | 2920 | - | 0 | 0 | - | 0 | 0 | - | 0 | 409.9691 | - | 2920 | - | 215.9811 | 215.9811 | - | 94.9369 | 94.9369 | - | 0 | 0 | -
2921 | 0 | 0 | 0 | 0 | 0 | 0 | 0 | 0 | 0 | 0 | 2921 | 279.8738 | 0 | 0 | 26.7323 | 0 | 0 | 0 | 0 | 0 | 0 | 2921 | - | 0 | 0 | - | 0 | 0 | - | 423.2303 | 423.2303 | - | 2921 | - | 279.8738 | 279.8738 | - | 26.7323 | 26.7323 | - | 0 | 0 | -
2922 | 0 | 0 | 0 | 0 | 0 | 0 | 0 | 284.4161 | 0 | 0 | 2922 | 416.5177 | 0 | 0 | 181.0745 | 0 | 0 | 0 | 0 | 0 | 0 | 2922 | - | 0 | 0 | - | 0 | 0 | - | 0 | 217.4021 | - | 2922 | - | 416.5177 | 416.5177 | - | 181.0745 | 181.0745 | - | 0 | 0 | -
2923 | 0 | 0 | 0 | 0 | 0 | 0 | 0 | 0 | 0 | 0 | 2923 | 382.3021 | 0 | 0 | 0 | 0 | 0 | 0 | 0 | 0 | 0 | 2923 | - | 0 | 0 | - | 0 | 0 | - | 0 | 312.1675 | - | 2923 | - | 382.3021 | 382.3021 | - | 0 | 0 | - | 0 | 0 | -
2924 | 0 | 0 | 0 | 0 | 0 | 0 | 0 | 0 | 0 | 0 | 2924 | 124.356 | 0 | 0 | 0 | 0 | 0 | 0 | 0 | 0 | 0 | 2924 | - | 0 | 0 | - | 0 | 0 | - | 89.5326 | 0 | - | 2924 | - | 124.356 | 124.356 | - | 0 | 0 | - | 0 | 0 | -
2925 | 0 | 0 | 0 | 0 | 0 | 0 | 0 | 0 | 0 | 0 | 2925 | 0 | 0 | 0 | 0 | 0 | 0 | 0 | 0 | 0 | 0 | 2925 | - | 0 | 0 | - | 0 | 0 | - | 0 | 0 | - | 2925 | - | 0 | 0 | - | 0 | 0 | - | 0 | 0 | -
2926 | 0 | 0 | 0 | 0 | 0 | 0 | 0 | 0 | 0 | 0 | 2926 | 0 | 0 | 0 | 0 | 0 | 0 | 0 | 0 | 0 | 0 | 2926 | - | 0 | 0 | - | 232.2543 | 0 | - | 0 | 0 | - | 2926 | - | 0 | 0 | - | 0 | 0 | - | 0 | 0 | -
2927 | 0 | 0 | 0 | 0 | 0 | 0 | 0 | 0 | 0 | 0 | 2927 | 0 | 0 | 0 | 0 | 0 | 0 | 0 | 0 | 0 | 0 | 2927 | - | 0 | 0 | - | 132.0495 | 0 | - | 0 | 500 | - | 2927 | - | 0 | 0 | - | 0 | 0 | - | 0 | 0 | -
2928 | 0 | 0 | 0 | 0 | 0 | 0 | 0 | 0 | 0 | 0 | 2928 | 0 | 0 | 0 | 0 | 0 | 0 | 0 | 0 | 0 | 0 | 2928 | - | 53.8065 | 53.8065 | - | 472.1187 | 472.1187 | - | 0 | 0 | - | 2928 | - | 0 | 0 | - | 0 | 0 | - | 0 | 0 | -
2929 | 0 | 0 | 0 | 0 | 0 | 0 | 0 | 0 | 0 | 0 | 2929 | 0 | 0 | 0 | 0 | 0 | 0 | 0 | 0 | 0 | 0 | 2929 | - | 456.107 | 456.107 | - | 500 | 500 | - | 0 | 0 | - | 2929 | - | 0 | 0 | - | 0 | 0 | - | 0 | 0 | -
2930 | 0 | 71.7215 | 0 | 0 | 937.094 | 0 | 0 | 0 | 0 | 0 | 2930 | 0 | 0 | 0 | 0 | 0 | 0 | 0 | 0 | 0 | 0 | 2930 | - | 500 | 500 | - | 149.5644 | 500 | - | 0 | 0 | - | 2930 | - | 0 | 0 | - | 0 | 0 | - | 0 | 0 | -
2931 | 0 | 98.8736 | 233.1 | 0 | 0 | 0 | 0 | 0 | 0 | 0 | 2931 | 0 | 0 | 0 | 0 | 0 | 0 | 0 | 0 | 0 | 0 | 2931 | - | 500 | 500 | - | 500 | 500 | - | 0 | 257.2909 | - | 2931 | - | 0 | 0 | - | 0 | 0 | - | 0 | 0 | -
2932 | 0 | 0 | 50.9864 | 0 | 689.8845 | 0 | 0 | 0 | 0 | 0 | 2932 | 0 | 0 | 0 | 0 | 0 | 0 | 0 | 0 | 0 | 0 | 2932 | - | 500 | 500 | - | 500 | 500 | - | 500 | 0 | - | 2932 | - | 0 | 0 | - | 0 | 0 | - | 0 | 0 | -
2933 | 0 | 195.5042 | 0 | 897.5508 | 0 | 0 | 0 | 0 | 0 | 0 | 2933 | 0 | 0 | 0 | 0 | 0 | 0 | 0 | 0 | 0 | 0 | 2933 | - | 500 | 500 | - | 500 | 500 | - | 0 | 0 | - | 2933 | - | 0 | 0 | - | 0 | 0 | - | 0 | 0 | -
2934 | 0 | 95.1622 | 95.1622 | 0 | 0 | 0 | 0 | 0 | 0 | 0 | 2934 | 0 | 0 | 0 | 0 | 0 | 0 | 0 | 0 | 0 | 0 | 2934 | - | 500 | 500 | - | 500 | 500 | - | 0 | 0 | - | 2934 | - | 0 | 0 | - | 0 | 0 | - | 0 | 0 | -
2935 | 0 | 151.0761 | 0 | 0 | 0 | 146.1487 | 0 | 0 | 0 | 0 | 2935 | 0 | 0 | 0 | 0 | 0 | 0 | 0 | 0 | 0 | 0 | 2935 | - | 500 | 500 | - | 500 | 500 | - | 0 | 0 | - | 2935 | - | 0 | 0 | - | 0 | 0 | - | 0 | 0 | -
2936 | 227.4068 | 281.5934 | 0 | 0 | 0 | 0 | 0 | 0 | 0 | 227.4068 | 2936 | 0 | 0 | 0 | 0 | 0 | 0 | 0 | 0 | 0 | 227.4068 | 2936 | - | 500 | 500 | - | 500 | 500 | - | 500 | 500 | - | 2936 | - | 0 | 0 | - | 0 | 0 | - | 0 | 0 | -
2937 | 840.1388 | 340.1388 | 0 | 0 | 0 | 0 | 0 | 0 | 0 | 840.1388 | 2937 | 0 | 0 | 0 | 0 | 0 | 0 | 0 | 0 | 0 | 840.1388 | 2937 | - | 500 | 500 | - | 500 | 274.0402 | - | 500 | 0 | - | 2937 | - | 0 | 0 | - | 0 | 0 | - | 0 | 0 | -
2938 | 892.9087 | 392.9087 | 0 | 1500 | 0 | 0 | 0 | 0 | 0 | 892.9087 | 2938 | 0 | 0 | 0 | 0 | 0 | 0 | 0 | 0 | 0 | 892.9087 | 2938 | - | 500 | 500 | - | 0 | 0 | - | 500 | 500 | - | 2938 | - | 0 | 0 | - | 0 | 0 | - | 0 | 0 | -
2939 | 0 | 0 | 0 | 0 | 0 | 0 | 0 | 0 | 0 | 0 | 2939 | 0 | 0 | 0 | 0 | 0 | 0 | 0 | 0 | 0 | 0 | 2939 | - | 407.2428 | 407.2428 | - | 500 | 0 | - | 500 | 0 | - | 2939 | - | 0 | 0 | - | 0 | 0 | - | 0 | 0 | -
2940 | 178.0781 | 0 | 0 | 0 | 0 | 233.1 | 0 | 0 | 0 | 178.0781 | 2940 | 0 | 0 | 0 | 0 | 0 | 0 | 0 | 0 | 0 | 178.0781 | 2940 | - | 178.0781 | 178.0781 | - | 0 | 500 | - | 500 | 0 | - | 2940 | - | 0 | 0 | - | 0 | 0 | - | 0 | 0 | -
2941 | 186.3839 | 0 | 0 | 0 | 0 | 0 | 0 | 0 | 0 | 186.3839 | 2941 | 0 | 0 | 0 | 0 | 0 | 0 | 0 | 0 | 0 | 186.3839 | 2941 | - | 186.3839 | 186.3839 | - | 500 | 500 | - | 500 | 0 | - | 2941 | - | 0 | 0 | - | 0 | 0 | - | 0 | 0 | -
2942 | 115.5513 | 0 | 0 | 0 | 0 | 0 | 0 | 0 | 0 | 115.5513 | 2942 | 0 | 0 | 0 | 0 | 0 | 0 | 0 | 0 | 0 | 115.5513 | 2942 | - | 234.3915 | 234.3915 | - | 500 | 500 | - | 153.0529 | 0 | - | 2942 | - | 0 | 0 | - | 0 | 0 | - | 0 | 0 | -
2943 | 0 | 0 | 0 | 0 | 0 | 0 | 0 | 0 | 0 | 0 | 2943 | 0 | 0 | 0 | 0 | 0 | 0 | 0 | 0 | 0 | 0 | 2943 | - | 0 | 0 | - | 0 | 353.3323 | - | 0 | 0 | - | 2943 | - | 0 | 0 | - | 0 | 0 | - | 0 | 0 | -
2944 | 0 | 0 | 0 | 0 | 0 | 0 | 0 | 0 | 0 | 0 | 2944 | 0 | 0 | 0 | 0 | 0 | 0 | 0 | 0 | 0 | 0 | 2944 | - | 0 | 0 | - | 67.1754 | 67.1754 | - | 0 | 0 | - | 2944 | - | 0 | 0 | - | 0 | 0 | - | 0 | 0 | -
2945 | 0 | 0 | 0 | 0 | 0 | 0 | 0 | 0 | 0 | 0 | 2945 | 0 | 0 | 0 | 0 | 0 | 0 | 0 | 0 | 0 | 0 | 2945 | - | 0 | 0 | - | 0 | 0 | - | 0 | 0 | - | 2945 | - | 0 | 0 | - | 500 | 500 | - | 0 | 0 | -
2946 | 0 | 0 | 0 | 0 | 0 | 0 | 0 | 0 | 0 | 0 | 2946 | 0 | 382.9317 | 0 | 1253.7668 | 692.8458 | 233.1 | 1028.2774 | 545.8578 | 233.1 | 0 | 2946 | - | 0 | 0 | - | 0 | 0 | - | 0 | 0 | - | 2946 | - | 500 | 500 | - | 500 | 500 | - | 500 | 500 | -
2947 | 0 | 0 | 0 | 0 | 0 | 0 | 0 | 0 | 0 | 0 | 2947 | 511.5775 | 1000 | 89.2614 | 820.6307 | 690.0859 | 89.2614 | 1046.1201 | 837.0739 | 89.2614 | 0 | 2947 | - | 0 | 0 | - | 0 | 0 | - | 0 | 0 | - | 2947 | - | 500 | 500 | - | 500 | 500 | - | 500 | 500 | -
2948 | 0 | 0 | 0 | 0 | 0 | 0 | 0 | 0 | 0 | 0 | 2948 | 1347.5253 | 0 | 233.1 | 0 | 0 | 0 | 0 | 0 | 0 | 0 | 2948 | - | 0 | 0 | - | 0 | 0 | - | 0 | 0 | - | 2948 | - | 500 | 500 | - | 500 | 500 | - | 500 | 500 | -
2949 | 0 | 0 | 0 | 0 | 0 | 0 | 0 | 0 | 0 | 0 | 2949 | 78.0964 | 0 | 0 | 0 | 0 | 0 | 0 | 0 | 0 | 0 | 2949 | - | 0 | 0 | - | 0 | 0 | - | 0 | 0 | - | 2949 | - | 78.0964 | 78.0964 | - | 268.314 | 268.314 | - | 0 | 0 | -
2950 | 0 | 0 | 0 | 0 | 0 | 0 | 0 | 0 | 0 | 0 | 2950 | 0 | 0 | 0 | 0 | 0 | 0 | 0 | 0 | 0 | 0 | 2950 | - | 0 | 0 | - | 0 | 0 | - | 0 | 0 | - | 2950 | - | 0 | 0 | - | 170.702 | 170.702 | - | 0 | 0 | -
2951 | 0 | 0 | 0 | 0 | 0 | 0 | 214.1508 | 214.1508 | 214.1508 | 0 | 2951 | 0 | 0 | 0 | 0 | 0 | 0 | 0 | 0 | 0 | 0 | 2951 | - | 0 | 0 | - | 0 | 0 | - | 0 | 0 | - | 2951 | - | 0 | 0 | - | 0 | 0 | - | 0 | 0 | -
2952 | 0 | 0 | 0 | 0 | 0 | 0 | 0 | 0 | 0 | 0 | 2952 | 0 | 0 | 0 | 0 | 0 | 0 | 0 | 0 | 0 | 0 | 2952 | - | 0 | 0 | - | 0 | 0 | - | 0 | 0 | - | 2952 | - | 0 | 0 | - | 0 | 0 | - | 0 | 0 | -
2953 | 0 | 0 | 0 | 0 | 0 | 0 | 0 | 0 | 0 | 0 | 2953 | 0 | 0 | 0 | 0 | 0 | 0 | 0 | 0 | 0 | 0 | 2953 | - | 0 | 0 | - | 0 | 0 | - | 0 | 0 | - | 2953 | - | 0 | 0 | - | 0 | 0 | - | 0 | 0 | -
2954 | 0 | 0 | 0 | 0 | 0 | 0 | 0 | 0 | 0 | 0 | 2954 | 0 | 0 | 0 | 0 | 0 | 0 | 0 | 0 | 0 | 0 | 2954 | - | 0 | 0 | - | 0 | 0 | - | 0 | 0 | - | 2954 | - | 0 | 0 | - | 0 | 0 | - | 218.619 | 218.619 | -
2955 | 0 | 0 | 0 | 0 | 0 | 0 | 0 | 0 | 0 | 0 | 2955 | 0 | 0 | 0 | 0 | 0 | 0 | 0 | 0 | 0 | 0 | 2955 | - | 0 | 0 | - | 0 | 0 | - | 0 | 0 | - | 2955 | - | 0 | 0 | - | 0 | 0 | - | 70.6803 | 70.6803 | -
2956 | 0 | 0 | 0 | 0 | 0 | 0 | 0 | 0 | 0 | 0 | 2956 | 0 | 0 | 0 | 0 | 0 | 0 | 0 | 0 | 0 | 0 | 2956 | - | 0 | 0 | - | 0 | 0 | - | 0 | 0 | - | 2956 | - | 0 | 0 | - | 500 | 500 | - | 500 | 500 | -
2957 | 0 | 0 | 0 | 0 | 0 | 0 | 0 | 0 | 0 | 0 | 2957 | 137.1983 | 0 | 0 | 0 | 0 | 0 | 182.0282 | 182.0282 | 112.7672 | 0 | 2957 | - | 0 | 0 | - | 0 | 0 | - | 0 | 0 | - | 2957 | - | 285.936 | 285.936 | - | 500 | 500 | - | 500 | 500 | -
2958 | 0 | 0 | 0 | 0 | 0 | 0 | 0 | 0 | 0 | 0 | 2958 | 0 | 0 | 0 | 0 | 0 | 0 | 0 | 0 | 69.2609 | 0 | 2958 | - | 0 | 0 | - | 0 | 0 | - | 0 | 0 | - | 2958 | - | 500 | 500 | - | 500 | 500 | - | 500 | 500 | -
2959 | 0 | 0 | 0 | 0 | 0 | 0 | 0 | 0 | 0 | 0 | 2959 | 0 | 0 | 0 | 0 | 0 | 0 | 0 | 0 | 0 | 0 | 2959 | - | 0 | 0 | - | 0 | 0 | - | 0 | 0 | - | 2959 | - | 0 | 0 | - | 500 | 500 | - | 500 | 500 | -
2960 | 0 | 0 | 0 | 0 | 0 | 0 | 0 | 0 | 0 | 0 | 2960 | 0 | 0 | 0 | 0 | 0 | 0 | 0 | 0 | 0 | 0 | 2960 | - | 0 | 0 | - | 0 | 0 | - | 0 | 220.7207 | - | 2960 | - | 0 | 0 | - | 0 | 0 | - | 0 | 0 | -
2961 | 0 | 0 | 0 | 0 | 0 | 0 | 734.8646 | 0 | 0 | 0 | 2961 | 0 | 0 | 0 | 0 | 0 | 0 | 0 | 0 | 0 | 0 | 2961 | - | 0 | 0 | - | 500 | 500 | - | 0 | 500 | - | 2961 | - | 0 | 0 | - | 0 | 0 | - | 0 | 0 | -
2962 | 0 | 0 | 0 | 0 | 0 | 0 | 167.4571 | 0 | 0 | 0 | 2962 | 0 | 0 | 0 | 0 | 0 | 0 | 0 | 0 | 0 | 0 | 2962 | - | 500 | 500 | - | 500 | 500 | - | 500 | 167.4571 | - | 2962 | - | 0 | 0 | - | 0 | 0 | - | 0 | 0 | -
2963 | 1500 | 1000 | 182.8236 | 940.4677 | 626.9784 | 233.1 | 38.146 | 0 | 0 | 1500 | 2963 | 0 | 0 | 0 | 0 | 0 | 0 | 0 | 0 | 0 | 1500 | 2963 | - | 500 | 500 | - | 500 | 500 | - | 0 | 500 | - | 2963 | - | 0 | 0 | - | 0 | 0 | - | 0 | 0 | -
2964 | 940.4677 | 626.9784 | 196.425 | 1500 | 1000 | 146.1487 | 0 | 0 | 0 | 940.4677 | 2964 | 0 | 0 | 0 | 0 | 0 | 0 | 0 | 0 | 0 | 940.4677 | 2964 | - | 500 | 500 | - | 500 | 500 | - | 0 | 0 | - | 2964 | - | 0 | 0 | - | 0 | 0 | - | 0 | 0 | -
2965 | 0 | 0 | 0 | 0 | 0 | 0 | 0 | 0 | 0 | 0 | 2965 | 0 | 0 | 0 | 0 | 0 | 0 | 0 | 0 | 0 | 0 | 2965 | - | 500 | 500 | - | 500 | 500 | - | 500 | 500 | - | 2965 | - | 0 | 0 | - | 0 | 0 | - | 0 | 0 | -
2966 | 0 | 0 | 0 | 0 | 0 | 0 | 0 | 0 | 0 | 0 | 2966 | 0 | 0 | 0 | 0 | 0 | 0 | 0 | 0 | 0 | 0 | 2966 | - | 0 | 0 | - | 0 | 0 | - | 0 | 500 | - | 2966 | - | 0 | 0 | - | 0 | 0 | - | 0 | 0 | -
2967 | 0 | 0 | 0 | 0 | 0 | 0 | 0 | 0 | 0 | 0 | 2967 | 0 | 0 | 0 | 0 | 0 | 0 | 0 | 0 | 0 | 0 | 2967 | - | 0 | 0 | - | 0 | 0 | - | 0 | 0 | - | 2967 | - | 0 | 0 | - | 0 | 0 | - | 0 | 0 | -
2968 | 0 | 0 | 0 | 0 | 0 | 0 | 0 | 0 | 0 | 0 | 2968 | 0 | 0 | 0 | 0 | 0 | 0 | 0 | 0 | 0 | 0 | 2968 | - | 0 | 0 | - | 0 | 0 | - | 0 | 0 | - | 2968 | - | 0 | 0 | - | 0 | 0 | - | 0 | 0 | -
2969 | 0 | 0 | 0 | 0 | 0 | 0 | 0 | 0 | 0 | 0 | 2969 | 0 | 0 | 0 | 0 | 0 | 0 | 0 | 0 | 0 | 0 | 2969 | - | 0 | 0 | - | 0 | 0 | - | 0 | 0 | - | 2969 | - | 0 | 0 | - | 65.6995 | 65.6995 | - | 70.0115 | 70.0115 | -
2970 | 0 | 0 | 0 | 0 | 0 | 0 | 0 | 0 | 0 | 0 | 2970 | 0 | 0 | 0 | 1500 | 1000 | 233.1 | 0 | 0 | 0 | 0 | 2970 | - | 0 | 0 | - | 0 | 0 | - | 0 | 0 | - | 2970 | - | 0 | 0 | - | 500 | 500 | - | 500 | 500 | -
2971 | 0 | 0 | 0 | 0 | 0 | 0 | 0 | 0 | 0 | 0 | 2971 | 0 | 0 | 0 | 574.3975 | 382.9317 | 89.2614 | 0 | 0 | 0 | 0 | 2971 | - | 0 | 0 | - | 0 | 0 | - | 0 | 0 | - | 2971 | - | 0 | 0 | - | 500 | 500 | - | 500 | 500 | -
2972 | 0 | 0 | 0 | 0 | 0 | 0 | 0 | 0 | 0 | 0 | 2972 | 0 | 0 | 0 | 0 | 0 | 0 | 0 | 0 | 0 | 0 | 2972 | - | 0 | 0 | - | 0 | 0 | - | 0 | 0 | - | 2972 | - | 0 | 0 | - | 0 | 0 | - | 0 | 0 | -
2973 | 0 | 0 | 0 | 0 | 0 | 0 | 0 | 0 | 0 | 0 | 2973 | 0 | 0 | 0 | 0 | 0 | 0 | 0 | 0 | 0 | 0 | 2973 | - | 0 | 0 | - | 0 | 0 | - | 0 | 500 | - | 2973 | - | 0 | 0 | - | 0 | 0 | - | 0 | 0 | -
2974 | 0 | 0 | 0 | 0 | 0 | 0 | 0 | 0 | 0 | 0 | 2974 | 0 | 0 | 0 | 0 | 0 | 0 | 0 | 0 | 0 | 0 | 2974 | - | 0 | 0 | - | 500 | 500 | - | 0 | 500 | - | 2974 | - | 0 | 0 | - | 0 | 0 | - | 0 | 0 | -
2975 | 0 | 0 | 0 | 1056.8284 | 928.8284 | 233.1 | 1500 | 777.8038 | 146.1487 | 0 | 2975 | 0 | 0 | 0 | 0 | 0 | 0 | 0 | 0 | 0 | 0 | 2975 | - | 455.2644 | 455.2644 | - | 500 | 500 | - | 0 | 110.9714 | - | 2975 | - | 0 | 0 | - | 0 | 0 | - | 0 | 0 | -
2976 | 0 | 0 | 0 | 640.6672 | 222.6672 | 140.6672 | 0 | 0 | 233.1 | 0 | 2976 | 0 | 0 | 0 | 0 | 0 | 0 | 0 | 0 | 0 | 0 | 2976 | - | 342.447 | 342.447 | - | 500 | 500 | - | 500 | 0 | - | 2976 | - | 0 | 0 | - | 0 | 0 | - | 0 | 0 | -
2977 | 0 | 0 | 0 | 0 | 0 | 0 | 0 | 0 | 0 | 0 | 2977 | 0 | 0 | 0 | 0 | 0 | 0 | 0 | 0 | 0 | 0 | 2977 | - | 0 | 0 | - | 500 | 500 | - | 500 | 0 | - | 2977 | - | 0 | 0 | - | 0 | 0 | - | 0 | 0 | -
2978 | 0 | 0 | 0 | 0 | 0 | 0 | 0 | 0 | 0 | 0 | 2978 | 0 | 0 | 0 | 0 | 0 | 0 | 0 | 0 | 0 | 0 | 2978 | - | 0 | 0 | - | 500 | 500 | - | 500 | 0 | - | 2978 | - | 0 | 0 | - | 0 | 0 | - | 0 | 0 | -
2979 | 0 | 0 | 0 | 0 | 0 | 0 | 0 | 0 | 0 | 0 | 2979 | 0 | 0 | 0 | 0 | 0 | 0 | 0 | 0 | 0 | 0 | 2979 | - | 0 | 0 | - | 0 | 0 | - | 500 | 0 | - | 2979 | - | 0 | 0 | - | 0 | 0 | - | 0 | 0 | -
2980 | 0 | 0 | 0 | 0 | 0 | 0 | 0 | 0 | 0 | 0 | 2980 | 0 | 0 | 0 | 0 | 0 | 0 | 0 | 0 | 0 | 0 | 2980 | - | 0 | 0 | - | 0 | 0 | - | 500 | 0 | - | 2980 | - | 0 | 0 | - | 0 | 0 | - | 0 | 0 | -
2981 | 0 | 0 | 0 | 0 | 0 | 0 | 0 | 0 | 0 | 0 | 2981 | 0 | 0 | 0 | 505.0032 | 240.1068 | 233.1 | 0 | 0 | 0 | 0 | 2981 | - | 0 | 0 | - | 0 | 0 | - | 500 | 0 | - | 2981 | - | 0 | 0 | - | 0 | 0 | - | 0 | 0 | -
2982 | 0 | 0 | 0 | 0 | 0 | 0 | 0 | 849.1747 | 0 | 0 | 2982 | 0 | 0 | 0 | 0 | 0 | 0 | 0 | 0 | 0 | 0 | 2982 | - | 0 | 0 | - | 0 | 0 | - | 500 | 0 | - | 2982 | - | 0 | 0 | - | 0 | 0 | - | 0 | 0 | -
2983 | 0 | 0 | 0 | 116.6747 | 0 | 0 | 0 | 0 | 0 | 0 | 2983 | 0 | 0 | 0 | 0 | 0 | 0 | 0 | 0 | 0 | 0 | 2983 | - | 0 | 0 | - | 116.6747 | 116.6747 | - | 500 | 0 | - | 2983 | - | 0 | 0 | - | 0 | 0 | - | 0 | 0 | -
2984 | 0 | 0 | 0 | 324.7538 | 174.7538 | 46.6168 | 0 | 0 | 0 | 0 | 2984 | 0 | 0 | 0 | 0 | 0 | 0 | 0 | 0 | 0 | 0 | 2984 | - | 0 | 0 | - | 500 | 500 | - | 500 | 500 | - | 2984 | - | 0 | 0 | - | 0 | 0 | - | 0 | 0 | -
2985 | 0 | 0 | 0 | 895.665 | 583.2076 | 233.1 | 0 | 0 | 0 | 0 | 2985 | 0 | 0 | 0 | 0 | 0 | 0 | 0 | 0 | 0 | 0 | 2985 | - | 140.8824 | 140.8824 | - | 500 | 500 | - | 500 | 500 | - | 2985 | - | 0 | 0 | - | 0 | 0 | - | 0 | 0 | -
2986 | 0 | 0 | 0 | 0 | 0 | 0 | 0 | 0 | 0 | 0 | 2986 | 0 | 0 | 0 | 0 | 0 | 0 | 0 | 0 | 0 | 0 | 2986 | - | 0 | 0 | - | 500 | 500 | - | 0 | 0 | - | 2986 | - | 0 | 0 | - | 0 | 0 | - | 0 | 0 | -
2987 | 0 | 0 | 0 | 0 | 0 | 0 | 0 | 0 | 0 | 0 | 2987 | 0 | 0 | 0 | 0 | 0 | 0 | 0 | 0 | 0 | 0 | 2987 | - | 0 | 0 | - | 179.2704 | 179.2704 | - | 0 | 500 | - | 2987 | - | 0 | 0 | - | 0 | 0 | - | 0 | 0 | -
2988 | 0 | 0 | 0 | 0 | 0 | 0 | 0 | 0 | 0 | 0 | 2988 | 0 | 0 | 0 | 0 | 0 | 0 | 0 | 0 | 0 | 0 | 2988 | - | 0 | 0 | - | 0 | 0 | - | 0 | 500 | - | 2988 | - | 0 | 0 | - | 0 | 0 | - | 0 | 0 | -
2989 | 0 | 0 | 0 | 0 | 0 | 0 | 0 | 0 | 0 | 0 | 2989 | 0 | 0 | 0 | 0 | 0 | 0 | 0 | 0 | 0 | 0 | 2989 | - | 0 | 0 | - | 0 | 0 | - | 0 | 500 | - | 2989 | - | 0 | 0 | - | 0 | 0 | - | 0 | 0 | -
2990 | 0 | 0 | 0 | 0 | 0 | 0 | 0 | 0 | 0 | 0 | 2990 | 0 | 0 | 0 | 0 | 0 | 0 | 0 | 0 | 0 | 0 | 2990 | - | 0 | 0 | - | 0 | 0 | - | 0 | 0 | - | 2990 | - | 0 | 0 | - | 0 | 0 | - | 0 | 0 | -
2991 | 0 | 0 | 0 | 0 | 0 | 0 | 0 | 0 | 0 | 0 | 2991 | 0 | 0 | 0 | 0 | 0 | 0 | 0 | 0 | 0 | 0 | 2991 | - | 0 | 0 | - | 0 | 0 | - | 0 | 0 | - | 2991 | - | 0 | 0 | - | 0 | 0 | - | 0 | 0 | -
2992 | 0 | 0 | 0 | 0 | 0 | 0 | 0 | 0 | 0 | 0 | 2992 | 0 | 0 | 0 | 0 | 0 | 0 | 0 | 0 | 0 | 0 | 2992 | - | 0 | 0 | - | 0 | 0 | - | 0 | 0 | - | 2992 | - | 0 | 0 | - | 0 | 0 | - | 0 | 0 | -
2993 | 0 | 0 | 0 | 0 | 0 | 0 | 0 | 0 | 0 | 0 | 2993 | 0 | 0 | 0 | 0 | 0 | 0 | 0 | 0 | 0 | 0 | 2993 | - | 0 | 0 | - | 0 | 0 | - | 0 | 0 | - | 2993 | - | 0 | 0 | - | 0 | 0 | - | 500 | 500 | -
2994 | 0 | 0 | 0 | 0 | 0 | 0 | 0 | 0 | 0 | 0 | 2994 | 732.2311 | 232.2311 | 89.2614 | 0 | 0 | 0 | 0 | 0 | 0 | 0 | 2994 | - | 0 | 0 | - | 0 | 0 | - | 0 | 0 | - | 2994 | - | 500 | 500 | - | 500 | 500 | - | 500 | 500 | -
2995 | 0 | 0 | 0 | 0 | 0 | 0 | 0 | 0 | 0 | 0 | 2995 | 821.4181 | 353.1773 | 233.1 | 0 | 533.1171 | 39.4565 | 1130.0027 | 788.8542 | 233.1 | 0 | 2995 | - | 0 | 0 | - | 0 | 0 | - | 0 | 0 | - | 2995 | - | 500 | 500 | - | 500 | 500 | - | 500 | 500 | -
2996 | 0 | 0 | 0 | 0 | 0 | 0 | 0 | 0 | 0 | 0 | 2996 | 0 | 211.4339 | 0 | 907.6864 | 407.6864 | 233.1 | 795.3193 | 493.8837 | 89.2614 | 0 | 2996 | - | 0 | 0 | - | 0 | 0 | - | 0 | 0 | - | 2996 | - | 500 | 500 | - | 500 | 500 | - | 500 | 500 | -
2997 | 0 | 0 | 0 | 0 | 0 | 0 | 0 | 0 | 0 | 0 | 2997 | 520.7483 | 109.2709 | 0 | 384.8053 | 49.8049 | 49.8049 | 149.0756 | 100.1937 | 0 | 0 | 2997 | - | 0 | 0 | - | 0 | 0 | - | 0 | 0 | - | 2997 | - | 500 | 500 | - | 500 | 500 | - | 500 | 500 | -
2998 | 0 | 0 | 0 | 0 | 0 | 0 | 0 | 0 | 0 | 0 | 2998 | 0 | 114.6251 | 0 | 124.0114 | 0 | 0 | 0 | 0 | 0 | 0 | 2998 | - | 0 | 0 | - | 0 | 0 | - | 0 | 0 | - | 2998 | - | 500 | 500 | - | 500 | 500 | - | 339.582 | 339.582 | -
2999 | 0 | 0 | 0 | 0 | 0 | 0 | 0 | 0 | 0 | 0 | 2999 | 0 | 0 | 0 | 0 | 0 | 0 | 0 | 0 | 0 | 0 | 2999 | - | 0 | 0 | - | 0 | 0 | - | 98.4772 | 98.4772 | - | 2999 | - | 0 | 0 | - | 203.4895 | 203.4895 | - | 0 | 0 | -
3000 | 0 | 0 | 0 | 0 | 0 | 0 | 0 | 0 | 0 | 0 | 3000 | 0 | 0 | 0 | 0 | 0 | 0 | 0 | 0 | 0 | 0 | 3000 | - | 352.4764 | 352.4764 | - | 0 | 0 | - | 500 | 500 | - | 3000 | - | 0 | 0 | - | 0 | 0 | - | 0 | 0 | -
3001 | 1052.9533 | 387.3793 | 0 | 0 | 0 | 0 | 161.0708 | 0 | 0 | 1052.9533 | 3001 | 0 | 0 | 0 | 0 | 0 | 0 | 0 | 0 | 0 | 1052.9533 | 3001 | - | 500 | 500 | - | 0 | 0 | - | 500 | 500 | - | 3001 | - | 0 | 0 | - | 0 | 0 | - | 0 | 0 | -
3002 | 0 | 0 | 189.6243 | 300.3786 | 255.3786 | 173.0705 | 1050.4222 | 813.4892 | 233.1 | 0 | 3002 | 0 | 0 | 0 | 0 | 0 | 0 | 0 | 0 | 0 | 0 | 3002 | - | 500 | 500 | - | 0 | 0 | - | 500 | 500 | - | 3002 | - | 0 | 0 | - | 0 | 0 | - | 0 | 0 | -
3003 | 167.2806 | 0 | 0 | 145.8618 | 96.5538 | 16.5538 | 8.7408 | 0 | 0 | 167.2806 | 3003 | 0 | 0 | 0 | 0 | 0 | 0 | 0 | 0 | 0 | 167.2806 | 3003 | - | 500 | 500 | - | 4.308 | 4.308 | - | 500 | 500 | - | 3003 | - | 0 | 0 | - | 0 | 0 | - | 0 | 0 | -
3004 | 0 | 0 | 0 | 0 | 0 | 0 | 0 | 0 | 0 | 0 | 3004 | 0 | 0 | 0 | 0 | 0 | 0 | 0 | 0 | 0 | 0 | 3004 | - | 0 | 0 | - | 0 | 0 | - | 0 | 0 | - | 3004 | - | 0 | 0 | - | 0 | 0 | - | 0 | 0 | -
3005 | 0 | 0 | 0 | 0 | 0 | 0 | 0 | 0 | 0 | 0 | 3005 | 0 | 0 | 0 | 0 | 0 | 0 | 0 | 0 | 0 | 0 | 3005 | - | 0 | 0 | - | 0 | 0 | - | 0 | 0 | - | 3005 | - | 418.1872 | 418.1872 | - | 0 | 0 | - | 0 | 0 | -
3006 | 0 | 0 | 0 | 0 | 0 | 0 | 0 | 0 | 0 | 0 | 3006 | 0 | 0 | 0 | 0 | 0 | 0 | 0 | 0 | 0 | 0 | 3006 | - | 0 | 0 | - | 0 | 0 | - | 0 | 0 | - | 3006 | - | 500 | 500 | - | 0 | 0 | - | 500 | 500 | -
3007 | 0 | 0 | 0 | 0 | 0 | 0 | 0 | 0 | 0 | 0 | 3007 | 0 | 0 | 0 | 0 | 0 | 0 | 0 | 0 | 0 | 0 | 3007 | - | 0 | 0 | - | 0 | 0 | - | 0 | 0 | - | 3007 | - | 292.132 | 292.132 | - | 0 | 0 | - | 0 | 500 | -
3008 | 0 | 0 | 0 | 0 | 0 | 0 | 0 | 0 | 0 | 0 | 3008 | 0 | 0 | 0 | 0 | 0 | 0 | 0 | 0 | 0 | 0 | 3008 | - | 0 | 0 | - | 0 | 0 | - | 0 | 0 | - | 3008 | - | 0 | 0 | - | 0 | 0 | - | 0 | 0 | -
3009 | 0 | 0 | 0 | 0 | 0 | 0 | 0 | 0 | 0 | 0 | 3009 | 0 | 0 | 0 | 0 | 0 | 0 | 0 | 0 | 0 | 0 | 3009 | - | 0 | 0 | - | 0 | 0 | - | 0 | 0 | - | 3009 | - | 0 | 0 | - | 0 | 0 | - | 0 | 0 | -
3010 | 0 | 0 | 0 | 0 | 0 | 0 | 0 | 0 | 0 | 0 | 3010 | 0 | 0 | 0 | 0 | 0 | 0 | 0 | 0 | 0 | 0 | 3010 | - | 338.8118 | 0 | - | 0 | 0 | - | 266.5075 | 266.5075 | - | 3010 | - | 0 | 0 | - | 0 | 0 | - | 0 | 0 | -
3011 | 0 | 0 | 0 | 0 | 0 | 0 | 0 | 0 | 0 | 0 | 3011 | 0 | 0 | 0 | 0 | 0 | 0 | 0 | 0 | 0 | 0 | 3011 | - | 0 | 500 | - | 0 | 0 | - | 500 | 500 | - | 3011 | - | 0 | 0 | - | 0 | 0 | - | 0 | 0 | -
3012 | 0 | 0 | 0 | 0 | 0 | 0 | 0 | 0 | 0 | 0 | 3012 | 0 | 0 | 0 | 0 | 0 | 0 | 0 | 0 | 0 | 0 | 3012 | - | 500 | 338.8118 | - | 0 | 0 | - | 500 | 500 | - | 3012 | - | 0 | 0 | - | 0 | 0 | - | 0 | 0 | -
3013 | 0 | 0 | 0 | 0 | 0 | 0 | 0 | 0 | 0 | 0 | 3013 | 0 | 0 | 0 | 0 | 0 | 0 | 0 | 0 | 0 | 0 | 3013 | - | 0 | 0 | - | 0 | 0 | - | 0 | 0 | - | 3013 | - | 0 | 0 | - | 0 | 0 | - | 0 | 0 | -
3014 | 0 | 0 | 0 | 0 | 0 | 0 | 0 | 0 | 0 | 0 | 3014 | 0 | 0 | 0 | 0 | 0 | 0 | 0 | 0 | 0 | 0 | 3014 | - | 0 | 0 | - | 0 | 0 | - | 0 | 0 | - | 3014 | - | 0 | 0 | - | 0 | 0 | - | 0 | 0 | -
3015 | 0 | 0 | 0 | 0 | 0 | 0 | 0 | 0 | 0 | 0 | 3015 | 0 | 0 | 0 | 0 | 0 | 0 | 0 | 0 | 0 | 0 | 3015 | - | 0 | 0 | - | 0 | 0 | - | 0 | 0 | - | 3015 | - | 0 | 0 | - | 0 | 0 | - | 0 | 0 | -
3016 | 0 | 0 | 0 | 0 | 0 | 0 | 0 | 0 | 0 | 0 | 3016 | 0 | 0 | 0 | 0 | 0 | 0 | 0 | 0 | 0 | 0 | 3016 | - | 0 | 0 | - | 0 | 0 | - | 0 | 0 | - | 3016 | - | 0 | 0 | - | 0 | 0 | - | 0 | 0 | -
3017 | 0 | 0 | 0 | 0 | 0 | 0 | 0 | 0 | 0 | 0 | 3017 | 0 | 0 | 0 | 0 | 0 | 0 | 0 | 0 | 0 | 0 | 3017 | - | 0 | 0 | - | 0 | 0 | - | 0 | 0 | - | 3017 | - | 0 | 0 | - | 0 | 0 | - | 86.0556 | 0 | -
3018 | 0 | 0 | 0 | 0 | 0 | 0 | 0 | 0 | 0 | 0 | 3018 | 0 | 0 | 0 | 0 | 0 | 0 | 0 | 0 | 0 | 0 | 3018 | - | 0 | 0 | - | 0 | 0 | - | 0 | 0 | - | 3018 | - | 168.2931 | 168.2931 | - | 0 | 0 | - | 500 | 240.6891 | -
3019 | 0 | 0 | 0 | 0 | 0 | 0 | 0 | 0 | 0 | 0 | 3019 | 0 | 0 | 0 | 0 | 0 | 0 | 0 | 0 | 0 | 0 | 3019 | - | 0 | 0 | - | 0 | 0 | - | 0 | 0 | - | 3019 | - | 1.3311 | 1.3311 | - | 0 | 0 | - | 500 | 163.7383 | -
3020 | 0 | 0 | 0 | 0 | 0 | 0 | 0 | 0 | 0 | 0 | 3020 | 0 | 0 | 0 | 0 | 0 | 0 | 0 | 0 | 36.9543 | 0 | 3020 | - | 0 | 0 | - | 0 | 0 | - | 0 | 0 | - | 3020 | - | 500 | 500 | - | 0 | 0 | - | 500 | 500 | -
3021 | 0 | 0 | 0 | 0 | 0 | 0 | 0 | 0 | 0 | 0 | 3021 | 0 | 0 | 0 | 0 | 0 | 0 | 0 | 0 | 0 | 0 | 3021 | - | 0 | 0 | - | 0 | 0 | - | 0 | 0 | - | 3021 | - | 500 | 500 | - | 0 | 0 | - | 500 | 500 | -
3022 | 0 | 0 | 0 | 0 | 0 | 0 | 0 | 0 | 0 | 0 | 3022 | 0 | 0 | 0 | 0 | 0 | 0 | 0 | 0 | 0 | 0 | 3022 | - | 0 | 0 | - | 0 | 0 | - | 0 | 0 | - | 3022 | - | 0 | 0 | - | 0 | 0 | - | 0 | 181.6282 | -
3023 | 0 | 0 | 0 | 0 | 0 | 0 | 0 | 0 | 0 | 0 | 3023 | 0 | 0 | 0 | 0 | 0 | 0 | 0 | 0 | 0 | 0 | 3023 | - | 0 | 0 | - | 0 | 0 | - | 0 | 0 | - | 3023 | - | 0 | 0 | - | 0 | 0 | - | 0 | 0 | -
3024 | 0 | 0 | 0 | 0 | 0 | 0 | 0 | 0 | 0 | 0 | 3024 | 0 | 0 | 0 | 0 | 0 | 0 | 0 | 0 | 0 | 0 | 3024 | - | 0 | 0 | - | 0 | 0 | - | 0 | 0 | - | 3024 | - | 0 | 0 | - | 0 | 0 | - | 0 | 0 | -
3025 | 240.7251 | 0 | 0 | 0 | 0 | 0 | 0 | 0 | 0 | 240.7251 | 3025 | 0 | 0 | 0 | 0 | 0 | 0 | 0 | 0 | 0 | 240.7251 | 3025 | - | 240.7251 | 240.7251 | - | 0 | 0 | - | 0 | 0 | - | 3025 | - | 0 | 0 | - | 0 | 0 | - | 0 | 0 | -
3026 | 0 | 0 | 0 | 0 | 0 | 0 | 0 | 0 | 0 | 0 | 3026 | 0 | 0 | 0 | 0 | 0 | 0 | 0 | 0 | 0 | 0 | 3026 | - | 0 | 0 | - | 0 | 0 | - | 0 | 0 | - | 3026 | - | 0 | 0 | - | 0 | 0 | - | 0 | 0 | -
3027 | 0 | 0 | 0 | 0 | 0 | 0 | 0 | 0 | 0 | 0 | 3027 | 0 | 0 | 0 | 0 | 0 | 0 | 0 | 0 | 0 | 0 | 3027 | - | 0 | 0 | - | 0 | 0 | - | 0 | 0 | - | 3027 | - | 197.0507 | 0 | - | 0 | 0 | - | 0 | 0 | -
3028 | 0 | 0 | 0 | 0 | 0 | 0 | 0 | 0 | 0 | 0 | 3028 | 132.9254 | 0 | 0 | 0 | 0 | 0 | 0 | 0 | 0 | 0 | 3028 | - | 0 | 0 | - | 0 | 0 | - | 0 | 0 | - | 3028 | - | 130.7744 | 460.4752 | - | 0 | 0 | - | 0 | 0 | -
3029 | 0 | 0 | 0 | 0 | 0 | 0 | 0 | 0 | 0 | 0 | 3029 | 0 | 0 | 0 | 0 | 0 | 0 | 0 | 0 | 0 | 0 | 3029 | - | 0 | 0 | - | 0 | 0 | - | 0 | 0 | - | 3029 | - | 187.8737 | 55.2236 | - | 0 | 0 | - | 0 | 0 | -
3030 | 0 | 0 | 0 | 0 | 0 | 0 | 0 | 0 | 0 | 0 | 3030 | 0 | 0 | 0 | 0 | 0 | 0 | 0 | 0 | 0 | 0 | 3030 | - | 0 | 0 | - | 0 | 0 | - | 0 | 0 | - | 3030 | - | 189.2886 | 189.2886 | - | 0 | 0 | - | 0 | 0 | -
3031 | 0 | 0 | 0 | 0 | 0 | 0 | 0 | 0 | 0 | 0 | 3031 | 0 | 0 | 0 | 0 | 0 | 0 | 0 | 0 | 0 | 0 | 3031 | - | 0 | 0 | - | 0 | 0 | - | 0 | 0 | - | 3031 | - | 0 | 0 | - | 0 | 0 | - | 0 | 0 | -
3032 | 508.9679 | 8.9679 | 8.9679 | 0 | 0 | 0 | 0 | 0 | 0 | 508.9679 | 3032 | 0 | 0 | 0 | 0 | 0 | 0 | 0 | 0 | 0 | 508.9679 | 3032 | - | 500 | 500 | - | 0 | 0 | - | 0 | 0 | - | 3032 | - | 0 | 0 | - | 0 | 0 | - | 0 | 0 | -
3033 | 0 | 0 | 0 | 0 | 0 | 0 | 0 | 0 | 0 | 0 | 3033 | 0 | 0 | 0 | 0 | 0 | 0 | 0 | 0 | 0 | 0 | 3033 | - | 0 | 0 | - | 0 | 0 | - | 0 | 0 | - | 3033 | - | 0 | 0 | - | 0 | 0 | - | 0 | 0 | -
3034 | 0 | 0 | 0 | 0 | 0 | 0 | 0 | 0 | 0 | 0 | 3034 | 0 | 0 | 0 | 0 | 0 | 0 | 0 | 0 | 0 | 0 | 3034 | - | 0 | 0 | - | 0 | 0 | - | 0 | 0 | - | 3034 | - | 0 | 0 | - | 0 | 0 | - | 0 | 0 | -
3035 | 0 | 0 | 0 | 0 | 0 | 0 | 0 | 0 | 0 | 0 | 3035 | 0 | 0 | 0 | 0 | 0 | 0 | 0 | 0 | 0 | 0 | 3035 | - | 0 | 0 | - | 0 | 0 | - | 0 | 0 | - | 3035 | - | 0 | 0 | - | 0 | 0 | - | 0 | 0 | -
3036 | 0 | 0 | 0 | 0 | 0 | 0 | 0 | 0 | 0 | 0 | 3036 | 0 | 0 | 0 | 0 | 0 | 0 | 0 | 0 | 0 | 0 | 3036 | - | 0 | 0 | - | 0 | 0 | - | 0 | 0 | - | 3036 | - | 0 | 0 | - | 0 | 0 | - | 0 | 0 | -
3037 | 626.9237 | 126.9237 | 126.9237 | 0 | 0 | 0 | 0 | 0 | 0 | 626.9237 | 3037 | 0 | 0 | 0 | 0 | 0 | 0 | 0 | 0 | 0 | 626.9237 | 3037 | - | 500 | 500 | - | 0 | 0 | - | 0 | 0 | - | 3037 | - | 0 | 0 | - | 0 | 0 | - | 0 | 0 | -
3038 | 0 | 0 | 0 | 0 | 0 | 0 | 0 | 0 | 0 | 0 | 3038 | 0 | 0 | 0 | 0 | 0 | 0 | 0 | 0 | 0 | 0 | 3038 | - | 0 | 0 | - | 0 | 0 | - | 0 | 0 | - | 3038 | - | 0 | 0 | - | 0 | 0 | - | 0 | 0 | -
3039 | 0 | 0 | 0 | 0 | 0 | 0 | 0 | 0 | 0 | 0 | 3039 | 0 | 0 | 0 | 0 | 0 | 0 | 0 | 0 | 0 | 0 | 3039 | - | 0 | 0 | - | 0 | 0 | - | 0 | 0 | - | 3039 | - | 0 | 0 | - | 0 | 0 | - | 0 | 0 | -
3040 | 0 | 0 | 0 | 0 | 0 | 0 | 0 | 0 | 0 | 0 | 3040 | 0 | 0 | 0 | 0 | 0 | 0 | 0 | 0 | 0 | 0 | 3040 | - | 0 | 0 | - | 0 | 0 | - | 0 | 0 | - | 3040 | - | 0 | 0 | - | 0 | 0 | - | 0 | 0 | -
3041 | 0 | 0 | 0 | 0 | 0 | 0 | 0 | 0 | 0 | 0 | 3041 | 0 | 236.0732 | 0 | 0 | 0 | 0 | 0 | 0 | 0 | 0 | 3041 | - | 0 | 0 | - | 0 | 0 | - | 0 | 0 | - | 3041 | - | 500 | 500 | - | 0 | 0 | - | 0 | 0 | -
3042 | 0 | 0 | 0 | 0 | 0 | 0 | 0 | 0 | 0 | 0 | 3042 | 388.9938 | 242.2348 | 0 | 0 | 0 | 0 | 0 | 0 | 0 | 0 | 3042 | - | 0 | 0 | - | 0 | 0 | - | 0 | 0 | - | 3042 | - | 500 | 500 | - | 0 | 0 | - | 500 | 500 | -
3043 | 0 | 0 | 0 | 0 | 0 | 0 | 0 | 0 | 0 | 0 | 3043 | 386.3108 | 0 | 0 | 410.5013 | 352.9248 | 87.9618 | 551.9025 | 465.0059 | 161.1807 | 0 | 3043 | - | 0 | 0 | - | 0 | 0 | - | 0 | 0 | - | 3043 | - | 500 | 500 | - | 500 | 500 | - | 500 | 500 | -
3044 | 0 | 0 | 0 | 0 | 0 | 0 | 0 | 0 | 0 | 0 | 3044 | 699.1916 | 199.1916 | 150.8538 | 580.5851 | 338.541 | 73.2189 | 485.2962 | 146.503 | 0 | 0 | 3044 | - | 0 | 0 | - | 0 | 0 | - | 0 | 0 | - | 3044 | - | 500 | 500 | - | 500 | 500 | - | 500 | 500 | -
3045 | 0 | 0 | 0 | 0 | 0 | 0 | 0 | 0 | 0 | 0 | 3045 | 599.9013 | 125.8347 | 125.8347 | 46.1123 | 0 | 0 | 0 | 79.9569 | 0 | 0 | 3045 | - | 0 | 0 | - | 0 | 0 | - | 0 | 0 | - | 3045 | - | 500 | 500 | - | 500 | 500 | - | 500 | 500 | -
3046 | 0 | 0 | 0 | 0 | 0 | 0 | 0 | 0 | 0 | 0 | 3046 | 0 | 3.6393 | 0 | 0 | 0 | 0 | 0 | 0 | 0 | 0 | 3046 | - | 0 | 0 | - | 0 | 0 | - | 0 | 0 | - | 3046 | - | 500 | 500 | - | 500 | 500 | - | 500 | 500 | -
3047 | 0 | 0 | 0 | 0 | 0 | 0 | 0 | 0 | 0 | 0 | 3047 | 0 | 0 | 0 | 0 | 0 | 0 | 0 | 0 | 0 | 0 | 3047 | - | 0 | 0 | - | 0 | 0 | - | 0 | 0 | - | 3047 | - | 0 | 0 | - | 500 | 500 | - | 200 | 200 | -
3048 | 0 | 0 | 0 | 0 | 0 | 0 | 0 | 0 | 0 | 0 | 3048 | 0 | 0 | 0 | 0 | 0 | 0 | 0 | 0 | 0 | 0 | 3048 | - | 0 | 0 | - | 0 | 0 | - | 0 | 0 | - | 3048 | - | 0 | 0 | - | 58.4271 | 200 | - | 0 | 0 | -
3049 | 0 | 0 | 0 | 0 | 0 | 0 | 0 | 0 | 0 | 0 | 3049 | 0 | 0 | 0 | 0 | 0 | 0 | 0 | 0 | 0 | 0 | 3049 | - | 0 | 0 | - | 0 | 0 | - | 0 | 0 | - | 3049 | - | 0 | 0 | - | 141.5729 | 0 | - | 0 | 0 | -
3050 | 0 | 0 | 0 | 0 | 0 | 0 | 0 | 0 | 0 | 0 | 3050 | 0 | 0 | 0 | 0 | 0 | 0 | 0 | 0 | 0 | 0 | 3050 | - | 0 | 0 | - | 0 | 0 | - | 0 | 0 | - | 3050 | - | 0 | 0 | - | 0 | 0 | - | 0 | 0 | -
3051 | 0 | 0 | 0 | 0 | 0 | 0 | 0 | 0 | 0 | 0 | 3051 | 0 | 0 | 0 | 0 | 0 | 0 | 0 | 0 | 0 | 0 | 3051 | - | 0 | 0 | - | 0 | 0 | - | 0 | 0 | - | 3051 | - | 0 | 0 | - | 0 | 0 | - | 0 | 0 | -
3052 | 0 | 0 | 0 | 0 | 0 | 0 | 0 | 0 | 0 | 0 | 3052 | 0 | 0 | 0 | 0 | 0 | 0 | 0 | 0 | 0 | 0 | 3052 | - | 0 | 0 | - | 0 | 0 | - | 0 | 0 | - | 3052 | - | 0 | 0 | - | 0 | 0 | - | 0 | 0 | -
3053 | 0 | 0 | 0 | 0 | 0 | 0 | 0 | 0 | 0 | 0 | 3053 | 0 | 0 | 0 | 0 | 0 | 0 | 0 | 0 | 0 | 0 | 3053 | - | 0 | 0 | - | 0 | 0 | - | 0 | 0 | - | 3053 | - | 0 | 0 | - | 0 | 0 | - | 0 | 0 | -
3054 | 0 | 0 | 0 | 0 | 0 | 0 | 0 | 0 | 0 | 0 | 3054 | 0 | 0 | 0 | 0 | 0 | 0 | 0 | 0 | 0 | 0 | 3054 | - | 0 | 0 | - | 0 | 0 | - | 0 | 0 | - | 3054 | - | 0 | 0 | - | 0 | 0 | - | 0 | 0 | -
3055 | 0 | 0 | 0 | 0 | 0 | 0 | 0 | 0 | 0 | 0 | 3055 | 0 | 0 | 0 | 0 | 0 | 0 | 0 | 0 | 0 | 0 | 3055 | - | 0 | 0 | - | 0 | 0 | - | 210.0113 | 210.0113 | - | 3055 | - | 0 | 0 | - | 0 | 0 | - | 0 | 0 | -
3056 | 0 | 0 | 0 | 0 | 0 | 0 | 0 | 0 | 0 | 0 | 3056 | 0 | 0 | 0 | 0 | 0 | 0 | 0 | 0 | 0 | 0 | 3056 | - | 0 | 0 | - | 0 | 0 | - | 500 | 500 | - | 3056 | - | 0 | 0 | - | 0 | 0 | - | 0 | 0 | -
3057 | 0 | 0 | 0 | 0 | 0 | 0 | 928.6755 | 428.6755 | 233.1 | 0 | 3057 | 0 | 0 | 0 | 0 | 0 | 0 | 0 | 0 | 0 | 0 | 3057 | - | 500 | 500 | - | 329.7824 | 329.7824 | - | 500 | 500 | - | 3057 | - | 0 | 0 | - | 0 | 0 | - | 0 | 0 | -
3058 | 0 | 0 | 0 | 202.789 | 0 | 0 | 0 | 391.7266 | 0 | 0 | 3058 | 0 | 0 | 0 | 0 | 0 | 0 | 0 | 0 | 0 | 0 | 3058 | - | 500 | 500 | - | 500 | 500 | - | 500 | 500 | - | 3058 | - | 0 | 0 | - | 0 | 0 | - | 0 | 0 | -
3059 | 0 | 0 | 0 | 0 | 0 | 0 | 0 | 0 | 0 | 0 | 3059 | 0 | 0 | 0 | 0 | 0 | 0 | 0 | 0 | 0 | 0 | 3059 | - | 500 | 500 | - | 408.2682 | 408.2682 | - | 500 | 500 | - | 3059 | - | 0 | 0 | - | 0 | 0 | - | 0 | 0 | -
3060 | 178.862 | 0 | 0 | 381.1425 | 0 | 0 | 199.7471 | 209.2641 | 0 | 178.862 | 3060 | 0 | 0 | 0 | 0 | 0 | 0 | 0 | 0 | 0 | 178.862 | 3060 | - | 500 | 500 | - | 500 | 500 | - | 500 | 500 | - | 3060 | - | 0 | 0 | - | 0 | 0 | - | 0 | 0 | -
3061 | 492.2551 | 0 | 0 | 767.9226 | 267.9226 | 233.1 | 1086.6639 | 325.8269 | 0 | 492.2551 | 3061 | 0 | 0 | 0 | 0 | 0 | 0 | 0 | 0 | 0 | 492.2551 | 3061 | - | 500 | 500 | - | 500 | 500 | - | 500 | 500 | - | 3061 | - | 0 | 0 | - | 0 | 0 | - | 0 | 0 | -
3062 | 763.3873 | 263.3873 | 146.1487 | 1088.6137 | 588.6137 | 146.1487 | 225.3811 | 250.4952 | 125.1586 | 763.3873 | 3062 | 0 | 0 | 0 | 0 | 0 | 0 | 0 | 0 | 0 | 763.3873 | 3062 | - | 500 | 500 | - | 500 | 500 | - | 500 | 500 | - | 3062 | - | 0 | 0 | - | 0 | 0 | - | 0 | 0 | -
3063 | 882.5937 | 382.5937 | 233.1 | 0 | 701.2909 | 0 | 0 | 20.99 | 20.99 | 882.5937 | 3063 | 0 | 0 | 0 | 0 | 0 | 0 | 0 | 0 | 0 | 882.5937 | 3063 | - | 500 | 500 | - | 500 | 500 | - | 500 | 500 | - | 3063 | - | 0 | 0 | - | 0 | 0 | - | 0 | 0 | -
3064 | 6.0194 | 0 | 0 | 0 | 0 | 0 | 0 | 0 | 0 | 6.0194 | 3064 | 0 | 0 | 0 | 0 | 0 | 0 | 0 | 0 | 0 | 6.0194 | 3064 | - | 476.9469 | 476.9469 | - | 0 | 0 | - | 372.4676 | 372.4676 | - | 3064 | - | 0 | 0 | - | 0 | 0 | - | 0 | 0 | -
3065 | 0 | 0 | 0 | 0 | 0 | 0 | 0 | 0 | 0 | 0 | 3065 | 41.779 | 0 | 0 | 0 | 0 | 0 | 0 | 0 | 0 | 0 | 3065 | - | 0 | 0 | - | 0 | 0 | - | 0 | 0 | - | 3065 | - | 402.4419 | 500 | - | 168.2218 | 500 | - | 500 | 500 | -
3066 | 0 | 0 | 0 | 0 | 0 | 0 | 0 | 0 | 0 | 0 | 3066 | 1092.6339 | 466.1555 | 0 | 861.9522 | 827.5625 | 233.1 | 1357.0752 | 1000 | 233.1 | 0 | 3066 | - | 0 | 0 | - | 0 | 0 | - | 0 | 0 | - | 3066 | - | 500 | 500 | - | 500 | 500 | - | 500 | 500 | -
3067 | 0 | 0 | 0 | 0 | 0 | 0 | 0 | 0 | 0 | 0 | 3067 | 0 | 0 | 233.1 | 891.8881 | 429.774 | 89.2614 | 330.5771 | 382.9317 | 89.2614 | 0 | 3067 | - | 0 | 0 | - | 0 | 0 | - | 0 | 0 | - | 3067 | - | 500 | 500 | - | 500 | 500 | - | 500 | 500 | -
3068 | 0 | 0 | 0 | 0 | 0 | 0 | 0 | 0 | 0 | 0 | 3068 | 377.652 | 0 | 89.2614 | 197.5909 | 66.8165 | 0 | 299.5523 | 0 | 0 | 0 | 3068 | - | 0 | 0 | - | 0 | 0 | - | 0 | 0 | - | 3068 | - | 500 | 500 | - | 500 | 500 | - | 500 | 500 | -
3069 | 0 | 0 | 0 | 0 | 0 | 0 | 0 | 0 | 0 | 0 | 3069 | 261.2905 | 0 | 0 | 96.6695 | 0 | 0 | 87.1929 | 0 | 0 | 0 | 3069 | - | 0 | 0 | - | 0 | 0 | - | 0 | 0 | - | 3069 | - | 500 | 500 | - | 379.1341 | 303.9919 | - | 500 | 500 | -
3070 | 0 | 0 | 0 | 0 | 0 | 0 | 0 | 0 | 0 | 0 | 3070 | 82.9284 | 82.9284 | 0 | 26.2967 | 0 | 0 | 0 | 0 | 0 | 0 | 3070 | - | 0 | 0 | - | 0 | 0 | - | 0 | 0 | - | 3070 | - | 0 | 82.9284 | - | 221.5413 | 84.8392 | - | 183.3611 | 0 | -
3071 | 0 | 0 | 0 | 0 | 0 | 0 | 0 | 0 | 0 | 0 | 3071 | 105.4618 | 0 | 0 | 0 | 0 | 0 | 0 | 0 | 0 | 0 | 3071 | - | 0 | 0 | - | 0 | 0 | - | 0 | 0 | - | 3071 | - | 105.4618 | 105.4618 | - | 233.9899 | 233.9899 | - | 0 | 0 | -
3072 | 0 | 0 | 0 | 0 | 0 | 0 | 0 | 0 | 0 | 0 | 3072 | 12.9043 | 0 | 0 | 0 | 0 | 0 | 0 | 0 | 0 | 0 | 3072 | - | 0 | 0 | - | 0 | 0 | - | 0 | 0 | - | 3072 | - | 0 | 0 | - | 0 | 0 | - | 116.6785 | 211.8079 | -
3073 | 0 | 0 | 0 | 0 | 0 | 0 | 0 | 0 | 0 | 0 | 3073 | 0 | 0 | 0 | 0 | 0 | 0 | 0 | 0 | 0 | 0 | 3073 | - | 0 | 0 | - | 0 | 0 | - | 0 | 0 | - | 3073 | - | 0 | 0 | - | 0 | 0 | - | 411.7682 | 500 | -
3074 | 0 | 0 | 0 | 0 | 0 | 0 | 0 | 0 | 0 | 0 | 3074 | 0 | 0 | 0 | 0 | 0 | 0 | 0 | 0 | 0 | 0 | 3074 | - | 0 | 0 | - | 0 | 0 | - | 0 | 0 | - | 3074 | - | 0 | 0 | - | 0 | 0 | - | 500 | 500 | -
3075 | 0 | 0 | 0 | 0 | 0 | 0 | 0 | 0 | 0 | 0 | 3075 | 0 | 0 | 0 | 0 | 0 | 0 | 0 | 0 | 0 | 0 | 3075 | - | 0 | 0 | - | 0 | 0 | - | 0 | 0 | - | 3075 | - | 0 | 0 | - | 0 | 0 | - | 0 | 0 | -
3076 | 0 | 0 | 0 | 0 | 0 | 0 | 0 | 0 | 0 | 0 | 3076 | 0 | 0 | 0 | 0 | 0 | 0 | 0 | 0 | 0 | 0 | 3076 | - | 0 | 0 | - | 0 | 0 | - | 0 | 0 | - | 3076 | - | 172.6596 | 0 | - | 0 | 0 | - | 0 | 0 | -
3077 | 0 | 0 | 0 | 0 | 0 | 0 | 0 | 0 | 0 | 0 | 3077 | 0 | 0 | 0 | 0 | 0 | 0 | 0 | 0 | 0 | 0 | 3077 | - | 0 | 0 | - | 0 | 0 | - | 0 | 0 | - | 3077 | - | 411.543 | 403.7161 | - | 119.9338 | 0 | - | 0 | 0 | -
3078 | 0 | 0 | 0 | 0 | 0 | 0 | 0 | 0 | 0 | 0 | 3078 | 0 | 0 | 0 | 0 | 0 | 0 | 0 | 0 | 0 | 0 | 3078 | - | 0 | 0 | - | 0 | 0 | - | 0 | 0 | - | 3078 | - | 129.2208 | 129.2208 | - | 0 | 0 | - | 0 | 0 | -
3079 | 0 | 0 | 0 | 0 | 0 | 0 | 0 | 0 | 0 | 0 | 3079 | 0 | 0 | 0 | 0 | 0 | 0 | 0 | 0 | 0 | 0 | 3079 | - | 156.2449 | 156.2449 | - | 0 | 0 | - | 0 | 500 | - | 3079 | - | 0 | 0 | - | 0 | 0 | - | 0 | 0 | -
3080 | 0.99957 | 181.0697 | 0 | 0 | 0 | 0 | 0 | 0 | 0 | 0.99957 | 3080 | 0 | 0 | 0 | 0 | 0 | 0 | 0 | 0 | 0 | 0.99957 | 3080 | - | 215.6681 | 396.7378 | - | 270.2185 | 270.2185 | - | 319.5491 | 0 | - | 3080 | - | 0 | 0 | - | 0 | 0 | - | 0 | 0 | -
3081 | 332.6586 | 328.5924 | 0 | 0 | 9.6023 | 31.8283 | 73.7136 | 0 | 0 | 332.6586 | 3081 | 0 | 0 | 0 | 0 | 0 | 0 | 0 | 0 | 0 | 332.6586 | 3081 | - | 0 | 500 | - | 500 | 500 | - | 500 | 500 | - | 3081 | - | 0 | 0 | - | 0 | 0 | - | 0 | 0 | -
3082 | 1001.1096 | 105.3714 | 233.1 | 167.3307 | 173.2459 | 233.1 | 868.0032 | 0 | 0 | 1001.1096 | 3082 | 0 | 0 | 0 | 0 | 0 | 0 | 0 | 0 | 0 | 1001.1096 | 3082 | - | 500 | 500 | - | 500 | 440.1459 | - | 500 | 500 | - | 3082 | - | 0 | 0 | - | 0 | 0 | - | 0 | 0 | -
3083 | 517.6962 | 17.6962 | 71.4089 | 0 | 197.479 | 0 | 1498.7509 | 0 | 0 | 517.6962 | 3083 | 0 | 0 | 0 | 0 | 0 | 0 | 0 | 0 | 0 | 517.6962 | 3083 | - | 500 | 446.2873 | - | 500 | 500 | - | 500 | 500 | - | 3083 | - | 0 | 0 | - | 0 | 0 | - | 0 | 0 | -
3084 | 409.0022 | 0 | 0 | 0 | 8.1053 | 0 | 0 | 0 | 0 | 409.0022 | 3084 | 0 | 0 | 0 | 0 | 0 | 0 | 0 | 0 | 0 | 409.0022 | 3084 | - | 500 | 500 | - | 500 | 500 | - | 500 | 500 | - | 3084 | - | 0 | 0 | - | 0 | 0 | - | 0 | 0 | -
3085 | 179.0015 | 520.3151 | 74.7397 | 0 | 0 | 114.3204 | 0 | 0 | 0 | 179.0015 | 3085 | 0 | 0 | 0 | 0 | 0 | 0 | 0 | 0 | 0 | 179.0015 | 3085 | - | 0 | 500 | - | 230.0094 | 115.6891 | - | 500 | 166.6667 | - | 3085 | - | 0 | 0 | - | 0 | 0 | - | 0 | 0 | -
3086 | 0 | 0 | 0 | 0 | 0 | 0 | 0 | 0 | 0 | 0 | 3086 | 0 | 0 | 0 | 0 | 0 | 0 | 0 | 0 | 0 | 0 | 3086 | - | 0 | 369.5628 | - | 0 | 0 | - | 500 | 0 | - | 3086 | - | 0 | 0 | - | 0 | 0 | - | 0 | 0 | -
3087 | 0 | 0 | 0 | 0 | 0 | 0 | 0 | 0 | 0 | 0 | 3087 | 0 | 0 | 0 | 0 | 0 | 0 | 0 | 0 | 0 | 0 | 3087 | - | 187.8971 | 187.8971 | - | 0 | 0 | - | 0 | 0 | - | 3087 | - | 0 | 0 | - | 0 | 0 | - | 0 | 0 | -
3088 | 0 | 0 | 0 | 0 | 0 | 0 | 0 | 0 | 0 | 0 | 3088 | 0 | 0 | 0 | 0 | 0 | 0 | 0 | 0 | 0 | 0 | 3088 | - | 0 | 0 | - | 0 | 0 | - | 0 | 0 | - | 3088 | - | 112.7283 | 112.7283 | - | 0 | 0 | - | 0 | 0 | -
3089 | 0 | 0 | 0 | 0 | 0 | 0 | 0 | 0 | 0 | 0 | 3089 | 219.5742 | 0 | 0 | 0 | 0 | 0 | 0 | 0 | 0 | 0 | 3089 | - | 0 | 0 | - | 0 | 0 | - | 0 | 0 | - | 3089 | - | 219.5742 | 219.5742 | - | 0 | 0 | - | 0 | 0 | -
3090 | 0 | 0 | 0 | 0 | 0 | 0 | 0 | 0 | 0 | 0 | 3090 | 1098.4885 | 598.4885 | 233.1 | 0 | 0 | 0 | 0 | 0 | 0 | 0 | 3090 | - | 0 | 0 | - | 0 | 0 | - | 0 | 0 | - | 3090 | - | 500 | 500 | - | 500 | 500 | - | 0 | 0 | -
3091 | 0 | 0 | 0 | 0 | 0 | 0 | 0 | 0 | 0 | 0 | 3091 | 735.5936 | 381.5995 | 89.2614 | 0 | 0 | 0 | 0 | 0 | 0 | 0 | 3091 | - | 0 | 0 | - | 0 | 0 | - | 0 | 0 | - | 3091 | - | 500 | 500 | - | 500 | 500 | - | 0 | 0 | -
3092 | 0 | 0 | 0 | 0 | 0 | 0 | 0 | 0 | 0 | 0 | 3092 | 20.7411 | 0 | 0 | 0 | 0 | 0 | 0 | 0 | 0 | 0 | 3092 | - | 0 | 0 | - | 0 | 0 | - | 0 | 0 | - | 3092 | - | 272.6522 | 272.6522 | - | 0 | 0 | - | 0 | 0 | -
3093 | 167.5145 | 0 | 0 | 0 | 0 | 0 | 0 | 0 | 0 | 167.5145 | 3093 | 0 | 0 | 0 | 0 | 0 | 0 | 0 | 0 | 0 | 167.5145 | 3093 | - | 0 | 0 | - | 0 | 0 | - | 0 | 0 | - | 3093 | - | 0 | 0 | - | 0 | 0 | - | 0 | 0 | -
3094 | 0 | 0 | 0 | 0 | 0 | 0 | 0 | 0 | 0 | 0 | 3094 | 0 | 0 | 0 | 0 | 0 | 0 | 0 | 0 | 0 | 0 | 3094 | - | 0 | 298.8171 | - | 0 | 0 | - | 0 | 0 | - | 3094 | - | 0 | 0 | - | 0 | 0 | - | 0 | 0 | -
3095 | 0 | 0 | 146.1487 | 0 | 0 | 0 | 0 | 0 | 0 | 0 | 3095 | 0 | 0 | 0 | 0 | 0 | 0 | 0 | 0 | 0 | 0 | 3095 | - | 0 | 0 | - | 0 | 0 | - | 0 | 0 | - | 3095 | - | 0 | 0 | - | 0 | 0 | - | 0 | 0 | -
3096 | 0 | 0 | 0 | 0 | 0 | 0 | 0 | 0 | 0 | 0 | 3096 | 0 | 0 | 0 | 0 | 0 | 0 | 0 | 0 | 0 | 0 | 3096 | - | 0 | 0 | - | 0 | 0 | - | 0 | 0 | - | 3096 | - | 0 | 0 | - | 0 | 0 | - | 0 | 0 | -
3097 | 0 | 0 | 0 | 0 | 0 | 0 | 0 | 0 | 0 | 0 | 3097 | 0 | 0 | 0 | 0 | 0 | 0 | 0 | 0 | 0 | 0 | 3097 | - | 500 | 0 | - | 0 | 0 | - | 0 | 0 | - | 3097 | - | 0 | 0 | - | 0 | 0 | - | 0 | 0 | -
3098 | 0 | 0 | 0 | 0 | 0 | 0 | 0 | 0 | 0 | 0 | 3098 | 0 | 0 | 0 | 0 | 0 | 0 | 0 | 0 | 0 | 0 | 3098 | - | 0 | 0 | - | 0 | 0 | - | 0 | 0 | - | 3098 | - | 0 | 0 | - | 0 | 0 | - | 0 | 0 | -
3099 | 0 | 0 | 0 | 0 | 0 | 0 | 0 | 0 | 0 | 0 | 3099 | 0 | 0 | 0 | 0 | 0 | 0 | 0 | 0 | 0 | 0 | 3099 | - | 0 | 500 | - | 0 | 0 | - | 0 | 0 | - | 3099 | - | 0 | 0 | - | 0 | 0 | - | 0 | 0 | -
3100 | 242.2679 | 0 | 0 | 0 | 0 | 0 | 0 | 0 | 0 | 242.2679 | 3100 | 0 | 0 | 0 | 0 | 0 | 0 | 0 | 0 | 0 | 242.2679 | 3100 | - | 0 | 0 | - | 0 | 0 | - | 0 | 0 | - | 3100 | - | 0 | 0 | - | 0 | 0 | - | 0 | 0 | -
3101 | 0 | 0 | 0 | 0 | 0 | 0 | 0 | 0 | 0 | 0 | 3101 | 0 | 0 | 0 | 0 | 0 | 0 | 0 | 0 | 0 | 0 | 3101 | - | 0 | 0 | - | 0 | 0 | - | 0 | 0 | - | 3101 | - | 0 | 0 | - | 0 | 0 | - | 0 | 0 | -
3102 | 0 | 0 | 0 | 0 | 0 | 0 | 0 | 0 | 0 | 0 | 3102 | 0 | 0 | 0 | 0 | 0 | 0 | 0 | 0 | 0 | 0 | 3102 | - | 0 | 0 | - | 0 | 0 | - | 0 | 0 | - | 3102 | - | 0 | 0 | - | 0 | 0 | - | 0 | 0 | -
3103 | 0 | 0 | 0 | 0 | 0 | 0 | 0 | 0 | 0 | 0 | 3103 | 0 | 0 | 0 | 0 | 0 | 0 | 0 | 0 | 0 | 0 | 3103 | - | 0 | 0 | - | 0 | 0 | - | 0 | 0 | - | 3103 | - | 0 | 0 | - | 0 | 0 | - | 0 | 0 | -
3104 | 0 | 0 | 0 | 0 | 0 | 0 | 0 | 0 | 0 | 0 | 3104 | 0 | 0 | 0 | 0 | 0 | 0 | 0 | 0 | 0 | 0 | 3104 | - | 172.3252 | 0 | - | 0 | 0 | - | 347.1176 | 0 | - | 3104 | - | 0 | 0 | - | 0 | 0 | - | 0 | 0 | -
3105 | 0 | 0 | 0 | 3.8767 | 0 | 0 | 0 | 0 | 0 | 0 | 3105 | 0 | 0 | 0 | 0 | 0 | 0 | 0 | 0 | 0 | 0 | 3105 | - | 129.2992 | 500 | - | 3.8767 | 0 | - | 500 | 500 | - | 3105 | - | 0 | 0 | - | 0 | 0 | - | 0 | 0 | -
3106 | 0 | 0 | 0 | 0 | 0 | 0 | 0 | 0 | 0 | 0 | 3106 | 0 | 0 | 0 | 0 | 0 | 0 | 0 | 0 | 0 | 0 | 3106 | - | 500 | 0 | - | 121.7807 | 0 | - | 500 | 500 | - | 3106 | - | 0 | 0 | - | 0 | 0 | - | 0 | 0 | -
3107 | 0 | 0 | 0 | 0 | 0 | 0 | 0 | 0 | 0 | 0 | 3107 | 0 | 0 | 0 | 0 | 0 | 0 | 0 | 0 | 0 | 0 | 3107 | - | 0 | 0 | - | 248.3025 | 248.3025 | - | 500 | 500 | - | 3107 | - | 0 | 0 | - | 0 | 0 | - | 0 | 0 | -
3108 | 0 | 0 | 0 | 0 | 0 | 0 | 0 | 0 | 0 | 0 | 3108 | 0 | 0 | 0 | 0 | 0 | 0 | 0 | 0 | 0 | 0 | 3108 | - | 500 | 0 | - | 365.0048 | 365.0048 | - | 500 | 500 | - | 3108 | - | 0 | 0 | - | 0 | 0 | - | 0 | 0 | -
3109 | 0 | 0 | 0 | 0 | 0 | 0 | 0 | 0 | 0 | 0 | 3109 | 0 | 0 | 0 | 0 | 0 | 0 | 0 | 0 | 0 | 0 | 3109 | - | 500 | 0 | - | 413.0821 | 413.0821 | - | 0 | 0 | - | 3109 | - | 0 | 0 | - | 0 | 0 | - | 0 | 0 | -
3110 | 0 | 0 | 0 | 0 | 0 | 0 | 0 | 0 | 0 | 0 | 3110 | 0 | 0 | 0 | 0 | 0 | 0 | 0 | 0 | 0 | 0 | 3110 | - | 500 | 0 | - | 270.9602 | 270.9602 | - | 0 | 500 | - | 3110 | - | 0 | 0 | - | 0 | 0 | - | 0 | 0 | -
3111 | 0 | 0 | 233.1 | 0 | 0 | 0 | 0 | 0 | 0 | 0 | 3111 | 0 | 0 | 0 | 0 | 0 | 0 | 0 | 0 | 0 | 0 | 3111 | - | 0 | 500 | - | 0 | 0 | - | 0 | 0 | - | 3111 | - | 0 | 0 | - | 0 | 0 | - | 0 | 0 | -
3112 | 0 | 0 | 0 | 0 | 0 | 0 | 0 | 0 | 0 | 0 | 3112 | 0 | 0 | 0 | 0 | 0 | 0 | 0 | 0 | 0 | 0 | 3112 | - | 0 | 0 | - | 0 | 0 | - | 0 | 0 | - | 3112 | - | 0 | 0 | - | 0 | 0 | - | 0 | 0 | -
3113 | 0 | 0 | 0 | 0 | 0 | 0 | 0 | 0 | 0 | 0 | 3113 | 0 | 0 | 0 | 0 | 0 | 0 | 0 | 0 | 0 | 0 | 3113 | - | 0 | 500 | - | 0 | 0 | - | 0 | 0 | - | 3113 | - | 0 | 0 | - | 0 | 0 | - | 0 | 0 | -
3114 | 0 | 0 | 0 | 0 | 0 | 0 | 0 | 0 | 0 | 0 | 3114 | 0 | 0 | 0 | 0 | 0 | 0 | 0 | 0 | 0 | 0 | 3114 | - | 0 | 0 | - | 0 | 0 | - | 0 | 0 | - | 3114 | - | 0 | 0 | - | 0 | 0 | - | 0 | 0 | -
3115 | 0 | 0 | 0 | 0 | 0 | 0 | 0 | 0 | 0 | 0 | 3115 | 348.315 | 0 | 0 | 0 | 0 | 0 | 0 | 0 | 0 | 0 | 3115 | - | 0 | 0 | - | 0 | 0 | - | 0 | 0 | - | 3115 | - | 348.315 | 348.315 | - | 0 | 0 | - | 0 | 0 | -
3116 | 0 | 0 | 0 | 0 | 0 | 0 | 0 | 0 | 0 | 0 | 3116 | 0 | 0 | 0 | 0 | 0 | 0 | 0 | 0 | 0 | 0 | 3116 | - | 0 | 137.1584 | - | 0 | 0 | - | 0 | 0 | - | 3116 | - | 0 | 0 | - | 0 | 0 | - | 0 | 0 | -
3117 | 0 | 805.5596 | 0 | 0 | 0 | 0 | 0 | 0 | 0 | 0 | 3117 | 0 | 0 | 0 | 0 | 0 | 0 | 0 | 0 | 0 | 0 | 3117 | - | 0 | 458.6952 | - | 0 | 0 | - | 0 | 0 | - | 3117 | - | 0 | 0 | - | 0 | 0 | - | 0 | 0 | -
3118 | 0 | 0 | 0 | 0 | 0 | 0 | 0 | 0 | 0 | 0 | 3118 | 0 | 0 | 0 | 0 | 0 | 0 | 0 | 0 | 0 | 0 | 3118 | - | 0 | 0 | - | 0 | 0 | - | 0 | 0 | - | 3118 | - | 0 | 0 | - | 0 | 0 | - | 0 | 0 | -
3119 | 0 | 0 | 0 | 0 | 0 | 0 | 0 | 0 | 0 | 0 | 3119 | 0 | 0 | 0 | 0 | 0 | 0 | 0 | 0 | 0 | 0 | 3119 | - | 0 | 0 | - | 0 | 0 | - | 0 | 0 | - | 3119 | - | 0 | 0 | - | 0 | 0 | - | 0 | 0 | -
3120 | 0 | 0 | 0 | 0 | 0 | 0 | 0 | 0 | 0 | 0 | 3120 | 0 | 0 | 0 | 0 | 0 | 0 | 0 | 0 | 0 | 0 | 3120 | - | 0 | 0 | - | 0 | 0 | - | 0 | 0 | - | 3120 | - | 0 | 0 | - | 0 | 0 | - | 0 | 0 | -
3121 | 0 | 0 | 0 | 0 | 0 | 0 | 0 | 0 | 0 | 0 | 3121 | 0 | 0 | 0 | 0 | 0 | 0 | 0 | 0 | 0 | 0 | 3121 | - | 500 | 0 | - | 0 | 0 | - | 0 | 0 | - | 3121 | - | 0 | 0 | - | 0 | 0 | - | 0 | 0 | -
3122 | 0 | 0 | 0 | 0 | 0 | 0 | 0 | 0 | 0 | 0 | 3122 | 0 | 0 | 0 | 0 | 0 | 0 | 0 | 0 | 0 | 0 | 3122 | - | 500 | 0 | - | 0 | 0 | - | 0 | 0 | - | 3122 | - | 0 | 0 | - | 0 | 0 | - | 0 | 0 | -
3123 | 0 | 0 | 0 | 0 | 0 | 0 | 0 | 0 | 0 | 0 | 3123 | 0 | 0 | 0 | 0 | 0 | 0 | 0 | 0 | 0 | 0 | 3123 | - | 0 | 0 | - | 0 | 0 | - | 0 | 0 | - | 3123 | - | 0 | 0 | - | 0 | 0 | - | 0 | 0 | -
3124 | 0 | 0 | 0 | 0 | 0 | 0 | 0 | 0 | 0 | 0 | 3124 | 0 | 0 | 0 | 0 | 0 | 0 | 0 | 0 | 0 | 0 | 3124 | - | 0 | 0 | - | 0 | 0 | - | 0 | 0 | - | 3124 | - | 0 | 0 | - | 0 | 0 | - | 0 | 0 | -
3125 | 0 | 0 | 0 | 0 | 0 | 0 | 0 | 0 | 0 | 0 | 3125 | 0 | 0 | 0 | 0 | 0 | 0 | 0 | 0 | 0 | 0 | 3125 | - | 0 | 0 | - | 0 | 0 | - | 0 | 0 | - | 3125 | - | 0 | 0 | - | 0 | 0 | - | 0 | 0 | -
3126 | 0 | 0 | 0 | 0 | 0 | 0 | 0 | 0 | 0 | 0 | 3126 | 0 | 0 | 0 | 0 | 0 | 0 | 0 | 0 | 0 | 0 | 3126 | - | 0 | 0 | - | 0 | 0 | - | 0 | 0 | - | 3126 | - | 0 | 0 | - | 0 | 0 | - | 0 | 0 | -
3127 | 0 | 0 | 0 | 85.9285 | 0 | 0 | 0 | 0 | 0 | 0 | 3127 | 0 | 0 | 0 | 0 | 0 | 0 | 0 | 0 | 0 | 0 | 3127 | - | 0 | 0 | - | 85.9285 | 85.9285 | - | 0 | 0 | - | 3127 | - | 0 | 0 | - | 0 | 0 | - | 0 | 0 | -
3128 | 0 | 0 | 0 | 0 | 0 | 0 | 0 | 0 | 0 | 0 | 3128 | 0 | 0 | 0 | 0 | 0 | 0 | 0 | 0 | 0 | 0 | 3128 | - | 485.594 | 485.594 | - | 405.1936 | 405.1936 | - | 0 | 0 | - | 3128 | - | 0 | 0 | - | 0 | 0 | - | 0 | 0 | -
3129 | 1085.9136 | 0 | 0 | 0 | 0 | 0 | 0 | 0 | 146.1487 | 1085.9136 | 3129 | 0 | 0 | 0 | 0 | 0 | 0 | 0 | 0 | 0 | 1085.9136 | 3129 | - | 500 | 0 | - | 500 | 500 | - | 500 | 500 | - | 3129 | - | 0 | 0 | - | 0 | 0 | - | 0 | 0 | -
3130 | 1354.5541 | 0 | 0 | 0 | 146.8408 | 0 | 0 | 0 | 0 | 1354.5541 | 3130 | 0 | 0 | 0 | 0 | 0 | 0 | 0 | 0 | 0 | 1354.5541 | 3130 | - | 500 | 500 | - | 500 | 500 | - | 0 | 0 | - | 3130 | - | 0 | 0 | - | 0 | 0 | - | 0 | 0 | -
3131 | 0 | 0 | 0 | 0 | 0 | 0 | 0 | 0 | 0 | 0 | 3131 | 0 | 0 | 0 | 0 | 0 | 0 | 0 | 0 | 0 | 0 | 3131 | - | 0 | 0 | - | 500 | 500 | - | 500 | 500 | - | 3131 | - | 0 | 0 | - | 0 | 0 | - | 0 | 0 | -
3132 | 0 | 0 | 0 | 0 | 125.2637 | 0 | 0 | 0 | 0 | 0 | 3132 | 0 | 0 | 0 | 0 | 0 | 0 | 0 | 0 | 0 | 0 | 3132 | - | 500 | 0 | - | 500 | 500 | - | 0 | 0 | - | 3132 | - | 0 | 0 | - | 0 | 0 | - | 0 | 0 | -
3133 | 0 | 0 | 0 | 534.6143 | 534.6143 | 0 | 0 | 0 | 0 | 0 | 3133 | 0 | 0 | 0 | 0 | 0 | 0 | 0 | 0 | 0 | 0 | 3133 | - | 500 | 500 | - | 0 | 500 | - | 0 | 0 | - | 3133 | - | 0 | 0 | - | 0 | 0 | - | 0 | 0 | -
3134 | 0 | 0 | 0 | 0 | 0 | 0 | 0 | 0 | 0 | 0 | 3134 | 0 | 0 | 0 | 0 | 0 | 0 | 0 | 0 | 0 | 0 | 3134 | - | 500 | 296.0302 | - | 0 | 0 | - | 0 | 0 | - | 3134 | - | 0 | 0 | - | 0 | 0 | - | 0 | 0 | -
3135 | 0 | 0 | 0 | 0 | 0 | 0 | 0 | 0 | 0 | 0 | 3135 | 0 | 0 | 0 | 0 | 0 | 0 | 0 | 0 | 0 | 0 | 3135 | - | 0 | 500 | - | 0 | 0 | - | 0 | 0 | - | 3135 | - | 0 | 0 | - | 0 | 0 | - | 0 | 0 | -
3136 | 0 | 0 | 0 | 0 | 0 | 0 | 0 | 0 | 0 | 0 | 3136 | 0 | 0 | 0 | 0 | 0 | 0 | 0 | 0 | 0 | 0 | 3136 | - | 0 | 160.0764 | - | 0 | 0 | - | 0 | 0 | - | 3136 | - | 0 | 0 | - | 0 | 0 | - | 0 | 0 | -
3137 | 0 | 0 | 0 | 0 | 0 | 0 | 0 | 0 | 0 | 0 | 3137 | 241.5604 | 0 | 0 | 0 | 0 | 0 | 0 | 0 | 0 | 0 | 3137 | - | 0 | 0 | - | 0 | 0 | - | 0 | 0 | - | 3137 | - | 241.5604 | 241.5604 | - | 0 | 0 | - | 0 | 0 | -
3138 | 0 | 0 | 0 | 0 | 0 | 0 | 0 | 0 | 0 | 0 | 3138 | 572.9238 | 72.9238 | 72.9238 | 164.4521 | 0 | 0 | 0 | 0 | 0 | 0 | 3138 | - | 0 | 0 | - | 0 | 0 | - | 0 | 0 | - | 3138 | - | 500 | 500 | - | 164.4521 | 164.4521 | - | 0 | 0 | -
3139 | 0 | 0 | 0 | 0 | 0 | 0 | 0 | 0 | 0 | 0 | 3139 | 497.7965 | 0 | 0 | 34.566 | 0 | 0 | 0 | 0 | 0 | 0 | 3139 | - | 0 | 0 | - | 0 | 0 | - | 0 | 0 | - | 3139 | - | 497.7965 | 497.7965 | - | 34.566 | 34.566 | - | 0 | 0 | -
3140 | 0 | 0 | 0 | 0 | 0 | 0 | 0 | 0 | 0 | 0 | 3140 | 364.7582 | 0 | 0 | 0 | 0 | 0 | 0 | 0 | 0 | 0 | 3140 | - | 0 | 0 | - | 0 | 0 | - | 0 | 0 | - | 3140 | - | 364.7582 | 364.7582 | - | 0 | 0 | - | 0 | 0 | -
3141 | 0 | 0 | 0 | 0 | 0 | 0 | 0 | 0 | 0 | 0 | 3141 | 41.8042 | 0 | 0 | 0 | 0 | 0 | 0 | 0 | 0 | 0 | 3141 | - | 0 | 0 | - | 0 | 0 | - | 0 | 0 | - | 3141 | - | 41.8042 | 41.8042 | - | 0 | 0 | - | 0 | 0 | -
3142 | 0 | 0 | 85.7927 | 0 | 0 | 0 | 0 | 0 | 0 | 0 | 3142 | 0 | 0 | 0 | 0 | 0 | 0 | 0 | 0 | 0 | 0 | 3142 | - | 500 | 0 | - | 0 | 0 | - | 0 | 0 | - | 3142 | - | 0 | 0 | - | 0 | 0 | - | 0 | 0 | -
3143 | 0 | 0 | 0 | 0 | 0 | 0 | 0 | 0 | 0 | 0 | 3143 | 0 | 0 | 0 | 0 | 0 | 0 | 0 | 0 | 0 | 0 | 3143 | - | 0 | 0 | - | 0 | 0 | - | 0 | 0 | - | 3143 | - | 0 | 0 | - | 0 | 0 | - | 0 | 0 | -
3144 | 0 | 0 | 0 | 0 | 0 | 0 | 0 | 0 | 0 | 0 | 3144 | 0 | 0 | 0 | 0 | 0 | 0 | 0 | 0 | 0 | 0 | 3144 | - | 0 | 0 | - | 0 | 0 | - | 0 | 0 | - | 3144 | - | 0 | 0 | - | 0 | 0 | - | 0 | 0 | -
3145 | 0 | 0 | 0 | 0 | 0 | 0 | 0 | 0 | 0 | 0 | 3145 | 0 | 0 | 0 | 0 | 0 | 0 | 0 | 0 | 0 | 0 | 3145 | - | 0 | 0 | - | 0 | 0 | - | 0 | 0 | - | 3145 | - | 0 | 0 | - | 0 | 0 | - | 0 | 0 | -
3146 | 0 | 0 | 0 | 0 | 0 | 0 | 0 | 0 | 0 | 0 | 3146 | 0 | 0 | 0 | 0 | 0 | 0 | 0 | 0 | 0 | 0 | 3146 | - | 0 | 0 | - | 0 | 0 | - | 0 | 0 | - | 3146 | - | 0 | 0 | - | 0 | 0 | - | 0 | 0 | -
3147 | 0 | 0 | 0 | 0 | 0 | 0 | 0 | 0 | 0 | 0 | 3147 | 0 | 0 | 0 | 0 | 0 | 0 | 0 | 0 | 0 | 0 | 3147 | - | 500 | 0 | - | 0 | 0 | - | 0 | 0 | - | 3147 | - | 0 | 0 | - | 0 | 0 | - | 0 | 0 | -
3148 | 0 | 0 | 0 | 0 | 0 | 0 | 0 | 0 | 0 | 0 | 3148 | 0 | 0 | 0 | 0 | 0 | 0 | 0 | 0 | 0 | 0 | 3148 | - | 0 | 0 | - | 0 | 0 | - | 0 | 0 | - | 3148 | - | 0 | 0 | - | 0 | 0 | - | 0 | 0 | -
3149 | 0 | 0 | 0 | 0 | 0 | 0 | 0 | 0 | 0 | 0 | 3149 | 137.1237 | 0 | 0 | 0 | 0 | 0 | 0 | 0 | 0 | 0 | 3149 | - | 0 | 0 | - | 0 | 0 | - | 0 | 0 | - | 3149 | - | 137.1237 | 137.1237 | - | 0 | 0 | - | 0 | 0 | -
3150 | 0 | 0 | 0 | 0 | 0 | 0 | 0 | 0 | 0 | 0 | 3150 | 102.3633 | 0 | 0 | 0 | 0 | 0 | 0 | 0 | 0 | 0 | 3150 | - | 0 | 0 | - | 0 | 0 | - | 0 | 0 | - | 3150 | - | 102.3633 | 102.3633 | - | 0 | 0 | - | 0 | 0 | -
3151 | 0 | 0 | 0 | 0 | 0 | 0 | 0 | 0 | 0 | 0 | 3151 | 0 | 0 | 0 | 0 | 0 | 0 | 0 | 0 | 0 | 0 | 3151 | - | 0 | 0 | - | 0 | 0 | - | 0 | 0 | - | 3151 | - | 0 | 0 | - | 0 | 0 | - | 0 | 0 | -
3152 | 0 | 0 | 0 | 0 | 0 | 0 | 0 | 0 | 0 | 0 | 3152 | 0 | 0 | 0 | 0 | 0 | 0 | 0 | 0 | 0 | 0 | 3152 | - | 0 | 0 | - | 281.5499 | 281.5499 | - | 0 | 0 | - | 3152 | - | 0 | 0 | - | 0 | 0 | - | 0 | 0 | -
3153 | 592.9622 | 0 | 0 | 478.8423 | 0 | 0 | 0 | 626.9784 | 0 | 592.9622 | 3153 | 0 | 0 | 0 | 0 | 0 | 0 | 0 | 0 | 0 | 592.9622 | 3153 | - | 500 | 500 | - | 478.8423 | 250.861 | - | 0 | 500 | - | 3153 | - | 0 | 0 | - | 0 | 0 | - | 0 | 0 | -
3154 | 708.3748 | 208.3748 | 0 | 561.5041 | 61.5041 | 0 | 0 | 0 | 0 | 708.3748 | 3154 | 0 | 0 | 0 | 0 | 0 | 0 | 0 | 0 | 0 | 708.3748 | 3154 | - | 500 | 500 | - | 500 | 500 | - | 0 | 0 | - | 3154 | - | 0 | 0 | - | 0 | 0 | - | 0 | 0 | -
3155 | 924.3335 | 698.8367 | 0 | 519.2317 | 370.3232 | 0 | 0 | 0 | 0 | 924.3335 | 3155 | 0 | 0 | 0 | 0 | 0 | 0 | 0 | 0 | 0 | 924.3335 | 3155 | - | 0 | 500 | - | 148.9085 | 500 | - | 0 | 0 | - | 3155 | - | 0 | 0 | - | 0 | 0 | - | 0 | 0 | -
3156 | 0 | 0 | 0 | 323.2784 | 0 | 0 | 0 | 0 | 0 | 0 | 3156 | 0 | 0 | 0 | 0 | 0 | 0 | 0 | 0 | 0 | 0 | 3156 | - | 500 | 500 | - | 323.2784 | 0 | - | 0 | 0 | - | 3156 | - | 0 | 0 | - | 0 | 0 | - | 0 | 0 | -
3157 | 78.2472 | 0 | 0 | 0 | 0 | 0 | 0 | 1000 | 233.1 | 78.2472 | 3157 | 0 | 0 | 0 | 0 | 0 | 0 | 0 | 0 | 0 | 78.2472 | 3157 | - | 0 | 0 | - | 0 | 0 | - | 0 | 0 | - | 3157 | - | 0 | 0 | - | 0 | 0 | - | 0 | 0 | -
3158 | 0 | 0 | 0 | 0 | 0 | 0 | 0 | 0 | 0 | 0 | 3158 | 0 | 0 | 0 | 0 | 0 | 0 | 0 | 0 | 0 | 0 | 3158 | - | 58.7442 | 454.4824 | - | 0 | 0 | - | 0 | 0 | - | 3158 | - | 0 | 0 | - | 0 | 0 | - | 0 | 0 | -
3159 | 0 | 0 | 0 | 0 | 0 | 0 | 0 | 0 | 0 | 0 | 3159 | 0 | 0 | 0 | 0 | 0 | 0 | 0 | 0 | 0 | 0 | 3159 | - | 0 | 58.1891 | - | 0 | 0 | - | 0 | 0 | - | 3159 | - | 0 | 0 | - | 0 | 0 | - | 0 | 0 | -
3160 | 0 | 0 | 0 | 0 | 0 | 0 | 0 | 0 | 0 | 0 | 3160 | 0 | 0 | 0 | 0 | 0 | 0 | 0 | 0 | 0 | 0 | 3160 | - | 0 | 0 | - | 0 | 0 | - | 0 | 0 | - | 3160 | - | 0 | 0 | - | 0 | 0 | - | 0 | 0 | -
3161 | 0 | 0 | 0 | 0 | 0 | 0 | 0 | 0 | 0 | 0 | 3161 | 0 | 0 | 0 | 0 | 0 | 0 | 7.9615 | 0 | 0 | 0 | 3161 | - | 0 | 0 | - | 0 | 0 | - | 0 | 0 | - | 3161 | - | 0 | 0 | - | 0 | 0 | - | 7.9615 | 7.9615 | -
3162 | 0 | 0 | 0 | 0 | 0 | 0 | 0 | 0 | 0 | 0 | 3162 | 357.0494 | 0 | 0 | 0 | 0 | 0 | 261.6617 | 0 | 0 | 0 | 3162 | - | 0 | 0 | - | 0 | 0 | - | 0 | 0 | - | 3162 | - | 357.0494 | 357.0494 | - | 214.6391 | 500 | - | 261.6617 | 261.6617 | -
3163 | 0 | 0 | 0 | 0 | 0 | 0 | 0 | 0 | 0 | 0 | 3163 | 214.1344 | 0 | 0 | 0 | 0 | 0 | 0 | 0 | 0 | 0 | 3163 | - | 0 | 0 | - | 0 | 0 | - | 0 | 0 | - | 3163 | - | 214.1344 | 214.1344 | - | 500 | 214.6391 | - | 0 | 0 | -
3164 | 0 | 0 | 0 | 0 | 0 | 0 | 317.2037 | 0 | 0 | 0 | 3164 | 0 | 0 | 0 | 0 | 0 | 0 | 0 | 0 | 0 | 0 | 3164 | - | 0 | 0 | - | 0 | 0 | - | 0 | 0 | - | 3164 | - | 0 | 0 | - | 0 | 0 | - | 0 | 0 | -
3165 | 0 | 0 | 0 | 0 | 0 | 0 | 0 | 0 | 0 | 0 | 3165 | 0 | 0 | 0 | 0 | 0 | 0 | 0 | 0 | 0 | 0 | 3165 | - | 0 | 0 | - | 0 | 0 | - | 0 | 0 | - | 3165 | - | 0 | 0 | - | 0 | 0 | - | 0 | 0 | -
3166 | 0 | 0 | 0 | 0 | 0 | 0 | 0 | 0 | 0 | 0 | 3166 | 0 | 0 | 0 | 0 | 0 | 0 | 0 | 0 | 0 | 0 | 3166 | - | 0 | 0 | - | 0 | 0 | - | 0 | 0 | - | 3166 | - | 0 | 0 | - | 0 | 0 | - | 0 | 0 | -
3167 | 0 | 0 | 0 | 0 | 0 | 0 | 0 | 0 | 0 | 0 | 3167 | 0 | 0 | 0 | 0 | 0 | 0 | 0 | 0 | 0 | 0 | 3167 | - | 153.5202 | 153.5202 | - | 0 | 0 | - | 332.868 | 0 | - | 3167 | - | 0 | 0 | - | 0 | 0 | - | 0 | 0 | -
3168 | 620.3359 | 0 | 0 | 0 | 0 | 0 | 0 | 0 | 0 | 620.3359 | 3168 | 0 | 0 | 0 | 0 | 0 | 0 | 0 | 0 | 0 | 620.3359 | 3168 | - | 500 | 500 | - | 129.2998 | 129.2998 | - | 0 | 211.5159 | - | 3168 | - | 0 | 0 | - | 0 | 0 | - | 0 | 0 | -
3169 | 51.645 | 0 | 0 | 0 | 0 | 0 | 0 | 0 | 0 | 51.645 | 3169 | 0 | 0 | 0 | 0 | 0 | 0 | 0 | 0 | 0 | 51.645 | 3169 | - | 51.645 | 51.645 | - | 500 | 500 | - | 0 | 0 | - | 3169 | - | 0 | 0 | - | 0 | 0 | - | 0 | 0 | -
3170 | 0 | 0 | 0 | 0 | 0 | 0 | 0 | 0 | 0 | 0 | 3170 | 0 | 0 | 0 | 0 | 0 | 0 | 0 | 0 | 0 | 0 | 3170 | - | 0 | 0 | - | 252.9707 | 252.9707 | - | 0 | 121.3521 | - | 3170 | - | 435.2518 | 435.2518 | - | 0 | 0 | - | 0 | 0 | -
3171 | 0 | 0 | 0 | 0 | 0 | 0 | 0 | 0 | 0 | 0 | 3171 | 313.5179 | 0 | 0 | 0 | 0 | 0 | 0 | 0 | 0 | 0 | 3171 | - | 0 | 0 | - | 0 | 0 | - | 0 | 0 | - | 3171 | - | 488.523 | 488.523 | - | 374.0979 | 340.4404 | - | 0 | 0 | -
3172 | 0 | 0 | 0 | 0 | 0 | 0 | 0 | 0 | 0 | 0 | 3172 | 707.4453 | 207.4453 | 89.2614 | 36.9651 | 26.2885 | 0 | 38.104 | 182.0497 | 0 | 0 | 3172 | - | 0 | 0 | - | 0 | 0 | - | 0 | 0 | - | 3172 | - | 500 | 500 | - | 500 | 500 | - | 500 | 500 | -
3173 | 0 | 0 | 0 | 0 | 0 | 0 | 0 | 0 | 0 | 0 | 3173 | 754.0073 | 254.0073 | 233.1 | 1123.7939 | 623.7939 | 233.1 | 1118.685 | 722.1423 | 89.2614 | 0 | 3173 | - | 0 | 0 | - | 0 | 0 | - | 0 | 0 | - | 3173 | - | 500 | 500 | - | 500 | 500 | - | 500 | 500 | -
3174 | 0 | 0 | 0 | 0 | 0 | 0 | 0 | 0 | 0 | 0 | 3174 | 299.427 | 30.6551 | 0 | 913.6385 | 413.6385 | 89.2614 | 917.6084 | 478.7397 | 233.1 | 0 | 3174 | - | 0 | 0 | - | 0 | 0 | - | 0 | 0 | - | 3174 | - | 500 | 500 | - | 500 | 500 | - | 500 | 500 | -
3175 | 0 | 0 | 0 | 0 | 0 | 0 | 0 | 0 | 0 | 0 | 3175 | 0 | 276.0491 | 0 | 0 | 0 | 0 | 0 | 0 | 0 | 0 | 3175 | - | 0 | 0 | - | 0 | 0 | - | 0 | 0 | - | 3175 | - | 18.4677 | 294.5168 | - | 500 | 500 | - | 500 | 500 | -
3176 | 0 | 0 | 0 | 0 | 0 | 0 | 0 | 0 | 0 | 0 | 3176 | 0 | 0 | 0 | 0 | 0 | 0 | 0 | 0 | 0 | 0 | 3176 | - | 15.1142 | 289.9968 | - | 0 | 0 | - | 0 | 0 | - | 3176 | - | 0 | 0 | - | 0 | 0 | - | 500 | 500 | -
3177 | 152.4547 | 0 | 0 | 0 | 0 | 0 | 0 | 0 | 0 | 152.4547 | 3177 | 0 | 0 | 0 | 0 | 0 | 0 | 0 | 0 | 0 | 152.4547 | 3177 | - | 500 | 500 | - | 0 | 0 | - | 0 | 0 | - | 3177 | - | 0 | 0 | - | 0 | 0 | - | 0 | 0 | -
3178 | 600.4691 | 0 | 151.0522 | 569.1501 | 69.1501 | 0 | 0 | 0 | 0 | 600.4691 | 3178 | 0 | 0 | 0 | 0 | 0 | 0 | 0 | 0 | 0 | 600.4691 | 3178 | - | 500 | 500 | - | 500 | 500 | - | 500 | 500 | - | 3178 | - | 0 | 0 | - | 0 | 0 | - | 0 | 0 | -
3179 | 550.5822 | 193.8845 | 45.7665 | 868.7971 | 368.7971 | 189.6243 | 0 | 0 | 0 | 550.5822 | 3179 | 0 | 0 | 0 | 0 | 0 | 0 | 0 | 0 | 0 | 550.5822 | 3179 | - | 500 | 500 | - | 500 | 500 | - | 500 | 86.4198 | - | 3179 | - | 0 | 0 | - | 0 | 0 | - | 0 | 0 | -
3180 | 1136.9617 | 709.8294 | 182.43 | 0 | 0 | 0 | 0 | 0 | 0 | 1136.9617 | 3180 | 0 | 0 | 0 | 0 | 0 | 0 | 0 | 0 | 0 | 1136.9617 | 3180 | - | 500 | 500 | - | 500 | 500 | - | 500 | 500 | - | 3180 | - | 0 | 0 | - | 0 | 0 | - | 0 | 0 | -
3181 | 0 | 0 | 0 | 0 | 0 | 0 | 940.4677 | 839.4415 | 0 | 0 | 3181 | 0 | 0 | 0 | 0 | 0 | 0 | 0 | 0 | 0 | 0 | 3181 | - | 500 | 500 | - | 0 | 0 | - | 500 | 500 | - | 3181 | - | 0 | 0 | - | 0 | 0 | - | 0 | 0 | -
3182 | 0 | 0 | 0 | 0 | 0 | 0 | 1500 | 787.537 | 233.1 | 0 | 3182 | 0 | 0 | 0 | 0 | 0 | 0 | 0 | 0 | 0 | 0 | 3182 | - | 500 | 500 | - | 0 | 0 | - | 86.4198 | 500 | - | 3182 | - | 0 | 0 | - | 0 | 0 | - | 0 | 0 | -
3183 | 0 | 0 | 0 | 0 | 0 | 0 | 0 | 0 | 146.1487 | 0 | 3183 | 0 | 0 | 0 | 0 | 0 | 0 | 0 | 0 | 0 | 0 | 3183 | - | 0 | 65.9188 | - | 0 | 0 | - | 500 | 500 | - | 3183 | - | 0 | 0 | - | 0 | 0 | - | 0 | 0 | -
3184 | 0 | 0 | 0 | 0 | 0 | 0 | 0 | 0 | 0 | 0 | 3184 | 0 | 0 | 0 | 0 | 0 | 0 | 0 | 0 | 0 | 0 | 3184 | - | 0 | 0 | - | 0 | 0 | - | 500 | 500 | - | 3184 | - | 0 | 0 | - | 0 | 0 | - | 0 | 0 | -
3185 | 0 | 0 | 0 | 0 | 0 | 0 | 0 | 0 | 0 | 0 | 3185 | 0 | 0 | 0 | 0 | 0 | 0 | 0 | 0 | 0 | 0 | 3185 | - | 0 | 0 | - | 0 | 0 | - | 0 | 0 | - | 3185 | - | 0 | 0 | - | 0 | 0 | - | 0 | 0 | -
3186 | 0 | 0 | 0 | 0 | 0 | 0 | 0 | 0 | 0 | 0 | 3186 | 0 | 0 | 8.8018 | 0 | 0 | 0 | 404.3581 | 592.6156 | 0 | 0 | 3186 | - | 0 | 0 | - | 0 | 0 | - | 0 | 0 | - | 3186 | - | 142.3403 | 0 | - | 0 | 0 | - | 500 | 500 | -
3187 | 0 | 0 | 0 | 0 | 0 | 0 | 0 | 0 | 0 | 0 | 3187 | 0 | 0 | 0 | 0 | 0 | 0 | 0 | 98.8502 | 161.1807 | 0 | 3187 | - | 0 | 0 | - | 0 | 0 | - | 0 | 0 | - | 3187 | - | 321.7195 | 490.0737 | - | 0 | 0 | - | 500 | 500 | -
3188 | 0 | 0 | 0 | 0 | 0 | 0 | 0 | 0 | 0 | 0 | 3188 | 279.9891 | 0 | 0 | 0 | 0 | 0 | 0 | 0 | 0 | 0 | 3188 | - | 0 | 0 | - | 0 | 0 | - | 0 | 0 | - | 3188 | - | 500 | 500 | - | 55.9476 | 0 | - | 500 | 500 | -
3189 | 0 | 0 | 0 | 0 | 0 | 0 | 0 | 0 | 0 | 0 | 3189 | 581.0035 | 256.6926 | 152.3788 | 185.0564 | 0 | 0 | 632.8407 | 0 | 0 | 0 | 3189 | - | 0 | 0 | - | 0 | 0 | - | 0 | 0 | - | 3189 | - | 500 | 500 | - | 500 | 317.4368 | - | 500 | 500 | -
3190 | 0 | 0 | 0 | 0 | 0 | 0 | 0 | 0 | 0 | 0 | 3190 | 176.2061 | 98.7484 | 0 | 0 | 0 | 0 | 0 | 0 | 0 | 0 | 3190 | - | 0 | 0 | - | 0 | 0 | - | 0 | 0 | - | 3190 | - | 500 | 500 | - | 500 | 500 | - | 200 | 200 | -
3191 | 0 | 0 | 0 | 0 | 0 | 0 | 0 | 0 | 0 | 0 | 3191 | 0 | 0 | 0 | 0 | 0 | 0 | 0 | 0 | 0 | 0 | 3191 | - | 0 | 0 | - | 0 | 0 | - | 0 | 0 | - | 3191 | - | 500 | 500 | - | 0 | 500 | - | 0 | 0 | -
3192 | 0 | 0 | 0 | 0 | 0 | 0 | 0 | 0 | 0 | 0 | 3192 | 0 | 336.0248 | 0 | 0 | 0 | 0 | 0 | 0 | 0 | 0 | 3192 | - | 0 | 0 | - | 0 | 0 | - | 0 | 0 | - | 3192 | - | 235.9402 | 209.9263 | - | 484.9544 | 257.1228 | - | 500 | 500 | -
3193 | 0 | 0 | 0 | 0 | 0 | 0 | 0 | 0 | 0 | 0 | 3193 | 0 | 0 | 0 | 0 | 0 | 0 | 0 | 0 | 0 | 0 | 3193 | - | 0 | 0 | - | 29.9869 | 301.768 | - | 196.721 | 0 | - | 3193 | - | 0 | 0 | - | 0 | 0 | - | 0 | 0 | -
3194 | 0 | 0 | 0 | 0 | 0 | 0 | 0 | 0 | 0 | 0 | 3194 | 0 | 0 | 0 | 0 | 0 | 0 | 0 | 0 | 0 | 0 | 3194 | - | 0 | 0 | - | 255.1971 | 0 | - | 234.0298 | 14.0298 | - | 3194 | - | 0 | 0 | - | 0 | 0 | - | 0 | 0 | -
3195 | 0 | 0 | 0 | 0 | 0 | 0 | 0 | 0 | 0 | 0 | 3195 | 0 | 0 | 0 | 0 | 0 | 0 | 0 | 0 | 0 | 0 | 3195 | - | 0 | 0 | - | 458.1642 | 0 | - | 0 | 184.6108 | - | 3195 | - | 0 | 0 | - | 0 | 0 | - | 0 | 0 | -
3196 | 0 | 0 | 0 | 0 | 0 | 0 | 0 | 0 | 0 | 0 | 3196 | 0 | 0 | 0 | 0 | 0 | 0 | 0 | 0 | 0 | 0 | 3196 | - | 0 | 0 | - | 0 | 0 | - | 0 | 154.1605 | - | 3196 | - | 0 | 0 | - | 0 | 0 | - | 0 | 0 | -
3197 | 0 | 0 | 0 | 0 | 0 | 0 | 0 | 0 | 0 | 0 | 3197 | 0 | 0 | 0 | 82.328 | 0 | 0 | 0 | 0 | 0 | 0 | 3197 | - | 0 | 0 | - | 0 | 0 | - | 0 | 0 | - | 3197 | - | 71.7727 | 0 | - | 82.328 | 82.328 | - | 0 | 0 | -
3198 | 0 | 0 | 0 | 0 | 0 | 0 | 0 | 0 | 0 | 0 | 3198 | 0 | 177.0691 | 0 | 0 | 0 | 0 | 0 | 0 | 0 | 0 | 3198 | - | 0 | 0 | - | 0 | 0 | - | 0 | 0 | - | 3198 | - | 0 | 177.0691 | - | 0 | 0 | - | 0 | 0 | -
3199 | 0 | 0 | 0 | 278.4507 | 0 | 0 | 0 | 0 | 0 | 0 | 3199 | 0 | 0 | 0 | 0 | 0 | 0 | 0 | 0 | 0 | 0 | 3199 | - | 0 | 0 | - | 500 | 500 | - | 0.36815 | 32.3155 | - | 3199 | - | 0 | 0 | - | 0 | 0 | - | 0 | 0 | -
3200 | 0 | 0 | 0 | 144.6954 | 0 | 144.6954 | 180.5845 | 0 | 0 | 0 | 3200 | 0 | 0 | 0 | 0 | 0 | 0 | 0 | 0 | 0 | 0 | 3200 | - | 0 | 0 | - | 144.6954 | 0 | - | 339.436 | 365.696 | - | 3200 | - | 0 | 0 | - | 0 | 0 | - | 0 | 0 | -
3201 | 0 | 0 | 0 | 265.0318 | 0 | 0 | 321.406 | 0 | 0 | 0 | 3201 | 0 | 0 | 0 | 0 | 0 | 0 | 0 | 0 | 0 | 0 | 3201 | - | 0 | 0 | - | 500 | 500 | - | 480.2576 | 500 | - | 3201 | - | 0 | 0 | - | 0 | 0 | - | 0 | 0 | -
3202 | 0 | 0 | 0 | 434.9241 | 399.5008 | 0 | 471.7879 | 419.5886 | 189.6243 | 0 | 3202 | 0 | 0 | 0 | 0 | 0 | 0 | 0 | 0 | 0 | 0 | 3202 | - | 0 | 0 | - | 0 | 274.6394 | - | 500 | 500 | - | 3202 | - | 0 | 0 | - | 0 | 0 | - | 0 | 0 | -
3203 | 0 | 0 | 0 | 193.9884 | 413.9884 | 44.929 | 246.4554 | 215.5674 | 0 | 0 | 3203 | 0 | 0 | 0 | 0 | 0 | 0 | 0 | 0 | 0 | 0 | 3203 | - | 0 | 0 | - | 0 | 40.0519 | - | 500 | 500 | - | 3203 | - | 0 | 0 | - | 0 | 0 | - | 0 | 0 | -
3204 | 0 | 0 | 0 | 0 | 0 | 0 | 0 | 0 | 0 | 0 | 3204 | 0 | 0 | 0 | 0 | 0 | 0 | 0 | 0 | 0 | 0 | 3204 | - | 0 | 0 | - | 500 | 500 | - | 4.4486 | 4.4486 | - | 3204 | - | 0 | 0 | - | 0 | 0 | - | 0 | 0 | -
3205 | 0 | 0 | 0 | 0 | 0 | 0 | 0 | 0 | 0 | 0 | 3205 | 0 | 0 | 0 | 0 | 0 | 0 | 0 | 0 | 0 | 0 | 3205 | - | 0 | 0 | - | 100.9938 | 372.5781 | - | 37.7851 | 37.7851 | - | 3205 | - | 0 | 0 | - | 0 | 0 | - | 0 | 0 | -
3206 | 0 | 0 | 0 | 0 | 0 | 0 | 0 | 0 | 0 | 0 | 3206 | 0 | 0 | 0 | 0 | 0 | 0 | 0 | 0 | 0 | 0 | 3206 | - | 0 | 0 | - | 0 | 0 | - | 0 | 0 | - | 3206 | - | 0 | 0 | - | 0 | 0 | - | 0 | 0 | -
3207 | 0 | 0 | 0 | 0 | 0 | 0 | 0 | 0 | 0 | 0 | 3207 | 0 | 0 | 0 | 0 | 0 | 0 | 0 | 0 | 0 | 0 | 3207 | - | 0 | 0 | - | 0 | 0 | - | 0 | 0 | - | 3207 | - | 0 | 0 | - | 262.913 | 262.913 | - | 0 | 0 | -
3208 | 0 | 0 | 0 | 0 | 0 | 0 | 0 | 0 | 0 | 0 | 3208 | 0 | 0 | 0 | 0 | 0 | 0 | 0 | 0 | 0 | 0 | 3208 | - | 0 | 0 | - | 0 | 0 | - | 0 | 0 | - | 3208 | - | 431.9852 | 45.0932 | - | 500 | 500 | - | 221.5656 | 221.5656 | -
3209 | 0 | 0 | 0 | 0 | 0 | 0 | 0 | 0 | 0 | 0 | 3209 | 0 | 72.4967 | 49.3684 | 0 | 23.7662 | 0 | 0 | 154.6526 | 0 | 0 | 3209 | - | 0 | 0 | - | 0 | 0 | - | 0 | 0 | - | 3209 | - | 500 | 500 | - | 500 | 500 | - | 500 | 500 | -
3210 | 0 | 0 | 0 | 0 | 0 | 0 | 0 | 0 | 0 | 0 | 3210 | 447.7941 | 97.7941 | 97.7941 | 0 | 514.7656 | 0 | 428.8286 | 465.3282 | 10.9937 | 0 | 3210 | - | 0 | 0 | - | 0 | 0 | - | 0 | 0 | - | 3210 | - | 500 | 500 | - | 500 | 500 | - | 500 | 500 | -
3211 | 0 | 0 | 0 | 0 | 0 | 0 | 0 | 0 | 0 | 0 | 3211 | 364.0181 | 14.0181 | 14.0181 | 774.6906 | 424.6906 | 166.411 | 725.9986 | 375.9986 | 225.9986 | 0 | 3211 | - | 0 | 0 | - | 0 | 0 | - | 0 | 0 | - | 3211 | - | 500 | 500 | - | 500 | 500 | - | 500 | 500 | -
3212 | 0 | 0 | 0 | 0 | 0 | 0 | 0 | 0 | 0 | 0 | 3212 | 225.3865 | 0 | 0 | 805.9504 | 305.9504 | 155.9504 | 585.369 | 235.369 | 85.369 | 0 | 3212 | - | 0 | 0 | - | 0 | 0 | - | 0 | 0 | - | 3212 | - | 421.0589 | 421.0589 | - | 500 | 500 | - | 500 | 500 | -
3213 | 0 | 0 | 0 | 0 | 0 | 0 | 0 | 0 | 0 | 0 | 3213 | 0 | 13.3401 | 0 | 493.7565 | 113.759 | 0 | 334.2013 | 0 | 0 | 0 | 3213 | - | 0 | 0 | - | 0 | 0 | - | 0 | 0 | - | 3213 | - | 275.1832 | 288.5233 | - | 500 | 500 | - | 486.8164 | 486.8164 | -
3214 | 0 | 0 | 0 | 0 | 0 | 0 | 0 | 0 | 0 | 0 | 3214 | 0 | 83.0272 | 0 | 0 | 0 | 0 | 0 | 0 | 0 | 0 | 3214 | - | 0 | 0 | - | 0 | 0 | - | 0 | 0 | - | 3214 | - | 0 | 83.0272 | - | 350.3355 | 350.3355 | - | 52.2134 | 52.2134 | -
3215 | 0 | 0 | 0 | 0 | 0 | 0 | 0 | 0 | 0 | 0 | 3215 | 0 | 104.4501 | 0 | 0 | 0 | 0 | 0 | 0 | 0 | 0 | 3215 | - | 0 | 0 | - | 0 | 0 | - | 0 | 0 | - | 3215 | - | 0 | 104.4501 | - | 45.0732 | 45.0732 | - | 0 | 0 | -
3216 | 0 | 0 | 0 | 11.109 | 11.109 | 11.109 | 0 | 0 | 0 | 0 | 3216 | 0 | 129.2705 | 0 | 0 | 0 | 0 | 0 | 0 | 0 | 0 | 3216 | - | 0 | 0 | - | 0 | 0 | - | 0 | 0 | - | 3216 | - | 0 | 80.7783 | - | 0 | 0 | - | 0 | 0 | -
3217 | 0 | 0 | 0 | 79.5533 | 79.5533 | 79.5533 | 246.6474 | 0 | 0 | 0 | 3217 | 0 | 0 | 0 | 0 | 0 | 0 | 0 | 0 | 0 | 0 | 3217 | - | 0 | 0 | - | 0 | 0 | - | 0 | 0 | - | 3217 | - | 0 | 0 | - | 0 | 0 | - | 0 | 0 | -
3218 | 0 | 0 | 0 | 43.0514 | 20.9391 | 20.9391 | 197.1185 | 0 | 0 | 0 | 3218 | 0 | 0 | 0 | 0 | 0 | 0 | 0 | 0 | 0 | 0 | 3218 | - | 0 | 0 | - | 22.1123 | 22.1123 | - | 0 | 0 | - | 3218 | - | 0 | 0 | - | 0 | 0 | - | 0 | 0 | -
3219 | 0 | 0 | 0 | 0 | 0 | 0 | 229.1522 | 0 | 0 | 0 | 3219 | 0 | 0 | 0 | 61.1299 | 0 | 0 | 0 | 0 | 0 | 0 | 3219 | - | 0 | 0 | - | 0 | 0 | - | 0 | 0 | - | 3219 | - | 0 | 0 | - | 104.1299 | 104.1299 | - | 0 | 0 | -
3220 | 0 | 0 | 0 | 0 | 0 | 0 | 0 | 0 | 0 | 0 | 3220 | 0 | 0 | 0 | 52.5267 | 0 | 0 | 132.694 | 0 | 0 | 0 | 3220 | - | 0 | 0 | - | 0 | 0 | - | 0 | 0 | - | 3220 | - | 0 | 0 | - | 389.2517 | 389.2517 | - | 132.694 | 132.694 | -
3221 | 0 | 0 | 0 | 0 | 0 | 0 | 0 | 0 | 0 | 0 | 3221 | 0 | 0 | 0 | 0 | 94.8612 | 94.8612 | 439.2864 | 0 | 0 | 0 | 3221 | - | 0 | 0 | - | 0 | 0 | - | 0 | 0 | - | 3221 | - | 0 | 0 | - | 500 | 500 | - | 439.2864 | 439.2864 | -
3222 | 0 | 0 | 0 | 0 | 0 | 0 | 0 | 0 | 0 | 0 | 3222 | 0 | 0 | 0 | 0 | 0 | 0 | 0 | 0 | 0 | 0 | 3222 | - | 0 | 0 | - | 0 | 0 | - | 0 | 0 | - | 3222 | - | 0 | 0 | - | 0 | 0 | - | 0 | 0 | -
3223 | 0 | 0 | 0 | 0 | 0 | 0 | 0 | 0 | 0 | 0 | 3223 | 0 | 0 | 0 | 0 | 0 | 0 | 0 | 0 | 0 | 0 | 3223 | - | 0 | 0 | - | 390.6806 | 390.6806 | - | 500 | 500 | - | 3223 | - | 0 | 0 | - | 0 | 0 | - | 0 | 0 | -
3224 | 0 | 0 | 0 | 0 | 0 | 0 | 0 | 0 | 0 | 0 | 3224 | 0 | 0 | 0 | 0 | 0 | 0 | 0 | 0 | 0 | 0 | 3224 | - | 500 | 500 | - | 500 | 500 | - | 500 | 500 | - | 3224 | - | 0 | 0 | - | 0 | 0 | - | 0 | 0 | -
3225 | 0 | 0 | 0 | 0 | 0 | 0 | 0 | 0 | 0 | 0 | 3225 | 0 | 0 | 0 | 0 | 0 | 0 | 0 | 0 | 0 | 0 | 3225 | - | 500 | 500 | - | 500 | 500 | - | 500 | 500 | - | 3225 | - | 0 | 0 | - | 0 | 0 | - | 0 | 0 | -
3226 | 0 | 0 | 0 | 66.6614 | 0 | 0 | 562.1846 | 115.4623 | 61.0259 | 0 | 3226 | 0 | 0 | 0 | 0 | 0 | 0 | 0 | 0 | 0 | 0 | 3226 | - | 500 | 500 | - | 500 | 500 | - | 500 | 500 | - | 3226 | - | 0 | 0 | - | 0 | 0 | - | 0 | 0 | -
3227 | 0 | 0 | 0 | 0 | 0 | 0 | 0 | 0 | 0 | 0 | 3227 | 0 | 0 | 0 | 0 | 0 | 0 | 0 | 0 | 0 | 0 | 3227 | - | 500 | 500 | - | 500 | 500 | - | 500 | 500 | - | 3227 | - | 0 | 0 | - | 0 | 0 | - | 0 | 0 | -
3228 | 301.2146 | 0 | 0 | 606.1355 | 231.8902 | 146.1487 | 378.2831 | 511.5161 | 85.1228 | 301.2146 | 3228 | 0 | 0 | 0 | 0 | 0 | 0 | 0 | 0 | 0 | 301.2146 | 3228 | - | 500 | 500 | - | 500 | 500 | - | 500 | 500 | - | 3228 | - | 0 | 0 | - | 0 | 0 | - | 0 | 0 | -
3229 | 1287.4578 | 812.7751 | 233.1 | 1462.5819 | 1000 | 233.1 | 1500 | 1000 | 233.1 | 1287.4578 | 3229 | 0 | 0 | 0 | 0 | 0 | 0 | 0 | 0 | 0 | 1287.4578 | 3229 | - | 500 | 500 | - | 500 | 500 | - | 500 | 500 | - | 3229 | - | 0 | 0 | - | 0 | 0 | - | 0 | 0 | -
3230 | 851.7952 | 814.2033 | 146.1487 | 305.0888 | 395.0883 | 0 | 0 | 0 | 0 | 851.7952 | 3230 | 0 | 0 | 0 | 0 | 0 | 0 | 0 | 0 | 0 | 851.7952 | 3230 | - | 500 | 500 | - | 500 | 500 | - | 500 | 500 | - | 3230 | - | 0 | 0 | - | 0 | 0 | - | 0 | 0 | -
3231 | 0 | 0 | 0 | 0 | 0 | 0 | 0 | 0 | 0 | 0 | 3231 | 0 | 0 | 0 | 0 | 0 | 0 | 0 | 0 | 0 | 0 | 3231 | - | 400.7687 | 400.7687 | - | 500 | 500 | - | 500 | 500 | - | 3231 | - | 0 | 0 | - | 0 | 0 | - | 0 | 0 | -
3232 | 0 | 0 | 0 | 0 | 0 | 0 | 0 | 0 | 0 | 0 | 3232 | 0 | 152.1403 | 0 | 0 | 0 | 0 | 0 | 0 | 0 | 0 | 3232 | - | 0 | 0 | - | 0 | 0 | - | 500 | 500 | - | 3232 | - | 24.058 | 172.0125 | - | 81.617 | 81.617 | - | 0 | 0 | -
3233 | 0 | 0 | 0 | 0 | 0 | 0 | 0 | 0 | 0 | 0 | 3233 | 47.334 | 633.0924 | 0 | 0 | 0 | 0 | 0 | 0 | 0 | 0 | 3233 | - | 0 | 0 | - | 0 | 0 | - | 0 | 0 | - | 3233 | - | 0 | 500 | - | 474.8343 | 474.8343 | - | 274.7918 | 274.7918 | -
3234 | 0 | 0 | 0 | 0 | 0 | 0 | 0 | 0 | 0 | 0 | 3234 | 689.8139 | 189.8139 | 118.9778 | 0 | 0 | 0 | 0 | 0 | 0 | 0 | 3234 | - | 0 | 0 | - | 0 | 0 | - | 0 | 0 | - | 3234 | - | 500 | 500 | - | 500 | 500 | - | 500 | 500 | -
3235 | 0 | 0 | 0 | 0 | 0 | 0 | 0 | 0 | 0 | 0 | 3235 | 703.3836 | 203.3836 | 203.3836 | 965.8902 | 674.8657 | 89.2614 | 1027.8072 | 677.8072 | 233.1 | 0 | 3235 | - | 0 | 0 | - | 0 | 0 | - | 0 | 0 | - | 3235 | - | 500 | 500 | - | 500 | 500 | - | 500 | 500 | -
3236 | 0 | 0 | 0 | 0 | 0 | 0 | 0 | 0 | 0 | 0 | 3236 | 633.866 | 133.866 | 0 | 1108.5073 | 608.5073 | 233.1 | 1046.5903 | 619.2579 | 89.2614 | 0 | 3236 | - | 0 | 0 | - | 0 | 0 | - | 0 | 0 | - | 3236 | - | 500 | 500 | - | 500 | 500 | - | 500 | 500 | -
3237 | 0 | 0 | 0 | 0 | 0 | 0 | 0 | 0 | 0 | 0 | 3237 | 0 | 70.6355 | 0 | 0 | 99.5587 | 0 | 0 | 85.8666 | 0 | 0 | 3237 | - | 0 | 0 | - | 0 | 0 | - | 0 | 0 | - | 3237 | - | 500 | 500 | - | 500 | 500 | - | 500 | 500 | -
3238 | 0 | 0 | 0 | 0 | 0 | 0 | 0 | 0 | 0 | 0 | 3238 | 0 | 0 | 0 | 0 | 0 | 0 | 0 | 0 | 0 | 0 | 3238 | - | 0 | 0 | - | 0 | 0 | - | 0 | 0 | - | 3238 | - | 474.157 | 474.157 | - | 500 | 500 | - | 500 | 500 | -
3239 | 0 | 0 | 0 | 0 | 0 | 0 | 0 | 0 | 0 | 0 | 3239 | 0 | 0 | 0 | 0 | 0 | 0 | 0 | 0 | 0 | 0 | 3239 | - | 0 | 0 | - | 0 | 0 | - | 0 | 0 | - | 3239 | - | 391.0041 | 13.4531 | - | 500 | 500 | - | 500 | 500 | -
3240 | 0 | 0 | 0 | 0 | 0 | 0 | 0 | 0 | 0 | 0 | 3240 | 0 | 0 | 0 | 0 | 0 | 0 | 0 | 0 | 0 | 0 | 3240 | - | 0 | 0 | - | 0 | 0 | - | 0 | 0 | - | 3240 | - | 0 | 0 | - | 0 | 0 | - | 500 | 500 | -
3241 | 0 | 0 | 0 | 0 | 0 | 0 | 0 | 0 | 0 | 0 | 3241 | 0 | 0 | 0 | 0 | 0 | 0 | 0 | 0 | 0 | 0 | 3241 | - | 0 | 0 | - | 0 | 0 | - | 0 | 0 | - | 3241 | - | 0 | 0 | - | 0 | 0 | - | 500 | 500 | -
3242 | 0 | 0 | 0 | 0 | 0 | 0 | 0 | 0 | 0 | 0 | 3242 | 0 | 0 | 0 | 0 | 0 | 0 | 0 | 0 | 0 | 0 | 3242 | - | 0 | 0 | - | 0 | 0 | - | 0 | 0 | - | 3242 | - | 0 | 0 | - | 0 | 0 | - | 500 | 500 | -
3243 | 0 | 0 | 0 | 0 | 0 | 0 | 0 | 0 | 0 | 0 | 3243 | 0 | 0 | 0 | 0 | 0 | 0 | 0 | 0 | 0 | 0 | 3243 | - | 0 | 0 | - | 0 | 0 | - | 0 | 0 | - | 3243 | - | 0 | 0 | - | 0 | 0 | - | 500 | 500 | -
3244 | 0 | 0 | 0 | 0 | 0 | 0 | 0 | 0 | 0 | 0 | 3244 | 0 | 0 | 0 | 0 | 0 | 0 | 0 | 0 | 0 | 0 | 3244 | - | 0 | 0 | - | 0 | 0 | - | 0 | 0 | - | 3244 | - | 0 | 0 | - | 0 | 0 | - | 0 | 0 | -
3245 | 0 | 0 | 0 | 0 | 0 | 0 | 0 | 0 | 0 | 0 | 3245 | 0 | 0 | 0 | 0 | 0 | 0 | 0 | 0 | 0 | 0 | 3245 | - | 0 | 386.1629 | - | 0 | 0 | - | 0 | 0 | - | 3245 | - | 0 | 0 | - | 0 | 0 | - | 0 | 0 | -
3246 | 0 | 0 | 0 | 0 | 0 | 0 | 0 | 0 | 0 | 0 | 3246 | 0 | 0 | 0 | 0 | 0 | 0 | 0 | 0 | 0 | 0 | 3246 | - | 500 | 500 | - | 232.8367 | 500 | - | 0 | 0 | - | 3246 | - | 0 | 0 | - | 0 | 0 | - | 0 | 0 | -
3247 | 0 | 0 | 0 | 0 | 0 | 0 | 0 | 0 | 0 | 0 | 3247 | 0 | 0 | 0 | 0 | 0 | 0 | 0 | 0 | 0 | 0 | 3247 | - | 500 | 500 | - | 500 | 500 | - | 0 | 0 | - | 3247 | - | 0 | 0 | - | 0 | 0 | - | 0 | 0 | -
3248 | 0 | 0 | 0 | 0 | 0 | 0 | 0 | 0 | 0 | 0 | 3248 | 0 | 0 | 0 | 0 | 0 | 0 | 0 | 0 | 0 | 0 | 3248 | - | 500 | 500 | - | 500 | 500 | - | 500 | 500 | - | 3248 | - | 0 | 0 | - | 0 | 0 | - | 0 | 0 | -
3249 | 0 | 0 | 0 | 0 | 0 | 0 | 0 | 0 | 0 | 0 | 3249 | 0 | 0 | 0 | 0 | 0 | 0 | 0 | 0 | 0 | 0 | 3249 | - | 500 | 500 | - | 500 | 500 | - | 500 | 500 | - | 3249 | - | 0 | 0 | - | 0 | 0 | - | 0 | 0 | -
3250 | 1077.21 | 577.21 | 112.8224 | 430.2889 | 160.2889 | 0 | 753.2671 | 0 | 0 | 1077.21 | 3250 | 0 | 0 | 0 | 0 | 0 | 0 | 0 | 0 | 0 | 1077.21 | 3250 | - | 500 | 500 | - | 500 | 500 | - | 500 | 500 | - | 3250 | - | 0 | 0 | - | 0 | 0 | - | 0 | 0 | -
3251 | 1363.2577 | 1000 | 233.1 | 1146.7442 | 889.7161 | 233.1 | 1201.5471 | 1000 | 233.1 | 1363.2577 | 3251 | 0 | 0 | 0 | 0 | 0 | 0 | 0 | 0 | 0 | 1363.2577 | 3251 | - | 500 | 500 | - | 500 | 500 | - | 500 | 500 | - | 3251 | - | 0 | 0 | - | 0 | 0 | - | 0 | 0 | -
3252 | 0 | 16.4421 | 0 | 863.4345 | 576.9735 | 146.1487 | 485.6534 | 626.9784 | 146.1487 | 0 | 3252 | 0 | 0 | 0 | 0 | 0 | 0 | 0 | 0 | 0 | 0 | 3252 | - | 500 | 500 | - | 500 | 500 | - | 500 | 500 | - | 3252 | - | 0 | 0 | - | 0 | 0 | - | 0 | 0 | -
3253 | 0 | 33.3263 | 33.3263 | 0 | 0 | 0 | 0 | 0 | 0 | 0 | 3253 | 0 | 0 | 0 | 0 | 0 | 0 | 0 | 0 | 0 | 0 | 3253 | - | 500 | 500 | - | 500 | 500 | - | 500 | 500 | - | 3253 | - | 0 | 0 | - | 0 | 0 | - | 0 | 0 | -
3254 | 0 | 0 | 0 | 0 | 0 | 0 | 0 | 0 | 0 | 0 | 3254 | 0 | 0 | 0 | 0 | 0 | 0 | 0 | 0 | 0 | 0 | 3254 | - | 500 | 500 | - | 500 | 500 | - | 500 | 500 | - | 3254 | - | 0 | 0 | - | 0 | 0 | - | 0 | 0 | -
3255 | 0 | 0 | 0 | 0 | 0 | 0 | 0 | 0 | 0 | 0 | 3255 | 0 | 0 | 0 | 0 | 0 | 0 | 0 | 0 | 0 | 0 | 3255 | - | 500 | 500 | - | 500 | 500 | - | 500 | 500 | - | 3255 | - | 0 | 0 | - | 0 | 0 | - | 0 | 0 | -
3256 | 0 | 0 | 0 | 0 | 0 | 0 | 0 | 0 | 0 | 0 | 3256 | 0 | 0 | 0 | 0 | 0 | 0 | 0 | 0 | 0 | 0 | 3256 | - | 500 | 500 | - | 500 | 500 | - | 0 | 0 | - | 3256 | - | 0 | 0 | - | 0 | 0 | - | 0 | 0 | -
3257 | 0 | 0 | 0 | 0 | 0 | 0 | 0 | 0 | 0 | 0 | 3257 | 0 | 0 | 0 | 0 | 0 | 0 | 0 | 0 | 0 | 0 | 3257 | - | 0 | 0 | - | 0 | 0 | - | 0 | 0 | - | 3257 | - | 0 | 0 | - | 0 | 0 | - | 0 | 0 | -
3258 | 0 | 0 | 0 | 0 | 0 | 0 | 0 | 0 | 0 | 0 | 3258 | 842.1009 | 494.4636 | 233.1 | 0 | 0 | 0 | 0 | 0 | 0 | 0 | 3258 | - | 0 | 0 | - | 0 | 0 | - | 0 | 0 | - | 3258 | - | 197.6373 | 459.0009 | - | 0 | 0 | - | 0 | 0 | -
3259 | 0 | 0 | 0 | 0 | 0 | 0 | 0 | 0 | 0 | 0 | 3259 | 696.88 | 546.88 | 89.2614 | 494.8735 | 501.3418 | 211.1823 | 331.3151 | 162.8239 | 0 | 0 | 3259 | - | 0 | 0 | - | 0 | 0 | - | 0 | 0 | - | 3259 | - | 0 | 457.6187 | - | 0 | 220.5184 | - | 0 | 0 | -
3260 | 0 | 0 | 0 | 0 | 0 | 0 | 0 | 0 | 0 | 0 | 3260 | 412.0703 | 0 | 0 | 704.0062 | 643.9403 | 111.179 | 918.9318 | 662.423 | 198.135 | 0 | 3260 | - | 0 | 0 | - | 0 | 0 | - | 0 | 0 | - | 3260 | - | 266.2917 | 262.0703 | - | 53.5977 | 500 | - | 0 | 0 | -
3261 | 0 | 0 | 0 | 0 | 0 | 0 | 0 | 0 | 0 | 0 | 3261 | 0 | 0 | 0 | 0 | 0 | 0 | 0 | 0 | 0 | 0 | 3261 | - | 0 | 0 | - | 0 | 0 | - | 0 | 0 | - | 3261 | - | 0 | 0 | - | 0 | 0 | - | 0 | 0 | -
3262 | 0 | 0 | 0 | 0 | 0 | 0 | 0 | 0 | 0 | 0 | 3262 | 0 | 0 | 0 | 0 | 0 | 0 | 0 | 0 | 0 | 0 | 3262 | - | 0 | 0 | - | 0 | 0 | - | 0 | 0 | - | 3262 | - | 0 | 0 | - | 0 | 0 | - | 0 | 0 | -
3263 | 0 | 0 | 0 | 0 | 0 | 0 | 0 | 0 | 0 | 0 | 3263 | 0 | 0 | 0 | 0 | 0 | 0 | 0 | 0 | 0 | 0 | 3263 | - | 0 | 0 | - | 0 | 0 | - | 0 | 0 | - | 3263 | - | 0 | 0 | - | 0 | 0 | - | 0 | 0 | -
3264 | 0 | 0 | 0 | 0 | 0 | 0 | 0 | 0 | 0 | 0 | 3264 | 0 | 0 | 0 | 0 | 0 | 0 | 0 | 0 | 0 | 0 | 3264 | - | 0 | 200.3708 | - | 0 | 0 | - | 0 | 0 | - | 3264 | - | 0 | 0 | - | 0 | 0 | - | 0 | 0 | -
3265 | 0 | 0 | 0 | 0 | 0 | 0 | 0 | 0 | 0 | 0 | 3265 | 0 | 0 | 0 | 0 | 0 | 0 | 0 | 0 | 0 | 0 | 3265 | - | 0 | 500 | - | 0 | 0 | - | 0 | 0 | - | 3265 | - | 0 | 0 | - | 0 | 0 | - | 0 | 0 | -
3266 | 263.0085 | 0 | 0 | 0 | 0 | 0 | 0 | 0 | 0 | 263.0085 | 3266 | 0 | 0 | 0 | 0 | 0 | 0 | 0 | 0 | 0 | 263.0085 | 3266 | - | 263.0085 | 500 | - | 0 | 0 | - | 0 | 0 | - | 3266 | - | 0 | 0 | - | 0 | 0 | - | 0 | 0 | -
3267 | 142.5785 | 0 | 0 | 0 | 0 | 0 | 0 | 0 | 0 | 142.5785 | 3267 | 0 | 0 | 0 | 0 | 0 | 0 | 0 | 0 | 0 | 142.5785 | 3267 | - | 142.5785 | 386.083 | - | 0 | 201.0485 | - | 0 | 0 | - | 3267 | - | 0 | 0 | - | 0 | 0 | - | 0 | 0 | -
3268 | 0 | 0 | 0 | 0 | 0 | 0 | 0 | 0 | 0 | 0 | 3268 | 0 | 0 | 0 | 0 | 0 | 0 | 0 | 0 | 0 | 0 | 3268 | - | 0 | 70.9362 | - | 0 | 324.3668 | - | 0 | 0 | - | 3268 | - | 0 | 0 | - | 0 | 0 | - | 0 | 0 | -
3269 | 0 | 0 | 0 | 0 | 0 | 0 | 0 | 0 | 0 | 0 | 3269 | 228.8599 | 102.3527 | 0 | 0 | 0 | 0 | 0 | 0 | 0 | 0 | 3269 | - | 0 | 0 | - | 0 | 30.7802 | - | 0 | 0 | - | 3269 | - | 0 | 102.3527 | - | 0 | 0 | - | 0 | 0 | -
3270 | 0 | 0 | 0 | 0 | 0 | 0 | 0 | 0 | 0 | 0 | 3270 | 239.2354 | 239.2354 | 0 | 0 | 0 | 0 | 0 | 0 | 0 | 0 | 3270 | - | 0 | 0 | - | 0 | 0 | - | 0 | 0 | - | 3270 | - | 0 | 239.2354 | - | 0 | 0 | - | 0 | 0 | -
3271 | 0 | 0 | 0 | 0 | 0 | 0 | 0 | 0 | 0 | 0 | 3271 | 0 | 0 | 0 | 0 | 0 | 0 | 0 | 0 | 0 | 0 | 3271 | - | 0 | 0 | - | 0 | 0 | - | 0 | 0 | - | 3271 | - | 0 | 0 | - | 0 | 0 | - | 0 | 0 | -
3272 | 0 | 0 | 0 | 0 | 0 | 0 | 0 | 0 | 0 | 0 | 3272 | 0 | 0 | 0 | 0 | 0 | 0 | 0 | 0 | 0 | 0 | 3272 | - | 0 | 0 | - | 500 | 500 | - | 404.9675 | 404.9675 | - | 3272 | - | 0 | 0 | - | 0 | 0 | - | 0 | 0 | -
3273 | 1500 | 1000 | 233.1 | 985.8561 | 347.3907 | 233.1 | 0 | 0 | 0 | 1500 | 3273 | 0 | 0 | 0 | 0 | 0 | 0 | 0 | 0 | 0 | 1500 | 3273 | - | 500 | 500 | - | 500 | 500 | - | 500 | 500 | - | 3273 | - | 0 | 0 | - | 0 | 0 | - | 0 | 0 | -
3274 | 940.4677 | 626.9784 | 146.1487 | 424.5907 | 1000 | 146.1487 | 1470.8787 | 970.8787 | 233.1 | 940.4677 | 3274 | 0 | 0 | 0 | 0 | 0 | 0 | 0 | 0 | 0 | 940.4677 | 3274 | - | 500 | 500 | - | 500 | 500 | - | 500 | 500 | - | 3274 | - | 0 | 0 | - | 0 | 0 | - | 0 | 0 | -
3275 | 0 | 0 | 0 | 0 | 0 | 0 | 0 | 0 | 0 | 0 | 3275 | 0 | 0 | 0 | 0 | 0 | 0 | 0 | 0 | 0 | 0 | 3275 | - | 0 | 0 | - | 0 | 0 | - | 500 | 500 | - | 3275 | - | 0 | 0 | - | 0 | 0 | - | 0 | 0 | -
3276 | 0 | 0 | 0 | 0 | 0 | 0 | 0 | 0 | 0 | 0 | 3276 | 0 | 0 | 0 | 0 | 0 | 0 | 0 | 0 | 0 | 0 | 3276 | - | 0 | 0 | - | 0 | 0 | - | 500 | 500 | - | 3276 | - | 0 | 0 | - | 0 | 0 | - | 0 | 0 | -
3277 | 0 | 0 | 0 | 0 | 0 | 0 | 0 | 0 | 0 | 0 | 3277 | 0 | 0 | 0 | 0 | 0 | 0 | 0 | 0 | 0 | 0 | 3277 | - | 0 | 0 | - | 0 | 0 | - | 261.6992 | 261.6992 | - | 3277 | - | 0 | 0 | - | 0 | 0 | - | 0 | 0 | -
3278 | 0 | 0 | 0 | 0 | 0 | 0 | 0 | 0 | 0 | 0 | 3278 | 0 | 0 | 0 | 0 | 0 | 0 | 0 | 0 | 0 | 0 | 3278 | - | 0 | 0 | - | 0 | 0 | - | 0 | 0 | - | 3278 | - | 0 | 0 | - | 0 | 41.8849 | - | 0 | 0 | -
3279 | 0 | 0 | 0 | 0 | 0 | 0 | 0 | 0 | 0 | 0 | 3279 | 0 | 0 | 0 | 0 | 0 | 0 | 0 | 0 | 0 | 0 | 3279 | - | 0 | 0 | - | 0 | 0 | - | 0 | 0 | - | 3279 | - | 0 | 0 | - | 500 | 183.5865 | - | 158.0134 | 500 | -
3280 | 0 | 0 | 0 | 0 | 0 | 0 | 0 | 0 | 0 | 0 | 3280 | 0 | 68.9938 | 0 | 319.0525 | 0 | 0 | 0 | 0 | 0 | 0 | 3280 | - | 0 | 0 | - | 0 | 0 | - | 0 | 0 | - | 3280 | - | 500 | 413.9757 | - | 500 | 500 | - | 500 | 500 | -
3281 | 0 | 0 | 0 | 0 | 0 | 0 | 0 | 0 | 0 | 0 | 3281 | 0 | 210.0001 | 0 | 458.6246 | 0 | 0 | 0 | 0 | 0 | 0 | 3281 | - | 0 | 0 | - | 0 | 0 | - | 0 | 0 | - | 3281 | - | 500 | 500 | - | 500 | 500 | - | 500 | 500 | -
3282 | 0 | 0 | 0 | 0 | 0 | 0 | 0 | 0 | 0 | 0 | 3282 | 672.071 | 322.071 | 172.071 | 551.6849 | 51.6849 | 51.6849 | 536.2499 | 36.2499 | 36.2499 | 0 | 3282 | - | 0 | 0 | - | 0 | 0 | - | 0 | 0 | - | 3282 | - | 500 | 500 | - | 500 | 500 | - | 500 | 500 | -
3283 | 0 | 0 | 0 | 0 | 0 | 0 | 0 | 0 | 0 | 0 | 3283 | 529.4367 | 291.6987 | 100.9443 | 461.6187 | 874.4527 | 233.1 | 1332.8414 | 837.1168 | 233.1 | 0 | 3283 | - | 0 | 0 | - | 0 | 0 | - | 0 | 0 | - | 3283 | - | 500 | 500 | - | 500 | 500 | - | 500 | 500 | -
3284 | 0 | 0 | 0 | 0 | 0 | 0 | 0 | 0 | 0 | 0 | 3284 | 572.5994 | 274.6971 | 49.3461 | 283.4167 | 456.7941 | 37.5764 | 205.3062 | 509.565 | 53.0115 | 0 | 3284 | - | 0 | 0 | - | 0 | 0 | - | 0 | 0 | - | 3284 | - | 500 | 500 | - | 500 | 500 | - | 500 | 500 | -
3285 | 0 | 0 | 0 | 0 | 0 | 0 | 0 | 0 | 0 | 0 | 3285 | 300.2904 | 183.1167 | 0 | 0 | 0 | 0 | 0 | 0 | 0 | 0 | 3285 | - | 0 | 0 | - | 0 | 0 | - | 0 | 0 | - | 3285 | - | 500 | 500 | - | 500 | 500 | - | 500 | 500 | -
3286 | 0 | 0 | 0 | 0 | 0 | 0 | 0 | 0 | 0 | 0 | 3286 | 0 | 12.2673 | 0 | 0 | 0 | 0 | 0 | 0 | 0 | 0 | 3286 | - | 0 | 0 | - | 0 | 0 | - | 0 | 0 | - | 3286 | - | 500 | 500 | - | 500 | 500 | - | 500 | 500 | -
3287 | 0 | 0 | 0 | 0 | 0 | 0 | 0 | 0 | 0 | 0 | 3287 | 0 | 20.0871 | 0 | 0 | 0 | 0 | 0 | 0 | 0 | 0 | 3287 | - | 0 | 0 | - | 0 | 0 | - | 0 | 0 | - | 3287 | - | 500 | 500 | - | 500 | 500 | - | 370.2186 | 500 | -
3288 | 0 | 0 | 0 | 0 | 0 | 0 | 0 | 0 | 0 | 0 | 3288 | 0 | 0 | 0 | 0 | 0 | 0 | 0 | 0 | 0 | 0 | 3288 | - | 0 | 0 | - | 0 | 0 | - | 0 | 0 | - | 3288 | - | 500 | 500 | - | 262.6738 | 117.5708 | - | 437.0454 | 0 | -
3289 | 0 | 0 | 0 | 0 | 0 | 0 | 0 | 0 | 0 | 0 | 3289 | 0 | 0 | 0 | 0 | 0 | 0 | 0 | 0 | 0 | 0 | 3289 | - | 0 | 0 | - | 0 | 0 | - | 0 | 0 | - | 3289 | - | 0 | 0 | - | 0 | 0 | - | 0 | 0 | -
3290 | 0 | 0 | 0 | 0 | 0 | 0 | 0 | 0 | 0 | 0 | 3290 | 0 | 0 | 0 | 0 | 0 | 0 | 0 | 0 | 0 | 0 | 3290 | - | 0 | 0 | - | 0 | 0 | - | 0 | 0 | - | 3290 | - | 0 | 0 | - | 0 | 0 | - | 120.5759 | 0 | -
3291 | 0 | 0 | 0 | 0 | 0 | 0 | 0 | 0 | 0 | 0 | 3291 | 0 | 0 | 0 | 0 | 0 | 0 | 0 | 0 | 0 | 0 | 3291 | - | 0 | 0 | - | 0 | 0 | - | 0 | 0 | - | 3291 | - | 0 | 0 | - | 0 | 0 | - | 0 | 0 | -
3292 | 0 | 0 | 0 | 0 | 0 | 0 | 0 | 0 | 0 | 0 | 3292 | 0 | 0 | 0 | 0 | 0 | 0 | 0 | 0 | 0 | 0 | 3292 | - | 0 | 0 | - | 0 | 0 | - | 0 | 0 | - | 3292 | - | 0 | 0 | - | 30.654 | 480.654 | - | 314.1467 | 71.1543 | -
3293 | 0 | 0 | 0 | 0 | 0 | 0 | 0 | 0 | 0 | 0 | 3293 | 0 | 0 | 0 | 0 | 0 | 0 | 0 | 0 | 0 | 0 | 3293 | - | 0 | 0 | - | 0 | 0 | - | 0 | 0 | - | 3293 | - | 0 | 0 | - | 106.6722 | 76.3038 | - | 0 | 328.8457 | -
3294 | 0 | 0 | 0 | 0 | 0 | 0 | 0 | 0 | 0 | 0 | 3294 | 0 | 0 | 0 | 0 | 0 | 0 | 0 | 0 | 0 | 0 | 3294 | - | 0 | 0 | - | 0 | 0 | - | 0 | 0 | - | 3294 | - | 500 | 457.1668 | - | 500 | 500 | - | 500 | 500 | -
3295 | 0 | 0 | 0 | 0 | 0 | 0 | 0 | 0 | 0 | 0 | 3295 | 0 | 0 | 0 | 0 | 0 | 0 | 0 | 0 | 0 | 0 | 3295 | - | 0 | 0 | - | 0 | 0 | - | 0 | 0 | - | 3295 | - | 400 | 32.1888 | - | 0 | 0 | - | 0 | 0 | -
3296 | 0 | 0 | 0 | 0 | 0 | 0 | 0 | 0 | 0 | 0 | 3296 | 0 | 0 | 0 | 0 | 0 | 0 | 0 | 0 | 0 | 0 | 3296 | - | 0 | 0 | - | 0 | 0 | - | 0 | 0 | - | 3296 | - | 0 | 0 | - | 0 | 0 | - | 0 | 0 | -
3297 | 0 | 0 | 0 | 0 | 0 | 0 | 0 | 0 | 0 | 0 | 3297 | 0 | 0 | 0 | 0 | 0 | 0 | 0 | 0 | 0 | 0 | 3297 | - | 0 | 0 | - | 0 | 103.3389 | - | 0 | 0 | - | 3297 | - | 0 | 0 | - | 0 | 0 | - | 0 | 0 | -
3298 | 0 | 0 | 0 | 0 | 0 | 0 | 0 | 0 | 0 | 0 | 3298 | 0 | 0 | 0 | 0 | 0 | 0 | 0 | 0 | 0 | 0 | 3298 | - | 0 | 0 | - | 0 | 0 | - | 0 | 0 | - | 3298 | - | 0 | 0 | - | 0 | 0 | - | 0 | 0 | -
3299 | 0 | 0 | 0 | 0 | 0 | 0 | 0 | 0 | 0 | 0 | 3299 | 0 | 0 | 0 | 0 | 0 | 0 | 0 | 0 | 0 | 0 | 3299 | - | 0 | 0 | - | 0 | 13.9239 | - | 0 | 0 | - | 3299 | - | 0 | 0 | - | 0 | 0 | - | 0 | 0 | -
3300 | 0 | 0 | 0 | 98.0824 | 0 | 0 | 223.6246 | 0 | 0 | 0 | 3300 | 0 | 0 | 0 | 0 | 0 | 0 | 0 | 0 | 0 | 0 | 3300 | - | 0 | 0 | - | 356.4094 | 454.566 | - | 500 | 500 | - | 3300 | - | 0 | 0 | - | 0 | 0 | - | 0 | 0 | -
3301 | 750.291 | 250.291 | 146.1487 | 657.7725 | 118.3153 | 146.1487 | 0 | 0 | 0 | 750.291 | 3301 | 0 | 0 | 0 | 0 | 0 | 0 | 0 | 0 | 0 | 750.291 | 3301 | - | 500 | 500 | - | 500 | 500 | - | 0 | 0 | - | 3301 | - | 0 | 0 | - | 0 | 0 | - | 0 | 0 | -
3302 | 1367.2847 | 867.2847 | 233.1 | 1500 | 1000 | 233.1 | 0 | 0 | 0 | 1367.2847 | 3302 | 0 | 0 | 0 | 0 | 0 | 0 | 0 | 0 | 0 | 1367.2847 | 3302 | - | 500 | 500 | - | 500 | 500 | - | 0 | 0 | - | 3302 | - | 0 | 0 | - | 0 | 0 | - | 0 | 0 | -
3303 | 0 | 0 | 0 | 184.6128 | 0 | 0 | 0 | 0 | 0 | 0 | 3303 | 0 | 0 | 0 | 0 | 0 | 0 | 0 | 0 | 0 | 0 | 3303 | - | 0 | 0 | - | 361.3715 | 500 | - | 0 | 0 | - | 3303 | - | 0 | 0 | - | 0 | 0 | - | 0 | 0 | -
3304 | 0 | 0 | 0 | 0 | 0 | 0 | 0 | 0 | 0 | 0 | 3304 | 0 | 0 | 0 | 0 | 0 | 0 | 0 | 0 | 0 | 0 | 3304 | - | 0 | 0 | - | 327.794 | 382.954 | - | 0 | 0 | - | 3304 | - | 0 | 0 | - | 0 | 0 | - | 0 | 0 | -
3305 | 0 | 0 | 0 | 0 | 0 | 0 | 0 | 0 | 0 | 0 | 3305 | 0 | 0 | 0 | 0 | 0 | 0 | 0 | 0 | 0 | 0 | 3305 | - | 0 | 0 | - | 0 | 0 | - | 0 | 0 | - | 3305 | - | 0 | 0 | - | 0 | 0 | - | 0 | 0 | -
3306 | 0 | 0 | 0 | 0 | 0 | 0 | 0 | 0 | 0 | 0 | 3306 | 170.9092 | 0 | 0 | 588.7485 | 474.2069 | 88.7485 | 0 | 0 | 0 | 0 | 3306 | - | 0 | 0 | - | 0 | 0 | - | 0 | 0 | - | 3306 | - | 130.9092 | 0 | - | 168.5416 | 500 | - | 0 | 0 | -
3307 | 0 | 0 | 0 | 0 | 0 | 0 | 0 | 0 | 0 | 0 | 3307 | 689.1313 | 689.1313 | 189.1313 | 681.4446 | 322.2826 | 233.1 | 0 | 0 | 0 | 0 | 3307 | - | 0 | 0 | - | 0 | 0 | - | 0 | 0 | - | 3307 | - | 0 | 500 | - | 500 | 500 | - | 43.5639 | 43.5639 | -
3308 | 0 | 0 | 0 | 0 | 0 | 0 | 0 | 0 | 0 | 0 | 3308 | 553.3964 | 260.808 | 133.2301 | 500.1275 | 154.0786 | 0.5129 | 190.0809 | 0 | 0 | 0 | 3308 | - | 0 | 0 | - | 0 | 0 | - | 0 | 0 | - | 3308 | - | 292.5884 | 420.1663 | - | 500 | 500 | - | 295.1025 | 295.1025 | -
3309 | 0 | 0 | 0 | 0 | 0 | 0 | 0 | 0 | 0 | 0 | 3309 | 386.5024 | 0 | 0 | 304.0769 | 0 | 0 | 0 | 0 | 0 | 0 | 3309 | - | 0 | 0 | - | 0 | 0 | - | 0 | 0 | - | 3309 | - | 386.5024 | 386.5024 | - | 414.3606 | 414.3606 | - | 66.3337 | 66.3337 | -
3310 | 0 | 0 | 0 | 0 | 0 | 0 | 0 | 0 | 0 | 0 | 3310 | 0 | 0 | 0 | 0 | 0 | 0 | 0 | 0 | 0 | 0 | 3310 | - | 0 | 0 | - | 0 | 0 | - | 0 | 0 | - | 3310 | - | 0 | 0 | - | 74.0135 | 74.0135 | - | 0 | 0 | -
3311 | 0 | 0 | 0 | 0 | 0 | 0 | 0 | 0 | 0 | 0 | 3311 | 0 | 0 | 0 | 0 | 0 | 0 | 0 | 0 | 0 | 0 | 3311 | - | 0 | 0 | - | 0 | 0 | - | 0 | 0 | - | 3311 | - | 0 | 0 | - | 0 | 0 | - | 0 | 0 | -
3312 | 0 | 0 | 0 | 0 | 0 | 0 | 0 | 0 | 0 | 0 | 3312 | 0 | 0 | 0 | 0 | 0 | 0 | 0 | 0 | 0 | 0 | 3312 | - | 0 | 0 | - | 0 | 0 | - | 0 | 0 | - | 3312 | - | 0 | 0 | - | 0 | 0 | - | 0 | 0 | -
3313 | 0 | 0 | 0 | 0 | 0 | 0 | 0 | 0 | 0 | 0 | 3313 | 0 | 0 | 0 | 0 | 0 | 0 | 0 | 0 | 0 | 0 | 3313 | - | 138.4445 | 0 | - | 0 | 0 | - | 0 | 0 | - | 3313 | - | 0 | 0 | - | 0 | 0 | - | 0 | 0 | -
3314 | 0 | 0 | 0 | 0 | 0 | 0 | 0 | 0 | 0 | 0 | 3314 | 0 | 0 | 0 | 0 | 0 | 0 | 0 | 0 | 0 | 0 | 3314 | - | 0 | 162.2271 | - | 0 | 0 | - | 0 | 0 | - | 3314 | - | 0 | 0 | - | 0 | 0 | - | 0 | 0 | -
3315 | 154.5929 | 0 | 0 | 0 | 0 | 0 | 0 | 0 | 0 | 154.5929 | 3315 | 0 | 0 | 0 | 0 | 0 | 0 | 0 | 0 | 0 | 154.5929 | 3315 | - | 23.7826 | 0 | - | 0 | 0 | - | 0 | 0 | - | 3315 | - | 0 | 0 | - | 0 | 0 | - | 0 | 0 | -
3316 | 0 | 0 | 0 | 0 | 0 | 0 | 0 | 0 | 0 | 0 | 3316 | 31.9479 | 0 | 0 | 0 | 0 | 0 | 0 | 0 | 0 | 0 | 3316 | - | 0 | 0 | - | 0 | 0 | - | 0 | 0 | - | 3316 | - | 31.9479 | 31.9479 | - | 0 | 0 | - | 0 | 0 | -
3317 | 0 | 0 | 0 | 0 | 0 | 0 | 0 | 0 | 0 | 0 | 3317 | 81.5283 | 0 | 0 | 0 | 0 | 0 | 0 | 0 | 0 | 0 | 3317 | - | 0 | 0 | - | 0 | 0 | - | 0 | 0 | - | 3317 | - | 81.5283 | 81.5283 | - | 0 | 0 | - | 0 | 0 | -
3318 | 0 | 0 | 0 | 0 | 0 | 0 | 0 | 0 | 0 | 0 | 3318 | 17.9278 | 0 | 0 | 0 | 0 | 0 | 0 | 0 | 0 | 0 | 3318 | - | 0 | 0 | - | 0 | 0 | - | 0 | 0 | - | 3318 | - | 17.9278 | 17.9278 | - | 0 | 0 | - | 0 | 0 | -
3319 | 0 | 0 | 0 | 0 | 0 | 0 | 0 | 0 | 0 | 0 | 3319 | 0 | 0 | 0 | 0 | 0 | 0 | 0 | 0 | 0 | 0 | 3319 | - | 0 | 0 | - | 0 | 0 | - | 0 | 0 | - | 3319 | - | 0 | 0 | - | 0 | 0 | - | 0 | 0 | -
3320 | 0 | 0 | 0 | 0 | 0 | 0 | 0 | 0 | 0 | 0 | 3320 | 0 | 0 | 0 | 0 | 0 | 0 | 0 | 0 | 0 | 0 | 3320 | - | 0 | 0 | - | 0 | 0 | - | 0 | 0 | - | 3320 | - | 0 | 0 | - | 0 | 0 | - | 0 | 0 | -
3321 | 0 | 0 | 0 | 0 | 0 | 0 | 0 | 0 | 0 | 0 | 3321 | 0 | 0 | 0 | 0 | 0 | 0 | 0 | 0 | 0 | 0 | 3321 | - | 0 | 0 | - | 0 | 0 | - | 0 | 0 | - | 3321 | - | 0 | 0 | - | 0 | 0 | - | 0 | 0 | -
3322 | 0 | 0 | 0 | 0 | 0 | 0 | 0 | 0 | 0 | 0 | 3322 | 0 | 0 | 0 | 0 | 0 | 0 | 0 | 0 | 0 | 0 | 3322 | - | 500 | 500 | - | 0 | 0 | - | 0 | 0 | - | 3322 | - | 0 | 0 | - | 0 | 0 | - | 0 | 0 | -
3323 | 0 | 0 | 0 | 0 | 0 | 0 | 0 | 0 | 0 | 0 | 3323 | 0 | 0 | 0 | 0 | 0 | 0 | 0 | 0 | 0 | 0 | 3323 | - | 500 | 500 | - | 500 | 500 | - | 0 | 500 | - | 3323 | - | 0 | 0 | - | 0 | 0 | - | 0 | 0 | -
3324 | 0 | 0 | 0 | 1.9161 | 0 | 0 | 0 | 0 | 0 | 0 | 3324 | 0 | 0 | 0 | 0 | 0 | 0 | 0 | 0 | 0 | 0 | 3324 | - | 500 | 500 | - | 500 | 500 | - | 0 | 0 | - | 3324 | - | 0 | 0 | - | 0 | 0 | - | 0 | 0 | -
3325 | 1421.2195 | 1000 | 160.0006 | 854.6221 | 359.7701 | 214.0027 | 0 | 0 | 0 | 1421.2195 | 3325 | 0 | 0 | 0 | 0 | 0 | 0 | 0 | 0 | 0 | 1421.2195 | 3325 | - | 500 | 500 | - | 500 | 500 | - | 0 | 0 | - | 3325 | - | 0 | 0 | - | 0 | 0 | - | 0 | 0 | -
3326 | 1019.2481 | 626.9784 | 219.2481 | 769.8249 | 415.1342 | 47.9463 | 0 | 0 | 0 | 1019.2481 | 3326 | 0 | 0 | 0 | 0 | 0 | 0 | 0 | 0 | 0 | 1019.2481 | 3326 | - | 500 | 500 | - | 500 | 500 | - | 0 | 500 | - | 3326 | - | 0 | 0 | - | 0 | 0 | - | 0 | 0 | -
3327 | 0 | 0 | 0 | 567.2996 | 0 | 117.2996 | 0 | 0 | 0 | 0 | 3327 | 0 | 0 | 0 | 0 | 0 | 0 | 0 | 0 | 0 | 0 | 3327 | - | 500 | 500 | - | 500 | 500 | - | 0 | 500 | - | 3327 | - | 0 | 0 | - | 0 | 0 | - | 0 | 0 | -
3328 | 0 | 0 | 0 | 246.8049 | 0 | 0 | 0 | 0 | 0 | 0 | 3328 | 0 | 0 | 0 | 0 | 0 | 0 | 0 | 0 | 0 | 0 | 3328 | - | 190.7091 | 190.7091 | - | 500 | 500 | - | 0 | 500 | - | 3328 | - | 0 | 0 | - | 0 | 0 | - | 0 | 0 | -
3329 | 0 | 0 | 0 | 0 | 0 | 0 | 33.5772 | 0 | 0 | 0 | 3329 | 0 | 0 | 0 | 0 | 0 | 0 | 0 | 0 | 0 | 0 | 3329 | - | 39.4166 | 39.4166 | - | 78.666 | 78.666 | - | 500 | 0 | - | 3329 | - | 0 | 0 | - | 0 | 0 | - | 0 | 0 | -
3330 | 0 | 0 | 0 | 0 | 0 | 0 | 0 | 0 | 0 | 0 | 3330 | 117.585 | 0 | 0 | 96.0694 | 0 | 56.3565 | 0 | 0 | 0 | 0 | 3330 | - | 0 | 0 | - | 0 | 0 | - | 414.0136 | 414.0136 | - | 3330 | - | 0 | 0 | - | 0 | 0 | - | 0 | 0 | -
3331 | 0 | 0 | 0 | 0 | 0 | 0 | 0 | 0 | 0 | 0 | 3331 | 49.5101 | 0 | 0 | 151.6442 | 0 | 32.9049 | 0 | 0 | 0 | 0 | 3331 | - | 0 | 0 | - | 0 | 0 | - | 178.7135 | 0 | - | 3331 | - | 0 | 0 | - | 280.3199 | 27.3669 | - | 0 | 0 | -
3332 | 0 | 0 | 0 | 0 | 0 | 0 | 0 | 0 | 0 | 0 | 3332 | 0 | 0 | 0 | 0 | 0 | 0 | 0 | 0 | 0 | 0 | 3332 | - | 0 | 0 | - | 0 | 0 | - | 211.985 | 211.985 | - | 3332 | - | 29.0721 | 0 | - | 0 | 0 | - | 0 | 0 | -
3333 | 0 | 0 | 0 | 37.6846 | 0 | 0 | 0 | 0 | 0 | 0 | 3333 | 0 | 0 | 0 | 0 | 0 | 0 | 0 | 0 | 0 | 0 | 3333 | - | 100.7142 | 100.7142 | - | 37.6846 | 37.6846 | - | 449.8145 | 0 | - | 3333 | - | 0 | 0 | - | 0 | 0 | - | 0 | 0 | -
3334 | 0 | 0 | 0 | 111.6989 | 0 | 0 | 0 | 0 | 0 | 0 | 3334 | 0 | 0 | 0 | 0 | 0 | 0 | 0 | 0 | 0 | 0 | 3334 | - | 148.0081 | 148.0081 | - | 111.6989 | 111.6989 | - | 500 | 0 | - | 3334 | - | 0 | 0 | - | 0 | 0 | - | 0 | 0 | -
3335 | 46.3075 | 0 | 0 | 36.5112 | 0 | 0 | 0 | 0 | 0 | 46.3075 | 3335 | 0 | 0 | 0 | 0 | 0 | 0 | 0 | 0 | 0 | 46.3075 | 3335 | - | 46.3075 | 46.3075 | - | 36.5112 | 36.5112 | - | 0 | 500 | - | 3335 | - | 0 | 0 | - | 0 | 0 | - | 0 | 0 | -
3336 | 0 | 0 | 0 | 0 | 0 | 0 | 0 | 0 | 233.1 | 0 | 3336 | 0 | 0 | 0 | 0 | 0 | 0 | 0 | 0 | 0 | 0 | 3336 | - | 0 | 0 | - | 0 | 0 | - | 0 | 185.9858 | - | 3336 | - | 0 | 0 | - | 0 | 0 | - | 0 | 0 | -
3337 | 0 | 0 | 0 | 0 | 0 | 0 | 0 | 0 | 0 | 0 | 3337 | 0 | 0 | 0 | 0 | 0 | 0 | 0 | 0 | 0 | 0 | 3337 | - | 0 | 0 | - | 0 | 0 | - | 0 | 0 | - | 3337 | - | 23.3217 | 0 | - | 0 | 2.1999 | - | 0 | 0 | -
3338 | 126.546 | 0 | 0 | 105.5331 | 0 | 0 | 0 | 0 | 0 | 126.546 | 3338 | 0 | 0 | 0 | 0 | 0 | 0 | 0 | 0 | 0 | 126.546 | 3338 | - | 127.8277 | 127.8277 | - | 105.5331 | 105.5331 | - | 0 | 324.6828 | - | 3338 | - | 0 | 0 | - | 0 | 0 | - | 0 | 0 | -
3339 | 23.729 | 0 | 0 | 0 | 0 | 0 | 0 | 0 | 146.1487 | 23.729 | 3339 | 0 | 0 | 0 | 0 | 0 | 0 | 0 | 0 | 0 | 23.729 | 3339 | - | 23.729 | 23.729 | - | 0 | 0 | - | 0 | 283.0859 | - | 3339 | - | 0 | 0 | - | 0 | 0 | - | 0 | 0 | -
3340 | 0 | 0 | 0 | 0 | 0 | 0 | 270.9244 | 0 | 0 | 0 | 3340 | 0 | 0 | 0 | 0 | 0 | 0 | 0 | 0 | 0 | 0 | 3340 | - | 0 | 0 | - | 0 | 0 | - | 0 | 0 | - | 3340 | - | 0 | 0 | - | 0 | 0 | - | 0 | 0 | -
3341 | 0 | 0 | 0 | 0 | 0 | 0 | 0 | 0 | 0 | 0 | 3341 | 522.1898 | 126.4515 | 0 | 358.7523 | 0 | 0 | 0 | 0 | 0 | 0 | 3341 | - | 0 | 0 | - | 0 | 0 | - | 0 | 0 | - | 3341 | - | 0 | 366.6917 | - | 500 | 500 | - | 500 | 500 | -
3342 | 0 | 0 | 0 | 0 | 0 | 0 | 0 | 0 | 0 | 0 | 3342 | 481.4743 | 798.2368 | 89.2614 | 804.7288 | 658.6687 | 233.1 | 258.8263 | 0 | 0 | 0 | 3342 | - | 0 | 0 | - | 0 | 0 | - | 0 | 0 | - | 3342 | - | 0 | 500 | - | 400.6541 | 500 | - | 500 | 500 | -
3343 | 0 | 0 | 0 | 0 | 0 | 0 | 0 | 0 | 0 | 0 | 3343 | 1070.7335 | 394.8784 | 233.1 | 910.9164 | 0 | 0 | 0 | 0 | 0 | 0 | 3343 | - | 0 | 0 | - | 0 | 0 | - | 56.1222 | 0 | - | 3343 | - | 500 | 500 | - | 500 | 500 | - | 0 | 0 | -
3344 | 0 | 0 | 0 | 0 | 0 | 0 | 0 | 223.5245 | 0 | 0 | 3344 | 0 | 0 | 0 | 0 | 0 | 0 | 0 | 0 | 0 | 0 | 3344 | - | 0 | 0 | - | 0 | 0 | - | 0 | 500 | - | 3344 | - | 0 | 0 | - | 0 | 0 | - | 0 | 0 | -
3345 | 967.4933 | 467.4933 | 233.1 | 1500 | 1000 | 182.1707 | 0 | 0 | 0 | 967.4933 | 3345 | 0 | 0 | 0 | 0 | 0 | 0 | 0 | 0 | 0 | 967.4933 | 3345 | - | 500 | 500 | - | 500 | 500 | - | 500 | 500 | - | 3345 | - | 0 | 0 | - | 0 | 0 | - | 0 | 0 | -
3346 | 749.0453 | 461.0453 | 146.1487 | 940.4677 | 626.9784 | 197.078 | 1500 | 1000 | 0 | 749.0453 | 3346 | 0 | 0 | 0 | 0 | 0 | 0 | 0 | 0 | 0 | 749.0453 | 3346 | - | 500 | 500 | - | 500 | 500 | - | 448.3087 | 500 | - | 3346 | - | 0 | 0 | - | 0 | 0 | - | 0 | 0 | -
3347 | 0 | 0 | 0 | 0 | 0 | 0 | 718.5044 | 0 | 0 | 0 | 3347 | 0 | 0 | 0 | 0 | 0 | 0 | 0 | 0 | 0 | 0 | 3347 | - | 332.7658 | 500 | - | 500 | 500 | - | 500 | 500 | - | 3347 | - | 0 | 0 | - | 0 | 0 | - | 0 | 0 | -
3348 | 0 | 0 | 0 | 0 | 0 | 0 | 0 | 0 | 0 | 0 | 3348 | 0 | 0 | 0 | 0 | 0 | 0 | 0 | 0 | 0 | 0 | 3348 | - | 0 | 0 | - | 0 | 0 | - | 118.4639 | 0 | - | 3348 | - | 0 | 0 | - | 0 | 0 | - | 0 | 0 | -
3349 | 0 | 0 | 0 | 0 | 0 | 0 | 0 | 0 | 0 | 0 | 3349 | 0 | 0 | 0 | 0 | 0 | 0 | 0 | 0 | 0 | 0 | 3349 | - | 0 | 0 | - | 0 | 0 | - | 53.8723 | 0 | - | 3349 | - | 0 | 0 | - | 0 | 0 | - | 0 | 0 | -
3350 | 0 | 0 | 0 | 0 | 0 | 0 | 0 | 0 | 0 | 0 | 3350 | 0 | 0 | 0 | 0 | 0 | 0 | 0 | 0 | 0 | 0 | 3350 | - | 0 | 0 | - | 0 | 0 | - | 134.5724 | 0 | - | 3350 | - | 0 | 0 | - | 0 | 0 | - | 0 | 0 | -
3351 | 0 | 0 | 0 | 0 | 0 | 0 | 0 | 0 | 0 | 0 | 3351 | 0 | 0 | 0 | 0 | 0 | 0 | 0 | 0 | 0 | 0 | 3351 | - | 0 | 0 | - | 0 | 0 | - | 237.5884 | 0 | - | 3351 | - | 0 | 0 | - | 0 | 0 | - | 0 | 0 | -
3352 | 0 | 0 | 0 | 0 | 0 | 0 | 0 | 0 | 0 | 0 | 3352 | 0 | 0 | 0 | 0 | 0 | 0 | 0 | 0 | 0 | 0 | 3352 | - | 0 | 0 | - | 0 | 0 | - | 243.4102 | 0 | - | 3352 | - | 0 | 0 | - | 0 | 0 | - | 0 | 0 | -
3353 | 0 | 0 | 0 | 0 | 0 | 0 | 0 | 0 | 0 | 0 | 3353 | 0 | 0 | 0 | 0 | 0 | 0 | 0 | 0 | 0 | 0 | 3353 | - | 0 | 0 | - | 0 | 0 | - | 388.1192 | 0 | - | 3353 | - | 0 | 0 | - | 0 | 0 | - | 0 | 0 | -
3354 | 0 | 0 | 0 | 0 | 0 | 0 | 0 | 0 | 0 | 0 | 3354 | 0 | 0 | 0 | 323.4219 | 533.3023 | 0 | 848.53 | 348.53 | 233.1 | 0 | 3354 | - | 0 | 0 | - | 0 | 0 | - | 0 | 0 | - | 3354 | - | 305.2832 | 0 | - | 0 | 246.6987 | - | 500 | 500 | -
3355 | 0 | 0 | 0 | 0 | 0 | 0 | 0 | 0 | 0 | 0 | 3355 | 126.445 | 0 | 0 | 393.2288 | 0 | 0 | 0 | 0 | 0 | 0 | 3355 | - | 0 | 0 | - | 0 | 0 | - | 0 | 0 | - | 3355 | - | 500 | 126.445 | - | 0 | 312.4413 | - | 500 | 500 | -
3356 | 0 | 0 | 0 | 0 | 0 | 0 | 0 | 0 | 0 | 0 | 3356 | 133.0315 | 133.0315 | 133.0553 | 501.0963 | 158.1636 | 161.1807 | 0 | 0 | 0 | 0 | 3356 | - | 0 | 0 | - | 0 | 0 | - | 0 | 0 | - | 3356 | - | 0 | 0 | - | 310.5328 | 0 | - | 500 | 500 | -
3357 | 0 | 0 | 0 | 0 | 0 | 0 | 0 | 0 | 0 | 0 | 3357 | 162.3826 | 28.1254 | 28.1254 | 3.2026 | 0 | 0 | 0 | 0 | 0 | 0 | 3357 | - | 0 | 0 | - | 0 | 0 | - | 0 | 0 | - | 3357 | - | 0 | 0 | - | 0 | 0 | - | 0 | 0 | -
3358 | 0 | 0 | 0 | 0 | 0 | 0 | 0 | 0 | 84.611 | 0 | 3358 | 0 | 0 | 0 | 0 | 0 | 0 | 0 | 0 | 0 | 0 | 3358 | - | 0 | 0 | - | 42.6121 | 102.6121 | - | 484.7691 | 0 | - | 3358 | - | 0 | 0 | - | 0 | 0 | - | 0 | 0 | -
3359 | 0 | 0 | 0 | 0 | 0 | 0 | 0 | 0 | 0 | 0 | 3359 | 0 | 0 | 0 | 0 | 0 | 0 | 0 | 0 | 0 | 0 | 3359 | - | 0 | 0 | - | 379.2778 | 439.2778 | - | 500 | 0 | - | 3359 | - | 0 | 0 | - | 0 | 0 | - | 0 | 0 | -
3360 | 0 | 0 | 0 | 216.1774 | 0 | 0 | 0 | 0 | 0 | 0 | 3360 | 0 | 0 | 0 | 0 | 0 | 0 | 0 | 0 | 0 | 0 | 3360 | - | 0 | 0 | - | 500 | 500 | - | 500 | 500 | - | 3360 | - | 0 | 0 | - | 0 | 0 | - | 0 | 0 | -
3361 | 0 | 0 | 0 | 0 | 0 | 0 | 0 | 0 | 0 | 0 | 3361 | 0 | 0 | 0 | 0 | 0 | 0 | 0 | 0 | 0 | 0 | 3361 | - | 0 | 0 | - | 0 | 0 | - | 0 | 0 | - | 3361 | - | 0 | 0 | - | 0 | 0 | - | 0 | 0 | -
3362 | 0 | 0 | 0 | 0 | 0 | 0 | 0 | 0 | 0 | 0 | 3362 | 0 | 0 | 0 | 0 | 0 | 0 | 0 | 0 | 0 | 0 | 3362 | - | 0 | 0 | - | 0 | 0 | - | 0 | 0 | - | 3362 | - | 0 | 0 | - | 0 | 0 | - | 0 | 0 | -
3363 | 0 | 0 | 0 | 0 | 0 | 0 | 0 | 0 | 0 | 0 | 3363 | 0 | 0 | 0 | 0 | 0 | 0 | 0 | 0 | 0 | 0 | 3363 | - | 0 | 0 | - | 0 | 0 | - | 0 | 0 | - | 3363 | - | 0 | 0 | - | 0 | 0 | - | 0 | 0 | -
3364 | 0 | 0 | 0 | 0 | 0 | 0 | 0 | 0 | 0 | 0 | 3364 | 0 | 0 | 0 | 0 | 0 | 0 | 0 | 0 | 0 | 0 | 3364 | - | 0 | 0 | - | 0 | 0 | - | 0 | 0 | - | 3364 | - | 0 | 0 | - | 0 | 0 | - | 0 | 0 | -
3365 | 0 | 0 | 0 | 0 | 0 | 0 | 0 | 0 | 0 | 0 | 3365 | 0 | 0 | 0 | 0 | 0 | 0 | 0 | 0 | 0 | 0 | 3365 | - | 0 | 0 | - | 0 | 0 | - | 0 | 0 | - | 3365 | - | 0 | 0 | - | 0 | 0 | - | 0 | 0 | -
3366 | 0 | 0 | 0 | 0 | 0 | 0 | 0 | 0 | 0 | 0 | 3366 | 0 | 0 | 0 | 0 | 0 | 0 | 0 | 0 | 0 | 0 | 3366 | - | 0 | 0 | - | 0 | 500 | - | 0 | 0 | - | 3366 | - | 0 | 0 | - | 0 | 0 | - | 0 | 0 | -
3367 | 0 | 0 | 0 | 0 | 0 | 189.6243 | 0 | 0 | 0 | 0 | 3367 | 0 | 0 | 0 | 0 | 0 | 0 | 0 | 0 | 0 | 0 | 3367 | - | 0 | 0 | - | 500 | 500 | - | 333.3333 | 0 | - | 3367 | - | 0 | 0 | - | 0 | 0 | - | 0 | 0 | -
3368 | 0 | 0 | 0 | 0 | 813.4892 | 0 | 0 | 0 | 0 | 0 | 3368 | 0 | 0 | 0 | 0 | 0 | 0 | 0 | 0 | 0 | 0 | 3368 | - | 500 | 500 | - | 500 | 500 | - | 500 | 500 | - | 3368 | - | 0 | 0 | - | 0 | 0 | - | 0 | 0 | -
3369 | 0 | 0 | 0 | 0 | 0 | 0 | 591.4305 | 137.0265 | 0 | 0 | 3369 | 0 | 0 | 0 | 0 | 0 | 0 | 0 | 0 | 0 | 0 | 3369 | - | 0 | 0 | - | 66.7169 | 500 | - | 0 | 333.3333 | - | 3369 | - | 0 | 0 | - | 0 | 0 | - | 0 | 0 | -
3370 | 0 | 0 | 0 | 0 | 0 | 0 | 232.5378 | 0 | 0 | 0 | 3370 | 0 | 0 | 0 | 0 | 0 | 0 | 0 | 0 | 0 | 0 | 3370 | - | 309.3122 | 309.3122 | - | 314.736 | 314.736 | - | 500 | 500 | - | 3370 | - | 0 | 0 | - | 0 | 0 | - | 0 | 0 | -
3371 | 109.0766 | 0 | 0 | 0 | 0 | 0 | 115.3452 | 0 | 0 | 109.0766 | 3371 | 0 | 0 | 0 | 0 | 0 | 0 | 0 | 0 | 0 | 109.0766 | 3371 | - | 500 | 500 | - | 451.8804 | 451.8804 | - | 500 | 500 | - | 3371 | - | 0 | 0 | - | 0 | 0 | - | 0 | 0 | -
3372 | 230.9186 | 256.5896 | 0 | 0 | 0 | 0 | 237.8907 | 0 | 0 | 230.9186 | 3372 | 0 | 0 | 0 | 0 | 0 | 0 | 0 | 0 | 0 | 230.9186 | 3372 | - | 500 | 500 | - | 500 | 0 | - | 500 | 500 | - | 3372 | - | 0 | 0 | - | 0 | 0 | - | 0 | 0 | -
3373 | 307.65 | 470.2308 | 189.6243 | 0 | 0 | 0 | 43.0296 | 0 | 0 | 307.65 | 3373 | 0 | 0 | 0 | 0 | 0 | 0 | 0 | 0 | 0 | 307.65 | 3373 | - | 500 | 500 | - | 500 | 500 | - | 500 | 500 | - | 3373 | - | 0 | 0 | - | 0 | 0 | - | 0 | 0 | -
3374 | 343.3453 | 86.6688 | 0 | 0 | 0 | 0 | 0 | 0 | 0 | 343.3453 | 3374 | 0 | 0 | 0 | 0 | 0 | 0 | 0 | 0 | 0 | 343.3453 | 3374 | - | 500 | 500 | - | 500 | 0 | - | 500 | 500 | - | 3374 | - | 0 | 0 | - | 0 | 0 | - | 0 | 0 | -
3375 | 229.2434 | 0 | 0 | 1220.2338 | 0 | 0 | 0 | 0 | 0 | 229.2434 | 3375 | 0 | 0 | 0 | 0 | 0 | 0 | 0 | 0 | 0 | 229.2434 | 3375 | - | 500 | 500 | - | 0 | 0 | - | 0 | 0 | - | 3375 | - | 0 | 0 | - | 0 | 0 | - | 0 | 0 | -
3376 | 0 | 0 | 0 | 0 | 0 | 0 | 0 | 0 | 0 | 0 | 3376 | 0 | 0 | 0 | 0 | 0 | 0 | 0 | 0 | 0 | 0 | 3376 | - | 24.0212 | 24.0212 | - | 0 | 66.7169 | - | 0 | 0 | - | 3376 | - | 0 | 0 | - | 0 | 0 | - | 0 | 0 | -
3377 | 0 | 0 | 0 | 0 | 0 | 0 | 0 | 0 | 0 | 0 | 3377 | 0 | 0 | 0 | 0 | 0 | 0 | 0 | 0 | 0 | 0 | 3377 | - | 0 | 0 | - | 0 | 0 | - | 0 | 0 | - | 3377 | - | 0 | 0 | - | 0 | 0 | - | 0 | 0 | -
3378 | 0 | 0 | 0 | 0 | 0 | 0 | 0 | 0 | 0 | 0 | 3378 | 0 | 0 | 0 | 0 | 0 | 0 | 0 | 0 | 0 | 0 | 3378 | - | 0 | 0 | - | 0 | 0 | - | 0 | 0 | - | 3378 | - | 0 | 0 | - | 0 | 0 | - | 0 | 0 | -
3379 | 0 | 0 | 0 | 0 | 0 | 0 | 0 | 0 | 0 | 0 | 3379 | 0 | 0 | 0 | 104.6026 | 0 | 0 | 0 | 0 | 0 | 0 | 3379 | - | 0 | 0 | - | 0 | 0 | - | 0 | 0 | - | 3379 | - | 0 | 0 | - | 104.6026 | 104.6026 | - | 0 | 0 | -
3380 | 0 | 0 | 0 | 0 | 0 | 0 | 0 | 0 | 0 | 0 | 3380 | 0 | 0 | 0 | 83.4845 | 0 | 83.4845 | 0 | 0 | 0 | 0 | 3380 | - | 0 | 0 | - | 0 | 0 | - | 0 | 0 | - | 3380 | - | 0 | 0 | - | 83.4845 | 0 | - | 0 | 0 | -
3381 | 0 | 0 | 0 | 0 | 0 | 0 | 0 | 0 | 0 | 0 | 3381 | 0 | 0 | 0 | 80.9659 | 0 | 0 | 0 | 0 | 0 | 0 | 3381 | - | 0 | 0 | - | 0 | 0 | - | 0 | 0 | - | 3381 | - | 0 | 0 | - | 80.9659 | 80.9659 | - | 0 | 0 | -
3382 | 0 | 0 | 0 | 0 | 0 | 0 | 0 | 0 | 0 | 0 | 3382 | 0 | 0 | 0 | 201.5062 | 201.5062 | 0 | 0 | 0 | 0 | 0 | 3382 | - | 0 | 0 | - | 0 | 0 | - | 0 | 0 | - | 3382 | - | 107.0284 | 107.0284 | - | 0 | 201.5062 | - | 0 | 0 | -
3383 | 0 | 0 | 0 | 0 | 0 | 0 | 0 | 0 | 0 | 0 | 3383 | 0 | 0 | 0 | 382.6052 | 0 | 0 | 0 | 0 | 0 | 0 | 3383 | - | 0 | 0 | - | 0 | 0 | - | 0 | 0 | - | 3383 | - | 0 | 0 | - | 382.6052 | 382.6052 | - | 500 | 95.3696 | -
3384 | 0 | 0 | 0 | 0 | 0 | 0 | 0 | 0 | 0 | 0 | 3384 | 0 | 0 | 0 | 436.3147 | 0 | 0 | 0 | 0 | 0 | 0 | 3384 | - | 0 | 0 | - | 0 | 0 | - | 0 | 0 | - | 3384 | - | 0 | 0 | - | 436.3147 | 350.32 | - | 82.8053 | 0 | -
3385 | 0 | 0 | 0 | 0 | 0 | 0 | 0 | 0 | 0 | 0 | 3385 | 0 | 0 | 0 | 0 | 0 | 0 | 0 | 0 | 0 | 0 | 3385 | - | 0 | 0 | - | 0 | 0 | - | 0 | 0 | - | 3385 | - | 0 | 0 | - | 32.0269 | 0 | - | 500 | 500 | -
3386 | 0 | 0 | 0 | 0 | 0 | 0 | 0 | 0 | 0 | 0 | 3386 | 0 | 0 | 0 | 0 | 572.0833 | 0 | 0 | 0 | 0 | 0 | 3386 | - | 0 | 0 | - | 0 | 0 | - | 0 | 0 | - | 3386 | - | 0 | 0 | - | 0 | 500 | - | 0 | 500 | -
3387 | 0 | 0 | 0 | 0 | 0 | 0 | 0 | 0 | 0 | 0 | 3387 | 0 | 0 | 0 | 609.3422 | 609.3422 | 233.1 | 0 | 0 | 0 | 0 | 3387 | - | 0 | 0 | - | 0 | 0 | - | 0 | 0 | - | 3387 | - | 34.2126 | 34.2126 | - | 0 | 0 | - | 444.6324 | 432.0681 | -
3388 | 0 | 0 | 0 | 0 | 0 | 0 | 0 | 0 | 0 | 0 | 3388 | 0 | 0 | 0 | 0 | 0 | 0 | 0 | 0 | 0 | 0 | 3388 | - | 0 | 0 | - | 0 | 0 | - | 0 | 0 | - | 3388 | - | 0 | 0 | - | 0 | 0 | - | 500 | 500 | -
3389 | 0 | 0 | 0 | 0 | 0 | 0 | 0 | 0 | 0 | 0 | 3389 | 0 | 0 | 0 | 175.5761 | 0 | 5.7768 | 0 | 0 | 0 | 0 | 3389 | - | 0 | 0 | - | 0 | 0 | - | 0 | 0 | - | 3389 | - | 81.2279 | 81.2279 | - | 500 | 0 | - | 500 | 500 | -
3390 | 0 | 0 | 0 | 0 | 0 | 0 | 0 | 0 | 0 | 0 | 3390 | 0 | 0 | 0 | 0 | 0 | 0 | 0 | 0 | 0 | 0 | 3390 | - | 0 | 0 | - | 0 | 0 | - | 0 | 0 | - | 3390 | - | 0 | 0 | - | 0 | 0 | - | 500 | 500 | -
3391 | 0 | 0 | 0 | 0 | 0 | 0 | 0 | 0 | 0 | 0 | 3391 | 0 | 0 | 0 | 0 | 0 | 0 | 0 | 0 | 0 | 0 | 3391 | - | 0 | 0 | - | 0 | 0 | - | 0 | 0 | - | 3391 | - | 0 | 0 | - | 0 | 0 | - | 0 | 0 | -
3392 | 0 | 0 | 0 | 0 | 0 | 0 | 0 | 0 | 0 | 0 | 3392 | 0 | 0 | 0 | 0 | 0 | 0 | 0 | 0 | 0 | 0 | 3392 | - | 0 | 0 | - | 0 | 0 | - | 500 | 500 | - | 3392 | - | 0 | 0 | - | 0 | 0 | - | 0 | 0 | -
3393 | 0 | 0 | 0 | 0 | 0 | 0 | 0 | 0 | 0 | 0 | 3393 | 0 | 0 | 0 | 0 | 0 | 0 | 0 | 0 | 0 | 0 | 3393 | - | 0 | 0 | - | 0 | 0 | - | 500 | 500 | - | 3393 | - | 0 | 0 | - | 0 | 0 | - | 0 | 0 | -
3394 | 0 | 0 | 0 | 0 | 0 | 0 | 0 | 0 | 0 | 0 | 3394 | 0 | 0 | 0 | 0 | 0 | 0 | 0 | 0 | 0 | 0 | 3394 | - | 0 | 0 | - | 500 | 500 | - | 500 | 500 | - | 3394 | - | 0 | 0 | - | 0 | 0 | - | 0 | 0 | -
3395 | 0 | 0 | 0 | 1500 | 1000 | 233.1 | 0 | 0 | 0 | 0 | 3395 | 0 | 0 | 0 | 0 | 0 | 0 | 0 | 0 | 0 | 0 | 3395 | - | 274.6531 | 274.6531 | - | 500 | 500 | - | 500 | 500 | - | 3395 | - | 0 | 0 | - | 0 | 0 | - | 0 | 0 | -
3396 | 0 | 0 | 0 | 800.0567 | 300.0567 | 146.1487 | 0 | 0 | 0 | 0 | 3396 | 0 | 0 | 0 | 0 | 0 | 0 | 0 | 0 | 0 | 0 | 3396 | - | 0 | 0 | - | 500 | 500 | - | 500 | 500 | - | 3396 | - | 0 | 0 | - | 0 | 0 | - | 0 | 0 | -
3397 | 0 | 0 | 0 | 140.4109 | 326.9217 | 0 | 0 | 676.4627 | 0 | 0 | 3397 | 0 | 0 | 0 | 0 | 0 | 0 | 0 | 0 | 0 | 0 | 3397 | - | 0 | 0 | - | 500 | 500 | - | 500 | 500 | - | 3397 | - | 0 | 0 | - | 0 | 0 | - | 0 | 0 | -
3398 | 0 | 0 | 0 | 0 | 0 | 0 | 0 | 0 | 189.6243 | 0 | 3398 | 0 | 0 | 0 | 0 | 0 | 0 | 0 | 0 | 0 | 0 | 3398 | - | 0 | 0 | - | 0 | 0 | - | 500 | 500 | - | 3398 | - | 0 | 0 | - | 0 | 0 | - | 0 | 0 | -
3399 | 0 | 0 | 0 | 0 | 0 | 0 | 0 | 0 | 0 | 0 | 3399 | 0 | 0 | 0 | 0 | 0 | 0 | 0 | 0 | 0 | 0 | 3399 | - | 0 | 0 | - | 0 | 0 | - | 237.5774 | 237.5774 | - | 3399 | - | 0 | 0 | - | 0 | 0 | - | 0 | 0 | -
3400 | 0 | 0 | 0 | 0 | 0 | 0 | 0 | 0 | 0 | 0 | 3400 | 0 | 0 | 0 | 0 | 0 | 0 | 0 | 0 | 0 | 0 | 3400 | - | 0 | 0 | - | 0 | 0 | - | 0 | 0 | - | 3400 | - | 345.3845 | 345.3845 | - | 0 | 0 | - | 0 | 0 | -
3401 | 0 | 0 | 0 | 0 | 0 | 0 | 0 | 0 | 0 | 0 | 3401 | 0 | 0 | 0 | 0 | 0 | 0 | 0 | 0 | 0 | 0 | 3401 | - | 0 | 0 | - | 0 | 0 | - | 0 | 0 | - | 3401 | - | 241.8316 | 241.8316 | - | 0 | 0 | - | 116.7113 | 500 | -
3402 | 0 | 0 | 0 | 0 | 0 | 0 | 0 | 0 | 0 | 0 | 3402 | 666.2384 | 286.6434 | 0 | 135.3895 | 0 | 0 | 79.7406 | 0 | 0 | 0 | 3402 | - | 0 | 0 | - | 0 | 0 | - | 0 | 0 | - | 3402 | - | 500 | 500 | - | 306.7127 | 306.7127 | - | 500 | 500 | -
3403 | 0 | 0 | 0 | 0 | 0 | 0 | 0 | 0 | 0 | 0 | 3403 | 773.2211 | 273.2211 | 233.1 | 792.9844 | 465.2294 | 233.1 | 880.8403 | 640.3124 | 154.9184 | 0 | 3403 | - | 0 | 0 | - | 0 | 0 | - | 0 | 0 | - | 3403 | - | 500 | 500 | - | 500 | 500 | - | 500 | 500 | -
3404 | 0 | 0 | 0 | 0 | 0 | 0 | 0 | 0 | 0 | 0 | 3404 | 634.938 | 425.1533 | 89.2614 | 683.7339 | 780.3634 | 89.2614 | 1113.8166 | 742.6192 | 167.443 | 0 | 3404 | - | 0 | 0 | - | 0 | 0 | - | 0 | 0 | - | 3404 | - | 500 | 500 | - | 500 | 500 | - | 500 | 500 | -
3405 | 0 | 0 | 0 | 0 | 0 | 0 | 0 | 0 | 0 | 0 | 3405 | 0 | 397.9138 | 0 | 462.2896 | 137.3389 | 0 | 0 | 0 | 0 | 0 | 3405 | - | 0 | 0 | - | 0 | 0 | - | 0 | 0 | - | 3405 | - | 500 | 500 | - | 500 | 500 | - | 500 | 500 | -
3406 | 0 | 0 | 0 | 0 | 0 | 0 | 0 | 0 | 0 | 0 | 3406 | 0 | 0 | 0 | 0 | 0 | 0 | 0 | 0 | 0 | 0 | 3406 | - | 0 | 0 | - | 0 | 0 | - | 0 | 0 | - | 3406 | - | 500 | 500 | - | 0 | 0 | - | 500 | 500 | -
3407 | 0 | 0 | 0 | 0 | 0 | 0 | 0 | 0 | 0 | 0 | 3407 | 0 | 0 | 0 | 0 | 0 | 0 | 0 | 0 | 0 | 0 | 3407 | - | 0 | 0 | - | 0 | 0 | - | 0 | 0 | - | 3407 | - | 399.8465 | 399.8465 | - | 0 | 0 | - | 466.5831 | 83.2944 | -
3408 | 0 | 0 | 0 | 0 | 0 | 0 | 0 | 0 | 0 | 0 | 3408 | 0 | 0 | 0 | 0 | 0 | 0 | 0 | 0 | 0 | 0 | 3408 | - | 0 | 0 | - | 0 | 0 | - | 0 | 0 | - | 3408 | - | 0 | 0 | - | 0 | 0 | - | 0 | 0 | -
3409 | 0 | 0 | 0 | 0 | 0 | 0 | 0 | 0 | 0 | 0 | 3409 | 0 | 0 | 0 | 0 | 0 | 0 | 0 | 0 | 0 | 0 | 3409 | - | 0 | 0 | - | 0 | 0 | - | 0 | 0 | - | 3409 | - | 0 | 0 | - | 0 | 0 | - | 0 | 0 | -
3410 | 0 | 0 | 0 | 0 | 0 | 0 | 0 | 0 | 0 | 0 | 3410 | 0 | 0 | 0 | 0 | 0 | 0 | 0 | 0 | 0 | 0 | 3410 | - | 0 | 0 | - | 0 | 0 | - | 0 | 0 | - | 3410 | - | 0 | 0 | - | 0 | 0 | - | 0 | 0 | -
3411 | 0 | 0 | 0 | 0 | 0 | 0 | 0 | 0 | 0 | 0 | 3411 | 0 | 0 | 0 | 0 | 0 | 0 | 0 | 0 | 0 | 0 | 3411 | - | 0 | 0 | - | 0 | 0 | - | 0 | 0 | - | 3411 | - | 0 | 0 | - | 0 | 0 | - | 0 | 0 | -
3412 | 0 | 0 | 0 | 0 | 0 | 0 | 0 | 0 | 0 | 0 | 3412 | 0 | 0 | 0 | 0 | 0 | 0 | 0 | 0 | 0 | 0 | 3412 | - | 0 | 0 | - | 0 | 0 | - | 0 | 0 | - | 3412 | - | 0 | 0 | - | 0 | 0 | - | 0 | 0 | -
3413 | 353.3039 | 0 | 0 | 0 | 0 | 0 | 0 | 0 | 0 | 353.3039 | 3413 | 0 | 0 | 0 | 0 | 0 | 0 | 0 | 0 | 0 | 353.3039 | 3413 | - | 0 | 0 | - | 0 | 0 | - | 0 | 0 | - | 3413 | - | 0 | 0 | - | 0 | 0 | - | 0 | 0 | -
3414 | 0 | 0 | 0 | 0 | 0 | 0 | 0 | 0 | 0 | 0 | 3414 | 0 | 0 | 0 | 0 | 0 | 0 | 0 | 0 | 0 | 0 | 3414 | - | 0 | 0 | - | 0 | 0 | - | 0 | 0 | - | 3414 | - | 0 | 0 | - | 0 | 0 | - | 0 | 0 | -
3415 | 0 | 0 | 0 | 0 | 0 | 0 | 0 | 0 | 0 | 0 | 3415 | 0 | 0 | 0 | 0 | 0 | 0 | 0 | 0 | 0 | 0 | 3415 | - | 0 | 0 | - | 0 | 0 | - | 0 | 0 | - | 3415 | - | 0 | 0 | - | 0 | 0 | - | 0 | 0 | -
3416 | 0 | 0 | 0 | 0 | 0 | 0 | 0 | 0 | 0 | 0 | 3416 | 0 | 0 | 0 | 0 | 0 | 0 | 0 | 0 | 0 | 0 | 3416 | - | 0 | 0 | - | 0 | 0 | - | 0 | 0 | - | 3416 | - | 0 | 0 | - | 0 | 0 | - | 0 | 0 | -
3417 | 195.8807 | 0 | 0 | 0 | 0 | 0 | 0 | 0 | 0 | 195.8807 | 3417 | 0 | 0 | 0 | 0 | 0 | 0 | 0 | 0 | 0 | 195.8807 | 3417 | - | 0 | 0 | - | 0 | 0 | - | 0 | 0 | - | 3417 | - | 0 | 0 | - | 0 | 0 | - | 0 | 0 | -
3418 | 0 | 0 | 0 | 0 | 0 | 0 | 0 | 0 | 0 | 0 | 3418 | 0 | 0 | 0 | 0 | 0 | 0 | 0 | 0 | 0 | 0 | 3418 | - | 0 | 0 | - | 0 | 0 | - | 0 | 0 | - | 3418 | - | 0 | 0 | - | 0 | 0 | - | 0 | 0 | -
3419 | 0 | 0 | 0 | 0 | 0 | 0 | 0 | 0 | 0 | 0 | 3419 | 0 | 0 | 0 | 0 | 0 | 0 | 0 | 0 | 0 | 0 | 3419 | - | 0 | 0 | - | 0 | 0 | - | 0 | 0 | - | 3419 | - | 0 | 0 | - | 0 | 0 | - | 0 | 0 | -
3420 | 0 | 0 | 0 | 0 | 0 | 0 | 0 | 0 | 0 | 0 | 3420 | 0 | 0 | 0 | 0 | 0 | 0 | 0 | 0 | 0 | 0 | 3420 | - | 0 | 0 | - | 0 | 0 | - | 0 | 0 | - | 3420 | - | 0 | 0 | - | 0 | 0 | - | 0 | 0 | -
3421 | 0 | 0 | 0 | 0 | 0 | 0 | 0 | 0 | 0 | 0 | 3421 | 0 | 0 | 0 | 0 | 0 | 0 | 0 | 0 | 0 | 0 | 3421 | - | 0 | 0 | - | 0 | 0 | - | 0 | 0 | - | 3421 | - | 0 | 0 | - | 0 | 0 | - | 0 | 0 | -
3422 | 0 | 0 | 0 | 0 | 0 | 0 | 19.2883 | 0 | 0 | 0 | 3422 | 0 | 0 | 0 | 0 | 0 | 0 | 0 | 0 | 0 | 0 | 3422 | - | 0 | 0 | - | 0 | 0 | - | 19.2883 | 19.2883 | - | 3422 | - | 0 | 0 | - | 0 | 0 | - | 0 | 0 | -
3423 | 0 | 0 | 0 | 0 | 0 | 0 | 165.4351 | 0 | 0 | 0 | 3423 | 0 | 0 | 0 | 0 | 0 | 0 | 0 | 0 | 0 | 0 | 3423 | - | 0 | 0 | - | 0 | 0 | - | 165.4351 | 165.4351 | - | 3423 | - | 0 | 0 | - | 0 | 0 | - | 0 | 0 | -
3424 | 0 | 0 | 0 | 0 | 0 | 0 | 154.9602 | 0 | 0 | 0 | 3424 | 0 | 0 | 0 | 0 | 0 | 0 | 0 | 0 | 0 | 0 | 3424 | - | 0 | 0 | - | 0 | 0 | - | 154.9602 | 154.9602 | - | 3424 | - | 0 | 0 | - | 0 | 0 | - | 0 | 0 | -
3425 | 0 | 0 | 0 | 0 | 0 | 0 | 0 | 0 | 0 | 0 | 3425 | 0 | 0 | 0 | 0 | 0 | 0 | 0 | 0 | 0 | 0 | 3425 | - | 0 | 0 | - | 0 | 0 | - | 0 | 0 | - | 3425 | - | 0 | 0 | - | 0 | 0 | - | 0 | 0 | -
3426 | 0 | 0 | 0 | 0 | 0 | 0 | 0 | 0 | 0 | 0 | 3426 | 0 | 0 | 0 | 0 | 0 | 0 | 0 | 0 | 0 | 0 | 3426 | - | 0 | 0 | - | 0 | 0 | - | 0 | 0 | - | 3426 | - | 0 | 0 | - | 0 | 0 | - | 0 | 0 | -
3427 | 0 | 0 | 0 | 0 | 0 | 0 | 0 | 0 | 0 | 0 | 3427 | 290.0339 | 0 | 0 | 0 | 0 | 0 | 191.2086 | 0 | 0 | 0 | 3427 | - | 0 | 0 | - | 0 | 0 | - | 0 | 0 | - | 3427 | - | 243.0142 | 344.0385 | - | 0 | 0 | - | 5.2086 | 5.2086 | -
3428 | 0 | 0 | 0 | 0 | 0 | 0 | 0 | 0 | 0 | 0 | 3428 | 176.773 | 0 | 0 | 0 | 0 | 0 | 97.5225 | 0 | 0 | 0 | 3428 | - | 0 | 0 | - | 0 | 0 | - | 0 | 0 | - | 3428 | - | 223.7926 | 122.7684 | - | 0 | 0 | - | 0 | 0 | -
3429 | 0 | 0 | 0 | 0 | 0 | 0 | 0 | 0 | 0 | 0 | 3429 | 0 | 0 | 0 | 0 | 0 | 0 | 0 | 0 | 0 | 0 | 3429 | - | 0 | 0 | - | 0 | 0 | - | 0 | 0 | - | 3429 | - | 0 | 0 | - | 0 | 0 | - | 0 | 0 | -
3430 | 0 | 0 | 0 | 0 | 0 | 0 | 0 | 0 | 0 | 0 | 3430 | 0 | 0 | 0 | 0 | 0 | 0 | 0 | 0 | 0 | 0 | 3430 | - | 0 | 0 | - | 0 | 0 | - | 0 | 0 | - | 3430 | - | 0 | 0 | - | 0 | 0 | - | 0 | 0 | -
3431 | 0 | 0 | 0 | 0 | 0 | 0 | 0 | 0 | 0 | 0 | 3431 | 0 | 0 | 0 | 0 | 0 | 0 | 0 | 0 | 0 | 0 | 3431 | - | 0 | 0 | - | 0 | 0 | - | 0 | 0 | - | 3431 | - | 0 | 0 | - | 0 | 0 | - | 0 | 0 | -
3432 | 0 | 0 | 0 | 0 | 0 | 0 | 0 | 0 | 0 | 0 | 3432 | 0 | 0 | 0 | 0 | 0 | 0 | 0 | 0 | 0 | 0 | 3432 | - | 0 | 0 | - | 0 | 0 | - | 0 | 0 | - | 3432 | - | 0 | 0 | - | 0 | 0 | - | 0 | 0 | -
3433 | 0 | 0 | 0 | 0 | 0 | 0 | 0 | 0 | 0 | 0 | 3433 | 0 | 0 | 0 | 0 | 0 | 0 | 0 | 0 | 0 | 0 | 3433 | - | 0 | 0 | - | 0 | 0 | - | 0 | 0 | - | 3433 | - | 0 | 0 | - | 0 | 0 | - | 0 | 0 | -
3434 | 0 | 0 | 0 | 0 | 0 | 0 | 0 | 0 | 0 | 0 | 3434 | 0 | 0 | 0 | 0 | 0 | 0 | 0 | 0 | 0 | 0 | 3434 | - | 0 | 0 | - | 0 | 0 | - | 0 | 0 | - | 3434 | - | 0 | 0 | - | 0 | 0 | - | 0 | 0 | -
3435 | 0 | 0 | 0 | 0 | 0 | 0 | 0 | 0 | 0 | 0 | 3435 | 0 | 0 | 0 | 0 | 0 | 0 | 0 | 0 | 0 | 0 | 3435 | - | 0 | 0 | - | 0 | 0 | - | 0 | 0 | - | 3435 | - | 0 | 0 | - | 0 | 0 | - | 0 | 0 | -
3436 | 0 | 0 | 0 | 0 | 0 | 0 | 0 | 0 | 0 | 0 | 3436 | 0 | 0 | 0 | 0 | 0 | 0 | 0 | 0 | 0 | 0 | 3436 | - | 0 | 0 | - | 0 | 0 | - | 0 | 0 | - | 3436 | - | 0 | 0 | - | 0 | 0 | - | 0 | 0 | -
3437 | 0 | 0 | 0 | 0 | 0 | 0 | 0 | 0 | 0 | 0 | 3437 | 0 | 0 | 0 | 0 | 0 | 0 | 0 | 0 | 0 | 0 | 3437 | - | 0 | 0 | - | 0 | 0 | - | 0 | 0 | - | 3437 | - | 0 | 0 | - | 0 | 0 | - | 0 | 0 | -
3438 | 0 | 0 | 0 | 0 | 0 | 0 | 0 | 0 | 0 | 0 | 3438 | 0 | 0 | 0 | 0 | 0 | 0 | 0 | 0 | 0 | 0 | 3438 | - | 0 | 0 | - | 0 | 0 | - | 0 | 0 | - | 3438 | - | 0 | 0 | - | 0 | 0 | - | 0 | 0 | -
3439 | 0 | 0 | 0 | 0 | 0 | 0 | 0 | 0 | 0 | 0 | 3439 | 0 | 0 | 0 | 0 | 0 | 0 | 0 | 0 | 0 | 0 | 3439 | - | 0 | 0 | - | 0 | 0 | - | 473.283 | 473.283 | - | 3439 | - | 0 | 0 | - | 0 | 0 | - | 0 | 0 | -
3440 | 0 | 0 | 0 | 0 | 0 | 0 | 0 | 0 | 0 | 0 | 3440 | 0 | 0 | 0 | 0 | 0 | 0 | 0 | 0 | 0 | 0 | 3440 | - | 500 | 500 | - | 4.7102 | 4.7102 | - | 500 | 500 | - | 3440 | - | 0 | 0 | - | 0 | 0 | - | 0 | 0 | -
3441 | 674.9228 | 0 | 0 | 0 | 0 | 0 | 1469.232 | 444.1178 | 0 | 674.9228 | 3441 | 0 | 0 | 0 | 0 | 0 | 0 | 0 | 0 | 0 | 674.9228 | 3441 | - | 500 | 500 | - | 500 | 500 | - | 500 | 500 | - | 3441 | - | 0 | 0 | - | 0 | 0 | - | 0 | 0 | -
3442 | 301.6661 | 911.6864 | 146.1487 | 1052.7866 | 963.6442 | 233.1 | 862.1092 | 476.8464 | 146.1487 | 301.6661 | 3442 | 0 | 0 | 0 | 0 | 0 | 0 | 0 | 0 | 0 | 301.6661 | 3442 | - | 500 | 500 | - | 500 | 500 | - | 500 | 500 | - | 3442 | - | 0 | 0 | - | 0 | 0 | - | 0 | 0 | -
3443 | 1463.8787 | 212.1161 | 233.1 | 1387.681 | 513.9506 | 0 | 0 | 0 | 0 | 1463.8787 | 3443 | 0 | 0 | 0 | 0 | 0 | 0 | 0 | 0 | 0 | 1463.8787 | 3443 | - | 500 | 500 | - | 500 | 500 | - | 500 | 500 | - | 3443 | - | 0 | 0 | - | 0 | 0 | - | 0 | 0 | -
3444 | 0 | 503.1759 | 0 | 0 | 149.3836 | 146.1487 | 0 | 706.0143 | 233.1 | 0 | 3444 | 0 | 0 | 0 | 0 | 0 | 0 | 0 | 0 | 0 | 0 | 3444 | - | 500 | 500 | - | 500 | 500 | - | 500 | 500 | - | 3444 | - | 0 | 0 | - | 0 | 0 | - | 0 | 0 | -
3445 | 0 | 0 | 0 | 0 | 0 | 0 | 109.1265 | 0 | 0 | 0 | 3445 | 0 | 0 | 0 | 0 | 0 | 0 | 0 | 0 | 0 | 0 | 3445 | - | 500 | 500 | - | 225.7993 | 225.7993 | - | 500 | 500 | - | 3445 | - | 0 | 0 | - | 0 | 0 | - | 0 | 0 | -
3446 | 0 | 0 | 0 | 0 | 0 | 0 | 0 | 0 | 0 | 0 | 3446 | 0 | 0 | 0 | 0 | 0 | 0 | 0 | 0 | 0 | 0 | 3446 | - | 0 | 0 | - | 0 | 0 | - | 0 | 0 | - | 3446 | - | 0 | 0 | - | 0 | 0 | - | 0 | 0 | -
3447 | 0 | 0 | 0 | 0 | 0 | 0 | 0 | 0 | 0 | 0 | 3447 | 0 | 0 | 0 | 0 | 0 | 0 | 0 | 0 | 0 | 0 | 3447 | - | 0 | 0 | - | 0 | 0 | - | 0 | 0 | - | 3447 | - | 0 | 0 | - | 0 | 0 | - | 0 | 0 | -
3448 | 0 | 0 | 0 | 0 | 0 | 0 | 0 | 0 | 0 | 0 | 3448 | 0 | 0 | 0 | 0 | 0 | 0 | 0 | 0 | 0 | 0 | 3448 | - | 0 | 0 | - | 0 | 0 | - | 0 | 0 | - | 3448 | - | 500 | 500 | - | 0 | 0 | - | 0 | 0 | -
3449 | 0 | 0 | 0 | 0 | 0 | 0 | 0 | 0 | 0 | 0 | 3449 | 0 | 0 | 0 | 0 | 0 | 0 | 0 | 0 | 0 | 0 | 3449 | - | 0 | 0 | - | 0 | 0 | - | 0 | 0 | - | 3449 | - | 500 | 500 | - | 485.9723 | 500 | - | 0 | 0 | -
3450 | 0 | 0 | 0 | 0 | 0 | 0 | 0 | 0 | 0 | 0 | 3450 | 706.7797 | 479.2486 | 89.2614 | 0 | 0 | 0 | 0 | 0 | 0 | 0 | 3450 | - | 0 | 0 | - | 0 | 0 | - | 0 | 0 | - | 3450 | - | 500 | 500 | - | 500 | 500 | - | 500 | 500 | -
3451 | 0 | 0 | 0 | 0 | 0 | 0 | 0 | 0 | 0 | 0 | 3451 | 837.4702 | 581.63 | 233.1 | 846.8137 | 852.1913 | 89.2614 | 1413.8454 | 1000 | 233.1 | 0 | 3451 | - | 0 | 0 | - | 0 | 0 | - | 0 | 0 | - | 3451 | - | 500 | 500 | - | 500 | 500 | - | 500 | 500 | -
3452 | 0 | 0 | 0 | 0 | 0 | 0 | 0 | 0 | 0 | 0 | 3452 | 530.1476 | 322.0531 | 0 | 902.6955 | 530.7403 | 233.1 | 660.5521 | 382.9317 | 89.2614 | 0 | 3452 | - | 0 | 0 | - | 0 | 0 | - | 0 | 0 | - | 3452 | - | 500 | 500 | - | 500 | 500 | - | 500 | 500 | -
3453 | 0 | 0 | 0 | 0 | 0 | 0 | 0 | 0 | 0 | 0 | 3453 | 0 | 0 | 0 | 324.8883 | 0 | 0 | 0 | 0 | 0 | 0 | 3453 | - | 0 | 0 | - | 0 | 0 | - | 0 | 0 | - | 3453 | - | 500 | 500 | - | 500 | 500 | - | 500 | 500 | -
3454 | 0 | 0 | 0 | 0 | 0 | 0 | 0 | 0 | 0 | 0 | 3454 | 0 | 0 | 0 | 0 | 0 | 0 | 0 | 0 | 0 | 0 | 3454 | - | 0 | 0 | - | 0 | 0 | - | 0 | 0 | - | 3454 | - | 500 | 500 | - | 500 | 500 | - | 500 | 500 | -
3455 | 0 | 0 | 0 | 0 | 0 | 0 | 0 | 0 | 0 | 0 | 3455 | 0 | 0 | 0 | 0 | 0 | 0 | 0 | 0 | 0 | 0 | 3455 | - | 0 | 0 | - | 0 | 0 | - | 0 | 0 | - | 3455 | - | 345.5544 | 345.5544 | - | 500 | 500 | - | 500 | 500 | -
3456 | 0 | 0 | 0 | 0 | 0 | 0 | 0 | 0 | 0 | 0 | 3456 | 0 | 0 | 0 | 0 | 0 | 0 | 0 | 0 | 0 | 0 | 3456 | - | 0 | 0 | - | 0 | 0 | - | 0 | 0 | - | 3456 | - | 0 | 0 | - | 500 | 500 | - | 500 | 500 | -
3457 | 0 | 0 | 0 | 0 | 0 | 0 | 0 | 0 | 0 | 0 | 3457 | 0 | 0 | 0 | 0 | 0 | 0 | 0 | 0 | 0 | 0 | 3457 | - | 0 | 0 | - | 0 | 0 | - | 0 | 0 | - | 3457 | - | 0 | 0 | - | 500 | 500 | - | 500 | 500 | -
3458 | 0 | 0 | 0 | 0 | 0 | 0 | 0 | 0 | 0 | 0 | 3458 | 0 | 0 | 0 | 0 | 0 | 0 | 0 | 0 | 0 | 0 | 3458 | - | 0 | 0 | - | 0 | 0 | - | 0 | 0 | - | 3458 | - | 0 | 0 | - | 500 | 500 | - | 500 | 500 | -
3459 | 0 | 0 | 0 | 0 | 0 | 0 | 0 | 0 | 0 | 0 | 3459 | 0 | 0 | 0 | 0 | 0 | 0 | 0 | 0 | 0 | 0 | 3459 | - | 0 | 0 | - | 0 | 0 | - | 0 | 0 | - | 3459 | - | 0 | 0 | - | 0 | 0 | - | 400 | 400 | -
3460 | 0 | 0 | 0 | 0 | 0 | 0 | 0 | 0 | 0 | 0 | 3460 | 0 | 0 | 0 | 0 | 0 | 0 | 0 | 0 | 0 | 0 | 3460 | - | 0 | 0 | - | 0 | 0 | - | 0 | 0 | - | 3460 | - | 0 | 0 | - | 0 | 0 | - | 0 | 0 | -
3461 | 0 | 0 | 0 | 0 | 0 | 0 | 0 | 0 | 0 | 0 | 3461 | 0 | 0 | 0 | 0 | 0 | 0 | 0 | 0 | 0 | 0 | 3461 | - | 0 | 0 | - | 0 | 0 | - | 0 | 0 | - | 3461 | - | 0 | 0 | - | 74.5036 | 74.5036 | - | 500 | 500 | -
3462 | 0 | 0 | 0 | 0 | 0 | 0 | 0 | 0 | 0 | 0 | 3462 | 0 | 0 | 0 | 0 | 0 | 0 | 0 | 0 | 0 | 0 | 3462 | - | 0 | 0 | - | 0 | 0 | - | 0 | 0 | - | 3462 | - | 0 | 0 | - | 0 | 0 | - | 0 | 0 | -
3463 | 0 | 0 | 0 | 0 | 0 | 0 | 0 | 0 | 0 | 0 | 3463 | 0 | 0 | 0 | 0 | 0 | 0 | 0 | 0 | 0 | 0 | 3463 | - | 0 | 0 | - | 0 | 0 | - | 0 | 0 | - | 3463 | - | 0 | 0 | - | 0 | 0 | - | 0 | 0 | -
3464 | 0 | 0 | 0 | 0 | 0 | 0 | 165.2573 | 0 | 0 | 0 | 3464 | 0 | 0 | 0 | 0 | 0 | 0 | 0 | 0 | 0 | 0 | 3464 | - | 0 | 0 | - | 0 | 0 | - | 165.2573 | 165.2573 | - | 3464 | - | 0 | 0 | - | 0 | 0 | - | 0 | 0 | -
3465 | 0 | 0 | 0 | 0 | 0 | 0 | 431.7296 | 0 | 0 | 0 | 3465 | 0 | 0 | 0 | 0 | 0 | 0 | 0 | 0 | 0 | 0 | 3465 | - | 0 | 0 | - | 0 | 0 | - | 431.7296 | 431.7296 | - | 3465 | - | 0 | 0 | - | 0 | 0 | - | 0 | 0 | -
3466 | 7.8853 | 0 | 0 | 0 | 0 | 0 | 605.3581 | 105.3581 | 99.7651 | 7.8853 | 3466 | 0 | 0 | 0 | 0 | 0 | 0 | 0 | 0 | 0 | 7.8853 | 3466 | - | 0 | 0 | - | 87.6317 | 87.6317 | - | 500 | 500 | - | 3466 | - | 0 | 0 | - | 0 | 0 | - | 0 | 0 | -
3467 | 0 | 0 | 0 | 0 | 0 | 0 | 595.1815 | 95.1815 | 95.1815 | 0 | 3467 | 0 | 0 | 0 | 0 | 0 | 0 | 0 | 0 | 0 | 0 | 3467 | - | 0 | 0 | - | 0 | 0 | - | 500 | 500 | - | 3467 | - | 0 | 0 | - | 0 | 0 | - | 0 | 0 | -
3468 | 0 | 0 | 0 | 0 | 0 | 0 | 548.4779 | 64.7247 | 64.7247 | 0 | 3468 | 0 | 0 | 0 | 0 | 0 | 0 | 0 | 0 | 0 | 0 | 3468 | - | 0 | 0 | - | 0 | 0 | - | 500 | 500 | - | 3468 | - | 0 | 0 | - | 0 | 0 | - | 0 | 0 | -
3469 | 0 | 0 | 0 | 0 | 0 | 0 | 94.4632 | 119.5774 | 119.5774 | 0 | 3469 | 0 | 0 | 0 | 0 | 0 | 0 | 0 | 0 | 0 | 0 | 3469 | - | 0 | 0 | - | 0 | 0 | - | 500 | 500 | - | 3469 | - | 0 | 0 | - | 0 | 0 | - | 0 | 0 | -
3470 | 0 | 0 | 0 | 0 | 0 | 0 | 0 | 0 | 0 | 0 | 3470 | 0 | 0 | 0 | 0 | 0 | 0 | 0 | 0 | 0 | 0 | 3470 | - | 0 | 0 | - | 0 | 0 | - | 0 | 0 | - | 3470 | - | 0 | 0 | - | 0 | 0 | - | 0 | 0 | -
3471 | 0 | 0 | 0 | 0 | 0 | 0 | 0 | 0 | 0 | 0 | 3471 | 0 | 0 | 0 | 0 | 0 | 0 | 0 | 0 | 0 | 0 | 3471 | - | 0 | 0 | - | 0 | 0 | - | 0 | 0 | - | 3471 | - | 0 | 0 | - | 0 | 0 | - | 103.5594 | 103.5594 | -
3472 | 0 | 0 | 0 | 0 | 0 | 0 | 0 | 0 | 0 | 0 | 3472 | 0 | 0 | 0 | 0 | 0 | 0 | 0 | 0 | 0 | 0 | 3472 | - | 0 | 0 | - | 0 | 0 | - | 0 | 0 | - | 3472 | - | 0 | 0 | - | 0 | 0 | - | 500 | 500 | -
3473 | 0 | 0 | 0 | 0 | 0 | 0 | 0 | 0 | 0 | 0 | 3473 | 0 | 0 | 0 | 0 | 0 | 0 | 358.6218 | 0 | 89.2614 | 0 | 3473 | - | 0 | 0 | - | 0 | 0 | - | 0 | 0 | - | 3473 | - | 0 | 0 | - | 0 | 0 | - | 500 | 500 | -
3474 | 0 | 0 | 0 | 0 | 0 | 0 | 0 | 0 | 0 | 0 | 3474 | 0 | 0 | 0 | 0 | 0 | 0 | 1500 | 327.1154 | 233.1 | 0 | 3474 | - | 0 | 0 | - | 0 | 0 | - | 0 | 0 | - | 3474 | - | 0 | 0 | - | 410.5058 | 396.4781 | - | 500 | 500 | -
3475 | 0 | 0 | 0 | 0 | 0 | 0 | 0 | 0 | 0 | 0 | 3475 | 0 | 0 | 0 | 0 | 0 | 0 | 215.7757 | 0 | 0 | 0 | 3475 | - | 0 | 0 | - | 0 | 0 | - | 0 | 0 | - | 3475 | - | 23.8736 | 23.8736 | - | 0 | 0 | - | 500 | 500 | -
3476 | 0 | 0 | 0 | 0 | 0 | 0 | 0 | 0 | 0 | 0 | 3476 | 6.7025 | 0 | 0 | 0 | 0 | 0 | 0 | 0 | 0 | 0 | 3476 | - | 0 | 0 | - | 0 | 0 | - | 0 | 0 | - | 3476 | - | 6.7025 | 6.7025 | - | 0 | 0 | - | 0 | 0 | -
3477 | 0 | 0 | 0 | 0 | 0 | 0 | 0 | 0 | 0 | 0 | 3477 | 0 | 0 | 0 | 0 | 0 | 0 | 0 | 0 | 0 | 0 | 3477 | - | 0 | 0 | - | 0 | 0 | - | 0 | 0 | - | 3477 | - | 0 | 0 | - | 0 | 0 | - | 0 | 0 | -
3478 | 0 | 0 | 0 | 0 | 0 | 0 | 0 | 0 | 0 | 0 | 3478 | 0 | 0 | 0 | 0 | 0 | 0 | 0 | 0 | 0 | 0 | 3478 | - | 0 | 0 | - | 0 | 0 | - | 0 | 0 | - | 3478 | - | 0 | 0 | - | 0 | 0 | - | 0 | 0 | -
3479 | 0 | 0 | 0 | 0 | 0 | 0 | 0 | 0 | 0 | 0 | 3479 | 0 | 0 | 0 | 0 | 0 | 0 | 0 | 0 | 0 | 0 | 3479 | - | 0 | 0 | - | 0 | 0 | - | 117.284 | 117.284 | - | 3479 | - | 0 | 0 | - | 0 | 0 | - | 0 | 0 | -
3480 | 0 | 0 | 0 | 0 | 0 | 0 | 0 | 0 | 0 | 0 | 3480 | 0 | 0 | 0 | 0 | 0 | 0 | 0 | 0 | 0 | 0 | 3480 | - | 0 | 0 | - | 0 | 0 | - | 500 | 500 | - | 3480 | - | 0 | 0 | - | 0 | 0 | - | 0 | 0 | -
3481 | 0 | 0 | 0 | 0 | 0 | 0 | 0 | 0 | 0 | 0 | 3481 | 0 | 0 | 0 | 0 | 0 | 0 | 0 | 0 | 0 | 0 | 3481 | - | 0 | 0 | - | 0 | 0 | - | 0 | 0 | - | 3481 | - | 0 | 0 | - | 0 | 0 | - | 0 | 0 | -
3482 | 0 | 0 | 0 | 0 | 0 | 0 | 0 | 0 | 0 | 0 | 3482 | 0 | 0 | 0 | 0 | 0 | 0 | 0 | 0 | 0 | 0 | 3482 | - | 0 | 0 | - | 0 | 0 | - | 0 | 0 | - | 3482 | - | 0 | 0 | - | 0 | 0 | - | 0 | 0 | -
3483 | 0 | 0 | 0 | 0 | 0 | 0 | 0 | 0 | 0 | 0 | 3483 | 0 | 0 | 0 | 0 | 0 | 0 | 0 | 0 | 0 | 0 | 3483 | - | 0 | 0 | - | 0 | 0 | - | 0 | 0 | - | 3483 | - | 0 | 0 | - | 0 | 0 | - | 0 | 0 | -
3484 | 0 | 0 | 0 | 0 | 0 | 0 | 0 | 0 | 0 | 0 | 3484 | 0 | 0 | 0 | 0 | 0 | 0 | 0 | 0 | 0 | 0 | 3484 | - | 0 | 0 | - | 0 | 0 | - | 0 | 0 | - | 3484 | - | 0 | 0 | - | 0 | 0 | - | 0 | 0 | -
3485 | 0 | 0 | 0 | 0 | 0 | 0 | 0 | 0 | 0 | 0 | 3485 | 0 | 0 | 0 | 0 | 0 | 0 | 0 | 0 | 0 | 0 | 3485 | - | 0 | 0 | - | 0 | 0 | - | 0 | 0 | - | 3485 | - | 0 | 0 | - | 0 | 0 | - | 500 | 500 | -
3486 | 0 | 0 | 0 | 0 | 0 | 0 | 0 | 0 | 0 | 0 | 3486 | 0 | 0 | 0 | 0 | 0 | 0 | 0 | 0 | 0 | 0 | 3486 | - | 0 | 0 | - | 0 | 0 | - | 0 | 0 | - | 3486 | - | 0 | 0 | - | 0 | 0 | - | 0 | 0 | -
3487 | 0 | 0 | 0 | 0 | 0 | 0 | 0 | 0 | 0 | 0 | 3487 | 0 | 0 | 0 | 0 | 0 | 0 | 0 | 0 | 0 | 0 | 3487 | - | 157.8449 | 157.8449 | - | 0 | 0 | - | 0 | 500 | - | 3487 | - | 0 | 0 | - | 0 | 0 | - | 0 | 0 | -
3488 | 347.2559 | 0 | 0 | 0 | 0 | 0 | 0 | 0 | 0 | 347.2559 | 3488 | 0 | 0 | 0 | 0 | 0 | 0 | 0 | 0 | 0 | 347.2559 | 3488 | - | 500 | 500 | - | 500 | 500 | - | 500 | 500 | - | 3488 | - | 0 | 0 | - | 0 | 0 | - | 0 | 0 | -
3489 | 0 | 0 | 0 | 0 | 0 | 0 | 940.4677 | 0 | 0 | 0 | 3489 | 0 | 0 | 0 | 0 | 0 | 0 | 0 | 0 | 0 | 0 | 3489 | - | 500 | 500 | - | 500 | 500 | - | 500 | 500 | - | 3489 | - | 0 | 0 | - | 0 | 0 | - | 0 | 0 | -
3490 | 0 | 0 | 0 | 0 | 0 | 0 | 0 | 0 | 0 | 0 | 3490 | 0 | 0 | 0 | 0 | 0 | 0 | 0 | 0 | 0 | 0 | 3490 | - | 500 | 500 | - | 500 | 500 | - | 500 | 500 | - | 3490 | - | 0 | 0 | - | 0 | 0 | - | 0 | 0 | -
3491 | 514.0321 | 14.0321 | 14.0321 | 0 | 0 | 146.1487 | 0 | 0 | 0 | 514.0321 | 3491 | 0 | 0 | 0 | 0 | 0 | 0 | 0 | 0 | 0 | 514.0321 | 3491 | - | 500 | 500 | - | 500 | 0 | - | 500 | 500 | - | 3491 | - | 0 | 0 | - | 0 | 0 | - | 0 | 0 | -
3492 | 645.0298 | 262.0259 | 233.1 | 1201.1552 | 701.1552 | 233.1 | 0 | 0 | 146.1487 | 645.0298 | 3492 | 0 | 0 | 0 | 0 | 0 | 0 | 0 | 0 | 0 | 645.0298 | 3492 | - | 500 | 500 | - | 500 | 0 | - | 500 | 500 | - | 3492 | - | 0 | 0 | - | 0 | 0 | - | 0 | 0 | -
3493 | 712.0861 | 212.0861 | 132.1165 | 0 | 711.186 | 0 | 0 | 0 | 0 | 712.0861 | 3493 | 0 | 0 | 0 | 0 | 0 | 0 | 0 | 0 | 0 | 712.0861 | 3493 | - | 500 | 500 | - | 500 | 500 | - | 0 | 500 | - | 3493 | - | 0 | 0 | - | 0 | 0 | - | 0 | 0 | -
3494 | 222.0637 | 316.1606 | 0 | 1239.3125 | 214.6372 | 0 | 1500 | 0 | 0 | 222.0637 | 3494 | 0 | 0 | 0 | 0 | 0 | 0 | 0 | 0 | 0 | 222.0637 | 3494 | - | 500 | 500 | - | 500 | 500 | - | 500 | 0 | - | 3494 | - | 0 | 0 | - | 0 | 0 | - | 0 | 0 | -
3495 | 0 | 822.6737 | 0 | 0 | 0 | 0 | 0 | 0 | 0 | 0 | 3495 | 0 | 0 | 0 | 0 | 0 | 0 | 0 | 0 | 0 | 0 | 3495 | - | 500 | 500 | - | 500 | 500 | - | 500 | 500 | - | 3495 | - | 0 | 0 | - | 0 | 0 | - | 0 | 0 | -
3496 | 0 | 0 | 0 | 0 | 0 | 0 | 0 | 0 | 0 | 0 | 3496 | 0 | 0 | 0 | 0 | 0 | 0 | 0 | 0 | 0 | 0 | 3496 | - | 500 | 500 | - | 500 | 500 | - | 500 | 0 | - | 3496 | - | 0 | 0 | - | 0 | 0 | - | 0 | 0 | -
3497 | 0 | 0 | 0 | 0 | 0 | 0 | 0 | 0 | 0 | 0 | 3497 | 0 | 0 | 0 | 0 | 0 | 0 | 0 | 0 | 0 | 0 | 3497 | - | 415.8093 | 415.8093 | - | 500 | 500 | - | 500 | 0 | - | 3497 | - | 0 | 0 | - | 0 | 0 | - | 0 | 0 | -
3498 | 0 | 0 | 0 | 0 | 0 | 0 | 0 | 0 | 0 | 0 | 3498 | 0 | 0 | 0 | 0 | 0 | 0 | 0 | 0 | 0 | 0 | 3498 | - | 383.6108 | 383.6108 | - | 0 | 0 | - | 500 | 0 | - | 3498 | - | 0 | 0 | - | 0 | 0 | - | 0 | 0 | -
3499 | 0 | 0 | 0 | 0 | 0 | 0 | 0 | 0 | 0 | 0 | 3499 | 0 | 0 | 0 | 0 | 0 | 0 | 0 | 0 | 0 | 0 | 3499 | - | 265.3606 | 265.3606 | - | 71.3775 | 441.1115 | - | 500 | 0 | - | 3499 | - | 0 | 0 | - | 0 | 0 | - | 0 | 0 | -
3500 | 0 | 0 | 0 | 0 | 0 | 0 | 0 | 0 | 0 | 0 | 3500 | 0 | 0 | 0 | 0 | 0 | 0 | 0 | 0 | 0 | 0 | 3500 | - | 256.4313 | 256.4313 | - | 420.968 | 420.968 | - | 500 | 166.6667 | - | 3500 | - | 0 | 0 | - | 0 | 0 | - | 0 | 0 | -
3501 | 0 | 0 | 0 | 0 | 0 | 0 | 0 | 0 | 233.1 | 0 | 3501 | 0 | 0 | 0 | 0 | 0 | 0 | 0 | 0 | 0 | 0 | 3501 | - | 155.3857 | 155.3857 | - | 500 | 500 | - | 500 | 500 | - | 3501 | - | 0 | 0 | - | 0 | 0 | - | 0 | 0 | -
3502 | 0 | 0 | 0 | 0 | 0 | 0 | 0 | 0 | 0 | 0 | 3502 | 0 | 0 | 0 | 0 | 0 | 0 | 0 | 0 | 0 | 0 | 3502 | - | 62.7003 | 62.7003 | - | 0 | 221.2492 | - | 0 | 500 | - | 3502 | - | 0 | 0 | - | 0 | 0 | - | 0 | 0 | -
3503 | 0 | 0 | 0 | 0 | 0 | 0 | 0 | 0 | 0 | 0 | 3503 | 0 | 0 | 0 | 0 | 0 | 0 | 0 | 0 | 0 | 0 | 3503 | - | 26.9073 | 26.9073 | - | 174.3212 | 174.3212 | - | 0 | 500 | - | 3503 | - | 0 | 0 | - | 0 | 0 | - | 0 | 0 | -
3504 | 0 | 0 | 0 | 0 | 0 | 0 | 0 | 0 | 0 | 0 | 3504 | 0 | 0 | 0 | 0 | 0 | 0 | 0 | 0 | 0 | 0 | 3504 | - | 119.9223 | 119.9223 | - | 0 | 262.2627 | - | 0 | 0 | - | 3504 | - | 0 | 0 | - | 0 | 0 | - | 0 | 0 | -
3505 | 0 | 0 | 0 | 0 | 0 | 0 | 0 | 0 | 0 | 0 | 3505 | 0 | 0 | 0 | 0 | 0 | 0 | 0 | 0 | 0 | 0 | 3505 | - | 322.6941 | 322.6941 | - | 500 | 500 | - | 0 | 0 | - | 3505 | - | 0 | 0 | - | 0 | 0 | - | 0 | 0 | -
3506 | 0 | 0 | 0 | 0 | 0 | 0 | 0 | 626.9784 | 0 | 0 | 3506 | 0 | 0 | 0 | 0 | 0 | 0 | 0 | 0 | 0 | 0 | 3506 | - | 0 | 0 | - | 0 | 146.7542 | - | 0 | 0 | - | 3506 | - | 0 | 0 | - | 0 | 0 | - | 0 | 0 | -
3507 | 0 | 0 | 0 | 0 | 0 | 0 | 0 | 1000 | 0 | 0 | 3507 | 0 | 0 | 0 | 0 | 0 | 0 | 0 | 0 | 0 | 0 | 3507 | - | 0 | 0 | - | 0 | 0 | - | 0 | 500 | - | 3507 | - | 0 | 0 | - | 0 | 0 | - | 0 | 0 | -
3508 | 0 | 0 | 0 | 0 | 0 | 0 | 0 | 0 | 0 | 0 | 3508 | 0 | 0 | 0 | 0 | 0 | 0 | 0 | 0 | 0 | 0 | 3508 | - | 0 | 0 | - | 0 | 0 | - | 166.6667 | 500 | - | 3508 | - | 73.2263 | 73.2263 | - | 0 | 0 | - | 0 | 0 | -
3509 | 0 | 0 | 0 | 0 | 0 | 0 | 0 | 0 | 0 | 0 | 3509 | 0 | 0 | 0 | 0 | 0 | 0 | 0 | 0 | 0 | 0 | 3509 | - | 0 | 0 | - | 0 | 0 | - | 0 | 0 | - | 3509 | - | 297.4465 | 297.4465 | - | 0 | 0 | - | 0 | 0 | -
3510 | 0 | 0 | 0 | 0 | 0 | 0 | 0 | 0 | 0 | 0 | 3510 | 13.6819 | 0 | 0 | 0 | 0 | 0 | 17.3107 | 0 | 0 | 0 | 3510 | - | 0 | 0 | - | 0 | 0 | - | 0 | 0 | - | 3510 | - | 331.9608 | 331.9608 | - | 292.8561 | 292.8561 | - | 17.3107 | 17.3107 | -
3511 | 0 | 0 | 0 | 0 | 0 | 0 | 0 | 0 | 0 | 0 | 3511 | 0 | 0 | 0 | 0 | 0 | 0 | 48.2755 | 0 | 0 | 0 | 3511 | - | 0 | 0 | - | 0 | 0 | - | 0 | 0 | - | 3511 | - | 0 | 0 | - | 0 | 0 | - | 48.2755 | 48.2755 | -
3512 | 0 | 0 | 0 | 0 | 0 | 0 | 0 | 0 | 0 | 0 | 3512 | 0 | 0 | 0 | 0 | 0 | 0 | 0 | 0 | 0 | 0 | 3512 | - | 0 | 0 | - | 0 | 0 | - | 0 | 0 | - | 3512 | - | 0 | 0 | - | 0 | 0 | - | 136.2532 | 136.2532 | -
3513 | 16.0963 | 0 | 0 | 0 | 0 | 0 | 77.1602 | 0 | 0 | 16.0963 | 3513 | 0 | 0 | 0 | 0 | 0 | 0 | 0 | 0 | 0 | 16.0963 | 3513 | - | 500 | 500 | - | 361.5508 | 197.8678 | - | 249.1844 | 249.1844 | - | 3513 | - | 0 | 0 | - | 0 | 0 | - | 0 | 0 | -
3514 | 0 | 0 | 0 | 0 | 0 | 0 | 0 | 0 | 0 | 0 | 3514 | 0 | 0 | 0 | 0 | 0 | 0 | 0 | 0 | 0 | 0 | 3514 | - | 367.449 | 367.449 | - | 0 | 163.683 | - | 0 | 0 | - | 3514 | - | 0 | 0 | - | 0 | 0 | - | 0 | 0 | -
3515 | 0 | 0 | 0 | 0 | 0 | 0 | 0 | 0 | 0 | 0 | 3515 | 0 | 0 | 0 | 0 | 0 | 0 | 0 | 0 | 0 | 0 | 3515 | - | 0 | 0 | - | 0 | 0 | - | 0 | 0 | - | 3515 | - | 0 | 0 | - | 0 | 0 | - | 0 | 0 | -
3516 | 0 | 0 | 0 | 0 | 0 | 0 | 0 | 0 | 0 | 0 | 3516 | 0 | 0 | 0 | 0 | 0 | 0 | 0 | 0 | 0 | 0 | 3516 | - | 0 | 0 | - | 0 | 0 | - | 0 | 0 | - | 3516 | - | 0 | 0 | - | 0 | 0 | - | 0 | 0 | -
3517 | 0 | 0 | 0 | 0 | 0 | 0 | 0 | 0 | 0 | 0 | 3517 | 0 | 0 | 0 | 0 | 0 | 0 | 0 | 0 | 0 | 0 | 3517 | - | 0 | 0 | - | 0 | 0 | - | 0 | 0 | - | 3517 | - | 0 | 0 | - | 0 | 0 | - | 0 | 0 | -
3518 | 0 | 0 | 0 | 0 | 0 | 0 | 0 | 0 | 0 | 0 | 3518 | 0 | 0 | 0 | 0 | 0 | 0 | 0 | 0 | 0 | 0 | 3518 | - | 0 | 0 | - | 0 | 0 | - | 0 | 0 | - | 3518 | - | 0 | 0 | - | 0 | 0 | - | 0 | 0 | -
3519 | 0 | 0 | 0 | 0 | 0 | 0 | 0 | 0 | 0 | 0 | 3519 | 0 | 0 | 0 | 0 | 0 | 0 | 0 | 0 | 0 | 0 | 3519 | - | 0 | 0 | - | 0 | 0 | - | 0 | 0 | - | 3519 | - | 0 | 0 | - | 0 | 0 | - | 0 | 0 | -
3520 | 0 | 0 | 0 | 0 | 0 | 0 | 0 | 0 | 0 | 0 | 3520 | 0 | 0 | 0 | 0 | 0 | 0 | 0 | 0 | 0 | 0 | 3520 | - | 0 | 0 | - | 0 | 0 | - | 0 | 0 | - | 3520 | - | 0 | 0 | - | 0 | 0 | - | 0 | 0 | -
3521 | 0 | 0 | 0 | 0 | 0 | 0 | 0 | 0 | 0 | 0 | 3521 | 0 | 3.9465 | 0 | 0 | 0 | 0 | 0 | 0 | 0 | 0 | 3521 | - | 0 | 0 | - | 0 | 0 | - | 0 | 0 | - | 3521 | - | 0 | 0 | - | 15.5697 | 0 | - | 0 | 0 | -
3522 | 0 | 0 | 0 | 0 | 0 | 0 | 0 | 0 | 0 | 0 | 3522 | 51.0415 | 76.5025 | 0 | 0 | 0 | 0 | 0 | 0 | 0 | 0 | 3522 | - | 0 | 0 | - | 0 | 0 | - | 0 | 0 | - | 3522 | - | 500 | 500 | - | 0 | 129.6834 | - | 0 | 0 | -
3523 | 0 | 0 | 0 | 0 | 0 | 0 | 0 | 0 | 0 | 0 | 3523 | 316.892 | 205.2349 | 55.2349 | 91.7671 | 0 | 0 | 0 | 0 | 0 | 0 | 3523 | - | 0 | 0 | - | 0 | 0 | - | 0 | 0 | - | 3523 | - | 500 | 500 | - | 500 | 500 | - | 500 | 500 | -
3524 | 0 | 0 | 0 | 0 | 0 | 0 | 0 | 0 | 0 | 0 | 3524 | 223.9316 | 213.2974 | 105.9458 | 942.9887 | 671.5377 | 161.1807 | 142.3872 | 380.1536 | 161.1807 | 0 | 3524 | - | 0 | 0 | - | 0 | 0 | - | 0 | 0 | - | 3524 | - | 500 | 500 | - | 500 | 500 | - | 500 | 500 | -
3525 | 0 | 0 | 0 | 0 | 0 | 0 | 0 | 0 | 0 | 0 | 3525 | 445.3336 | 120.6725 | 0 | 2.443 | 19.9281 | 0 | 894.8116 | 311.3122 | 0 | 0 | 3525 | - | 0 | 0 | - | 0 | 0 | - | 0 | 0 | - | 3525 | - | 500 | 500 | - | 500 | 500 | - | 500 | 500 | -
3526 | 0 | 0 | 0 | 0 | 0 | 0 | 0 | 0 | 0 | 0 | 3526 | 0 | 71.812 | 0 | 0 | 0 | 0 | 0 | 0 | 0 | 0 | 3526 | - | 0 | 0 | - | 0 | 0 | - | 0 | 0 | - | 3526 | - | 500 | 500 | - | 500 | 500 | - | 500 | 500 | -
3527 | 0 | 0 | 0 | 0 | 0 | 0 | 0 | 0 | 0 | 0 | 3527 | 0 | 0 | 0 | 0 | 0 | 0 | 0 | 0 | 0 | 0 | 3527 | - | 0 | 0 | - | 0 | 0 | - | 0 | 0 | - | 3527 | - | 200 | 200 | - | 500 | 425.9567 | - | 500 | 500 | -
3528 | 0 | 0 | 0 | 0 | 0 | 0 | 0 | 0 | 0 | 0 | 3528 | 0 | 0 | 0 | 0 | 0 | 0 | 0 | 0 | 0 | 0 | 3528 | - | 0 | 0 | - | 0 | 0 | - | 0 | 0 | - | 3528 | - | 0 | 0 | - | 184.4303 | 144.3599 | - | 200 | 200 | -
3529 | 0 | 0 | 0 | 0 | 0 | 0 | 0 | 0 | 0 | 0 | 3529 | 513.979 | 535.0101 | 87.6166 | 0 | 62.0954 | 0 | 105.2299 | 392.3141 | 0 | 0 | 3529 | - | 0 | 0 | - | 0 | 0 | - | 0 | 0 | - | 3529 | - | 52.6065 | 500 | - | 500 | 500 | - | 500 | 500 | -
3530 | 0 | 0 | 0 | 0 | 0 | 0 | 0 | 0 | 0 | 0 | 3530 | 523.2198 | 23.2198 | 23.2198 | 0 | 352.748 | 0 | 0 | 139.3108 | 0 | 0 | 3530 | - | 0 | 0 | - | 0 | 0 | - | 0 | 0 | - | 3530 | - | 500 | 500 | - | 500 | 500 | - | 500 | 500 | -
3531 | 0 | 0 | 0 | 0 | 0 | 0 | 0 | 0 | 0 | 0 | 3531 | 0 | 8.7172 | 8.7172 | 693.1164 | 276.6224 | 161.1807 | 682.8898 | 159.841 | 161.1807 | 0 | 3531 | - | 0 | 0 | - | 0 | 0 | - | 0 | 0 | - | 3531 | - | 500 | 500 | - | 500 | 500 | - | 500 | 500 | -
3532 | 0 | 0 | 0 | 0 | 0 | 0 | 0 | 0 | 0 | 0 | 3532 | 0 | 124.5188 | 41.6271 | 344.0823 | 0 | 0 | 249.079 | 0 | 0 | 0 | 3532 | - | 0 | 0 | - | 0 | 0 | - | 0 | 0 | - | 3532 | - | 500 | 500 | - | 500 | 500 | - | 500 | 500 | -
3533 | 0 | 0 | 0 | 0 | 0 | 0 | 0 | 0 | 0 | 0 | 3533 | 0 | 0 | 0 | 0 | 0 | 0 | 0 | 0 | 0 | 0 | 3533 | - | 0 | 0 | - | 0 | 0 | - | 0 | 0 | - | 3533 | - | 0 | 0 | - | 248.8165 | 248.8165 | - | 122.7636 | 122.7636 | -
3534 | 0 | 0 | 0 | 0 | 0 | 0 | 0 | 0 | 0 | 0 | 3534 | 0 | 0 | 0 | 0 | 0 | 0 | 0 | 0 | 0 | 0 | 3534 | - | 0 | 0 | - | 160.422 | 160.422 | - | 0 | 0 | - | 3534 | - | 0 | 0 | - | 0 | 0 | - | 0 | 0 | -
3535 | 0 | 0 | 0 | 0 | 0 | 0 | 0 | 0 | 0 | 0 | 3535 | 0 | 0 | 0 | 0 | 0 | 0 | 0 | 0 | 0 | 0 | 3535 | - | 173.2972 | 329.3268 | - | 500 | 500 | - | 209.6748 | 209.6748 | - | 3535 | - | 0 | 0 | - | 0 | 0 | - | 0 | 0 | -
3536 | 809.7247 | 586.652 | 146.1487 | 0 | 0 | 0 | 0 | 0 | 0 | 809.7247 | 3536 | 0 | 0 | 0 | 0 | 0 | 0 | 0 | 0 | 0 | 809.7247 | 3536 | - | 500 | 500 | - | 500 | 500 | - | 261.4253 | 261.4253 | - | 3536 | - | 0 | 0 | - | 0 | 0 | - | 0 | 0 | -
3537 | 249.0443 | 40.3264 | 0 | 112.8172 | 626.9784 | 146.1487 | 357.8949 | 0 | 74.937 | 249.0443 | 3537 | 0 | 0 | 0 | 0 | 0 | 0 | 0 | 0 | 0 | 249.0443 | 3537 | - | 500 | 500 | - | 500 | 500 | - | 500 | 500 | - | 3537 | - | 0 | 0 | - | 0 | 0 | - | 0 | 0 | -
3538 | 0 | 0 | 0 | 803.4 | 0 | 0 | 582.5728 | 237.7907 | 71.2117 | 0 | 3538 | 0 | 0 | 0 | 0 | 0 | 0 | 0 | 0 | 0 | 0 | 3538 | - | 500 | 500 | - | 500 | 500 | - | 500 | 500 | - | 3538 | - | 0 | 0 | - | 0 | 0 | - | 0 | 0 | -
3539 | 0 | 0 | 0 | 0 | 0 | 0 | 0 | 170.2447 | 0 | 0 | 3539 | 0 | 0 | 0 | 0 | 0 | 0 | 0 | 0 | 0 | 0 | 3539 | - | 304.509 | 304.509 | - | 500 | 500 | - | 500 | 500 | - | 3539 | - | 0 | 0 | - | 0 | 0 | - | 0 | 0 | -
3540 | 0 | 0 | 0 | 24.2504 | 0 | 0 | 0 | 0 | 0 | 0 | 3540 | 0 | 0 | 0 | 0 | 0 | 0 | 0 | 0 | 0 | 0 | 3540 | - | 0 | 84.0787 | - | 500 | 500 | - | 500 | 500 | - | 3540 | - | 0 | 0 | - | 0 | 0 | - | 0 | 0 | -
3541 | 1381.6986 | 1000 | 233.1 | 1500 | 1000 | 233.1 | 1500 | 1000 | 233.1 | 1381.6986 | 3541 | 0 | 0 | 0 | 0 | 0 | 0 | 0 | 0 | 0 | 1381.6986 | 3541 | - | 500 | 500 | - | 500 | 500 | - | 500 | 500 | - | 3541 | - | 0 | 0 | - | 0 | 0 | - | 0 | 0 | -
3542 | 0 | 0 | 0 | 0 | 0 | 0 | 0 | 0 | 0 | 0 | 3542 | 0 | 0 | 0 | 0 | 0 | 0 | 0 | 0 | 0 | 0 | 3542 | - | 230.21 | 500 | - | 500 | 500 | - | 500 | 500 | - | 3542 | - | 0 | 0 | - | 0 | 0 | - | 0 | 0 | -
3543 | 0 | 0 | 0 | 0 | 0 | 0 | 0 | 0 | 0 | 0 | 3543 | 0 | 0 | 0 | 0 | 0 | 0 | 0 | 0 | 0 | 0 | 3543 | - | 0 | 0 | - | 500 | 500 | - | 0 | 0 | - | 3543 | - | 0 | 0 | - | 0 | 0 | - | 0 | 0 | -
3544 | 0 | 0 | 0 | 0 | 0 | 0 | 0 | 0 | 0 | 0 | 3544 | 0 | 0 | 0 | 0 | 0 | 0 | 0 | 0 | 0 | 0 | 3544 | - | 0 | 0 | - | 459.6233 | 459.6233 | - | 0 | 0 | - | 3544 | - | 0 | 0 | - | 0 | 0 | - | 0 | 0 | -
3545 | 0 | 0 | 0 | 0 | 0 | 0 | 0 | 0 | 0 | 0 | 3545 | 0 | 164.5608 | 0 | 0 | 0 | 0 | 0 | 0 | 0 | 0 | 3545 | - | 0 | 0 | - | 0 | 0 | - | 0 | 0 | - | 3545 | - | 500 | 500 | - | 112.6597 | 112.6597 | - | 0 | 0 | -
3546 | 0 | 0 | 0 | 0 | 0 | 0 | 0 | 0 | 0 | 0 | 3546 | 477.7368 | 250.9101 | 0.87451 | 690.91 | 435.91 | 152.2457 | 744.7258 | 287.234 | 4.587 | 0 | 3546 | - | 0 | 0 | - | 0 | 0 | - | 0 | 0 | - | 3546 | - | 500 | 500 | - | 500 | 500 | - | 500 | 500 | -
3547 | 0 | 0 | 0 | 0 | 0 | 0 | 0 | 0 | 0 | 0 | 3547 | 499.0623 | 179.7602 | 149.0506 | 650.1157 | 576.9157 | 170.1157 | 495.1355 | 617.0618 | 220.8039 | 0 | 3547 | - | 0 | 0 | - | 0 | 0 | - | 0 | 0 | - | 3547 | - | 500 | 500 | - | 500 | 500 | - | 500 | 500 | -
3548 | 0 | 0 | 0 | 0 | 0 | 0 | 0 | 0 | 0 | 0 | 3548 | 649.0885 | 464.9596 | 149.0885 | 343.2531 | 2.2554 | 0 | 387.7937 | 0 | 96.9704 | 0 | 3548 | - | 0 | 0 | - | 0 | 0 | - | 0 | 0 | - | 3548 | - | 184.1289 | 500 | - | 500 | 500 | - | 500 | 500 | -
3549 | 0 | 0 | 0 | 0 | 0 | 0 | 0 | 0 | 0 | 0 | 3549 | 448.5098 | 23.3478 | 23.3478 | 218.6839 | 191.0083 | 0 | 0 | 292.5343 | 0 | 0 | 3549 | - | 0 | 0 | - | 0 | 0 | - | 0 | 0 | - | 3549 | - | 500 | 500 | - | 500 | 500 | - | 500 | 500 | -
3550 | 0 | 0 | 0 | 0 | 0 | 0 | 0 | 0 | 0 | 0 | 3550 | 0 | 0 | 0 | 160.7445 | 176.8422 | 0 | 373.777 | 0 | 0 | 0 | 3550 | - | 0 | 0 | - | 0 | 0 | - | 0 | 0 | - | 3550 | - | 381.4723 | 381.4723 | - | 500 | 500 | - | 500 | 500 | -
3551 | 0 | 0 | 0 | 0 | 0 | 0 | 0 | 0 | 0 | 0 | 3551 | 0 | 0 | 0 | 0 | 0 | 0 | 0 | 0 | 0 | 0 | 3551 | - | 0 | 0 | - | 0 | 0 | - | 0 | 0 | - | 3551 | - | 425.0385 | 425.0385 | - | 500 | 500 | - | 500 | 500 | -
3552 | 0 | 0 | 0 | 0 | 0 | 0 | 0 | 0 | 0 | 0 | 3552 | 0 | 0 | 0 | 0 | 0 | 0 | 0 | 0 | 0 | 0 | 3552 | - | 0 | 0 | - | 0 | 0 | - | 0 | 0 | - | 3552 | - | 350.2471 | 0 | - | 500 | 500 | - | 255.7922 | 255.7922 | -
3553 | 0 | 0 | 0 | 0 | 0 | 0 | 0 | 0 | 0 | 0 | 3553 | 0 | 299.3932 | 0 | 10.6902 | 0 | 0 | 58.7525 | 0 | 0 | 0 | 3553 | - | 0 | 0 | - | 0 | 0 | - | 0 | 0 | - | 3553 | - | 0 | 0 | - | 500 | 500 | - | 118.8222 | 118.8222 | -
3554 | 0 | 0 | 0 | 0 | 0 | 0 | 0 | 0 | 0 | 0 | 3554 | 0 | 0 | 0 | 0 | 0 | 0 | 14.2131 | 0 | 0 | 0 | 3554 | - | 0 | 0 | - | 0 | 0 | - | 0 | 0 | - | 3554 | - | 0 | 0 | - | 427.0916 | 427.0916 | - | 14.2131 | 14.2131 | -
3555 | 0 | 0 | 0 | 0 | 0 | 0 | 0 | 0 | 0 | 0 | 3555 | 0 | 0 | 0 | 0 | 0 | 0 | 0 | 0 | 0 | 0 | 3555 | - | 0 | 0 | - | 0 | 0 | - | 0 | 0 | - | 3555 | - | 0 | 0 | - | 58.669 | 58.669 | - | 0 | 0 | -
3556 | 0 | 0 | 0 | 0 | 0 | 0 | 0 | 0 | 0 | 0 | 3556 | 0 | 0 | 0 | 0 | 0 | 0 | 0 | 0 | 0 | 0 | 3556 | - | 0 | 0 | - | 0 | 0 | - | 0 | 0 | - | 3556 | - | 0 | 0 | - | 0 | 0 | - | 0 | 0 | -
3557 | 0 | 0 | 0 | 0 | 0 | 0 | 0 | 0 | 0 | 0 | 3557 | 0 | 0 | 0 | 0 | 0 | 0 | 0 | 0 | 0 | 0 | 3557 | - | 0 | 0 | - | 0 | 0 | - | 0 | 0 | - | 3557 | - | 0 | 0 | - | 0 | 0 | - | 0 | 0 | -
3558 | 0 | 0 | 0 | 0 | 0 | 0 | 0 | 0 | 0 | 0 | 3558 | 0 | 0 | 0 | 0 | 0 | 0 | 0 | 0 | 0 | 0 | 3558 | - | 0 | 0 | - | 0 | 0 | - | 0 | 0 | - | 3558 | - | 0 | 0 | - | 0 | 0 | - | 0 | 0 | -
3559 | 0 | 0 | 0 | 0 | 0 | 0 | 0 | 0 | 0 | 0 | 3559 | 0 | 0 | 0 | 0 | 0 | 0 | 0 | 0 | 0 | 0 | 3559 | - | 0 | 0 | - | 0 | 0 | - | 31.9025 | 31.9025 | - | 3559 | - | 0 | 0 | - | 0 | 0 | - | 0 | 0 | -
3560 | 0 | 0 | 0 | 0 | 0 | 0 | 0 | 0 | 0 | 0 | 3560 | 0 | 0 | 0 | 0 | 0 | 0 | 0 | 0 | 0 | 0 | 3560 | - | 500 | 500 | - | 0 | 0 | - | 500 | 500 | - | 3560 | - | 0 | 0 | - | 0 | 0 | - | 0 | 0 | -
3561 | 0 | 0 | 0 | 0 | 0 | 0 | 0 | 0 | 0 | 0 | 3561 | 0 | 0 | 0 | 0 | 0 | 0 | 0 | 0 | 0 | 0 | 3561 | - | 500 | 500 | - | 500 | 500 | - | 500 | 500 | - | 3561 | - | 0 | 0 | - | 0 | 0 | - | 0 | 0 | -
3562 | 1158.6969 | 989.9969 | 233.1 | 1500 | 0 | 0 | 0 | 0 | 0 | 1158.6969 | 3562 | 0 | 0 | 0 | 0 | 0 | 0 | 0 | 0 | 0 | 1158.6969 | 3562 | - | 500 | 500 | - | 500 | 500 | - | 500 | 500 | - | 3562 | - | 0 | 0 | - | 0 | 0 | - | 0 | 0 | -
3563 | 1017.9977 | 636.9815 | 146.1487 | 646.6518 | 0 | 0 | 791.5757 | 291.5757 | 146.1487 | 1017.9977 | 3563 | 0 | 0 | 0 | 0 | 0 | 0 | 0 | 0 | 0 | 1017.9977 | 3563 | - | 500 | 500 | - | 500 | 500 | - | 500 | 500 | - | 3563 | - | 0 | 0 | - | 0 | 0 | - | 0 | 0 | -
3564 | 186.5615 | 0 | 0 | 0 | 1000 | 146.1487 | 625.2671 | 695.5628 | 0 | 186.5615 | 3564 | 0 | 0 | 0 | 0 | 0 | 0 | 0 | 0 | 0 | 186.5615 | 3564 | - | 500 | 500 | - | 500 | 500 | - | 500 | 500 | - | 3564 | - | 0 | 0 | - | 0 | 0 | - | 0 | 0 | -
3565 | 77.2115 | 0 | 0 | 293.8158 | 626.9784 | 0 | 277.2273 | 393.4424 | 0 | 77.2115 | 3565 | 0 | 0 | 0 | 0 | 0 | 0 | 0 | 0 | 0 | 77.2115 | 3565 | - | 500 | 500 | - | 500 | 500 | - | 500 | 500 | - | 3565 | - | 0 | 0 | - | 0 | 0 | - | 0 | 0 | -
3566 | 0 | 0 | 0 | 0 | 0 | 233.1 | 746.3975 | 246.3975 | 233.1 | 0 | 3566 | 0 | 0 | 0 | 0 | 0 | 0 | 0 | 0 | 0 | 0 | 3566 | - | 500 | 500 | - | 500 | 500 | - | 500 | 500 | - | 3566 | - | 0 | 0 | - | 0 | 0 | - | 0 | 0 | -
3567 | 0 | 0 | 0 | 0 | 0 | 0 | 0 | 0 | 0 | 0 | 3567 | 0 | 0 | 0 | 0 | 0 | 0 | 0 | 0 | 0 | 0 | 3567 | - | 500 | 500 | - | 500 | 500 | - | 500 | 500 | - | 3567 | - | 0 | 0 | - | 0 | 0 | - | 0 | 0 | -
3568 | 0 | 0 | 0 | 0 | 0 | 0 | 0 | 0 | 0 | 0 | 3568 | 0 | 0 | 0 | 0 | 0 | 0 | 0 | 0 | 0 | 0 | 3568 | - | 500 | 500 | - | 0 | 0 | - | 0 | 0 | - | 3568 | - | 0 | 0 | - | 0 | 0 | - | 0 | 0 | -
3569 | 0 | 0 | 0 | 0 | 0 | 0 | 0 | 0 | 0 | 0 | 3569 | 0 | 0 | 0 | 0 | 0 | 0 | 0 | 0 | 0 | 0 | 3569 | - | 0 | 0 | - | 0 | 0 | - | 0 | 0 | - | 3569 | - | 0 | 0 | - | 0 | 0 | - | 0 | 0 | -
3570 | 0 | 0 | 0 | 0 | 0 | 0 | 0 | 0 | 0 | 0 | 3570 | 204.6946 | 187.2202 | 0 | 0 | 0 | 0 | 0 | 0 | 0 | 0 | 3570 | - | 0 | 0 | - | 0 | 0 | - | 0 | 0 | - | 3570 | - | 167.0818 | 0 | - | 500 | 83.3658 | - | 500 | 500 | -
3571 | 0 | 0 | 0 | 0 | 0 | 0 | 0 | 0 | 0 | 0 | 3571 | 801.8004 | 301.8004 | 233.1 | 1174.4565 | 1000 | 233.1 | 1134.2347 | 989.5416 | 233.1 | 0 | 3571 | - | 0 | 0 | - | 0 | 0 | - | 0 | 0 | - | 3571 | - | 500 | 500 | - | 83.3658 | 500 | - | 500 | 500 | -
3572 | 0 | 0 | 0 | 0 | 0 | 0 | 0 | 0 | 0 | 0 | 3572 | 721.3558 | 185.149 | 89.2614 | 899.941 | 382.9317 | 89.2614 | 940.1628 | 393.3901 | 89.2614 | 0 | 3572 | - | 0 | 0 | - | 0 | 0 | - | 0 | 0 | - | 3572 | - | 500 | 500 | - | 500 | 500 | - | 500 | 500 | -
3573 | 0 | 0 | 0 | 0 | 0 | 0 | 0 | 0 | 0 | 0 | 3573 | 8.9142 | 155.321 | 0 | 0 | 0 | 0 | 0 | 0 | 0 | 0 | 3573 | - | 0 | 0 | - | 0 | 0 | - | 0 | 0 | - | 3573 | - | 500 | 480.342 | - | 0 | 0 | - | 10.841 | 10.841 | -
3574 | 0 | 0 | 0 | 0 | 0 | 0 | 0 | 0 | 0 | 0 | 3574 | 157.4321 | 383.5418 | 0 | 0 | 0 | 0 | 0 | 0 | 0 | 0 | 3574 | - | 0 | 0 | - | 0 | 0 | - | 0 | 0 | - | 3574 | - | 0 | 47.641 | - | 0 | 0 | - | 0 | 0 | -
3575 | 0 | 0 | 0 | 0 | 0 | 0 | 0 | 0 | 0 | 0 | 3575 | 0 | 0 | 0 | 0 | 0 | 0 | 0 | 0 | 0 | 0 | 3575 | - | 0 | 0 | - | 0 | 0 | - | 0 | 0 | - | 3575 | - | 133.7122 | 283.1122 | - | 0 | 0 | - | 0 | 0 | -
3576 | 0 | 0 | 0 | 0 | 0 | 0 | 0 | 0 | 0 | 0 | 3576 | 0 | 0 | 0 | 0 | 0 | 0 | 0 | 0 | 0 | 0 | 3576 | - | 0 | 0 | - | 0 | 0 | - | 0 | 0 | - | 3576 | - | 377.5499 | 377.5499 | - | 0 | 0 | - | 0 | 0 | -
3577 | 0 | 0 | 0 | 0 | 0 | 0 | 0 | 0 | 0 | 0 | 3577 | 0 | 0 | 0 | 0 | 0 | 0 | 0 | 0 | 0 | 0 | 3577 | - | 0 | 0 | - | 0 | 0 | - | 0 | 0 | - | 3577 | - | 298.3193 | 298.3193 | - | 0 | 0 | - | 0 | 0 | -
3578 | 0 | 0 | 0 | 0 | 0 | 0 | 0 | 0 | 0 | 0 | 3578 | 169.8992 | 169.8992 | 0 | 0 | 0 | 0 | 0 | 0 | 0 | 0 | 3578 | - | 0 | 0 | - | 0 | 0 | - | 0 | 0 | - | 3578 | - | 0 | 0 | - | 0 | 0 | - | 0 | 0 | -
3579 | 0 | 0 | 0 | 0 | 0 | 0 | 0 | 0 | 0 | 0 | 3579 | 10.3012 | 0 | 0 | 0 | 0 | 0 | 0 | 0 | 0 | 0 | 3579 | - | 0 | 0 | - | 0 | 0 | - | 0 | 0 | - | 3579 | - | 10.3012 | 0 | - | 0 | 0 | - | 0 | 0 | -
3580 | 0 | 0 | 0 | 0 | 0 | 0 | 0 | 0 | 0 | 0 | 3580 | 0 | 0 | 0 | 0 | 0 | 0 | 0 | 0 | 0 | 0 | 3580 | - | 0 | 0 | - | 0 | 0 | - | 0 | 0 | - | 3580 | - | 0 | 0 | - | 0 | 0 | - | 0 | 0 | -
3581 | 0 | 0 | 0 | 0 | 0 | 0 | 0 | 0 | 0 | 0 | 3581 | 0 | 0 | 0 | 0 | 0 | 0 | 0 | 0 | 0 | 0 | 3581 | - | 0 | 0 | - | 0 | 0 | - | 0 | 0 | - | 3581 | - | 0 | 0 | - | 0 | 0 | - | 0 | 0 | -
3582 | 0 | 0 | 0 | 0 | 0 | 0 | 0 | 0 | 0 | 0 | 3582 | 0 | 0 | 0 | 0 | 0 | 0 | 0 | 0 | 0 | 0 | 3582 | - | 236.993 | 236.993 | - | 0 | 0 | - | 0 | 0 | - | 3582 | - | 0 | 0 | - | 0 | 0 | - | 0 | 0 | -
3583 | 0 | 0 | 0 | 0 | 0 | 0 | 0 | 0 | 0 | 0 | 3583 | 0 | 0 | 0 | 0 | 0 | 0 | 0 | 0 | 0 | 0 | 3583 | - | 500 | 500 | - | 500 | 500 | - | 500 | 500 | - | 3583 | - | 0 | 0 | - | 0 | 0 | - | 0 | 0 | -
3584 | 0 | 0 | 0 | 0 | 0 | 0 | 802.7179 | 0 | 0 | 0 | 3584 | 0 | 0 | 0 | 0 | 0 | 0 | 0 | 0 | 0 | 0 | 3584 | - | 500 | 500 | - | 500 | 500 | - | 500 | 500 | - | 3584 | - | 0 | 0 | - | 0 | 0 | - | 0 | 0 | -
3585 | 0 | 0 | 0 | 656.54 | 0 | 0 | 0 | 0 | 0 | 0 | 3585 | 0 | 0 | 0 | 0 | 0 | 0 | 0 | 0 | 0 | 0 | 3585 | - | 500 | 500 | - | 500 | 500 | - | 500 | 500 | - | 3585 | - | 0 | 0 | - | 0 | 0 | - | 0 | 0 | -
3586 | 43.7794 | 247.0299 | 233.1 | 0 | 0 | 0 | 0 | 0 | 0 | 43.7794 | 3586 | 0 | 0 | 0 | 0 | 0 | 0 | 0 | 0 | 0 | 43.7794 | 3586 | - | 500 | 500 | - | 500 | 500 | - | 500 | 500 | - | 3586 | - | 0 | 0 | - | 0 | 0 | - | 0 | 0 | -
3587 | 1030.2788 | 825.8404 | 146.1487 | 283.9276 | 1000 | 233.1 | 67.3012 | 0 | 146.1487 | 1030.2788 | 3587 | 0 | 0 | 0 | 0 | 0 | 0 | 0 | 0 | 0 | 1030.2788 | 3587 | - | 500 | 500 | - | 500 | 500 | - | 500 | 500 | - | 3587 | - | 0 | 0 | - | 0 | 0 | - | 0 | 0 | -
3588 | 1048.4082 | 554.1082 | 0 | 1500 | 626.9784 | 146.1487 | 70.4486 | 1000 | 0 | 1048.4082 | 3588 | 0 | 0 | 0 | 0 | 0 | 0 | 0 | 0 | 0 | 1048.4082 | 3588 | - | 500 | 500 | - | 500 | 500 | - | 500 | 500 | - | 3588 | - | 0 | 0 | - | 0 | 0 | - | 0 | 0 | -
3589 | 261.8021 | 0 | 0 | 0 | 0 | 0 | 1500 | 626.9784 | 233.1 | 261.8021 | 3589 | 0 | 0 | 0 | 0 | 0 | 0 | 0 | 0 | 0 | 261.8021 | 3589 | - | 500 | 500 | - | 500 | 500 | - | 500 | 500 | - | 3589 | - | 0 | 0 | - | 0 | 0 | - | 0 | 0 | -
3590 | 56.1992 | 0 | 0 | 0 | 0 | 0 | 0 | 0 | 0 | 56.1992 | 3590 | 0 | 0 | 0 | 0 | 0 | 0 | 0 | 0 | 0 | 56.1992 | 3590 | - | 500 | 500 | - | 500 | 500 | - | 500 | 500 | - | 3590 | - | 0 | 0 | - | 0 | 0 | - | 0 | 0 | -
3591 | 0 | 0 | 0 | 0 | 0 | 0 | 0 | 0 | 0 | 0 | 3591 | 0 | 0 | 0 | 0 | 0 | 0 | 0 | 0 | 0 | 0 | 3591 | - | 500 | 500 | - | 500 | 500 | - | 500 | 500 | - | 3591 | - | 0 | 0 | - | 0 | 0 | - | 0 | 0 | -
3592 | 0 | 0 | 0 | 0 | 0 | 0 | 0 | 0 | 0 | 0 | 3592 | 0 | 0 | 0 | 0 | 0 | 0 | 0 | 0 | 0 | 0 | 3592 | - | 500 | 500 | - | 4.1553 | 4.1553 | - | 0 | 0 | - | 3592 | - | 0 | 0 | - | 0 | 0 | - | 0 | 0 | -
3593 | 0 | 0 | 0 | 0 | 0 | 0 | 0 | 0 | 0 | 0 | 3593 | 0 | 0 | 0 | 0 | 0 | 0 | 0 | 0 | 0 | 0 | 3593 | - | 0 | 0 | - | 0 | 0 | - | 0 | 0 | - | 3593 | - | 0 | 0 | - | 0 | 0 | - | 0 | 0 | -
3594 | 0 | 0 | 0 | 0 | 0 | 0 | 0 | 0 | 0 | 0 | 3594 | 0 | 0 | 0 | 0 | 0 | 0 | 0 | 0 | 0 | 0 | 3594 | - | 0 | 0 | - | 0 | 0 | - | 0 | 0 | - | 3594 | - | 0 | 0 | - | 0 | 0 | - | 0 | 0 | -
3595 | 0 | 0 | 0 | 0 | 0 | 0 | 0 | 0 | 0 | 0 | 3595 | 225.9213 | 191.1229 | 0 | 0 | 0 | 29.8976 | 155.5475 | 0 | 0 | 0 | 3595 | - | 0 | 0 | - | 0 | 0 | - | 0 | 0 | - | 3595 | - | 500 | 500 | - | 0 | 0 | - | 334.4498 | 380.5475 | -
3596 | 0 | 0 | 0 | 0 | 0 | 0 | 0 | 0 | 0 | 0 | 3596 | 626.681 | 126.681 | 126.681 | 0 | 0 | 0 | 0 | 0 | 0 | 0 | 3596 | - | 0 | 0 | - | 0 | 0 | - | 0 | 0 | - | 3596 | - | 500 | 500 | - | 0 | 0 | - | 215.7423 | 0 | -
3597 | 0 | 0 | 0 | 0 | 0 | 0 | 0 | 0 | 0 | 0 | 3597 | 604.9939 | 104.9939 | 93.1797 | 28.9806 | 0 | 0 | 0 | 0 | 0 | 0 | 3597 | - | 0 | 0 | - | 0 | 0 | - | 0 | 0 | - | 3597 | - | 500 | 500 | - | 0 | 0 | - | 480.7687 | 172.2148 | -
3598 | 0 | 0 | 0 | 0 | 0 | 0 | 0 | 0 | 0 | 0 | 3598 | 0 | 103.1631 | 0 | 0 | 0 | 0 | 25.6023 | 114.8174 | 0 | 0 | 3598 | - | 0 | 0 | - | 0 | 0 | - | 0 | 0 | - | 3598 | - | 500 | 500 | - | 0 | 182.0139 | - | 500 | 500 | -
3599 | 0 | 0 | 0 | 0 | 0 | 0 | 0 | 0 | 0 | 0 | 3599 | 0 | 0 | 0 | 199.7186 | 149.7186 | 0 | 142.2222 | 0 | 0 | 0 | 3599 | - | 0 | 0 | - | 0 | 0 | - | 0 | 0 | - | 3599 | - | 101.4861 | 0 | - | 500 | 424.7186 | - | 147.3963 | 0 | -
3600 | 0 | 0 | 0 | 0 | 0 | 0 | 0 | 0 | 0 | 0 | 3600 | 0 | 0 | 0 | 379.9938 | 104.9938 | 0 | 0 | 0 | 0 | 0 | 3600 | - | 0 | 0 | - | 0 | 0 | - | 0 | 0 | - | 3600 | - | 0 | 0 | - | 500 | 500 | - | 500 | 430.676 | -
3601 | 0 | 0 | 0 | 0 | 0 | 0 | 0 | 0 | 0 | 0 | 3601 | 0 | 0 | 0 | 7.7628 | 170.2302 | 0 | 140.0746 | 129.0915 | 0 | 0 | 3601 | - | 0 | 0 | - | 0 | 0 | - | 0 | 0 | - | 3601 | - | 0 | 0 | - | 500 | 500 | - | 500 | 500 | -
3602 | 0 | 0 | 0 | 0 | 0 | 0 | 0 | 0 | 0 | 0 | 3602 | 0 | 43.5322 | 0 | 372.6434 | 405.4562 | 0 | 761.1176 | 120.4561 | 0 | 0 | 3602 | - | 0 | 0 | - | 0 | 0 | - | 0 | 0 | - | 3602 | - | 500 | 0 | - | 500 | 500 | - | 500 | 500 | -
3603 | 0 | 0 | 0 | 0 | 0 | 0 | 0 | 0 | 0 | 0 | 3603 | 0 | 176.0236 | 0 | 647.7654 | 0 | 233.1 | 596.473 | 591.6487 | 233.1 | 0 | 3603 | - | 0 | 0 | - | 0 | 0 | - | 0 | 0 | - | 3603 | - | 365.2213 | 500 | - | 500 | 500 | - | 500 | 409.4707 | -
3604 | 0 | 0 | 0 | 0 | 0 | 0 | 0 | 0 | 0 | 0 | 3604 | 616.8013 | 116.8013 | 102.5006 | 437.5328 | 552.5328 | 59.3637 | 253.3604 | 426.918 | 89.2614 | 0 | 3604 | - | 0 | 0 | - | 0 | 0 | - | 0 | 0 | - | 3604 | - | 500 | 500 | - | 335 | 500 | - | 276.4424 | 332.7244 | -
3605 | 0 | 0 | 0 | 0 | 0 | 0 | 0 | 0 | 0 | 0 | 3605 | 0 | 520.6137 | 0 | 0 | 0 | 0 | 0 | 0 | 0 | 0 | 3605 | - | 0 | 0 | - | 0 | 0 | - | 0 | 0 | - | 3605 | - | 0 | 466.7074 | - | 0 | 0 | - | 0 | 0 | -
3606 | 0 | 0 | 0 | 0 | 0 | 0 | 0 | 0 | 0 | 0 | 3606 | 0 | 0 | 0 | 0 | 0 | 0 | 0 | 0 | 0 | 0 | 3606 | - | 209.8742 | 209.8742 | - | 0 | 0 | - | 0 | 0 | - | 3606 | - | 0 | 0 | - | 0 | 0 | - | 0 | 0 | -
3607 | 0 | 0 | 0 | 0 | 0 | 0 | 0 | 0 | 0 | 0 | 3607 | 0 | 0 | 0 | 0 | 0 | 0 | 0 | 0 | 0 | 0 | 3607 | - | 500 | 500 | - | 0 | 22.631 | - | 0 | 0 | - | 3607 | - | 0 | 0 | - | 0 | 0 | - | 0 | 0 | -
3608 | 0 | 0 | 0 | 0 | 0 | 0 | 0 | 0 | 0 | 0 | 3608 | 0 | 0 | 0 | 0 | 0 | 0 | 0 | 0 | 0 | 0 | 3608 | - | 500 | 500 | - | 500 | 500 | - | 500 | 500 | - | 3608 | - | 0 | 0 | - | 0 | 0 | - | 0 | 0 | -
3609 | 0 | 0 | 0 | 1240.334 | 154.8955 | 0 | 0 | 626.9784 | 0 | 0 | 3609 | 0 | 0 | 0 | 0 | 0 | 0 | 0 | 0 | 0 | 0 | 3609 | - | 500 | 500 | - | 500 | 500 | - | 500 | 500 | - | 3609 | - | 0 | 0 | - | 0 | 0 | - | 0 | 0 | -
3610 | 0 | 381.9919 | 0 | 480.2317 | 507.5369 | 97.2904 | 0 | 1000 | 0 | 0 | 3610 | 0 | 0 | 0 | 0 | 0 | 0 | 0 | 0 | 0 | 0 | 3610 | - | 500 | 500 | - | 500 | 500 | - | 500 | 500 | - | 3610 | - | 0 | 0 | - | 0 | 0 | - | 0 | 0 | -
3611 | 1219.3634 | 719.3634 | 233.1 | 453.987 | 525.0125 | 85.9279 | 0 | 0 | 146.1487 | 1219.3634 | 3611 | 0 | 0 | 0 | 0 | 0 | 0 | 0 | 0 | 0 | 1219.3634 | 3611 | - | 500 | 500 | - | 500 | 500 | - | 500 | 500 | - | 3611 | - | 0 | 0 | - | 0 | 0 | - | 0 | 0 | -
3612 | 593.4123 | 200.1071 | 93.4123 | 0 | 0 | 0 | 1500 | 0 | 0 | 593.4123 | 3612 | 0 | 0 | 0 | 0 | 0 | 0 | 0 | 0 | 0 | 593.4123 | 3612 | - | 500 | 500 | - | 500 | 500 | - | 500 | 500 | - | 3612 | - | 0 | 0 | - | 0 | 0 | - | 0 | 0 | -
3613 | 627.6919 | 325.516 | 52.7363 | 265.915 | 439.5335 | 196.0304 | 940.4677 | 0 | 0 | 627.6919 | 3613 | 0 | 0 | 0 | 0 | 0 | 0 | 0 | 0 | 0 | 627.6919 | 3613 | - | 500 | 500 | - | 500 | 500 | - | 500 | 500 | - | 3613 | - | 0 | 0 | - | 0 | 0 | - | 0 | 0 | -
3614 | 0 | 0 | 0 | 0 | 0 | 0 | 0 | 0 | 233.1 | 0 | 3614 | 0 | 0 | 0 | 0 | 0 | 0 | 0 | 0 | 0 | 0 | 3614 | - | 500 | 500 | - | 500 | 500 | - | 500 | 500 | - | 3614 | - | 0 | 0 | - | 0 | 0 | - | 0 | 0 | -
3615 | 0 | 0 | 0 | 0 | 0 | 0 | 0 | 0 | 0 | 0 | 3615 | 0 | 0 | 0 | 0 | 0 | 0 | 0 | 0 | 0 | 0 | 3615 | - | 70.0114 | 70.0114 | - | 0 | 0 | - | 479.6761 | 479.6761 | - | 3615 | - | 0 | 0 | - | 0 | 0 | - | 0 | 0 | -
3616 | 0 | 0 | 0 | 0 | 0 | 0 | 0 | 0 | 0 | 0 | 3616 | 0 | 0 | 0 | 0 | 0 | 0 | 0 | 0 | 0 | 0 | 3616 | - | 0 | 0 | - | 0 | 0 | - | 0 | 0 | - | 3616 | - | 440.2598 | 107.4652 | - | 0 | 0 | - | 0 | 0 | -
3617 | 0 | 0 | 0 | 0 | 0 | 0 | 0 | 0 | 0 | 0 | 3617 | 0 | 18.1946 | 0 | 0 | 0 | 0 | 0 | 0 | 0 | 0 | 3617 | - | 0 | 0 | - | 0 | 0 | - | 0 | 0 | - | 3617 | - | 500 | 500 | - | 0 | 0 | - | 0 | 0 | -
3618 | 0 | 0 | 0 | 0 | 0 | 0 | 0 | 0 | 0 | 0 | 3618 | 150.4527 | 87.5768 | 0 | 0 | 0 | 0 | 0 | 0 | 0 | 0 | 3618 | - | 0 | 0 | - | 0 | 0 | - | 0 | 0 | - | 3618 | - | 500 | 500 | - | 500 | 500 | - | 500 | 478.9223 | -
3619 | 0 | 0 | 0 | 0 | 0 | 0 | 0 | 0 | 0 | 0 | 3619 | 525.1965 | 183.3353 | 66.4543 | 436.8451 | 96.0602 | 29.9625 | 0 | 0 | 0 | 0 | 3619 | - | 0 | 0 | - | 0 | 0 | - | 0 | 0 | - | 3619 | - | 500 | 500 | - | 500 | 500 | - | 500 | 500 | -
3620 | 0 | 0 | 0 | 0 | 0 | 0 | 0 | 0 | 0 | 0 | 3620 | 420.0476 | 170.6435 | 0 | 655.7645 | 192.5368 | 155.7645 | 354.447 | 111.1903 | 0 | 0 | 3620 | - | 0 | 0 | - | 0 | 0 | - | 0 | 0 | - | 3620 | - | 500 | 500 | - | 500 | 500 | - | 500 | 500 | -
3621 | 0 | 0 | 0 | 0 | 0 | 0 | 0 | 0 | 0 | 0 | 3621 | 596.1319 | 645.4929 | 145.4929 | 981.7879 | 494.661 | 136.6344 | 866.8684 | 646.3981 | 182.4775 | 0 | 3621 | - | 0 | 0 | - | 0 | 0 | - | 0 | 0 | - | 3621 | - | 0 | 500 | - | 500 | 500 | - | 500 | 500 | -
3622 | 0 | 0 | 0 | 0 | 0 | 0 | 0 | 0 | 0 | 0 | 3622 | 382.5688 | 110.4141 | 110.4141 | 0 | 599.6737 | 0 | 853.0821 | 544.9934 | 139.8839 | 0 | 3622 | - | 0 | 0 | - | 0 | 0 | - | 0 | 0 | - | 3622 | - | 500 | 500 | - | 500 | 500 | - | 500 | 500 | -
3623 | 0 | 0 | 0 | 0 | 0 | 0 | 0 | 0 | 0 | 0 | 3623 | 0 | 0 | 0 | 0 | 0 | 0 | 0 | 80.3499 | 0 | 0 | 3623 | - | 0 | 0 | - | 0 | 0 | - | 0 | 0 | - | 3623 | - | 397.799 | 397.799 | - | 500 | 500 | - | 500 | 500 | -
3624 | 0 | 0 | 0 | 0 | 0 | 0 | 0 | 0 | 0 | 0 | 3624 | 0 | 0 | 0 | 0 | 0 | 0 | 0 | 0 | 0 | 0 | 3624 | - | 0 | 0 | - | 0 | 0 | - | 0 | 0 | - | 3624 | - | 357.8883 | 357.8883 | - | 500 | 500 | - | 500 | 500 | -
3625 | 0 | 0 | 0 | 0 | 0 | 0 | 0 | 0 | 0 | 0 | 3625 | 0 | 0 | 0 | 0 | 0 | 0 | 0 | 0 | 0 | 0 | 3625 | - | 0 | 0 | - | 0 | 0 | - | 0 | 0 | - | 3625 | - | 311.3808 | 272.6744 | - | 500 | 386.8353 | - | 500 | 487.5007 | -
3626 | 0 | 0 | 0 | 0 | 0 | 0 | 0 | 0 | 0 | 0 | 3626 | 0 | 87.1304 | 0 | 0 | 0 | 0 | 0 | 0 | 0 | 0 | 3626 | - | 0 | 0 | - | 0 | 0 | - | 0 | 0 | - | 3626 | - | 128.499 | 0 | - | 500 | 500 | - | 14.0122 | 0 | -
3627 | 0 | 0 | 0 | 0 | 0 | 0 | 0 | 0 | 0 | 0 | 3627 | 0 | 0 | 0 | 0 | 0 | 0 | 0 | 0 | 0 | 0 | 3627 | - | 0 | 0 | - | 0 | 0 | - | 0 | 0 | - | 3627 | - | 280.2213 | 280.2213 | - | 0 | 23.9313 | - | 0 | 0 | -
3628 | 0 | 0 | 0 | 0 | 0 | 0 | 0 | 0 | 0 | 0 | 3628 | 0 | 0 | 0 | 0 | 0 | 0 | 0 | 0 | 0 | 0 | 3628 | - | 0 | 0 | - | 0 | 0 | - | 0 | 0 | - | 3628 | - | 483.9519 | 483.9519 | - | 0 | 0 | - | 0 | 0 | -
3629 | 0 | 0 | 0 | 0 | 0 | 0 | 0 | 0 | 0 | 0 | 3629 | 0 | 80.144 | 0 | 0 | 0 | 0 | 0 | 0 | 0 | 0 | 3629 | - | 0 | 0 | - | 0 | 0 | - | 0 | 0 | - | 3629 | - | 500 | 500 | - | 0 | 0 | - | 0 | 0 | -
3630 | 0 | 0 | 0 | 0 | 0 | 0 | 0 | 0 | 0 | 0 | 3630 | 0 | 0 | 0 | 0 | 0 | 0 | 0 | 0 | 0 | 0 | 3630 | - | 0 | 0 | - | 0 | 0 | - | 0 | 0 | - | 3630 | - | 0 | 0 | - | 0 | 0 | - | 0 | 0 | -
3631 | 0 | 0 | 0 | 0 | 0 | 0 | 0 | 0 | 0 | 0 | 3631 | 0 | 0 | 0 | 0 | 0 | 0 | 0 | 0 | 0 | 0 | 3631 | - | 500 | 500 | - | 0 | 0 | - | 0 | 0 | - | 3631 | - | 0 | 0 | - | 0 | 0 | - | 0 | 0 | -
3632 | 0 | 0 | 0 | 0 | 0 | 0 | 0 | 0 | 0 | 0 | 3632 | 0 | 0 | 0 | 0 | 0 | 0 | 0 | 0 | 0 | 0 | 3632 | - | 500 | 500 | - | 0 | 33.7916 | - | 0 | 0 | - | 3632 | - | 0 | 0 | - | 0 | 0 | - | 0 | 0 | -
3633 | 0 | 0 | 0 | 0 | 0 | 0 | 0 | 0 | 0 | 0 | 3633 | 0 | 0 | 0 | 0 | 0 | 0 | 0 | 0 | 0 | 0 | 3633 | - | 500 | 500 | - | 41.4605 | 41.4605 | - | 500 | 500 | - | 3633 | - | 0 | 0 | - | 0 | 0 | - | 0 | 0 | -
3634 | 89.3267 | 232.7843 | 0 | 605.2222 | 194.4291 | 150.2222 | 1134.8053 | 1000 | 146.1487 | 89.3267 | 3634 | 0 | 0 | 0 | 0 | 0 | 0 | 0 | 0 | 0 | 89.3267 | 3634 | - | 500 | 500 | - | 500 | 500 | - | 500 | 500 | - | 3634 | - | 0 | 0 | - | 0 | 0 | - | 0 | 0 | -
3635 | 1401.1832 | 921.1832 | 233.1 | 506.0803 | 184.8641 | 72.1729 | 1285.6147 | 626.9784 | 233.1 | 1401.1832 | 3635 | 0 | 0 | 0 | 0 | 0 | 0 | 0 | 0 | 0 | 1401.1832 | 3635 | - | 500 | 500 | - | 500 | 500 | - | 500 | 500 | - | 3635 | - | 0 | 0 | - | 0 | 0 | - | 0 | 0 | -
3636 | 949.9577 | 473.0109 | 146.1487 | 102.5619 | 0 | 0 | 20.0476 | 0 | 0 | 949.9577 | 3636 | 0 | 0 | 0 | 0 | 0 | 0 | 0 | 0 | 0 | 949.9577 | 3636 | - | 500 | 500 | - | 500 | 500 | - | 500 | 500 | - | 3636 | - | 0 | 0 | - | 0 | 0 | - | 0 | 0 | -
3637 | 0 | 0 | 0 | 0 | 0 | 0 | 0 | 0 | 0 | 0 | 3637 | 0 | 0 | 0 | 0 | 0 | 0 | 0 | 0 | 0 | 0 | 3637 | - | 500 | 500 | - | 0 | 0 | - | 500 | 500 | - | 3637 | - | 0 | 0 | - | 0 | 0 | - | 0 | 0 | -
3638 | 0 | 0 | 0 | 0 | 0 | 0 | 0 | 0 | 0 | 0 | 3638 | 0 | 0 | 0 | 0 | 0 | 0 | 0 | 0 | 0 | 0 | 3638 | - | 500 | 500 | - | 0 | 0 | - | 0 | 0 | - | 3638 | - | 0 | 0 | - | 0 | 0 | - | 0 | 0 | -
3639 | 0 | 0 | 0 | 0 | 0 | 0 | 0 | 0 | 0 | 0 | 3639 | 0 | 0 | 0 | 0 | 0 | 0 | 0 | 0 | 0 | 0 | 3639 | - | 27.8208 | 27.8208 | - | 0 | 0 | - | 0 | 0 | - | 3639 | - | 0 | 0 | - | 0 | 0 | - | 0 | 0 | -
3640 | 0 | 0 | 0 | 0 | 0 | 0 | 0 | 0 | 0 | 0 | 3640 | 0 | 0 | 0 | 0 | 0 | 0 | 0 | 0 | 0 | 0 | 3640 | - | 0 | 0 | - | 0 | 0 | - | 0 | 0 | - | 3640 | - | 0 | 0 | - | 0 | 0 | - | 0 | 0 | -
3641 | 0 | 0 | 0 | 0 | 0 | 0 | 0 | 0 | 0 | 0 | 3641 | 0 | 0 | 0 | 0 | 0 | 0 | 0 | 0 | 0 | 0 | 3641 | - | 0 | 0 | - | 0 | 0 | - | 0 | 0 | - | 3641 | - | 500 | 500 | - | 0 | 0 | - | 0 | 0 | -
3642 | 0 | 0 | 0 | 0 | 0 | 0 | 0 | 0 | 0 | 0 | 3642 | 605.0586 | 719.8544 | 219.8544 | 287.1386 | 176.8185 | 189.0358 | 0 | 0 | 0 | 0 | 3642 | - | 0 | 0 | - | 0 | 0 | - | 0 | 0 | - | 3642 | - | 0 | 500 | - | 0 | 0 | - | 0 | 0 | -
3643 | 0 | 0 | 0 | 0 | 0 | 0 | 0 | 0 | 0 | 0 | 3643 | 750.6591 | 250.6591 | 102.5069 | 0 | 0 | 0 | 1500 | 1000 | 233.1 | 0 | 3643 | - | 0 | 0 | - | 0 | 0 | - | 0 | 0 | - | 3643 | - | 500 | 500 | - | 0 | 0 | - | 0 | 0 | -
3644 | 0 | 0 | 0 | 0 | 0 | 0 | 0 | 0 | 0 | 0 | 3644 | 680.0766 | 0 | 0 | 744.6461 | 0 | 0 | 574.3975 | 382.9317 | 89.2614 | 0 | 3644 | - | 0 | 0 | - | 0 | 0 | - | 0 | 0 | - | 3644 | - | 500 | 155.0658 | - | 0 | 0 | - | 0 | 0 | -
3645 | 0 | 0 | 0 | 0 | 0 | 0 | 0 | 0 | 0 | 0 | 3645 | 38.6032 | 0 | 0 | 0 | 0 | 0 | 0 | 0 | 0 | 0 | 3645 | - | 0 | 0 | - | 0 | 0 | - | 0 | 0 | - | 3645 | - | 500 | 500 | - | 0 | 0 | - | 0 | 0 | -
3646 | 0 | 0 | 0 | 0 | 0 | 0 | 0 | 0 | 0 | 0 | 3646 | 0 | 0 | 0 | 0 | 0 | 0 | 0 | 0 | 0 | 0 | 3646 | - | 0 | 0 | - | 0 | 0 | - | 0 | 0 | - | 3646 | - | 294.3059 | 0 | - | 0 | 0 | - | 0 | 0 | -
3647 | 0 | 0 | 0 | 0 | 0 | 0 | 0 | 0 | 0 | 0 | 3647 | 0 | 0 | 0 | 0 | 0 | 0 | 0 | 0 | 0 | 0 | 3647 | - | 0 | 0 | - | 0 | 0 | - | 0 | 0 | - | 3647 | - | 0 | 121.6935 | - | 0 | 0 | - | 0 | 0 | -
3648 | 0 | 0 | 0 | 0 | 0 | 0 | 0 | 0 | 0 | 0 | 3648 | 0 | 40.8442 | 0 | 0 | 0 | 0 | 0 | 0 | 0 | 0 | 3648 | - | 0 | 0 | - | 0 | 0 | - | 0 | 0 | - | 3648 | - | 0 | 0 | - | 0 | 0 | - | 0 | 0 | -
3649 | 0 | 0 | 0 | 0 | 0 | 0 | 0 | 0 | 0 | 0 | 3649 | 0 | 0 | 0 | 0 | 0 | 0 | 0 | 0 | 0 | 0 | 3649 | - | 0 | 0 | - | 0 | 0 | - | 0 | 0 | - | 3649 | - | 0 | 0 | - | 0 | 0 | - | 0 | 0 | -
3650 | 0 | 0 | 0 | 0 | 0 | 0 | 0 | 0 | 0 | 0 | 3650 | 0 | 0 | 0 | 0 | 0 | 0 | 0 | 0 | 0 | 0 | 3650 | - | 0 | 0 | - | 0 | 0 | - | 0 | 0 | - | 3650 | - | 74.046 | 0 | - | 0 | 0 | - | 0 | 0 | -
3651 | 0 | 0 | 0 | 0 | 0 | 0 | 0 | 0 | 0 | 0 | 3651 | 0 | 0 | 0 | 0 | 0 | 0 | 0 | 0 | 0 | 0 | 3651 | - | 0 | 0 | - | 0 | 0 | - | 0 | 0 | - | 3651 | - | 500 | 401.357 | - | 0 | 0 | - | 0 | 0 | -
3652 | 0 | 0 | 0 | 0 | 0 | 0 | 0 | 0 | 0 | 0 | 3652 | 0 | 371.5739 | 0 | 0 | 0 | 0 | 0 | 0 | 0 | 0 | 3652 | - | 0 | 0 | - | 0 | 0 | - | 0 | 0 | - | 3652 | - | 394.1829 | 500 | - | 0 | 0 | - | 0 | 0 | -
3653 | 0 | 0 | 0 | 0 | 0 | 0 | 0 | 0 | 0 | 0 | 3653 | 0 | 0 | 0 | 0 | 0 | 0 | 0 | 0 | 0 | 0 | 3653 | - | 0 | 0 | - | 0 | 0 | - | 0 | 0 | - | 3653 | - | 0 | 84.4186 | - | 0 | 0 | - | 0 | 0 | -
3654 | 0 | 0 | 0 | 0 | 0 | 0 | 0 | 0 | 0 | 0 | 3654 | 0 | 0 | 0 | 0 | 0 | 0 | 0 | 0 | 0 | 0 | 3654 | - | 0 | 97.4276 | - | 0 | 0 | - | 0 | 0 | - | 3654 | - | 0 | 0 | - | 0 | 0 | - | 0 | 0 | -
3655 | 0 | 0 | 0 | 0 | 0 | 0 | 0 | 0 | 0 | 0 | 3655 | 0 | 0 | 0 | 0 | 0 | 0 | 0 | 0 | 0 | 0 | 3655 | - | 500 | 500 | - | 0 | 0 | - | 0 | 0 | - | 3655 | - | 0 | 0 | - | 0 | 0 | - | 0 | 0 | -
3656 | 0 | 0 | 0 | 0 | 0 | 0 | 0 | 0 | 0 | 0 | 3656 | 0 | 0 | 0 | 0 | 0 | 0 | 0 | 0 | 0 | 0 | 3656 | - | 500 | 500 | - | 0 | 500 | - | 0 | 0 | - | 3656 | - | 0 | 0 | - | 0 | 0 | - | 0 | 0 | -
3657 | 0 | 0 | 0 | 0 | 0 | 0 | 0 | 0 | 0 | 0 | 3657 | 0 | 0 | 0 | 0 | 0 | 0 | 0 | 0 | 0 | 0 | 3657 | - | 500 | 500 | - | 500 | 500 | - | 500 | 500 | - | 3657 | - | 0 | 0 | - | 0 | 0 | - | 0 | 0 | -
3658 | 532.6145 | 908.1507 | 146.1487 | 759.5653 | 454.8047 | 146.1487 | 140.9865 | 626.9784 | 0 | 532.6145 | 3658 | 0 | 0 | 0 | 0 | 0 | 0 | 0 | 0 | 0 | 532.6145 | 3658 | - | 500 | 500 | - | 500 | 500 | - | 500 | 500 | - | 3658 | - | 0 | 0 | - | 0 | 0 | - | 0 | 0 | -
3659 | 529.0929 | 718.8278 | 233.1 | 1120.2374 | 795.2374 | 233.1 | 1500 | 1000 | 146.1487 | 529.0929 | 3659 | 0 | 0 | 0 | 0 | 0 | 0 | 0 | 0 | 0 | 529.0929 | 3659 | - | 500 | 500 | - | 500 | 500 | - | 500 | 500 | - | 3659 | - | 0 | 0 | - | 0 | 0 | - | 0 | 0 | -
3660 | 1378.7602 | 0 | 0 | 560.6649 | 205.6649 | 0 | 799.4812 | 0 | 233.1 | 1378.7602 | 3660 | 0 | 0 | 0 | 0 | 0 | 0 | 0 | 0 | 0 | 1378.7602 | 3660 | - | 500 | 500 | - | 500 | 500 | - | 500 | 500 | - | 3660 | - | 0 | 0 | - | 0 | 0 | - | 0 | 0 | -
3661 | 0 | 0 | 0 | 0 | 0 | 0 | 0 | 0 | 0 | 0 | 3661 | 0 | 0 | 0 | 0 | 0 | 0 | 0 | 0 | 0 | 0 | 3661 | - | 500 | 500 | - | 30.5648 | 500 | - | 0 | 0 | - | 3661 | - | 0 | 0 | - | 0 | 0 | - | 0 | 0 | -
3662 | 0 | 0 | 0 | 0 | 0 | 0 | 0 | 0 | 0 | 0 | 3662 | 0 | 0 | 0 | 0 | 0 | 0 | 0 | 0 | 0 | 0 | 3662 | - | 500 | 500 | - | 0 | 0 | - | 0 | 0 | - | 3662 | - | 0 | 0 | - | 0 | 0 | - | 0 | 0 | -
3663 | 0 | 0 | 0 | 0 | 0 | 0 | 0 | 0 | 0 | 0 | 3663 | 0 | 0 | 0 | 0 | 0 | 0 | 0 | 0 | 0 | 0 | 3663 | - | 500 | 500 | - | 0 | 0 | - | 0 | 0 | - | 3663 | - | 0 | 0 | - | 0 | 0 | - | 0 | 0 | -
3664 | 0 | 0 | 0 | 0 | 0 | 0 | 0 | 0 | 0 | 0 | 3664 | 0 | 0 | 0 | 0 | 0 | 0 | 0 | 0 | 0 | 0 | 3664 | - | 500 | 500 | - | 0 | 0 | - | 0 | 0 | - | 3664 | - | 0 | 0 | - | 0 | 0 | - | 0 | 0 | -
3665 | 0 | 0 | 0 | 0 | 0 | 0 | 0 | 0 | 0 | 0 | 3665 | 0 | 188.7085 | 0 | 577.799 | 415.4829 | 0 | 0 | 0 | 0 | 0 | 3665 | - | 0 | 0 | - | 0 | 0 | - | 0 | 0 | - | 3665 | - | 500 | 500 | - | 0 | 500 | - | 0 | 0 | -
3666 | 0 | 0 | 0 | 0 | 0 | 0 | 0 | 0 | 0 | 0 | 3666 | 787.917 | 287.917 | 137.917 | 739.4777 | 416.1373 | 233.1 | 243.5785 | 476.7638 | 0 | 0 | 3666 | - | 0 | 0 | - | 0 | 0 | - | 0 | 0 | - | 3666 | - | 500 | 500 | - | 323.3404 | 491.0593 | - | 0 | 305.8936 | -
3667 | 0 | 0 | 0 | 0 | 0 | 0 | 0 | 0 | 0 | 0 | 3667 | 694.5256 | 231.7254 | 81.7254 | 387.4075 | 387.4075 | 89.2614 | 801.1134 | 801.1134 | 233.1 | 0 | 3667 | - | 0 | 0 | - | 0 | 0 | - | 0 | 0 | - | 3667 | - | 500 | 500 | - | 0 | 385.7269 | - | 0 | 500 | -
3668 | 0 | 0 | 0 | 0 | 0 | 0 | 0 | 0 | 0 | 0 | 3668 | 503.4915 | 153.4915 | 102.719 | 369.7133 | 163.904 | 0 | 605.0544 | 105.0544 | 89.2614 | 0 | 3668 | - | 0 | 0 | - | 0 | 0 | - | 0 | 0 | - | 3668 | - | 500 | 500 | - | 500 | 500 | - | 500 | 500 | -
3669 | 0 | 0 | 0 | 0 | 0 | 0 | 0 | 0 | 0 | 0 | 3669 | 88.4635 | 125.6801 | 0 | 0 | 0 | 0 | 424.6512 | 0 | 0 | 0 | 3669 | - | 0 | 0 | - | 0 | 0 | - | 0 | 0 | - | 3669 | - | 411.4105 | 500 | - | 0 | 0 | - | 424.7259 | 398.729 | -
3670 | 0 | 0 | 0 | 0 | 0 | 0 | 0 | 0 | 0 | 0 | 3670 | 0 | 278.4242 | 0 | 0 | 0 | 0 | 0 | 0 | 0 | 0 | 3670 | - | 0 | 0 | - | 0 | 0 | - | 0 | 0 | - | 3670 | - | 0 | 278.4242 | - | 0 | 0 | - | 0 | 0 | -
3671 | 0 | 0 | 0 | 0 | 0 | 0 | 0 | 0 | 0 | 0 | 3671 | 0 | 0 | 0 | 0 | 0 | 0 | 0 | 0 | 0 | 0 | 3671 | - | 0 | 0 | - | 0 | 0 | - | 0 | 0 | - | 3671 | - | 0 | 0 | - | 0 | 0 | - | 0 | 0 | -
3672 | 0 | 0 | 0 | 0 | 0 | 0 | 0 | 0 | 0 | 0 | 3672 | 0 | 0 | 0 | 0 | 0 | 0 | 0 | 0 | 0 | 0 | 3672 | - | 0 | 0 | - | 0 | 0 | - | 0 | 0 | - | 3672 | - | 0 | 0 | - | 0 | 0 | - | 0 | 0 | -
3673 | 124.6883 | 0 | 0 | 0 | 0 | 0 | 0 | 0 | 0 | 124.6883 | 3673 | 0 | 0 | 0 | 0 | 0 | 0 | 0 | 0 | 0 | 124.6883 | 3673 | - | 0 | 0 | - | 0 | 0 | - | 0 | 0 | - | 3673 | - | 0 | 0 | - | 0 | 0 | - | 0 | 0 | -
3674 | 0 | 0 | 0 | 0 | 0 | 0 | 0 | 0 | 0 | 0 | 3674 | 0 | 0 | 0 | 0 | 0 | 0 | 0 | 0 | 0 | 0 | 3674 | - | 0 | 0 | - | 0 | 0 | - | 0 | 0 | - | 3674 | - | 0 | 0 | - | 0 | 0 | - | 0 | 0 | -
3675 | 0 | 0 | 0 | 0 | 0 | 0 | 0 | 0 | 0 | 0 | 3675 | 0 | 0 | 0 | 0 | 0 | 0 | 0 | 0 | 0 | 0 | 3675 | - | 0 | 0 | - | 0 | 0 | - | 0 | 0 | - | 3675 | - | 0 | 0 | - | 0 | 0 | - | 0 | 0 | -
3676 | 0 | 0 | 0 | 0 | 0 | 0 | 0 | 0 | 0 | 0 | 3676 | 105.985 | 116.985 | 0 | 0 | 0 | 0 | 0 | 0 | 0 | 0 | 3676 | - | 0 | 0 | - | 0 | 0 | - | 0 | 0 | - | 3676 | - | 0 | 116.985 | - | 0 | 0 | - | 0 | 0 | -
3677 | 0 | 0 | 0 | 0 | 0 | 0 | 0 | 0 | 0 | 0 | 3677 | 0 | 0 | 0 | 0 | 0 | 0 | 0 | 0 | 0 | 0 | 3677 | - | 0 | 0 | - | 0 | 0 | - | 0 | 0 | - | 3677 | - | 0 | 0 | - | 0 | 0 | - | 0 | 0 | -
3678 | 0 | 0 | 0 | 0 | 0 | 0 | 0 | 0 | 0 | 0 | 3678 | 0 | 0 | 0 | 0 | 0 | 0 | 0 | 0 | 0 | 0 | 3678 | - | 0 | 143.8183 | - | 0 | 0 | - | 0 | 0 | - | 3678 | - | 0 | 0 | - | 0 | 0 | - | 0 | 0 | -
3679 | 0 | 0 | 0 | 0 | 0 | 0 | 0 | 0 | 0 | 0 | 3679 | 0 | 0 | 0 | 0 | 0 | 0 | 0 | 0 | 0 | 0 | 3679 | - | 493.8006 | 500 | - | 0 | 0 | - | 0 | 0 | - | 3679 | - | 0 | 0 | - | 0 | 0 | - | 0 | 0 | -
3680 | 0 | 0 | 0 | 0 | 0 | 0 | 0 | 0 | 0 | 0 | 3680 | 0 | 0 | 0 | 0 | 0 | 0 | 0 | 0 | 0 | 0 | 3680 | - | 500 | 500 | - | 500 | 500 | - | 0 | 3.8783 | - | 3680 | - | 0 | 0 | - | 0 | 0 | - | 0 | 0 | -
3681 | 0 | 0 | 0 | 0 | 0 | 0 | 169.1164 | 0 | 0 | 0 | 3681 | 0 | 0 | 0 | 0 | 0 | 0 | 0 | 0 | 0 | 0 | 3681 | - | 500 | 500 | - | 500 | 500 | - | 500 | 500 | - | 3681 | - | 0 | 0 | - | 0 | 0 | - | 0 | 0 | -
3682 | 911.8192 | 231.8442 | 90.5148 | 987.6445 | 709.5675 | 146.1487 | 745.5818 | 250.1374 | 146.1487 | 911.8192 | 3682 | 0 | 0 | 0 | 0 | 0 | 0 | 0 | 0 | 0 | 911.8192 | 3682 | - | 500 | 500 | - | 500 | 500 | - | 500 | 500 | - | 3682 | - | 0 | 0 | - | 0 | 0 | - | 0 | 0 | -
3683 | 953.0146 | 453.0146 | 233.1 | 1452.8231 | 573.2751 | 233.1 | 1016.1873 | 712.2629 | 233.1 | 953.0146 | 3683 | 0 | 0 | 0 | 0 | 0 | 0 | 0 | 0 | 0 | 953.0146 | 3683 | - | 500 | 500 | - | 500 | 500 | - | 500 | 500 | - | 3683 | - | 0 | 0 | - | 0 | 0 | - | 0 | 0 | -
3684 | 575.6339 | 942.1197 | 55.6339 | 0 | 344.1358 | 0 | 509.5821 | 664.5782 | 0 | 575.6339 | 3684 | 0 | 0 | 0 | 0 | 0 | 0 | 0 | 0 | 0 | 575.6339 | 3684 | - | 500 | 500 | - | 500 | 500 | - | 500 | 500 | - | 3684 | - | 0 | 0 | - | 0 | 0 | - | 0 | 0 | -
3685 | 0 | 0 | 0 | 0 | 0 | 0 | 0 | 0 | 0 | 0 | 3685 | 0 | 0 | 0 | 0 | 0 | 0 | 0 | 0 | 0 | 0 | 3685 | - | 500 | 500 | - | 500 | 500 | - | 500 | 500 | - | 3685 | - | 0 | 0 | - | 0 | 0 | - | 0 | 0 | -
3686 | 0 | 0 | 0 | 0 | 0 | 0 | 0 | 0 | 0 | 0 | 3686 | 0 | 0 | 0 | 0 | 0 | 0 | 0 | 0 | 0 | 0 | 3686 | - | 500 | 500 | - | 0 | 500 | - | 0 | 0 | - | 3686 | - | 0 | 0 | - | 0 | 0 | - | 0 | 0 | -
3687 | 0 | 0 | 0 | 0 | 0 | 0 | 0 | 0 | 0 | 0 | 3687 | 0 | 0 | 0 | 0 | 0 | 0 | 0 | 0 | 0 | 0 | 3687 | - | 500 | 500 | - | 0 | 0 | - | 0 | 0 | - | 3687 | - | 0 | 0 | - | 0 | 0 | - | 0 | 0 | -
3688 | 0 | 0 | 0 | 0 | 0 | 0 | 0 | 0 | 0 | 0 | 3688 | 0 | 0 | 0 | 0 | 0 | 0 | 0 | 0 | 0 | 0 | 3688 | - | 149.9161 | 500 | - | 0 | 0 | - | 0 | 0 | - | 3688 | - | 0 | 0 | - | 0 | 0 | - | 0 | 0 | -
3689 | 0 | 0 | 0 | 0 | 0 | 0 | 0 | 0 | 0 | 0 | 3689 | 0 | 0 | 0 | 0 | 0 | 0 | 0 | 0 | 0 | 0 | 3689 | - | 0 | 0 | - | 0 | 0 | - | 0 | 0 | - | 3689 | - | 0 | 0 | - | 0 | 0 | - | 0 | 0 | -
3690 | 0 | 0 | 0 | 0 | 0 | 0 | 0 | 0 | 0 | 0 | 3690 | 0 | 92.8645 | 23.3818 | 0 | 0 | 0 | 0 | 0 | 0 | 0 | 3690 | - | 0 | 0 | - | 0 | 0 | - | 0 | 0 | - | 3690 | - | 500 | 500 | - | 500 | 500 | - | 500 | 500 | -
3691 | 0 | 0 | 0 | 0 | 0 | 0 | 0 | 0 | 0 | 0 | 3691 | 527.0445 | 277.6446 | 127.6446 | 0 | 117.4184 | 0 | 280.2533 | 454.0594 | 139.4159 | 0 | 3691 | - | 0 | 0 | - | 0 | 0 | - | 0 | 0 | - | 3691 | - | 500 | 500 | - | 213.3934 | 449.4542 | - | 500 | 500 | -
3692 | 0 | 0 | 0 | 0 | 0 | 0 | 0 | 0 | 0 | 0 | 3692 | 510.1543 | 320.9567 | 10.1543 | 903.7257 | 446.7257 | 161.1807 | 591.672 | 237.4065 | 182.9455 | 0 | 3692 | - | 0 | 0 | - | 0 | 0 | - | 0 | 0 | - | 3692 | - | 189.1976 | 500 | - | 500 | 500 | - | 500 | 500 | -
3693 | 0 | 0 | 0 | 0 | 0 | 0 | 0 | 0 | 0 | 0 | 3693 | 0 | 0 | 0 | 133.4731 | 127.3218 | 0 | 165.2734 | 0 | 0 | 0 | 3693 | - | 0 | 0 | - | 0 | 0 | - | 0 | 0 | - | 3693 | - | 351.6878 | 351.6878 | - | 500 | 500 | - | 500 | 500 | -
3694 | 0 | 0 | 0 | 0 | 0 | 0 | 0 | 0 | 83.3285 | 0 | 3694 | 0 | 0 | 0 | 0 | 0 | 0 | 0 | 0 | 0 | 0 | 3694 | - | 0 | 0 | - | 0 | 0 | - | 0 | 0 | - | 3694 | - | 487.0536 | 339.5324 | - | 269.6891 | 269.6891 | - | 500 | 377.7785 | -
3695 | 0 | 0 | 0 | 0 | 0 | 0 | 0 | 0 | 106.2959 | 0 | 3695 | 0 | 0 | 0 | 0 | 0 | 0 | 0 | 0 | 0 | 0 | 3695 | - | 0 | 0 | - | 0 | 0 | - | 0 | 0 | - | 3695 | - | 426.5662 | 276.5662 | - | 216.9174 | 191.5193 | - | 0 | 0 | -
3696 | 0 | 0 | 0 | 0 | 0 | 0 | 0 | 0 | 0 | 0 | 3696 | 0 | 0 | 0 | 0 | 0 | 0 | 0 | 0 | 0 | 0 | 3696 | - | 0 | 0 | - | 0 | 0 | - | 0 | 0 | - | 3696 | - | 245.4948 | 232.2136 | - | 500 | 289.3374 | - | 200 | 322.2215 | -
3697 | 0 | 0 | 0 | 0 | 0 | 0 | 0 | 0 | 0 | 0 | 3697 | 0 | 0 | 0 | 0 | 72.4319 | 0 | 121.1789 | 0 | 18.6753 | 0 | 3697 | - | 0 | 0 | - | 0 | 0 | - | 0 | 0 | - | 3697 | - | 0 | 0 | - | 500 | 0 | - | 350 | 0 | -
3698 | 0 | 0 | 0 | 0 | 0 | 0 | 0 | 0 | 0 | 0 | 3698 | 0 | 67.3993 | 0 | 509.533 | 619.0339 | 161.1807 | 87.4964 | 0 | 142.5054 | 0 | 3698 | - | 0 | 0 | - | 0 | 0 | - | 0 | 0 | - | 3698 | - | 0 | 0 | - | 0 | 407.5478 | - | 500 | 500 | -
3699 | 0 | 0 | 0 | 0 | 0 | 0 | 0 | 0 | 0 | 0 | 3699 | 0 | 346.2196 | 0 | 527.6658 | 0 | 0 | 676.9697 | 93.3121 | 0 | 0 | 3699 | - | 0 | 0 | - | 0 | 0 | - | 0 | 0 | - | 3699 | - | 0 | 0 | - | 350 | 500 | - | 500 | 465.5756 | -
3700 | 0 | 0 | 0 | 0 | 0 | 0 | 0 | 0 | 0 | 0 | 3700 | 464.5043 | 205.1525 | 41.6547 | 0 | 0 | 0 | 151.5537 | 598.1537 | 0 | 0 | 3700 | - | 0 | 0 | - | 0 | 0 | - | 0 | 0 | - | 3700 | - | 336.5021 | 500 | - | 500 | 442.4522 | - | 0 | 433.6514 | -
3701 | 0 | 0 | 0 | 0 | 0 | 0 | 0 | 0 | 0 | 0 | 3701 | 572.6944 | 72.6944 | 119.526 | 0 | 0 | 0 | 0 | 0 | 0 | 0 | 3701 | - | 0 | 0 | - | 0 | 0 | - | 0 | 0 | - | 3701 | - | 500 | 336.5021 | - | 0 | 0 | - | 0 | 0 | -
3702 | 0 | 0 | 0 | 0 | 0 | 0 | 0 | 0 | 0 | 0 | 3702 | 0 | 0 | 0 | 0 | 0 | 0 | 0 | 0 | 0 | 0 | 3702 | - | 0 | 0 | - | 500 | 500 | - | 0 | 60.7741 | - | 3702 | - | 0 | 0 | - | 0 | 0 | - | 0 | 0 | -
3703 | 0 | 0 | 0 | 0 | 0 | 0 | 0 | 0 | 0 | 0 | 3703 | 0 | 0 | 0 | 0 | 0 | 0 | 0 | 0 | 0 | 0 | 3703 | - | 500 | 500 | - | 500 | 500 | - | 500 | 500 | - | 3703 | - | 0 | 0 | - | 0 | 0 | - | 0 | 0 | -
3704 | 0 | 0 | 0 | 0 | 0 | 0 | 0 | 0 | 0 | 0 | 3704 | 0 | 0 | 0 | 0 | 0 | 0 | 0 | 0 | 0 | 0 | 3704 | - | 500 | 500 | - | 500 | 500 | - | 500 | 500 | - | 3704 | - | 0 | 0 | - | 0 | 0 | - | 0 | 0 | -
3705 | 302.5251 | 0 | 0 | 940.4677 | 626.9784 | 0 | 0 | 0 | 0 | 302.5251 | 3705 | 0 | 0 | 0 | 0 | 0 | 0 | 0 | 0 | 0 | 302.5251 | 3705 | - | 500 | 500 | - | 500 | 500 | - | 500 | 500 | - | 3705 | - | 0 | 0 | - | 0 | 0 | - | 0 | 0 | -
3706 | 1112.9908 | 612.9908 | 152.0944 | 1500 | 1000 | 233.1 | 675.0086 | 504.1284 | 146.1487 | 1112.9908 | 3706 | 0 | 0 | 0 | 0 | 0 | 0 | 0 | 0 | 0 | 1112.9908 | 3706 | - | 500 | 500 | - | 500 | 500 | - | 500 | 500 | - | 3706 | - | 0 | 0 | - | 0 | 0 | - | 0 | 0 | -
3707 | 727.1543 | 516.345 | 227.1543 | 0 | 0 | 146.1487 | 319.1358 | 122.85 | 0 | 727.1543 | 3707 | 0 | 0 | 0 | 0 | 0 | 0 | 0 | 0 | 0 | 727.1543 | 3707 | - | 500 | 500 | - | 500 | 500 | - | 500 | 500 | - | 3707 | - | 0 | 0 | - | 0 | 0 | - | 0 | 0 | -
3708 | 297.7976 | 497.6427 | 0 | 0 | 0 | 0 | 1399.1498 | 1000 | 233.1 | 297.7976 | 3708 | 0 | 0 | 0 | 0 | 0 | 0 | 0 | 0 | 0 | 297.7976 | 3708 | - | 500 | 500 | - | 500 | 500 | - | 500 | 500 | - | 3708 | - | 0 | 0 | - | 0 | 0 | - | 0 | 0 | -
3709 | 0 | 0 | 0 | 0 | 0 | 0 | 47.1735 | 0 | 0 | 0 | 3709 | 0 | 0 | 0 | 0 | 0 | 0 | 0 | 0 | 0 | 0 | 3709 | - | 500 | 500 | - | 500 | 500 | - | 500 | 500 | - | 3709 | - | 0 | 0 | - | 0 | 0 | - | 0 | 0 | -
3710 | 0 | 0 | 0 | 0 | 0 | 0 | 0 | 0 | 0 | 0 | 3710 | 0 | 0 | 0 | 0 | 0 | 0 | 0 | 0 | 0 | 0 | 3710 | - | 500 | 500 | - | 500 | 500 | - | 500 | 500 | - | 3710 | - | 0 | 0 | - | 0 | 0 | - | 0 | 0 | -
3711 | 0 | 0 | 0 | 0 | 0 | 0 | 0 | 0 | 0 | 0 | 3711 | 0 | 0 | 0 | 0 | 0 | 0 | 0 | 0 | 0 | 0 | 3711 | - | 366.052 | 366.052 | - | 500 | 500 | - | 500 | 500 | - | 3711 | - | 0 | 0 | - | 0 | 0 | - | 0 | 0 | -
3712 | 0 | 0 | 0 | 0 | 0 | 0 | 0 | 0 | 0 | 0 | 3712 | 0 | 0 | 0 | 0 | 0 | 0 | 0 | 0 | 0 | 0 | 3712 | - | 0 | 0 | - | 0 | 0 | - | 500 | 500 | - | 3712 | - | 0 | 0 | - | 58.6657 | 0 | - | 0 | 0 | -
3713 | 0 | 0 | 0 | 0 | 0 | 0 | 0 | 0 | 0 | 0 | 3713 | 0 | 77.333 | 0 | 0 | 0 | 0 | 0 | 0 | 0 | 0 | 3713 | - | 0 | 0 | - | 0 | 0 | - | 0 | 0 | - | 3713 | - | 500 | 500 | - | 500 | 500 | - | 400 | 400 | -
3714 | 0 | 0 | 0 | 0 | 0 | 0 | 0 | 0 | 0 | 0 | 3714 | 65.1645 | 292.7878 | 0 | 555.5568 | 360.0614 | 148.0794 | 0 | 0 | 0 | 0 | 3714 | - | 0 | 0 | - | 0 | 0 | - | 0 | 0 | - | 3714 | - | 500 | 500 | - | 500 | 500 | - | 500 | 500 | -
3715 | 0 | 0 | 0 | 0 | 0 | 0 | 0 | 0 | 0 | 0 | 3715 | 787.0132 | 287.0132 | 137.0132 | 734.0445 | 379.7017 | 174.282 | 0 | 0 | 0 | 0 | 3715 | - | 0 | 0 | - | 0 | 0 | - | 0 | 0 | - | 3715 | - | 500 | 500 | - | 500 | 500 | - | 500 | 500 | -
3716 | 0 | 0 | 0 | 0 | 0 | 0 | 0 | 0 | 0 | 0 | 3716 | 760.7172 | 260.7172 | 185.3482 | 440.2375 | 643.1686 | 0 | 1343.8976 | 843.8976 | 233.1 | 0 | 3716 | - | 0 | 0 | - | 0 | 0 | - | 0 | 0 | - | 3716 | - | 500 | 500 | - | 500 | 500 | - | 500 | 500 | -
3717 | 0 | 0 | 0 | 0 | 0 | 0 | 0 | 0 | 0 | 0 | 3717 | 461.5026 | 207.4148 | 0 | 344.5587 | 0 | 0 | 730.4999 | 539.0341 | 89.2614 | 0 | 3717 | - | 0 | 0 | - | 0 | 0 | - | 0 | 0 | - | 3717 | - | 500 | 500 | - | 500 | 500 | - | 500 | 500 | -
3718 | 0 | 0 | 0 | 0 | 0 | 0 | 0 | 0 | 0 | 0 | 3718 | 0 | 156.8556 | 0 | 0 | 0 | 0 | 0 | 0 | 0 | 0 | 3718 | - | 0 | 0 | - | 0 | 0 | - | 0 | 0 | - | 3718 | - | 500 | 500 | - | 500 | 500 | - | 500 | 500 | -
3719 | 0 | 0 | 0 | 0 | 0 | 0 | 0 | 0 | 0 | 0 | 3719 | 0 | 100.8101 | 0 | 0 | 0 | 0 | 0 | 0 | 0 | 0 | 3719 | - | 0 | 0 | - | 0 | 0 | - | 0 | 0 | - | 3719 | - | 500 | 500 | - | 500 | 500 | - | 500 | 500 | -
3720 | 0 | 0 | 0 | 0 | 0 | 0 | 0 | 0 | 0 | 0 | 3720 | 0 | 0 | 0 | 0 | 0 | 0 | 0 | 0 | 0 | 0 | 3720 | - | 0 | 0 | - | 0 | 0 | - | 0 | 0 | - | 3720 | - | 496.6904 | 496.6904 | - | 500 | 500 | - | 500 | 500 | -
3721 | 0 | 0 | 0 | 0 | 0 | 0 | 0 | 0 | 0 | 0 | 3721 | 0 | 0 | 0 | 0 | 0 | 0 | 0 | 0 | 0 | 0 | 3721 | - | 0 | 0 | - | 0 | 0 | - | 0 | 0 | - | 3721 | - | 469.517 | 469.517 | - | 500 | 500 | - | 500 | 500 | -
3722 | 0 | 0 | 0 | 0 | 0 | 0 | 0 | 0 | 0 | 0 | 3722 | 0 | 0 | 0 | 0 | 0 | 0 | 0 | 0 | 0 | 0 | 3722 | - | 0 | 0 | - | 0 | 0 | - | 0 | 0 | - | 3722 | - | 442.0999 | 442.0999 | - | 500 | 500 | - | 500 | 500 | -
3723 | 0 | 0 | 0 | 0 | 0 | 0 | 0 | 0 | 0 | 0 | 3723 | 0 | 0 | 0 | 0 | 0 | 0 | 0 | 0 | 0 | 0 | 3723 | - | 0 | 0 | - | 0 | 0 | - | 0 | 0 | - | 3723 | - | 423.5559 | 423.5559 | - | 341.3343 | 400 | - | 500 | 500 | -
3724 | 0 | 0 | 0 | 0 | 0 | 0 | 0 | 0 | 0 | 0 | 3724 | 0 | 0 | 0 | 0 | 0 | 0 | 0 | 0 | 0 | 0 | 3724 | - | 0 | 0 | - | 0 | 0 | - | 0 | 0 | - | 3724 | - | 68.1368 | 68.1368 | - | 0 | 0 | - | 0 | 0 | -
3725 | 0 | 0 | 0 | 0 | 0 | 0 | 0 | 0 | 0 | 0 | 3725 | 0 | 0 | 0 | 0 | 0 | 0 | 0 | 0 | 0 | 0 | 3725 | - | 0 | 0 | - | 0 | 0 | - | 0 | 0 | - | 3725 | - | 0 | 0 | - | 0 | 0 | - | 0 | 0 | -
3726 | 0 | 0 | 0 | 0 | 0 | 0 | 0 | 0 | 0 | 0 | 3726 | 0 | 0 | 0 | 0 | 0 | 0 | 0 | 0 | 0 | 0 | 3726 | - | 84.0099 | 84.0099 | - | 500 | 500 | - | 0 | 0 | - | 3726 | - | 0 | 0 | - | 0 | 0 | - | 0 | 0 | -
3727 | 0 | 0 | 0 | 0 | 0 | 0 | 0 | 0 | 0 | 0 | 3727 | 0 | 0 | 0 | 0 | 0 | 0 | 0 | 0 | 0 | 0 | 3727 | - | 500 | 500 | - | 500 | 500 | - | 0 | 0 | - | 3727 | - | 0 | 0 | - | 0 | 0 | - | 0 | 0 | -
3728 | 0 | 0 | 0 | 0 | 0 | 0 | 0 | 0 | 0 | 0 | 3728 | 0 | 0 | 0 | 0 | 0 | 0 | 0 | 0 | 0 | 0 | 3728 | - | 500 | 500 | - | 500 | 500 | - | 500 | 500 | - | 3728 | - | 0 | 0 | - | 0 | 0 | - | 0 | 0 | -
3729 | 448.9185 | 0 | 0 | 0 | 0 | 0 | 0 | 0 | 0 | 448.9185 | 3729 | 0 | 0 | 0 | 0 | 0 | 0 | 0 | 0 | 0 | 448.9185 | 3729 | - | 500 | 500 | - | 500 | 500 | - | 500 | 500 | - | 3729 | - | 0 | 0 | - | 0 | 0 | - | 0 | 0 | -
3730 | 491.5491 | 0 | 0 | 473.5495 | 273.5495 | 0 | 616.2602 | 234.6666 | 0 | 491.5491 | 3730 | 0 | 0 | 0 | 0 | 0 | 0 | 0 | 0 | 0 | 491.5491 | 3730 | - | 500 | 500 | - | 500 | 500 | - | 500 | 500 | - | 3730 | - | 0 | 0 | - | 0 | 0 | - | 0 | 0 | -
3731 | 0 | 626.9784 | 146.1487 | 763.4696 | 578.2642 | 146.1487 | 435.9777 | 630.2163 | 146.1487 | 0 | 3731 | 0 | 0 | 0 | 0 | 0 | 0 | 0 | 0 | 0 | 0 | 3731 | - | 500 | 500 | - | 500 | 500 | - | 500 | 500 | - | 3731 | - | 0 | 0 | - | 0 | 0 | - | 0 | 0 | -
3732 | 1500 | 1000 | 233.1 | 1025.1647 | 775.1647 | 233.1 | 1388.2297 | 762.0955 | 233.1 | 1500 | 3732 | 0 | 0 | 0 | 0 | 0 | 0 | 0 | 0 | 0 | 1500 | 3732 | - | 500 | 500 | - | 500 | 500 | - | 500 | 500 | - | 3732 | - | 0 | 0 | - | 0 | 0 | - | 0 | 0 | -
3733 | 0 | 0 | 0 | 178.2838 | 0 | 0 | 0 | 0 | 0 | 0 | 3733 | 0 | 0 | 0 | 0 | 0 | 0 | 0 | 0 | 0 | 0 | 3733 | - | 500 | 500 | - | 500 | 500 | - | 500 | 500 | - | 3733 | - | 0 | 0 | - | 0 | 0 | - | 0 | 0 | -
3734 | 0 | 0 | 0 | 0 | 0 | 0 | 0 | 0 | 0 | 0 | 3734 | 0 | 0 | 0 | 0 | 0 | 0 | 0 | 0 | 0 | 0 | 3734 | - | 500 | 500 | - | 500 | 500 | - | 500 | 500 | - | 3734 | - | 0 | 0 | - | 0 | 0 | - | 0 | 0 | -
3735 | 0 | 0 | 0 | 0 | 0 | 0 | 0 | 0 | 0 | 0 | 3735 | 0 | 0 | 0 | 0 | 0 | 0 | 0 | 0 | 0 | 0 | 3735 | - | 500 | 500 | - | 500 | 500 | - | 500 | 500 | - | 3735 | - | 0 | 0 | - | 0 | 0 | - | 0 | 0 | -
3736 | 0 | 0 | 0 | 0 | 0 | 0 | 0 | 0 | 0 | 0 | 3736 | 0 | 0 | 0 | 0 | 0 | 0 | 0 | 0 | 0 | 0 | 3736 | - | 500 | 500 | - | 500 | 500 | - | 0 | 0 | - | 3736 | - | 0 | 0 | - | 0 | 0 | - | 0 | 0 | -
3737 | 0 | 0 | 0 | 0 | 0 | 0 | 0 | 0 | 0 | 0 | 3737 | 0 | 0 | 0 | 0 | 0 | 0 | 0 | 0 | 0 | 0 | 3737 | - | 0 | 0 | - | 484.3521 | 484.3521 | - | 0 | 0 | - | 3737 | - | 0 | 0 | - | 0 | 0 | - | 0 | 0 | -
3738 | 0 | 0 | 0 | 0 | 0 | 0 | 0 | 0 | 0 | 0 | 3738 | 254.4698 | 66.5932 | 66.5932 | 0 | 376.6854 | 156.7401 | 26.2292 | 224.8735 | 0 | 0 | 3738 | - | 0 | 0 | - | 0 | 0 | - | 0 | 0 | - | 3738 | - | 500 | 500 | - | 500 | 26.165 | - | 251.3557 | 500 | -
3739 | 0 | 0 | 0 | 0 | 0 | 0 | 0 | 0 | 0 | 0 | 3739 | 335.5571 | 0 | 233.1 | 0 | 0 | 165.6213 | 0 | 420.583 | 195.583 | 0 | 3739 | - | 0 | 0 | - | 0 | 0 | - | 0 | 0 | - | 3739 | - | 500 | 244.7638 | - | 463.6213 | 500 | - | 0 | 0 | -
3740 | 0 | 0 | 0 | 0 | 0 | 0 | 0 | 0 | 0 | 0 | 3740 | 384.0936 | 0 | 22.6682 | 144.5569 | 0 | 0 | 0 | 0 | 0 | 0 | 3740 | - | 0 | 0 | - | 0 | 0 | - | 0 | 0 | - | 3740 | - | 500 | 361.4254 | - | 500 | 390.4788 | - | 120.0273 | 0 | -
3741 | 0 | 0 | 0 | 0 | 0 | 0 | 0 | 0 | 0 | 0 | 3741 | 344.3047 | 0 | 0 | 0 | 0 | 0 | 149.6613 | 149.6613 | 0 | 0 | 3741 | - | 0 | 0 | - | 0 | 0 | - | 0 | 0 | - | 3741 | - | 494.3047 | 344.3047 | - | 429.1242 | 500 | - | 0 | 0 | -
3742 | 0 | 0 | 0 | 0 | 0 | 0 | 0 | 0 | 0 | 0 | 3742 | 293.2232 | 0 | 0 | 440.0295 | 70.6893 | 0 | 309.0134 | 0 | 0 | 0 | 3742 | - | 0 | 0 | - | 0 | 0 | - | 0 | 0 | - | 3742 | - | 443.2232 | 293.2232 | - | 500 | 500 | - | 462.8366 | 500 | -
3743 | 0 | 0 | 0 | 0 | 0 | 0 | 0 | 0 | 0 | 0 | 3743 | 221.6972 | 221.6972 | 0 | 508.2095 | 58.6755 | 0 | 255.0815 | 0 | 0 | 0 | 3743 | - | 0 | 0 | - | 0 | 0 | - | 0 | 0 | - | 3743 | - | 0 | 221.6972 | - | 500 | 500 | - | 480.0815 | 255.0815 | -
3744 | 0 | 0 | 0 | 0 | 0 | 0 | 0 | 0 | 0 | 0 | 3744 | 209.2519 | 0 | 0 | 385.1713 | 139.5892 | 0 | 487.5832 | 0 | 0 | 0 | 3744 | - | 0 | 0 | - | 0 | 0 | - | 0 | 0 | - | 3744 | - | 256.8333 | 255.9235 | - | 500 | 405.1713 | - | 487.5832 | 487.5832 | -
3745 | 0 | 0 | 0 | 0 | 0 | 0 | 0 | 0 | 0 | 0 | 3745 | 0 | 0 | 0 | 0 | 142.147 | 0 | 55.5501 | 0 | 0 | 0 | 3745 | - | 0 | 0 | - | 0 | 0 | - | 0 | 0 | - | 3745 | - | 434.0753 | 284.0753 | - | 500 | 500 | - | 500 | 272.4272 | -
3746 | 0 | 0 | 0 | 0 | 0 | 0 | 0 | 0 | 0 | 0 | 3746 | 31.8 | 262.9299 | 0 | 545.3941 | 191.256 | 0 | 404.7069 | 0 | 0 | 0 | 3746 | - | 0 | 0 | - | 0 | 0 | - | 0 | 0 | - | 3746 | - | 44.6116 | 307.5415 | - | 500 | 443.256 | - | 393.1446 | 500 | -
3747 | 0 | 0 | 0 | 0 | 0 | 0 | 0 | 0 | 0 | 0 | 3747 | 0 | 404.8556 | 0 | 0 | 0 | 0 | 386.572 | 587.8139 | 0 | 0 | 3747 | - | 0 | 0 | - | 0 | 0 | - | 0 | 0 | - | 3747 | - | 0 | 360.0935 | - | 454.5797 | 500 | - | 0 | 392.9462 | -
3748 | 0 | 0 | 0 | 0 | 0 | 0 | 0 | 0 | 0 | 0 | 3748 | 0 | 426.8557 | 0 | 51.0363 | 403.8893 | 0 | 0 | 0 | 126.7783 | 0 | 3748 | - | 0 | 0 | - | 0 | 0 | - | 0 | 0 | - | 3748 | - | 0 | 0 | - | 0 | 379.9673 | - | 0 | 0 | -
3749 | 0 | 0 | 0 | 0 | 0 | 0 | 0 | 0 | 0 | 0 | 3749 | 0 | 0 | 0 | 0 | 0 | 0 | 0 | 0 | 0 | 0 | 3749 | - | 0 | 0 | - | 203.0393 | 203.0393 | - | 0 | 0 | - | 3749 | - | 0 | 0 | - | 0 | 0 | - | 0 | 0 | -
3750 | 0 | 0 | 0 | 0 | 0 | 0 | 0 | 0 | 0 | 0 | 3750 | 0 | 0 | 0 | 0 | 0 | 0 | 0 | 0 | 0 | 0 | 3750 | - | 500 | 500 | - | 500 | 500 | - | 0 | 0 | - | 3750 | - | 0 | 0 | - | 0 | 0 | - | 0 | 0 | -
3751 | 0 | 0 | 0 | 0 | 0 | 0 | 0 | 0 | 0 | 0 | 3751 | 0 | 0 | 0 | 0 | 0 | 0 | 0 | 0 | 0 | 0 | 3751 | - | 500 | 500 | - | 500 | 500 | - | 500 | 500 | - | 3751 | - | 0 | 0 | - | 0 | 0 | - | 0 | 0 | -
3752 | 0 | 0 | 0 | 0 | 0 | 0 | 0 | 0 | 0 | 0 | 3752 | 0 | 0 | 0 | 0 | 0 | 0 | 0 | 0 | 0 | 0 | 3752 | - | 500 | 500 | - | 500 | 500 | - | 500 | 500 | - | 3752 | - | 0 | 0 | - | 0 | 0 | - | 0 | 0 | -
3753 | 143.0998 | 0 | 0 | 0 | 0 | 0 | 0 | 0 | 0 | 143.0998 | 3753 | 0 | 0 | 0 | 0 | 0 | 0 | 0 | 0 | 0 | 143.0998 | 3753 | - | 500 | 500 | - | 500 | 500 | - | 500 | 500 | - | 3753 | - | 0 | 0 | - | 0 | 0 | - | 0 | 0 | -
3754 | 1065.3598 | 1000 | 146.1487 | 829.2393 | 592.6843 | 233.1 | 993.5507 | 500.3661 | 233.1 | 1065.3598 | 3754 | 0 | 0 | 0 | 0 | 0 | 0 | 0 | 0 | 0 | 1065.3598 | 3754 | - | 500 | 500 | - | 500 | 500 | - | 500 | 500 | - | 3754 | - | 0 | 0 | - | 0 | 0 | - | 0 | 0 | -
3755 | 882.5183 | 626.9784 | 233.1 | 1123.7363 | 802.2471 | 146.1487 | 1308.3817 | 811.688 | 146.1487 | 882.5183 | 3755 | 0 | 0 | 0 | 0 | 0 | 0 | 0 | 0 | 0 | 882.5183 | 3755 | - | 500 | 500 | - | 500 | 500 | - | 500 | 500 | - | 3755 | - | 0 | 0 | - | 0 | 0 | - | 0 | 0 | -
3756 | 349.4898 | 0 | 0 | 487.4921 | 232.0471 | 0 | 138.5352 | 314.9243 | 0 | 349.4898 | 3756 | 0 | 0 | 0 | 0 | 0 | 0 | 0 | 0 | 0 | 349.4898 | 3756 | - | 500 | 500 | - | 500 | 500 | - | 500 | 500 | - | 3756 | - | 0 | 0 | - | 0 | 0 | - | 0 | 0 | -
3757 | 0 | 0 | 0 | 0 | 0 | 0 | 0 | 0 | 0 | 0 | 3757 | 0 | 0 | 0 | 0 | 0 | 0 | 0 | 0 | 0 | 0 | 3757 | - | 500 | 500 | - | 500 | 500 | - | 500 | 500 | - | 3757 | - | 0 | 0 | - | 0 | 0 | - | 0 | 0 | -
3758 | 0 | 0 | 0 | 0 | 0 | 0 | 0 | 0 | 0 | 0 | 3758 | 0 | 0 | 0 | 0 | 0 | 0 | 0 | 0 | 0 | 0 | 3758 | - | 500 | 500 | - | 500 | 500 | - | 500 | 500 | - | 3758 | - | 0 | 0 | - | 0 | 0 | - | 0 | 0 | -
3759 | 0 | 0 | 0 | 0 | 0 | 0 | 0 | 0 | 0 | 0 | 3759 | 0 | 0 | 0 | 0 | 0 | 0 | 0 | 0 | 0 | 0 | 3759 | - | 500 | 500 | - | 500 | 500 | - | 500 | 500 | - | 3759 | - | 0 | 0 | - | 0 | 0 | - | 0 | 0 | -
3760 | 0 | 0 | 0 | 0 | 0 | 0 | 0 | 0 | 0 | 0 | 3760 | 0 | 0 | 0 | 0 | 0 | 0 | 0 | 0 | 0 | 0 | 3760 | - | 500 | 500 | - | 500 | 500 | - | 99.8227 | 500 | - | 3760 | - | 0 | 0 | - | 0 | 0 | - | 0 | 0 | -
3761 | 0 | 0 | 0 | 0 | 0 | 0 | 0 | 0 | 0 | 0 | 3761 | 0 | 0 | 0 | 0 | 0 | 0 | 0 | 0 | 0 | 0 | 3761 | - | 0 | 0 | - | 500 | 500 | - | 0 | 0 | - | 3761 | - | 0 | 0 | - | 0 | 0 | - | 0 | 0 | -
3762 | 0 | 0 | 0 | 0 | 0 | 0 | 0 | 0 | 0 | 0 | 3762 | 0 | 66.137 | 233.1 | 0 | 0 | 0 | 354.5112 | 324.448 | 31.6156 | 0 | 3762 | - | 0 | 0 | - | 0 | 0 | - | 0 | 0 | - | 3762 | - | 500 | 81.4687 | - | 0 | 0 | - | 500 | 500 | -
3763 | 0 | 0 | 0 | 0 | 0 | 0 | 0 | 0 | 0 | 0 | 3763 | 342.9138 | 73.6879 | 73.6879 | 166.2087 | 601.3111 | 233.1 | 388.9111 | 113.9111 | 233.1 | 0 | 3763 | - | 0 | 0 | - | 0 | 0 | - | 0 | 0 | - | 3763 | - | 500 | 500 | - | 306.61 | 500 | - | 500 | 500 | -
3764 | 0 | 0 | 0 | 0 | 0 | 0 | 0 | 0 | 0 | 0 | 3764 | 506.4368 | 6.4368 | 6.4368 | 418.513 | 280.113 | 0 | 263.8508 | 611.6676 | 0 | 0 | 3764 | - | 0 | 0 | - | 0 | 0 | - | 0 | 0 | - | 3764 | - | 500 | 500 | - | 500 | 500 | - | 0 | 500 | -
3765 | 0 | 0 | 0 | 0 | 0 | 0 | 0 | 0 | 0 | 0 | 3765 | 469.9133 | 221.083 | 0 | 333.0251 | 221.0451 | 0 | 6.3725 | 298.0187 | 0 | 0 | 3765 | - | 0 | 0 | - | 0 | 0 | - | 0 | 0 | - | 3765 | - | 248.8302 | 469.9133 | - | 500 | 500 | - | 158.0936 | 231.3725 | -
3766 | 0 | 0 | 0 | 0 | 0 | 0 | 0 | 0 | 0 | 0 | 3766 | 413.2795 | 0 | 0 | 490.6959 | 33.6959 | 15.9051 | 319.0197 | 0 | 0 | 0 | 3766 | - | 0 | 0 | - | 0 | 0 | - | 0 | 0 | - | 3766 | - | 413.2795 | 413.2795 | - | 500 | 500 | - | 319.0197 | 319.0197 | -
3767 | 0 | 0 | 0 | 0 | 0 | 0 | 0 | 0 | 0 | 0 | 3767 | 0 | 0 | 0 | 374.6037 | 73.3563 | 73.3563 | 169.5305 | 0 | 0 | 0 | 3767 | - | 0 | 0 | - | 0 | 0 | - | 0 | 0 | - | 3767 | - | 383.8191 | 383.8191 | - | 500 | 500 | - | 305.4522 | 169.5305 | -
3768 | 0 | 0 | 0 | 0 | 0 | 0 | 0 | 0 | 0 | 0 | 3768 | 0 | 316.801 | 0 | 0 | 0 | 0 | 188.2359 | 0 | 57.6458 | 0 | 3768 | - | 0 | 0 | - | 0 | 0 | - | 0 | 0 | - | 3768 | - | 0 | 0 | - | 480.2218 | 480.2218 | - | 188.2359 | 112.5686 | -
3769 | 0 | 0 | 0 | 0 | 0 | 0 | 0 | 0 | 0 | 0 | 3769 | 0 | 15.8998 | 0 | 0 | 0 | 0 | 33.7769 | 0 | 0 | 0 | 3769 | - | 0 | 0 | - | 0 | 0 | - | 0 | 0 | - | 3769 | - | 0 | 0 | - | 335.5219 | 335.5219 | - | 33.7769 | 27.2998 | -
3770 | 0 | 0 | 0 | 0 | 0 | 0 | 0 | 0 | 0 | 0 | 3770 | 0 | 0 | 0 | 0 | 0 | 0 | 0 | 34.8863 | 0 | 0 | 3770 | - | 0 | 0 | - | 0 | 0 | - | 0 | 0 | - | 3770 | - | 181.9989 | 0 | - | 335.2387 | 335.2387 | - | 0 | 34.8863 | -
3771 | 0 | 0 | 0 | 0 | 0 | 0 | 0 | 0 | 0 | 0 | 3771 | 0 | 0 | 9.1366 | 291.3512 | 0 | 0 | 140.8032 | 0 | 0 | 0 | 3771 | - | 0 | 0 | - | 0 | 0 | - | 0 | 0 | - | 3771 | - | 247.7741 | 238.6375 | - | 430.9517 | 311.3512 | - | 150.8082 | 150.8082 | -
3772 | 0 | 0 | 0 | 0 | 0 | 0 | 0 | 0 | 0 | 0 | 3772 | 0 | 388.5838 | 0 | 0 | 173.4103 | 0 | 209.3857 | 0 | 0 | 0 | 3772 | - | 0 | 0 | - | 0 | 0 | - | 0 | 0 | - | 3772 | - | 0 | 388.5838 | - | 500 | 500 | - | 478.2945 | 472.2133 | -
3773 | 0 | 0 | 0 | 0 | 0 | 0 | 0 | 0 | 0 | 0 | 3773 | 341.8541 | 0 | 0 | 0 | 0 | 0 | 0 | 0 | 0 | 0 | 3773 | - | 0 | 0 | - | 0 | 0 | - | 0 | 0 | - | 3773 | - | 429.9414 | 429.9414 | - | 284.3715 | 261.3715 | - | 0 | 0 | -
3774 | 0 | 0 | 0 | 0 | 0 | 0 | 0 | 0 | 0 | 0 | 3774 | 0 | 294.3021 | 0 | 0 | 0 | 0 | 0 | 0 | 0 | 0 | 3774 | - | 0 | 0 | - | 500 | 500 | - | 0 | 0 | - | 3774 | - | 0 | 0 | - | 0 | 0 | - | 0 | 0 | -
3775 | 0 | 0 | 0 | 0 | 0 | 0 | 0 | 0 | 0 | 0 | 3775 | 0 | 0 | 0 | 0 | 0 | 0 | 0 | 0 | 0 | 0 | 3775 | - | 204.4979 | 204.4979 | - | 500 | 500 | - | 0 | 0 | - | 3775 | - | 0 | 0 | - | 0 | 0 | - | 0 | 0 | -
3776 | 0 | 0 | 0 | 0 | 0 | 0 | 0 | 0 | 0 | 0 | 3776 | 0 | 0 | 0 | 0 | 0 | 0 | 0 | 0 | 0 | 0 | 3776 | - | 500 | 500 | - | 500 | 500 | - | 500 | 500 | - | 3776 | - | 0 | 0 | - | 0 | 0 | - | 0 | 0 | -
3777 | 571.4953 | 154.7932 | 71.4953 | 940.4677 | 626.9784 | 0 | 1419.3933 | 986.7697 | 233.1 | 571.4953 | 3777 | 0 | 0 | 0 | 0 | 0 | 0 | 0 | 0 | 0 | 571.4953 | 3777 | - | 500 | 500 | - | 500 | 500 | - | 500 | 500 | - | 3777 | - | 0 | 0 | - | 0 | 0 | - | 0 | 0 | -
3778 | 1500 | 1000 | 233.1 | 1500 | 1000 | 186.1744 | 1021.0743 | 640.2087 | 146.1487 | 1500 | 3778 | 0 | 0 | 0 | 0 | 0 | 0 | 0 | 0 | 0 | 1500 | 3778 | - | 500 | 500 | - | 500 | 500 | - | 500 | 500 | - | 3778 | - | 0 | 0 | - | 0 | 0 | - | 0 | 0 | -
3779 | 368.9724 | 472.1852 | 74.6534 | 0 | 0 | 193.0743 | 0 | 0 | 0 | 368.9724 | 3779 | 0 | 0 | 0 | 0 | 0 | 0 | 0 | 0 | 0 | 368.9724 | 3779 | - | 500 | 500 | - | 500 | 500 | - | 500 | 500 | - | 3779 | - | 0 | 0 | - | 0 | 0 | - | 0 | 0 | -
3780 | 0 | 0 | 0 | 0 | 0 | 0 | 0 | 0 | 0 | 0 | 3780 | 0 | 0 | 0 | 0 | 0 | 0 | 0 | 0 | 0 | 0 | 3780 | - | 500 | 500 | - | 500 | 500 | - | 500 | 500 | - | 3780 | - | 0 | 0 | - | 0 | 0 | - | 0 | 0 | -
3781 | 0 | 0 | 0 | 0 | 0 | 0 | 0 | 0 | 0 | 0 | 3781 | 0 | 0 | 0 | 0 | 0 | 0 | 0 | 0 | 0 | 0 | 3781 | - | 500 | 500 | - | 500 | 500 | - | 500 | 500 | - | 3781 | - | 0 | 0 | - | 0 | 0 | - | 0 | 0 | -
3782 | 0 | 0 | 0 | 0 | 0 | 0 | 0 | 0 | 0 | 0 | 3782 | 0 | 0 | 0 | 0 | 0 | 0 | 0 | 0 | 0 | 0 | 3782 | - | 500 | 500 | - | 500 | 500 | - | 500 | 500 | - | 3782 | - | 0 | 0 | - | 0 | 0 | - | 0 | 0 | -
3783 | 0 | 0 | 0 | 0 | 0 | 0 | 0 | 0 | 0 | 0 | 3783 | 0 | 0 | 0 | 0 | 0 | 0 | 0 | 0 | 0 | 0 | 3783 | - | 500 | 500 | - | 500 | 500 | - | 0 | 318.9725 | - | 3783 | - | 0 | 0 | - | 0 | 0 | - | 0 | 0 | -
3784 | 0 | 0 | 0 | 0 | 0 | 0 | 0 | 0 | 0 | 0 | 3784 | 0 | 0 | 0 | 0 | 0 | 0 | 0 | 0 | 0 | 0 | 3784 | - | 0 | 0 | - | 500 | 500 | - | 0 | 0 | - | 3784 | - | 0 | 0 | - | 0 | 0 | - | 0 | 0 | -
3785 | 0 | 0 | 0 | 0 | 0 | 0 | 0 | 0 | 0 | 0 | 3785 | 0 | 0 | 0 | 0 | 0 | 0 | 0 | 0 | 0 | 0 | 3785 | - | 0 | 0 | - | 500 | 500 | - | 0 | 0 | - | 3785 | - | 0 | 0 | - | 0 | 0 | - | 0 | 0 | -
3786 | 0 | 0 | 0 | 0 | 0 | 0 | 0 | 0 | 0 | 0 | 3786 | 0 | 153.497 | 0 | 827.8085 | 370.8085 | 233.1 | 234.085 | 0 | 233.1 | 0 | 3786 | - | 0 | 0 | - | 0 | 0 | - | 0 | 0 | - | 3786 | - | 500 | 500 | - | 500 | 358.2641 | - | 0 | 0 | -
3787 | 0 | 0 | 0 | 0 | 0 | 0 | 0 | 0 | 0 | 0 | 3787 | 740.5159 | 240.5159 | 31.7657 | 0 | 456.8825 | 0 | 0 | 0 | 0 | 0 | 3787 | - | 0 | 0 | - | 0 | 0 | - | 0 | 0 | - | 3787 | - | 500 | 500 | - | 0 | 500 | - | 39.7636 | 0 | -
3788 | 0 | 0 | 0 | 0 | 0 | 0 | 0 | 0 | 0 | 0 | 3788 | 668.3565 | 168.3565 | 168.3565 | 59.6864 | 0 | 0 | 0 | 0 | 0 | 0 | 3788 | - | 0 | 0 | - | 0 | 0 | - | 0 | 0 | - | 3788 | - | 500 | 500 | - | 363.6839 | 293.746 | - | 0 | 0 | -
3789 | 0 | 0 | 0 | 0 | 0 | 0 | 0 | 0 | 0 | 0 | 3789 | 622.2391 | 122.2391 | 122.2391 | 0 | 0 | 0 | 59.7518 | 0 | 52.4762 | 0 | 3789 | - | 0 | 0 | - | 0 | 0 | - | 0 | 0 | - | 3789 | - | 500 | 500 | - | 500 | 500 | - | 0 | 0 | -
3790 | 0 | 0 | 0 | 0 | 0 | 0 | 0 | 0 | 0 | 0 | 3790 | 43.2859 | 586.0499 | 0 | 220.4103 | 0 | 61.1248 | 256.6362 | 0 | 0 | 0 | 3790 | - | 0 | 0 | - | 0 | 0 | - | 0 | 0 | - | 3790 | - | 0 | 500 | - | 500 | 500 | - | 31.6362 | 256.6362 | -
3791 | 0 | 0 | 0 | 0 | 0 | 0 | 0 | 0 | 0 | 0 | 3791 | 0 | 0 | 0 | 153.7079 | 0 | 0 | 248.5644 | 0 | 0 | 0 | 3791 | - | 0 | 0 | - | 0 | 0 | - | 0 | 0 | - | 3791 | - | 158.5388 | 0 | - | 469.4544 | 500 | - | 69.6621 | 294.6621 | -
3792 | 0 | 0 | 0 | 0 | 0 | 0 | 0 | 0 | 0 | 0 | 3792 | 0 | 0 | 0 | 167.9099 | 0 | 0 | 1.5177 | 0 | 0 | 0 | 3792 | - | 0 | 0 | - | 0 | 0 | - | 0 | 0 | - | 3792 | - | 0 | 30.8345 | - | 500 | 500 | - | 27.1562 | 299.1759 | -
3793 | 0 | 0 | 0 | 0 | 0 | 0 | 0 | 0 | 0 | 0 | 3793 | 0 | 0 | 0 | 504.2899 | 272.2899 | 24.2899 | 452.8034 | 0 | 0 | 0 | 3793 | - | 0 | 0 | - | 0 | 0 | - | 0 | 0 | - | 3793 | - | 0 | 1.889 | - | 500 | 500 | - | 0 | 413.9813 | -
3794 | 0 | 0 | 0 | 0 | 0 | 0 | 0 | 0 | 0 | 0 | 3794 | 0 | 0 | 0 | 140.5846 | 18.4023 | 0 | 483.5275 | 0 | 0 | 0 | 3794 | - | 0 | 0 | - | 0 | 0 | - | 0 | 0 | - | 3794 | - | 0 | 0 | - | 500 | 500 | - | 216.9434 | 258.5275 | -
3795 | 0 | 0 | 0 | 0 | 0 | 0 | 0 | 0 | 0 | 0 | 3795 | 0 | 0 | 0 | 0 | 0 | 3.8467 | 282.2399 | 0 | 0 | 0 | 3795 | - | 0 | 0 | - | 0 | 0 | - | 0 | 0 | - | 3795 | - | 500 | 277.6083 | - | 500 | 500 | - | 57.2399 | 213.2274 | -
3796 | 0 | 0 | 0 | 0 | 0 | 0 | 0 | 0 | 0 | 0 | 3796 | 0 | 112.2731 | 0 | 0 | 264.5485 | 0 | 55.2716 | 0 | 0 | 0 | 3796 | - | 0 | 0 | - | 0 | 0 | - | 0 | 0 | - | 3796 | - | 486.4612 | 500 | - | 0 | 0 | - | 55.2716 | 0 | -
3797 | 0 | 0 | 0 | 0 | 0 | 0 | 0 | 0 | 0 | 0 | 3797 | 0 | 0 | 0 | 0 | 0 | 0 | 0 | 0 | 0 | 0 | 3797 | - | 0 | 0 | - | 196.6132 | 196.6132 | - | 0 | 0 | - | 3797 | - | 500 | 334.6682 | - | 0 | 0 | - | 0 | 0 | -
3798 | 0 | 0 | 0 | 0 | 0 | 0 | 0 | 0 | 0 | 0 | 3798 | 0 | 0 | 0 | 0 | 0 | 0 | 0 | 0 | 0 | 0 | 3798 | - | 0 | 0 | - | 293.365 | 500 | - | 0 | 0 | - | 3798 | - | 0 | 0 | - | 0 | 0 | - | 0 | 0 | -
3799 | 0 | 0 | 0 | 0 | 0 | 0 | 0 | 0 | 0 | 0 | 3799 | 0 | 0 | 0 | 0 | 0 | 0 | 0 | 0 | 0 | 0 | 3799 | - | 500 | 500 | - | 500 | 500 | - | 0 | 0 | - | 3799 | - | 0 | 0 | - | 0 | 0 | - | 0 | 0 | -
3800 | 0 | 0 | 0 | 0 | 0 | 0 | 0 | 0 | 0 | 0 | 3800 | 0 | 0 | 0 | 0 | 0 | 0 | 0 | 0 | 0 | 0 | 3800 | - | 500 | 500 | - | 500 | 500 | - | 0 | 500 | - | 3800 | - | 0 | 0 | - | 0 | 0 | - | 0 | 0 | -
3801 | 0 | 280.5413 | 0 | 313.1502 | 0 | 0 | 76.0344 | 0 | 0 | 0 | 3801 | 0 | 0 | 0 | 0 | 0 | 0 | 0 | 0 | 0 | 0 | 3801 | - | 500 | 500 | - | 500 | 500 | - | 384.771 | 500 | - | 3801 | - | 0 | 0 | - | 0 | 0 | - | 0 | 0 | -
3802 | 750.1699 | 390.1317 | 146.1487 | 867.8324 | 827.2684 | 146.1487 | 896.5546 | 0 | 233.1 | 750.1699 | 3802 | 0 | 0 | 0 | 0 | 0 | 0 | 0 | 0 | 0 | 750.1699 | 3802 | - | 500 | 500 | - | 500 | 500 | - | 500 | 500 | - | 3802 | - | 0 | 0 | - | 0 | 0 | - | 0 | 0 | -
3803 | 1174.3942 | 674.3942 | 233.1 | 1259.485 | 799.71 | 233.1 | 1467.8786 | 0 | 102.872 | 1174.3942 | 3803 | 0 | 0 | 0 | 0 | 0 | 0 | 0 | 0 | 0 | 1174.3942 | 3803 | - | 500 | 500 | - | 500 | 500 | - | 500 | 500 | - | 3803 | - | 0 | 0 | - | 0 | 0 | - | 0 | 0 | -
3804 | 515.9035 | 15.9035 | 0 | 0 | 0 | 0 | 0 | 0 | 0 | 515.9035 | 3804 | 0 | 0 | 0 | 0 | 0 | 0 | 0 | 0 | 0 | 515.9035 | 3804 | - | 500 | 500 | - | 500 | 500 | - | 375.1383 | 500 | - | 3804 | - | 0 | 0 | - | 0 | 0 | - | 0 | 0 | -
3805 | 0 | 201.4022 | 0 | 0 | 0 | 0 | 0 | 0 | 0 | 0 | 3805 | 0 | 0 | 0 | 0 | 0 | 0 | 0 | 0 | 0 | 0 | 3805 | - | 500 | 500 | - | 500 | 500 | - | 0 | 500 | - | 3805 | - | 0 | 0 | - | 0 | 0 | - | 0 | 0 | -
3806 | 0 | 64.6055 | 0 | 0 | 0 | 0 | 0 | 0 | 0 | 0 | 3806 | 0 | 0 | 0 | 0 | 0 | 0 | 0 | 0 | 0 | 0 | 3806 | - | 500 | 500 | - | 500 | 500 | - | 0 | 306.8885 | - | 3806 | - | 0 | 0 | - | 0 | 0 | - | 0 | 0 | -
3807 | 0 | 0 | 0 | 0 | 0 | 0 | 0 | 0 | 0 | 0 | 3807 | 0 | 0 | 0 | 0 | 0 | 0 | 0 | 0 | 0 | 0 | 3807 | - | 500 | 500 | - | 500 | 500 | - | 0 | 0 | - | 3807 | - | 0 | 0 | - | 0 | 0 | - | 0 | 0 | -
3808 | 0 | 0 | 0 | 0 | 0 | 0 | 0 | 0 | 0 | 0 | 3808 | 0 | 0 | 0 | 0 | 0 | 0 | 0 | 0 | 0 | 0 | 3808 | - | 0 | 0 | - | 500 | 500 | - | 0 | 0 | - | 3808 | - | 0 | 0 | - | 0 | 0 | - | 0 | 0 | -
3809 | 0 | 0 | 0 | 0 | 0 | 0 | 0 | 0 | 0 | 0 | 3809 | 0 | 0 | 0 | 0 | 0 | 0 | 0 | 0 | 0 | 0 | 3809 | - | 0 | 0 | - | 92.2343 | 92.2343 | - | 0 | 0 | - | 3809 | - | 0 | 0 | - | 0 | 0 | - | 0 | 0 | -
3810 | 0 | 0 | 0 | 0 | 0 | 0 | 0 | 0 | 0 | 0 | 3810 | 0 | 198.495 | 0 | 0 | 0 | 0 | 0 | 0 | 0 | 0 | 3810 | - | 0 | 0 | - | 0 | 0 | - | 0 | 0 | - | 3810 | - | 500 | 500 | - | 155.3059 | 48.6237 | - | 0 | 0 | -
3811 | 0 | 0 | 0 | 0 | 0 | 0 | 0 | 0 | 0 | 0 | 3811 | 627.0006 | 127.0006 | 127.0006 | 142.8632 | 439.3628 | 0 | 361.6357 | 208.1235 | 0 | 0 | 3811 | - | 0 | 0 | - | 0 | 0 | - | 0 | 0 | - | 3811 | - | 500 | 500 | - | 500 | 500 | - | 500 | 500 | -
3812 | 0 | 0 | 0 | 0 | 0 | 0 | 0 | 0 | 0 | 0 | 3812 | 692.5989 | 192.5989 | 68.6798 | 995.4589 | 495.4589 | 233.1 | 791.1483 | 429.4415 | 233.1 | 0 | 3812 | - | 0 | 0 | - | 0 | 0 | - | 0 | 0 | - | 3812 | - | 500 | 500 | - | 500 | 500 | - | 500 | 500 | -
3813 | 0 | 0 | 0 | 0 | 0 | 0 | 0 | 0 | 0 | 0 | 3813 | 626.681 | 126.681 | 126.681 | 936.0754 | 436.0754 | 89.2614 | 921.6136 | 421.6136 | 89.2614 | 0 | 3813 | - | 0 | 0 | - | 0 | 0 | - | 0 | 0 | - | 3813 | - | 500 | 500 | - | 500 | 500 | - | 500 | 500 | -
3814 | 0 | 0 | 0 | 0 | 0 | 0 | 0 | 0 | 0 | 0 | 3814 | 128.117 | 95.4559 | 0 | 0 | 12.0346 | 0 | 0 | 323.7532 | 0 | 0 | 3814 | - | 0 | 0 | - | 0 | 0 | - | 0 | 0 | - | 3814 | - | 500 | 500 | - | 500 | 500 | - | 500 | 500 | -
3815 | 0 | 0 | 0 | 0 | 0 | 0 | 0 | 0 | 0 | 0 | 3815 | 0 | 72.07 | 0 | 0 | 0 | 0 | 0 | 0 | 0 | 0 | 3815 | - | 0 | 0 | - | 0 | 0 | - | 0 | 0 | - | 3815 | - | 500 | 500 | - | 500 | 500 | - | 500 | 500 | -
3816 | 0 | 0 | 0 | 0 | 0 | 0 | 0 | 0 | 0 | 0 | 3816 | 0 | 70.8935 | 0 | 0 | 0 | 0 | 0 | 0 | 0 | 0 | 3816 | - | 0 | 0 | - | 0 | 0 | - | 0 | 0 | - | 3816 | - | 500 | 500 | - | 500 | 500 | - | 500 | 500 | -
3817 | 0 | 0 | 0 | 0 | 0 | 0 | 0 | 0 | 0 | 0 | 3817 | 0 | 0 | 0 | 0 | 0 | 0 | 0 | 0 | 0 | 0 | 3817 | - | 0 | 0 | - | 0 | 0 | - | 0 | 0 | - | 3817 | - | 0 | 0 | - | 500 | 500 | - | 500 | 500 | -
3818 | 0 | 0 | 0 | 0 | 0 | 0 | 0 | 0 | 0 | 0 | 3818 | 0 | 0 | 0 | 0 | 0 | 0 | 0 | 0 | 0 | 0 | 3818 | - | 0 | 0 | - | 0 | 0 | - | 0 | 0 | - | 3818 | - | 45.3205 | 0 | - | 500 | 470.7557 | - | 500 | 500 | -
3819 | 0 | 0 | 0 | 0 | 0 | 0 | 0 | 0 | 0 | 0 | 3819 | 0 | 24.4102 | 0 | 0 | 0 | 0 | 0 | 0 | 0 | 0 | 3819 | - | 0 | 0 | - | 0 | 0 | - | 0 | 0 | - | 3819 | - | 500 | 383.5467 | - | 500 | 500 | - | 500 | 500 | -
3820 | 0 | 0 | 0 | 0 | 0 | 0 | 0 | 0 | 0 | 0 | 3820 | 0 | 83.132 | 0 | 0 | 0 | 0 | 0 | 0 | 0 | 0 | 3820 | - | 0 | 0 | - | 0 | 0 | - | 0 | 0 | - | 3820 | - | 500 | 500 | - | 500 | 500 | - | 500 | 500 | -
3821 | 0 | 0 | 0 | 0 | 0 | 0 | 0 | 0 | 0 | 0 | 3821 | 0 | 392.1945 | 0 | 0 | 0 | 0 | 0 | 0 | 0 | 0 | 3821 | - | 0 | 0 | - | 0 | 0 | - | 0 | 0 | - | 3821 | - | 123.1556 | 0 | - | 244.6941 | 380.6206 | - | 400 | 400 | -
3822 | 0 | 0 | 0 | 0 | 0 | 0 | 0 | 0 | 0 | 0 | 3822 | 0 | 0 | 0 | 0 | 0 | 0 | 0 | 0 | 0 | 0 | 3822 | - | 0 | 0 | - | 0 | 0 | - | 0 | 0 | - | 3822 | - | 0 | 0 | - | 0 | 0 | - | 0 | 0 | -
3823 | 0 | 0 | 0 | 0 | 0 | 0 | 0 | 0 | 0 | 0 | 3823 | 0 | 0 | 0 | 0 | 0 | 0 | 0 | 0 | 0 | 0 | 3823 | - | 0 | 0 | - | 500 | 500 | - | 500 | 500 | - | 3823 | - | 0 | 0 | - | 0 | 0 | - | 0 | 0 | -
3824 | 0 | 0 | 0 | 0 | 0 | 0 | 0 | 0 | 0 | 0 | 3824 | 0 | 0 | 0 | 0 | 0 | 0 | 0 | 0 | 0 | 0 | 3824 | - | 500 | 500 | - | 500 | 500 | - | 500 | 500 | - | 3824 | - | 0 | 0 | - | 0 | 0 | - | 0 | 0 | -
3825 | 178.7975 | 380.3568 | 146.1487 | 0 | 0 | 0 | 336.6159 | 116.8084 | 0 | 178.7975 | 3825 | 0 | 0 | 0 | 0 | 0 | 0 | 0 | 0 | 0 | 178.7975 | 3825 | - | 500 | 500 | - | 500 | 500 | - | 500 | 500 | - | 3825 | - | 0 | 0 | - | 0 | 0 | - | 0 | 0 | -
3826 | 1117.6421 | 602.5936 | 233.1 | 1500 | 626.9784 | 183.4018 | 1006.5997 | 752.023 | 146.1487 | 1117.6421 | 3826 | 0 | 0 | 0 | 0 | 0 | 0 | 0 | 0 | 0 | 1117.6421 | 3826 | - | 500 | 500 | - | 500 | 500 | - | 500 | 500 | - | 3826 | - | 0 | 0 | - | 0 | 0 | - | 0 | 0 | -
3827 | 1144.028 | 644.028 | 0 | 940.4677 | 1000 | 195.8469 | 1097.2521 | 758.1471 | 233.1 | 1144.028 | 3827 | 0 | 0 | 0 | 0 | 0 | 0 | 0 | 0 | 0 | 1144.028 | 3827 | - | 500 | 500 | - | 500 | 500 | - | 500 | 500 | - | 3827 | - | 0 | 0 | - | 0 | 0 | - | 0 | 0 | -
3828 | 0 | 0 | 0 | 0 | 0 | 0 | 0 | 0 | 0 | 0 | 3828 | 0 | 0 | 0 | 0 | 0 | 0 | 0 | 0 | 0 | 0 | 3828 | - | 500 | 500 | - | 500 | 500 | - | 500 | 500 | - | 3828 | - | 0 | 0 | - | 0 | 0 | - | 0 | 0 | -
3829 | 0 | 0 | 0 | 0 | 0 | 0 | 0 | 0 | 0 | 0 | 3829 | 0 | 0 | 0 | 0 | 0 | 0 | 0 | 0 | 0 | 0 | 3829 | - | 500 | 500 | - | 500 | 500 | - | 500 | 500 | - | 3829 | - | 0 | 0 | - | 0 | 0 | - | 0 | 0 | -
3830 | 0 | 0 | 0 | 0 | 0 | 0 | 0 | 0 | 0 | 0 | 3830 | 0 | 0 | 0 | 0 | 0 | 0 | 0 | 0 | 0 | 0 | 3830 | - | 500 | 500 | - | 500 | 500 | - | 500 | 500 | - | 3830 | - | 0 | 0 | - | 0 | 0 | - | 0 | 0 | -
3831 | 0 | 0 | 0 | 0 | 0 | 0 | 0 | 0 | 0 | 0 | 3831 | 0 | 0 | 0 | 0 | 0 | 0 | 0 | 0 | 0 | 0 | 3831 | - | 500 | 500 | - | 500 | 500 | - | 500 | 500 | - | 3831 | - | 0 | 0 | - | 0 | 0 | - | 0 | 0 | -
3832 | 0 | 0 | 0 | 0 | 0 | 0 | 0 | 0 | 0 | 0 | 3832 | 0 | 0 | 0 | 0 | 0 | 0 | 0 | 0 | 0 | 0 | 3832 | - | 500 | 500 | - | 500 | 500 | - | 500 | 500 | - | 3832 | - | 0 | 0 | - | 0 | 0 | - | 0 | 0 | -
3833 | 0 | 0 | 0 | 0 | 0 | 0 | 0 | 0 | 0 | 0 | 3833 | 0 | 0 | 0 | 0 | 0 | 0 | 0 | 0 | 0 | 0 | 3833 | - | 0 | 0 | - | 0 | 0 | - | 500 | 500 | - | 3833 | - | 0 | 0 | - | 0 | 0 | - | 0 | 0 | -
3834 | 0 | 0 | 0 | 0 | 0 | 0 | 0 | 0 | 0 | 0 | 3834 | 0 | 622.3579 | 0 | 0 | 0 | 0 | 0 | 0 | 0 | 0 | 3834 | - | 0 | 0 | - | 0 | 0 | - | 0 | 0 | - | 3834 | - | 121.5239 | 499.6452 | - | 500 | 500 | - | 0 | 0 | -
3835 | 0 | 0 | 0 | 0 | 0 | 0 | 0 | 0 | 0 | 0 | 3835 | 748.6235 | 248.6235 | 120.6199 | 180.8205 | 358.9324 | 0 | 9.9395 | 318.4736 | 0 | 0 | 3835 | - | 0 | 0 | - | 0 | 0 | - | 0 | 0 | - | 3835 | - | 500 | 500 | - | 500 | 500 | - | 500 | 500 | -
3836 | 0 | 0 | 0 | 0 | 0 | 0 | 0 | 0 | 0 | 0 | 3836 | 704.6819 | 204.6819 | 54.6819 | 1039.4104 | 539.4104 | 233.1 | 1057.0807 | 557.0807 | 233.1 | 0 | 3836 | - | 0 | 0 | - | 0 | 0 | - | 0 | 0 | - | 3836 | - | 500 | 500 | - | 500 | 500 | - | 500 | 500 | -
3837 | 0 | 0 | 0 | 0 | 0 | 0 | 0 | 0 | 0 | 0 | 3837 | 621.0921 | 147.0595 | 147.0595 | 854.1666 | 484.5889 | 89.2614 | 1007.3773 | 507.3773 | 89.2614 | 0 | 3837 | - | 0 | 0 | - | 0 | 0 | - | 0 | 0 | - | 3837 | - | 500 | 500 | - | 500 | 500 | - | 500 | 500 | -
3838 | 0 | 0 | 0 | 0 | 0 | 0 | 0 | 0 | 0 | 0 | 3838 | 0 | 97.6107 | 0 | 0 | 0 | 0 | 0 | 0 | 0 | 0 | 3838 | - | 0 | 0 | - | 0 | 0 | - | 0 | 0 | - | 3838 | - | 500 | 500 | - | 500 | 500 | - | 500 | 500 | -
3839 | 0 | 0 | 0 | 0 | 0 | 0 | 0 | 0 | 0 | 0 | 3839 | 0 | 62.598 | 0 | 0 | 0 | 0 | 0 | 0 | 0 | 0 | 3839 | - | 0 | 0 | - | 0 | 0 | - | 0 | 0 | - | 3839 | - | 500 | 406.8081 | - | 500 | 500 | - | 500 | 500 | -
3840 | 0 | 0 | 0 | 0 | 0 | 0 | 0 | 0 | 0 | 0 | 3840 | 0 | 0 | 0 | 0 | 0 | 0 | 0 | 0 | 0 | 0 | 3840 | - | 0 | 0 | - | 0 | 0 | - | 0 | 0 | - | 3840 | - | 0 | 0 | - | 0 | 0 | - | 500 | 500 | -
3841 | 0 | 0 | 0 | 0 | 0 | 0 | 0 | 0 | 0 | 0 | 3841 | 0 | 0 | 0 | 0 | 0 | 0 | 0 | 0 | 0 | 0 | 3841 | - | 0 | 0 | - | 0 | 0 | - | 0 | 0 | - | 3841 | - | 0 | 0 | - | 0 | 0 | - | 0 | 0 | -
3842 | 0 | 0 | 0 | 0 | 0 | 0 | 0 | 0 | 0 | 0 | 3842 | 0 | 0 | 0 | 0 | 0 | 0 | 0 | 0 | 0 | 0 | 3842 | - | 0 | 0 | - | 0 | 0 | - | 0 | 0 | - | 3842 | - | 0 | 0 | - | 0 | 0 | - | 0 | 0 | -
3843 | 0 | 0 | 0 | 0 | 0 | 0 | 0 | 0 | 0 | 0 | 3843 | 0 | 0 | 0 | 0 | 0 | 0 | 0 | 0 | 0 | 0 | 3843 | - | 0 | 0 | - | 0 | 0 | - | 0 | 0 | - | 3843 | - | 0 | 0 | - | 0 | 0 | - | 415 | 415 | -
3844 | 0 | 0 | 0 | 0 | 0 | 0 | 0 | 0 | 0 | 0 | 3844 | 0 | 0 | 0 | 0 | 0 | 0 | 0 | 0 | 0 | 0 | 3844 | - | 0 | 0 | - | 0 | 0 | - | 0 | 0 | - | 3844 | - | 0 | 0 | - | 105 | 105 | - | 500 | 500 | -
3845 | 0 | 0 | 0 | 0 | 0 | 0 | 0 | 0 | 0 | 0 | 3845 | 0 | 0 | 0 | 0 | 0 | 0 | 0 | 0 | 0 | 0 | 3845 | - | 0 | 0 | - | 0 | 0 | - | 0 | 0 | - | 3845 | - | 0 | 0 | - | 0 | 0 | - | 0 | 0 | -
3846 | 0 | 0 | 0 | 0 | 0 | 0 | 0 | 0 | 0 | 0 | 3846 | 0 | 0 | 0 | 0 | 0 | 0 | 0 | 0 | 0 | 0 | 3846 | - | 0 | 0 | - | 500 | 500 | - | 500 | 500 | - | 3846 | - | 0 | 0 | - | 0 | 0 | - | 0 | 0 | -
3847 | 0 | 0 | 0 | 0 | 0 | 0 | 0 | 0 | 0 | 0 | 3847 | 0 | 0 | 0 | 0 | 0 | 0 | 0 | 0 | 0 | 0 | 3847 | - | 500 | 500 | - | 500 | 500 | - | 500 | 500 | - | 3847 | - | 0 | 0 | - | 0 | 0 | - | 0 | 0 | -
3848 | 0 | 0 | 0 | 0 | 0 | 0 | 0 | 0 | 0 | 0 | 3848 | 0 | 0 | 0 | 0 | 0 | 0 | 0 | 0 | 0 | 0 | 3848 | - | 500 | 500 | - | 500 | 500 | - | 500 | 500 | - | 3848 | - | 0 | 0 | - | 0 | 0 | - | 0 | 0 | -
3849 | 0 | 0 | 0 | 0 | 0 | 0 | 0 | 0 | 0 | 0 | 3849 | 0 | 0 | 0 | 0 | 0 | 0 | 0 | 0 | 0 | 0 | 3849 | - | 500 | 500 | - | 500 | 500 | - | 500 | 500 | - | 3849 | - | 0 | 0 | - | 0 | 0 | - | 0 | 0 | -
3850 | 940.4677 | 626.9784 | 0 | 1242.6623 | 945.8934 | 233.1 | 0 | 0 | 0 | 940.4677 | 3850 | 0 | 0 | 0 | 0 | 0 | 0 | 0 | 0 | 0 | 940.4677 | 3850 | - | 500 | 500 | - | 500 | 500 | - | 500 | 500 | - | 3850 | - | 0 | 0 | - | 0 | 0 | - | 0 | 0 | -
3851 | 1500 | 0 | 146.1487 | 1176.7255 | 681.0851 | 146.1487 | 1500 | 1000 | 159.3982 | 1500 | 3851 | 0 | 0 | 0 | 0 | 0 | 0 | 0 | 0 | 0 | 1500 | 3851 | - | 500 | 500 | - | 500 | 500 | - | 500 | 500 | - | 3851 | - | 0 | 0 | - | 0 | 0 | - | 0 | 0 | -
3852 | 0 | 1000 | 233.1 | 21.0798 | 0 | 0 | 940.4677 | 626.9784 | 219.8505 | 0 | 3852 | 0 | 0 | 0 | 0 | 0 | 0 | 0 | 0 | 0 | 0 | 3852 | - | 500 | 500 | - | 500 | 500 | - | 500 | 500 | - | 3852 | - | 0 | 0 | - | 0 | 0 | - | 0 | 0 | -
3853 | 0 | 0 | 0 | 0 | 0 | 0 | 0 | 0 | 0 | 0 | 3853 | 0 | 0 | 0 | 0 | 0 | 0 | 0 | 0 | 0 | 0 | 3853 | - | 500 | 500 | - | 500 | 500 | - | 500 | 500 | - | 3853 | - | 0 | 0 | - | 0 | 0 | - | 0 | 0 | -
3854 | 0 | 0 | 0 | 0 | 0 | 0 | 0 | 0 | 0 | 0 | 3854 | 0 | 0 | 0 | 0 | 0 | 0 | 0 | 0 | 0 | 0 | 3854 | - | 500 | 500 | - | 500 | 500 | - | 500 | 500 | - | 3854 | - | 0 | 0 | - | 0 | 0 | - | 0 | 0 | -
3855 | 0 | 0 | 0 | 0 | 0 | 0 | 0 | 0 | 0 | 0 | 3855 | 0 | 0 | 0 | 0 | 0 | 0 | 0 | 0 | 0 | 0 | 3855 | - | 500 | 500 | - | 500 | 500 | - | 500 | 500 | - | 3855 | - | 0 | 0 | - | 0 | 0 | - | 0 | 0 | -
3856 | 0 | 0 | 0 | 0 | 0 | 0 | 0 | 0 | 0 | 0 | 3856 | 0 | 0 | 0 | 0 | 0 | 0 | 0 | 0 | 0 | 0 | 3856 | - | 0 | 0 | - | 500 | 500 | - | 500 | 500 | - | 3856 | - | 0 | 0 | - | 0 | 0 | - | 0 | 0 | -
3857 | 0 | 0 | 0 | 0 | 0 | 0 | 0 | 0 | 0 | 0 | 3857 | 0 | 0 | 0 | 0 | 0 | 0 | 0 | 0 | 0 | 0 | 3857 | - | 0 | 0 | - | 0 | 0 | - | 500 | 500 | - | 3857 | - | 0 | 0 | - | 0 | 0 | - | 0 | 0 | -
3858 | 0 | 0 | 0 | 0 | 0 | 0 | 0 | 0 | 0 | 0 | 3858 | 0 | 90.0742 | 0 | 0 | 0 | 0 | 0 | 0 | 0 | 0 | 3858 | - | 0 | 0 | - | 0 | 0 | - | 0 | 0 | - | 3858 | - | 500 | 281.5365 | - | 26.8511 | 71.1245 | - | 0 | 0 | -
3859 | 0 | 0 | 0 | 0 | 0 | 0 | 0 | 0 | 0 | 0 | 3859 | 322.3509 | 206.6239 | 123.1946 | 0 | 0 | 0 | 0 | 53.8558 | 0 | 0 | 3859 | - | 0 | 0 | - | 0 | 0 | - | 0 | 0 | - | 3859 | - | 500 | 500 | - | 500 | 500 | - | 500 | 500 | -
3860 | 0 | 0 | 0 | 0 | 0 | 0 | 0 | 0 | 0 | 0 | 3860 | 326.8618 | 138.3181 | 0 | 795.2121 | 383.3289 | 161.1807 | 494.6104 | 162.2669 | 0 | 0 | 3860 | - | 0 | 0 | - | 0 | 0 | - | 0 | 0 | - | 3860 | - | 500 | 500 | - | 500 | 500 | - | 500 | 500 | -
3861 | 0 | 0 | 0 | 0 | 0 | 0 | 0 | 0 | 0 | 0 | 3861 | 387.9861 | 37.9861 | 37.9861 | 241.9867 | 308.1369 | 0 | 542.5883 | 266.3743 | 161.1807 | 0 | 3861 | - | 0 | 0 | - | 0 | 0 | - | 0 | 0 | - | 3861 | - | 500 | 500 | - | 500 | 500 | - | 500 | 500 | -
3862 | 0 | 0 | 0 | 0 | 0 | 0 | 0 | 0 | 0 | 0 | 3862 | 0 | 0 | 0 | 0 | 0 | 0 | 0 | 208.9689 | 0 | 0 | 3862 | - | 0 | 0 | - | 0 | 0 | - | 0 | 0 | - | 3862 | - | 452.668 | 452.668 | - | 500 | 500 | - | 500 | 500 | -
3863 | 0 | 0 | 0 | 0 | 0 | 0 | 0 | 0 | 0 | 0 | 3863 | 0 | 218.4635 | 0 | 0 | 0 | 0 | 0 | 0 | 0 | 0 | 3863 | - | 0 | 0 | - | 0 | 0 | - | 0 | 0 | - | 3863 | - | 247.332 | 465.7955 | - | 364.2734 | 500 | - | 500 | 500 | -
3864 | 0 | 0 | 0 | 0 | 0 | 0 | 0 | 0 | 0 | 0 | 3864 | 0 | 0 | 0 | 0 | 0 | 0 | 0 | 0 | 0 | 0 | 3864 | - | 0 | 0 | - | 0 | 0 | - | 0 | 0 | - | 3864 | - | 0 | 0 | - | 308.8755 | 128.8755 | - | 200 | 200 | -
3865 | 0 | 0 | 0 | 0 | 0 | 0 | 0 | 0 | 0 | 0 | 3865 | 445.1528 | 95.1528 | 0 | 552.7305 | 393.3267 | 161.1807 | 848.806 | 348.806 | 161.1807 | 0 | 3865 | - | 0 | 0 | - | 0 | 0 | - | 0 | 0 | - | 3865 | - | 500 | 500 | - | 500 | 500 | - | 500 | 500 | -
3866 | 0 | 0 | 0 | 0 | 0 | 0 | 0 | 0 | 0 | 0 | 3866 | 324.1381 | 88.4246 | 1.0195 | 0 | 0 | 0 | 188.3927 | 342.6598 | 0 | 0 | 3866 | - | 0 | 0 | - | 0 | 0 | - | 0 | 0 | - | 3866 | - | 500 | 500 | - | 500 | 500 | - | 500 | 500 | -
3867 | 0 | 0 | 0 | 0 | 0 | 0 | 0 | 0 | 0 | 0 | 3867 | 0 | 76.9534 | 0 | 0 | 0 | 0 | 0 | 0 | 0 | 0 | 3867 | - | 0 | 0 | - | 0 | 0 | - | 0 | 0 | - | 3867 | - | 500 | 500 | - | 500 | 500 | - | 500 | 500 | -
3868 | 0 | 0 | 0 | 0 | 0 | 0 | 0 | 0 | 0 | 0 | 3868 | 0 | 160.1612 | 160.1612 | 484.4682 | 298.1391 | 0 | 0 | 0 | 0 | 0 | 3868 | - | 0 | 0 | - | 0 | 0 | - | 0 | 0 | - | 3868 | - | 500 | 500 | - | 500 | 500 | - | 500 | 500 | -
3869 | 0 | 0 | 0 | 0 | 0 | 0 | 0 | 0 | 0 | 0 | 3869 | 267.9079 | 48.5592 | 0 | 0 | 0 | 0 | 0 | 0 | 0 | 0 | 3869 | - | 0 | 0 | - | 0 | 0 | - | 0 | 0 | - | 3869 | - | 500 | 500 | - | 500 | 471.2903 | - | 500 | 500 | -
3870 | 0 | 0 | 0 | 0 | 0 | 0 | 0 | 0 | 0 | 0 | 3870 | 0 | 222.2146 | 0 | 0 | 0 | 0 | 0 | 0 | 0 | 0 | 3870 | - | 0 | 0 | - | 500 | 500 | - | 428.9368 | 428.9368 | - | 3870 | - | 0 | 72.2146 | - | 0 | 0 | - | 0 | 0 | -
3871 | 0 | 0 | 0 | 0 | 0 | 0 | 0 | 0 | 0 | 0 | 3871 | 0 | 0 | 0 | 0 | 0 | 0 | 0 | 0 | 0 | 0 | 3871 | - | 500 | 500 | - | 500 | 500 | - | 500 | 500 | - | 3871 | - | 0 | 0 | - | 0 | 0 | - | 0 | 0 | -
3872 | 434.6161 | 142.0976 | 148.7142 | 0 | 0 | 0 | 71.0942 | 0 | 0 | 434.6161 | 3872 | 0 | 0 | 0 | 0 | 0 | 0 | 0 | 0 | 0 | 434.6161 | 3872 | - | 500 | 500 | - | 500 | 500 | - | 500 | 500 | - | 3872 | - | 0 | 0 | - | 0 | 0 | - | 0 | 0 | -
3873 | 441.6341 | 0 | 0 | 0 | 0 | 0 | 147.8699 | 127.0443 | 0 | 441.6341 | 3873 | 0 | 0 | 58.3659 | 0 | 0 | 0 | 0 | 0 | 0 | 441.6341 | 3873 | - | 500 | 500 | - | 500 | 500 | - | 500 | 500 | - | 3873 | - | 0 | 0 | - | 0 | 0 | - | 0 | 0 | -
3874 | 482.288 | 333.1335 | 109.0268 | 19.315 | 519.1457 | 146.1487 | 1500 | 1000 | 183.7211 | 482.288 | 3874 | 0 | 0 | 0 | 0 | 0 | 0 | 0 | 0 | 0 | 482.288 | 3874 | - | 500 | 500 | - | 500 | 500 | - | 500 | 500 | - | 3874 | - | 0 | 0 | - | 0 | 0 | - | 0 | 0 | -
3875 | 374.5635 | 0 | 0 | 0 | 41.7834 | 0 | 0 | 0 | 0 | 374.5635 | 3875 | 0 | 0 | 36.4876 | 0 | 0 | 0 | 0 | 0 | 0 | 374.5635 | 3875 | - | 500 | 500 | - | 500 | 500 | - | 500 | 500 | - | 3875 | - | 0 | 0 | - | 0 | 0 | - | 0 | 0 | -
3876 | 396.7171 | 1000 | 233.1 | 1500 | 1000 | 233.1 | 721.5035 | 499.9341 | 195.5275 | 396.7171 | 3876 | 0 | 0 | 0 | 0 | 0 | 0 | 0 | 0 | 0 | 396.7171 | 3876 | - | 500 | 500 | - | 500 | 500 | - | 500 | 500 | - | 3876 | - | 0 | 0 | - | 0 | 0 | - | 0 | 0 | -
3877 | 228.2728 | 151.7474 | 0 | 921.1526 | 66.0493 | 0 | 0 | 0 | 0 | 228.2728 | 3877 | 0 | 0 | 0 | 0 | 0 | 0 | 0 | 0 | 0 | 228.2728 | 3877 | - | 500 | 500 | - | 500 | 500 | - | 500 | 500 | - | 3877 | - | 0 | 0 | - | 0 | 0 | - | 0 | 0 | -
3878 | 82.376 | 0 | 0 | 0 | 0 | 0 | 0 | 0 | 0 | 82.376 | 3878 | 0 | 0 | 0 | 0 | 0 | 0 | 0 | 0 | 0 | 82.376 | 3878 | - | 82.376 | 82.376 | - | 500 | 500 | - | 500 | 500 | - | 3878 | - | 0 | 0 | - | 0 | 0 | - | 0 | 0 | -
3879 | 0 | 0 | 0 | 0 | 0 | 0 | 0 | 0 | 0 | 0 | 3879 | 0 | 0 | 0 | 0 | 0 | 0 | 0 | 0 | 0 | 0 | 3879 | - | 0 | 0 | - | 0 | 0 | - | 500 | 500 | - | 3879 | - | 0 | 0 | - | 0 | 0 | - | 0 | 0 | -
3880 | 0 | 0 | 0 | 0 | 0 | 0 | 0 | 0 | 0 | 0 | 3880 | 0 | 341.0776 | 0 | 0 | 49.9524 | 0 | 0 | 0 | 0 | 0 | 3880 | - | 0 | 0 | - | 0 | 0 | - | 0 | 0 | - | 3880 | - | 0 | 191.0776 | - | 500 | 459.6684 | - | 500 | 500 | -
3881 | 0 | 0 | 0 | 0 | 0 | 0 | 0 | 0 | 0 | 0 | 3881 | 0 | 96.0693 | 0 | 0 | 0 | 0 | 0 | 0 | 0 | 0 | 3881 | - | 0 | 0 | - | 0 | 0 | - | 0 | 0 | - | 3881 | - | 500 | 500 | - | 500 | 500 | - | 500 | 500 | -
3882 | 0 | 0 | 0 | 0 | 0 | 0 | 0 | 0 | 0 | 0 | 3882 | 469.6228 | 335.6814 | 176.747 | 226.5802 | 60.9711 | 0 | 162.3747 | 97.7917 | 0 | 0 | 3882 | - | 0 | 0 | - | 0 | 0 | - | 0 | 0 | - | 3882 | - | 500 | 500 | - | 500 | 500 | - | 500 | 500 | -
3883 | 0 | 0 | 0 | 0 | 0 | 0 | 0 | 0 | 0 | 0 | 3883 | 645.6143 | 295.6143 | 145.6143 | 670.4637 | 333.2977 | 233.1 | 723.4607 | 385.1406 | 146.0651 | 0 | 3883 | - | 0 | 0 | - | 0 | 0 | - | 0 | 0 | - | 3883 | - | 500 | 500 | - | 500 | 500 | - | 500 | 500 | -
3884 | 0 | 0 | 0 | 0 | 0 | 0 | 0 | 0 | 0 | 0 | 3884 | 489.9119 | 0 | 0 | 684.4441 | 472.2357 | 89.2614 | 722.394 | 494.6145 | 176.2963 | 0 | 3884 | - | 0 | 0 | - | 0 | 0 | - | 0 | 0 | - | 3884 | - | 500 | 500 | - | 500 | 500 | - | 500 | 500 | -
3885 | 0 | 0 | 0 | 0 | 0 | 0 | 0 | 0 | 0 | 0 | 3885 | 417.2755 | 0 | 0 | 492.9095 | 358.1356 | 0 | 466.1681 | 340.8951 | 0 | 0 | 3885 | - | 0 | 0 | - | 0 | 0 | - | 0 | 0 | - | 3885 | - | 500 | 500 | - | 500 | 500 | - | 500 | 500 | -
3886 | 0 | 0 | 0 | 0 | 0 | 0 | 0 | 0 | 0 | 0 | 3886 | 51.973 | 314.489 | 0 | 0 | 108.3392 | 0 | 0 | 64.4899 | 0 | 0 | 3886 | - | 0 | 0 | - | 0 | 0 | - | 0 | 0 | - | 3886 | - | 37.4839 | 201.973 | - | 500 | 500 | - | 500 | 500 | -
3887 | 0 | 0 | 0 | 0 | 0 | 0 | 0 | 0 | 0 | 0 | 3887 | 0 | 0 | 0 | 0 | 0 | 0 | 0 | 0 | 0 | 0 | 3887 | - | 0 | 0 | - | 0 | 0 | - | 0 | 0 | - | 3887 | - | 181.4235 | 31.4235 | - | 345 | 414.0413 | - | 351.8115 | 351.8115 | -
3888 | 0 | 0 | 0 | 0 | 0 | 0 | 0 | 0 | 0 | 0 | 3888 | 0 | 0 | 0 | 0 | 0 | 0 | 0 | 0 | 0 | 0 | 3888 | - | 0 | 0 | - | 0 | 0 | - | 0 | 0 | - | 3888 | - | 148.1095 | 105.0358 | - | 0 | 0 | - | 255.1342 | 255.1342 | -
3889 | 0 | 0 | 0 | 0 | 0 | 0 | 0 | 0 | 0 | 0 | 3889 | 0 | 0 | 0 | 0 | 0 | 0 | 0 | 0 | 0 | 0 | 3889 | - | 0 | 0 | - | 0 | 0 | - | 0 | 0 | - | 3889 | - | 83.2463 | 0 | - | 0 | 0 | - | 85.4932 | 85.4932 | -
3890 | 0 | 0 | 0 | 0 | 0 | 0 | 0 | 0 | 0 | 0 | 3890 | 0 | 0 | 0 | 0 | 0 | 0 | 0 | 0 | 0 | 0 | 3890 | - | 0 | 0 | - | 0 | 0 | - | 0 | 0 | - | 3890 | - | 121.0825 | 0 | - | 0 | 0 | - | 0 | 0 | -
3891 | 0 | 0 | 0 | 0 | 0 | 0 | 0 | 0 | 0 | 0 | 3891 | 0 | 0 | 0 | 0 | 0 | 0 | 0 | 0 | 0 | 0 | 3891 | - | 0 | 0 | - | 0 | 0 | - | 0 | 0 | - | 3891 | - | 30.3787 | 0 | - | 0 | 0 | - | 0 | 0 | -
3892 | 0 | 0 | 0 | 0 | 0 | 0 | 0 | 0 | 0 | 0 | 3892 | 0 | 0 | 0 | 0 | 0 | 0 | 0 | 0 | 0 | 0 | 3892 | - | 0 | 0 | - | 0 | 0 | - | 0 | 0 | - | 3892 | - | 0 | 0 | - | 0 | 0 | - | 0 | 0 | -
3893 | 0 | 0 | 0 | 0 | 0 | 0 | 0 | 0 | 0 | 0 | 3893 | 0 | 0 | 0 | 0 | 0 | 0 | 0 | 0 | 0 | 0 | 3893 | - | 0 | 0 | - | 500 | 500 | - | 0 | 0 | - | 3893 | - | 0 | 0 | - | 0 | 0 | - | 0 | 0 | -
3894 | 0 | 0 | 0 | 0 | 1000 | 0 | 0 | 0 | 0 | 0 | 3894 | 0 | 0 | 0 | 0 | 0 | 0 | 0 | 0 | 0 | 0 | 3894 | - | 0 | 0 | - | 500 | 500 | - | 0 | 0 | - | 3894 | - | 0 | 0 | - | 0 | 0 | - | 0 | 0 | -
3895 | 0 | 0 | 0 | 0 | 0 | 0 | 0 | 0 | 0 | 0 | 3895 | 0 | 0 | 0 | 0 | 0 | 0 | 0 | 0 | 0 | 0 | 3895 | - | 318.6824 | 318.6824 | - | 500 | 500 | - | 72.8755 | 72.8755 | - | 3895 | - | 0 | 0 | - | 0 | 0 | - | 0 | 0 | -
3896 | 0 | 0 | 233.1 | 0 | 0 | 0 | 0 | 0 | 0 | 0 | 3896 | 0 | 0 | 0 | 0 | 0 | 0 | 0 | 0 | 0 | 0 | 3896 | - | 500 | 500 | - | 500 | 500 | - | 500 | 500 | - | 3896 | - | 0 | 0 | - | 0 | 0 | - | 0 | 0 | -
3897 | 1099.2142 | 24.7495 | 0 | 910.5573 | 626.9784 | 0 | 0 | 0 | 0 | 1099.2142 | 3897 | 0 | 0 | 0 | 0 | 0 | 0 | 0 | 0 | 0 | 1099.2142 | 3897 | - | 500 | 500 | - | 500 | 500 | - | 500 | 500 | - | 3897 | - | 0 | 0 | - | 0 | 0 | - | 0 | 0 | -
3898 | 0 | 658.9845 | 0 | 1500 | 0 | 233.1 | 0 | 0 | 0 | 0 | 3898 | 0 | 0 | 0 | 0 | 0 | 0 | 0 | 0 | 0 | 0 | 3898 | - | 500 | 500 | - | 500 | 500 | - | 500 | 500 | - | 3898 | - | 0 | 0 | - | 0 | 0 | - | 0 | 0 | -
3899 | 509.7789 | 611.7698 | 146.1487 | 29.9104 | 0 | 146.1487 | 668.1657 | 0 | 0 | 509.7789 | 3899 | 0 | 0 | 0 | 0 | 0 | 0 | 0 | 0 | 0 | 509.7789 | 3899 | - | 500 | 500 | - | 500 | 500 | - | 500 | 500 | - | 3899 | - | 0 | 0 | - | 0 | 0 | - | 0 | 0 | -
3900 | 831.4745 | 331.4745 | 0 | 0 | 0 | 0 | 813.8217 | 266.103 | 233.1 | 831.4745 | 3900 | 0 | 0 | 0 | 0 | 0 | 0 | 0 | 0 | 0 | 831.4745 | 3900 | - | 500 | 500 | - | 500 | 500 | - | 500 | 500 | - | 3900 | - | 0 | 0 | - | 0 | 0 | - | 0 | 0 | -
3901 | 0 | 0 | 0 | 0 | 0 | 0 | 0 | 0 | 0 | 0 | 3901 | 0 | 0 | 0 | 0 | 0 | 0 | 0 | 0 | 0 | 0 | 3901 | - | 0 | 0 | - | 500 | 500 | - | 500 | 500 | - | 3901 | - | 0 | 0 | - | 0 | 0 | - | 0 | 0 | -
3902 | 0 | 0 | 0 | 0 | 0 | 0 | 0 | 0 | 0 | 0 | 3902 | 0 | 0 | 0 | 0 | 0 | 0 | 0 | 0 | 0 | 0 | 3902 | - | 0 | 0 | - | 500 | 500 | - | 0 | 0 | - | 3902 | - | 0 | 0 | - | 0 | 0 | - | 0 | 0 | -
3903 | 0 | 0 | 0 | 0 | 0 | 0 | 0 | 0 | 0 | 0 | 3903 | 0 | 0 | 0 | 0 | 0 | 0 | 0 | 0 | 0 | 0 | 3903 | - | 0 | 0 | - | 0 | 0 | - | 0 | 0 | - | 3903 | - | 0 | 0 | - | 0 | 0 | - | 0 | 0 | -
3904 | 0 | 0 | 0 | 0 | 0 | 0 | 0 | 0 | 0 | 0 | 3904 | 0 | 0 | 0 | 0 | 0 | 0 | 0 | 0 | 0 | 0 | 3904 | - | 0 | 0 | - | 0 | 0 | - | 0 | 0 | - | 3904 | - | 0 | 0 | - | 0 | 0 | - | 0 | 0 | -
3905 | 0 | 0 | 0 | 0 | 0 | 0 | 0 | 0 | 0 | 0 | 3905 | 0 | 0 | 0 | 0 | 0 | 0 | 0 | 0 | 0 | 0 | 3905 | - | 0 | 0 | - | 0 | 0 | - | 0 | 0 | - | 3905 | - | 0 | 0 | - | 500 | 500 | - | 0 | 0 | -
3906 | 0 | 0 | 0 | 0 | 0 | 0 | 0 | 0 | 0 | 0 | 3906 | 0 | 0 | 0 | 0 | 0 | 0 | 0 | 0 | 0 | 0 | 3906 | - | 0 | 0 | - | 0 | 0 | - | 0 | 0 | - | 3906 | - | 0 | 0 | - | 500 | 500 | - | 0 | 0 | -
3907 | 0 | 0 | 0 | 0 | 0 | 0 | 0 | 0 | 0 | 0 | 3907 | 609.5638 | 109.5638 | 109.5638 | 0 | 0 | 0 | 1.8052 | 0 | 0 | 0 | 3907 | - | 0 | 0 | - | 0 | 0 | - | 0 | 0 | - | 3907 | - | 500 | 500 | - | 500 | 500 | - | 500 | 500 | -
3908 | 0 | 0 | 0 | 0 | 0 | 0 | 0 | 0 | 0 | 0 | 3908 | 599.4027 | 758.9335 | 99.4027 | 984.5965 | 551.9284 | 148.3996 | 499.844 | 0 | 0 | 0 | 3908 | - | 0 | 0 | - | 0 | 0 | - | 0 | 0 | - | 3908 | - | 500 | 500 | - | 500 | 500 | - | 500 | 500 | -
3909 | 0 | 0 | 0 | 0 | 0 | 0 | 0 | 0 | 0 | 0 | 3909 | 612.0079 | 396.4839 | 112.0079 | 827.8979 | 600.405 | 173.9618 | 467.0251 | 0 | 0 | 0 | 3909 | - | 0 | 0 | - | 0 | 0 | - | 0 | 0 | - | 3909 | - | 500 | 500 | - | 500 | 500 | - | 500 | 500 | -
3910 | 0 | 0 | 0 | 0 | 0 | 0 | 0 | 0 | 0 | 0 | 3910 | 253.4231 | 117.9504 | 1.3869 | 261.9031 | 230.5982 | 0 | 291.015 | 0 | 0 | 0 | 3910 | - | 0 | 0 | - | 0 | 0 | - | 0 | 0 | - | 3910 | - | 500 | 500 | - | 500 | 500 | - | 500 | 500 | -
3911 | 0 | 0 | 0 | 0 | 0 | 0 | 0 | 0 | 0 | 0 | 3911 | 0 | 0 | 0 | 0 | 0 | 0 | 0 | 0 | 0 | 0 | 3911 | - | 0 | 0 | - | 0 | 0 | - | 0 | 0 | - | 3911 | - | 283.1327 | 283.1327 | - | 500 | 500 | - | 156.3323 | 156.3323 | -
3912 | 0 | 0 | 0 | 0 | 0 | 0 | 0 | 0 | 0 | 0 | 3912 | 0 | 0 | 0 | 0 | 0 | 0 | 0 | 0 | 0 | 0 | 3912 | - | 0 | 0 | - | 0 | 0 | - | 0 | 0 | - | 3912 | - | 0 | 0 | - | 500 | 500 | - | 0 | 0 | -
3913 | 0 | 0 | 0 | 0 | 0 | 0 | 0 | 0 | 0 | 0 | 3913 | 0 | 0 | 0 | 0 | 0 | 0 | 0 | 0 | 0 | 0 | 3913 | - | 0 | 0 | - | 0 | 0 | - | 0 | 0 | - | 3913 | - | 0 | 0 | - | 50 | 50 | - | 0 | 0 | -
3914 | 0 | 0 | 0 | 0 | 0 | 0 | 0 | 0 | 0 | 0 | 3914 | 0 | 0 | 0 | 0 | 0 | 0 | 0 | 0 | 0 | 0 | 3914 | - | 0 | 0 | - | 0 | 0 | - | 0 | 0 | - | 3914 | - | 0 | 0 | - | 0 | 0 | - | 0 | 0 | -
3915 | 0 | 0 | 0 | 0 | 0 | 0 | 0 | 0 | 0 | 0 | 3915 | 0 | 0 | 0 | 0 | 0 | 0 | 0 | 0 | 0 | 0 | 3915 | - | 0 | 0 | - | 0 | 0 | - | 0 | 0 | - | 3915 | - | 0 | 0 | - | 0 | 0 | - | 0 | 0 | -
3916 | 0 | 0 | 0 | 0 | 0 | 0 | 0 | 0 | 0 | 0 | 3916 | 0 | 0 | 0 | 0 | 0 | 0 | 0 | 0 | 0 | 0 | 3916 | - | 0 | 0 | - | 166.6667 | 221.045 | - | 0 | 0 | - | 3916 | - | 0 | 0 | - | 0 | 0 | - | 0 | 0 | -
3917 | 0 | 0 | 0 | 0 | 0 | 0 | 0 | 0 | 0 | 0 | 3917 | 0 | 0 | 0 | 0 | 0 | 0 | 0 | 0 | 0 | 0 | 3917 | - | 125.5905 | 125.5905 | - | 500 | 445.6216 | - | 0 | 0 | - | 3917 | - | 0 | 0 | - | 0 | 0 | - | 0 | 0 | -
3918 | 543.4593 | 0 | 43.4593 | 0 | 0 | 0 | 0 | 0 | 0 | 543.4593 | 3918 | 0 | 0 | 0 | 0 | 0 | 0 | 0 | 0 | 0 | 543.4593 | 3918 | - | 500 | 500 | - | 500 | 500 | - | 0 | 0 | - | 3918 | - | 0 | 0 | - | 0 | 0 | - | 0 | 0 | -
3919 | 0 | 0 | 0 | 0 | 0 | 0 | 0 | 0 | 0 | 0 | 3919 | 0 | 0 | 0 | 0 | 0 | 0 | 0 | 0 | 0 | 0 | 3919 | - | 500 | 500 | - | 500 | 500 | - | 500 | 500 | - | 3919 | - | 0 | 0 | - | 0 | 0 | - | 0 | 0 | -
3920 | 0 | 0 | 0 | 0 | 0 | 146.1487 | 0 | 0 | 0 | 0 | 3920 | 0 | 0 | 0 | 0 | 0 | 0 | 0 | 0 | 0 | 0 | 3920 | - | 500 | 500 | - | 500 | 500 | - | 500 | 500 | - | 3920 | - | 0 | 0 | - | 0 | 0 | - | 0 | 0 | -
3921 | 0 | 0 | 85.3633 | 0 | 0 | 0 | 0 | 0 | 0 | 0 | 3921 | 0 | 0 | 0 | 0 | 0 | 0 | 0 | 0 | 0 | 0 | 3921 | - | 500 | 500 | - | 500 | 500 | - | 500 | 500 | - | 3921 | - | 0 | 0 | - | 0 | 0 | - | 0 | 0 | -
3922 | 0 | 0 | 17.3261 | 0 | 0 | 0 | 0 | 0 | 0 | 0 | 3922 | 0 | 0 | 0 | 0 | 0 | 0 | 0 | 0 | 0 | 0 | 3922 | - | 500 | 500 | - | 500 | 500 | - | 500 | 500 | - | 3922 | - | 0 | 0 | - | 0 | 0 | - | 0 | 0 | -
3923 | 397.0083 | 648.8989 | 0 | 23.1618 | 780.9122 | 0 | 0 | 0 | 0 | 397.0083 | 3923 | 0 | 0 | 0 | 0 | 0 | 0 | 0 | 0 | 0 | 397.0083 | 3923 | - | 500 | 500 | - | 500 | 500 | - | 500 | 500 | - | 3923 | - | 0 | 0 | - | 0 | 0 | - | 0 | 0 | -
3924 | 0 | 821.2066 | 0 | 0 | 0 | 0 | 1161.2557 | 0 | 0 | 0 | 3924 | 0 | 0 | 0 | 0 | 0 | 0 | 0 | 0 | 0 | 0 | 3924 | - | 500 | 500 | - | 500 | 500 | - | 500 | 500 | - | 3924 | - | 0 | 0 | - | 0 | 0 | - | 0 | 0 | -
3925 | 0 | 0 | 233.1 | 1500 | 0 | 0 | 1279.212 | 0 | 146.1487 | 0 | 3925 | 0 | 0 | 0 | 0 | 0 | 0 | 0 | 0 | 0 | 0 | 3925 | - | 500 | 500 | - | 500 | 500 | - | 500 | 500 | - | 3925 | - | 0 | 0 | - | 0 | 0 | - | 0 | 0 | -
3926 | 1500 | 0 | 0 | 0.50277 | 0 | 0 | 0 | 668.0881 | 0 | 1500 | 3926 | 0 | 0 | 0 | 0 | 0 | 0 | 0 | 0 | 0 | 1500 | 3926 | - | 500 | 500 | - | 500 | 500 | - | 500 | 500 | - | 3926 | - | 0 | 0 | - | 0 | 0 | - | 0 | 0 | -
3927 | 0 | 0 | 0 | 916.803 | 0 | 0 | 0 | 491.7307 | 0 | 0 | 3927 | 0 | 0 | 0 | 0 | 0 | 0 | 0 | 0 | 0 | 0 | 3927 | - | 500 | 500 | - | 500 | 500 | - | 500 | 500 | - | 3927 | - | 0 | 0 | - | 0 | 0 | - | 0 | 0 | -
3928 | 0 | 156.873 | 0 | 0 | 0 | 0 | 0 | 0 | 0 | 0 | 3928 | 0 | 0 | 0 | 0 | 0 | 0 | 0 | 0 | 0 | 0 | 3928 | - | 500 | 500 | - | 500 | 500 | - | 464.5838 | 464.5838 | - | 3928 | - | 0 | 0 | - | 0 | 0 | - | 0 | 0 | -
3929 | 0 | 0 | 0 | 0 | 846.0662 | 233.1 | 0 | 0 | 0 | 0 | 3929 | 0 | 0 | 0 | 0 | 0 | 0 | 0 | 0 | 0 | 0 | 3929 | - | 500 | 500 | - | 500 | 500 | - | 0 | 0 | - | 3929 | - | 0 | 0 | - | 0 | 0 | - | 0 | 0 | -
3930 | 0 | 0 | 0 | 0 | 0 | 0 | 0 | 0 | 0 | 0 | 3930 | 113.6073 | 819.7699 | 0 | 0 | 0 | 0 | 0 | 0 | 0 | 0 | 3930 | - | 0 | 0 | - | 0 | 0 | - | 0 | 0 | - | 3930 | - | 500 | 500 | - | 500 | 500 | - | 0 | 0 | -
3931 | 0 | 0 | 0 | 0 | 0 | 0 | 0 | 0 | 0 | 0 | 3931 | 0 | 0 | 89.2614 | 0 | 0 | 0 | 0 | 0 | 0 | 0 | 3931 | - | 0 | 0 | - | 0 | 0 | - | 0 | 0 | - | 3931 | - | 500 | 500 | - | 500 | 500 | - | 500 | 500 | -
3932 | 0 | 0 | 0 | 0 | 0 | 0 | 0 | 0 | 0 | 0 | 3932 | 1063.1617 | 563.1617 | 233.1 | 0 | 990.9999 | 0 | 0 | 0 | 0 | 0 | 3932 | - | 0 | 0 | - | 0 | 0 | - | 0 | 0 | - | 3932 | - | 500 | 500 | - | 500 | 500 | - | 500 | 500 | -
3933 | 0 | 0 | 0 | 0 | 0 | 0 | 0 | 0 | 0 | 0 | 3933 | 216.5918 | 0 | 0 | 0 | 0 | 0 | 0 | 0 | 0 | 0 | 3933 | - | 0 | 0 | - | 0 | 0 | - | 0 | 0 | - | 3933 | - | 500 | 500 | - | 500 | 500 | - | 0 | 0 | -
3934 | 0 | 0 | 0 | 0 | 0 | 0 | 0 | 0 | 0 | 0 | 3934 | 0 | 0 | 0 | 0 | 0 | 0 | 0 | 0 | 0 | 0 | 3934 | - | 0 | 0 | - | 0 | 0 | - | 0 | 0 | - | 3934 | - | 500 | 500 | - | 500 | 500 | - | 0 | 0 | -
3935 | 0 | 0 | 0 | 0 | 0 | 0 | 0 | 0 | 0 | 0 | 3935 | 66.0671 | 0 | 0 | 267.8901 | 0 | 0 | 0 | 0 | 0 | 0 | 3935 | - | 0 | 0 | - | 0 | 0 | - | 0 | 0 | - | 3935 | - | 66.0671 | 66.0671 | - | 267.8901 | 267.8901 | - | 0 | 0 | -
3936 | 0 | 0 | 0 | 0 | 0 | 0 | 0 | 0 | 0 | 0 | 3936 | 0 | 0 | 0 | 111.0661 | 0 | 0 | 10.7239 | 0 | 0 | 0 | 3936 | - | 0 | 0 | - | 0 | 0 | - | 0 | 0 | - | 3936 | - | 194.6097 | 194.6097 | - | 253.0796 | 291.9195 | - | 10.7239 | 10.7239 | -
3937 | 0 | 0 | 0 | 0 | 0 | 0 | 0 | 0 | 0 | 0 | 3937 | 0 | 0 | 0 | 281.7728 | 0 | 0 | 95.1751 | 0 | 0 | 0 | 3937 | - | 0 | 0 | - | 0 | 0 | - | 0 | 0 | - | 3937 | - | 500 | 453.9242 | - | 281.7728 | 281.7728 | - | 95.1751 | 95.1751 | -
3938 | 0 | 0 | 0 | 0 | 0 | 0 | 0 | 0 | 0 | 0 | 3938 | 0 | 0 | 0 | 175.351 | 0 | 0 | 59.661 | 0 | 0 | 0 | 3938 | - | 0 | 0 | - | 0 | 0 | - | 0 | 0 | - | 3938 | - | 264.8522 | 500 | - | 377.0286 | 338.1887 | - | 59.661 | 59.661 | -
3939 | 0 | 0 | 0 | 0 | 0 | 0 | 0 | 0 | 0 | 0 | 3939 | 71.1112 | 0 | 0 | 403.8132 | 0 | 0 | 314.5136 | 0 | 0 | 0 | 3939 | - | 0 | 0 | - | 0 | 0 | - | 0 | 0 | - | 3939 | - | 436.1994 | 71.1112 | - | 443.5261 | 443.5261 | - | 314.5136 | 314.5136 | -
3940 | 0 | 0 | 0 | 0 | 0 | 0 | 0 | 0 | 0 | 0 | 3940 | 300.7726 | 0 | 0 | 679.4396 | 219.1525 | 219.1525 | 614.0147 | 114.0147 | 114.0147 | 0 | 3940 | - | 0 | 0 | - | 0 | 0 | - | 0 | 0 | - | 3940 | - | 500 | 500 | - | 500 | 500 | - | 500 | 500 | -
3941 | 0 | 0 | 0 | 0 | 0 | 0 | 0 | 0 | 0 | 0 | 3941 | 243.0858 | 0 | 0 | 155.0647 | 172.7793 | 103.2088 | 535.0966 | 35.0966 | 35.0966 | 0 | 3941 | - | 0 | 0 | - | 0 | 0 | - | 0 | 0 | - | 3941 | - | 500 | 500 | - | 500 | 500 | - | 500 | 500 | -
3942 | 0 | 0 | 0 | 0 | 0 | 0 | 0 | 0 | 0 | 0 | 3942 | 0 | 0 | 0 | 0 | 0 | 0 | 0 | 0 | 0 | 0 | 3942 | - | 0 | 0 | - | 0 | 0 | - | 0 | 0 | - | 3942 | - | 0 | 0 | - | 276.7028 | 276.7028 | - | 0 | 0 | -
3943 | 0 | 0 | 0 | 0 | 0 | 0 | 0 | 0 | 0 | 0 | 3943 | 0 | 0 | 0 | 0 | 0 | 0 | 0 | 0 | 0 | 0 | 3943 | - | 0 | 0 | - | 0 | 0 | - | 0 | 0 | - | 3943 | - | 0 | 0 | - | 0 | 0 | - | 0 | 0 | -
3944 | 0 | 0 | 0 | 1500 | 332.6455 | 0 | 0 | 0 | 0 | 0 | 3944 | 0 | 0 | 0 | 0 | 0 | 0 | 0 | 0 | 0 | 0 | 3944 | - | 0 | 0 | - | 500 | 0 | - | 0 | 0 | - | 3944 | - | 0 | 0 | - | 0 | 0 | - | 0 | 0 | -
3945 | 251.8319 | 0 | 0 | 0 | 0 | 233.1 | 201.8919 | 0 | 0 | 251.8319 | 3945 | 0 | 0 | 0 | 0 | 0 | 0 | 0 | 0 | 0 | 251.8319 | 3945 | - | 251.8319 | 251.8319 | - | 0 | 500 | - | 201.8919 | 500 | - | 3945 | - | 0 | 0 | - | 0 | 0 | - | 0 | 0 | -
3946 | 559.4002 | 59.4002 | 0 | 0 | 0 | 0 | 545.8547 | 0 | 0 | 559.4002 | 3946 | 0 | 0 | 0 | 0 | 0 | 0 | 0 | 0 | 0 | 559.4002 | 3946 | - | 500 | 500 | - | 0 | 0 | - | 500 | 500 | - | 3946 | - | 0 | 0 | - | 0 | 0 | - | 0 | 0 | -
3947 | 590.5796 | 90.5796 | 90.5796 | 34.0342 | 0 | 0 | 674.7317 | 0 | 0 | 590.5796 | 3947 | 0 | 0 | 0 | 0 | 0 | 0 | 0 | 0 | 0 | 590.5796 | 3947 | - | 500 | 500 | - | 500 | 500 | - | 500 | 500 | - | 3947 | - | 0 | 0 | - | 0 | 0 | - | 0 | 0 | -
3948 | 1038.656 | 226.9057 | 0 | 906.4335 | 294.3329 | 0 | 494.2098 | 0 | 175.425 | 1038.656 | 3948 | 0 | 0 | 0 | 0 | 0 | 0 | 0 | 0 | 0 | 1038.656 | 3948 | - | 500 | 500 | - | 500 | 0 | - | 500 | 500 | - | 3948 | - | 0 | 0 | - | 0 | 0 | - | 0 | 0 | -
3949 | 0 | 0 | 31.2154 | 0 | 1000 | 0 | 0 | 0 | 0 | 0 | 3949 | 0 | 0 | 0 | 0 | 0 | 0 | 0 | 0 | 0 | 0 | 3949 | - | 500 | 500 | - | 0 | 0 | - | 500 | 500 | - | 3949 | - | 0 | 0 | - | 0 | 0 | - | 0 | 0 | -
3950 | 0 | 0 | 0 | 0 | 0 | 0 | 0 | 0 | 0 | 0 | 3950 | 0 | 0 | 0 | 0 | 0 | 0 | 0 | 0 | 0 | 0 | 3950 | - | 0 | 0 | - | 500 | 0 | - | 0 | 0 | - | 3950 | - | 0 | 0 | - | 0 | 0 | - | 0 | 0 | -
3951 | 0 | 0 | 0 | 0 | 0 | 0 | 0 | 0 | 0 | 0 | 3951 | 0 | 0 | 0 | 0 | 0 | 0 | 0 | 0 | 0 | 0 | 3951 | - | 0 | 0 | - | 0 | 500 | - | 0 | 0 | - | 3951 | - | 0 | 0 | - | 0 | 0 | - | 0 | 0 | -
3952 | 0 | 0 | 0 | 0 | 0 | 0 | 0 | 0 | 0 | 0 | 3952 | 0 | 0 | 0 | 0 | 0 | 0 | 0 | 0 | 0 | 0 | 3952 | - | 0 | 0 | - | 0 | 0 | - | 0 | 0 | - | 3952 | - | 0 | 0 | - | 0 | 0 | - | 0 | 0 | -
3953 | 0 | 0 | 0 | 0 | 0 | 0 | 0 | 0 | 0 | 0 | 3953 | 463.5951 | 0 | 0 | 0 | 0 | 0 | 0 | 0 | 0 | 0 | 3953 | - | 0 | 0 | - | 0 | 0 | - | 0 | 0 | - | 3953 | - | 483.5951 | 500 | - | 500 | 500 | - | 0 | 0 | -
3954 | 0 | 0 | 0 | 0 | 0 | 0 | 0 | 0 | 0 | 0 | 3954 | 603.5258 | 103.5258 | 103.5258 | 0 | 0 | 0 | 0 | 0 | 0 | 0 | 3954 | - | 0 | 0 | - | 0 | 0 | - | 0 | 0 | - | 3954 | - | 500 | 500 | - | 500 | 500 | - | 0 | 0 | -
3955 | 0 | 0 | 0 | 0 | 0 | 0 | 0 | 0 | 0 | 0 | 3955 | 0 | 0 | 0 | 0 | 0 | 0 | 0 | 0 | 0 | 0 | 3955 | - | 0 | 0 | - | 0 | 0 | - | 0 | 0 | - | 3955 | - | 340.3887 | 500 | - | 50.2699 | 50.2699 | - | 0 | 0 | -
3956 | 0 | 0 | 0 | 0 | 0 | 0 | 0 | 0 | 0 | 0 | 3956 | 0 | 0 | 0 | 0 | 0 | 0 | 0 | 0 | 0 | 0 | 3956 | - | 0 | 0 | - | 0 | 0 | - | 472.3473 | 174.2392 | - | 3956 | - | 500 | 500 | - | 0 | 0 | - | 0 | 0 | -
3957 | 0 | 0 | 0 | 0 | 0 | 0 | 0 | 0 | 0 | 0 | 3957 | 0 | 0 | 0 | 0 | 0 | 0 | 0 | 0 | 0 | 0 | 3957 | - | 0 | 0 | - | 0 | 0 | - | 0 | 0 | - | 3957 | - | 0 | 0 | - | 0 | 0 | - | 0 | 0 | -
3958 | 0 | 0 | 0 | 0 | 0 | 0 | 0 | 0 | 0 | 0 | 3958 | 0 | 0 | 0 | 0 | 0 | 0 | 0 | 0 | 0 | 0 | 3958 | - | 0 | 0 | - | 0 | 500 | - | 0 | 0 | - | 3958 | - | 0 | 0 | - | 0 | 0 | - | 0 | 0 | -
3959 | 0 | 0 | 0 | 0 | 0 | 0 | 0 | 0 | 0 | 0 | 3959 | 0 | 0 | 0 | 0 | 0 | 0 | 0 | 0 | 0 | 0 | 3959 | - | 0 | 0 | - | 500 | 500 | - | 0 | 0 | - | 3959 | - | 0 | 0 | - | 0 | 0 | - | 0 | 0 | -
3960 | 174.89 | 0 | 0 | 0 | 0 | 0 | 0 | 0 | 0 | 174.89 | 3960 | 0 | 0 | 0 | 0 | 0 | 0 | 0 | 0 | 0 | 174.89 | 3960 | - | 166.6667 | 228.5065 | - | 500 | 500 | - | 0 | 0 | - | 3960 | - | 0 | 0 | - | 0 | 0 | - | 0 | 0 | -
3961 | 873.9704 | 974.5412 | 0 | 0 | 0 | 0 | 0 | 0 | 0 | 873.9704 | 3961 | 0 | 0 | 0 | 0 | 0 | 0 | 0 | 0 | 0 | 873.9704 | 3961 | - | 500 | 500 | - | 500 | 463.2962 | - | 0 | 0 | - | 3961 | - | 0 | 0 | - | 0 | 0 | - | 0 | 0 | -
3962 | 0 | 0 | 0 | 0 | 0 | 0 | 0 | 0 | 0 | 0 | 3962 | 0 | 0 | 0 | 0 | 0 | 0 | 0 | 0 | 0 | 0 | 3962 | - | 500 | 316.2535 | - | 102.5401 | 0 | - | 0 | 0 | - | 3962 | - | 0 | 0 | - | 0 | 0 | - | 0 | 0 | -
3963 | 0 | 0 | 0 | 0 | 0 | 146.1487 | 0 | 0 | 0 | 0 | 3963 | 0 | 0 | 0 | 0 | 0 | 0 | 0 | 0 | 0 | 0 | 3963 | - | 500 | 500 | - | 0 | 500 | - | 0 | 0 | - | 3963 | - | 0 | 0 | - | 0 | 0 | - | 0 | 0 | -
3964 | 0 | 0 | 0 | 0 | 0 | 0 | 0 | 0 | 0 | 0 | 3964 | 0 | 0 | 0 | 0 | 0 | 0 | 0 | 0 | 0 | 0 | 3964 | - | 0 | 0 | - | 500 | 500 | - | 0 | 0 | - | 3964 | - | 0 | 0 | - | 0 | 0 | - | 0 | 0 | -
3965 | 0 | 0 | 0 | 0 | 0 | 0 | 0 | 0 | 0 | 0 | 3965 | 0 | 0 | 0 | 0 | 0 | 0 | 0 | 0 | 0 | 0 | 3965 | - | 500 | 500 | - | 500 | 500 | - | 0 | 0 | - | 3965 | - | 0 | 0 | - | 0 | 0 | - | 0 | 0 | -
3966 | 0 | 0 | 0 | 0 | 0 | 0 | 0 | 0 | 0 | 0 | 3966 | 0 | 0 | 0 | 0 | 0 | 0 | 0 | 0 | 0 | 0 | 3966 | - | 500 | 404.4207 | - | 500 | 500 | - | 0 | 0 | - | 3966 | - | 0 | 0 | - | 0 | 0 | - | 0 | 0 | -
3967 | 0 | 0 | 146.1487 | 0 | 0 | 0 | 0 | 0 | 0 | 0 | 3967 | 0 | 0 | 0 | 0 | 0 | 0 | 0 | 0 | 0 | 0 | 3967 | - | 500 | 500 | - | 500 | 0 | - | 0 | 0 | - | 3967 | - | 0 | 0 | - | 0 | 0 | - | 0 | 0 | -
3968 | 0 | 0 | 0 | 0 | 0 | 0 | 0 | 0 | 0 | 0 | 3968 | 0 | 0 | 0 | 0 | 0 | 0 | 0 | 0 | 0 | 0 | 3968 | - | 500 | 500 | - | 500 | 500 | - | 0 | 0 | - | 3968 | - | 0 | 0 | - | 0 | 0 | - | 0 | 0 | -
3969 | 206.576 | 0 | 233.1 | 0 | 0 | 0 | 0 | 0 | 0 | 206.576 | 3969 | 0 | 0 | 0 | 0 | 0 | 0 | 0 | 0 | 0 | 206.576 | 3969 | - | 500 | 500 | - | 0 | 0 | - | 0 | 0 | - | 3969 | - | 0 | 0 | - | 0 | 0 | - | 0 | 0 | -
3970 | 0 | 0 | 0 | 0 | 0 | 0 | 0 | 0 | 0 | 0 | 3970 | 0 | 0 | 0 | 0 | 0 | 0 | 0 | 0 | 0 | 0 | 3970 | - | 500 | 500 | - | 311.0974 | 0 | - | 500 | 500 | - | 3970 | - | 0 | 0 | - | 0 | 0 | - | 0 | 0 | -
3971 | 0 | 0 | 0 | 0 | 0 | 0 | 0 | 0 | 0 | 0 | 3971 | 0 | 0 | 0 | 0 | 0 | 0 | 0 | 0 | 0 | 0 | 3971 | - | 500 | 440.035 | - | 329.6427 | 500 | - | 500 | 500 | - | 3971 | - | 0 | 0 | - | 0 | 0 | - | 0 | 0 | -
3972 | 0 | 0 | 0 | 0 | 0 | 0 | 0 | 376.4815 | 0 | 0 | 3972 | 0 | 0 | 0 | 0 | 0 | 0 | 0 | 0 | 0 | 0 | 3972 | - | 500 | 432.1609 | - | 390.7225 | 500 | - | 500 | 500 | - | 3972 | - | 0 | 0 | - | 0 | 0 | - | 0 | 0 | -
3973 | 0 | 0 | 0 | 0 | 0 | 0 | 0 | 0 | 0 | 0 | 3973 | 0 | 0 | 0 | 0 | 0 | 0 | 0 | 0 | 0 | 0 | 3973 | - | 500 | 447.9432 | - | 438.5887 | 0 | - | 178.9262 | 178.9262 | - | 3973 | - | 0 | 0 | - | 0 | 0 | - | 0 | 0 | -
3974 | 0 | 397.3468 | 0 | 0 | 0 | 0 | 0 | 0 | 0 | 0 | 3974 | 0 | 0 | 0 | 0 | 0 | 0 | 0 | 0 | 0 | 0 | 3974 | - | 0 | 397.3468 | - | 0 | 500 | - | 0 | 0 | - | 3974 | - | 0 | 0 | - | 0 | 0 | - | 0 | 0 | -
3975 | 0 | 0 | 0 | 0 | 0 | 0 | 0 | 0 | 0 | 0 | 3975 | 0 | 0 | 0 | 0 | 0 | 0 | 0 | 0 | 0 | 0 | 3975 | - | 500 | 500 | - | 0 | 0 | - | 0 | 0 | - | 3975 | - | 0 | 0 | - | 0 | 0 | - | 0 | 0 | -
3976 | 0 | 0 | 0 | 0 | 0 | 0 | 0 | 0 | 0 | 0 | 3976 | 0 | 0 | 0 | 0 | 0 | 0 | 0 | 0 | 0 | 0 | 3976 | - | 0 | 0 | - | 390.7049 | 500 | - | 0 | 0 | - | 3976 | - | 0 | 0 | - | 0 | 0 | - | 0 | 0 | -
3977 | 0 | 0 | 0 | 0 | 0 | 0 | 0 | 0 | 0 | 0 | 3977 | 0 | 0 | 0 | 0 | 0 | 0 | 0 | 0 | 0 | 0 | 3977 | - | 0 | 0 | - | 0 | 0 | - | 0 | 0 | - | 3977 | - | 0 | 0 | - | 0 | 0 | - | 0 | 0 | -
3978 | 0 | 0 | 0 | 0 | 0 | 0 | 0 | 0 | 0 | 0 | 3978 | 0 | 0 | 0 | 0 | 0 | 0 | 0 | 0 | 0 | 0 | 3978 | - | 0 | 0 | - | 0 | 0 | - | 0 | 0 | - | 3978 | - | 149.1035 | 149.1035 | - | 0 | 0 | - | 0 | 0 | -
3979 | 0 | 0 | 0 | 0 | 0 | 0 | 0 | 0 | 0 | 0 | 3979 | 45.8551 | 0 | 0 | 0 | 0 | 0 | 45.0274 | 0 | 0 | 0 | 3979 | - | 0 | 0 | - | 0 | 0 | - | 0 | 0 | - | 3979 | - | 195.8551 | 195.8551 | - | 293.1869 | 213.7611 | - | 131.1328 | 131.1328 | -
3980 | 0 | 0 | 0 | 0 | 0 | 0 | 0 | 0 | 0 | 0 | 3980 | 178.5149 | 0 | 0 | 164.9215 | 0 | 0 | 63.5486 | 0 | 0 | 0 | 3980 | - | 0 | 0 | - | 0 | 0 | - | 0 | 0 | - | 3980 | - | 260.3429 | 260.3429 | - | 349.9984 | 270.5726 | - | 182.6873 | 182.6873 | -
3981 | 0 | 0 | 0 | 0 | 0 | 0 | 28.9894 | 0 | 0 | 0 | 3981 | 101.9983 | 0 | 0 | 0 | 0 | 0 | 0 | 0 | 0 | 0 | 3981 | - | 0 | 0 | - | 0 | 0 | - | 28.9894 | 28.9894 | - | 3981 | - | 101.9983 | 101.9983 | - | 162.1149 | 82.6891 | - | 0 | 0 | -
3982 | 0 | 0 | 0 | 0 | 0 | 0 | 11.5871 | 0 | 0 | 0 | 3982 | 96.8361 | 0 | 52.2015 | 36.3688 | 0 | 89.1324 | 0 | 0 | 0 | 0 | 3982 | - | 0 | 0 | - | 0 | 0 | - | 11.5871 | 11.5871 | - | 3982 | - | 96.8361 | 44.6345 | - | 168.5582 | 0 | - | 0 | 0 | -
3983 | 0 | 0 | 0 | 0 | 0 | 0 | 0 | 0 | 0 | 0 | 3983 | 145.3664 | 0 | 0 | 171.0601 | 210.773 | 111.2631 | 21.8874 | 0 | 0 | 0 | 3983 | - | 0 | 0 | - | 0 | 0 | - | 0 | 0 | - | 3983 | - | 145.3664 | 145.3664 | - | 0 | 59.797 | - | 101.3132 | 101.3132 | -
3984 | 0 | 0 | 0 | 0 | 0 | 0 | 0 | 0 | 0 | 0 | 3984 | 187.8882 | 0 | 0 | 244.2926 | 284.0055 | 0 | 123.969 | 0 | 0 | 0 | 3984 | - | 0 | 0 | - | 0 | 0 | - | 0 | 0 | - | 3984 | - | 187.8882 | 187.8882 | - | 0 | 244.2926 | - | 203.3947 | 203.3947 | -
3985 | 0 | 0 | 0 | 0 | 0 | 0 | 0 | 0 | 0 | 0 | 3985 | 173.9743 | 104.6465 | 0 | 253.0738 | 272.8299 | 0 | 155.5636 | 0 | 0 | 0 | 3985 | - | 0 | 0 | - | 0 | 0 | - | 0 | 0 | - | 3985 | - | 69.3278 | 173.9743 | - | 19.9569 | 253.0738 | - | 234.9894 | 234.9894 | -
3986 | 0 | 0 | 0 | 0 | 0 | 0 | 0 | 0 | 0 | 0 | 3986 | 183.5369 | 0 | 0 | 271.1306 | 0 | 0 | 178.0048 | 0 | 0 | 0 | 3986 | - | 0 | 0 | - | 0 | 0 | - | 0 | 0 | - | 3986 | - | 183.5369 | 183.5369 | - | 350.5564 | 271.1306 | - | 257.4306 | 257.4306 | -
3987 | 0 | 0 | 0 | 0 | 0 | 0 | 0 | 0 | 0 | 0 | 3987 | 250.3007 | 0 | 0 | 362.2929 | 402.0058 | 0 | 282.6086 | 0 | 0 | 0 | 3987 | - | 0 | 0 | - | 0 | 0 | - | 0 | 0 | - | 3987 | - | 250.3007 | 250.3007 | - | 0 | 362.2929 | - | 362.0344 | 362.0344 | -
3988 | 0 | 0 | 0 | 0 | 0 | 0 | 0 | 0 | 0 | 0 | 3988 | 438.1402 | 0 | 0 | 569.3277 | 184.4835 | 121.9659 | 595.8437 | 175.2695 | 135.5566 | 0 | 3988 | - | 0 | 0 | - | 0 | 0 | - | 0 | 0 | - | 3988 | - | 438.1402 | 438.1402 | - | 500 | 500 | - | 500 | 500 | -
3989 | 0 | 0 | 0 | 0 | 0 | 0 | 0 | 0 | 0 | 0 | 3989 | 271.9865 | 0 | 0 | 1.9294 | 28.834 | 0 | 642.4344 | 1000 | 186.8048 | 0 | 3989 | - | 0 | 0 | - | 0 | 0 | - | 0 | 0 | - | 3989 | - | 421.9865 | 421.9865 | - | 500 | 339.0881 | - | 500 | 500 | -
3990 | 0 | 0 | 0 | 0 | 0 | 0 | 0 | 0 | 0 | 0 | 3990 | 0 | 0 | 52.445 | 0 | 0 | 0 | 0 | 207.6622 | 0 | 0 | 3990 | - | 0 | 0 | - | 0 | 0 | - | 0 | 0 | - | 3990 | - | 52.445 | 0 | - | 0 | 0 | - | 500 | 500 | -
3991 | 0 | 0 | 0 | 0 | 0 | 0 | 0 | 0 | 0 | 0 | 3991 | 0 | 0 | 0 | 0 | 0 | 0 | 0 | 0 | 0 | 0 | 3991 | - | 0 | 0 | - | 0 | 0 | - | 0 | 0 | - | 3991 | - | 0 | 0 | - | 0 | 0 | - | 0 | 0 | -
3992 | 0 | 0 | 0 | 0 | 0 | 0 | 0 | 0 | 0 | 0 | 3992 | 0 | 0 | 0 | 0 | 0 | 0 | 0 | 0 | 0 | 0 | 3992 | - | 83.4404 | 83.4404 | - | 0 | 173.9504 | - | 146.8791 | 146.8791 | - | 3992 | - | 0 | 0 | - | 0 | 0 | - | 0 | 0 | -
3993 | 418.3932 | 0 | 0 | 0 | 0 | 0 | 39.4404 | 0 | 94.4304 | 418.3932 | 3993 | 0 | 0 | 0 | 0 | 0 | 0 | 0 | 0 | 0 | 418.3932 | 3993 | - | 500 | 500 | - | 500 | 500 | - | 500 | 500 | - | 3993 | - | 0 | 0 | - | 0 | 0 | - | 0 | 0 | -
3994 | 619.471 | 0 | 0 | 0 | 0 | 0 | 167.4976 | 145.2839 | 51.7183 | 619.471 | 3994 | 0 | 0 | 0 | 0 | 0 | 0 | 0 | 0 | 0 | 619.471 | 3994 | - | 500 | 500 | - | 500 | 500 | - | 500 | 500 | - | 3994 | - | 0 | 0 | - | 0 | 0 | - | 0 | 0 | -
3995 | 400.3839 | 0 | 0 | 0 | 0 | 0 | 87.9029 | 388.1194 | 233.1 | 400.3839 | 3995 | 0 | 0 | 0 | 0 | 0 | 0 | 0 | 0 | 0 | 400.3839 | 3995 | - | 500 | 500 | - | 500 | 500 | - | 500 | 500 | - | 3995 | - | 0 | 0 | - | 0 | 0 | - | 0 | 0 | -
3996 | 311.0567 | 0 | 0 | 751.1532 | 771.2411 | 146.1487 | 0 | 259.2367 | 0 | 311.0567 | 3996 | 0 | 0 | 0 | 0 | 0 | 0 | 0 | 0 | 0 | 311.0567 | 3996 | - | 500 | 500 | - | 500 | 500 | - | 500 | 500 | - | 3996 | - | 0 | 0 | - | 0 | 0 | - | 0 | 0 | -
3997 | 691.1629 | 123.1135 | 123.1135 | 1357.0007 | 855.7373 | 233.1 | 658.9501 | 158.9501 | 0 | 691.1629 | 3997 | 0 | 0 | 0 | 0 | 0 | 0 | 0 | 0 | 0 | 691.1629 | 3997 | - | 500 | 500 | - | 500 | 500 | - | 500 | 500 | - | 3997 | - | 0 | 0 | - | 0 | 0 | - | 0 | 0 | -
3998 | 0 | 0 | 0 | 332.3137 | 0 | 0 | 1486.6766 | 675.3883 | 0 | 0 | 3998 | 0 | 0 | 0 | 0 | 0 | 0 | 0 | 0 | 0 | 0 | 3998 | - | 500 | 500 | - | 362.4364 | 500 | - | 500 | 500 | - | 3998 | - | 0 | 0 | - | 0 | 0 | - | 0 | 0 | -
3999 | 0 | 0 | 0 | 0 | 0 | 0 | 0 | 0 | 0 | 0 | 3999 | 0 | 0 | 0 | 0 | 0 | 0 | 0 | 0 | 0 | 0 | 3999 | - | 68.5688 | 68.5688 | - | 31.8496 | 31.8496 | - | 476.4338 | 476.4338 | - | 3999 | - | 0 | 0 | - | 0 | 0 | - | 0 | 0 | -
4000 | 0 | 0 | 0 | 0 | 0 | 0 | 0 | 0 | 0 | 0 | 4000 | 0 | 0 | 0 | 0 | 0 | 0 | 0 | 0 | 0 | 0 | 4000 | - | 0 | 0 | - | 0 | 0 | - | 6.4593 | 6.4593 | - | 4000 | - | 0 | 0 | - | 138.7956 | 138.7956 | - | 0 | 0 | -
4001 | 0 | 0 | 0 | 0 | 0 | 0 | 0 | 0 | 0 | 0 | 4001 | 12.7601 | 328.1715 | 81.993 | 0 | 0 | 0 | 0 | 0 | 0 | 0 | 4001 | - | 0 | 0 | - | 0 | 0 | - | 0 | 0 | - | 4001 | - | 0 | 246.1785 | - | 280.8228 | 280.8228 | - | 451.3318 | 411.6189 | -
4002 | 0 | 0 | 0 | 0 | 0 | 0 | 0 | 0 | 0 | 0 | 4002 | 495.3974 | 495.3974 | 0 | 136.2014 | 304.2963 | 0 | 0 | 267.5579 | 0 | 0 | 4002 | - | 0 | 0 | - | 0 | 0 | - | 0 | 0 | - | 4002 | - | 0 | 495.3974 | - | 500 | 500 | - | 500 | 500 | -
4003 | 0 | 0 | 0 | 0 | 0 | 0 | 0 | 0 | 0 | 0 | 4003 | 507.2684 | 164.2719 | 7.2684 | 416.7704 | 354.797 | 0 | 628.6477 | 316.3218 | 233.1 | 0 | 4003 | - | 0 | 0 | - | 0 | 0 | - | 0 | 0 | - | 4003 | - | 342.9964 | 500 | - | 500 | 500 | - | 500 | 500 | -
4004 | 0 | 0 | 0 | 0 | 0 | 0 | 0 | 0 | 0 | 0 | 4004 | 450.5895 | 39.1263 | 0 | 775.1166 | 275.1166 | 233.1 | 640.9024 | 180.6153 | 8.9327 | 0 | 4004 | - | 0 | 0 | - | 0 | 0 | - | 0 | 0 | - | 4004 | - | 500 | 450.5895 | - | 500 | 500 | - | 500 | 500 | -
4005 | 0 | 0 | 0 | 0 | 0 | 0 | 0 | 0 | 0 | 0 | 4005 | 426.7372 | 76.7372 | 0 | 596.1638 | 232.2934 | 89.2614 | 430.3286 | 120.0415 | 80.3286 | 0 | 4005 | - | 0 | 0 | - | 0 | 0 | - | 0 | 0 | - | 4005 | - | 500 | 426.7372 | - | 500 | 500 | - | 500 | 500 | -
4006 | 0 | 0 | 0 | 0 | 0 | 0 | 0 | 0 | 0 | 0 | 4006 | 181.645 | 0 | 0 | 150.1455 | 186.7355 | 0 | 374.5188 | 346.9228 | 0 | 0 | 4006 | - | 0 | 0 | - | 0 | 0 | - | 0 | 0 | - | 4006 | - | 500 | 391.6584 | - | 500 | 500 | - | 257.0218 | 500 | -
4007 | 0 | 0 | 0 | 0 | 0 | 0 | 0 | 0 | 0 | 0 | 4007 | 0 | 0 | 0 | 0 | 29.6929 | 0 | 0 | 0 | 0 | 0 | 4007 | - | 0 | 0 | - | 0 | 0 | - | 0 | 0 | - | 4007 | - | 399.849 | 249.849 | - | 500 | 500 | - | 435.8876 | 358.2068 | -
4008 | 0 | 0 | 0 | 0 | 0 | 0 | 0 | 0 | 0 | 0 | 4008 | 0 | 0 | 0 | 0 | 0 | 0 | 0 | 0 | 0 | 0 | 4008 | - | 0 | 0 | - | 0 | 0 | - | 0 | 0 | - | 4008 | - | 394.2306 | 244.2306 | - | 500 | 500 | - | 390.3354 | 383.8896 | -
4009 | 0 | 0 | 0 | 0 | 0 | 0 | 0 | 0 | 0 | 0 | 4009 | 0 | 0 | 0 | 0 | 0 | 0 | 0 | 0 | 0 | 0 | 4009 | - | 0 | 0 | - | 0 | 0 | - | 0 | 0 | - | 4009 | - | 433.421 | 283.421 | - | 437.427 | 500 | - | 493.0092 | 453.2963 | -
4010 | 0 | 0 | 0 | 0 | 0 | 0 | 0 | 0 | 0 | 0 | 4010 | 0 | 0 | 0 | 0 | 0 | 0 | 0 | 0 | 0 | 0 | 4010 | - | 0 | 0 | - | 0 | 0 | - | 0 | 0 | - | 4010 | - | 202.3775 | 202.3775 | - | 161.4954 | 54.1929 | - | 454.2024 | 374.7766 | -
4011 | 0 | 0 | 0 | 0 | 0 | 0 | 0 | 0 | 0 | 0 | 4011 | 0 | 0 | 0 | 0 | 0 | 0 | 0 | 0 | 0 | 0 | 4011 | - | 0 | 0 | - | 0 | 0 | - | 0 | 0 | - | 4011 | - | 313.5768 | 163.5768 | - | 381.4593 | 500 | - | 418.2118 | 418.2118 | -
4012 | 0 | 0 | 0 | 0 | 0 | 0 | 0 | 0 | 0 | 0 | 4012 | 0 | 0 | 0 | 0 | 0 | 0 | 0 | 151.4724 | 0 | 0 | 4012 | - | 0 | 0 | - | 0 | 0 | - | 0 | 0 | - | 4012 | - | 463.5488 | 349.8569 | - | 500 | 426.1887 | - | 500 | 500 | -
4013 | 0 | 0 | 0 | 0 | 0 | 0 | 0 | 0 | 0 | 0 | 4013 | 0 | 279.2273 | 233.1 | 0 | 0 | 0 | 0 | 0 | 0 | 0 | 4013 | - | 0 | 0 | - | 0 | 0 | - | 0 | 0 | - | 4013 | - | 0 | 46.1273 | - | 0 | 0 | - | 0 | 0 | -
4014 | 0 | 0 | 0 | 0 | 0 | 0 | 0 | 0 | 0 | 0 | 4014 | 0 | 0 | 0 | 0 | 0 | 0 | 0 | 0 | 0 | 0 | 4014 | - | 500 | 500 | - | 0 | 0 | - | 0 | 0 | - | 4014 | - | 0 | 0 | - | 0 | 0 | - | 0 | 0 | -
4015 | 0 | 0 | 0 | 0 | 0 | 0 | 0 | 0 | 0 | 0 | 4015 | 0 | 0 | 0 | 0 | 0 | 0 | 0 | 0 | 0 | 0 | 4015 | - | 500 | 500 | - | 500 | 500 | - | 500 | 500 | - | 4015 | - | 0 | 0 | - | 0 | 0 | - | 0 | 0 | -
4016 | 0 | 0 | 0 | 0 | 0 | 0 | 166.9873 | 0 | 0 | 0 | 4016 | 0 | 0 | 0 | 0 | 0 | 0 | 0 | 0 | 0 | 0 | 4016 | - | 500 | 500 | - | 500 | 500 | - | 500 | 500 | - | 4016 | - | 0 | 0 | - | 0 | 0 | - | 0 | 0 | -
4017 | 0 | 0 | 0 | 0 | 1000 | 0 | 1500 | 0 | 0 | 0 | 4017 | 0 | 0 | 0 | 0 | 0 | 0 | 0 | 0 | 0 | 0 | 4017 | - | 500 | 500 | - | 500 | 500 | - | 500 | 500 | - | 4017 | - | 0 | 0 | - | 0 | 0 | - | 0 | 0 | -
4018 | 2.5395 | 0 | 0 | 0 | 0 | 146.1487 | 0 | 0 | 0 | 2.5395 | 4018 | 0 | 0 | 0 | 0 | 0 | 0 | 0 | 0 | 0 | 2.5395 | 4018 | - | 500 | 500 | - | 500 | 500 | - | 500 | 500 | - | 4018 | - | 0 | 0 | - | 0 | 0 | - | 0 | 0 | -
4019 | 356.1395 | 0 | 0 | 0 | 0 | 0 | 366.7313 | 0 | 0 | 356.1395 | 4019 | 0 | 0 | 0 | 0 | 0 | 0 | 0 | 0 | 0 | 356.1395 | 4019 | - | 500 | 500 | - | 500 | 500 | - | 500 | 500 | - | 4019 | - | 0 | 0 | - | 0 | 0 | - | 0 | 0 | -
4020 | 849.0945 | 284.6563 | 130.6183 | 940.4677 | 626.9784 | 233.1 | 319.9009 | 1000 | 0 | 849.0945 | 4020 | 0 | 0 | 0 | 0 | 0 | 0 | 0 | 0 | 0 | 849.0945 | 4020 | - | 500 | 500 | - | 500 | 500 | - | 500 | 500 | - | 4020 | - | 0 | 0 | - | 0 | 0 | - | 0 | 0 | -
4021 | 839.4035 | 565.0359 | 233.1 | 1500 | 0 | 0 | 86.8481 | 0 | 146.1487 | 839.4035 | 4021 | 0 | 0 | 0 | 0 | 0 | 0 | 0 | 0 | 0 | 839.4035 | 4021 | - | 500 | 500 | - | 500 | 500 | - | 500 | 500 | - | 4021 | - | 0 | 0 | - | 0 | 0 | - | 0 | 0 | -
4022 | 393.2907 | 777.2862 | 15.5304 | 0 | 0 | 0 | 0 | 626.9784 | 233.1 | 393.2907 | 4022 | 0 | 0 | 0 | 0 | 0 | 0 | 0 | 0 | 0 | 393.2907 | 4022 | - | 500 | 500 | - | 500 | 500 | - | 500 | 500 | - | 4022 | - | 0 | 0 | - | 0 | 0 | - | 0 | 0 | -
4023 | 0 | 0 | 0 | 0 | 0 | 0 | 0 | 0 | 0 | 0 | 4023 | 0 | 0 | 0 | 0 | 0 | 0 | 0 | 0 | 0 | 0 | 4023 | - | 500 | 500 | - | 500 | 500 | - | 342.7865 | 342.7865 | - | 4023 | - | 0 | 0 | - | 0 | 0 | - | 0 | 0 | -
4024 | 0 | 0 | 0 | 0 | 0 | 0 | 0 | 0 | 0 | 0 | 4024 | 0 | 0 | 0 | 0 | 0 | 0 | 0 | 0 | 0 | 0 | 4024 | - | 0 | 0 | - | 154.6233 | 154.6233 | - | 0 | 0 | - | 4024 | - | 0 | 0 | - | 0 | 0 | - | 0 | 0 | -
4025 | 0 | 0 | 0 | 0 | 0 | 0 | 0 | 0 | 0 | 0 | 4025 | 0 | 184.3015 | 0 | 475.5982 | 429.6532 | 0 | 75.7516 | 252.4672 | 0 | 0 | 4025 | - | 0 | 0 | - | 0 | 0 | - | 0 | 0 | - | 4025 | - | 500 | 500 | - | 500 | 500 | - | 500 | 500 | -
4026 | 0 | 0 | 0 | 0 | 0 | 0 | 0 | 0 | 0 | 0 | 4026 | 0 | 139.1181 | 0 | 224.1981 | 0 | 89.2614 | 1024.3971 | 524.3971 | 233.1 | 0 | 4026 | - | 0 | 0 | - | 0 | 0 | - | 0 | 0 | - | 4026 | - | 500 | 500 | - | 500 | 500 | - | 500 | 500 | -
4027 | 0 | 0 | 0 | 0 | 0 | 0 | 0 | 0 | 0 | 0 | 4027 | 521.5948 | 293.4148 | 130.0376 | 1113.028 | 609.4579 | 233.1 | 783.9846 | 606.0674 | 89.2614 | 0 | 4027 | - | 0 | 0 | - | 0 | 0 | - | 0 | 0 | - | 4027 | - | 500 | 500 | - | 500 | 500 | - | 500 | 500 | -
4028 | 0 | 0 | 0 | 0 | 0 | 0 | 0 | 0 | 0 | 0 | 4028 | 543.5607 | 74.6314 | 59.0999 | 261.5732 | 343.8205 | 0 | 190.2642 | 0 | 0 | 0 | 4028 | - | 0 | 0 | - | 0 | 0 | - | 0 | 0 | - | 4028 | - | 500 | 500 | - | 500 | 500 | - | 500 | 500 | -
4029 | 0 | 0 | 0 | 0 | 0 | 0 | 0 | 0 | 0 | 0 | 4029 | 0 | 0 | 0 | 0 | 0 | 0 | 0 | 0 | 0 | 0 | 4029 | - | 0 | 0 | - | 0 | 0 | - | 0 | 0 | - | 4029 | - | 405.7704 | 412.5209 | - | 0 | 0 | - | 32.6571 | 32.6571 | -
4030 | 0 | 0 | 0 | 0 | 0 | 0 | 0 | 0 | 0 | 0 | 4030 | 0 | 0 | 0 | 0 | 0 | 0 | 0 | 0 | 0 | 0 | 4030 | - | 0 | 0 | - | 147.8458 | 147.8458 | - | 500 | 500 | - | 4030 | - | 222.9398 | 222.9398 | - | 0 | 0 | - | 0 | 0 | -
4031 | 0 | 0 | 0 | 489.8773 | 125.5267 | 0 | 362.6834 | 177.9066 | 0 | 0 | 4031 | 0 | 0 | 0 | 0 | 0 | 0 | 0 | 0 | 0 | 0 | 4031 | - | 0 | 0 | - | 500 | 500 | - | 500 | 500 | - | 4031 | - | 97.931 | 64.5393 | - | 0 | 0 | - | 0 | 0 | -
4032 | 32.8903 | 0 | 32.8903 | 730.3566 | 687.9625 | 189.6243 | 857.5504 | 635.5827 | 189.6243 | 32.8903 | 4032 | 0 | 0 | 0 | 0 | 0 | 0 | 0 | 0 | 0 | 32.8903 | 4032 | - | 32.8903 | 0 | - | 500 | 500 | - | 500 | 500 | - | 4032 | - | 0 | 0 | - | 0 | 0 | - | 0 | 0 | -
4033 | 0 | 0 | 0 | 0 | 0 | 0 | 0 | 0 | 0 | 0 | 4033 | 210.588 | 0 | 0 | 0 | 0 | 0 | 0 | 0 | 0 | 0 | 4033 | - | 0 | 0 | - | 0 | 0 | - | 0 | 0 | - | 4033 | - | 0 | 0 | - | 0 | 0 | - | 0 | 0 | -
4034 | 0 | 0 | 0 | 0 | 0 | 0 | 0 | 0 | 0 | 0 | 4034 | 0 | 0 | 0 | 0 | 0 | 0 | 0 | 0 | 0 | 0 | 4034 | - | 0 | 0 | - | 0 | 0 | - | 0 | 0 | - | 4034 | - | 0 | 0 | - | 0 | 0 | - | 0 | 0 | -
4035 | 0 | 0 | 0 | 0 | 0 | 0 | 0 | 0 | 0 | 0 | 4035 | 69.9483 | 183.8086 | 0 | 0 | 0 | 0 | 0 | 0 | 0 | 0 | 4035 | - | 0 | 0 | - | 0 | 0 | - | 0 | 0 | - | 4035 | - | 0 | 0 | - | 0 | 0 | - | 0 | 0 | -
4036 | 0 | 0 | 0 | 0 | 0 | 0 | 0 | 0 | 0 | 0 | 4036 | 507.6573 | 507.6573 | 161.1807 | 0 | 0 | 0 | 0 | 0 | 0 | 0 | 4036 | - | 0 | 0 | - | 0 | 0 | - | 0 | 0 | - | 4036 | - | 0 | 0 | - | 55.1849 | 55.1849 | - | 0 | 0 | -
4037 | 0 | 0 | 0 | 0 | 0 | 0 | 0 | 0 | 0 | 0 | 4037 | 249.0051 | 0 | 0 | 0 | 0 | 0 | 0 | 0 | 0 | 0 | 4037 | - | 0 | 0 | - | 0 | 0 | - | 0 | 0 | - | 4037 | - | 0 | 64.3912 | - | 0 | 0 | - | 0 | 0 | -
4038 | 0 | 0 | 0 | 0 | 0 | 0 | 0 | 0 | 0 | 0 | 4038 | 0 | 0 | 0 | 0 | 0 | 0 | 0 | 0 | 0 | 0 | 4038 | - | 0 | 0 | - | 0 | 0 | - | 0 | 0 | - | 4038 | - | 0 | 0 | - | 0 | 0 | - | 0 | 0 | -
4039 | 0 | 0 | 0 | 0 | 0 | 0 | 0 | 0 | 0 | 0 | 4039 | 0 | 0 | 0 | 0 | 0 | 0 | 0 | 0 | 0 | 0 | 4039 | - | 0 | 0 | - | 500 | 500 | - | 0 | 0 | - | 4039 | - | 0 | 0 | - | 0 | 0 | - | 0 | 0 | -
4040 | 0 | 0 | 0 | 0 | 0 | 0 | 74.4006 | 0 | 0 | 0 | 4040 | 0 | 0 | 0 | 0 | 0 | 0 | 0 | 0 | 0 | 0 | 4040 | - | 163.4744 | 412.8287 | - | 500 | 0 | - | 333.3333 | 333.3333 | - | 4040 | - | 0 | 0 | - | 0 | 0 | - | 0 | 0 | -
4041 | 961.9668 | 0 | 233.1 | 1185.2038 | 813.4892 | 0 | 1057.6981 | 0 | 0 | 961.9668 | 4041 | 0 | 0 | 0 | 0 | 0 | 0 | 0 | 0 | 0 | 961.9668 | 4041 | - | 500 | 500 | - | 500 | 500 | - | 500 | 500 | - | 4041 | - | 0 | 0 | - | 0 | 0 | - | 0 | 0 | -
4042 | 680.1926 | 1000 | 0 | 35.0301 | 0 | 189.6243 | 88.1351 | 0 | 0 | 680.1926 | 4042 | 0 | 0 | 0 | 0 | 0 | 0 | 0 | 0 | 0 | 680.1926 | 4042 | - | 500 | 500 | - | 500 | 500 | - | 500 | 500 | - | 4042 | - | 0 | 0 | - | 0 | 0 | - | 0 | 0 | -
4043 | 0 | 0 | 0 | 0 | 0 | 0 | 0 | 813.4892 | 0 | 0 | 4043 | 0 | 0 | 0 | 0 | 0 | 0 | 0 | 0 | 0 | 0 | 4043 | - | 500 | 500 | - | 500 | 500 | - | 500 | 500 | - | 4043 | - | 0 | 0 | - | 0 | 0 | - | 0 | 0 | -
4044 | 0 | 0 | 146.1487 | 0 | 0 | 0 | 0 | 0 | 0 | 0 | 4044 | 0 | 0 | 0 | 0 | 0 | 0 | 0 | 0 | 0 | 0 | 4044 | - | 500 | 500 | - | 401.4629 | 500 | - | 500 | 500 | - | 4044 | - | 0 | 0 | - | 0 | 0 | - | 0 | 0 | -
4045 | 798.3082 | 592.6491 | 0 | 0 | 0 | 0 | 0 | 0 | 189.6243 | 798.3082 | 4045 | 0 | 0 | 0 | 0 | 0 | 0 | 0 | 0 | 0 | 798.3082 | 4045 | - | 500 | 500 | - | 0 | 500 | - | 500 | 500 | - | 4045 | - | 0 | 0 | - | 0 | 0 | - | 0 | 0 | -
4046 | 0 | 34.3294 | 0 | 0 | 0 | 0 | 0 | 0 | 0 | 0 | 4046 | 0 | 0 | 0 | 0 | 0 | 0 | 0 | 0 | 0 | 0 | 4046 | - | 500 | 500 | - | 500 | 401.4629 | - | 500 | 500 | - | 4046 | - | 0 | 0 | - | 0 | 0 | - | 0 | 0 | -
4047 | 0 | 0 | 0 | 0 | 0 | 0 | 0 | 0 | 0 | 0 | 4047 | 0 | 0 | 0 | 0 | 0 | 0 | 0 | 0 | 0 | 0 | 4047 | - | 169.859 | 0 | - | 0 | 0 | - | 0 | 0 | - | 4047 | - | 0 | 0 | - | 0 | 0 | - | 0 | 0 | -
4048 | 0 | 0 | 0 | 0 | 0 | 0 | 0 | 0 | 0 | 0 | 4048 | 0 | 0 | 0 | 0 | 0 | 0 | 0 | 0 | 0 | 0 | 4048 | - | 0 | 0 | - | 0 | 0 | - | 0 | 0 | - | 4048 | - | 0 | 0 | - | 0 | 0 | - | 0 | 0 | -
4049 | 0 | 0 | 0 | 0 | 0 | 0 | 0 | 0 | 0 | 0 | 4049 | 196.2473 | 196.2473 | 196.2473 | 87.2137 | 0 | 0 | 0 | 0 | 0 | 0 | 4049 | - | 0 | 0 | - | 0 | 0 | - | 0 | 0 | - | 4049 | - | 0 | 0 | - | 337.6977 | 337.6977 | - | 0 | 0 | -
4050 | 0 | 0 | 0 | 0 | 0 | 0 | 0 | 0 | 0 | 0 | 4050 | 461.2643 | 0 | 0 | 586.0597 | 86.0597 | 86.0597 | 274.0957 | 0 | 0 | 0 | 4050 | - | 0 | 0 | - | 0 | 0 | - | 0 | 0 | - | 4050 | - | 461.2643 | 461.2643 | - | 500 | 500 | - | 274.0957 | 274.0957 | -
4051 | 0 | 0 | 0 | 0 | 0 | 0 | 0 | 0 | 0 | 0 | 4051 | 553.8691 | 53.8691 | 53.8691 | 637.6561 | 137.6561 | 137.6561 | 290.8023 | 0 | 0 | 0 | 4051 | - | 0 | 0 | - | 0 | 0 | - | 0 | 0 | - | 4051 | - | 500 | 500 | - | 500 | 500 | - | 496.9256 | 496.9256 | -
4052 | 0 | 0 | 0 | 0 | 0 | 0 | 0 | 0 | 0 | 0 | 4052 | 403.1307 | 0 | 0 | 437.7751 | 0 | 0 | 51.7672 | 0 | 0 | 0 | 4052 | - | 0 | 0 | - | 0 | 0 | - | 0 | 0 | - | 4052 | - | 403.1307 | 403.1307 | - | 477.488 | 477.488 | - | 500 | 500 | -
4053 | 0 | 0 | 0 | 0 | 0 | 0 | 0 | 0 | 0 | 0 | 4053 | 188.9387 | 71.441 | 0 | 197.354 | 0 | 0 | 0 | 0 | 0 | 0 | 4053 | - | 0 | 0 | - | 0 | 0 | - | 0 | 0 | - | 4053 | - | 117.4978 | 188.9387 | - | 237.0669 | 237.0669 | - | 500 | 500 | -
4054 | 0 | 0 | 0 | 0 | 0 | 0 | 0 | 0 | 0 | 0 | 4054 | 135.1141 | 0 | 0 | 0 | 0 | 0 | 0 | 0 | 0 | 0 | 4054 | - | 0 | 0 | - | 0 | 0 | - | 0 | 0 | - | 4054 | - | 135.1141 | 135.1141 | - | 178.0867 | 178.0867 | - | 0 | 0 | -
4055 | 0 | 0 | 0 | 0 | 0 | 0 | 0 | 0 | 0 | 0 | 4055 | 52.4835 | 0 | 52.4835 | 0 | 0 | 0 | 0 | 0 | 0 | 0 | 4055 | - | 0 | 0 | - | 0 | 0 | - | 0 | 0 | - | 4055 | - | 52.4835 | 0 | - | 104.7349 | 104.7349 | - | 0 | 0 | -
4056 | 0 | 0 | 0 | 0 | 0 | 0 | 725.4885 | 0 | 0 | 0 | 4056 | 0 | 0 | 0 | 0 | 0 | 0 | 0 | 0 | 0 | 0 | 4056 | - | 0 | 0 | - | 0 | 0 | - | 500 | 500 | - | 4056 | - | 0 | 0 | - | 0 | 0 | - | 0 | 0 | -
4057 | 0 | 0 | 0 | 0 | 0 | 0 | 0 | 0 | 0 | 0 | 4057 | 0 | 0 | 0 | 0 | 0 | 0 | 0 | 0 | 0 | 0 | 4057 | - | 0 | 0 | - | 0 | 0 | - | 0 | 0 | - | 4057 | - | 0 | 0 | - | 0 | 0 | - | 0 | 0 | -
4058 | 0 | 0 | 0 | 0 | 0 | 0 | 0 | 0 | 0 | 0 | 4058 | 0 | 0 | 0 | 0 | 0 | 0 | 0 | 0 | 0 | 0 | 4058 | - | 0 | 0 | - | 0 | 0 | - | 0 | 0 | - | 4058 | - | 0 | 0 | - | 0 | 0 | - | 0 | 0 | -
4059 | 0 | 0 | 0 | 0 | 0 | 0 | 0 | 0 | 0 | 0 | 4059 | 0 | 0 | 0 | 0 | 0 | 0 | 0 | 0 | 0 | 0 | 4059 | - | 0 | 0 | - | 0 | 0 | - | 0 | 0 | - | 4059 | - | 0 | 0 | - | 0 | 0 | - | 500 | 500 | -
4060 | 0 | 0 | 0 | 0 | 0 | 0 | 0 | 0 | 0 | 0 | 4060 | 17.4736 | 496.9033 | 0 | 0 | 557.6926 | 0 | 574.3975 | 382.9317 | 233.1 | 0 | 4060 | - | 0 | 0 | - | 0 | 0 | - | 0 | 0 | - | 4060 | - | 500 | 500 | - | 500 | 500 | - | 500 | 500 | -
4061 | 0 | 0 | 0 | 0 | 0 | 0 | 0 | 0 | 0 | 0 | 4061 | 65.8762 | 0 | 0 | 128.3388 | 601.5232 | 98.6455 | 1500 | 1000 | 89.2614 | 0 | 4061 | - | 0 | 0 | - | 0 | 0 | - | 0 | 0 | - | 4061 | - | 500 | 334.5806 | - | 500 | 500 | - | 500 | 500 | -
4062 | 0 | 0 | 0 | 0 | 0 | 0 | 0 | 0 | 0 | 0 | 4062 | 0 | 0 | 19.7616 | 0 | 0 | 0 | 0 | 0 | 0 | 0 | 4062 | - | 0 | 0 | - | 0 | 0 | - | 0 | 0 | - | 4062 | - | 0 | 0 | - | 500 | 500 | - | 500 | 500 | -
4063 | 0 | 0 | 0 | 0 | 0 | 0 | 0 | 0 | 0 | 0 | 4063 | 0 | 0 | 0 | 0 | 0 | 0 | 0 | 0 | 0 | 0 | 4063 | - | 0 | 0 | - | 0 | 0 | - | 0 | 0 | - | 4063 | - | 0 | 0 | - | 0 | 0 | - | 0 | 0 | -
4064 | 0 | 0 | 0 | 0 | 0 | 0 | 0 | 0 | 0 | 0 | 4064 | 0 | 0 | 0 | 0 | 0 | 0 | 0 | 0 | 0 | 0 | 4064 | - | 0 | 0 | - | 0 | 0 | - | 490.0772 | 500 | - | 4064 | - | 0 | 0 | - | 0 | 0 | - | 0 | 0 | -
4065 | 0 | 0 | 0 | 0 | 0 | 0 | 232.5555 | 0 | 0 | 0 | 4065 | 0 | 0 | 0 | 0 | 0 | 0 | 0 | 0 | 0 | 0 | 4065 | - | 371.2177 | 371.2177 | - | 480.8514 | 480.8514 | - | 500 | 500 | - | 4065 | - | 0 | 0 | - | 0 | 0 | - | 0 | 0 | -
4066 | 45.1239 | 67.551 | 0 | 0 | 160.5111 | 0 | 602.9028 | 102.9028 | 0 | 45.1239 | 4066 | 0 | 0 | 0 | 0 | 0 | 0 | 0 | 0 | 0 | 45.1239 | 4066 | - | 500 | 500 | - | 500 | 500 | - | 500 | 500 | - | 4066 | - | 0 | 0 | - | 0 | 0 | - | 0 | 0 | -
4067 | 765.3013 | 265.3013 | 233.1 | 667.6772 | 615.1435 | 233.1 | 792.2098 | 292.2098 | 146.1487 | 765.3013 | 4067 | 0 | 0 | 0 | 0 | 0 | 0 | 0 | 0 | 0 | 765.3013 | 4067 | - | 500 | 500 | - | 500 | 500 | - | 500 | 500 | - | 4067 | - | 0 | 0 | - | 0 | 0 | - | 0 | 0 | -
4068 | 862.0757 | 362.0757 | 146.1487 | 934.6721 | 478.8471 | 146.1487 | 812.7996 | 312.7996 | 233.1 | 862.0757 | 4068 | 0 | 0 | 0 | 0 | 0 | 0 | 0 | 0 | 0 | 862.0757 | 4068 | - | 500 | 500 | - | 500 | 500 | - | 500 | 500 | - | 4068 | - | 0 | 0 | - | 0 | 0 | - | 0 | 0 | -
4069 | 767.9668 | 267.9668 | 0 | 838.1184 | 372.4767 | 0 | 0 | 919.0663 | 0 | 767.9668 | 4069 | 0 | 0 | 0 | 0 | 0 | 0 | 0 | 0 | 0 | 767.9668 | 4069 | - | 500 | 500 | - | 500 | 500 | - | 500 | 500 | - | 4069 | - | 0 | 0 | - | 0 | 0 | - | 0 | 0 | -
4070 | 0 | 0 | 0 | 0 | 0 | 0 | 0 | 0 | 0 | 0 | 4070 | 0 | 0 | 0 | 0 | 0 | 0 | 0 | 0 | 0 | 0 | 4070 | - | 379.8357 | 379.8357 | - | 427.2588 | 427.2588 | - | 500 | 500 | - | 4070 | - | 0 | 0 | - | 0 | 0 | - | 0 | 0 | -
4071 | 0 | 0 | 0 | 0 | 0 | 0 | 0 | 0 | 0 | 0 | 4071 | 0 | 0 | 0 | 0 | 0 | 0 | 0 | 0 | 0 | 0 | 4071 | - | 0 | 0 | - | 0 | 0 | - | 500 | 0 | - | 4071 | - | 0 | 0 | - | 0 | 0 | - | 0 | 0 | -
4072 | 0 | 0 | 0 | 0 | 0 | 0 | 0 | 0 | 0 | 0 | 4072 | 0 | 0 | 0 | 0 | 0 | 0 | 0 | 0 | 0 | 0 | 4072 | - | 0 | 0 | - | 0 | 0 | - | 0 | 0 | - | 4072 | - | 0 | 146.4619 | - | 292.5057 | 292.5057 | - | 500 | 500 | -
4073 | 0 | 0 | 0 | 0 | 0 | 0 | 0 | 0 | 0 | 0 | 4073 | 0 | 0 | 0 | 0 | 0 | 0 | 0 | 382.9317 | 89.2614 | 0 | 4073 | - | 0 | 0 | - | 0 | 0 | - | 0 | 0 | - | 4073 | - | 500 | 500 | - | 500 | 500 | - | 500 | 500 | -
4074 | 0 | 0 | 0 | 0 | 0 | 0 | 0 | 0 | 0 | 0 | 4074 | 331.132 | 309.0819 | 233.1 | 1119.1801 | 1000 | 233.1 | 1500 | 1000 | 233.1 | 0 | 4074 | - | 0 | 0 | - | 0 | 0 | - | 0 | 0 | - | 4074 | - | 500 | 500 | - | 500 | 500 | - | 500 | 500 | -
4075 | 0 | 0 | 0 | 0 | 0 | 0 | 0 | 0 | 0 | 0 | 4075 | 556.9363 | 56.9363 | 56.9363 | 551.0387 | 319.9014 | 89.2614 | 424.1488 | 0 | 0 | 0 | 4075 | - | 0 | 0 | - | 0 | 0 | - | 0 | 0 | - | 4075 | - | 500 | 500 | - | 500 | 500 | - | 500 | 500 | -
4076 | 0 | 0 | 0 | 0 | 0 | 0 | 0 | 0 | 0 | 0 | 4076 | 510.8398 | 10.8398 | 32.3251 | 404.1787 | 63.0303 | 0 | 150.2487 | 0 | 0 | 0 | 4076 | - | 0 | 0 | - | 0 | 0 | - | 0 | 0 | - | 4076 | - | 500 | 500 | - | 500 | 500 | - | 500 | 500 | -
4077 | 0 | 0 | 0 | 0 | 0 | 0 | 0 | 0 | 0 | 0 | 4077 | 458.0749 | 0 | 0 | 0 | 0 | 0 | 0 | 0 | 0 | 0 | 4077 | - | 0 | 0 | - | 0 | 0 | - | 0 | 0 | - | 4077 | - | 500 | 500 | - | 500 | 500 | - | 500 | 500 | -
4078 | 0 | 0 | 0 | 0 | 0 | 0 | 0 | 0 | 0 | 0 | 4078 | 217.4146 | 0 | 0 | 0 | 0 | 0 | 0 | 0 | 0 | 0 | 4078 | - | 0 | 0 | - | 0 | 0 | - | 0 | 0 | - | 4078 | - | 217.4146 | 217.4146 | - | 217.5223 | 217.5223 | - | 291.3185 | 291.3185 | -
4079 | 0 | 0 | 0 | 0 | 0 | 0 | 0 | 0 | 0 | 0 | 4079 | 0 | 0 | 0 | 0 | 0 | 0 | 0 | 0 | 0 | 0 | 4079 | - | 0 | 0 | - | 0 | 0 | - | 0 | 0 | - | 4079 | - | 109.3753 | 109.3753 | - | 0 | 0 | - | 0 | 0 | -
4080 | 0 | 0 | 0 | 0 | 0 | 0 | 0 | 0 | 0 | 0 | 4080 | 0 | 0 | 0 | 0 | 0 | 0 | 0 | 0 | 0 | 0 | 4080 | - | 0 | 0 | - | 0 | 0 | - | 0 | 0 | - | 4080 | - | 67.7658 | 67.7658 | - | 0 | 0 | - | 288.0414 | 288.0414 | -
4081 | 0 | 0 | 0 | 0 | 0 | 0 | 0 | 0 | 0 | 0 | 4081 | 0 | 0 | 0 | 0 | 0 | 0 | 0 | 0 | 0 | 0 | 4081 | - | 0 | 0 | - | 0 | 0 | - | 0 | 0 | - | 4081 | - | 500 | 500 | - | 21.7696 | 21.7696 | - | 500 | 500 | -
4082 | 0 | 0 | 0 | 0 | 0 | 0 | 0 | 0 | 0 | 0 | 4082 | 0 | 0 | 0 | 0 | 0 | 0 | 0 | 0 | 0 | 0 | 4082 | - | 0 | 0 | - | 0 | 0 | - | 0 | 0 | - | 4082 | - | 44.6585 | 44.6585 | - | 0 | 0 | - | 193.3149 | 193.3149 | -
4083 | 0 | 0 | 0 | 0 | 0 | 0 | 0 | 0 | 0 | 0 | 4083 | 0 | 0 | 0 | 0 | 0 | 0 | 0 | 0 | 0 | 0 | 4083 | - | 0 | 0 | - | 0 | 0 | - | 0 | 0 | - | 4083 | - | 0 | 0 | - | 0 | 0 | - | 0 | 0 | -
4084 | 0 | 0 | 0 | 0 | 0 | 0 | 0 | 0 | 0 | 0 | 4084 | 0 | 0 | 0 | 0 | 0 | 0 | 0 | 0 | 0 | 0 | 4084 | - | 0 | 0 | - | 0 | 0 | - | 0 | 0 | - | 4084 | - | 0 | 0 | - | 0 | 0 | - | 0 | 0 | -
4085 | 0 | 0 | 0 | 0 | 0 | 0 | 0 | 0 | 0 | 0 | 4085 | 0 | 0 | 0 | 0 | 0 | 0 | 0 | 0 | 0 | 0 | 4085 | - | 0 | 0 | - | 0 | 0 | - | 0 | 0 | - | 4085 | - | 0 | 0 | - | 0 | 0 | - | 500 | 500 | -
4086 | 0 | 0 | 0 | 0 | 0 | 0 | 0 | 0 | 0 | 0 | 4086 | 0 | 0 | 0 | 0 | 0 | 0 | 0 | 0 | 0 | 0 | 4086 | - | 0 | 0 | - | 0 | 0 | - | 19.3422 | 497.8592 | - | 4086 | - | 0 | 0 | - | 0 | 0 | - | 0 | 0 | -
4087 | 0 | 0 | 0 | 0 | 0 | 0 | 0 | 0 | 0 | 0 | 4087 | 0 | 0 | 0 | 0 | 0 | 0 | 0 | 0 | 0 | 0 | 4087 | - | 0 | 0 | - | 0 | 0 | - | 0 | 500 | - | 4087 | - | 0 | 0 | - | 0 | 0 | - | 0 | 0 | -
4088 | 0 | 0 | 0 | 0 | 0 | 0 | 0 | 0 | 0 | 0 | 4088 | 0 | 0 | 0 | 0 | 0 | 0 | 0 | 0 | 0 | 0 | 4088 | - | 189.1521 | 189.1521 | - | 210.5096 | 210.5096 | - | 500 | 500 | - | 4088 | - | 0 | 0 | - | 0 | 0 | - | 0 | 0 | -
4089 | 0 | 32.1815 | 32.1815 | 68.1424 | 129.7994 | 0 | 748.2283 | 248.2283 | 0 | 0 | 4089 | 0 | 0 | 0 | 0 | 0 | 0 | 0 | 0 | 0 | 0 | 4089 | - | 500 | 500 | - | 500 | 500 | - | 500 | 500 | - | 4089 | - | 0 | 0 | - | 0 | 0 | - | 0 | 0 | -
4090 | 669.5044 | 169.5044 | 169.5044 | 0 | 903.4324 | 233.1 | 847.7114 | 754.3866 | 0 | 669.5044 | 4090 | 0 | 0 | 0 | 0 | 0 | 0 | 0 | 0 | 0 | 669.5044 | 4090 | - | 500 | 500 | - | 500 | 500 | - | 500 | 500 | - | 4090 | - | 0 | 0 | - | 0 | 0 | - | 0 | 0 | -
4091 | 420.2271 | 126.4228 | 126.4228 | 764.5965 | 264.5965 | 146.1487 | 829.7658 | 329.7658 | 233.1 | 420.2271 | 4091 | 0 | 0 | 0 | 0 | 0 | 0 | 0 | 0 | 0 | 420.2271 | 4091 | - | 500 | 500 | - | 500 | 500 | - | 500 | 500 | - | 4091 | - | 0 | 0 | - | 0 | 0 | - | 0 | 0 | -
4092 | 609.5028 | 109.5028 | 51.14 | 707.5253 | 236.9753 | 0 | 14.7622 | 258.5526 | 146.1487 | 609.5028 | 4092 | 0 | 0 | 0 | 0 | 0 | 0 | 0 | 0 | 0 | 609.5028 | 4092 | - | 500 | 500 | - | 500 | 500 | - | 500 | 500 | - | 4092 | - | 0 | 0 | - | 0 | 0 | - | 0 | 0 | -
4093 | 482.0509 | 5.7509 | 0 | 592.1748 | 92.1748 | 0 | 0 | 36.0452 | 0 | 482.0509 | 4093 | 0 | 0 | 0 | 0 | 0 | 0 | 0 | 0 | 0 | 482.0509 | 4093 | - | 500 | 500 | - | 500 | 500 | - | 500 | 500 | - | 4093 | - | 0 | 0 | - | 0 | 0 | - | 0 | 0 | -
4094 | 259.1826 | 0 | 0 | 308.0286 | 0 | 0 | 0 | 0 | 0 | 259.1826 | 4094 | 0 | 0 | 0 | 0 | 0 | 0 | 0 | 0 | 0 | 259.1826 | 4094 | - | 282.8826 | 282.8826 | - | 337.4786 | 337.4786 | - | 500 | 500 | - | 4094 | - | 0 | 0 | - | 0 | 0 | - | 0 | 0 | -
4095 | 0 | 0 | 0 | 0 | 0 | 0 | 0 | 0 | 0 | 0 | 4095 | 0 | 0 | 0 | 0 | 0 | 0 | 0 | 0 | 0 | 0 | 4095 | - | 53.5046 | 53.5046 | - | 50.5673 | 50.5673 | - | 500 | 500 | - | 4095 | - | 0 | 0 | - | 0 | 0 | - | 0 | 0 | -
4096 | 0 | 0 | 0 | 0 | 0 | 0 | 0 | 0 | 0 | 0 | 4096 | 0 | 0 | 0 | 0 | 0 | 0 | 0 | 0 | 0 | 0 | 4096 | - | 0 | 0 | - | 0 | 0 | - | 359.3413 | 22.26 | - | 4096 | - | 0 | 0 | - | 0 | 0 | - | 0 | 0 | -
4097 | 0 | 0 | 0 | 0 | 0 | 0 | 0 | 0 | 0 | 0 | 4097 | 0 | 0 | 0 | 0 | 0 | 0 | 0 | 0 | 0 | 0 | 4097 | - | 0 | 0 | - | 0 | 0 | - | 0 | 0 | - | 4097 | - | 0 | 0 | - | 500 | 500 | - | 500 | 500 | -
4098 | 0 | 0 | 0 | 0 | 0 | 0 | 0 | 0 | 0 | 0 | 4098 | 592.7838 | 0 | 89.2614 | 0 | 0 | 0 | 0 | 0 | 0 | 0 | 4098 | - | 0 | 0 | - | 0 | 0 | - | 0 | 0 | - | 4098 | - | 500 | 500 | - | 500 | 500 | - | 500 | 500 | -
4099 | 0 | 0 | 0 | 0 | 0 | 0 | 0 | 0 | 0 | 0 | 4099 | 549.2291 | 801.5047 | 233.1 | 811.2186 | 616.0572 | 89.2614 | 700.335 | 427.5595 | 89.2614 | 0 | 4099 | - | 0 | 0 | - | 0 | 0 | - | 0 | 0 | - | 4099 | - | 500 | 500 | - | 500 | 500 | - | 500 | 500 | -
4100 | 0 | 0 | 0 | 0 | 0 | 0 | 0 | 0 | 0 | 0 | 4100 | 573.7814 | 581.4269 | 0 | 1263.179 | 766.8744 | 233.1 | 1374.0625 | 955.3722 | 233.1 | 0 | 4100 | - | 0 | 0 | - | 0 | 0 | - | 0 | 0 | - | 4100 | - | 500 | 500 | - | 500 | 500 | - | 500 | 500 | -
4101 | 0 | 0 | 0 | 0 | 0 | 0 | 0 | 0 | 0 | 0 | 4101 | 247.9854 | 0 | 0 | 0 | 0 | 0 | 0 | 0 | 0 | 0 | 4101 | - | 0 | 0 | - | 0 | 0 | - | 0 | 0 | - | 4101 | - | 500 | 500 | - | 500 | 500 | - | 500 | 500 | -
4102 | 0 | 0 | 0 | 0 | 0 | 0 | 0 | 0 | 0 | 0 | 4102 | 110.6178 | 0 | 0 | 0 | 0 | 0 | 0 | 0 | 0 | 0 | 4102 | - | 0 | 0 | - | 0 | 0 | - | 0 | 0 | - | 4102 | - | 500 | 500 | - | 500 | 500 | - | 500 | 500 | -
4103 | 0 | 0 | 0 | 0 | 0 | 0 | 0 | 0 | 0 | 0 | 4103 | 0 | 0 | 0 | 0 | 0 | 0 | 0 | 0 | 0 | 0 | 4103 | - | 0 | 0 | - | 0 | 0 | - | 0 | 0 | - | 4103 | - | 0 | 0 | - | 0 | 0 | - | 500 | 500 | -
4104 | 0 | 0 | 0 | 0 | 0 | 0 | 0 | 0 | 0 | 0 | 4104 | 0 | 0 | 0 | 0 | 0 | 0 | 0 | 0 | 0 | 0 | 4104 | - | 0 | 0 | - | 0 | 0 | - | 0 | 0 | - | 4104 | - | 0 | 0 | - | 0 | 0 | - | 0 | 0 | -
4105 | 0 | 0 | 0 | 0 | 0 | 0 | 0 | 0 | 0 | 0 | 4105 | 0 | 0 | 0 | 0 | 0 | 0 | 0 | 0 | 0 | 0 | 4105 | - | 0 | 0 | - | 0 | 0 | - | 0 | 0 | - | 4105 | - | 0 | 0 | - | 0 | 0 | - | 0 | 0 | -
4106 | 0 | 0 | 0 | 0 | 0 | 0 | 0 | 0 | 0 | 0 | 4106 | 0 | 0 | 0 | 0 | 0 | 0 | 0 | 0 | 0 | 0 | 4106 | - | 0 | 0 | - | 0 | 0 | - | 0 | 0 | - | 4106 | - | 0 | 0 | - | 0 | 0 | - | 0 | 0 | -
4107 | 0 | 0 | 0 | 0 | 0 | 0 | 0 | 0 | 0 | 0 | 4107 | 0 | 0 | 0 | 0 | 0 | 0 | 0 | 0 | 0 | 0 | 4107 | - | 0 | 0 | - | 0 | 0 | - | 0 | 0 | - | 4107 | - | 0 | 0 | - | 0 | 0 | - | 0 | 0 | -
4108 | 0 | 0 | 0 | 0 | 0 | 0 | 0 | 0 | 0 | 0 | 4108 | 0 | 0 | 0 | 0 | 0 | 0 | 0 | 0 | 0 | 0 | 4108 | - | 0 | 0 | - | 500 | 500 | - | 500 | 49.7084 | - | 4108 | - | 0 | 0 | - | 0 | 0 | - | 0 | 0 | -
4109 | 0 | 0 | 0 | 0 | 0 | 0 | 0 | 0 | 0 | 0 | 4109 | 0 | 0 | 0 | 0 | 0 | 0 | 0 | 0 | 0 | 0 | 4109 | - | 0 | 0 | - | 500 | 500 | - | 500 | 500 | - | 4109 | - | 0 | 0 | - | 0 | 0 | - | 0 | 0 | -
4110 | 0 | 0 | 0 | 0 | 0 | 0 | 0 | 0 | 0 | 0 | 4110 | 0 | 0 | 0 | 0 | 0 | 0 | 0 | 0 | 0 | 0 | 4110 | - | 351.4377 | 351.4377 | - | 500 | 500 | - | 500 | 500 | - | 4110 | - | 0 | 0 | - | 0 | 0 | - | 0 | 0 | -
4111 | 0 | 0 | 0 | 0 | 0 | 0 | 0 | 0 | 0 | 0 | 4111 | 0 | 0 | 0 | 0 | 0 | 0 | 0 | 0 | 0 | 0 | 4111 | - | 500 | 500 | - | 500 | 500 | - | 500 | 298.9331 | - | 4111 | - | 0 | 0 | - | 0 | 0 | - | 0 | 0 | -
4112 | 0 | 0 | 0 | 0 | 0 | 0 | 187.5719 | 0 | 0 | 0 | 4112 | 0 | 0 | 0 | 0 | 0 | 0 | 0 | 0 | 0 | 0 | 4112 | - | 500 | 500 | - | 500 | 500 | - | 500 | 500 | - | 4112 | - | 0 | 0 | - | 0 | 0 | - | 0 | 0 | -
4113 | 1117.1312 | 0 | 0 | 0 | 626.9784 | 0 | 459.3017 | 0 | 0 | 1117.1312 | 4113 | 0 | 0 | 0 | 0 | 0 | 0 | 0 | 0 | 0 | 1117.1312 | 4113 | - | 500 | 500 | - | 500 | 500 | - | 500 | 500 | - | 4113 | - | 0 | 0 | - | 0 | 0 | - | 0 | 0 | -
4114 | 739.3735 | 1000 | 146.1487 | 0 | 1000 | 233.1 | 700.8245 | 200.8245 | 200.8245 | 739.3735 | 4114 | 0 | 0 | 0 | 0 | 0 | 0 | 0 | 0 | 0 | 739.3735 | 4114 | - | 500 | 500 | - | 500 | 500 | - | 500 | 500 | - | 4114 | - | 0 | 0 | - | 0 | 0 | - | 0 | 0 | -
4115 | 0 | 626.9784 | 233.1 | 940.4677 | 0 | 146.1487 | 716.0588 | 216.0588 | 0 | 0 | 4115 | 0 | 0 | 0 | 0 | 0 | 0 | 0 | 0 | 0 | 0 | 4115 | - | 500 | 500 | - | 500 | 500 | - | 500 | 500 | - | 4115 | - | 0 | 0 | - | 0 | 0 | - | 0 | 0 | -
4116 | 583.9629 | 0 | 0 | 1500 | 0 | 0 | 0 | 224.766 | 178.4242 | 583.9629 | 4116 | 0 | 0 | 0 | 0 | 0 | 0 | 0 | 0 | 0 | 583.9629 | 4116 | - | 500 | 500 | - | 500 | 500 | - | 500 | 500 | - | 4116 | - | 0 | 0 | - | 0 | 0 | - | 0 | 0 | -
4117 | 0 | 0 | 0 | 0 | 0 | 0 | 376.7107 | 150.472 | 0 | 0 | 4117 | 0 | 0 | 0 | 0 | 0 | 0 | 0 | 0 | 0 | 0 | 4117 | - | 500 | 500 | - | 500 | 500 | - | 500 | 500 | - | 4117 | - | 0 | 0 | - | 0 | 0 | - | 0 | 0 | -
4118 | 0 | 0 | 0 | 0 | 0 | 0 | 0 | 834.8572 | 0 | 0 | 4118 | 0 | 0 | 0 | 0 | 0 | 0 | 0 | 0 | 0 | 0 | 4118 | - | 500 | 500 | - | 500 | 500 | - | 0 | 500 | - | 4118 | - | 0 | 0 | - | 0 | 0 | - | 0 | 0 | -
4119 | 0 | 0 | 0 | 0 | 0 | 0 | 0 | 0 | 0 | 0 | 4119 | 0 | 0 | 0 | 0 | 0 | 0 | 0 | 0 | 0 | 0 | 4119 | - | 500 | 500 | - | 500 | 500 | - | 500 | 500 | - | 4119 | - | 0 | 0 | - | 0 | 0 | - | 0 | 0 | -
4120 | 0 | 0 | 0 | 0 | 0 | 0 | 0 | 0 | 0 | 0 | 4120 | 0 | 0 | 0 | 0 | 0 | 0 | 0 | 0 | 0 | 0 | 4120 | - | 0 | 0 | - | 174.6573 | 174.6573 | - | 500 | 500 | - | 4120 | - | 0 | 0 | - | 0 | 0 | - | 0 | 0 | -
4121 | 0 | 0 | 0 | 0 | 0 | 0 | 0 | 0 | 0 | 0 | 4121 | 0.42422 | 0 | 0 | 0 | 0 | 0 | 0 | 0 | 0 | 0 | 4121 | - | 0 | 0 | - | 0 | 0 | - | 0 | 0 | - | 4121 | - | 148.5345 | 148.5345 | - | 0 | 0 | - | 0 | 0 | -
4122 | 0 | 0 | 0 | 0 | 0 | 0 | 0 | 0 | 0 | 0 | 4122 | 543.6272 | 185.9067 | 158.2321 | 0 | 0 | 0 | 0 | 0 | 0 | 0 | 4122 | - | 0 | 0 | - | 0 | 0 | - | 0 | 0 | - | 4122 | - | 500 | 500 | - | 0 | 0 | - | 0 | 0 | -
4123 | 0 | 0 | 0 | 0 | 0 | 0 | 0 | 0 | 0 | 0 | 4123 | 644.7715 | 164.1293 | 164.1293 | 0 | 0 | 0 | 0 | 0 | 0 | 0 | 4123 | - | 0 | 0 | - | 0 | 0 | - | 0 | 0 | - | 4123 | - | 500 | 500 | - | 0 | 0 | - | 0 | 0 | -
4124 | 0 | 0 | 0 | 0 | 0 | 0 | 0 | 0 | 0 | 0 | 4124 | 466.2082 | 0 | 0 | 0 | 0 | 0 | 0 | 0 | 0 | 0 | 4124 | - | 0 | 0 | - | 0 | 0 | - | 0 | 0 | - | 4124 | - | 477.2082 | 477.2082 | - | 0 | 0 | - | 0 | 0 | -
4125 | 0 | 0 | 0 | 0 | 0 | 0 | 0 | 0 | 0 | 0 | 4125 | 320.1042 | 73.1348 | 0 | 0 | 0 | 0 | 0 | 0 | 0 | 0 | 4125 | - | 0 | 0 | - | 0 | 0 | - | 0 | 0 | - | 4125 | - | 257.9693 | 331.1042 | - | 0 | 0 | - | 0 | 0 | -
4126 | 0 | 0 | 0 | 0 | 0 | 0 | 0 | 0 | 0 | 0 | 4126 | 99.2622 | 151.8372 | 0 | 210.0884 | 0 | 0 | 0 | 0 | 0 | 0 | 4126 | - | 0 | 0 | - | 0 | 0 | - | 0 | 0 | - | 4126 | - | 0 | 151.8372 | - | 293.6915 | 293.7275 | - | 0 | 0 | -
4127 | 0 | 0 | 0 | 0 | 0 | 0 | 0 | 0 | 0 | 0 | 4127 | 0 | 0 | 0 | 29.013 | 0 | 0 | 686.578 | 277.704 | 140.5932 | 0 | 4127 | - | 0 | 0 | - | 0 | 0 | - | 0 | 0 | - | 4127 | - | 0 | 0 | - | 500 | 500 | - | 500 | 500 | -
4128 | 0 | 0 | 0 | 0 | 0 | 0 | 0 | 0 | 0 | 0 | 4128 | 0 | 0 | 0 | 0 | 0 | 0 | 232.4396 | 488.1146 | 0 | 0 | 4128 | - | 0 | 0 | - | 0 | 0 | - | 0 | 0 | - | 4128 | - | 0 | 0 | - | 16.3085 | 16.2725 | - | 0 | 488.1146 | -
4129 | 186.3804 | 0 | 0 | 0 | 0 | 0 | 0 | 0 | 0 | 186.3804 | 4129 | 0 | 0 | 0 | 0 | 0 | 0 | 0 | 0 | 0 | 186.3804 | 4129 | - | 0 | 0 | - | 0 | 0 | - | 0 | 0 | - | 4129 | - | 0 | 0 | - | 0 | 0 | - | 0 | 0 | -
4130 | 0 | 0 | 0 | 0 | 0 | 0 | 0 | 0 | 0 | 0 | 4130 | 0 | 0 | 0 | 0 | 0 | 0 | 23.3537 | 0 | 0 | 0 | 4130 | - | 0 | 0 | - | 0 | 0 | - | 0 | 0 | - | 4130 | - | 0 | 0 | - | 0 | 0 | - | 414.0287 | 23.3537 | -
4131 | 227.3121 | 0 | 0 | 0 | 0 | 0 | 0 | 0 | 0 | 227.3121 | 4131 | 0 | 0 | 0 | 0 | 0 | 0 | 0 | 0 | 0 | 227.3121 | 4131 | - | 0 | 0 | - | 0 | 0 | - | 0 | 0 | - | 4131 | - | 0 | 0 | - | 0 | 0 | - | 204.5819 | 204.5819 | -
4132 | 0 | 0 | 0 | 0 | 0 | 0 | 0 | 0 | 0 | 0 | 4132 | 129.9651 | 0 | 0 | 0 | 0 | 0 | 146.1992 | 0 | 0 | 0 | 4132 | - | 0 | 0 | - | 0 | 0 | - | 0 | 0 | - | 4132 | - | 129.9651 | 129.9651 | - | 0 | 0 | - | 463.3104 | 393.1084 | -
4133 | 0 | 0 | 0 | 0 | 0 | 0 | 0 | 0 | 0 | 0 | 4133 | 221.6735 | 0 | 0 | 0 | 0 | 0 | 775.1859 | 617.1131 | 181.7682 | 0 | 4133 | - | 0 | 0 | - | 0 | 0 | - | 0 | 0 | - | 4133 | - | 221.6735 | 221.6735 | - | 0 | 0 | - | 500 | 500 | -
4134 | 0 | 0 | 0 | 0 | 0 | 0 | 0 | 0 | 0 | 0 | 4134 | 0 | 0 | 0 | 0 | 0 | 0 | 210.6411 | 0 | 0 | 0 | 4134 | - | 0 | 0 | - | 0 | 0 | - | 0 | 0 | - | 4134 | - | 4.9987 | 4.9987 | - | 0 | 0 | - | 500 | 472.7624 | -
4135 | 0 | 0 | 0 | 0 | 0 | 0 | 0 | 0 | 0 | 0 | 4135 | 0 | 0 | 0 | 0 | 0 | 0 | 0 | 0 | 0 | 0 | 4135 | - | 0 | 0 | - | 0 | 0 | - | 0 | 0 | - | 4135 | - | 0 | 0 | - | 0 | 0 | - | 0 | 0 | -
4136 | 0 | 0 | 0 | 0 | 0 | 0 | 0 | 0 | 0 | 0 | 4136 | 0 | 0 | 0 | 0 | 0 | 0 | 0 | 0 | 0 | 0 | 4136 | - | 0 | 0 | - | 0 | 0 | - | 187.5568 | 187.5568 | - | 4136 | - | 0 | 0 | - | 0 | 0 | - | 0 | 0 | -
4137 | 0 | 0 | 0 | 0 | 0 | 0 | 888.3353 | 388.3353 | 0 | 0 | 4137 | 0 | 0 | 0 | 0 | 0 | 0 | 0 | 0 | 0 | 0 | 4137 | - | 0 | 277.7432 | - | 0 | 0 | - | 500 | 500 | - | 4137 | - | 0 | 0 | - | 0 | 0 | - | 0 | 0 | -
4138 | 0 | 0 | 0 | 0 | 0 | 0 | 400.5359 | 0 | 0 | 0 | 4138 | 0 | 0 | 0 | 0 | 0 | 0 | 0 | 0 | 0 | 0 | 4138 | - | 500 | 500 | - | 0 | 0 | - | 500 | 500 | - | 4138 | - | 0 | 0 | - | 0 | 0 | - | 0 | 0 | -
4139 | 1025.4786 | 0 | 146.1487 | 281.2957 | 0 | 0 | 993.7892 | 238.6431 | 233.1 | 1025.4786 | 4139 | 0 | 0 | 0 | 0 | 0 | 0 | 0 | 0 | 0 | 1025.4786 | 4139 | - | 500 | 500 | - | 500 | 500 | - | 500 | 500 | - | 4139 | - | 0 | 0 | - | 0 | 0 | - | 0 | 0 | -
4140 | 1146.205 | 676.48 | 233.1 | 0 | 0 | 0 | 157.8071 | 1000 | 146.1487 | 1146.205 | 4140 | 0 | 0 | 0 | 0 | 0 | 0 | 0 | 0 | 0 | 1146.205 | 4140 | - | 500 | 500 | - | 500 | 500 | - | 500 | 500 | - | 4140 | - | 0 | 0 | - | 0 | 0 | - | 0 | 0 | -
4141 | 204.2382 | 0 | 0 | 0 | 0 | 0 | 0 | 0 | 0 | 204.2382 | 4141 | 0 | 0 | 0 | 0 | 0 | 0 | 0 | 0 | 0 | 204.2382 | 4141 | - | 500 | 500 | - | 0 | 0 | - | 500 | 500 | - | 4141 | - | 0 | 0 | - | 0 | 0 | - | 0 | 0 | -
4142 | 64.5459 | 0 | 0 | 0 | 0 | 0 | 0 | 0 | 0 | 64.5459 | 4142 | 0 | 0 | 0 | 0 | 0 | 0 | 0 | 0 | 0 | 64.5459 | 4142 | - | 500 | 500 | - | 0 | 0 | - | 500 | 500 | - | 4142 | - | 0 | 0 | - | 0 | 0 | - | 0 | 0 | -
4143 | 0 | 0 | 0 | 0 | 0 | 0 | 0 | 0 | 0 | 0 | 4143 | 0 | 0 | 0 | 0 | 0 | 0 | 0 | 0 | 0 | 0 | 4143 | - | 265.8634 | 265.8634 | - | 0 | 0 | - | 0 | 0 | - | 4143 | - | 0 | 0 | - | 0 | 0 | - | 0 | 0 | -
4144 | 0 | 0 | 0 | 0 | 0 | 0 | 0 | 0 | 0 | 0 | 4144 | 0 | 0 | 0 | 0 | 0 | 0 | 0 | 0 | 0 | 0 | 4144 | - | 0 | 0 | - | 0 | 0 | - | 0 | 0 | - | 4144 | - | 0 | 0 | - | 0 | 0 | - | 0 | 0 | -
4145 | 0 | 0 | 0 | 0 | 0 | 0 | 0 | 0 | 0 | 0 | 4145 | 253.4011 | 253.4011 | 0 | 0 | 0 | 0 | 0 | 0 | 0 | 0 | 4145 | - | 0 | 0 | - | 0 | 0 | - | 0 | 0 | - | 4145 | - | 0 | 253.4011 | - | 500 | 500 | - | 496.9113 | 0 | -
4146 | 0 | 0 | 0 | 0 | 0 | 0 | 0 | 0 | 0 | 0 | 4146 | 325.0707 | 0 | 233.1 | 301.0671 | 27.4761 | 0 | 91.773 | 0 | 0 | 0 | 4146 | - | 0 | 0 | - | 0 | 0 | - | 0 | 0 | - | 4146 | - | 475.0707 | 91.9707 | - | 500 | 500 | - | 500 | 500 | -
4147 | 0 | 0 | 0 | 0 | 0 | 0 | 0 | 0 | 0 | 0 | 4147 | 462.6721 | 146.0567 | 0 | 650.1404 | 407.3533 | 30.8636 | 517.4694 | 235.3425 | 17.4694 | 0 | 4147 | - | 0 | 0 | - | 0 | 0 | - | 0 | 0 | - | 4147 | - | 316.6154 | 462.6721 | - | 500 | 500 | - | 500 | 500 | -
4148 | 0 | 0 | 0 | 0 | 0 | 0 | 0 | 0 | 0 | 0 | 4148 | 410.6787 | 0 | 0 | 627.9251 | 376.8809 | 233.1 | 735.4075 | 385.4075 | 233.1 | 0 | 4148 | - | 0 | 0 | - | 0 | 0 | - | 0 | 0 | - | 4148 | - | 500 | 410.6787 | - | 500 | 500 | - | 500 | 500 | -
4149 | 0 | 0 | 0 | 0 | 0 | 0 | 0 | 0 | 0 | 0 | 4149 | 409.5022 | 0 | 0 | 495.2648 | 422.6799 | 58.3978 | 729.7476 | 327.9065 | 71.792 | 0 | 4149 | - | 0 | 0 | - | 0 | 0 | - | 0 | 0 | - | 4149 | - | 500 | 409.5022 | - | 500 | 500 | - | 500 | 500 | -
4150 | 0 | 0 | 0 | 0 | 0 | 0 | 0 | 0 | 0 | 0 | 4150 | 213.0727 | 0 | 0 | 0 | 139.0512 | 0 | 0 | 434.2752 | 0 | 0 | 4150 | - | 0 | 0 | - | 0 | 0 | - | 0 | 0 | - | 4150 | - | 475.8829 | 325.8829 | - | 500 | 500 | - | 500 | 500 | -
4151 | 0 | 0 | 0 | 0 | 0 | 0 | 0 | 0 | 0 | 0 | 4151 | 0 | 0 | 89.2614 | 0 | 0 | 0 | 0 | 0 | 0 | 0 | 4151 | - | 0 | 0 | - | 0 | 0 | - | 0 | 0 | - | 4151 | - | 403.2464 | 163.985 | - | 357.6992 | 500 | - | 305.4233 | 500 | -
4152 | 0 | 0 | 0 | 0 | 0 | 0 | 0 | 0 | 0 | 0 | 4152 | 0 | 0 | 0 | 0 | 0 | 0 | 0 | 0 | 0 | 0 | 4152 | - | 0 | 0 | - | 0 | 0 | - | 0 | 0 | - | 4152 | - | 468.4337 | 284.1871 | - | 31.8674 | 93.027 | - | 500 | 500 | -
4153 | 0 | 0 | 0 | 0 | 0 | 0 | 0 | 0 | 0 | 0 | 4153 | 0 | 0 | 0 | 0 | 0 | 0 | 0 | 0 | 0 | 0 | 4153 | - | 0 | 0 | - | 0 | 0 | - | 0 | 0 | - | 4153 | - | 387.5017 | 237.5017 | - | 204.3985 | 481.674 | - | 499.6733 | 49.6733 | -
4154 | 0 | 0 | 0 | 0 | 0 | 0 | 0 | 0 | 0 | 0 | 4154 | 0 | 212.8278 | 0 | 0 | 0 | 0 | 0 | 0 | 0 | 0 | 4154 | - | 0 | 0 | - | 0 | 0 | - | 0 | 0 | - | 4154 | - | 0 | 212.8278 | - | 500 | 111.173 | - | 49.4851 | 500 | -
4155 | 0 | 0 | 0 | 0 | 0 | 0 | 0 | 0 | 0 | 0 | 4155 | 0 | 275.6059 | 0 | 0 | 0 | 0 | 0 | 0 | 0 | 0 | 4155 | - | 0 | 0 | - | 0 | 0 | - | 0 | 0 | - | 4155 | - | 0 | 275.6059 | - | 151.3993 | 500 | - | 134.2028 | 500 | -
4156 | 0 | 0 | 0 | 0 | 0 | 0 | 0 | 0 | 0 | 0 | 4156 | 0 | 347.0251 | 0 | 0 | 9.4903 | 0 | 0 | 0 | 0 | 0 | 4156 | - | 0 | 0 | - | 0 | 0 | - | 0 | 0 | - | 4156 | - | 0 | 250.5205 | - | 500 | 59.4903 | - | 356.014 | 292.0366 | -
4157 | 0 | 0 | 0 | 0 | 0 | 0 | 0 | 0 | 0 | 0 | 4157 | 0 | 148.0151 | 0 | 0 | 0 | 0 | 0 | 0 | 0 | 0 | 4157 | - | 0 | 0 | - | 228.3615 | 228.3615 | - | 477.4196 | 477.4196 | - | 4157 | - | 0 | 148.0151 | - | 0 | 0 | - | 0 | 0 | -
4158 | 0 | 0 | 0 | 0 | 0 | 0 | 0 | 0 | 0 | 0 | 4158 | 0 | 0 | 0 | 0 | 0 | 0 | 0 | 0 | 0 | 0 | 4158 | - | 6.1197 | 6.1197 | - | 500 | 500 | - | 500 | 500 | - | 4158 | - | 0 | 0 | - | 0 | 0 | - | 0 | 0 | -
4159 | 0 | 0 | 0 | 0 | 0 | 0 | 0 | 0 | 0 | 0 | 4159 | 0 | 0 | 0 | 0 | 0 | 0 | 0 | 0 | 0 | 0 | 4159 | - | 500 | 500 | - | 500 | 500 | - | 500 | 500 | - | 4159 | - | 0 | 0 | - | 0 | 0 | - | 0 | 0 | -
4160 | 606.8629 | 164.0013 | 32.5253 | 554.7993 | 259.5216 | 33.5506 | 293.2252 | 626.9784 | 146.1487 | 606.8629 | 4160 | 0 | 0 | 0 | 0 | 0 | 0 | 0 | 0 | 0 | 606.8629 | 4160 | - | 500 | 500 | - | 500 | 500 | - | 500 | 500 | - | 4160 | - | 0 | 0 | - | 0 | 0 | - | 0 | 0 | -
4161 | 1500 | 1000 | 233.1 | 1261.2163 | 891.3342 | 233.1 | 1500 | 1000 | 233.1 | 1500 | 4161 | 0 | 0 | 0 | 0 | 0 | 0 | 0 | 0 | 0 | 1500 | 4161 | - | 500 | 500 | - | 500 | 500 | - | 500 | 500 | - | 4161 | - | 0 | 0 | - | 0 | 0 | - | 0 | 0 | -
4162 | 333.6047 | 462.9771 | 113.6234 | 624.4521 | 476.1226 | 112.598 | 647.2424 | 0 | 0 | 333.6047 | 4162 | 0 | 0 | 0 | 0 | 0 | 0 | 0 | 0 | 0 | 333.6047 | 4162 | - | 500 | 500 | - | 500 | 500 | - | 500 | 500 | - | 4162 | - | 0 | 0 | - | 0 | 0 | - | 0 | 0 | -
4163 | 0 | 0 | 0 | 0 | 0 | 0 | 0 | 0 | 0 | 0 | 4163 | 0 | 0 | 0 | 0 | 0 | 0 | 0 | 0 | 0 | 0 | 4163 | - | 500 | 500 | - | 500 | 500 | - | 500 | 500 | - | 4163 | - | 0 | 0 | - | 0 | 0 | - | 0 | 0 | -
4164 | 0 | 0 | 0 | 0 | 0 | 0 | 0 | 0 | 0 | 0 | 4164 | 0 | 0 | 0 | 0 | 0 | 0 | 0 | 0 | 0 | 0 | 4164 | - | 500 | 500 | - | 500 | 500 | - | 500 | 500 | - | 4164 | - | 0 | 0 | - | 0 | 0 | - | 0 | 0 | -
4165 | 0 | 0 | 0 | 0 | 0 | 0 | 0 | 0 | 0 | 0 | 4165 | 0 | 0 | 0 | 0 | 0 | 0 | 0 | 0 | 0 | 0 | 4165 | - | 500 | 500 | - | 500 | 500 | - | 500 | 500 | - | 4165 | - | 0 | 0 | - | 0 | 0 | - | 0 | 0 | -
4166 | 0 | 0 | 0 | 0 | 0 | 0 | 0 | 0 | 0 | 0 | 4166 | 0 | 0 | 0 | 0 | 0 | 0 | 0 | 0 | 0 | 0 | 4166 | - | 500 | 500 | - | 500 | 500 | - | 500 | 500 | - | 4166 | - | 0 | 0 | - | 0 | 0 | - | 0 | 0 | -
4167 | 0 | 0 | 0 | 0 | 0 | 0 | 0 | 0 | 0 | 0 | 4167 | 0 | 0 | 0 | 0 | 0 | 0 | 0 | 0 | 0 | 0 | 4167 | - | 303.3014 | 303.3014 | - | 500 | 500 | - | 500 | 500 | - | 4167 | - | 0 | 0 | - | 0 | 0 | - | 0 | 0 | -
4168 | 0 | 0 | 0 | 0 | 0 | 0 | 0 | 0 | 0 | 0 | 4168 | 0 | 0 | 0 | 0 | 0 | 0 | 0 | 0 | 0 | 0 | 4168 | - | 44.5923 | 44.5923 | - | 500 | 500 | - | 500 | 500 | - | 4168 | - | 0 | 0 | - | 0 | 0 | - | 0 | 0 | -
4169 | 0 | 0 | 0 | 0 | 0 | 0 | 0 | 0 | 0 | 0 | 4169 | 0 | 0 | 0 | 0 | 0 | 0 | 0 | 0 | 0 | 0 | 4169 | - | 0 | 0 | - | 130.1129 | 130.1129 | - | 0 | 0 | - | 4169 | - | 105.9462 | 105.9462 | - | 0 | 0 | - | 0 | 0 | -
4170 | 0 | 0 | 0 | 0 | 0 | 0 | 0 | 0 | 0 | 0 | 4170 | 191.123 | 0 | 0 | 0 | 0 | 0 | 0 | 0 | 0 | 0 | 4170 | - | 0 | 0 | - | 0 | 0 | - | 0 | 0 | - | 4170 | - | 341.123 | 191.123 | - | 0 | 0 | - | 0 | 0 | -
4171 | 0 | 0 | 0 | 0 | 0 | 0 | 0 | 0 | 0 | 0 | 4171 | 186.5248 | 336.5248 | 89.2614 | 228.4328 | 121.2801 | 0 | 20.4242 | 268.3045 | 0 | 0 | 4171 | - | 0 | 0 | - | 0 | 0 | - | 0 | 0 | - | 4171 | - | 0 | 247.2634 | - | 500 | 471.1391 | - | 0 | 500 | -
4172 | 0 | 0 | 0 | 0 | 0 | 0 | 0 | 0 | 0 | 0 | 4172 | 190.9773 | 0 | 233.1 | 172.4443 | 135.6128 | 0 | 2.8274 | 0 | 0 | 0 | 4172 | - | 0 | 0 | - | 0 | 0 | - | 0 | 0 | - | 4172 | - | 340.9773 | 107.8773 | - | 500 | 397.4443 | - | 500 | 500 | -
4173 | 0 | 0 | 0 | 0 | 0 | 0 | 0 | 0 | 0 | 0 | 4173 | 176.7292 | 0 | 0 | 645.3543 | 145.3543 | 141.83 | 531.4499 | 158.0834 | 31.4499 | 0 | 4173 | - | 0 | 0 | - | 0 | 0 | - | 0 | 0 | - | 4173 | - | 326.7292 | 267.4657 | - | 500 | 500 | - | 500 | 500 | -
4174 | 0 | 0 | 0 | 0 | 0 | 0 | 0 | 0 | 0 | 0 | 4174 | 208.2784 | 256.0443 | 0 | 667.6336 | 167.6336 | 75.4381 | 542.0556 | 42.0556 | 42.0556 | 0 | 4174 | - | 0 | 0 | - | 0 | 0 | - | 0 | 0 | - | 4174 | - | 102.2341 | 208.2784 | - | 500 | 500 | - | 500 | 500 | -
4175 | 0 | 0 | 0 | 0 | 0 | 0 | 0 | 0 | 0 | 0 | 4175 | 344.4293 | 364.8091 | 0 | 107.1687 | 204.2944 | 105.0932 | 736.1074 | 236.1074 | 233.1 | 0 | 4175 | - | 0 | 0 | - | 0 | 0 | - | 0 | 0 | - | 4175 | - | 0 | 364.8091 | - | 500 | 500 | - | 500 | 500 | -
4176 | 0 | 0 | 0 | 0 | 0 | 0 | 0 | 0 | 0 | 0 | 4176 | 246.8145 | 0 | 0 | 253.3638 | 0 | 0 | 0 | 286.2862 | 15.7558 | 0 | 4176 | - | 0 | 0 | - | 0 | 0 | - | 0 | 0 | - | 4176 | - | 396.8145 | 396.8145 | - | 500 | 500 | - | 500 | 500 | -
4177 | 0 | 0 | 0 | 0 | 0 | 0 | 0 | 0 | 0 | 0 | 4177 | 251.1242 | 0 | 0 | 0 | 0 | 0 | 0 | 0 | 0 | 0 | 4177 | - | 0 | 0 | - | 0 | 0 | - | 0 | 0 | - | 4177 | - | 401.1242 | 401.1242 | - | 343.7453 | 500 | - | 500 | 45.3208 | -
4178 | 0 | 0 | 0 | 0 | 0 | 0 | 0 | 0 | 0 | 0 | 4178 | 174.4565 | 0 | 0 | 0 | 0 | 0 | 0 | 0 | 0 | 0 | 4178 | - | 0 | 0 | - | 0 | 0 | - | 0 | 0 | - | 4178 | - | 324.4565 | 324.4565 | - | 83.8479 | 276.4166 | - | 500 | 0 | -
4179 | 0 | 0 | 0 | 0 | 0 | 0 | 0 | 0 | 0 | 0 | 4179 | 33.2907 | 0 | 0 | 0 | 0 | 0 | 0 | 71.3054 | 0 | 0 | 4179 | - | 0 | 0 | - | 0 | 0 | - | 0 | 0 | - | 4179 | - | 183.2907 | 183.2907 | - | 217.4067 | 0 | - | 500 | 500 | -
4180 | 0 | 0 | 0 | 0 | 0 | 0 | 0 | 0 | 0 | 0 | 4180 | 70.6495 | 220.6495 | 0 | 0 | 582.5659 | 0 | 241.533 | 0 | 0 | 0 | 4180 | - | 0 | 0 | - | 0 | 0 | - | 0 | 0 | - | 4180 | - | 0 | 220.6495 | - | 0 | 0 | - | 466.533 | 375.3944 | -
4181 | 0 | 0 | 0 | 0 | 0 | 0 | 0 | 0 | 0 | 0 | 4181 | 0 | 204.904 | 0 | 0 | 26.1906 | 0 | 0 | 320.7891 | 0 | 0 | 4181 | - | 0 | 0 | - | 0 | 0 | - | 0 | 0 | - | 4181 | - | 0 | 0 | - | 0 | 0 | - | 0 | 95.7891 | -
4182 | 0 | 0 | 0 | 0 | 0 | 0 | 0 | 0 | 0 | 0 | 4182 | 0 | 0 | 0 | 0 | 0 | 0 | 0 | 0 | 0 | 0 | 4182 | - | 0 | 0 | - | 0 | 0 | - | 27.729 | 27.729 | - | 4182 | - | 206.9469 | 0 | - | 0 | 0 | - | 0 | 0 | -
4183 | 0 | 0 | 0 | 0 | 0 | 0 | 0 | 0 | 0 | 0 | 4183 | 0 | 0 | 0 | 0 | 0 | 0 | 0 | 0 | 0 | 0 | 4183 | - | 0 | 0 | - | 500 | 500 | - | 500 | 500 | - | 4183 | - | 289.4559 | 0 | - | 0 | 0 | - | 0 | 0 | -
4184 | 0 | 0 | 0 | 0 | 0 | 0 | 0 | 0 | 0 | 0 | 4184 | 0 | 0 | 0 | 0 | 0 | 0 | 0 | 0 | 0 | 0 | 4184 | - | 500 | 500 | - | 500 | 500 | - | 500 | 500 | - | 4184 | - | 0 | 0 | - | 0 | 0 | - | 0 | 0 | -
4185 | 170.8601 | 303.9976 | 0 | 611.0884 | 591.5551 | 0 | 427.003 | 1.4081 | 0 | 170.8601 | 4185 | 0 | 0 | 0 | 0 | 0 | 0 | 0 | 0 | 0 | 170.8601 | 4185 | - | 500 | 500 | - | 500 | 500 | - | 500 | 500 | - | 4185 | - | 0 | 0 | - | 0 | 0 | - | 0 | 0 | -
4186 | 565.4876 | 656.9717 | 0 | 1018.8042 | 703.9281 | 233.1 | 228.5385 | 492.7535 | 233.1 | 565.4876 | 4186 | 0 | 0 | 0 | 0 | 0 | 0 | 0 | 0 | 0 | 565.4876 | 4186 | - | 500 | 500 | - | 500 | 500 | - | 500 | 500 | - | 4186 | - | 0 | 0 | - | 0 | 0 | - | 0 | 0 | -
4187 | 529.8393 | 474.2921 | 204.968 | 188.3713 | 319.7442 | 146.1487 | 459.1487 | 757.0394 | 113.5541 | 529.8393 | 4187 | 0 | 0 | 0 | 0 | 0 | 0 | 0 | 0 | 0 | 529.8393 | 4187 | - | 500 | 500 | - | 500 | 500 | - | 500 | 500 | - | 4187 | - | 0 | 0 | - | 0 | 0 | - | 0 | 0 | -
4188 | 555.2586 | 55.2586 | 55.2586 | 208.9568 | 11.751 | 0 | 793.1829 | 343.1829 | 0 | 555.2586 | 4188 | 0 | 0 | 0 | 0 | 0 | 0 | 0 | 0 | 0 | 555.2586 | 4188 | - | 500 | 500 | - | 500 | 500 | - | 500 | 500 | - | 4188 | - | 0 | 0 | - | 0 | 0 | - | 0 | 0 | -
4189 | 619.022 | 119.022 | 119.022 | 264.556 | 0 | 0 | 532.5946 | 32.5946 | 32.5946 | 619.022 | 4189 | 0 | 0 | 0 | 0 | 0 | 0 | 0 | 0 | 0 | 619.022 | 4189 | - | 500 | 500 | - | 500 | 500 | - | 500 | 500 | - | 4189 | - | 0 | 0 | - | 0 | 0 | - | 0 | 0 | -
4190 | 0 | 17.4363 | 0 | 148.691 | 0 | 0 | 0 | 0 | 0 | 0 | 4190 | 0 | 0 | 0 | 0 | 0 | 0 | 0 | 0 | 0 | 0 | 4190 | - | 500 | 500 | - | 500 | 500 | - | 500 | 500 | - | 4190 | - | 0 | 0 | - | 0 | 0 | - | 0 | 0 | -
4191 | 0 | 0 | 0 | 0 | 0 | 0 | 0 | 0 | 0 | 0 | 4191 | 0 | 0 | 0 | 0 | 0 | 0 | 0 | 0 | 0 | 0 | 4191 | - | 227.2822 | 227.2822 | - | 500 | 500 | - | 500 | 500 | - | 4191 | - | 0 | 0 | - | 0 | 0 | - | 0 | 0 | -
4192 | 0 | 0 | 0 | 0 | 0 | 0 | 0 | 0 | 0 | 0 | 4192 | 0 | 0 | 0 | 0 | 0 | 0 | 0 | 0 | 0 | 0 | 4192 | - | 0 | 0 | - | 0 | 0 | - | 0 | 0 | - | 4192 | - | 0 | 0 | - | 0 | 0 | - | 0 | 0 | -
4193 | 0 | 0 | 0 | 0 | 0 | 0 | 0 | 0 | 0 | 0 | 4193 | 0 | 0 | 161.1807 | 0 | 0 | 0 | 0 | 0 | 0 | 0 | 4193 | - | 0 | 0 | - | 0 | 0 | - | 0 | 0 | - | 4193 | - | 339.6146 | 107.6056 | - | 118.876 | 297.5443 | - | 0 | 0 | -
4194 | 0 | 0 | 0 | 0 | 0 | 0 | 0 | 0 | 0 | 0 | 4194 | 216.1906 | 16.1906 | 0 | 42.4557 | 0 | 0 | 0 | 0 | 0 | 0 | 4194 | - | 0 | 0 | - | 0 | 0 | - | 0 | 0 | - | 4194 | - | 500 | 500 | - | 500 | 402.4557 | - | 400.9275 | 500 | -
4195 | 0 | 0 | 0 | 0 | 0 | 0 | 0 | 0 | 0 | 0 | 4195 | 258.744 | 58.744 | 0 | 0 | 12.4172 | 0 | 0 | 276.6146 | 0 | 0 | 4195 | - | 0 | 0 | - | 0 | 0 | - | 0 | 0 | - | 4195 | - | 500 | 500 | - | 500 | 500 | - | 500 | 500 | -
4196 | 0 | 0 | 0 | 0 | 0 | 0 | 0 | 0 | 0 | 0 | 4196 | 233.8022 | 533.8022 | 0 | 441.7501 | 407.0591 | 161.1807 | 967.1406 | 414.8512 | 161.1807 | 0 | 4196 | - | 0 | 0 | - | 0 | 0 | - | 0 | 0 | - | 4196 | - | 0 | 500 | - | 500 | 500 | - | 500 | 500 | -
4197 | 0 | 0 | 0 | 0 | 0 | 0 | 0 | 0 | 0 | 0 | 4197 | 170.5717 | 20.0102 | 0 | 552.9929 | 271.9895 | 0 | 70.0582 | 0 | 0 | 0 | 4197 | - | 0 | 0 | - | 0 | 0 | - | 0 | 0 | - | 4197 | - | 500 | 500 | - | 500 | 500 | - | 500 | 350.9562 | -
4198 | 0 | 0 | 0 | 0 | 0 | 0 | 0 | 0 | 0 | 0 | 4198 | 157.8901 | 0 | 0 | 0 | 0 | 0 | 0 | 0 | 0 | 0 | 4198 | - | 0 | 0 | - | 0 | 0 | - | 0 | 0 | - | 4198 | - | 457.8901 | 307.8901 | - | 500 | 500 | - | 0 | 500 | -
4199 | 0 | 0 | 0 | 0 | 0 | 0 | 0 | 0 | 0 | 0 | 4199 | 0 | 62.7188 | 0 | 0 | 0 | 0 | 0 | 0 | 0 | 0 | 4199 | - | 0 | 0 | - | 0 | 0 | - | 0 | 0 | - | 4199 | - | 371.7855 | 284.5043 | - | 81.124 | 0 | - | 0 | 0 | -
4200 | 0 | 0 | 0 | 0 | 0 | 0 | 0 | 0 | 0 | 0 | 4200 | 0 | 0 | 0 | 0 | 0 | 0 | 0 | 0 | 0 | 0 | 4200 | - | 0 | 0 | - | 0 | 0 | - | 0 | 0 | - | 4200 | - | 30.7097 | 0 | - | 0 | 0 | - | 0 | 0 | -
4201 | 0 | 0 | 0 | 0 | 0 | 0 | 0 | 0 | 0 | 0 | 4201 | 385.3838 | 404.4556 | 21.6612 | 638.8406 | 420.7554 | 0 | 633.3229 | 333.3483 | 161.1807 | 0 | 4201 | - | 0 | 0 | - | 0 | 0 | - | 0 | 0 | - | 4201 | - | 0 | 382.7944 | - | 500 | 500 | - | 500 | 500 | -
4202 | 0 | 0 | 0 | 0 | 0 | 0 | 0 | 0 | 0 | 0 | 4202 | 185.9408 | 108.4302 | 0 | 0 | 270.7104 | 87.9292 | 301.899 | 179.4512 | 0 | 0 | 4202 | - | 0 | 0 | - | 0 | 0 | - | 0 | 0 | - | 4202 | - | 247.1752 | 355.6054 | - | 500 | 500 | - | 500 | 500 | -
4203 | 0 | 0 | 0 | 0 | 0 | 0 | 0 | 0 | 0 | 0 | 4203 | 114.0485 | 0 | 0 | 0 | 0 | 73.2515 | 0 | 0 | 0 | 0 | 4203 | - | 0 | 0 | - | 0 | 0 | - | 0 | 0 | - | 4203 | - | 333.4514 | 333.4514 | - | 500 | 500 | - | 500 | 500 | -
4204 | 0 | 0 | 0 | 0 | 0 | 0 | 0 | 0 | 0 | 0 | 4204 | 351.8257 | 0 | 0 | 398.3581 | 0 | 0 | 101.9768 | 178.6663 | 0 | 0 | 4204 | - | 0 | 0 | - | 0 | 0 | - | 0 | 0 | - | 4204 | - | 381.236 | 381.236 | - | 500 | 500 | - | 500 | 500 | -
4205 | 0 | 0 | 0 | 0 | 0 | 0 | 0 | 0 | 0 | 0 | 4205 | 0 | 178.58 | 139.5195 | 0 | 0 | 0 | 0 | 0 | 0 | 0 | 4205 | - | 0 | 0 | - | 0 | 0 | - | 0 | 0 | - | 4205 | - | 0 | 0 | - | 500 | 270.041 | - | 408.5897 | 408.5897 | -
4206 | 0 | 0 | 0 | 0 | 0 | 0 | 0 | 0 | 0 | 0 | 4206 | 0 | 0 | 0 | 0 | 0 | 0 | 0 | 0 | 0 | 0 | 4206 | - | 0 | 0 | - | 96.6825 | 96.6825 | - | 0 | 0 | - | 4206 | - | 0 | 0 | - | 0 | 0 | - | 0 | 0 | -
4207 | 0 | 0 | 0 | 0 | 0 | 0 | 0 | 0 | 0 | 0 | 4207 | 0 | 0 | 0 | 0 | 0 | 0 | 0 | 0 | 0 | 0 | 4207 | - | 0 | 0 | - | 500 | 500 | - | 414.4889 | 414.4889 | - | 4207 | - | 0 | 0 | - | 0 | 0 | - | 0 | 0 | -
4208 | 234.1759 | 0 | 0 | 0 | 0 | 0 | 0 | 0 | 0 | 234.1759 | 4208 | 0 | 0 | 0 | 0 | 0 | 0 | 0 | 0 | 0 | 234.1759 | 4208 | - | 500 | 500 | - | 500 | 500 | - | 500 | 500 | - | 4208 | - | 0 | 0 | - | 0 | 0 | - | 0 | 0 | -
4209 | 141.6742 | 140.8041 | 0 | 239.2228 | 38.379 | 0 | 0 | 0 | 0 | 141.6742 | 4209 | 0 | 0 | 0 | 0 | 0 | 0 | 0 | 0 | 0 | 141.6742 | 4209 | - | 500 | 500 | - | 500 | 500 | - | 500 | 500 | - | 4209 | - | 0 | 0 | - | 0 | 0 | - | 0 | 0 | -
4210 | 1085.1402 | 782.3797 | 162.2857 | 977.418 | 1000 | 77.6517 | 93.6639 | 270.7665 | 0 | 1085.1402 | 4210 | 0 | 0 | 0 | 0 | 0 | 0 | 0 | 0 | 0 | 1085.1402 | 4210 | - | 500 | 500 | - | 500 | 500 | - | 500 | 500 | - | 4210 | - | 0 | 0 | - | 0 | 0 | - | 0 | 0 | -
4211 | 979.4773 | 703.7946 | 216.963 | 702.8178 | 202.8178 | 144.2679 | 1500 | 1000 | 233.1 | 979.4773 | 4211 | 0 | 0 | 0 | 0 | 0 | 0 | 0 | 0 | 0 | 979.4773 | 4211 | - | 500 | 500 | - | 500 | 500 | - | 500 | 500 | - | 4211 | - | 0 | 0 | - | 0 | 0 | - | 0 | 0 | -
4212 | 0 | 0 | 0 | 374.9327 | 332.9459 | 157.329 | 671.7461 | 356.212 | 146.1487 | 0 | 4212 | 0 | 0 | 0 | 0 | 0 | 0 | 0 | 0 | 0 | 0 | 4212 | - | 500 | 500 | - | 500 | 500 | - | 500 | 500 | - | 4212 | - | 0 | 0 | - | 0 | 0 | - | 0 | 0 | -
4213 | 0 | 0 | 0 | 146.0763 | 52.8357 | 0 | 175.0576 | 0 | 0 | 0 | 4213 | 0 | 0 | 0 | 0 | 0 | 0 | 0 | 0 | 0 | 0 | 4213 | - | 500 | 500 | - | 500 | 500 | - | 500 | 500 | - | 4213 | - | 0 | 0 | - | 0 | 0 | - | 0 | 0 | -
4214 | 0 | 0 | 0 | 0 | 0 | 0 | 0 | 0 | 0 | 0 | 4214 | 0 | 0 | 0 | 0 | 0 | 0 | 0 | 0 | 0 | 0 | 4214 | - | 119.3713 | 119.3713 | - | 500 | 500 | - | 500 | 500 | - | 4214 | - | 0 | 0 | - | 0 | 0 | - | 0 | 0 | -
4215 | 0 | 0 | 0 | 0 | 0 | 0 | 0 | 0 | 0 | 0 | 4215 | 0 | 0 | 0 | 0 | 0 | 0 | 0 | 0 | 0 | 0 | 4215 | - | 0 | 0 | - | 500 | 500 | - | 500 | 500 | - | 4215 | - | 0 | 0 | - | 0 | 0 | - | 0 | 0 | -
4216 | 0 | 0 | 0 | 0 | 0 | 0 | 0 | 0 | 0 | 0 | 4216 | 0 | 0 | 0 | 0 | 0 | 0 | 0 | 0 | 0 | 0 | 4216 | - | 0 | 0 | - | 500 | 500 | - | 500 | 500 | - | 4216 | - | 235.2398 | 0 | - | 0 | 0 | - | 0 | 0 | -
4217 | 0 | 0 | 0 | 0 | 0 | 0 | 0 | 0 | 0 | 0 | 4217 | 0 | 32.6138 | 0 | 0 | 0 | 0 | 0 | 0 | 0 | 0 | 4217 | - | 0 | 0 | - | 286.6424 | 286.6424 | - | 317.3215 | 317.3215 | - | 4217 | - | 500 | 380.0326 | - | 0 | 0 | - | 0 | 0 | -
4218 | 0 | 0 | 0 | 0 | 0 | 0 | 0 | 0 | 0 | 0 | 4218 | 0 | 143.1288 | 12.8651 | 0 | 0 | 0 | 0 | 544.9926 | 0 | 0 | 4218 | - | 0 | 0 | - | 0 | 0 | - | 0 | 0 | - | 4218 | - | 500 | 500 | - | 303.6213 | 290.4521 | - | 500 | 500 | -
4219 | 0 | 0 | 0 | 0 | 0 | 0 | 0 | 0 | 0 | 0 | 4219 | 657.8089 | 157.8089 | 157.8089 | 501.3811 | 151.3811 | 0 | 69.5292 | 0 | 0 | 0 | 4219 | - | 0 | 0 | - | 0 | 0 | - | 0 | 0 | - | 4219 | - | 500 | 500 | - | 500 | 500 | - | 500 | 500 | -
4220 | 0 | 0 | 0 | 0 | 0 | 0 | 0 | 0 | 0 | 0 | 4220 | 615.9107 | 115.9107 | 115.9107 | 363.6668 | 13.6668 | 0 | 0 | 0 | 0 | 0 | 4220 | - | 0 | 0 | - | 0 | 0 | - | 0 | 0 | - | 4220 | - | 500 | 500 | - | 500 | 500 | - | 500 | 500 | -
4221 | 0 | 0 | 0 | 0 | 0 | 0 | 0 | 0 | 0 | 0 | 4221 | 530.1365 | 30.1365 | 30.1365 | 446.4136 | 96.4136 | 0 | 94.689 | 52.7867 | 0 | 0 | 4221 | - | 0 | 0 | - | 0 | 0 | - | 0 | 0 | - | 4221 | - | 500 | 500 | - | 500 | 500 | - | 500 | 500 | -
4222 | 0 | 0 | 0 | 0 | 0 | 0 | 0 | 0 | 0 | 0 | 4222 | 270.5414 | 5.6402 | 5.6402 | 619.1174 | 269.1174 | 92.9751 | 358.6444 | 275.6085 | 0 | 0 | 4222 | - | 0 | 0 | - | 0 | 0 | - | 0 | 0 | - | 4222 | - | 500 | 500 | - | 500 | 500 | - | 500 | 500 | -
4223 | 0 | 0 | 0 | 0 | 0 | 0 | 0 | 0 | 0 | 0 | 4223 | 0 | 0 | 0 | 143.8187 | 379.3863 | 229.3863 | 759.269 | 257.0933 | 233.1 | 0 | 4223 | - | 0 | 0 | - | 0 | 0 | - | 0 | 0 | - | 4223 | - | 469.517 | 469.517 | - | 500 | 500 | - | 500 | 500 | -
4224 | 0 | 0 | 0 | 0 | 0 | 0 | 0 | 0 | 0 | 0 | 4224 | 0 | 424.0539 | 0 | 0 | 356.5747 | 0 | 559.4506 | 252.4506 | 89.2614 | 0 | 4224 | - | 0 | 0 | - | 0 | 0 | - | 0 | 0 | - | 4224 | - | 0 | 424.0539 | - | 500 | 500 | - | 500 | 500 | -
4225 | 0 | 0 | 0 | 0 | 0 | 0 | 0 | 0 | 0 | 0 | 4225 | 0 | 0 | 0 | 0 | 82.0777 | 0 | 232.8153 | 0 | 0 | 0 | 4225 | - | 0 | 0 | - | 0 | 0 | - | 0 | 0 | - | 4225 | - | 407.9191 | 0 | - | 500 | 500 | - | 500 | 500 | -
4226 | 0 | 0 | 0 | 0 | 0 | 0 | 0 | 0 | 0 | 0 | 4226 | 0 | 180.8537 | 0 | 0 | 34.3143 | 0 | 0 | 0 | 0 | 0 | 4226 | - | 0 | 0 | - | 0 | 0 | - | 0 | 0 | - | 4226 | - | 152.1522 | 0 | - | 500 | 500 | - | 500 | 500 | -
4227 | 0 | 0 | 0 | 0 | 0 | 0 | 0 | 0 | 0 | 0 | 4227 | 0 | 292.7851 | 0 | 0 | 0 | 0 | 0 | 0 | 0 | 0 | 4227 | - | 0 | 0 | - | 0 | 0 | - | 0 | 0 | - | 4227 | - | 0 | 0 | - | 193.0482 | 500 | - | 29.1768 | 29.1768 | -
4228 | 0 | 0 | 0 | 0 | 0 | 0 | 0 | 0 | 0 | 0 | 4228 | 0 | 0 | 0 | 0 | 0 | 0 | 0 | 0 | 0 | 0 | 4228 | - | 0 | 0 | - | 0 | 0 | - | 0 | 0 | - | 4228 | - | 0 | 0 | - | 63.8237 | 0 | - | 0 | 0 | -
4229 | 0 | 0 | 0 | 0 | 0 | 0 | 0 | 0 | 0 | 0 | 4229 | 0 | 0 | 0 | 0 | 0 | 0 | 0 | 0 | 0 | 0 | 4229 | - | 0 | 0 | - | 0 | 0 | - | 0 | 0 | - | 4229 | - | 0 | 0 | - | 0 | 0 | - | 0 | 0 | -
4230 | 0 | 0 | 0 | 0 | 0 | 0 | 0 | 0 | 0 | 0 | 4230 | 0 | 0 | 0 | 0 | 0 | 0 | 0 | 0 | 0 | 0 | 4230 | - | 0 | 0 | - | 0 | 500 | - | 0 | 0 | - | 4230 | - | 0 | 0 | - | 0 | 0 | - | 0 | 0 | -
4231 | 0 | 0 | 0 | 0 | 0 | 0 | 0 | 0 | 0 | 0 | 4231 | 0 | 0 | 0 | 0 | 0 | 0 | 0 | 0 | 0 | 0 | 4231 | - | 238.9357 | 238.9357 | - | 500 | 500 | - | 402.4492 | 500 | - | 4231 | - | 0 | 0 | - | 0 | 0 | - | 0 | 0 | -
4232 | 0 | 0 | 0 | 0 | 0 | 0 | 0 | 0 | 0 | 0 | 4232 | 0 | 0 | 0 | 0 | 0 | 0 | 0 | 0 | 0 | 0 | 4232 | - | 500 | 500 | - | 500 | 500 | - | 500 | 500 | - | 4232 | - | 0 | 0 | - | 0 | 0 | - | 0 | 0 | -
4233 | 0 | 0 | 0 | 0 | 0 | 0 | 0 | 0 | 0 | 0 | 4233 | 0 | 0 | 0 | 0 | 0 | 0 | 0 | 0 | 0 | 0 | 4233 | - | 500 | 500 | - | 500 | 500 | - | 500 | 500 | - | 4233 | - | 0 | 0 | - | 0 | 0 | - | 0 | 0 | -
4234 | 481.5522 | 0 | 0 | 195.9171 | 279.8709 | 0 | 281.1311 | 398.2022 | 146.1487 | 481.5522 | 4234 | 0 | 0 | 0 | 0 | 0 | 0 | 0 | 0 | 0 | 481.5522 | 4234 | - | 500 | 500 | - | 500 | 500 | - | 500 | 500 | - | 4234 | - | 0 | 0 | - | 0 | 0 | - | 0 | 0 | -
4235 | 1500 | 1000 | 233.1 | 1392.9588 | 742.0435 | 233.1 | 1500 | 1000 | 233.1 | 1500 | 4235 | 0 | 0 | 0 | 0 | 0 | 0 | 0 | 0 | 0 | 1500 | 4235 | - | 500 | 500 | - | 500 | 500 | - | 500 | 500 | - | 4235 | - | 0 | 0 | - | 0 | 0 | - | 0 | 0 | -
4236 | 366.1164 | 626.9784 | 146.1487 | 851.5917 | 605.064 | 146.1487 | 179.9727 | 228.7762 | 0 | 366.1164 | 4236 | 0 | 0 | 0 | 0 | 0 | 0 | 0 | 0 | 0 | 366.1164 | 4236 | - | 500 | 500 | - | 500 | 500 | - | 500 | 500 | - | 4236 | - | 0 | 0 | - | 0 | 0 | - | 0 | 0 | -
4237 | 92.799 | 0 | 0 | 0 | 0 | 0 | 343.2435 | 0 | 0 | 92.799 | 4237 | 0 | 0 | 0 | 0 | 0 | 0 | 0 | 0 | 0 | 92.799 | 4237 | - | 500 | 500 | - | 500 | 500 | - | 500 | 500 | - | 4237 | - | 0 | 0 | - | 0 | 0 | - | 0 | 0 | -
4238 | 0 | 0 | 0 | 0 | 0 | 0 | 136.1203 | 0 | 0 | 0 | 4238 | 0 | 0 | 0 | 0 | 0 | 0 | 0 | 0 | 0 | 0 | 4238 | - | 500 | 500 | - | 500 | 500 | - | 500 | 500 | - | 4238 | - | 0 | 0 | - | 0 | 0 | - | 0 | 0 | -
4239 | 0 | 0 | 0 | 0 | 0 | 0 | 0 | 0 | 0 | 0 | 4239 | 0 | 0 | 0 | 0 | 0 | 0 | 0 | 0 | 0 | 0 | 4239 | - | 500 | 500 | - | 500 | 500 | - | 500 | 500 | - | 4239 | - | 0 | 0 | - | 0 | 0 | - | 0 | 0 | -
4240 | 0 | 0 | 0 | 0 | 0 | 0 | 0 | 0 | 0 | 0 | 4240 | 0 | 0 | 0 | 0 | 0 | 0 | 0 | 0 | 0 | 0 | 4240 | - | 119.4751 | 119.4751 | - | 500 | 500 | - | 0 | 444.0569 | - | 4240 | - | 0 | 0 | - | 0 | 0 | - | 0 | 0 | -
4241 | 0 | 0 | 0 | 0 | 0 | 0 | 0 | 0 | 0 | 0 | 4241 | 0 | 0 | 93.1551 | 0 | 0 | 0 | 0 | 0 | 0 | 0 | 4241 | - | 0 | 0 | - | 340.4346 | 487.4919 | - | 0 | 0 | - | 4241 | - | 112.8276 | 19.6725 | - | 0 | 0 | - | 0 | 0 | -
4242 | 0 | 0 | 0 | 0 | 0 | 0 | 0 | 0 | 0 | 0 | 4242 | 170.8113 | 19.4934 | 0 | 0 | 0 | 0 | 0 | 491.5224 | 0 | 0 | 4242 | - | 0 | 0 | - | 0 | 0 | - | 0 | 0 | - | 4242 | - | 500 | 500 | - | 0 | 0 | - | 0 | 491.5224 | -
4243 | 0 | 0 | 0 | 0 | 0 | 0 | 0 | 0 | 0 | 0 | 4243 | 440.7868 | 590.7868 | 0 | 461.6871 | 238.5329 | 233.1 | 568.9639 | 68.9639 | 68.9639 | 0 | 4243 | - | 0 | 0 | - | 0 | 0 | - | 0 | 0 | - | 4243 | - | 0 | 440.7868 | - | 500 | 500 | - | 500 | 500 | -
4244 | 0 | 0 | 0 | 0 | 0 | 0 | 0 | 0 | 0 | 0 | 4244 | 460.1874 | 610.1874 | 0 | 106.3929 | 519.1729 | 89.2614 | 0 | 0 | 0 | 0 | 4244 | - | 0 | 0 | - | 0 | 0 | - | 0 | 0 | - | 4244 | - | 0 | 460.1874 | - | 136.5929 | 500 | - | 419.8535 | 419.8535 | -
4245 | 0 | 0 | 0 | 0 | 0 | 0 | 0 | 0 | 0 | 0 | 4245 | 389.9597 | 39.9597 | 0 | 368.2736 | 136.183 | 0 | 356.7469 | 0 | 0 | 0 | 4245 | - | 0 | 0 | - | 0 | 0 | - | 0 | 0 | - | 4245 | - | 500 | 500 | - | 500 | 500 | - | 424.9961 | 424.9961 | -
4246 | 0 | 0 | 0 | 0 | 0 | 0 | 0 | 0 | 0 | 0 | 4246 | 289.6937 | 0 | 0 | 442.8252 | 12.3664 | 0 | 173.3473 | 280.6011 | 0 | 0 | 4246 | - | 0 | 0 | - | 0 | 0 | - | 0 | 0 | - | 4246 | - | 428.6447 | 289.6937 | - | 500 | 500 | - | 0 | 280.6011 | -
4247 | 0 | 0 | 0 | 0 | 0 | 0 | 0 | 0 | 0 | 0 | 4247 | 229.2063 | 0 | 229.2063 | 434.4703 | 0 | 0 | 186.6087 | 186.6087 | 0 | 0 | 4247 | - | 0 | 0 | - | 0 | 0 | - | 0 | 0 | - | 4247 | - | 379.2063 | 0 | - | 434.4703 | 434.4703 | - | 0 | 186.6087 | -
4248 | 0 | 0 | 0 | 0 | 0 | 0 | 0 | 0 | 0 | 0 | 4248 | 93.7523 | 0 | 0 | 260.7483 | 0 | 0 | 193.1426 | 0 | 97 | 0 | 4248 | - | 0 | 0 | - | 0 | 0 | - | 0 | 0 | - | 4248 | - | 386.8474 | 236.8474 | - | 441.9296 | 441.9296 | - | 193.1426 | 96.1426 | -
4249 | 0 | 0 | 0 | 0 | 0 | 0 | 0 | 0 | 0 | 0 | 4249 | 0 | 122.5044 | 0 | 0 | 476.6764 | 0 | 237.0432 | 228.7005 | 0 | 0 | 4249 | - | 0 | 0 | - | 0 | 0 | - | 0 | 0 | - | 4249 | - | 288.5752 | 261.0796 | - | 0 | 476.6764 | - | 8.3427 | 237.0432 | -
4250 | 0 | 0 | 0 | 0 | 0 | 0 | 0 | 0 | 0 | 0 | 4250 | 0 | 0 | 0 | 0 | 0 | 0 | 156.3975 | 0 | 156.3975 | 0 | 4250 | - | 0 | 0 | - | 0 | 0 | - | 0 | 0 | - | 4250 | - | 349.8923 | 199.8923 | - | 406.0825 | 406.0825 | - | 156.3975 | 0 | -
4251 | 0 | 0 | 0 | 0 | 0 | 0 | 0 | 0 | 0 | 0 | 4251 | 0 | 0 | 0 | 0 | 0 | 0 | 75.6124 | 0 | 0 | 0 | 4251 | - | 0 | 0 | - | 0 | 0 | - | 0 | 0 | - | 4251 | - | 293.7246 | 293.7246 | - | 341.1568 | 341.1568 | - | 75.6124 | 75.6124 | -
4252 | 0 | 0 | 0 | 0 | 0 | 0 | 0 | 0 | 0 | 0 | 4252 | 0 | 0 | 0 | 0 | 0 | 0 | 126.5351 | 126.5351 | 0 | 0 | 4252 | - | 0 | 0 | - | 0 | 0 | - | 0 | 0 | - | 4252 | - | 290.5946 | 290.5946 | - | 373.2715 | 195.7028 | - | 0 | 126.5351 | -
4253 | 0 | 0 | 0 | 0 | 0 | 0 | 0 | 0 | 0 | 0 | 4253 | 0 | 0 | 0 | 0 | 0 | 0 | 0 | 0 | 0 | 0 | 4253 | - | 0 | 0 | - | 0 | 0 | - | 0 | 0 | - | 4253 | - | 0 | 0 | - | 0 | 0 | - | 0 | 0 | -
4254 | 0 | 0 | 0 | 0 | 0 | 0 | 0 | 0 | 0 | 0 | 4254 | 0 | 0 | 0 | 0 | 0 | 0 | 0 | 0 | 0 | 0 | 4254 | - | 0 | 0 | - | 500 | 500 | - | 0 | 0 | - | 4254 | - | 0 | 0 | - | 0 | 0 | - | 0 | 0 | -
4255 | 0 | 0 | 0 | 0 | 0 | 0 | 0 | 0 | 0 | 0 | 4255 | 0 | 0 | 0 | 0 | 0 | 0 | 0 | 0 | 0 | 0 | 4255 | - | 500 | 500 | - | 500 | 500 | - | 0 | 500 | - | 4255 | - | 0 | 0 | - | 0 | 0 | - | 0 | 0 | -
4256 | 0 | 0 | 0 | 0 | 0 | 0 | 0 | 0 | 0 | 0 | 4256 | 0 | 0 | 0 | 0 | 0 | 0 | 0 | 0 | 0 | 0 | 4256 | - | 500 | 500 | - | 500 | 500 | - | 81.8291 | 500 | - | 4256 | - | 0 | 0 | - | 0 | 0 | - | 0 | 0 | -
4257 | 0 | 0 | 0 | 0 | 0 | 0 | 0 | 0 | 0 | 0 | 4257 | 0 | 0 | 0 | 0 | 0 | 0 | 0 | 0 | 0 | 0 | 4257 | - | 500 | 500 | - | 500 | 500 | - | 500 | 500 | - | 4257 | - | 0 | 0 | - | 0 | 0 | - | 0 | 0 | -
4258 | 0 | 0 | 0 | 0 | 0 | 0 | 0 | 0 | 0 | 0 | 4258 | 0 | 0 | 0 | 0 | 0 | 0 | 0 | 0 | 0 | 0 | 4258 | - | 500 | 500 | - | 500 | 500 | - | 500 | 500 | - | 4258 | - | 0 | 0 | - | 0 | 0 | - | 0 | 0 | -
4259 | 1133.5147 | 811.7682 | 225.5147 | 550.7439 | 66.402 | 146.5112 | 1500 | 830.4844 | 0 | 1133.5147 | 4259 | 0 | 0 | 0 | 0 | 0 | 0 | 0 | 0 | 0 | 1133.5147 | 4259 | - | 500 | 500 | - | 500 | 500 | - | 500 | 500 | - | 4259 | - | 0 | 0 | - | 0 | 0 | - | 0 | 0 | -
4260 | 1067.2103 | 815.2103 | 153.734 | 818.4943 | 439.3896 | 232.7374 | 0 | 0 | 233.1 | 1067.2103 | 4260 | 0 | 0 | 0 | 0 | 0 | 0 | 0 | 0 | 0 | 1067.2103 | 4260 | - | 500 | 500 | - | 500 | 500 | - | 500 | 500 | - | 4260 | - | 0 | 0 | - | 0 | 0 | - | 0 | 0 | -
4261 | 239.7427 | 0 | 0 | 1071.2295 | 1000 | 0 | 940.4677 | 796.494 | 146.1487 | 239.7427 | 4261 | 0 | 0 | 0 | 0 | 0 | 0 | 0 | 0 | 0 | 239.7427 | 4261 | - | 500 | 500 | - | 500 | 500 | - | 500 | 500 | - | 4261 | - | 0 | 0 | - | 0 | 0 | - | 0 | 0 | -
4262 | 0 | 0 | 0 | 0 | 121.1868 | 0 | 0 | 0 | 0 | 0 | 4262 | 0 | 0 | 0 | 0 | 0 | 0 | 0 | 0 | 0 | 0 | 4262 | - | 500 | 500 | - | 500 | 500 | - | 500 | 500 | - | 4262 | - | 0 | 0 | - | 0 | 0 | - | 0 | 0 | -
4263 | 0 | 0 | 0 | 0 | 0 | 0 | 0 | 0 | 0 | 0 | 4263 | 0 | 0 | 0 | 0 | 0 | 0 | 0 | 0 | 0 | 0 | 4263 | - | 500 | 500 | - | 500 | 500 | - | 500 | 500 | - | 4263 | - | 0 | 0 | - | 0 | 0 | - | 0 | 0 | -
4264 | 0 | 0 | 0 | 0 | 0 | 0 | 0 | 0 | 0 | 0 | 4264 | 0 | 0 | 0 | 0 | 0 | 0 | 0 | 0 | 0 | 0 | 4264 | - | 500 | 500 | - | 500 | 500 | - | 92.9461 | 500 | - | 4264 | - | 0 | 0 | - | 0 | 0 | - | 0 | 0 | -
4265 | 0 | 0 | 0 | 0 | 0 | 0 | 0 | 0 | 0 | 0 | 4265 | 0 | 0 | 0 | 0 | 0 | 0 | 0 | 0 | 0 | 0 | 4265 | - | 0 | 0 | - | 312.039 | 482.9012 | - | 0 | 227.4433 | - | 4265 | - | 317.9752 | 317.9752 | - | 0 | 0 | - | 0 | 0 | -
4266 | 0 | 0 | 0 | 0 | 0 | 0 | 0 | 0 | 0 | 0 | 4266 | 390.004 | 40.004 | 0 | 0 | 73.1966 | 0 | 0 | 471.9238 | 0 | 0 | 4266 | - | 0 | 0 | - | 0 | 0 | - | 0 | 0 | - | 4266 | - | 500 | 500 | - | 0 | 30.1966 | - | 0 | 471.9238 | -
4267 | 0 | 0 | 0 | 0 | 0 | 0 | 0 | 0 | 0 | 0 | 4267 | 400.0195 | 50.0195 | 0 | 424.2842 | 172.9452 | 89.2614 | 481.4436 | 0 | 0 | 0 | 4267 | - | 0 | 0 | - | 0 | 0 | - | 0 | 0 | - | 4267 | - | 500 | 500 | - | 500 | 500 | - | 481.4436 | 481.4436 | -
4268 | 0 | 0 | 0 | 0 | 0 | 0 | 0 | 0 | 0 | 0 | 4268 | 263.8391 | 0 | 0 | 368.0254 | 6.952 | 0 | 204.3463 | 0 | 0 | 0 | 4268 | - | 0 | 0 | - | 0 | 0 | - | 0 | 0 | - | 4268 | - | 413.8391 | 330.0641 | - | 500 | 500 | - | 296.5556 | 296.5556 | -
4269 | 0 | 0 | 0 | 0 | 0 | 0 | 0 | 0 | 0 | 0 | 4269 | 173.1009 | 0 | 0 | 0 | 0 | 0 | 0 | 0 | 0 | 0 | 4269 | - | 0 | 0 | - | 0 | 0 | - | 0 | 0 | - | 4269 | - | 323.1009 | 173.1009 | - | 407.9715 | 407.9715 | - | 193.1818 | 193.1818 | -
4270 | 0 | 0 | 0 | 0 | 0 | 0 | 0 | 0 | 0 | 0 | 4270 | 42.9183 | 0 | 0 | 0 | 0 | 0 | 0 | 0 | 7.0719 | 0 | 4270 | - | 0 | 0 | - | 0 | 0 | - | 0 | 0 | - | 4270 | - | 192.9183 | 192.9183 | - | 299.7622 | 299.7622 | - | 110.7917 | 103.7197 | -
4271 | 0 | 0 | 0 | 0 | 0 | 0 | 0 | 0 | 0 | 0 | 4271 | 17.3115 | 0 | 0 | 313.8754 | 313.8754 | 0 | 0 | 0 | 0 | 0 | 4271 | - | 0 | 0 | - | 0 | 0 | - | 0 | 0 | - | 4271 | - | 167.3115 | 167.3115 | - | 0 | 313.8754 | - | 164.819 | 164.819 | -
4272 | 0 | 0 | 0 | 0 | 0 | 0 | 0 | 0 | 0 | 0 | 4272 | 31.6155 | 0 | 31.6155 | 222.1613 | 0 | 0 | 0 | 0 | 0 | 0 | 4272 | - | 0 | 0 | - | 0 | 0 | - | 0 | 0 | - | 4272 | - | 181.6155 | 0 | - | 359.4232 | 359.4232 | - | 240.7389 | 240.7389 | -
4273 | 0 | 0 | 0 | 0 | 0 | 0 | 0 | 0 | 0 | 0 | 4273 | 85.1759 | 0 | 0 | 245.052 | 0 | 0 | 334.3371 | 53.4444 | 0 | 0 | 4273 | - | 0 | 0 | - | 0 | 0 | - | 0 | 0 | - | 4273 | - | 235.1759 | 235.1759 | - | 435.2664 | 435.2664 | - | 283.0482 | 336.4926 | -
4274 | 0 | 0 | 0 | 0 | 0 | 0 | 0 | 0 | 0 | 0 | 4274 | 158.481 | 280.3383 | 57.6459 | 178.9577 | 34.9599 | 0 | 40.5976 | 0 | 0 | 0 | 4274 | - | 0 | 0 | - | 0 | 0 | - | 0 | 0 | - | 4274 | - | 28.1427 | 250.8351 | - | 500 | 500 | - | 457.404 | 457.404 | -
4275 | 0 | 0 | 0 | 0 | 0 | 0 | 0 | 0 | 0 | 0 | 4275 | 0 | 375.2448 | 0 | 153.9698 | 360.8413 | 0 | 249.2333 | 82.1894 | 82.1894 | 0 | 4275 | - | 0 | 0 | - | 0 | 0 | - | 0 | 0 | - | 4275 | - | 0 | 225.2448 | - | 275.3717 | 500 | - | 500 | 500 | -
4276 | 0 | 0 | 0 | 0 | 0 | 0 | 0 | 0 | 0 | 0 | 4276 | 239.8371 | 487.2485 | 0 | 83.6997 | 296.6916 | 0 | 764.4396 | 775.374 | 233.1 | 0 | 4276 | - | 0 | 0 | - | 0 | 0 | - | 0 | 0 | - | 4276 | - | 0 | 487.2485 | - | 500 | 500 | - | 0 | 500 | -
4277 | 0 | 0 | 0 | 0 | 0 | 0 | 0 | 0 | 0 | 0 | 4277 | 272.0947 | 0 | 233.1 | 84.372 | 123.4697 | 233.1 | 0 | 0 | 0 | 0 | 4277 | - | 0 | 0 | - | 0 | 0 | - | 0 | 0 | - | 4277 | - | 440.4542 | 57.3542 | - | 500 | 122.3697 | - | 358.0036 | 358.0036 | -
4278 | 0 | 0 | 0 | 0 | 0 | 0 | 0 | 0 | 0 | 0 | 4278 | 0 | 150.0766 | 0 | 0 | 0 | 0 | 0 | 0 | 0 | 0 | 4278 | - | 0 | 0 | - | 76.7772 | 295.6664 | - | 0 | 0 | - | 4278 | - | 0 | 0.07656 | - | 0 | 0 | - | 0 | 0 | -
4279 | 0 | 0 | 0 | 0 | 0 | 0 | 0 | 0 | 0 | 0 | 4279 | 0 | 0 | 0 | 0 | 0 | 0 | 0 | 0 | 0 | 0 | 4279 | - | 500 | 500 | - | 500 | 500 | - | 0 | 440.6704 | - | 4279 | - | 0 | 0 | - | 0 | 0 | - | 0 | 0 | -
4280 | 0 | 0 | 0 | 0 | 0 | 0 | 0 | 0 | 0 | 0 | 4280 | 0 | 0 | 0 | 0 | 0 | 0 | 0 | 0 | 0 | 0 | 4280 | - | 500 | 500 | - | 500 | 500 | - | 500 | 500 | - | 4280 | - | 0 | 0 | - | 0 | 0 | - | 0 | 0 | -
4281 | 0 | 0 | 0 | 0 | 0 | 0 | 0 | 0 | 0 | 0 | 4281 | 0 | 0 | 0 | 0 | 0 | 0 | 0 | 0 | 0 | 0 | 4281 | - | 500 | 500 | - | 500 | 500 | - | 500 | 500 | - | 4281 | - | 0 | 0 | - | 0 | 0 | - | 0 | 0 | -
4282 | 1285.3515 | 55.1278 | 233.1 | 0 | 0 | 0 | 415.1408 | 395.088 | 146.1487 | 1285.3515 | 4282 | 0 | 0 | 0 | 0 | 0 | 0 | 0 | 0 | 0 | 1285.3515 | 4282 | - | 500 | 500 | - | 500 | 500 | - | 500 | 500 | - | 4282 | - | 0 | 0 | - | 0 | 0 | - | 0 | 0 | -
4283 | 83.2655 | 1000 | 0 | 1500 | 1000 | 233.1 | 1500 | 1000 | 233.1 | 83.2655 | 4283 | 0 | 0 | 0 | 0 | 0 | 0 | 0 | 0 | 0 | 83.2655 | 4283 | - | 500 | 500 | - | 500 | 500 | - | 500 | 500 | - | 4283 | - | 0 | 0 | - | 0 | 0 | - | 0 | 0 | -
4284 | 1071.8507 | 571.8507 | 146.1487 | 940.4677 | 626.9784 | 146.1487 | 525.3269 | 231.8904 | 0 | 1071.8507 | 4284 | 0 | 0 | 0 | 0 | 0 | 0 | 0 | 0 | 0 | 1071.8507 | 4284 | - | 500 | 500 | - | 500 | 500 | - | 500 | 500 | - | 4284 | - | 0 | 0 | - | 0 | 0 | - | 0 | 0 | -
4285 | 0 | 0 | 0 | 0 | 0 | 0 | 0 | 0 | 0 | 0 | 4285 | 0 | 0 | 0 | 0 | 0 | 0 | 0 | 0 | 0 | 0 | 4285 | - | 500 | 500 | - | 500 | 500 | - | 500 | 500 | - | 4285 | - | 0 | 0 | - | 0 | 0 | - | 0 | 0 | -
4286 | 0 | 0 | 0 | 0 | 0 | 0 | 0 | 0 | 0 | 0 | 4286 | 0 | 0 | 0 | 0 | 0 | 0 | 0 | 0 | 0 | 0 | 4286 | - | 500 | 500 | - | 500 | 500 | - | 500 | 500 | - | 4286 | - | 0 | 0 | - | 0 | 0 | - | 0 | 0 | -
4287 | 0 | 0 | 0 | 0 | 0 | 0 | 0 | 0 | 0 | 0 | 4287 | 0 | 0 | 0 | 0 | 0 | 0 | 0 | 0 | 0 | 0 | 4287 | - | 300.2438 | 500 | - | 500 | 500 | - | 500 | 500 | - | 4287 | - | 0 | 0 | - | 0 | 0 | - | 0 | 0 | -
4288 | 0 | 0 | 0 | 0 | 0 | 0 | 0 | 0 | 0 | 0 | 4288 | 0 | 18.8742 | 0 | 0 | 0 | 0 | 0 | 0 | 0 | 0 | 4288 | - | 0 | 0 | - | 500 | 500 | - | 0 | 500 | - | 4288 | - | 0 | 0 | - | 0 | 0 | - | 0 | 0 | -
4289 | 0 | 0 | 0 | 0 | 0 | 0 | 0 | 0 | 0 | 0 | 4289 | 0 | 276.3825 | 0 | 0 | 0 | 0 | 0 | 0 | 0 | 0 | 4289 | - | 0 | 0 | - | 204.4511 | 204.4511 | - | 0 | 0 | - | 4289 | - | 0 | 276.3825 | - | 0 | 0 | - | 0 | 0 | -
4290 | 0 | 0 | 0 | 0 | 0 | 0 | 0 | 0 | 0 | 0 | 4290 | 333.8986 | 0 | 89.2614 | 66.6737 | 151.0184 | 0 | 385.8425 | 428.8425 | 0 | 0 | 4290 | - | 0 | 0 | - | 0 | 0 | - | 0 | 0 | - | 4290 | - | 483.8986 | 244.6372 | - | 500 | 500 | - | 0 | 428.8425 | -
4291 | 0 | 0 | 0 | 0 | 0 | 0 | 0 | 0 | 0 | 0 | 4291 | 361.0273 | 11.0273 | 0 | 696.4224 | 378.912 | 139.6023 | 476.5223 | 19.5223 | 19.5223 | 0 | 4291 | - | 0 | 0 | - | 0 | 0 | - | 0 | 0 | - | 4291 | - | 500 | 361.0273 | - | 317.5104 | 500 | - | 500 | 500 | -
4292 | 0 | 0 | 0 | 0 | 0 | 0 | 0 | 0 | 0 | 0 | 4292 | 376.3863 | 26.3863 | 0 | 682.7591 | 182.7591 | 182.7591 | 532.7123 | 32.7123 | 32.7123 | 0 | 4292 | - | 0 | 0 | - | 0 | 0 | - | 0 | 0 | - | 4292 | - | 500 | 376.3863 | - | 500 | 500 | - | 500 | 500 | -
4293 | 0 | 0 | 0 | 0 | 0 | 0 | 0 | 0 | 0 | 0 | 4293 | 351.4236 | 501.4236 | 0 | 628.5424 | 128.5424 | 0 | 373.6995 | 450.4834 | 0 | 0 | 4293 | - | 0 | 0 | - | 0 | 0 | - | 0 | 0 | - | 4293 | - | 0 | 351.4236 | - | 500 | 500 | - | 0 | 450.4834 | -
4294 | 0 | 0 | 0 | 0 | 0 | 0 | 0 | 0 | 0 | 0 | 4294 | 284.8617 | 16.6513 | 0 | 0 | 34.5624 | 0 | 281.5448 | 0 | 27.3254 | 0 | 4294 | - | 0 | 0 | - | 0 | 0 | - | 0 | 0 | - | 4294 | - | 418.2103 | 284.8617 | - | 500 | 500 | - | 330.6638 | 303.3384 | -
4295 | 0 | 0 | 0 | 0 | 0 | 0 | 0 | 0 | 0 | 0 | 4295 | 186.7505 | 0 | 0 | 0 | 0 | 0 | 24.076 | 0 | 0 | 0 | 4295 | - | 0 | 0 | - | 0 | 0 | - | 0 | 0 | - | 4295 | - | 336.7505 | 186.7505 | - | 398.4788 | 398.4788 | - | 184.2984 | 184.2984 | -
4296 | 0 | 0 | 0 | 0 | 0 | 0 | 0 | 0 | 0 | 0 | 4296 | 114.1801 | 264.1801 | 233.1 | 0 | 0 | 0 | 0 | 0 | 0 | 0 | 4296 | - | 0 | 0 | - | 0 | 0 | - | 0 | 0 | - | 4296 | - | 0 | 0 | - | 320.2422 | 327.5053 | - | 92.0051 | 92.0051 | -
4297 | 0 | 0 | 0 | 0 | 0 | 0 | 0 | 0 | 0 | 0 | 4297 | 65.8693 | 0 | 0 | 0 | 0 | 0 | 0 | 0 | 0 | 0 | 4297 | - | 0 | 0 | - | 0 | 0 | - | 0 | 0 | - | 4297 | - | 224.7916 | 224.7916 | - | 299.5869 | 147.6739 | - | 76.4633 | 76.4633 | -
4298 | 0 | 0 | 0 | 0 | 0 | 0 | 0 | 0 | 0 | 0 | 4298 | 0 | 0 | 0 | 0 | 399.1091 | 0 | 0 | 0 | 203.095 | 0 | 4298 | - | 0 | 0 | - | 0 | 0 | - | 0 | 0 | - | 4298 | - | 293.1884 | 293.1884 | - | 0 | 0 | - | 203.095 | 0 | -
4299 | 0 | 0 | 0 | 0 | 0 | 0 | 0 | 0 | 0 | 0 | 4299 | 0 | 0 | 0 | 0 | 0 | 0 | 0 | 378.3597 | 0 | 0 | 4299 | - | 0 | 0 | - | 0 | 0 | - | 0 | 0 | - | 4299 | - | 367.7812 | 217.7812 | - | 500 | 500 | - | 0 | 378.3597 | -
4300 | 0 | 0 | 0 | 0 | 0 | 0 | 0 | 0 | 0 | 0 | 4300 | 0 | 0 | 0 | 0 | 108.0283 | 0 | 0 | 73.0114 | 39.7063 | 0 | 4300 | - | 0 | 0 | - | 0 | 0 | - | 0 | 0 | - | 4300 | - | 420.3625 | 420.3625 | - | 500 | 500 | - | 466.6949 | 500 | -
4301 | 0 | 0 | 0 | 0 | 0 | 0 | 0 | 0 | 0 | 0 | 4301 | 0 | 0 | 0 | 0 | 0 | 0 | 0 | 0 | 0 | 0 | 4301 | - | 0 | 0 | - | 0 | 0 | - | 0 | 0 | - | 4301 | - | 418.1091 | 268.1091 | - | 0 | 19.4836 | - | 0 | 0 | -
4302 | 0 | 0 | 0 | 0 | 0 | 0 | 0 | 0 | 0 | 0 | 4302 | 0 | 268.0063 | 0 | 0 | 0 | 0 | 0 | 0 | 0 | 0 | 4302 | - | 0 | 0 | - | 500 | 500 | - | 0 | 0 | - | 4302 | - | 0 | 118.0063 | - | 0 | 0 | - | 0 | 0 | -
4303 | 0 | 0 | 0 | 0 | 0 | 0 | 0 | 0 | 0 | 0 | 4303 | 0 | 0 | 0 | 0 | 0 | 0 | 0 | 0 | 0 | 0 | 4303 | - | 63.9486 | 283.9486 | - | 500 | 500 | - | 0 | 500 | - | 4303 | - | 0 | 0 | - | 0 | 0 | - | 0 | 0 | -
4304 | 0 | 0 | 0 | 0 | 0 | 0 | 0 | 0 | 0 | 0 | 4304 | 0 | 0 | 0 | 0 | 0 | 0 | 0 | 0 | 0 | 0 | 4304 | - | 500 | 500 | - | 500 | 500 | - | 500 | 500 | - | 4304 | - | 0 | 0 | - | 0 | 0 | - | 0 | 0 | -
4305 | 0 | 0 | 0 | 23.7178 | 0 | 0 | 0 | 0 | 0 | 0 | 4305 | 0 | 0 | 0 | 0 | 0 | 0 | 0 | 0 | 0 | 0 | 4305 | - | 500 | 500 | - | 500 | 500 | - | 500 | 500 | - | 4305 | - | 0 | 0 | - | 0 | 0 | - | 0 | 0 | -
4306 | 397.251 | 0 | 0 | 965.6833 | 626.9784 | 233.1 | 0 | 0 | 0 | 397.251 | 4306 | 0 | 0 | 0 | 0 | 0 | 0 | 0 | 0 | 0 | 397.251 | 4306 | - | 500 | 500 | - | 500 | 500 | - | 500 | 500 | - | 4306 | - | 0 | 0 | - | 0 | 0 | - | 0 | 0 | -
4307 | 1118.1612 | 1000 | 146.1487 | 933.7884 | 1000 | 146.1487 | 940.4677 | 626.9784 | 146.1487 | 1118.1612 | 4307 | 0 | 0 | 0 | 0 | 0 | 0 | 0 | 0 | 0 | 1118.1612 | 4307 | - | 500 | 500 | - | 500 | 500 | - | 500 | 500 | - | 4307 | - | 0 | 0 | - | 0 | 0 | - | 0 | 0 | -
4308 | 925.0555 | 601.7357 | 233.1 | 492.6104 | 0 | 0 | 1500 | 1000 | 233.1 | 925.0555 | 4308 | 0 | 0 | 0 | 0 | 0 | 0 | 0 | 0 | 0 | 925.0555 | 4308 | - | 500 | 500 | - | 500 | 500 | - | 500 | 500 | - | 4308 | - | 0 | 0 | - | 0 | 0 | - | 0 | 0 | -
4309 | 0 | 25.2427 | 0 | 24.6677 | 0 | 0 | 0 | 0 | 0 | 0 | 4309 | 0 | 0 | 0 | 0 | 0 | 0 | 0 | 0 | 0 | 0 | 4309 | - | 500 | 500 | - | 500 | 500 | - | 500 | 500 | - | 4309 | - | 0 | 0 | - | 0 | 0 | - | 0 | 0 | -
4310 | 0 | 0 | 0 | 0 | 0 | 0 | 0 | 0 | 0 | 0 | 4310 | 0 | 0 | 0 | 0 | 0 | 0 | 0 | 0 | 0 | 0 | 4310 | - | 500 | 500 | - | 500 | 500 | - | 500 | 500 | - | 4310 | - | 0 | 0 | - | 0 | 0 | - | 0 | 0 | -
4311 | 0 | 0 | 0 | 0 | 0 | 0 | 0 | 0 | 0 | 0 | 4311 | 0 | 0 | 0 | 0 | 0 | 0 | 0 | 0 | 0 | 0 | 4311 | - | 462.0558 | 462.0558 | - | 500 | 500 | - | 0 | 340.9018 | - | 4311 | - | 0 | 0 | - | 0 | 0 | - | 0 | 0 | -
4312 | 0 | 0 | 0 | 0 | 0 | 0 | 0 | 0 | 0 | 0 | 4312 | 0 | 0 | 0 | 0 | 0 | 0 | 0 | 0 | 0 | 0 | 4312 | - | 18.5978 | 71.1372 | - | 0 | 0 | - | 0 | 0 | - | 4312 | - | 0 | 0 | - | 190.1507 | 0 | - | 45.0253 | 45.0253 | -
4313 | 0 | 0 | 0 | 0 | 0 | 0 | 0 | 0 | 0 | 0 | 4313 | 133.1463 | 283.1463 | 0 | 0 | 0 | 0 | 0 | 216.208 | 0 | 0 | 4313 | - | 0 | 0 | - | 0 | 0 | - | 0 | 0 | - | 4313 | - | 0 | 283.1463 | - | 500 | 500 | - | 0 | 500 | -
4314 | 0 | 0 | 0 | 0 | 0 | 0 | 0 | 0 | 0 | 0 | 4314 | 337.0073 | 0 | 0 | 223.0438 | 309.0535 | 40.2087 | 339.9098 | 125.1053 | 0 | 0 | 4314 | - | 0 | 0 | - | 0 | 0 | - | 0 | 0 | - | 4314 | - | 487.0073 | 487.0073 | - | 500 | 500 | - | 500 | 500 | -
4315 | 0 | 0 | 0 | 0 | 0 | 0 | 0 | 0 | 0 | 0 | 4315 | 447.4353 | 97.4353 | 0 | 482.8534 | 416.2841 | 26.2192 | 390.0923 | 421.4505 | 85.4201 | 0 | 4315 | - | 0 | 0 | - | 0 | 0 | - | 0 | 0 | - | 4315 | - | 500 | 500 | - | 500 | 500 | - | 500 | 500 | -
4316 | 0 | 0 | 0 | 0 | 0 | 0 | 0 | 0 | 0 | 0 | 4316 | 357.5745 | 446.7551 | 0 | 560.5112 | 296.1559 | 233.1 | 699.7333 | 278.9779 | 233.1 | 0 | 4316 | - | 0 | 0 | - | 0 | 0 | - | 0 | 0 | - | 4316 | - | 60.8194 | 500 | - | 500 | 500 | - | 500 | 500 | -
4317 | 0 | 0 | 0 | 0 | 0 | 0 | 0 | 0 | 0 | 0 | 4317 | 255.7315 | 0 | 233.1 | 500.2907 | 162.958 | 22.8334 | 363.6633 | 118.4876 | 3.8412 | 0 | 4317 | - | 0 | 0 | - | 0 | 0 | - | 0 | 0 | - | 4317 | - | 405.7315 | 172.6315 | - | 500 | 500 | - | 500 | 500 | -
4318 | 0 | 0 | 0 | 0 | 0 | 0 | 0 | 0 | 0 | 0 | 4318 | 203.5396 | 0 | 0 | 307.6983 | 83.5694 | 0 | 280.9987 | 12.906 | 0 | 0 | 4318 | - | 0 | 0 | - | 0 | 0 | - | 0 | 0 | - | 4318 | - | 353.5396 | 353.5396 | - | 500 | 500 | - | 500 | 500 | -
4319 | 0 | 0 | 0 | 0 | 0 | 0 | 0 | 0 | 0 | 0 | 4319 | 78.3211 | 228.3211 | 0 | 0 | 0 | 0 | 0 | 0 | 0 | 0 | 4319 | - | 0 | 0 | - | 0 | 0 | - | 0 | 0 | - | 4319 | - | 0 | 228.3211 | - | 308.0019 | 366.7946 | - | 305.8631 | 183.9888 | -
4320 | 0 | 0 | 0 | 0 | 0 | 0 | 0 | 0 | 0 | 0 | 4320 | 46.3022 | 0 | 0 | 0 | 0 | 0 | 0 | 0 | 0 | 0 | 4320 | - | 0 | 0 | - | 0 | 0 | - | 0 | 0 | - | 4320 | - | 240.4041 | 240.4041 | - | 317.7412 | 317.7412 | - | 330.0623 | 262.8263 | -
4321 | 0 | 0 | 0 | 0 | 0 | 0 | 0 | 0 | 0 | 0 | 4321 | 0 | 205.4575 | 0 | 0 | 114.9109 | 0 | 0 | 0 | 0 | 0 | 4321 | - | 0 | 0 | - | 0 | 0 | - | 0 | 0 | - | 4321 | - | 0 | 205.4575 | - | 283.8521 | 401.6956 | - | 316.3782 | 316.3782 | -
4322 | 0 | 0 | 0 | 0 | 0 | 0 | 0 | 0 | 0 | 0 | 4322 | 0 | 0 | 0 | 0 | 0 | 0 | 0 | 0 | 0 | 0 | 4322 | - | 0 | 0 | - | 0 | 0 | - | 0 | 0 | - | 4322 | - | 247.2134 | 97.2134 | - | 308.1288 | 475.5501 | - | 402.6711 | 365.6445 | -
4323 | 0 | 0 | 0 | 0 | 0 | 0 | 0 | 0 | 0 | 0 | 4323 | 0 | 0 | 0 | 0 | 0 | 0 | 0 | 0 | 0 | 0 | 4323 | - | 0 | 0 | - | 0 | 0 | - | 0 | 0 | - | 4323 | - | 315.7317 | 315.7317 | - | 456.2564 | 456.2564 | - | 500 | 500 | -
4324 | 0 | 0 | 0 | 0 | 0 | 0 | 0 | 0 | 0 | 0 | 4324 | 0 | 0 | 0 | 0 | 0 | 0 | 0 | 209.7964 | 0 | 0 | 4324 | - | 0 | 0 | - | 0 | 0 | - | 0 | 0 | - | 4324 | - | 480.1955 | 330.1955 | - | 250.0506 | 25.0506 | - | 500 | 500 | -
4325 | 0 | 0 | 0 | 0 | 0 | 0 | 0 | 0 | 0 | 0 | 4325 | 215.3398 | 0 | 0 | 0 | 0 | 0 | 0 | 0 | 0 | 0 | 4325 | - | 0 | 0 | - | 0 | 0 | - | 0 | 0 | - | 4325 | - | 455.0573 | 455.0573 | - | 0 | 0 | - | 500 | 226.1369 | -
4326 | 0 | 0 | 0 | 0 | 0 | 0 | 0 | 0 | 0 | 0 | 4326 | 0 | 121.8165 | 89.2614 | 0 | 0 | 0 | 0 | 0 | 0 | 0 | 4326 | - | 0 | 0 | - | 0 | 0 | - | 0 | 0 | - | 4326 | - | 0 | 0 | - | 0 | 0 | - | 0 | 0 | -
4327 | 0 | 0 | 0 | 0 | 0 | 0 | 0 | 0 | 0 | 0 | 4327 | 0 | 0 | 0 | 0 | 0 | 0 | 0 | 0 | 0 | 0 | 4327 | - | 0 | 487.0489 | - | 0 | 0 | - | 0 | 0 | - | 4327 | - | 0 | 0 | - | 0 | 0 | - | 0 | 0 | -
4328 | 174.6337 | 0 | 0 | 0 | 0 | 0 | 0 | 0 | 0 | 174.6337 | 4328 | 0 | 0 | 0 | 0 | 0 | 0 | 0 | 0 | 0 | 174.6337 | 4328 | - | 500 | 500 | - | 101.0061 | 500 | - | 113.6387 | 113.6387 | - | 4328 | - | 0 | 0 | - | 0 | 0 | - | 0 | 0 | -
4329 | 302.4497 | 0 | 0 | 0 | 0 | 0 | 0 | 0 | 0 | 302.4497 | 4329 | 0 | 0 | 0 | 0 | 0 | 0 | 0 | 0 | 0 | 302.4497 | 4329 | - | 500 | 500 | - | 500 | 500 | - | 485.0996 | 485.0996 | - | 4329 | - | 0 | 0 | - | 0 | 0 | - | 0 | 0 | -
4330 | 221.4304 | 0 | 0 | 1017.9836 | 342.0455 | 146.1487 | 33.8503 | 0 | 0 | 221.4304 | 4330 | 0 | 0 | 0 | 0 | 0 | 0 | 0 | 0 | 0 | 221.4304 | 4330 | - | 500 | 500 | - | 500 | 500 | - | 126.8503 | 126.8503 | - | 4330 | - | 0 | 0 | - | 0 | 0 | - | 0 | 0 | -
4331 | 223.5853 | 413.7635 | 0 | 199.3522 | 515.0338 | 0 | 537.4681 | 0 | 0 | 223.5853 | 4331 | 0 | 0 | 0 | 0 | 0 | 0 | 0 | 0 | 0 | 223.5853 | 4331 | - | 500 | 500 | - | 500 | 500 | - | 500 | 500 | - | 4331 | - | 0 | 0 | - | 0 | 0 | - | 0 | 0 | -
4332 | 1370.2978 | 892.7759 | 233.1 | 1223.1318 | 769.8992 | 233.1 | 369.1493 | 626.9784 | 233.1 | 1370.2978 | 4332 | 0 | 0 | 0 | 0 | 0 | 0 | 0 | 0 | 0 | 1370.2978 | 4332 | - | 500 | 500 | - | 500 | 500 | - | 500 | 500 | - | 4332 | - | 0 | 0 | - | 0 | 0 | - | 0 | 0 | -
4333 | 148.0706 | 320.4391 | 146.1487 | 0 | 0 | 0 | 1500 | 1000 | 146.1487 | 148.0706 | 4333 | 0 | 0 | 0 | 0 | 0 | 0 | 0 | 0 | 0 | 148.0706 | 4333 | - | 500 | 500 | - | 500 | 500 | - | 500 | 500 | - | 4333 | - | 0 | 0 | - | 0 | 0 | - | 0 | 0 | -
4334 | 0 | 0 | 0 | 0 | 0 | 0 | 0 | 0 | 0 | 0 | 4334 | 0 | 0 | 0 | 0 | 0 | 0 | 0 | 0 | 0 | 0 | 4334 | - | 500 | 500 | - | 500 | 500 | - | 0 | 0 | - | 4334 | - | 0 | 0 | - | 0 | 0 | - | 0 | 0 | -
4335 | 0 | 0 | 0 | 0 | 0 | 0 | 0 | 0 | 0 | 0 | 4335 | 0 | 0 | 0 | 0 | 0 | 0 | 0 | 0 | 0 | 0 | 4335 | - | 317.4616 | 500 | - | 0 | 242.2388 | - | 0 | 0 | - | 4335 | - | 0 | 0 | - | 0 | 0 | - | 0 | 0 | -
4336 | 0 | 0 | 0 | 0 | 0 | 0 | 0 | 0 | 0 | 0 | 4336 | 0 | 0 | 0 | 0 | 0 | 0 | 0 | 0 | 0 | 0 | 4336 | - | 0 | 0 | - | 0 | 0 | - | 0 | 0 | - | 4336 | - | 0 | 0 | - | 0 | 0 | - | 0 | 0 | -
4337 | 0 | 0 | 0 | 0 | 0 | 0 | 0 | 0 | 0 | 0 | 4337 | 0 | 213.0415 | 82.2601 | 776.7745 | 547.8722 | 0 | 163.6855 | 244.3832 | 0 | 0 | 4337 | - | 0 | 0 | - | 0 | 0 | - | 0 | 0 | - | 4337 | - | 500 | 500 | - | 500 | 500 | - | 500 | 500 | -
4338 | 0 | 0 | 0 | 0 | 0 | 0 | 0 | 0 | 0 | 0 | 4338 | 656.3531 | 306.3531 | 156.3531 | 123.6109 | 193.7594 | 89.2614 | 1193.6824 | 692.7604 | 233.1 | 0 | 4338 | - | 0 | 0 | - | 0 | 0 | - | 0 | 0 | - | 4338 | - | 500 | 500 | - | 500 | 500 | - | 500 | 500 | -
4339 | 0 | 0 | 0 | 0 | 0 | 0 | 0 | 0 | 0 | 0 | 4339 | 583.7482 | 233.7482 | 83.7482 | 979.6091 | 524.9147 | 233.1 | 717.0296 | 445.788 | 89.2614 | 0 | 4339 | - | 0 | 0 | - | 0 | 0 | - | 0 | 0 | - | 4339 | - | 500 | 500 | - | 500 | 500 | - | 500 | 500 | -
4340 | 0 | 0 | 0 | 0 | 0 | 0 | 0 | 0 | 0 | 0 | 4340 | 460.5836 | 406.4887 | 0 | 194.403 | 116.3853 | 0 | 0 | 0 | 0 | 0 | 4340 | - | 0 | 0 | - | 0 | 0 | - | 0 | 0 | - | 4340 | - | 204.0949 | 500 | - | 500 | 500 | - | 238.8647 | 238.8647 | -
4341 | 0 | 0 | 0 | 0 | 0 | 0 | 0 | 0 | 0 | 0 | 4341 | 238.6184 | 0 | 0 | 0 | 0 | 0 | 0 | 0 | 0 | 0 | 4341 | - | 0 | 0 | - | 0 | 0 | - | 0 | 0 | - | 4341 | - | 388.6184 | 388.6184 | - | 28.934 | 28.934 | - | 0 | 0 | -
4342 | 0 | 0 | 0 | 0 | 0 | 0 | 0 | 0 | 0 | 0 | 4342 | 38.616 | 0 | 0 | 0 | 0 | 0 | 0 | 0 | 0 | 0 | 4342 | - | 0 | 0 | - | 0 | 0 | - | 0 | 0 | - | 4342 | - | 314.2832 | 314.2832 | - | 0 | 0 | - | 0 | 0 | -
4343 | 0 | 0 | 0 | 0 | 0 | 0 | 0 | 0 | 0 | 0 | 4343 | 96.4782 | 0 | 0 | 0 | 0 | 0 | 0 | 0 | 0 | 0 | 4343 | - | 0 | 0 | - | 0 | 0 | - | 0 | 0 | - | 4343 | - | 277.5717 | 277.5717 | - | 0 | 0 | - | 0 | 0 | -
4344 | 0 | 0 | 0 | 0 | 0 | 0 | 0 | 0 | 0 | 0 | 4344 | 0 | 82.1358 | 0 | 0 | 0 | 0 | 0 | 0 | 0 | 0 | 4344 | - | 0 | 0 | - | 0 | 0 | - | 0 | 0 | - | 4344 | - | 0 | 82.1358 | - | 0 | 0 | - | 0 | 0 | -
4345 | 0 | 0 | 0 | 0 | 0 | 0 | 0 | 0 | 0 | 0 | 4345 | 0 | 64.3684 | 0 | 0 | 0 | 0 | 0 | 0 | 0 | 0 | 4345 | - | 0 | 0 | - | 0 | 0 | - | 0 | 0 | - | 4345 | - | 0 | 64.3684 | - | 0 | 0 | - | 0 | 0 | -
4346 | 0 | 0 | 0 | 0 | 0 | 0 | 0 | 0 | 0 | 0 | 4346 | 0 | 76.796 | 0 | 0 | 0 | 0 | 0 | 0 | 0 | 0 | 4346 | - | 0 | 0 | - | 0 | 0 | - | 0 | 0 | - | 4346 | - | 0 | 76.796 | - | 0 | 0 | - | 0 | 0 | -
4347 | 0 | 0 | 0 | 0 | 0 | 0 | 0 | 0 | 0 | 0 | 4347 | 0 | 0 | 0 | 0 | 0 | 0 | 0 | 0 | 0 | 0 | 4347 | - | 0 | 0 | - | 0 | 0 | - | 0 | 0 | - | 4347 | - | 51.7771 | 51.7771 | - | 0 | 0 | - | 0 | 0 | -
4348 | 0 | 0 | 0 | 0 | 0 | 0 | 0 | 0 | 0 | 0 | 4348 | 0 | 0 | 0 | 0 | 0 | 0 | 0 | 0 | 0 | 0 | 4348 | - | 0 | 0 | - | 0 | 0 | - | 0 | 0 | - | 4348 | - | 169.7995 | 169.7995 | - | 0 | 0 | - | 0 | 0 | -
4349 | 0 | 0 | 0 | 0 | 0 | 0 | 0 | 0 | 0 | 0 | 4349 | 0 | 0 | 0 | 0 | 0 | 0 | 0 | 0 | 0 | 0 | 4349 | - | 0 | 0 | - | 0 | 0 | - | 0 | 0 | - | 4349 | - | 0.24673 | 0.24673 | - | 0 | 0 | - | 0 | 0 | -
4350 | 0 | 0 | 0 | 0 | 0 | 0 | 0 | 0 | 0 | 0 | 4350 | 0 | 0 | 0 | 0 | 0 | 0 | 0 | 0 | 0 | 0 | 4350 | - | 0 | 0 | - | 0 | 0 | - | 0 | 0 | - | 4350 | - | 0 | 0 | - | 0 | 0 | - | 0 | 0 | -
4351 | 0 | 0 | 0 | 0 | 0 | 0 | 0 | 0 | 0 | 0 | 4351 | 0 | 0 | 0 | 0 | 0 | 0 | 0 | 0 | 0 | 0 | 4351 | - | 1.1171 | 289.2402 | - | 0 | 0 | - | 0 | 0 | - | 4351 | - | 0 | 0 | - | 0 | 0 | - | 0 | 0 | -
4352 | 0 | 0 | 0 | 0 | 0 | 0 | 0 | 0 | 0 | 0 | 4352 | 0 | 0 | 0 | 0 | 0 | 0 | 0 | 0 | 0 | 0 | 4352 | - | 500 | 500 | - | 500 | 500 | - | 315.6223 | 315.6223 | - | 4352 | - | 0 | 0 | - | 0 | 0 | - | 0 | 0 | -
4353 | 0 | 0 | 0 | 47.1761 | 0 | 0 | 0 | 0 | 0 | 0 | 4353 | 0 | 0 | 0 | 0 | 0 | 0 | 0 | 0 | 0 | 0 | 4353 | - | 500 | 500 | - | 500 | 500 | - | 500 | 500 | - | 4353 | - | 0 | 0 | - | 0 | 0 | - | 0 | 0 | -
4354 | 370.0245 | 0 | 0 | 112.6879 | 0 | 0 | 1500 | 1000 | 146.1487 | 370.0245 | 4354 | 0 | 0 | 0 | 0 | 0 | 0 | 0 | 0 | 0 | 370.0245 | 4354 | - | 500 | 500 | - | 500 | 500 | - | 500 | 500 | - | 4354 | - | 0 | 0 | - | 0 | 0 | - | 0 | 0 | -
4355 | 570.4431 | 626.9784 | 146.1487 | 1500 | 1000 | 146.1487 | 940.4677 | 0 | 0 | 570.4431 | 4355 | 0 | 0 | 0 | 0 | 0 | 0 | 0 | 0 | 0 | 570.4431 | 4355 | - | 500 | 500 | - | 500 | 500 | - | 500 | 500 | - | 4355 | - | 0 | 0 | - | 0 | 0 | - | 0 | 0 | -
4356 | 1500 | 1000 | 233.1 | 589.9771 | 626.9784 | 233.1 | 0 | 626.9784 | 233.1 | 1500 | 4356 | 0 | 0 | 0 | 0 | 0 | 0 | 0 | 0 | 0 | 1500 | 4356 | - | 500 | 500 | - | 500 | 500 | - | 500 | 500 | - | 4356 | - | 0 | 0 | - | 0 | 0 | - | 0 | 0 | -
4357 | 0 | 0 | 0 | 149.7501 | 0 | 0 | 0 | 0 | 0 | 0 | 4357 | 0 | 0 | 0 | 0 | 0 | 0 | 0 | 0 | 0 | 0 | 4357 | - | 500 | 500 | - | 500 | 500 | - | 500 | 500 | - | 4357 | - | 0 | 0 | - | 0 | 0 | - | 0 | 0 | -
4358 | 0 | 0 | 0 | 0 | 0 | 0 | 0 | 0 | 0 | 0 | 4358 | 0 | 0 | 0 | 0 | 0 | 0 | 0 | 0 | 0 | 0 | 4358 | - | 433.7736 | 500 | - | 121.1198 | 134.5601 | - | 438.8689 | 438.8689 | - | 4358 | - | 0 | 0 | - | 0 | 0 | - | 0 | 0 | -
4359 | 0 | 0 | 0 | 0 | 0 | 0 | 0 | 0 | 0 | 0 | 4359 | 0 | 0 | 0 | 0 | 0 | 0 | 0 | 0 | 0 | 0 | 4359 | - | 74.4809 | 470.2191 | - | 0 | 0 | - | 0 | 0 | - | 4359 | - | 0 | 0 | - | 0 | 0 | - | 0 | 0 | -
4360 | 0 | 0 | 0 | 0 | 0 | 0 | 0 | 0 | 0 | 0 | 4360 | 0 | 0 | 0 | 0 | 0 | 0 | 0 | 0 | 0 | 0 | 4360 | - | 96.868 | 0 | - | 0 | 0 | - | 0 | 0 | - | 4360 | - | 0 | 0 | - | 0 | 0 | - | 0 | 0 | -
4361 | 0 | 0 | 0 | 0 | 0 | 0 | 0 | 0 | 0 | 0 | 4361 | 83.2439 | 83.2439 | 0 | 98.3795 | 98.3795 | 98.3795 | 0 | 0 | 0 | 0 | 4361 | - | 0 | 0 | - | 0 | 0 | - | 0 | 0 | - | 4361 | - | 0 | 83.2439 | - | 0 | 0 | - | 0 | 0 | -
4362 | 0 | 0 | 0 | 0 | 0 | 0 | 0 | 0 | 0 | 0 | 4362 | 284.9849 | 284.9849 | 0 | 291.7056 | 291.7056 | 62.8012 | 63.5895 | 63.5895 | 23.8766 | 0 | 4362 | - | 0 | 0 | - | 0 | 0 | - | 0 | 0 | - | 4362 | - | 0 | 284.9849 | - | 0 | 228.9044 | - | 0 | 0 | -
4363 | 0 | 0 | 0 | 0 | 0 | 0 | 0 | 0 | 0 | 0 | 4363 | 387.2392 | 323.2371 | 0 | 367.9369 | 56.949 | 0 | 458.3937 | 327.1751 | 82.287 | 0 | 4363 | - | 0 | 0 | - | 0 | 0 | - | 0 | 0 | - | 4363 | - | 64.0021 | 387.2392 | - | 310.9879 | 367.9369 | - | 0 | 0 | -
4364 | 0 | 0 | 0 | 0 | 0 | 0 | 0 | 0 | 0 | 0 | 4364 | 297.5069 | 0 | 107.9108 | 244.4318 | 244.4318 | 0 | 515.2156 | 300.7012 | 55.0172 | 0 | 4364 | - | 0 | 0 | - | 0 | 0 | - | 0 | 0 | - | 4364 | - | 311.1602 | 203.2494 | - | 0 | 244.4318 | - | 0 | 0 | -
4365 | 0 | 0 | 0 | 0 | 0 | 0 | 0 | 0 | 0 | 0 | 4365 | 53.2699 | 0 | 53.2699 | 0 | 0 | 0 | 0 | 0 | 0 | 0 | 4365 | - | 0 | 0 | - | 0 | 0 | - | 0 | 0 | - | 4365 | - | 53.2699 | 0 | - | 0 | 0 | - | 0 | 0 | -
4366 | 27.1399 | 0 | 0 | 0 | 0 | 0 | 0 | 0 | 0 | 27.1399 | 4366 | 0 | 0 | 0 | 0 | 0 | 0 | 0 | 0 | 0 | 27.1399 | 4366 | - | 27.1399 | 0 | - | 0 | 0 | - | 0 | 0 | - | 4366 | - | 0 | 0 | - | 0 | 0 | - | 0 | 0 | -
4367 | 0 | 0 | 0 | 0 | 0 | 0 | 0 | 0 | 0 | 0 | 4367 | 0.3576 | 0 | 0 | 0 | 0 | 0 | 0 | 0 | 0 | 0 | 4367 | - | 0 | 0 | - | 0 | 0 | - | 0 | 0 | - | 4367 | - | 0.3576 | 0.3576 | - | 0 | 0 | - | 0 | 0 | -
4368 | 54.5114 | 0 | 0 | 0 | 0 | 0 | 0 | 0 | 0 | 54.5114 | 4368 | 0 | 0 | 0 | 0 | 0 | 0 | 0 | 0 | 0 | 54.5114 | 4368 | - | 0 | 0 | - | 0 | 0 | - | 0 | 0 | - | 4368 | - | 0 | 0 | - | 0 | 0 | - | 0 | 0 | -
4369 | 0 | 0 | 0 | 0 | 0 | 0 | 0 | 0 | 0 | 0 | 4369 | 0 | 0 | 0 | 0 | 0 | 0 | 0 | 0 | 0 | 0 | 4369 | - | 0 | 0 | - | 0 | 0 | - | 0 | 0 | - | 4369 | - | 0 | 0 | - | 0 | 0 | - | 0 | 0 | -
4370 | 0 | 0 | 0 | 0 | 0 | 0 | 0 | 0 | 0 | 0 | 4370 | 0 | 0 | 0 | 0 | 0 | 0 | 0 | 0 | 0 | 0 | 4370 | - | 0 | 0 | - | 0 | 0 | - | 0 | 0 | - | 4370 | - | 0 | 0 | - | 0 | 0 | - | 0 | 0 | -
4371 | 0 | 0 | 0 | 0 | 0 | 0 | 0 | 0 | 0 | 0 | 4371 | 109.3232 | 0 | 109.3232 | 164.2897 | 38.5019 | 0 | 0 | 0 | 0 | 0 | 4371 | - | 0 | 0 | - | 0 | 0 | - | 0 | 0 | - | 4371 | - | 109.3232 | 0 | - | 125.7878 | 164.2897 | - | 0 | 0 | -
4372 | 0 | 0 | 0 | 0 | 0 | 0 | 0 | 0 | 0 | 0 | 4372 | 270.9221 | 0 | 0 | 397.2672 | 0 | 0 | 58.7768 | 0 | 0 | 0 | 4372 | - | 0 | 0 | - | 0 | 0 | - | 0 | 0 | - | 4372 | - | 270.9221 | 270.9221 | - | 397.2672 | 397.2672 | - | 199.8296 | 199.8296 | -
4373 | 0 | 0 | 0 | 0 | 0 | 0 | 0 | 0 | 0 | 0 | 4373 | 378.1771 | 378.1771 | 51.8575 | 220.1291 | 0 | 0 | 0 | 0 | 0 | 0 | 4373 | - | 0 | 0 | - | 0 | 0 | - | 0 | 0 | - | 4373 | - | 0 | 326.3196 | - | 220.1291 | 220.1291 | - | 0 | 0 | -
4374 | 0 | 0 | 0 | 0 | 0 | 0 | 0 | 0 | 0 | 0 | 4374 | 168.7211 | 168.7211 | 0 | 0 | 0 | 0 | 0 | 0 | 0 | 0 | 4374 | - | 0 | 0 | - | 0 | 0 | - | 0 | 0 | - | 4374 | - | 0 | 168.7211 | - | 0 | 0 | - | 0 | 0 | -
4375 | 0 | 0 | 0 | 0 | 0 | 0 | 0 | 0 | 0 | 0 | 4375 | 0 | 0 | 0 | 0 | 0 | 0 | 0 | 0 | 0 | 0 | 4375 | - | 0 | 0 | - | 0 | 0 | - | 0 | 0 | - | 4375 | - | 0 | 0 | - | 0 | 0 | - | 0 | 0 | -
4376 | 0 | 0 | 0 | 0 | 0 | 0 | 0 | 0 | 0 | 0 | 4376 | 0 | 0 | 0 | 0 | 0 | 0 | 0 | 0 | 0 | 0 | 4376 | - | 147.8566 | 147.8566 | - | 0 | 180.6843 | - | 0 | 0 | - | 4376 | - | 0 | 0 | - | 0 | 0 | - | 0 | 0 | -
4377 | 0 | 0 | 0 | 0 | 0 | 0 | 0 | 0 | 0 | 0 | 4377 | 0 | 0 | 0 | 0 | 0 | 0 | 0 | 0 | 0 | 0 | 4377 | - | 255.9763 | 255.9763 | - | 0 | 0 | - | 0 | 0 | - | 4377 | - | 0 | 0 | - | 0 | 0 | - | 0 | 0 | -
4378 | 377.9541 | 0 | 0 | 0 | 0 | 0 | 0 | 0 | 0 | 377.9541 | 4378 | 0 | 0 | 0 | 0 | 0 | 0 | 0 | 0 | 0 | 377.9541 | 4378 | - | 377.9541 | 377.9541 | - | 0 | 0 | - | 0 | 322.8253 | - | 4378 | - | 0 | 0 | - | 0 | 0 | - | 0 | 0 | -
4379 | 470.6561 | 0 | 0 | 80.8195 | 0 | 0 | 0 | 0 | 0 | 470.6561 | 4379 | 0 | 0 | 0 | 0 | 0 | 0 | 0 | 0 | 0 | 470.6561 | 4379 | - | 470.6561 | 470.6561 | - | 45.0348 | 237.0762 | - | 0 | 500 | - | 4379 | - | 0 | 0 | - | 0 | 0 | - | 0 | 0 | -
4380 | 718.0615 | 218.0615 | 218.0615 | 354.7128 | 0 | 0 | 634.3358 | 117.1255 | 146.4917 | 718.0615 | 4380 | 0 | 0 | 0 | 0 | 0 | 0 | 0 | 0 | 0 | 718.0615 | 4380 | - | 500 | 500 | - | 354.7128 | 441.9447 | - | 500 | 500 | - | 4380 | - | 0 | 0 | - | 0 | 0 | - | 0 | 0 | -
4381 | 659.2273 | 159.2273 | 159.2273 | 818.2052 | 0 | 0 | 512.1559 | 0 | 0 | 659.2273 | 4381 | 0 | 0 | 0 | 0 | 0 | 0 | 0 | 0 | 0 | 659.2273 | 4381 | - | 500 | 500 | - | 353.9739 | 353.9739 | - | 500 | 500 | - | 4381 | - | 0 | 0 | - | 0 | 0 | - | 0 | 0 | -
4382 | 85.0917 | 0 | 1.9598 | 320.7387 | 0 | 4.2932 | 0 | 0 | 0 | 85.0917 | 4382 | 0 | 0 | 0 | 0 | 0 | 0 | 0 | 0 | 0 | 85.0917 | 4382 | - | 500 | 500 | - | 320.7387 | 316.4456 | - | 0 | 0 | - | 4382 | - | 0 | 0 | - | 0 | 0 | - | 0 | 0 | -
4383 | 0 | 0 | 0 | 565.3881 | 0 | 0 | 0 | 0 | 0 | 0 | 4383 | 0 | 0 | 0 | 0 | 0 | 0 | 0 | 0 | 0 | 0 | 4383 | - | 0 | 327.9852 | - | 0 | 101.1568 | - | 0 | 0 | - | 4383 | - | 0 | 0 | - | 0 | 0 | - | 0 | 0 | -
4384 | 0 | 0 | 0 | 0 | 0 | 0 | 0 | 0 | 0 | 0 | 4384 | 0 | 0 | 0 | 0 | 0 | 0 | 0 | 0 | 0 | 0 | 4384 | - | 0 | 0 | - | 0 | 0 | - | 0 | 0 | - | 4384 | - | 0 | 0 | - | 0 | 0 | - | 0 | 0 | -
4385 | 0 | 0 | 0 | 0 | 0 | 0 | 0 | 0 | 0 | 0 | 4385 | 148.3754 | 0 | 47.6735 | 0 | 197.3461 | 0 | 0 | 0 | 0 | 0 | 4385 | - | 0 | 0 | - | 0 | 0 | - | 0 | 0 | - | 4385 | - | 148.3754 | 100.7019 | - | 0 | 197.3461 | - | 0 | 0 | -
4386 | 0 | 0 | 0 | 0 | 0 | 0 | 0 | 0 | 0 | 0 | 4386 | 306.0463 | 0 | 233.1 | 142.5056 | 30.0405 | 30.0405 | 284.8576 | 0 | 0 | 0 | 4386 | - | 0 | 0 | - | 0 | 0 | - | 0 | 0 | - | 4386 | - | 456.0463 | 222.9463 | - | 500 | 500 | - | 500 | 500 | -
4387 | 0 | 0 | 0 | 0 | 0 | 0 | 0 | 0 | 0 | 0 | 4387 | 391.5879 | 41.5879 | 41.5879 | 619.5487 | 119.5487 | 119.5487 | 599.9887 | 294.801 | 195.8417 | 0 | 4387 | - | 0 | 0 | - | 0 | 0 | - | 0 | 0 | - | 4387 | - | 500 | 500 | - | 500 | 500 | - | 500 | 500 | -
4388 | 0 | 0 | 0 | 0 | 0 | 0 | 0 | 0 | 0 | 0 | 4388 | 301.661 | 89.7067 | 0 | 515.2407 | 15.2407 | 15.2407 | 595.2188 | 496.2215 | 89.8569 | 0 | 4388 | - | 0 | 0 | - | 0 | 0 | - | 0 | 0 | - | 4388 | - | 361.9544 | 451.661 | - | 500 | 500 | - | 500 | 500 | -
4389 | 0 | 0 | 0 | 0 | 0 | 0 | 0 | 0 | 0 | 0 | 4389 | 268.43 | 0 | 0 | 335.871 | 0 | 0 | 106.0454 | 0 | 0 | 0 | 4389 | - | 0 | 0 | - | 0 | 0 | - | 0 | 0 | - | 4389 | - | 268.43 | 268.43 | - | 335.871 | 335.871 | - | 500 | 500 | -
4390 | 0 | 0 | 0 | 0 | 0 | 0 | 0 | 0 | 0 | 0 | 4390 | 104.4501 | 0 | 0 | 228.5287 | 0 | 0 | 120.6135 | 0 | 0 | 0 | 4390 | - | 0 | 0 | - | 0 | 0 | - | 0 | 0 | - | 4390 | - | 254.4501 | 254.4501 | - | 336.2544 | 336.2544 | - | 120.6135 | 120.6135 | -
4391 | 0 | 0 | 0 | 0 | 0 | 0 | 0 | 0 | 0 | 0 | 4391 | 241.1519 | 0 | 0 | 232.7028 | 0 | 0 | 169.9111 | 0 | 0 | 0 | 4391 | - | 0 | 0 | - | 0 | 0 | - | 0 | 0 | - | 4391 | - | 286.3894 | 286.3894 | - | 377.7766 | 377.7766 | - | 169.9111 | 169.9111 | -
4392 | 0 | 0 | 0 | 0 | 0 | 0 | 0 | 0 | 0 | 0 | 4392 | 58.2667 | 208.2667 | 0 | 0 | 290.788 | 0 | 76.3048 | 0 | 0 | 0 | 4392 | - | 0 | 0 | - | 0 | 0 | - | 0 | 0 | - | 4392 | - | 0 | 208.2667 | - | 0 | 290.788 | - | 76.3048 | 76.3048 | -
4393 | 0 | 0 | 0 | 0 | 0 | 0 | 0 | 0 | 0 | 0 | 4393 | 0 | 125.702 | 0 | 0 | 0 | 0 | 0 | 0 | 0 | 0 | 4393 | - | 0 | 0 | - | 0 | 0 | - | 0 | 0 | - | 4393 | - | 0 | 125.702 | - | 201.616 | 201.616 | - | 0 | 0 | -
4394 | 0 | 0 | 0 | 0 | 0 | 0 | 0 | 0 | 0 | 0 | 4394 | 0 | 0 | 0 | 0 | 0 | 0 | 0 | 0 | 0 | 0 | 4394 | - | 0 | 0 | - | 0 | 0 | - | 0 | 0 | - | 4394 | - | 65.6253 | 65.6253 | - | 0 | 0 | - | 0 | 0 | -
4395 | 0 | 0 | 0 | 0 | 0 | 0 | 0 | 0 | 0 | 0 | 4395 | 19.9468 | 0 | 0 | 0 | 0 | 0 | 0 | 0 | 0 | 0 | 4395 | - | 0 | 0 | - | 0 | 0 | - | 0 | 0 | - | 4395 | - | 169.9468 | 169.9468 | - | 0 | 0 | - | 207.9391 | 181.5699 | -
4396 | 0 | 0 | 0 | 0 | 0 | 0 | 0 | 0 | 0 | 0 | 4396 | 115.3841 | 0 | 0 | 0 | 0 | 0 | 0 | 0 | 0 | 0 | 4396 | - | 0 | 0 | - | 0 | 0 | - | 0 | 0 | - | 4396 | - | 265.3841 | 265.3841 | - | 0 | 0 | - | 500 | 500 | -
4397 | 0 | 0 | 0 | 0 | 0 | 0 | 0 | 0 | 0 | 0 | 4397 | 119.0974 | 0 | 0 | 0 | 0 | 0 | 0 | 0 | 0 | 0 | 4397 | - | 0 | 0 | - | 0 | 0 | - | 0 | 0 | - | 4397 | - | 269.0974 | 269.0974 | - | 0 | 0 | - | 235.4018 | 104.1048 | -
4398 | 0 | 0 | 0 | 0 | 0 | 0 | 0 | 0 | 0 | 0 | 4398 | 0 | 0 | 0 | 0 | 0 | 0 | 0 | 0 | 0 | 0 | 4398 | - | 0 | 0 | - | 0 | 0 | - | 0 | 0 | - | 4398 | - | 0 | 0 | - | 0 | 0 | - | 0 | 0 | -
4399 | 0 | 0 | 0 | 0 | 0 | 0 | 0 | 0 | 0 | 0 | 4399 | 0 | 0 | 0 | 0 | 0 | 0 | 0 | 0 | 0 | 0 | 4399 | - | 0 | 500 | - | 0 | 500 | - | 0 | 0 | - | 4399 | - | 0 | 0 | - | 0 | 0 | - | 0 | 0 | -
4400 | 0 | 0 | 0 | 0 | 0 | 0 | 0 | 0 | 0 | 0 | 4400 | 0 | 0 | 0 | 0 | 0 | 0 | 0 | 0 | 0 | 0 | 4400 | - | 500 | 500 | - | 500 | 500 | - | 0 | 0 | - | 4400 | - | 0 | 0 | - | 0 | 0 | - | 0 | 0 | -
4401 | 0 | 0 | 0 | 0 | 187.7886 | 0 | 0 | 0 | 0 | 0 | 4401 | 0 | 0 | 0 | 0 | 0 | 0 | 0 | 0 | 0 | 0 | 4401 | - | 500 | 500 | - | 500 | 500 | - | 500 | 500 | - | 4401 | - | 0 | 0 | - | 0 | 0 | - | 0 | 0 | -
4402 | 1115.6023 | 389.5248 | 119.772 | 1154.0914 | 802.0924 | 164.8284 | 1093.2608 | 558.4326 | 146.1487 | 1115.6023 | 4402 | 0 | 0 | 0 | 0 | 0 | 0 | 0 | 0 | 0 | 1115.6023 | 4402 | - | 500 | 500 | - | 500 | 500 | - | 500 | 500 | - | 4402 | - | 0 | 0 | - | 0 | 0 | - | 0 | 0 | -
4403 | 931.8789 | 801.7829 | 233.1 | 855.4683 | 447.9184 | 210.5081 | 975.2943 | 549.6734 | 233.1 | 931.8789 | 4403 | 0 | 0 | 0 | 0 | 0 | 0 | 0 | 0 | 0 | 931.8789 | 4403 | - | 500 | 500 | - | 500 | 500 | - | 500 | 500 | - | 4403 | - | 0 | 0 | - | 0 | 0 | - | 0 | 0 | -
4404 | 357.5353 | 435.6707 | 26.3767 | 408.4301 | 189.179 | 3.9122 | 371.9125 | 0 | 0 | 357.5353 | 4404 | 0 | 0 | 0 | 0 | 0 | 0 | 0 | 0 | 0 | 357.5353 | 4404 | - | 500 | 500 | - | 500 | 500 | - | 500 | 500 | - | 4404 | - | 0 | 0 | - | 0 | 0 | - | 0 | 0 | -
4405 | 35.4512 | 0 | 0 | 22.4779 | 0 | 0 | 0 | 0 | 0 | 35.4512 | 4405 | 0 | 0 | 0 | 0 | 0 | 0 | 0 | 0 | 0 | 35.4512 | 4405 | - | 500 | 500 | - | 500 | 500 | - | 466.4966 | 500 | - | 4405 | - | 0 | 0 | - | 0 | 0 | - | 0 | 0 | -
4406 | 0 | 0 | 0 | 0 | 0 | 0 | 0 | 0 | 0 | 0 | 4406 | 0 | 0 | 0 | 0 | 0 | 0 | 0 | 0 | 0 | 0 | 4406 | - | 500 | 500 | - | 500 | 500 | - | 0 | 428.2556 | - | 4406 | - | 0 | 0 | - | 0 | 0 | - | 0 | 0 | -
4407 | 0 | 0 | 0 | 0 | 0 | 0 | 0 | 0 | 0 | 0 | 4407 | 0 | 0 | 0 | 0 | 0 | 0 | 0 | 0 | 0 | 0 | 4407 | - | 0 | 456.6184 | - | 0 | 339.9238 | - | 0 | 0 | - | 4407 | - | 0 | 0 | - | 0 | 0 | - | 0 | 0 | -
4408 | 0 | 0 | 0 | 0 | 0 | 0 | 0 | 0 | 0 | 0 | 4408 | 0 | 0 | 0 | 0 | 0 | 0 | 0 | 0 | 0 | 0 | 4408 | - | 0 | 0 | - | 0 | 0 | - | 0 | 0 | - | 4408 | - | 0 | 0 | - | 0 | 0 | - | 0 | 0 | -
4409 | 0 | 0 | 0 | 0 | 0 | 0 | 0 | 0 | 0 | 0 | 4409 | 85.2641 | 0 | 233.1 | 132.1699 | 0 | 0 | 0 | 0 | 0 | 0 | 4409 | - | 0 | 0 | - | 0 | 0 | - | 0 | 0 | - | 4409 | - | 235.2641 | 2.1641 | - | 143.1699 | 143.1699 | - | 0 | 0 | -
4410 | 0 | 0 | 0 | 0 | 0 | 0 | 0 | 0 | 0 | 0 | 4410 | 348.8922 | 0 | 88.3706 | 430.4247 | 466.2903 | 138.1043 | 455.2274 | 0 | 0 | 0 | 4410 | - | 0 | 0 | - | 0 | 0 | - | 0 | 0 | - | 4410 | - | 498.8922 | 410.5215 | - | 171.814 | 500 | - | 455.2274 | 455.2274 | -
4411 | 0 | 0 | 0 | 0 | 0 | 0 | 0 | 0 | 0 | 0 | 4411 | 350.8907 | 289.3453 | 0.89074 | 643.8426 | 143.8426 | 143.8426 | 475.2671 | 86.7946 | 59.8049 | 0 | 4411 | - | 0 | 0 | - | 0 | 0 | - | 0 | 0 | - | 4411 | - | 211.5454 | 500 | - | 500 | 500 | - | 388.4725 | 415.4622 | -
4412 | 0 | 0 | 0 | 0 | 0 | 0 | 0 | 0 | 0 | 0 | 4412 | 361.2571 | 0 | 0 | 494.3243 | 0 | 0 | 325.6391 | 325.6391 | 233.1 | 0 | 4412 | - | 0 | 0 | - | 0 | 0 | - | 0 | 0 | - | 4412 | - | 361.2571 | 361.2571 | - | 494.3243 | 494.3243 | - | 0 | 92.5391 | -
4413 | 0 | 0 | 0 | 0 | 0 | 0 | 0 | 0 | 0 | 0 | 4413 | 354.1279 | 0 | 0 | 373.636 | 14.7566 | 14.7566 | 176.6815 | 0 | 0 | 0 | 4413 | - | 0 | 0 | - | 0 | 0 | - | 0 | 0 | - | 4413 | - | 354.1279 | 354.1279 | - | 500 | 500 | - | 374.8301 | 374.8301 | -
4414 | 0 | 0 | 0 | 0 | 0 | 0 | 0 | 0 | 0 | 0 | 4414 | 259.7553 | 309.187 | 0 | 0 | 0 | 0 | 0 | 0 | 0 | 0 | 4414 | - | 0 | 0 | - | 0 | 0 | - | 0 | 0 | - | 4414 | - | 0 | 309.187 | - | 222.3792 | 222.3792 | - | 392.284 | 392.284 | -
4415 | 0 | 0 | 0 | 312.1294 | 0 | 0 | 0 | 0 | 0 | 0 | 4415 | 0 | 17.993 | 0 | 0 | 0 | 0 | 0 | 0 | 0 | 0 | 4415 | - | 0 | 0 | - | 0 | 0 | - | 0 | 0 | - | 4415 | - | 0 | 17.993 | - | 0 | 0 | - | 0 | 0 | -
4416 | 2.5837 | 0 | 0 | 420.1823 | 0 | 73.2722 | 0 | 0 | 0 | 2.5837 | 4416 | 0 | 0 | 0 | 0 | 0 | 0 | 0 | 0 | 0 | 2.5837 | 4416 | - | 0 | 0 | - | 0 | 0 | - | 0 | 0 | - | 4416 | - | 0 | 0 | - | 0 | 0 | - | 0 | 0 | -
4417 | 0 | 0 | 0 | 0 | 0 | 0 | 0 | 0 | 0 | 0 | 4417 | 0 | 0 | 0 | 0 | 0 | 0 | 0 | 0 | 0 | 0 | 4417 | - | 0 | 0 | - | 0 | 0 | - | 0 | 0 | - | 4417 | - | 78.0841 | 78.0841 | - | 0 | 0 | - | 0 | 0 | -
4418 | 0 | 0 | 0 | 0 | 0 | 0 | 0 | 0 | 0 | 0 | 4418 | 0 | 0 | 0 | 61.9018 | 72.9018 | 0 | 0 | 0 | 0 | 0 | 4418 | - | 0 | 0 | - | 0 | 0 | - | 0 | 0 | - | 4418 | - | 113.1772 | 113.1772 | - | 0 | 72.9018 | - | 0 | 0 | -
4419 | 0 | 0 | 0 | 0 | 0 | 0 | 0 | 0 | 0 | 0 | 4419 | 20.6466 | 170.6466 | 0 | 86.2011 | 97.2011 | 0 | 0 | 0 | 0 | 0 | 4419 | - | 0 | 0 | - | 0 | 0 | - | 0 | 0 | - | 4419 | - | 0 | 170.6466 | - | 0 | 97.2011 | - | 0 | 0 | -
4420 | 0 | 0 | 0 | 0 | 0 | 0 | 0 | 0 | 0 | 0 | 4420 | 165.634 | 315.634 | 0 | 474.362 | 0 | 0 | 206.9209 | 0 | 0 | 0 | 4420 | - | 0 | 0 | - | 0 | 0 | - | 0 | 0 | - | 4420 | - | 0 | 315.634 | - | 485.362 | 485.362 | - | 353.9783 | 317.241 | -
4421 | 0 | 0 | 0 | 0 | 0 | 0 | 0 | 0 | 0 | 0 | 4421 | 130.1258 | 280.1258 | 0 | 0 | 587.9392 | 87.9392 | 434.6616 | 529.4565 | 29.4565 | 0 | 4421 | - | 0 | 0 | - | 0 | 0 | - | 0 | 0 | - | 4421 | - | 0 | 280.1258 | - | 0 | 500 | - | 0 | 500 | -
4422 | 0 | 0 | 0 | 0 | 0 | 0 | 0 | 0 | 0 | 0 | 4422 | 0 | 0 | 0 | 0 | 0 | 0 | 0 | 0 | 0 | 0 | 4422 | - | 0 | 87.3827 | - | 0 | 0 | - | 0 | 0 | - | 4422 | - | 0 | 0 | - | 0 | 0 | - | 33.0699 | 0 | -
4423 | 0 | 0 | 0 | 0 | 0 | 0 | 0 | 0 | 0 | 0 | 4423 | 0 | 0 | 0 | 0 | 0 | 0 | 0 | 0 | 0 | 0 | 4423 | - | 0 | 78.3095 | - | 0 | 0 | - | 0 | 0 | - | 4423 | - | 0 | 0 | - | 0 | 0 | - | 0 | 0 | -
4424 | 0 | 0 | 0 | 0 | 0 | 0 | 0 | 0 | 0 | 0 | 4424 | 0 | 0 | 0 | 0 | 0 | 0 | 0 | 0 | 0 | 0 | 4424 | - | 394.2833 | 394.2833 | - | 0 | 0 | - | 0 | 0 | - | 4424 | - | 0 | 0 | - | 0 | 0 | - | 0 | 0 | -
4425 | 0 | 0 | 0 | 0 | 0 | 0 | 0 | 0 | 0 | 0 | 4425 | 0 | 0 | 0 | 0 | 0 | 0 | 0 | 0 | 0 | 0 | 4425 | - | 500 | 500 | - | 500 | 500 | - | 500 | 500 | - | 4425 | - | 0 | 0 | - | 0 | 0 | - | 0 | 0 | -
4426 | 319.7229 | 1000 | 0 | 1028.1808 | 767.1808 | 233.1 | 1026.95 | 0 | 146.1487 | 319.7229 | 4426 | 0 | 0 | 0 | 0 | 0 | 0 | 0 | 0 | 0 | 319.7229 | 4426 | - | 500 | 500 | - | 500 | 500 | - | 500 | 500 | - | 4426 | - | 0 | 0 | - | 0 | 0 | - | 0 | 0 | -
4427 | 600.922 | 356.9787 | 109.249 | 645.3075 | 409.3874 | 0 | 0 | 1000 | 233.1 | 600.922 | 4427 | 0 | 0 | 0 | 0 | 0 | 0 | 0 | 0 | 0 | 600.922 | 4427 | - | 500 | 500 | - | 500 | 500 | - | 500 | 500 | - | 4427 | - | 0 | 0 | - | 0 | 0 | - | 0 | 0 | -
4428 | 703.7701 | 203.7701 | 203.7701 | 766.9793 | 450.4102 | 146.1487 | 1413.5176 | 626.9784 | 0 | 703.7701 | 4428 | 0 | 0 | 0 | 0 | 0 | 0 | 0 | 0 | 0 | 703.7701 | 4428 | - | 500 | 500 | - | 500 | 500 | - | 500 | 500 | - | 4428 | - | 0 | 0 | - | 0 | 0 | - | 0 | 0 | -
4429 | 805.7002 | 66.2296 | 66.2296 | 0 | 0 | 0 | 0 | 0 | 0 | 805.7002 | 4429 | 0 | 0 | 0 | 0 | 0 | 0 | 0 | 0 | 0 | 805.7002 | 4429 | - | 500 | 500 | - | 500 | 500 | - | 500 | 500 | - | 4429 | - | 0 | 0 | - | 0 | 0 | - | 0 | 0 | -
4430 | 10.3525 | 0 | 0 | 0 | 0 | 0 | 0 | 0 | 0 | 10.3525 | 4430 | 0 | 0 | 0 | 0 | 0 | 0 | 0 | 0 | 0 | 10.3525 | 4430 | - | 500 | 500 | - | 500 | 500 | - | 500 | 500 | - | 4430 | - | 0 | 0 | - | 0 | 0 | - | 0 | 0 | -
4431 | 0 | 0 | 0 | 0 | 0 | 0 | 0 | 0 | 0 | 0 | 4431 | 0 | 0 | 0 | 0 | 0 | 0 | 0 | 0 | 0 | 0 | 4431 | - | 203.0172 | 500 | - | 0 | 500 | - | 0 | 0 | - | 4431 | - | 0 | 0 | - | 0 | 0 | - | 0 | 0 | -
4432 | 0 | 0 | 0 | 0 | 0 | 0 | 0 | 0 | 0 | 0 | 4432 | 0 | 0 | 0 | 0 | 0 | 0 | 0 | 0 | 0 | 0 | 4432 | - | 0 | 0 | - | 0 | 0 | - | 0 | 0 | - | 4432 | - | 0 | 0 | - | 0 | 0 | - | 0 | 0 | -
4433 | 0 | 0 | 0 | 0 | 0 | 0 | 0 | 0 | 0 | 0 | 4433 | 69.5322 | 0 | 0 | 263.2829 | 0 | 0 | 0 | 0 | 0 | 0 | 4433 | - | 0 | 0 | - | 0 | 0 | - | 0 | 0 | - | 4433 | - | 69.5322 | 69.5322 | - | 263.2829 | 263.2829 | - | 0 | 0 | -
4434 | 0 | 0 | 0 | 0 | 0 | 0 | 0 | 0 | 0 | 0 | 4434 | 373.4714 | 0 | 0 | 559.0888 | 175.6697 | 78.1487 | 1308.7889 | 877.8843 | 233.1 | 0 | 4434 | - | 0 | 0 | - | 0 | 0 | - | 0 | 0 | - | 4434 | - | 373.4714 | 373.4714 | - | 383.4191 | 480.9401 | - | 0 | 500 | -
4435 | 0 | 0 | 0 | 0 | 0 | 0 | 0 | 0 | 0 | 0 | 4435 | 339.4231 | 339.4231 | 0 | 469.0141 | 0 | 0 | 760.5062 | 499.9449 | 84.159 | 0 | 4435 | - | 0 | 0 | - | 0 | 0 | - | 0 | 0 | - | 4435 | - | 0 | 339.4231 | - | 469.0141 | 469.0141 | - | 0 | 428.2654 | -
4436 | 0 | 0 | 0 | 0 | 0 | 0 | 0 | 0 | 0 | 0 | 4436 | 187.6404 | 0 | 0 | 243.9376 | 0 | 0 | 5.1024 | 5.1024 | 5.1024 | 0 | 4436 | - | 0 | 0 | - | 0 | 0 | - | 0 | 0 | - | 4436 | - | 187.6404 | 187.6404 | - | 243.9376 | 243.9376 | - | 0 | 0 | -
4437 | 0 | 0 | 0 | 0 | 0 | 0 | 0 | 0 | 0 | 0 | 4437 | 199.257 | 0 | 0 | 231.3745 | 0 | 0 | 0 | 0 | 0 | 0 | 4437 | - | 0 | 0 | - | 0 | 0 | - | 0 | 0 | - | 4437 | - | 199.257 | 199.257 | - | 231.3745 | 231.3745 | - | 0 | 0 | -
4438 | 23.3523 | 0 | 0 | 0 | 0 | 0 | 0 | 0 | 0 | 23.3523 | 4438 | 0 | 0 | 0 | 10.8105 | 0 | 0 | 0 | 0 | 0 | 23.3523 | 4438 | - | 0 | 0 | - | 0 | 0 | - | 0 | 0 | - | 4438 | - | 0 | 0 | - | 10.8105 | 10.8105 | - | 0 | 0 | -
4439 | 18.5203 | 0 | 0 | 0 | 0 | 0 | 0 | 0 | 0 | 18.5203 | 4439 | 0 | 0 | 0 | 0 | 0 | 0 | 0 | 0 | 0 | 18.5203 | 4439 | - | 18.5203 | 0 | - | 0 | 0 | - | 0 | 0 | - | 4439 | - | 0 | 0 | - | 0 | 0 | - | 0 | 0 | -
4440 | 18.0642 | 0 | 0 | 0 | 0 | 0 | 0 | 0 | 0 | 18.0642 | 4440 | 0 | 0 | 0 | 0 | 0 | 0 | 0 | 0 | 0 | 18.0642 | 4440 | - | 0 | 0 | - | 0 | 0 | - | 0 | 0 | - | 4440 | - | 0 | 0 | - | 0 | 0 | - | 0 | 0 | -
4441 | 55.754 | 0 | 0 | 0 | 0 | 0 | 0 | 0 | 0 | 55.754 | 4441 | 0 | 0 | 0 | 0 | 0 | 0 | 0 | 0 | 0 | 55.754 | 4441 | - | 0 | 0 | - | 0 | 0 | - | 0 | 0 | - | 4441 | - | 0 | 0 | - | 0 | 0 | - | 0 | 0 | -
4442 | 0 | 0 | 0 | 0 | 0 | 0 | 0 | 0 | 0 | 0 | 4442 | 60.139 | 0 | 0 | 0 | 0 | 0 | 0 | 0 | 0 | 0 | 4442 | - | 0 | 0 | - | 0 | 0 | - | 0 | 0 | - | 4442 | - | 60.139 | 60.139 | - | 0 | 0 | - | 0 | 0 | -
4443 | 0 | 0 | 0 | 0 | 0 | 0 | 0 | 0 | 0 | 0 | 4443 | 106.0476 | 0 | 0 | 0 | 0 | 0 | 0 | 0 | 0 | 0 | 4443 | - | 0 | 0 | - | 0 | 0 | - | 0 | 0 | - | 4443 | - | 106.0476 | 106.0476 | - | 0 | 0 | - | 0 | 0 | -
4444 | 0 | 0 | 0 | 0 | 0 | 0 | 0 | 0 | 0 | 0 | 4444 | 262.3378 | 0 | 0 | 0 | 0 | 0 | 0 | 0 | 0 | 0 | 4444 | - | 0 | 0 | - | 0 | 0 | - | 0 | 0 | - | 4444 | - | 262.3378 | 262.3378 | - | 0 | 0 | - | 0 | 0 | -
4445 | 0 | 0 | 0 | 0 | 0 | 0 | 0 | 0 | 0 | 0 | 4445 | 436.2979 | 0 | 0 | 0 | 0 | 0 | 0 | 0 | 0 | 0 | 4445 | - | 0 | 0 | - | 0 | 0 | - | 0 | 0 | - | 4445 | - | 436.2979 | 436.2979 | - | 0 | 0 | - | 0 | 0 | -
4446 | 0 | 0 | 0 | 0 | 0 | 0 | 0 | 0 | 0 | 0 | 4446 | 138.5882 | 0 | 0 | 0 | 0 | 0 | 0 | 0 | 0 | 0 | 4446 | - | 0 | 0 | - | 0 | 0 | - | 0 | 0 | - | 4446 | - | 319.422 | 319.422 | - | 0 | 0 | - | 0 | 0 | -
4447 | 0 | 0 | 0 | 0 | 0 | 0 | 0 | 0 | 0 | 0 | 4447 | 0 | 0 | 0 | 0 | 0 | 0 | 0 | 0 | 0 | 0 | 4447 | - | 0 | 0 | - | 296.2328 | 500 | - | 0 | 0 | - | 4447 | - | 0 | 0 | - | 0 | 0 | - | 0 | 0 | -
4448 | 155.5507 | 0 | 0 | 198.5815 | 0 | 0 | 0 | 0 | 0 | 155.5507 | 4448 | 0 | 0 | 0 | 0 | 0 | 0 | 0 | 0 | 0 | 155.5507 | 4448 | - | 26.6685 | 500 | - | 500 | 500 | - | 500 | 500 | - | 4448 | - | 0 | 0 | - | 0 | 0 | - | 0 | 0 | -
4449 | 295.7131 | 0 | 0 | 415.9072 | 0 | 0 | 0 | 0 | 0 | 295.7131 | 4449 | 0 | 0 | 0 | 0 | 0 | 0 | 0 | 0 | 0 | 295.7131 | 4449 | - | 295.7131 | 500 | - | 500 | 500 | - | 500 | 500 | - | 4449 | - | 0 | 0 | - | 0 | 0 | - | 0 | 0 | -
4450 | 317.295 | 0 | 0 | 463.8229 | 0 | 0 | 1191.6587 | 626.9784 | 146.1487 | 317.295 | 4450 | 0 | 0 | 0 | 0 | 0 | 0 | 0 | 0 | 0 | 317.295 | 4450 | - | 500 | 284.8166 | - | 500 | 500 | - | 500 | 500 | - | 4450 | - | 0 | 0 | - | 0 | 0 | - | 0 | 0 | -
4451 | 912.8155 | 0 | 0 | 533.023 | 16.3206 | 0 | 1248.8089 | 1000 | 233.1 | 912.8155 | 4451 | 0 | 0 | 0 | 0 | 0 | 0 | 0 | 0 | 0 | 912.8155 | 4451 | - | 500 | 500 | - | 500 | 500 | - | 500 | 500 | - | 4451 | - | 0 | 0 | - | 0 | 0 | - | 0 | 0 | -
4452 | 705.189 | 0 | 0 | 479.8516 | 75.619 | 91.9396 | 0 | 0 | 0 | 705.189 | 4452 | 0 | 0 | 0 | 0 | 0 | 0 | 0 | 0 | 0 | 705.189 | 4452 | - | 500 | 500 | - | 500 | 500 | - | 500 | 500 | - | 4452 | - | 0 | 0 | - | 0 | 0 | - | 0 | 0 | -
4453 | 53.9043 | 0 | 0 | 0 | 0 | 0 | 0 | 0 | 0 | 53.9043 | 4453 | 0 | 0 | 0 | 0 | 0 | 0 | 0 | 0 | 0 | 53.9043 | 4453 | - | 234.5992 | 500 | - | 500 | 500 | - | 500 | 500 | - | 4453 | - | 0 | 0 | - | 0 | 0 | - | 0 | 0 | -
4454 | 0 | 0 | 0 | 0 | 0 | 0 | 0 | 0 | 0 | 0 | 4454 | 0 | 0 | 0 | 0 | 0 | 0 | 0 | 0 | 0 | 0 | 4454 | - | 142.0058 | 335.5074 | - | 500 | 500 | - | 0 | 0 | - | 4454 | - | 0 | 0 | - | 0 | 0 | - | 0 | 0 | -
4455 | 0 | 0 | 0 | 0 | 0 | 0 | 0 | 0 | 0 | 0 | 4455 | 0 | 0 | 0 | 0 | 0 | 0 | 0 | 0 | 0 | 0 | 4455 | - | 0 | 0 | - | 0 | 451.1297 | - | 0 | 0 | - | 4455 | - | 0 | 0 | - | 0 | 0 | - | 0 | 0 | -
4456 | 0 | 0 | 0 | 0 | 0 | 0 | 0 | 0 | 0 | 0 | 4456 | 0 | 0 | 0 | 0 | 0 | 0 | 0 | 0 | 0 | 0 | 4456 | - | 0 | 0 | - | 0 | 0 | - | 0 | 0 | - | 4456 | - | 19.9821 | 19.9821 | - | 0 | 0 | - | 0 | 0 | -
4457 | 0 | 0 | 0 | 0 | 0 | 0 | 0 | 0 | 0 | 0 | 4457 | 303.0624 | 0 | 0 | 0 | 0 | 0 | 0 | 0 | 0 | 0 | 4457 | - | 0 | 0 | - | 0 | 0 | - | 0 | 0 | - | 4457 | - | 453.0624 | 453.0624 | - | 0 | 0 | - | 0 | 0 | -
4458 | 0 | 0 | 0 | 0 | 0 | 0 | 0 | 0 | 0 | 0 | 4458 | 471.322 | 121.322 | 121.322 | 482.6107 | 211.7578 | 200.7578 | 587.9892 | 94.8006 | 87.9892 | 0 | 4458 | - | 0 | 0 | - | 0 | 0 | - | 0 | 0 | - | 4458 | - | 500 | 500 | - | 500 | 500 | - | 493.1886 | 500 | -
4459 | 0 | 0 | 0 | 0 | 0 | 0 | 0 | 0 | 0 | 0 | 4459 | 605.8628 | 105.8628 | 105.8628 | 656.2996 | 667.2996 | 121.6036 | 560.4633 | 60.4633 | 60.4633 | 0 | 4459 | - | 0 | 0 | - | 0 | 0 | - | 0 | 0 | - | 4459 | - | 500 | 500 | - | 0 | 500 | - | 500 | 500 | -
4460 | 0 | 0 | 0 | 0 | 0 | 0 | 0 | 0 | 0 | 0 | 4460 | 407.8208 | 335.9605 | 8.2948 | 395.3533 | 406.3533 | 0 | 432.7754 | 432.7754 | 173.9088 | 0 | 4460 | - | 0 | 0 | - | 0 | 0 | - | 0 | 0 | - | 4460 | - | 172.3343 | 500 | - | 0 | 406.3533 | - | 0 | 258.8666 | -
4461 | 0 | 0 | 0 | 0 | 0 | 0 | 0 | 0 | 0 | 0 | 4461 | 286.3295 | 286.3295 | 0 | 371.9627 | 0 | 0 | 161.6563 | 0 | 0 | 0 | 4461 | - | 0 | 0 | - | 0 | 0 | - | 0 | 0 | - | 4461 | - | 0 | 286.3295 | - | 372.5 | 372.5 | - | 161.6563 | 161.6563 | -
4462 | 0 | 0 | 0 | 0 | 0 | 0 | 0 | 0 | 0 | 0 | 4462 | 0 | 0 | 0 | 168.1713 | 0 | 0 | 0 | 0 | 0 | 0 | 4462 | - | 0 | 0 | - | 0 | 0 | - | 0 | 0 | - | 4462 | - | 105.7198 | 105.7198 | - | 168.1713 | 168.1713 | - | 0 | 0 | -
4463 | 47.7165 | 0 | 0 | 0 | 0 | 0 | 0 | 0 | 0 | 47.7165 | 4463 | 0 | 0 | 0 | 0 | 0 | 0 | 0 | 0 | 0 | 47.7165 | 4463 | - | 0 | 47.7165 | - | 0 | 0 | - | 0 | 0 | - | 4463 | - | 0 | 0 | - | 0 | 0 | - | 0 | 0 | -
4464 | 67.1827 | 0 | 0 | 0 | 0 | 0 | 0 | 0 | 0 | 67.1827 | 4464 | 0 | 0 | 0 | 0 | 0 | 0 | 0 | 0 | 0 | 67.1827 | 4464 | - | 0 | 0 | - | 0 | 0 | - | 0 | 0 | - | 4464 | - | 0 | 0 | - | 0 | 0 | - | 0 | 0 | -
4465 | 99.9084 | 0 | 0 | 0 | 0 | 0 | 0 | 0 | 0 | 99.9084 | 4465 | 0 | 0 | 0 | 0 | 0 | 0 | 0 | 0 | 0 | 99.9084 | 4465 | - | 0 | 0 | - | 0 | 0 | - | 0 | 0 | - | 4465 | - | 0 | 0 | - | 0 | 0 | - | 0 | 0 | -
4466 | 71.4121 | 0 | 0 | 0 | 0 | 0 | 0 | 0 | 0 | 71.4121 | 4466 | 0 | 0 | 0 | 0 | 0 | 0 | 0 | 0 | 0 | 71.4121 | 4466 | - | 0 | 71.4121 | - | 0 | 0 | - | 0 | 0 | - | 4466 | - | 0 | 0 | - | 0 | 0 | - | 0 | 0 | -
4467 | 145.8035 | 0 | 0 | 0 | 0 | 0 | 0 | 0 | 0 | 145.8035 | 4467 | 0 | 0 | 0 | 0 | 0 | 0 | 0 | 0 | 0 | 145.8035 | 4467 | - | 0 | 145.8035 | - | 0 | 0 | - | 0 | 0 | - | 4467 | - | 0 | 0 | - | 0 | 0 | - | 0 | 0 | -
4468 | 3.2601 | 0 | 0 | 0 | 0 | 0 | 0 | 0 | 0 | 3.2601 | 4468 | 0 | 0 | 0 | 0 | 0 | 0 | 0 | 0 | 0 | 3.2601 | 4468 | - | 0 | 0 | - | 0 | 0 | - | 0 | 0 | - | 4468 | - | 0 | 0 | - | 0 | 0 | - | 0 | 0 | -
4469 | 0 | 0 | 0 | 0 | 0 | 0 | 0 | 0 | 0 | 0 | 4469 | 185.8135 | 194.0337 | 86.8817 | 0 | 0 | 0 | 0 | 0 | 0 | 0 | 4469 | - | 0 | 0 | - | 0 | 0 | - | 0 | 0 | - | 4469 | - | 0 | 107.152 | - | 0 | 0 | - | 0 | 0 | -
4470 | 0 | 0 | 0 | 0 | 0 | 0 | 0 | 0 | 0 | 0 | 4470 | 184.1774 | 0 | 0 | 0 | 0 | 0 | 0 | 0 | 0 | 0 | 4470 | - | 0 | 0 | - | 0 | 0 | - | 0 | 0 | - | 4470 | - | 184.1774 | 184.1774 | - | 0 | 0 | - | 0 | 0 | -
4471 | 0 | 0 | 0 | 0 | 0 | 0 | 0 | 0 | 0 | 0 | 4471 | 0 | 0 | 0 | 0 | 0 | 0 | 0 | 0 | 0 | 0 | 4471 | - | 0 | 0 | - | 0 | 0 | - | 0 | 0 | - | 4471 | - | 0 | 0 | - | 0 | 0 | - | 0 | 0 | -
4472 | 0 | 0 | 0 | 0 | 0 | 0 | 0 | 0 | 0 | 0 | 4472 | 0 | 0 | 0 | 0 | 0 | 0 | 0 | 0 | 0 | 0 | 4472 | - | 0 | 233.9257 | - | 0 | 0 | - | 0 | 0 | - | 4472 | - | 0 | 0 | - | 0 | 0 | - | 0 | 0 | -
4473 | 0 | 0 | 0 | 0 | 0 | 0 | 0 | 0 | 0 | 0 | 4473 | 0 | 0 | 0 | 0 | 0 | 0 | 0 | 0 | 0 | 0 | 4473 | - | 225.2902 | 225.2902 | - | 146.9134 | 500 | - | 0 | 500 | - | 4473 | - | 0 | 0 | - | 0 | 0 | - | 0 | 0 | -
4474 | 367.8553 | 0 | 0 | 169.8444 | 0 | 0 | 658.3562 | 209.1039 | 146.1487 | 367.8553 | 4474 | 0 | 0 | 0 | 0 | 0 | 0 | 0 | 0 | 0 | 367.8553 | 4474 | - | 433.0317 | 407.5329 | - | 500 | 500 | - | 500 | 500 | - | 4474 | - | 0 | 0 | - | 0 | 0 | - | 0 | 0 | -
4475 | 1500 | 1000 | 233.1 | 1183.9159 | 1000 | 146.1487 | 1022.9909 | 482.7071 | 233.1 | 1500 | 4475 | 0 | 0 | 0 | 0 | 0 | 0 | 0 | 0 | 0 | 1500 | 4475 | - | 500 | 500 | - | 500 | 500 | - | 500 | 500 | - | 4475 | - | 0 | 0 | - | 0 | 0 | - | 0 | 0 | -
4476 | 572.6124 | 142.5139 | 142.5139 | 1086.7073 | 626.9784 | 233.1 | 297.5928 | 0 | 0 | 572.6124 | 4476 | 0 | 0 | 0 | 0 | 0 | 0 | 0 | 0 | 0 | 572.6124 | 4476 | - | 500 | 500 | - | 500 | 500 | - | 297.5928 | 425.6766 | - | 4476 | - | 0 | 0 | - | 0 | 0 | - | 0 | 0 | -
4477 | 0 | 484.4645 | 3.6348 | 0 | 0 | 0 | 71.5122 | 0 | 0 | 0 | 4477 | 0 | 0 | 0 | 0 | 0 | 0 | 0 | 0 | 0 | 0 | 4477 | - | 500 | 500 | - | 500 | 500 | - | 71.5122 | 71.5122 | - | 4477 | - | 0 | 0 | - | 0 | 0 | - | 0 | 0 | -
4478 | 0 | 0 | 0 | 0 | 0 | 0 | 0 | 0 | 0 | 0 | 4478 | 0 | 0 | 0 | 0 | 0 | 0 | 0 | 0 | 0 | 0 | 4478 | - | 500 | 500 | - | 500 | 500 | - | 0 | 0 | - | 4478 | - | 0 | 0 | - | 0 | 0 | - | 0 | 0 | -
4479 | 0 | 0 | 0 | 0 | 0 | 0 | 0 | 0 | 0 | 0 | 4479 | 0 | 0 | 0 | 0 | 0 | 0 | 0 | 0 | 0 | 0 | 4479 | - | 0 | 147.8539 | - | 0 | 0 | - | 0 | 0 | - | 4479 | - | 0 | 0 | - | 0 | 0 | - | 0 | 0 | -
4480 | 0 | 0 | 0 | 0 | 0 | 0 | 0 | 0 | 0 | 0 | 4480 | 0 | 194.6003 | 0 | 0 | 0 | 0 | 0 | 0 | 0 | 0 | 4480 | - | 0 | 0 | - | 0 | 0 | - | 0 | 0 | - | 4480 | - | 2.8194 | 47.4197 | - | 85.5522 | 85.5522 | - | 0 | 0 | -
4481 | 0 | 0 | 0 | 0 | 0 | 0 | 0 | 0 | 0 | 0 | 4481 | 253.5777 | 35.9265 | 0 | 92.4046 | 104.8607 | 0 | 0 | 0 | 0 | 0 | 4481 | - | 0 | 0 | - | 0 | 0 | - | 0 | 0 | - | 4481 | - | 500 | 500 | - | 500 | 500 | - | 500 | 500 | -
4482 | 0 | 0 | 0 | 0 | 0 | 0 | 0 | 0 | 0 | 0 | 4482 | 611.6104 | 261.6104 | 233.1 | 714.9408 | 304.0385 | 159.6168 | 755.144 | 504.1318 | 189.0462 | 0 | 4482 | - | 0 | 0 | - | 0 | 0 | - | 0 | 0 | - | 4482 | - | 500 | 500 | - | 500 | 500 | - | 500 | 500 | -
4483 | 0 | 0 | 0 | 0 | 0 | 0 | 0 | 0 | 0 | 0 | 4483 | 552.3311 | 202.3311 | 89.2614 | 754.9401 | 522.9401 | 162.7446 | 826.1292 | 462.0407 | 133.3151 | 0 | 4483 | - | 0 | 0 | - | 0 | 0 | - | 0 | 0 | - | 4483 | - | 500 | 500 | - | 500 | 500 | - | 500 | 500 | -
4484 | 0 | 0 | 0 | 0 | 0 | 0 | 0 | 0 | 0 | 0 | 4484 | 386.5787 | 36.5787 | 0 | 459.9603 | 360.7649 | 0 | 422.4378 | 319.731 | 0 | 0 | 4484 | - | 0 | 0 | - | 0 | 0 | - | 0 | 0 | - | 4484 | - | 500 | 500 | - | 500 | 500 | - | 500 | 500 | -
4485 | 0 | 0 | 0 | 0 | 0 | 0 | 0 | 0 | 0 | 0 | 4485 | 270.2997 | 0 | 0 | 52.1517 | 90.3275 | 0 | 70.6865 | 97.0282 | 0 | 0 | 4485 | - | 0 | 0 | - | 0 | 0 | - | 0 | 0 | - | 4485 | - | 420.2997 | 281.2042 | - | 500 | 500 | - | 500 | 500 | -
4486 | 0 | 0 | 0 | 0 | 0 | 0 | 0 | 0 | 0 | 0 | 4486 | 0 | 0 | 0 | 0 | 0 | 0 | 0 | 0 | 0 | 0 | 4486 | - | 0 | 0 | - | 0 | 0 | - | 0 | 0 | - | 4486 | - | 322.1885 | 322.1885 | - | 478.4786 | 478.4786 | - | 455.9837 | 419.2464 | -
4487 | 0 | 0 | 0 | 0 | 0 | 0 | 0 | 0 | 0 | 0 | 4487 | 0 | 0 | 0 | 0 | 0 | 0 | 0 | 0 | 0 | 0 | 4487 | - | 0 | 0 | - | 0 | 0 | - | 0 | 0 | - | 4487 | - | 347.9873 | 197.9873 | - | 0 | 0 | - | 0 | 0 | -
4488 | 0 | 0 | 0 | 0 | 0 | 0 | 0 | 0 | 0 | 0 | 4488 | 0 | 0 | 0 | 0 | 0 | 0 | 0 | 0 | 0 | 0 | 4488 | - | 0 | 0 | - | 0 | 0 | - | 0 | 0 | - | 4488 | - | 0 | 0 | - | 0 | 0 | - | 0 | 0 | -
4489 | 0 | 0 | 0 | 0 | 0 | 0 | 0 | 0 | 0 | 0 | 4489 | 0 | 0 | 0 | 0 | 0 | 0 | 0 | 0 | 0 | 0 | 4489 | - | 0 | 0 | - | 0 | 0 | - | 0 | 0 | - | 4489 | - | 0 | 0 | - | 0 | 0 | - | 0 | 0 | -
4490 | 0 | 0 | 0 | 0 | 0 | 0 | 0 | 0 | 0 | 0 | 4490 | 0 | 0 | 0 | 0 | 0 | 0 | 0 | 0 | 0 | 0 | 4490 | - | 0 | 0 | - | 0 | 0 | - | 0 | 0 | - | 4490 | - | 0 | 0 | - | 0 | 0 | - | 0 | 0 | -
4491 | 0 | 0 | 0 | 0 | 0 | 0 | 0 | 0 | 0 | 0 | 4491 | 0 | 0 | 0 | 0 | 0 | 0 | 0 | 0 | 0 | 0 | 4491 | - | 0 | 0 | - | 0 | 0 | - | 0 | 0 | - | 4491 | - | 0 | 0 | - | 0 | 0 | - | 0 | 0 | -
4492 | 0 | 0 | 0 | 0 | 0 | 0 | 0 | 0 | 0 | 0 | 4492 | 0 | 143.5145 | 0 | 0 | 0 | 0 | 0 | 0 | 0 | 0 | 4492 | - | 0 | 0 | - | 0 | 0 | - | 0 | 0 | - | 4492 | - | 0 | 0 | - | 0 | 0 | - | 0 | 0 | -
4493 | 0 | 0 | 0 | 0 | 0 | 0 | 0 | 0 | 0 | 0 | 4493 | 0 | 508.3703 | 0 | 0 | 0 | 0 | 0 | 0 | 0 | 0 | 4493 | - | 0 | 0 | - | 0 | 0 | - | 0 | 0 | - | 4493 | - | 0 | 358.3703 | - | 0 | 0 | - | 0 | 0 | -
4494 | 0 | 0 | 0 | 0 | 0 | 0 | 0 | 0 | 0 | 0 | 4494 | 0 | 0 | 0 | 0 | 0 | 0 | 0 | 0 | 0 | 0 | 4494 | - | 0 | 0 | - | 0 | 0 | - | 0 | 0 | - | 4494 | - | 207.5373 | 207.5373 | - | 0 | 0 | - | 0 | 0 | -
4495 | 0 | 0 | 0 | 0 | 0 | 0 | 0 | 0 | 0 | 0 | 4495 | 0 | 0 | 0 | 0 | 0 | 0 | 0 | 0 | 0 | 0 | 4495 | - | 455.3844 | 500 | - | 500 | 500 | - | 500 | 500 | - | 4495 | - | 0 | 0 | - | 0 | 0 | - | 0 | 0 | -
4496 | 0 | 0 | 0 | 0 | 0 | 0 | 0 | 0 | 0 | 0 | 4496 | 0 | 0 | 0 | 0 | 0 | 0 | 0 | 0 | 0 | 0 | 4496 | - | 500 | 500 | - | 500 | 500 | - | 500 | 500 | - | 4496 | - | 0 | 0 | - | 0 | 0 | - | 0 | 0 | -
4497 | 0 | 164.2713 | 0 | 0 | 0 | 0 | 0 | 0 | 0 | 0 | 4497 | 0 | 0 | 0 | 0 | 0 | 0 | 0 | 0 | 0 | 0 | 4497 | - | 500 | 500 | - | 500 | 500 | - | 500 | 500 | - | 4497 | - | 0 | 0 | - | 0 | 0 | - | 0 | 0 | -
4498 | 813.0331 | 496.4052 | 136.2882 | 412.9701 | 632.5474 | 0 | 0 | 626.9784 | 0 | 813.0331 | 4498 | 0 | 0 | 0 | 0 | 0 | 0 | 0 | 0 | 0 | 813.0331 | 4498 | - | 500 | 500 | - | 500 | 500 | - | 500 | 500 | - | 4498 | - | 0 | 0 | - | 0 | 0 | - | 0 | 0 | -
4499 | 760.4024 | 432.8448 | 233.1 | 1231.8586 | 777.5414 | 233.1 | 1492.4119 | 1000 | 233.1 | 760.4024 | 4499 | 0 | 0 | 0 | 0 | 0 | 0 | 0 | 0 | 0 | 760.4024 | 4499 | - | 500 | 500 | - | 500 | 500 | - | 500 | 500 | - | 4499 | - | 0 | 0 | - | 0 | 0 | - | 0 | 0 | -
4500 | 578.4101 | 0 | 9.8605 | 762.6571 | 216.8897 | 146.1487 | 0 | 0 | 0 | 578.4101 | 4500 | 0 | 0 | 0 | 0 | 0 | 0 | 0 | 0 | 0 | 578.4101 | 4500 | - | 500 | 500 | - | 500 | 500 | - | 500 | 500 | - | 4500 | - | 0 | 0 | - | 0 | 0 | - | 0 | 0 | -
4501 | 288.622 | 530.5603 | 0 | 32.9818 | 0 | 0 | 0 | 0 | 0 | 288.622 | 4501 | 0 | 0 | 0 | 0 | 0 | 0 | 0 | 0 | 0 | 288.622 | 4501 | - | 500 | 500 | - | 500 | 500 | - | 500 | 500 | - | 4501 | - | 0 | 0 | - | 0 | 0 | - | 0 | 0 | -
4502 | 0 | 2.8969 | 0 | 0 | 0 | 0 | 948.0558 | 0 | 146.1487 | 0 | 4502 | 0 | 0 | 0 | 0 | 0 | 0 | 0 | 0 | 0 | 0 | 4502 | - | 500 | 500 | - | 282.7541 | 500 | - | 500 | 500 | - | 4502 | - | 0 | 0 | - | 0 | 0 | - | 0 | 0 | -
4503 | 0 | 0 | 0 | 0 | 0 | 0 | 0 | 0 | 0 | 0 | 4503 | 0 | 0 | 0 | 0 | 0 | 0 | 0 | 0 | 0 | 0 | 4503 | - | 119.7171 | 215.6881 | - | 0 | 0 | - | 372.6589 | 372.6589 | - | 4503 | - | 0 | 0 | - | 0 | 0 | - | 0 | 0 | -
4504 | 0 | 0 | 0 | 0 | 0 | 0 | 0 | 0 | 0 | 0 | 4504 | 0 | 0 | 0 | 0 | 0 | 0 | 0 | 0 | 0 | 0 | 4504 | - | 0 | 0 | - | 0 | 0 | - | 0 | 0 | - | 4504 | - | 301.2399 | 0 | - | 0 | 0 | - | 0 | 0 | -
4505 | 0 | 0 | 0 | 0 | 0 | 0 | 0 | 0 | 0 | 0 | 4505 | 0 | 0 | 0 | 0 | 0 | 0 | 0 | 0 | 0 | 0 | 4505 | - | 0 | 0 | - | 0 | 0 | - | 0 | 0 | - | 4505 | - | 500 | 0 | - | 257.7955 | 257.7955 | - | 0 | 0 | -
4506 | 0 | 0 | 0 | 0 | 0 | 0 | 0 | 0 | 0 | 0 | 4506 | 0 | 357.4078 | 0 | 113.5745 | 442.218 | 0 | 403.972 | 316.6156 | 0 | 0 | 4506 | - | 0 | 0 | - | 0 | 0 | - | 0 | 0 | - | 4506 | - | 276.7902 | 488.3651 | - | 500 | 500 | - | 500 | 500 | -
4507 | 0 | 0 | 0 | 0 | 0 | 0 | 0 | 0 | 0 | 0 | 4507 | 645.8125 | 645.8125 | 145.8125 | 1037.52 | 537.52 | 89.2614 | 959.9405 | 459.9405 | 233.1 | 0 | 4507 | - | 0 | 0 | - | 0 | 0 | - | 0 | 0 | - | 4507 | - | 0 | 500 | - | 500 | 500 | - | 500 | 500 | -
4508 | 0 | 0 | 0 | 0 | 0 | 0 | 0 | 0 | 0 | 0 | 4508 | 577.5727 | 77.5727 | 77.5727 | 874.4512 | 403.1937 | 233.1 | 710.485 | 438.5961 | 89.2614 | 0 | 4508 | - | 0 | 0 | - | 0 | 0 | - | 0 | 0 | - | 4508 | - | 500 | 500 | - | 500 | 500 | - | 500 | 500 | -
4509 | 0 | 0 | 0 | 0 | 0 | 0 | 0 | 0 | 0 | 0 | 4509 | 491.1442 | 0 | 0 | 48.8519 | 0 | 0 | 0 | 167.7795 | 0 | 0 | 4509 | - | 0 | 0 | - | 0 | 0 | - | 0 | 0 | - | 4509 | - | 500 | 491.1442 | - | 500 | 500 | - | 500 | 500 | -
4510 | 0 | 0 | 0 | 0 | 0 | 0 | 0 | 0 | 0 | 0 | 4510 | 276.6493 | 0 | 0 | 0 | 0 | 0 | 0 | 0 | 0 | 0 | 4510 | - | 0 | 0 | - | 0 | 0 | - | 0 | 0 | - | 4510 | - | 345.9373 | 345.9373 | - | 269.7131 | 269.7131 | - | 55.3137 | 55.3137 | -
4511 | 0 | 0 | 0 | 0 | 0 | 0 | 0 | 0 | 0 | 0 | 4511 | 0 | 0 | 0 | 0 | 0 | 0 | 0 | 0 | 0 | 0 | 4511 | - | 0 | 0 | - | 0 | 0 | - | 0 | 0 | - | 4511 | - | 97.8533 | 5.2559 | - | 0 | 0 | - | 0 | 0 | -
4512 | 0 | 0 | 0 | 0 | 0 | 0 | 0 | 0 | 0 | 0 | 4512 | 0 | 0 | 0 | 0 | 0 | 0 | 0 | 0 | 0 | 0 | 4512 | - | 0 | 0 | - | 0 | 0 | - | 0 | 0 | - | 4512 | - | 0 | 0 | - | 0 | 0 | - | 0 | 0 | -
4513 | 82.6632 | 0 | 0 | 0 | 0 | 0 | 0 | 0 | 0 | 82.6632 | 4513 | 0 | 0 | 0 | 0 | 0 | 0 | 0 | 0 | 0 | 82.6632 | 4513 | - | 82.6632 | 82.6632 | - | 0 | 0 | - | 0 | 0 | - | 4513 | - | 0 | 0 | - | 0 | 0 | - | 0 | 0 | -
4514 | 4.2722 | 0 | 0 | 0 | 0 | 0 | 0 | 0 | 0 | 4.2722 | 4514 | 0 | 0 | 0 | 0 | 0 | 0 | 0 | 0 | 0 | 4.2722 | 4514 | - | 4.2722 | 4.2722 | - | 0 | 0 | - | 0 | 0 | - | 4514 | - | 0 | 0 | - | 0 | 0 | - | 0 | 0 | -
4515 | 0 | 0 | 0 | 0 | 0 | 0 | 0 | 0 | 0 | 0 | 4515 | 0 | 0 | 0 | 0 | 0 | 0 | 0 | 0 | 0 | 0 | 4515 | - | 0 | 0 | - | 0 | 0 | - | 0 | 0 | - | 4515 | - | 0 | 0 | - | 0 | 0 | - | 0 | 0 | -
4516 | 0 | 0 | 0 | 0 | 0 | 0 | 0 | 0 | 0 | 0 | 4516 | 0 | 132.9805 | 0 | 0 | 0 | 0 | 0 | 0 | 0 | 0 | 4516 | - | 0 | 0 | - | 0 | 0 | - | 0 | 0 | - | 4516 | - | 0 | 132.9805 | - | 0 | 0 | - | 0 | 0 | -
4517 | 0 | 0 | 0 | 0 | 0 | 0 | 0 | 0 | 0 | 0 | 4517 | 157.1138 | 157.1138 | 98.9762 | 0 | 0 | 0 | 0 | 0 | 0 | 0 | 4517 | - | 0 | 0 | - | 0 | 0 | - | 0 | 0 | - | 4517 | - | 0 | 58.1376 | - | 0 | 0 | - | 0 | 0 | -
4518 | 0 | 0 | 0 | 0 | 0 | 0 | 0 | 0 | 0 | 0 | 4518 | 0 | 12.0443 | 0 | 0 | 0 | 0 | 0 | 0 | 0 | 0 | 4518 | - | 0 | 0 | - | 0 | 0 | - | 0 | 0 | - | 4518 | - | 0 | 0 | - | 0 | 0 | - | 0 | 0 | -
4519 | 26.4236 | 0 | 0 | 0 | 0 | 0 | 0 | 0 | 0 | 26.4236 | 4519 | 0 | 0 | 0 | 0 | 0 | 0 | 0 | 0 | 0 | 26.4236 | 4519 | - | 26.4236 | 26.4236 | - | 231.1224 | 120.3809 | - | 49.9718 | 332.1492 | - | 4519 | - | 0 | 0 | - | 0 | 0 | - | 0 | 0 | -
4520 | 348.7394 | 0 | 0 | 393.9372 | 0 | 100.7933 | 485.986 | 34.4404 | 0 | 348.7394 | 4520 | 0 | 0 | 0 | 0 | 0 | 0 | 0 | 0 | 0 | 348.7394 | 4520 | - | 500 | 500 | - | 389.2585 | 500 | - | 500 | 500 | - | 4520 | - | 0 | 0 | - | 0 | 0 | - | 0 | 0 | -
4521 | 755.7239 | 693.1487 | 233.1 | 0 | 110.0878 | 233.1 | 0 | 325.784 | 0 | 755.7239 | 4521 | 0 | 0 | 0 | 0 | 0 | 0 | 0 | 0 | 0 | 755.7239 | 4521 | - | 500 | 500 | - | 500 | 500 | - | 19.0071 | 500 | - | 4521 | - | 0 | 0 | - | 0 | 0 | - | 0 | 0 | -
4522 | 344.3008 | 592.2124 | 146.1487 | 1079.5546 | 721.3095 | 1.2465 | 0 | 0 | 146.1487 | 344.3008 | 4522 | 0 | 0 | 0 | 0 | 0 | 0 | 0 | 0 | 0 | 344.3008 | 4522 | - | 500 | 500 | - | 500 | 500 | - | 500 | 176.8297 | - | 4522 | - | 0 | 0 | - | 0 | 0 | - | 0 | 0 | -
4523 | 794.342 | 341.6173 | 0 | 966.9758 | 735.5015 | 0 | 454.4816 | 266.754 | 0 | 794.342 | 4523 | 0 | 0 | 0 | 0 | 0 | 0 | 0 | 0 | 0 | 794.342 | 4523 | - | 500 | 500 | - | 500 | 500 | - | 500 | 500 | - | 4523 | - | 0 | 0 | - | 0 | 0 | - | 0 | 0 | -
4524 | 170.938 | 0 | 0 | 0 | 0 | 0 | 1500 | 1000 | 233.1 | 170.938 | 4524 | 0 | 0 | 0 | 0 | 0 | 0 | 0 | 0 | 0 | 170.938 | 4524 | - | 500 | 500 | - | 500 | 500 | - | 500 | 500 | - | 4524 | - | 0 | 0 | - | 0 | 0 | - | 0 | 0 | -
4525 | 0 | 0 | 0 | 0 | 44.1089 | 44.1089 | 0 | 0 | 0 | 0 | 4525 | 0 | 0 | 0 | 0 | 0 | 0 | 0 | 0 | 0 | 0 | 4525 | - | 500 | 500 | - | 500 | 500 | - | 468.4454 | 28.4454 | - | 4525 | - | 0 | 0 | - | 0 | 0 | - | 0 | 0 | -
4526 | 0 | 0 | 0 | 0 | 15.9707 | 0 | 0 | 0 | 0 | 0 | 4526 | 0 | 0 | 0 | 0 | 0 | 0 | 0 | 0 | 0 | 0 | 4526 | - | 0 | 0 | - | 0 | 0 | - | 0 | 0 | - | 4526 | - | 0 | 0 | - | 0 | 0 | - | 0 | 0 | -
4527 | 0 | 0 | 0 | 0 | 0 | 0 | 0 | 0 | 0 | 0 | 4527 | 0 | 0 | 0 | 0 | 0 | 0 | 0 | 0 | 0 | 0 | 4527 | - | 0 | 0 | - | 0 | 0 | - | 0 | 0 | - | 4527 | - | 0 | 0 | - | 0 | 0 | - | 0 | 0 | -
4528 | 0 | 0 | 0 | 0 | 0 | 0 | 0 | 0 | 0 | 0 | 4528 | 0 | 0 | 0 | 0 | 0 | 0 | 0 | 0 | 0 | 0 | 4528 | - | 0 | 0 | - | 0 | 0 | - | 0 | 0 | - | 4528 | - | 0 | 0 | - | 0 | 0 | - | 0 | 0 | -
4529 | 0 | 0 | 0 | 0 | 0 | 0 | 0 | 0 | 0 | 0 | 4529 | 0 | 0 | 0 | 0 | 0 | 0 | 0 | 198.7106 | 0 | 0 | 4529 | - | 0 | 0 | - | 0 | 0 | - | 0 | 0 | - | 4529 | - | 379.3025 | 459.4628 | - | 0 | 177.5903 | - | 500 | 500 | -
4530 | 0 | 0 | 0 | 0 | 0 | 0 | 0 | 0 | 0 | 0 | 4530 | 212.828 | 23.1898 | 161.1807 | 0 | 0 | 0 | 777.6071 | 481.6071 | 233.1 | 0 | 4530 | - | 0 | 0 | - | 0 | 0 | - | 0 | 0 | - | 4530 | - | 500 | 312.8676 | - | 500 | 500 | - | 500 | 500 | -
4531 | 0 | 0 | 0 | 0 | 0 | 0 | 0 | 0 | 0 | 0 | 4531 | 359.2403 | 141.3046 | 0 | 459.9917 | 306.6563 | 128.3223 | 569.4712 | 348.2558 | 89.2614 | 0 | 4531 | - | 0 | 0 | - | 0 | 0 | - | 0 | 0 | - | 4531 | - | 500 | 491.3046 | - | 500 | 500 | - | 500 | 500 | -
4532 | 0 | 0 | 0 | 0 | 0 | 0 | 0 | 0 | 0 | 0 | 4532 | 465.1304 | 526.9715 | 0 | 539.2002 | 384.8095 | 32.8584 | 585.5747 | 289.1137 | 0 | 0 | 4532 | - | 0 | 0 | - | 0 | 0 | - | 0 | 0 | - | 4532 | - | 88.159 | 465.1304 | - | 500 | 500 | - | 500 | 500 | -
4533 | 0 | 0 | 0 | 0 | 0 | 0 | 0 | 0 | 0 | 0 | 4533 | 0 | 0 | 0 | 38.0069 | 0 | 0 | 0 | 0 | 0 | 0 | 4533 | - | 0 | 0 | - | 0 | 0 | - | 0 | 0 | - | 4533 | - | 500 | 388.6962 | - | 500 | 500 | - | 500 | 455.4124 | -
4534 | 0 | 0 | 0 | 0 | 0 | 0 | 0 | 0 | 0 | 0 | 4534 | 0 | 0 | 0 | 0 | 0 | 0 | 0 | 0 | 0 | 0 | 4534 | - | 0 | 0 | - | 0 | 0 | - | 0 | 0 | - | 4534 | - | 488.6591 | 338.6591 | - | 270.3283 | 500 | - | 200 | 244.5876 | -
4535 | 0 | 0 | 0 | 0 | 0 | 0 | 244.6753 | 0 | 0 | 0 | 4535 | 0 | 0 | 0 | 0 | 0 | 0 | 0 | 0 | 0 | 0 | 4535 | - | 0 | 0 | - | 0 | 0 | - | 0 | 0 | - | 4535 | - | 243.8794 | 243.8794 | - | 429.6717 | 22.4097 | - | 0 | 0 | -
4536 | 0 | 0 | 0 | 0 | 0 | 0 | 808.8003 | 736.7311 | 189.6243 | 0 | 4536 | 0 | 0 | 0 | 0 | 0 | 0 | 0 | 0 | 0 | 0 | 4536 | - | 0 | 0 | - | 0 | 0 | - | 0 | 0 | - | 4536 | - | 0 | 0 | - | 0 | 0 | - | 0 | 0 | -
4537 | 0 | 0 | 0 | 0 | 0 | 0 | 0 | 0 | 0 | 0 | 4537 | 282.3396 | 0 | 0 | 0 | 0 | 0 | 0 | 0 | 0 | 0 | 4537 | - | 0 | 0 | - | 0 | 0 | - | 0 | 0 | - | 4537 | - | 369.4102 | 369.4102 | - | 0 | 0 | - | 0 | 0 | -
4538 | 0 | 0 | 0 | 0 | 0 | 0 | 0 | 0 | 0 | 0 | 4538 | 120.7211 | 0 | 0 | 0 | 0 | 0 | 0 | 0 | 0 | 0 | 4538 | - | 0 | 0 | - | 0 | 0 | - | 0 | 0 | - | 4538 | - | 270.7211 | 270.7211 | - | 0 | 0 | - | 0 | 0 | -
4539 | 0 | 0 | 0 | 0 | 0 | 0 | 0 | 0 | 0 | 0 | 4539 | 102.5426 | 0 | 0 | 0 | 0 | 0 | 0 | 0 | 0 | 0 | 4539 | - | 0 | 0 | - | 0 | 0 | - | 0 | 0 | - | 4539 | - | 252.5426 | 252.5426 | - | 0 | 0 | - | 0 | 0 | -
4540 | 0 | 0 | 0 | 0 | 0 | 0 | 0 | 0 | 0 | 0 | 4540 | 224.6234 | 0 | 0 | 0 | 0 | 0 | 0 | 0 | 0 | 0 | 4540 | - | 0 | 0 | - | 0 | 0 | - | 0 | 0 | - | 4540 | - | 224.6234 | 224.6234 | - | 460.3038 | 174.7801 | - | 0 | 0 | -
4541 | 0 | 0 | 0 | 0 | 0 | 0 | 0 | 0 | 0 | 0 | 4541 | 306.9722 | 0 | 0 | 0 | 0 | 0 | 0 | 0 | 0 | 0 | 4541 | - | 0 | 0 | - | 0 | 0 | - | 0 | 0 | - | 4541 | - | 456.9722 | 456.9722 | - | 500 | 500 | - | 500 | 479.6982 | -
4542 | 0 | 0 | 0 | 0 | 0 | 0 | 0 | 0 | 0 | 0 | 4542 | 0 | 0 | 0 | 0 | 0 | 0 | 0 | 0 | 0 | 0 | 4542 | - | 0 | 0 | - | 0 | 0 | - | 0 | 0 | - | 4542 | - | 132.9514 | 121.9514 | - | 107.3934 | 500 | - | 200 | 220.3018 | -
4543 | 0 | 0 | 0 | 0 | 0 | 0 | 0 | 0 | 0 | 0 | 4543 | 0 | 0 | 0 | 0 | 0 | 0 | 0 | 0 | 0 | 0 | 4543 | - | 0 | 0 | - | 0 | 0 | - | 0 | 0 | - | 4543 | - | 0 | 0 | - | 0 | 0 | - | 0 | 0 | -
4544 | 0 | 0 | 0 | 0 | 0 | 0 | 0 | 0 | 0 | 0 | 4544 | 0 | 0 | 0 | 0 | 0 | 0 | 0 | 0 | 0 | 0 | 4544 | - | 0 | 1.1294 | - | 0 | 0 | - | 0 | 0 | - | 4544 | - | 0 | 0 | - | 0 | 0 | - | 0 | 0 | -
4545 | 0 | 0 | 0 | 0 | 0 | 0 | 0 | 0 | 0 | 0 | 4545 | 0 | 0 | 0 | 0 | 0 | 0 | 0 | 0 | 0 | 0 | 4545 | - | 0 | 500 | - | 0 | 0 | - | 0 | 0 | - | 4545 | - | 0 | 0 | - | 0 | 0 | - | 0 | 0 | -
4546 | 0 | 0 | 0 | 0 | 0 | 0 | 0 | 0 | 0 | 0 | 4546 | 0 | 0 | 0 | 0 | 0 | 0 | 0 | 0 | 0 | 0 | 4546 | - | 500 | 500 | - | 0 | 0 | - | 0 | 0 | - | 4546 | - | 0 | 0 | - | 0 | 0 | - | 0 | 0 | -
4547 | 1296.5328 | 0 | 0 | 0 | 0 | 0 | 0 | 0 | 0 | 1296.5328 | 4547 | 0 | 0 | 0 | 0 | 0 | 0 | 0 | 0 | 0 | 1296.5328 | 4547 | - | 500 | 500 | - | 0 | 0 | - | 0 | 0 | - | 4547 | - | 0 | 0 | - | 0 | 0 | - | 0 | 0 | -
4548 | 0 | 0 | 0 | 0 | 0 | 84.611 | 0 | 0 | 0 | 0 | 4548 | 0 | 0 | 0 | 0 | 0 | 0 | 0 | 0 | 0 | 0 | 4548 | - | 372.7032 | 500 | - | 0 | 0 | - | 0 | 0 | - | 4548 | - | 0 | 0 | - | 0 | 0 | - | 0 | 0 | -
4549 | 0 | 0 | 0 | 0 | 0 | 0 | 0 | 0 | 0 | 0 | 4549 | 0 | 0 | 0 | 0 | 0 | 0 | 0 | 0 | 0 | 0 | 4549 | - | 0 | 500 | - | 0 | 0 | - | 0 | 0 | - | 4549 | - | 0 | 0 | - | 0 | 0 | - | 0 | 0 | -
4550 | 1143.9348 | 0 | 0 | 0 | 0 | 0 | 0 | 0 | 0 | 1143.9348 | 4550 | 0 | 0 | 0 | 0 | 0 | 0 | 0 | 0 | 0 | 1143.9348 | 4550 | - | 500 | 500 | - | 0 | 0 | - | 0 | 0 | - | 4550 | - | 0 | 0 | - | 0 | 0 | - | 0 | 0 | -
4551 | 0 | 0 | 0 | 0 | 0 | 0 | 0 | 0 | 0 | 0 | 4551 | 0 | 0 | 0 | 0 | 0 | 0 | 0 | 0 | 0 | 0 | 4551 | - | 0 | 0 | - | 0 | 0 | - | 0 | 0 | - | 4551 | - | 0 | 0 | - | 0 | 0 | - | 0 | 0 | -
4552 | 0 | 0 | 0 | 0 | 0 | 0 | 0 | 0 | 0 | 0 | 4552 | 203.2924 | 0 | 0 | 0 | 0 | 0 | 0 | 0 | 0 | 0 | 4552 | - | 0 | 0 | - | 0 | 0 | - | 0 | 0 | - | 4552 | - | 203.2924 | 203.2924 | - | 0 | 0 | - | 0 | 0 | -
4553 | 0 | 0 | 0 | 0 | 0 | 0 | 0 | 0 | 0 | 0 | 4553 | 504.0326 | 4.0326 | 4.0326 | 0 | 0 | 0 | 0 | 0 | 0 | 0 | 4553 | - | 0 | 0 | - | 0 | 0 | - | 0 | 0 | - | 4553 | - | 500 | 500 | - | 132.3027 | 0 | - | 500 | 500 | -
4554 | 0 | 0 | 0 | 0 | 0 | 0 | 0 | 0 | 0 | 0 | 4554 | 542.9867 | 426.4806 | 42.9867 | 1037.1988 | 691.4658 | 233.1 | 837.403 | 518.7261 | 161.1807 | 0 | 4554 | - | 0 | 0 | - | 0 | 0 | - | 0 | 0 | - | 4554 | - | 116.5061 | 500 | - | 500 | 500 | - | 500 | 500 | -
4555 | 0 | 0 | 0 | 0 | 0 | 0 | 0 | 0 | 0 | 0 | 4555 | 592.6591 | 92.6591 | 92.6591 | 0 | 0 | 0 | 199.7957 | 172.7398 | 0 | 0 | 4555 | - | 0 | 0 | - | 0 | 0 | - | 0 | 0 | - | 4555 | - | 500 | 500 | - | 500 | 500 | - | 500 | 500 | -
4556 | 0 | 0 | 0 | 0 | 0 | 0 | 0 | 0 | 0 | 0 | 4556 | 231.4266 | 0 | 0 | 0 | 0 | 0 | 0 | 0 | 0 | 0 | 4556 | - | 0 | 0 | - | 0 | 0 | - | 0 | 0 | - | 4556 | - | 279.2766 | 279.2766 | - | 500 | 500 | - | 500 | 500 | -
4557 | 0 | 0 | 0 | 0 | 0 | 0 | 0 | 0 | 0 | 0 | 4557 | 0 | 115.9121 | 0 | 0 | 0 | 0 | 0 | 0 | 0 | 0 | 4557 | - | 0 | 0 | - | 0 | 0 | - | 0 | 0 | - | 4557 | - | 0 | 115.9121 | - | 0 | 0 | - | 0 | 0 | -
4558 | 0 | 0 | 0 | 0 | 0 | 0 | 0 | 0 | 0 | 0 | 4558 | 0 | 0 | 0 | 0 | 0 | 0 | 0 | 0 | 0 | 0 | 4558 | - | 0 | 0 | - | 0 | 0 | - | 0 | 0 | - | 4558 | - | 23.8755 | 23.8755 | - | 0 | 0 | - | 0 | 0 | -
4559 | 0 | 0 | 0 | 0 | 0 | 0 | 0 | 0 | 0 | 0 | 4559 | 0 | 0 | 0 | 0 | 0 | 0 | 0 | 0 | 0 | 0 | 4559 | - | 0 | 0 | - | 0 | 0 | - | 0 | 0 | - | 4559 | - | 37.003 | 37.003 | - | 0 | 0 | - | 0 | 0 | -
4560 | 0 | 0 | 0 | 0 | 0 | 0 | 0 | 0 | 0 | 0 | 4560 | 0 | 0 | 0 | 0 | 0 | 0 | 0 | 0 | 0 | 0 | 4560 | - | 0 | 0 | - | 0 | 0 | - | 0 | 0 | - | 4560 | - | 28.0532 | 28.0532 | - | 0 | 0 | - | 0 | 0 | -
4561 | 0 | 0 | 0 | 0 | 0 | 0 | 0 | 0 | 0 | 0 | 4561 | 0 | 0 | 0 | 0 | 0 | 0 | 0 | 0 | 0 | 0 | 4561 | - | 0 | 0 | - | 0 | 0 | - | 0 | 0 | - | 4561 | - | 103.7569 | 103.7569 | - | 0 | 0 | - | 0 | 0 | -
4562 | 0 | 0 | 0 | 0 | 0 | 0 | 0 | 0 | 0 | 0 | 4562 | 0 | 0 | 0 | 0 | 0 | 0 | 0 | 0 | 0 | 0 | 4562 | - | 0 | 0 | - | 0 | 0 | - | 0 | 0 | - | 4562 | - | 71.4315 | 71.4315 | - | 0 | 0 | - | 0 | 0 | -
4563 | 0 | 0 | 0 | 0 | 0 | 0 | 0 | 0 | 0 | 0 | 4563 | 0 | 0 | 0 | 0 | 0 | 0 | 0 | 0 | 0 | 0 | 4563 | - | 0 | 0 | - | 0 | 0 | - | 0 | 0 | - | 4563 | - | 15.4414 | 15.4414 | - | 0 | 0 | - | 0 | 0 | -
4564 | 0 | 0 | 0 | 0 | 0 | 0 | 0 | 0 | 0 | 0 | 4564 | 0 | 0 | 0 | 0 | 0 | 0 | 0 | 0 | 0 | 0 | 4564 | - | 0 | 0 | - | 0 | 0 | - | 0 | 0 | - | 4564 | - | 43.4603 | 43.4603 | - | 0 | 0 | - | 0 | 0 | -
4565 | 0 | 0 | 0 | 0 | 0 | 0 | 0 | 0 | 0 | 0 | 4565 | 0 | 52.3813 | 21.5022 | 0 | 0 | 0 | 0 | 0 | 0 | 0 | 4565 | - | 0 | 0 | - | 0 | 0 | - | 0 | 0 | - | 4565 | - | 0 | 30.8791 | - | 0 | 0 | - | 0 | 0 | -
4566 | 0 | 0 | 0 | 0 | 0 | 0 | 0 | 0 | 0 | 0 | 4566 | 0 | 0 | 0 | 0 | 0 | 0 | 0 | 0 | 0 | 0 | 4566 | - | 0 | 0 | - | 0 | 0 | - | 0 | 0 | - | 4566 | - | 0 | 0 | - | 0 | 0 | - | 0 | 0 | -
4567 | 0 | 0 | 0 | 0 | 0 | 0 | 0 | 0 | 0 | 0 | 4567 | 0 | 0 | 0 | 0 | 0 | 0 | 0 | 0 | 0 | 0 | 4567 | - | 500 | 500 | - | 0 | 0 | - | 0 | 0 | - | 4567 | - | 0 | 0 | - | 0 | 0 | - | 0 | 0 | -
4568 | 68.5332 | 0 | 0 | 0 | 0 | 0 | 0 | 0 | 0 | 68.5332 | 4568 | 0 | 0 | 0 | 0 | 0 | 0 | 0 | 0 | 0 | 68.5332 | 4568 | - | 500 | 500 | - | 500 | 500 | - | 500 | 500 | - | 4568 | - | 0 | 0 | - | 0 | 0 | - | 0 | 0 | -
4569 | 435.515 | 0 | 0 | 382.7141 | 0 | 0 | 239.9429 | 492.5571 | 0 | 435.515 | 4569 | 0 | 0 | 0 | 0 | 0 | 0 | 0 | 0 | 0 | 435.515 | 4569 | - | 500 | 500 | - | 500 | 500 | - | 500 | 500 | - | 4569 | - | 0 | 0 | - | 0 | 0 | - | 0 | 0 | -
4570 | 366.0968 | 0 | 0 | 322.0138 | 0 | 0 | 210.8037 | 606.6162 | 0 | 366.0968 | 4570 | 0 | 0 | 0 | 0 | 0 | 0 | 0 | 0 | 0 | 366.0968 | 4570 | - | 500 | 500 | - | 500 | 500 | - | 500 | 500 | - | 4570 | - | 0 | 0 | - | 0 | 0 | - | 0 | 0 | -
4571 | 808.0367 | 347.4128 | 233.1 | 790.7089 | 1000 | 233.1 | 975.0905 | 0 | 146.1487 | 808.0367 | 4571 | 0 | 0 | 0 | 0 | 0 | 0 | 0 | 0 | 0 | 808.0367 | 4571 | - | 500 | 500 | - | 500 | 500 | - | 500 | 500 | - | 4571 | - | 0 | 0 | - | 0 | 0 | - | 0 | 0 | -
4572 | 390.4992 | 1000 | 146.1487 | 479.971 | 361.9186 | 88.0039 | 211.6559 | 527.8051 | 233.1 | 390.4992 | 4572 | 0 | 0 | 0 | 0 | 0 | 0 | 0 | 0 | 0 | 390.4992 | 4572 | - | 500 | 500 | - | 500 | 500 | - | 500 | 500 | - | 4572 | - | 0 | 0 | - | 0 | 0 | - | 0 | 0 | -
4573 | 371.7867 | 0 | 0 | 465.0598 | 265.0598 | 58.1447 | 802.9746 | 0 | 0 | 371.7867 | 4573 | 0 | 0 | 0 | 0 | 0 | 0 | 0 | 0 | 0 | 371.7867 | 4573 | - | 500 | 500 | - | 500 | 500 | - | 500 | 500 | - | 4573 | - | 0 | 0 | - | 0 | 0 | - | 0 | 0 | -
4574 | 0 | 279.5656 | 0 | 0 | 0 | 0 | 0 | 0 | 0 | 0 | 4574 | 0 | 0 | 0 | 0 | 0 | 0 | 0 | 0 | 0 | 0 | 4574 | - | 500 | 500 | - | 500 | 500 | - | 500 | 500 | - | 4574 | - | 0 | 0 | - | 0 | 0 | - | 0 | 0 | -
4575 | 0 | 0 | 0 | 0 | 0 | 0 | 0 | 0 | 0 | 0 | 4575 | 0 | 0 | 0 | 0 | 0 | 0 | 0 | 0 | 0 | 0 | 4575 | - | 500 | 500 | - | 500 | 500 | - | 402.1801 | 439.6786 | - | 4575 | - | 0 | 0 | - | 0 | 0 | - | 0 | 0 | -
4576 | 0 | 0 | 0 | 0 | 0 | 0 | 0 | 0 | 0 | 0 | 4576 | 0 | 0 | 0 | 0 | 0 | 0 | 0 | 0 | 0 | 0 | 4576 | - | 93.8878 | 500 | - | 0 | 0 | - | 0 | 0 | - | 4576 | - | 0 | 0 | - | 0 | 0 | - | 0 | 0 | -
4577 | 0 | 0 | 0 | 0 | 0 | 0 | 0 | 0 | 0 | 0 | 4577 | 0 | 0 | 0 | 0 | 0 | 0 | 0 | 0 | 0 | 0 | 4577 | - | 0 | 0 | - | 0 | 0 | - | 0 | 0 | - | 4577 | - | 0 | 0 | - | 0 | 0 | - | 0 | 0 | -
4578 | 0 | 0 | 0 | 0 | 0 | 0 | 0 | 0 | 0 | 0 | 4578 | 508.9979 | 211.6798 | 191.0627 | 0 | 0 | 0 | 51.3568 | 51.3568 | 0 | 0 | 4578 | - | 0 | 0 | - | 0 | 0 | - | 0 | 0 | - | 4578 | - | 479.383 | 500 | - | 0 | 0 | - | 0 | 0 | -
4579 | 0 | 0 | 0 | 0 | 0 | 0 | 0 | 0 | 0 | 0 | 4579 | 477.8638 | 627.8638 | 127.8638 | 541.2813 | 96.4414 | 0 | 452.4279 | 452.4279 | 89.2614 | 0 | 4579 | - | 0 | 0 | - | 0 | 0 | - | 0 | 0 | - | 4579 | - | 0 | 500 | - | 500 | 500 | - | 0 | 363.1665 | -
4580 | 0 | 0 | 0 | 0 | 0 | 0 | 0 | 0 | 0 | 0 | 4580 | 398.5854 | 48.5854 | 3.4349 | 365.9202 | 407.1336 | 0 | 465.6656 | 465.6656 | 233.1 | 0 | 4580 | - | 0 | 0 | - | 0 | 0 | - | 0 | 0 | - | 4580 | - | 500 | 500 | - | 0 | 80.8758 | - | 0 | 232.5656 | -
4581 | 0 | 0 | 0 | 0 | 0 | 0 | 0 | 0 | 0 | 0 | 4581 | 298.3854 | 0 | 0 | 302.7212 | 357.8812 | 0 | 414.9874 | 116.3711 | 0 | 0 | 4581 | - | 0 | 0 | - | 0 | 0 | - | 0 | 0 | - | 4581 | - | 448.3854 | 448.3854 | - | 0 | 0 | - | 298.6163 | 30.4075 | -
4582 | 0 | 0 | 0 | 0 | 0 | 0 | 0 | 0 | 0 | 0 | 4582 | 189.2356 | 0 | 0 | 0 | 0 | 98.5472 | 297.1496 | 0 | 0 | 0 | 4582 | - | 0 | 0 | - | 0 | 0 | - | 0 | 0 | - | 4582 | - | 339.2356 | 339.2356 | - | 153.7072 | 0 | - | 297.1496 | 0 | -
4583 | 0 | 0 | 0 | 0 | 0 | 0 | 0 | 0 | 0 | 0 | 4583 | 0 | 95.0713 | 0 | 0 | 0 | 0 | 0 | 0 | 0 | 0 | 4583 | - | 0 | 0 | - | 0 | 0 | - | 0 | 0 | - | 4583 | - | 0 | 95.0713 | - | 0 | 0 | - | 0 | 0 | -
4584 | 0 | 0 | 0 | 0 | 0 | 0 | 0 | 0 | 0 | 0 | 4584 | 58.3988 | 208.3988 | 0 | 287.4019 | 183.4628 | 0 | 228.2737 | 187.0738 | 0 | 0 | 4584 | - | 0 | 0 | - | 0 | 0 | - | 0 | 0 | - | 4584 | - | 0 | 208.3988 | - | 103.9391 | 287.4019 | - | 0 | 0 | -
4585 | 0 | 0 | 0 | 0 | 0 | 0 | 0 | 0 | 0 | 0 | 4585 | 103.1415 | 0 | 0 | 338.0127 | 338.0127 | 0 | 164.5364 | 110.0364 | 0 | 0 | 4585 | - | 0 | 0 | - | 0 | 0 | - | 0 | 0 | - | 4585 | - | 253.1415 | 253.1415 | - | 0 | 163.7877 | - | 0 | 0 | -
4586 | 0 | 0 | 0 | 0 | 0 | 0 | 0 | 0 | 0 | 0 | 4586 | 39.7891 | 189.7891 | 0 | 239.0602 | 0 | 223.8142 | 0 | 0 | 0 | 0 | 4586 | - | 0 | 0 | - | 0 | 0 | - | 0 | 0 | - | 4586 | - | 0 | 189.7891 | - | 163.6172 | 0 | - | 0 | 0 | -
4587 | 0 | 0 | 0 | 0 | 0 | 0 | 0 | 0 | 0 | 0 | 4587 | 0 | 0 | 0 | 0 | 0 | 0 | 0 | 0 | 0 | 0 | 4587 | - | 0 | 0 | - | 0 | 0 | - | 0 | 0 | - | 4587 | - | 113.2326 | 113.2326 | - | 85.582 | 0 | - | 0 | 0 | -
4588 | 0 | 0 | 0 | 0 | 0 | 0 | 0 | 0 | 0 | 0 | 4588 | 0 | 0 | 0 | 0 | 0 | 0 | 0 | 0 | 0 | 0 | 4588 | - | 0 | 0 | - | 0 | 0 | - | 0 | 0 | - | 4588 | - | 128.5141 | 128.5141 | - | 0 | 0 | - | 0 | 0 | -
4589 | 0 | 0 | 0 | 0 | 0 | 0 | 0 | 0 | 0 | 0 | 4589 | 0 | 1.5436 | 0 | 0 | 0 | 0 | 0 | 0 | 0 | 0 | 4589 | - | 0 | 0 | - | 0 | 0 | - | 0 | 0 | - | 4589 | - | 0 | 1.5436 | - | 0 | 0 | - | 0 | 0 | -
4590 | 0 | 0 | 0 | 0 | 0 | 0 | 0 | 0 | 0 | 0 | 4590 | 0 | 0 | 0 | 0 | 0 | 0 | 0 | 0 | 0 | 0 | 4590 | - | 0 | 0 | - | 0 | 0 | - | 0 | 0 | - | 4590 | - | 0 | 0 | - | 0 | 0 | - | 0 | 0 | -
4591 | 0 | 0 | 0 | 0 | 0 | 0 | 0 | 0 | 0 | 0 | 4591 | 0 | 0 | 0 | 0 | 0 | 0 | 0 | 0 | 0 | 0 | 4591 | - | 139.8409 | 500 | - | 0 | 0 | - | 0 | 0 | - | 4591 | - | 0 | 0 | - | 0 | 0 | - | 0 | 0 | -
4592 | 0 | 0 | 0 | 0 | 0 | 0 | 0 | 0 | 233.1 | 0 | 4592 | 0 | 0 | 0 | 0 | 0 | 0 | 0 | 0 | 0 | 0 | 4592 | - | 500 | 500 | - | 409.6857 | 409.6857 | - | 500 | 500 | - | 4592 | - | 0 | 0 | - | 0 | 0 | - | 0 | 0 | -
4593 | 59.3518 | 0 | 0 | 0 | 0 | 0 | 0 | 0 | 0 | 59.3518 | 4593 | 0 | 0 | 0 | 0 | 0 | 0 | 0 | 0 | 0 | 59.3518 | 4593 | - | 500 | 500 | - | 500 | 500 | - | 500 | 500 | - | 4593 | - | 0 | 0 | - | 0 | 0 | - | 0 | 0 | -
4594 | 94.8525 | 0 | 0 | 520.6344 | 376.1037 | 0 | 0 | 0 | 0 | 94.8525 | 4594 | 0 | 0 | 0 | 0 | 0 | 0 | 0 | 0 | 0 | 94.8525 | 4594 | - | 500 | 500 | - | 500 | 500 | - | 500 | 500 | - | 4594 | - | 0 | 0 | - | 0 | 0 | - | 0 | 0 | -
4595 | 850.1394 | 350.1394 | 233.1 | 1196.1053 | 901.2332 | 233.1 | 940.4677 | 1000 | 146.1487 | 850.1394 | 4595 | 0 | 0 | 0 | 0 | 0 | 0 | 0 | 0 | 0 | 850.1394 | 4595 | - | 500 | 500 | - | 500 | 500 | - | 500 | 500 | - | 4595 | - | 0 | 0 | - | 0 | 0 | - | 0 | 0 | -
4596 | 1436.1241 | 949.1045 | 0 | 723.728 | 349.6415 | 146.1487 | 1500 | 0 | 0 | 1436.1241 | 4596 | 0 | 0 | 0 | 0 | 0 | 0 | 0 | 0 | 0 | 1436.1241 | 4596 | - | 500 | 500 | - | 500 | 500 | - | 500 | 500 | - | 4596 | - | 0 | 0 | - | 0 | 0 | - | 0 | 0 | -
4597 | 0 | 327.7346 | 146.1487 | 0 | 0 | 0 | 0 | 626.9784 | 0 | 0 | 4597 | 0 | 0 | 0 | 0 | 0 | 0 | 0 | 0 | 0 | 0 | 4597 | - | 500 | 500 | - | 500 | 500 | - | 500 | 500 | - | 4597 | - | 0 | 0 | - | 0 | 0 | - | 0 | 0 | -
4598 | 0 | 0 | 0 | 0 | 0 | 0 | 0 | 0 | 0 | 0 | 4598 | 0 | 0 | 0 | 0 | 0 | 0 | 0 | 0 | 0 | 0 | 4598 | - | 500 | 500 | - | 500 | 500 | - | 500 | 500 | - | 4598 | - | 0 | 0 | - | 0 | 0 | - | 0 | 0 | -
4599 | 0 | 0 | 0 | 0 | 0 | 0 | 0 | 0 | 0 | 0 | 4599 | 0 | 0 | 0 | 0 | 0 | 0 | 0 | 0 | 0 | 0 | 4599 | - | 500 | 500 | - | 500 | 500 | - | 0 | 0 | - | 4599 | - | 0 | 0 | - | 0 | 0 | - | 0 | 0 | -
4600 | 0 | 0 | 0 | 0 | 0 | 0 | 0 | 0 | 0 | 0 | 4600 | 0 | 0 | 0 | 0 | 0 | 0 | 0 | 0 | 0 | 0 | 4600 | - | 0 | 0 | - | 0 | 0 | - | 0 | 0 | - | 4600 | - | 0 | 0 | - | 0 | 0 | - | 0 | 0 | -
4601 | 0 | 0 | 0 | 0 | 0 | 0 | 0 | 0 | 0 | 0 | 4601 | 0 | 0 | 0 | 0 | 0 | 0 | 0 | 0 | 0 | 0 | 4601 | - | 0 | 0 | - | 0 | 0 | - | 0 | 0 | - | 4601 | - | 0 | 0 | - | 500 | 500 | - | 235.2866 | 380.3311 | -
4602 | 0 | 0 | 0 | 0 | 0 | 0 | 0 | 0 | 0 | 0 | 4602 | 484.9692 | 52.6235 | 47.8893 | 619.6881 | 212.8055 | 178.9546 | 0 | 0 | 0 | 0 | 4602 | - | 0 | 0 | - | 0 | 0 | - | 0 | 0 | - | 4602 | - | 500 | 500 | - | 500 | 500 | - | 500 | 500 | -
4603 | 0 | 0 | 0 | 0 | 0 | 0 | 0 | 0 | 0 | 0 | 4603 | 597.9201 | 97.9201 | 97.9201 | 604.4422 | 104.4422 | 0 | 381.6109 | 540.1451 | 0 | 0 | 4603 | - | 0 | 0 | - | 0 | 0 | - | 0 | 0 | - | 4603 | - | 500 | 500 | - | 500 | 500 | - | 500 | 500 | -
4604 | 0 | 0 | 0 | 0 | 0 | 0 | 0 | 0 | 0 | 0 | 4604 | 607.6152 | 107.6152 | 107.6152 | 850.2672 | 575.9151 | 143.4068 | 929.471 | 429.471 | 233.1 | 0 | 4604 | - | 0 | 0 | - | 0 | 0 | - | 0 | 0 | - | 4604 | - | 500 | 500 | - | 500 | 500 | - | 500 | 500 | -
4605 | 0 | 0 | 0 | 0 | 0 | 0 | 0 | 0 | 0 | 0 | 4605 | 383.8931 | 68.9368 | 68.9368 | 0 | 489.7688 | 0 | 763.3156 | 413.3156 | 89.2614 | 0 | 4605 | - | 0 | 0 | - | 0 | 0 | - | 0 | 0 | - | 4605 | - | 500 | 500 | - | 500 | 500 | - | 500 | 500 | -
4606 | 0 | 0 | 0 | 0 | 0 | 0 | 0 | 0 | 0 | 0 | 4606 | 0 | 15.1122 | 0 | 0 | 0 | 0 | 0 | 0 | 0 | 0 | 4606 | - | 0 | 0 | - | 0 | 0 | - | 0 | 0 | - | 4606 | - | 500 | 500 | - | 500 | 500 | - | 500 | 500 | -
4607 | 0 | 0 | 0 | 0 | 0 | 0 | 0 | 0 | 0 | 0 | 4607 | 0 | 258.8748 | 0 | 0 | 0 | 0 | 0 | 0 | 0 | 0 | 4607 | - | 0 | 0 | - | 0 | 0 | - | 0 | 0 | - | 4607 | - | 248.332 | 500 | - | 500 | 500 | - | 371.2527 | 500 | -
4608 | 0 | 0 | 0 | 0 | 0 | 0 | 0 | 0 | 0 | 0 | 4608 | 0 | 0 | 0 | 0 | 0 | 0 | 0 | 0 | 0 | 0 | 4608 | - | 0 | 0 | - | 0 | 0 | - | 0 | 0 | - | 4608 | - | 455.6031 | 0 | - | 500 | 500 | - | 500 | 500 | -
4609 | 0 | 0 | 0 | 0 | 0 | 0 | 0 | 0 | 0 | 0 | 4609 | 0 | 0 | 0 | 0 | 0 | 0 | 0 | 0 | 0 | 0 | 4609 | - | 0 | 0 | - | 0 | 0 | - | 0 | 0 | - | 4609 | - | 0 | 0 | - | 500 | 500 | - | 443.4607 | 0 | -
4610 | 0 | 0 | 0 | 0 | 0 | 0 | 0 | 0 | 0 | 0 | 4610 | 0 | 0 | 0 | 0 | 0 | 0 | 0 | 0 | 0 | 0 | 4610 | - | 0 | 0 | - | 0 | 0 | - | 0 | 0 | - | 4610 | - | 0 | 0 | - | 500 | 500 | - | 0 | 0 | -
4611 | 0 | 0 | 0 | 0 | 0 | 0 | 0 | 0 | 0 | 0 | 4611 | 0 | 0 | 0 | 0 | 0 | 0 | 0 | 0 | 0 | 0 | 4611 | - | 0 | 0 | - | 0 | 0 | - | 0 | 0 | - | 4611 | - | 54.3974 | 0 | - | 54.1107 | 54.1107 | - | 0 | 0 | -
4612 | 0 | 0 | 0 | 0 | 0 | 0 | 0 | 0 | 0 | 0 | 4612 | 0 | 431.0954 | 0 | 0 | 0 | 0 | 0 | 0 | 0 | 0 | 4612 | - | 0 | 0 | - | 0 | 0 | - | 0 | 0 | - | 4612 | - | 0 | 0 | - | 0 | 0 | - | 0 | 0 | -
4613 | 0 | 0 | 0 | 0 | 0 | 0 | 0 | 0 | 0 | 0 | 4613 | 0 | 350.7537 | 0 | 0 | 0 | 0 | 0 | 0 | 0 | 0 | 4613 | - | 0 | 0 | - | 0 | 0 | - | 0 | 0 | - | 4613 | - | 0 | 258.3325 | - | 0 | 0 | - | 0 | 0 | -
4614 | 0 | 0 | 0 | 0 | 0 | 0 | 0 | 0 | 0 | 0 | 4614 | 0 | 0 | 0 | 0 | 0 | 0 | 0 | 0 | 0 | 0 | 4614 | - | 0 | 0 | - | 0 | 0 | - | 0 | 0 | - | 4614 | - | 0 | 0 | - | 0 | 0 | - | 0 | 0 | -
4615 | 0 | 0 | 0 | 0 | 0 | 0 | 0 | 0 | 0 | 0 | 4615 | 0 | 0 | 0 | 0 | 0 | 0 | 0 | 0 | 0 | 0 | 4615 | - | 500 | 500 | - | 252.2869 | 252.2869 | - | 0 | 50.0774 | - | 4615 | - | 0 | 0 | - | 0 | 0 | - | 0 | 0 | -
4616 | 0 | 0 | 0 | 0 | 0 | 0 | 0 | 0 | 0 | 0 | 4616 | 0 | 0 | 0 | 0 | 0 | 0 | 0 | 0 | 0 | 0 | 4616 | - | 500 | 500 | - | 500 | 500 | - | 500 | 500 | - | 4616 | - | 0 | 0 | - | 0 | 0 | - | 0 | 0 | -
4617 | 0 | 0 | 0 | 0 | 0 | 0 | 0 | 0 | 0 | 0 | 4617 | 0 | 0 | 0 | 0 | 0 | 0 | 0 | 0 | 0 | 0 | 4617 | - | 500 | 500 | - | 500 | 500 | - | 500 | 500 | - | 4617 | - | 0 | 0 | - | 0 | 0 | - | 0 | 0 | -
4618 | 860.0268 | 529.6678 | 34.9488 | 0 | 0 | 0 | 1500 | 0 | 0 | 860.0268 | 4618 | 0 | 0 | 0 | 0 | 0 | 0 | 0 | 0 | 0 | 860.0268 | 4618 | - | 500 | 500 | - | 500 | 500 | - | 500 | 500 | - | 4618 | - | 0 | 0 | - | 0 | 0 | - | 0 | 0 | -
4619 | 969.2409 | 718.1107 | 233.1 | 1484.4631 | 626.9784 | 146.1487 | 392.5062 | 626.9784 | 146.1487 | 969.2409 | 4619 | 0 | 0 | 0 | 0 | 0 | 0 | 0 | 0 | 0 | 969.2409 | 4619 | - | 500 | 500 | - | 500 | 500 | - | 500 | 500 | - | 4619 | - | 0 | 0 | - | 0 | 0 | - | 0 | 0 | -
4620 | 611.1999 | 379.1999 | 111.1999 | 956.0045 | 1000 | 233.1 | 0 | 1000 | 233.1 | 611.1999 | 4620 | 0 | 0 | 0 | 0 | 0 | 0 | 0 | 0 | 0 | 611.1999 | 4620 | - | 500 | 500 | - | 500 | 500 | - | 500 | 500 | - | 4620 | - | 0 | 0 | - | 0 | 0 | - | 0 | 0 | -
4621 | 0 | 0 | 0 | 0 | 0 | 0 | 547.9615 | 0 | 0 | 0 | 4621 | 0 | 0 | 0 | 0 | 0 | 0 | 0 | 0 | 0 | 0 | 4621 | - | 500 | 500 | - | 500 | 500 | - | 500 | 500 | - | 4621 | - | 0 | 0 | - | 0 | 0 | - | 0 | 0 | -
4622 | 0 | 0 | 0 | 0 | 0 | 0 | 0 | 0 | 0 | 0 | 4622 | 0 | 0 | 0 | 0 | 0 | 0 | 0 | 0 | 0 | 0 | 4622 | - | 500 | 500 | - | 500 | 500 | - | 500 | 500 | - | 4622 | - | 0 | 0 | - | 0 | 0 | - | 0 | 0 | -
4623 | 0 | 0 | 0 | 0 | 0 | 0 | 0 | 0 | 0 | 0 | 4623 | 0 | 0 | 0 | 0 | 0 | 0 | 0 | 0 | 0 | 0 | 4623 | - | 22.6327 | 22.6327 | - | 500 | 500 | - | 0 | 0 | - | 4623 | - | 0 | 0 | - | 0 | 0 | - | 0 | 0 | -
4624 | 0 | 0 | 0 | 0 | 0 | 0 | 0 | 0 | 0 | 0 | 4624 | 0 | 0 | 0 | 0 | 0 | 0 | 0 | 0 | 0 | 0 | 4624 | - | 0 | 0 | - | 0 | 0 | - | 0 | 0 | - | 4624 | - | 0 | 0 | - | 0 | 0 | - | 0 | 0 | -
4625 | 0 | 0 | 0 | 0 | 0 | 0 | 0 | 0 | 0 | 0 | 4625 | 0 | 0 | 0 | 220.343 | 257.5016 | 0 | 0 | 0 | 0 | 0 | 4625 | - | 0 | 0 | - | 0 | 0 | - | 0 | 0 | - | 4625 | - | 0 | 0 | - | 500 | 500 | - | 0 | 0 | -
4626 | 0 | 0 | 0 | 0 | 0 | 0 | 0 | 0 | 0 | 0 | 4626 | 0 | 170.0233 | 65.5363 | 1192.6441 | 692.6441 | 233.1 | 933.1138 | 238.6977 | 198.135 | 0 | 4626 | - | 0 | 0 | - | 0 | 0 | - | 0 | 0 | - | 4626 | - | 500 | 500 | - | 500 | 500 | - | 0 | 210.2315 | -
4627 | 0 | 0 | 0 | 0 | 0 | 0 | 0 | 0 | 0 | 0 | 4627 | 669.4563 | 607.2771 | 169.4563 | 627.2967 | 432.786 | 89.2614 | 0 | 0 | 0 | 0 | 4627 | - | 0 | 0 | - | 0 | 0 | - | 0 | 0 | - | 4627 | - | 62.1792 | 500 | - | 500 | 500 | - | 0 | 0 | -
4628 | 0 | 0 | 0 | 0 | 0 | 0 | 0 | 0 | 0 | 0 | 4628 | 587.3688 | 87.3688 | 87.3688 | 34.1138 | 0 | 0 | 0 | 0 | 0 | 0 | 4628 | - | 0 | 0 | - | 0 | 0 | - | 0 | 0 | - | 4628 | - | 500 | 500 | - | 312.3343 | 312.3343 | - | 0 | 0 | -
4629 | 0 | 0 | 0 | 0 | 0 | 0 | 0 | 0 | 0 | 0 | 4629 | 442.3498 | 0 | 0 | 0 | 0 | 0 | 0 | 0 | 0 | 0 | 4629 | - | 0 | 0 | - | 0 | 0 | - | 0 | 0 | - | 4629 | - | 442.3498 | 442.3498 | - | 0 | 0 | - | 0 | 0 | -
4630 | 0 | 0 | 0 | 0 | 0 | 0 | 0 | 0 | 0 | 0 | 4630 | 286.0813 | 0 | 0 | 0 | 0 | 0 | 0 | 0 | 0 | 0 | 4630 | - | 0 | 0 | - | 0 | 0 | - | 0 | 0 | - | 4630 | - | 327.5816 | 327.5816 | - | 0 | 0 | - | 0 | 0 | -
4631 | 0 | 0 | 0 | 0 | 0 | 0 | 0 | 0 | 0 | 0 | 4631 | 0 | 0 | 0 | 0 | 0 | 0 | 0 | 0 | 0 | 0 | 4631 | - | 0 | 0 | - | 0 | 0 | - | 0 | 0 | - | 4631 | - | 210.0703 | 185.529 | - | 0 | 0 | - | 0 | 0 | -
4632 | 0 | 0 | 0 | 0 | 0 | 0 | 0 | 0 | 0 | 0 | 4632 | 0 | 0 | 0 | 0 | 0 | 0 | 0 | 0 | 0 | 0 | 4632 | - | 0 | 0 | - | 0 | 0 | - | 0 | 0 | - | 4632 | - | 152.3921 | 0 | - | 0 | 0 | - | 0 | 0 | -
4633 | 0 | 0 | 0 | 0 | 0 | 0 | 0 | 0 | 0 | 0 | 4633 | 0 | 0 | 0 | 0 | 0 | 0 | 0 | 0 | 0 | 0 | 4633 | - | 0 | 0 | - | 0 | 0 | - | 0 | 0 | - | 4633 | - | 168.3948 | 0 | - | 0 | 0 | - | 0 | 0 | -
4634 | 0 | 0 | 0 | 0 | 0 | 0 | 0 | 0 | 0 | 0 | 4634 | 0 | 0 | 0 | 0 | 0 | 0 | 0 | 0 | 0 | 0 | 4634 | - | 0 | 0 | - | 0 | 0 | - | 0 | 0 | - | 4634 | - | 197.5352 | 0 | - | 0 | 0 | - | 0 | 0 | -
4635 | 0 | 0 | 0 | 0 | 0 | 0 | 0 | 0 | 0 | 0 | 4635 | 0 | 0 | 0 | 0 | 0 | 0 | 0 | 0 | 0 | 0 | 4635 | - | 0 | 0 | - | 0 | 0 | - | 0 | 0 | - | 4635 | - | 243.322 | 188.5053 | - | 0 | 0 | - | 0 | 0 | -
4636 | 0 | 0 | 0 | 0 | 0 | 0 | 0 | 0 | 0 | 0 | 4636 | 0 | 283.3435 | 0 | 0 | 0 | 0 | 0 | 0 | 0 | 0 | 4636 | - | 0 | 0 | - | 0 | 0 | - | 0 | 0 | - | 4636 | - | 0 | 283.3435 | - | 0 | 0 | - | 0 | 0 | -
4637 | 0 | 0 | 0 | 0 | 0 | 0 | 0 | 0 | 0 | 0 | 4637 | 89.1413 | 0 | 0 | 0 | 0 | 0 | 0 | 0 | 0 | 0 | 4637 | - | 0 | 0 | - | 0 | 0 | - | 0 | 0 | - | 4637 | - | 290.3742 | 290.3742 | - | 0 | 0 | - | 0 | 0 | -
4638 | 0 | 0 | 0 | 0 | 0 | 0 | 0 | 0 | 0 | 0 | 4638 | 0 | 234.919 | 0 | 0 | 0 | 0 | 0 | 0 | 0 | 0 | 4638 | - | 0 | 0 | - | 0 | 0 | - | 0 | 0 | - | 4638 | - | 0 | 0 | - | 0 | 0 | - | 0 | 0 | -
4639 | 0 | 0 | 0 | 0 | 0 | 0 | 0 | 0 | 0 | 0 | 4639 | 0 | 0 | 0 | 0 | 0 | 0 | 0 | 0 | 0 | 0 | 4639 | - | 0 | 0 | - | 0 | 0 | - | 0 | 0 | - | 4639 | - | 0 | 0 | - | 0 | 0 | - | 0 | 0 | -
4640 | 0 | 0 | 0 | 0 | 0 | 0 | 0 | 0 | 0 | 0 | 4640 | 0 | 0 | 0 | 0 | 0 | 0 | 0 | 0 | 0 | 0 | 4640 | - | 500 | 500 | - | 500 | 500 | - | 0 | 0 | - | 4640 | - | 0 | 0 | - | 0 | 0 | - | 0 | 0 | -
4641 | 0 | 0 | 0 | 0 | 0 | 0 | 0 | 0 | 0 | 0 | 4641 | 0 | 0 | 0 | 0 | 0 | 0 | 0 | 0 | 0 | 0 | 4641 | - | 500 | 500 | - | 500 | 500 | - | 0 | 0 | - | 4641 | - | 0 | 0 | - | 0 | 0 | - | 0 | 0 | -
4642 | 668.8238 | 465.6629 | 20.9583 | 0 | 0 | 0 | 269.1073 | 0 | 0 | 668.8238 | 4642 | 0 | 0 | 0 | 0 | 0 | 0 | 0 | 0 | 0 | 668.8238 | 4642 | - | 500 | 500 | - | 500 | 500 | - | 500 | 500 | - | 4642 | - | 0 | 0 | - | 0 | 0 | - | 0 | 0 | -
4643 | 1146.4534 | 894.4534 | 233.1 | 699.3118 | 582.2543 | 146.1487 | 828.6737 | 280.8208 | 233.1 | 1146.4534 | 4643 | 0 | 0 | 0 | 0 | 0 | 0 | 0 | 0 | 0 | 1146.4534 | 4643 | - | 500 | 500 | - | 500 | 500 | - | 500 | 500 | - | 4643 | - | 0 | 0 | - | 0 | 0 | - | 0 | 0 | -
4644 | 625.1904 | 266.8621 | 125.1904 | 1347.2909 | 1000 | 233.1 | 0 | 0 | 0 | 625.1904 | 4644 | 0 | 0 | 0 | 0 | 0 | 0 | 0 | 0 | 0 | 625.1904 | 4644 | - | 500 | 500 | - | 500 | 500 | - | 500 | 500 | - | 4644 | - | 0 | 0 | - | 0 | 0 | - | 0 | 0 | -
4645 | 0 | 0 | 0 | 393.865 | 44.7241 | 0 | 0 | 0 | 0 | 0 | 4645 | 0 | 0 | 0 | 0 | 0 | 0 | 0 | 0 | 0 | 0 | 4645 | - | 500 | 500 | - | 500 | 500 | - | 0 | 0 | - | 4645 | - | 0 | 0 | - | 0 | 0 | - | 0 | 0 | -
4646 | 0 | 0 | 0 | 0 | 0 | 0 | 0 | 0 | 0 | 0 | 4646 | 0 | 0 | 0 | 0 | 0 | 0 | 0 | 0 | 0 | 0 | 4646 | - | 500 | 500 | - | 500 | 500 | - | 0 | 0 | - | 4646 | - | 0 | 0 | - | 0 | 0 | - | 0 | 0 | -
4647 | 0 | 0 | 0 | 0 | 0 | 0 | 0 | 0 | 0 | 0 | 4647 | 0 | 0 | 0 | 0 | 0 | 0 | 0 | 0 | 0 | 0 | 4647 | - | 0 | 0 | - | 500 | 500 | - | 0 | 0 | - | 4647 | - | 0 | 0 | - | 0 | 0 | - | 0 | 0 | -
4648 | 0 | 0 | 0 | 0 | 0 | 0 | 0 | 0 | 0 | 0 | 4648 | 0 | 0 | 0 | 0 | 0 | 0 | 0 | 0 | 0 | 0 | 4648 | - | 0 | 0 | - | 224.8057 | 224.8057 | - | 0 | 0 | - | 4648 | - | 0 | 0 | - | 0 | 0 | - | 0 | 0 | -
4649 | 0 | 0 | 0 | 0 | 0 | 0 | 0 | 0 | 0 | 0 | 4649 | 0 | 394.7893 | 0 | 0 | 0 | 0 | 0 | 0 | 0 | 0 | 4649 | - | 0 | 0 | - | 0 | 0 | - | 0 | 0 | - | 4649 | - | 0 | 0 | - | 0 | 0 | - | 0 | 0 | -
4650 | 0 | 0 | 0 | 0 | 0 | 0 | 0 | 0 | 0 | 0 | 4650 | 601.7831 | 601.7831 | 101.7831 | 809.2581 | 466.4683 | 0 | 421.2646 | 61.5725 | 0 | 0 | 4650 | - | 0 | 0 | - | 0 | 0 | - | 0 | 0 | - | 4650 | - | 0 | 500 | - | 500 | 500 | - | 359.6921 | 421.2646 | -
4651 | 0 | 0 | 0 | 0 | 0 | 0 | 0 | 0 | 0 | 0 | 4651 | 569.2005 | 113.4674 | 69.2005 | 169.9101 | 304.301 | 89.2614 | 390.1373 | 0 | 97.3859 | 0 | 4651 | - | 0 | 0 | - | 0 | 0 | - | 0 | 0 | - | 4651 | - | 455.7332 | 500 | - | 500 | 500 | - | 390.1373 | 292.7514 | -
4652 | 0 | 0 | 0 | 0 | 0 | 0 | 0 | 0 | 0 | 0 | 4652 | 477.8289 | 0 | 0 | 624.1391 | 345.5395 | 233.1 | 655.0281 | 655.0281 | 155.0281 | 0 | 4652 | - | 0 | 0 | - | 0 | 0 | - | 0 | 0 | - | 4652 | - | 477.8289 | 477.8289 | - | 500 | 500 | - | 0 | 500 | -
4653 | 0 | 0 | 0 | 0 | 0 | 0 | 0 | 0 | 0 | 0 | 4653 | 408.0574 | 0 | 151.3777 | 445.9549 | 266.623 | 0 | 487.5041 | 0 | 0 | 0 | 4653 | - | 0 | 0 | - | 0 | 0 | - | 0 | 0 | - | 4653 | - | 408.0574 | 202.4574 | - | 500 | 500 | - | 487.5041 | 487.5041 | -
4654 | 0 | 0 | 0 | 0 | 0 | 0 | 0 | 0 | 0 | 0 | 4654 | 0 | 0 | 0 | 25.1353 | 0 | 0 | 0 | 0 | 0 | 0 | 4654 | - | 0 | 0 | - | 0 | 0 | - | 0 | 0 | - | 4654 | - | 399.5638 | 0 | - | 500 | 500 | - | 0 | 0 | -
4655 | 0 | 0 | 0 | 0 | 0 | 0 | 0 | 0 | 0 | 0 | 4655 | 0 | 0 | 0 | 0 | 0 | 0 | 0 | 0 | 0 | 0 | 4655 | - | 0 | 0 | - | 0 | 0 | - | 0 | 0 | - | 4655 | - | 62.5872 | 0 | - | 89.9077 | 89.9077 | - | 0 | 0 | -
4656 | 0 | 0 | 0 | 205.1963 | 0 | 0 | 0 | 0 | 0 | 0 | 4656 | 0 | 0 | 0 | 0 | 0 | 0 | 0 | 0 | 0 | 0 | 4656 | - | 0 | 0 | - | 205.1963 | 194.0941 | - | 0 | 0 | - | 4656 | - | 0 | 0 | - | 0 | 0 | - | 0 | 0 | -
4657 | 0 | 0 | 0 | 0 | 0 | 0 | 0 | 0 | 0 | 0 | 4657 | 0 | 0 | 0 | 80.8753 | 0 | 0 | 0 | 0 | 0 | 0 | 4657 | - | 0 | 0 | - | 0 | 0 | - | 0 | 0 | - | 4657 | - | 0 | 0 | - | 134.8753 | 134.8753 | - | 0 | 0 | -
4658 | 0 | 0 | 0 | 0 | 0 | 0 | 0 | 0 | 0 | 0 | 4658 | 0 | 0 | 0 | 93.5416 | 0 | 0 | 0 | 0 | 0 | 0 | 4658 | - | 0 | 0 | - | 0 | 0 | - | 0 | 0 | - | 4658 | - | 0 | 0 | - | 346.2875 | 346.2875 | - | 0 | 0 | -
4659 | 0 | 0 | 0 | 169.7493 | 0 | 0 | 0 | 0 | 0 | 0 | 4659 | 0 | 0 | 0 | 0 | 0 | 0 | 0 | 0 | 0 | 0 | 4659 | - | 0 | 0 | - | 158.647 | 169.7493 | - | 0 | 0 | - | 4659 | - | 0 | 0 | - | 0 | 0 | - | 0 | 0 | -
4660 | 0 | 0 | 0 | 0 | 0 | 0 | 0 | 0 | 0 | 0 | 4660 | 0 | 0 | 0 | 87.635 | 0 | 0 | 0 | 0 | 0 | 0 | 4660 | - | 0 | 0 | - | 0 | 0 | - | 0 | 0 | - | 4660 | - | 0 | 0 | - | 366.635 | 366.635 | - | 0 | 0 | -
4661 | 0 | 0 | 0 | 0 | 0 | 0 | 0 | 0 | 0 | 0 | 4661 | 17.5275 | 272.8919 | 0 | 56.6519 | 0 | 0 | 0 | 0 | 0 | 0 | 4661 | - | 0 | 0 | - | 0 | 0 | - | 0 | 0 | - | 4661 | - | 0 | 0 | - | 281.5358 | 281.5358 | - | 0 | 0 | -
4662 | 0 | 0 | 0 | 0 | 0 | 0 | 0 | 0 | 0 | 0 | 4662 | 0 | 0 | 0 | 0 | 0 | 0 | 0 | 0 | 0 | 0 | 4662 | - | 0 | 0 | - | 269.0508 | 269.0508 | - | 0 | 0 | - | 4662 | - | 0 | 0 | - | 0 | 0 | - | 0 | 0 | -
4663 | 0 | 0 | 0 | 0 | 0 | 0 | 0 | 0 | 0 | 0 | 4663 | 0 | 0 | 0 | 0 | 0 | 0 | 0 | 0 | 0 | 0 | 4663 | - | 0 | 0 | - | 500 | 500 | - | 0 | 0 | - | 4663 | - | 0 | 0 | - | 0 | 0 | - | 0 | 0 | -
4664 | 144.4513 | 0 | 0 | 0 | 0 | 0 | 0 | 0 | 0 | 144.4513 | 4664 | 0 | 0 | 0 | 0 | 0 | 0 | 0 | 0 | 0 | 144.4513 | 4664 | - | 177.8736 | 177.8736 | - | 500 | 500 | - | 0 | 0 | - | 4664 | - | 0 | 0 | - | 0 | 0 | - | 0 | 0 | -
4665 | 367.2112 | 0 | 0 | 1223.5723 | 916.8261 | 146.1487 | 0 | 0 | 0 | 367.2112 | 4665 | 0 | 0 | 0 | 0 | 0 | 0 | 0 | 0 | 0 | 367.2112 | 4665 | - | 500 | 500 | - | 500 | 500 | - | 27.5722 | 351.0005 | - | 4665 | - | 0 | 0 | - | 0 | 0 | - | 0 | 0 | -
4666 | 718.0236 | 729.0507 | 191.8771 | 613.683 | 710.1523 | 233.1 | 0 | 0 | 0 | 718.0236 | 4666 | 0 | 0 | 0 | 0 | 0 | 0 | 0 | 0 | 0 | 718.0236 | 4666 | - | 500 | 500 | - | 500 | 500 | - | 500 | 500 | - | 4666 | - | 0 | 0 | - | 0 | 0 | - | 0 | 0 | -
4667 | 492.0398 | 652.0398 | 187.3716 | 603.2123 | 0 | 0 | 798.746 | 46.6137 | 63.8577 | 492.0398 | 4667 | 0 | 0 | 0 | 0 | 0 | 0 | 0 | 0 | 0 | 492.0398 | 4667 | - | 500 | 500 | - | 500 | 500 | - | 500 | 500 | - | 4667 | - | 0 | 0 | - | 0 | 0 | - | 0 | 0 | -
4668 | 464.7447 | 245.8879 | 0 | 0 | 0 | 0 | 1500 | 796.4459 | 233.1 | 464.7447 | 4668 | 0 | 0 | 0 | 0 | 0 | 0 | 0 | 0 | 0 | 464.7447 | 4668 | - | 500 | 500 | - | 500 | 500 | - | 500 | 500 | - | 4668 | - | 0 | 0 | - | 0 | 0 | - | 0 | 0 | -
4669 | 223.0685 | 0 | 0 | 0 | 0 | 0 | 0 | 0 | 0 | 223.0685 | 4669 | 0 | 0 | 0 | 0 | 0 | 0 | 0 | 0 | 0 | 223.0685 | 4669 | - | 338.074 | 338.074 | - | 500 | 500 | - | 0 | 249.6416 | - | 4669 | - | 0 | 0 | - | 0 | 0 | - | 0 | 0 | -
4670 | 30.9286 | 0 | 0 | 0 | 0 | 0 | 0 | 0 | 0 | 30.9286 | 4670 | 0 | 0 | 0 | 0 | 0 | 0 | 0 | 0 | 0 | 30.9286 | 4670 | - | 30.9286 | 30.9286 | - | 458.7618 | 458.7618 | - | 0 | 0 | - | 4670 | - | 0 | 0 | - | 0 | 0 | - | 0 | 0 | -
4671 | 0 | 0 | 0 | 0 | 0 | 0 | 0 | 0 | 0 | 0 | 4671 | 0 | 0 | 0 | 0 | 0 | 0 | 0 | 0 | 0 | 0 | 4671 | - | 0 | 0 | - | 0 | 0 | - | 0 | 0 | - | 4671 | - | 0 | 0 | - | 0 | 0 | - | 0 | 0 | -
4672 | 0 | 0 | 0 | 0 | 0 | 0 | 0 | 0 | 0 | 0 | 4672 | 0 | 0 | 0 | 0 | 0 | 0 | 0 | 0 | 0 | 0 | 4672 | - | 0 | 0 | - | 0 | 0 | - | 0 | 0 | - | 4672 | - | 0 | 0 | - | 0 | 0 | - | 0 | 0 | -
4673 | 0 | 0 | 0 | 0 | 0 | 0 | 0 | 0 | 0 | 0 | 4673 | 341.4847 | 371.9444 | 0 | 168.0429 | 127.2892 | 0 | 0 | 0 | 0 | 0 | 4673 | - | 0 | 0 | - | 0 | 0 | - | 0 | 0 | - | 4673 | - | 119.5403 | 341.4847 | - | 500 | 500 | - | 500 | 500 | -
4674 | 0 | 0 | 0 | 0 | 0 | 0 | 0 | 0 | 0 | 0 | 4674 | 433.3654 | 83.3654 | 0 | 584.749 | 459.749 | 51.2029 | 269.0447 | 419.4658 | 0 | 0 | 4674 | - | 0 | 0 | - | 0 | 0 | - | 0 | 0 | - | 4674 | - | 500 | 500 | - | 500 | 500 | - | 500 | 500 | -
4675 | 0 | 0 | 0 | 0 | 0 | 0 | 0 | 0 | 0 | 0 | 4675 | 426.9467 | 76.9467 | 0 | 446.7849 | 459.3659 | 38.0584 | 949.2285 | 448.3065 | 179.5302 | 0 | 4675 | - | 0 | 0 | - | 0 | 0 | - | 0 | 0 | - | 4675 | - | 500 | 426.9467 | - | 500 | 500 | - | 500 | 500 | -
4676 | 0 | 0 | 0 | 0 | 0 | 0 | 0 | 0 | 0 | 0 | 4676 | 404.748 | 54.748 | 89.2614 | 529.6615 | 330.5834 | 233.1 | 856.1243 | 515.1593 | 142.8311 | 0 | 4676 | - | 0 | 0 | - | 0 | 0 | - | 0 | 0 | - | 4676 | - | 500 | 351.109 | - | 500 | 500 | - | 500 | 500 | -
4677 | 0 | 0 | 0 | 0 | 0 | 0 | 0 | 0 | 0 | 0 | 4677 | 384.2271 | 34.2271 | 0 | 345.1592 | 5.9441 | 0 | 0 | 0 | 0 | 0 | 4677 | - | 0 | 0 | - | 0 | 0 | - | 0 | 0 | - | 4677 | - | 500 | 500 | - | 500 | 500 | - | 500 | 500 | -
4678 | 0 | 0 | 0 | 0 | 0 | 0 | 0 | 0 | 0 | 0 | 4678 | 83.6257 | 0 | 0 | 0 | 0 | 0 | 0 | 0 | 0 | 0 | 4678 | - | 0 | 0 | - | 0 | 0 | - | 0 | 0 | - | 4678 | - | 440.4918 | 440.4918 | - | 500 | 500 | - | 500 | 500 | -
4679 | 0 | 0 | 0 | 0 | 0 | 0 | 0 | 0 | 0 | 0 | 4679 | 0 | 0 | 0 | 0 | 0 | 0 | 0 | 0 | 0 | 0 | 4679 | - | 0 | 0 | - | 0 | 0 | - | 0 | 0 | - | 4679 | - | 0 | 0 | - | 0 | 0 | - | 465.385 | 500 | -
4680 | 0 | 0 | 0 | 0 | 0 | 0 | 0 | 0 | 0 | 0 | 4680 | 0 | 36.0394 | 0 | 0 | 0 | 0 | 0 | 0 | 0 | 0 | 4680 | - | 0 | 0 | - | 0 | 0 | - | 0 | 0 | - | 4680 | - | 0 | 0 | - | 101.0351 | 402.9254 | - | 500 | 150.8978 | -
4681 | 0 | 0 | 0 | 0 | 0 | 0 | 0 | 0 | 0 | 0 | 4681 | 0 | 0 | 0 | 0 | 0 | 0 | 0 | 0 | 0 | 0 | 4681 | - | 0 | 0 | - | 0 | 0 | - | 0 | 0 | - | 4681 | - | 0 | 0 | - | 0 | 87.1967 | - | 0 | 309.8548 | -
4682 | 0 | 0 | 0 | 0 | 0 | 0 | 0 | 0 | 0 | 0 | 4682 | 0 | 0 | 0 | 0 | 0 | 0 | 0 | 0 | 0 | 0 | 4682 | - | 0 | 0 | - | 0 | 0 | - | 0 | 0 | - | 4682 | - | 355.3202 | 355.3202 | - | 500 | 262.1129 | - | 278.2154 | 282.8479 | -
4683 | 0 | 0 | 0 | 0 | 0 | 0 | 0 | 0 | 0 | 0 | 4683 | 0 | 261.7723 | 233.1 | 0 | 0 | 0 | 0 | 0 | 0 | 0 | 4683 | - | 0 | 0 | - | 0 | 0 | - | 0 | 0 | - | 4683 | - | 0 | 0 | - | 366.5065 | 215.3065 | - | 0 | 0 | -
4684 | 0 | 0 | 0 | 0 | 0 | 0 | 0 | 0 | 0 | 0 | 4684 | 0 | 168.4 | 0 | 0 | 0 | 0 | 0 | 0 | 0 | 0 | 4684 | - | 0 | 0 | - | 0 | 0 | - | 0 | 0 | - | 4684 | - | 0 | 0 | - | 0 | 0 | - | 0 | 0 | -
4685 | 0 | 0 | 0 | 0 | 0 | 0 | 0 | 0 | 0 | 0 | 4685 | 0 | 295.4884 | 0 | 0 | 0 | 0 | 0 | 0 | 0 | 0 | 4685 | - | 0 | 0 | - | 302.8146 | 302.8146 | - | 409.154 | 409.154 | - | 4685 | - | 0 | 0 | - | 0 | 0 | - | 0 | 0 | -
4686 | 0 | 0 | 0 | 0 | 0 | 0 | 0 | 0 | 0 | 0 | 4686 | 0 | 0 | 0 | 0 | 0 | 0 | 0 | 0 | 0 | 0 | 4686 | - | 0 | 0 | - | 500 | 500 | - | 500 | 500 | - | 4686 | - | 0 | 0 | - | 0 | 0 | - | 0 | 0 | -
4687 | 0 | 0 | 0 | 0 | 0 | 0 | 0 | 0 | 0 | 0 | 4687 | 0 | 0 | 0 | 0 | 0 | 0 | 0 | 0 | 0 | 0 | 4687 | - | 500 | 500 | - | 500 | 500 | - | 500 | 500 | - | 4687 | - | 0 | 0 | - | 0 | 0 | - | 0 | 0 | -
4688 | 595.1089 | 57.9612 | 32.5424 | 0 | 51.0648 | 0 | 0 | 0 | 0 | 595.1089 | 4688 | 0 | 0 | 0 | 0 | 0 | 0 | 0 | 0 | 0 | 595.1089 | 4688 | - | 500 | 500 | - | 500 | 500 | - | 500 | 500 | - | 4688 | - | 0 | 0 | - | 0 | 0 | - | 0 | 0 | -
4689 | 0 | 553.0181 | 0 | 0 | 467.5819 | 0 | 0 | 0 | 0 | 0 | 4689 | 0 | 0 | 0 | 0 | 0 | 0 | 0 | 0 | 0 | 0 | 4689 | - | 500 | 500 | - | 500 | 500 | - | 500 | 500 | - | 4689 | - | 0 | 0 | - | 0 | 0 | - | 0 | 0 | -
4690 | 200.1416 | 307.1688 | 0.14158 | 1062.1796 | 708.3455 | 108.3815 | 0 | 0 | 0 | 200.1416 | 4690 | 0 | 0 | 0 | 0 | 0 | 0 | 0 | 0 | 0 | 200.1416 | 4690 | - | 500 | 500 | - | 500 | 500 | - | 500 | 500 | - | 4690 | - | 0 | 0 | - | 0 | 0 | - | 0 | 0 | -
4691 | 1091.2177 | 591.133 | 233.1 | 941.4363 | 399.9862 | 233.1 | 940.4677 | 866.6764 | 146.1487 | 1091.2177 | 4691 | 0 | 0 | 0 | 0 | 0 | 0 | 0 | 0 | 0 | 1091.2177 | 4691 | - | 500 | 500 | - | 500 | 500 | - | 500 | 500 | - | 4691 | - | 0 | 0 | - | 0 | 0 | - | 0 | 0 | -
4692 | 553.9995 | 117.6973 | 113.4647 | 436.8518 | 0 | 37.7671 | 1500 | 760.302 | 233.1 | 553.9995 | 4692 | 0 | 0 | 0 | 0 | 0 | 0 | 0 | 0 | 0 | 553.9995 | 4692 | - | 500 | 500 | - | 500 | 500 | - | 500 | 500 | - | 4692 | - | 0 | 0 | - | 0 | 0 | - | 0 | 0 | -
4693 | 0 | 0 | 0 | 0 | 0 | 0 | 0 | 0 | 0 | 0 | 4693 | 0 | 0 | 0 | 0 | 0 | 0 | 0 | 0 | 0 | 0 | 4693 | - | 500 | 500 | - | 500 | 500 | - | 500 | 500 | - | 4693 | - | 0 | 0 | - | 0 | 0 | - | 0 | 0 | -
4694 | 0 | 0 | 0 | 0 | 0 | 0 | 0 | 0 | 0 | 0 | 4694 | 0 | 0 | 0 | 0 | 0 | 0 | 0 | 0 | 0 | 0 | 4694 | - | 99.2003 | 99.2003 | - | 500 | 500 | - | 500 | 500 | - | 4694 | - | 0 | 0 | - | 0 | 0 | - | 0 | 0 | -
4695 | 0 | 0 | 0 | 0 | 0 | 0 | 0 | 0 | 0 | 0 | 4695 | 0 | 0 | 0 | 0 | 0 | 0 | 0 | 0 | 0 | 0 | 4695 | - | 0 | 0 | - | 95.3849 | 95.3849 | - | 329.8589 | 329.8589 | - | 4695 | - | 0 | 0 | - | 0 | 0 | - | 0 | 0 | -
4696 | 0 | 0 | 0 | 0 | 0 | 0 | 0 | 0 | 0 | 0 | 4696 | 0 | 0 | 0 | 0 | 0 | 0 | 0 | 0 | 0 | 0 | 4696 | - | 0 | 0 | - | 0 | 0 | - | 0 | 0 | - | 4696 | - | 174.3237 | 24.3237 | - | 0 | 0 | - | 0 | 0 | -
4697 | 0 | 0 | 0 | 0 | 0 | 0 | 0 | 0 | 0 | 0 | 4697 | 157.4602 | 0 | 0 | 0 | 0 | 0 | 0 | 0 | 0 | 0 | 4697 | - | 0 | 0 | - | 0 | 0 | - | 0 | 0 | - | 4697 | - | 457.4602 | 307.4602 | - | 500 | 281.2488 | - | 0 | 0 | -
4698 | 0 | 0 | 0 | 0 | 0 | 0 | 0 | 0 | 0 | 0 | 4698 | 219.2187 | 60.5223 | 161.1807 | 594.5709 | 120.0319 | 120.0319 | 0 | 0 | 0 | 0 | 4698 | - | 0 | 0 | - | 0 | 0 | - | 0 | 0 | - | 4698 | - | 500 | 249.3416 | - | 500 | 500 | - | 500 | 500 | -
4699 | 0 | 0 | 0 | 0 | 0 | 0 | 0 | 0 | 0 | 0 | 4699 | 299.2118 | 89.0183 | 0 | 428.5769 | 268.2992 | 41.1488 | 580.3877 | 346.0766 | 161.1807 | 0 | 4699 | - | 0 | 0 | - | 0 | 0 | - | 0 | 0 | - | 4699 | - | 360.1935 | 500 | - | 500 | 500 | - | 500 | 500 | -
4700 | 0 | 0 | 0 | 0 | 0 | 0 | 0 | 0 | 0 | 0 | 4700 | 281.455 | 431.455 | 0 | 0 | 303.1347 | 0 | 326.2427 | 345.3893 | 0 | 0 | 4700 | - | 0 | 0 | - | 0 | 0 | - | 0 | 0 | - | 4700 | - | 0 | 431.455 | - | 200 | 418.7512 | - | 500 | 500 | -
4701 | 0 | 0 | 0 | 0 | 0 | 0 | 0 | 0 | 0 | 0 | 4701 | 79.8532 | 0 | 0 | 14.0509 | 0 | 0 | 130.5684 | 0 | 0 | 0 | 4701 | - | 0 | 0 | - | 0 | 0 | - | 0 | 0 | - | 4701 | - | 500 | 500 | - | 500 | 500 | - | 500 | 500 | -
4702 | 0 | 0 | 0 | 0 | 0 | 0 | 0 | 0 | 0 | 0 | 4702 | 0 | 0 | 0 | 0 | 0 | 0 | 0 | 0 | 0 | 0 | 4702 | - | 0 | 0 | - | 0 | 0 | - | 0 | 0 | - | 4702 | - | 353.4269 | 285.5277 | - | 500 | 500 | - | 500 | 500 | -
4703 | 0 | 0 | 0 | 0 | 0 | 0 | 0 | 0 | 0 | 0 | 4703 | 0 | 0 | 0 | 0 | 0 | 0 | 0 | 0 | 0 | 0 | 4703 | - | 0 | 0 | - | 0 | 0 | - | 0 | 0 | - | 4703 | - | 354.5958 | 291.4216 | - | 0 | 0 | - | 200 | 200 | -
4704 | 0 | 0 | 0 | 0 | 0 | 0 | 0 | 0 | 0 | 0 | 4704 | 0 | 110.4703 | 0 | 0 | 0 | 0 | 0 | 0 | 0 | 0 | 4704 | - | 0 | 0 | - | 0 | 0 | - | 0 | 0 | - | 4704 | - | 0 | 110.4703 | - | 0 | 0 | - | 0 | 0 | -
4705 | 0 | 0 | 0 | 0 | 0 | 0 | 0 | 0 | 0 | 0 | 4705 | 308.0494 | 0 | 0 | 3.893 | 183.7535 | 0 | 251.7919 | 63.5025 | 0 | 0 | 4705 | - | 0 | 0 | - | 0 | 0 | - | 0 | 0 | - | 4705 | - | 458.0494 | 458.0494 | - | 500 | 500 | - | 500 | 500 | -
4706 | 0 | 0 | 0 | 0 | 0 | 0 | 0 | 0 | 0 | 0 | 4706 | 237.578 | 0 | 0 | 0 | 0 | 0 | 0 | 0 | 0 | 0 | 4706 | - | 0 | 0 | - | 0 | 0 | - | 0 | 0 | - | 4706 | - | 387.578 | 387.578 | - | 500 | 500 | - | 500 | 500 | -
4707 | 0 | 0 | 0 | 0 | 0 | 0 | 0 | 0 | 0 | 0 | 4707 | 301.7102 | 0 | 0 | 0 | 172.7054 | 0 | 180.57 | 322.8482 | 0 | 0 | 4707 | - | 0 | 0 | - | 0 | 0 | - | 0 | 0 | - | 4707 | - | 451.7102 | 451.7102 | - | 500 | 500 | - | 500 | 500 | -
4708 | 0 | 0 | 0 | 0 | 0 | 0 | 0 | 0 | 0 | 0 | 4708 | 189.8611 | 29.1779 | 29.1779 | 811.9581 | 335.007 | 161.1807 | 417.1918 | 305.1151 | 161.1807 | 0 | 4708 | - | 0 | 0 | - | 0 | 0 | - | 0 | 0 | - | 4708 | - | 500 | 500 | - | 500 | 500 | - | 500 | 500 | -
4709 | 0 | 0 | 0 | 0 | 0 | 0 | 0 | 0 | 0 | 0 | 4709 | 0 | 278.9568 | 80.9617 | 221.3477 | 0 | 0 | 187.6451 | 0 | 0 | 0 | 4709 | - | 0 | 0 | - | 0 | 0 | - | 0 | 0 | - | 4709 | - | 302.0048 | 500 | - | 500 | 500 | - | 500 | 500 | -
4710 | 0 | 0 | 0 | 0 | 0 | 0 | 0 | 0 | 0 | 0 | 4710 | 0 | 383.3311 | 51.0411 | 0 | 0 | 0 | 0 | 0 | 0 | 0 | 4710 | - | 0 | 0 | - | 0 | 0 | - | 0 | 0 | - | 4710 | - | 0 | 332.29 | - | 200 | 200 | - | 200 | 200 | -
4711 | 0 | 0 | 0 | 0 | 0 | 0 | 0 | 0 | 0 | 0 | 4711 | 0 | 0 | 0 | 0 | 0 | 0 | 0 | 0 | 0 | 0 | 4711 | - | 0 | 307.4473 | - | 0 | 0 | - | 0 | 0 | - | 4711 | - | 0 | 0 | - | 0 | 0 | - | 0 | 0 | -
4712 | 0 | 0 | 0 | 0 | 0 | 0 | 0 | 0 | 0 | 0 | 4712 | 0 | 0 | 0 | 0 | 0 | 0 | 0 | 0 | 0 | 0 | 4712 | - | 500 | 500 | - | 0 | 0 | - | 500 | 500 | - | 4712 | - | 0 | 0 | - | 0 | 0 | - | 0 | 0 | -
4713 | 0 | 0 | 0 | 428.1669 | 0 | 0 | 0 | 1000 | 233.1 | 0 | 4713 | 0 | 0 | 0 | 0 | 0 | 0 | 0 | 0 | 0 | 0 | 4713 | - | 500 | 500 | - | 428.1669 | 428.1669 | - | 500 | 500 | - | 4713 | - | 0 | 0 | - | 0 | 0 | - | 0 | 0 | -
4714 | 634.146 | 438.7011 | 173.6163 | 736.1576 | 236.1576 | 233.1 | 0 | 626.9784 | 146.1487 | 634.146 | 4714 | 0 | 0 | 0 | 0 | 0 | 0 | 0 | 0 | 0 | 634.146 | 4714 | - | 500 | 500 | - | 500 | 500 | - | 500 | 500 | - | 4714 | - | 0 | 0 | - | 0 | 0 | - | 0 | 0 | -
4715 | 902.3998 | 789.5881 | 205.6324 | 686.2307 | 186.2307 | 146.1487 | 344.2471 | 0 | 0 | 902.3998 | 4715 | 0 | 0 | 0 | 0 | 0 | 0 | 0 | 0 | 0 | 902.3998 | 4715 | - | 500 | 500 | - | 500 | 500 | - | 500 | 500 | - | 4715 | - | 0 | 0 | - | 0 | 0 | - | 0 | 0 | -
4716 | 903.9219 | 398.6893 | 0 | 336.0927 | 0 | 0 | 1500 | 0 | 0 | 903.9219 | 4716 | 0 | 0 | 0 | 0 | 0 | 0 | 0 | 0 | 0 | 903.9219 | 4716 | - | 500 | 500 | - | 500 | 500 | - | 500 | 500 | - | 4716 | - | 0 | 0 | - | 0 | 0 | - | 0 | 0 | -
4717 | 0 | 0 | 0 | 0 | 0 | 0 | 596.2205 | 0 | 0 | 0 | 4717 | 0 | 0 | 0 | 0 | 0 | 0 | 0 | 0 | 0 | 0 | 4717 | - | 261.4022 | 500 | - | 0 | 0 | - | 500 | 500 | - | 4717 | - | 0 | 0 | - | 0 | 0 | - | 0 | 0 | -
4718 | 0 | 0 | 0 | 0 | 0 | 0 | 0 | 0 | 0 | 0 | 4718 | 0 | 0 | 0 | 0 | 0 | 0 | 0 | 0 | 0 | 0 | 4718 | - | 323.101 | 323.101 | - | 0 | 0 | - | 500 | 500 | - | 4718 | - | 0 | 0 | - | 0 | 0 | - | 0 | 0 | -
4719 | 0 | 0 | 0 | 0 | 0 | 0 | 0 | 0 | 0 | 0 | 4719 | 0 | 0 | 0 | 0 | 0 | 0 | 0 | 0 | 0 | 0 | 4719 | - | 77.7417 | 77.7417 | - | 0 | 0 | - | 18.1152 | 18.1152 | - | 4719 | - | 0 | 0 | - | 0 | 0 | - | 0 | 0 | -
4720 | 0 | 0 | 0 | 0 | 0 | 0 | 0 | 0 | 0 | 0 | 4720 | 254.3217 | 0 | 0 | 99.8468 | 0 | 4.9739 | 0 | 0 | 0 | 0 | 4720 | - | 0 | 0 | - | 0 | 0 | - | 0 | 0 | - | 4720 | - | 254.3217 | 254.3217 | - | 4.9739 | 0 | - | 345.5881 | 345.5881 | -
4721 | 0 | 0 | 0 | 0 | 0 | 0 | 0 | 0 | 0 | 0 | 4721 | 320.708 | 66.4663 | 0 | 249.3097 | 0 | 0 | 513.9666 | 13.9666 | 13.9666 | 0 | 4721 | - | 0 | 0 | - | 0 | 0 | - | 0 | 0 | - | 4721 | - | 404.2417 | 470.708 | - | 154.4368 | 154.4368 | - | 500 | 500 | -
4722 | 0 | 0 | 0 | 0 | 0 | 0 | 0 | 0 | 0 | 0 | 4722 | 468.1124 | 118.1124 | 118.1124 | 540.9353 | 0 | 84.2875 | 574.2261 | 877.9257 | 75.2948 | 0 | 4722 | - | 0 | 0 | - | 0 | 0 | - | 0 | 0 | - | 4722 | - | 500 | 500 | - | 233.0201 | 148.7326 | - | 500 | 500 | -
4723 | 0 | 0 | 0 | 0 | 0 | 0 | 0 | 0 | 0 | 0 | 4723 | 474.4669 | 0 | 0 | 513.336 | 359.0301 | 233.1 | 986.2048 | 491.0394 | 233.1 | 0 | 4723 | - | 0 | 0 | - | 0 | 0 | - | 0 | 0 | - | 4723 | - | 495.7905 | 495.7905 | - | 114.593 | 240.5231 | - | 500 | 500 | -
4724 | 0 | 0 | 0 | 0 | 0 | 0 | 0 | 0 | 0 | 0 | 4724 | 326.3063 | 326.3063 | 21.6544 | 283.8873 | 0 | 0 | 0 | 0 | 0 | 0 | 4724 | - | 0 | 0 | - | 0 | 0 | - | 0 | 0 | - | 4724 | - | 0 | 304.652 | - | 244.1744 | 244.1744 | - | 500 | 500 | -
4725 | 0 | 0 | 0 | 0 | 0 | 0 | 0 | 0 | 0 | 0 | 4725 | 230.4822 | 230.4822 | 0 | 171.3358 | 0 | 0 | 0 | 0 | 0 | 0 | 4725 | - | 0 | 0 | - | 0 | 0 | - | 0 | 0 | - | 4725 | - | 0 | 230.4822 | - | 108.7134 | 108.7134 | - | 500 | 500 | -
4726 | 0 | 0 | 0 | 0 | 0 | 0 | 0 | 0 | 0 | 0 | 4726 | 0 | 0 | 0 | 0 | 0 | 0 | 0 | 0 | 0 | 0 | 4726 | - | 0 | 0 | - | 0 | 0 | - | 0 | 0 | - | 4726 | - | 254.6482 | 182.4297 | - | 0 | 0 | - | 4.0852 | 4.0852 | -
4727 | 0 | 0 | 0 | 0 | 0 | 0 | 0 | 0 | 0 | 0 | 4727 | 0 | 124.4656 | 124.4656 | 0 | 0 | 0 | 0 | 0 | 0 | 0 | 4727 | - | 0 | 0 | - | 0 | 0 | - | 0 | 0 | - | 4727 | - | 0 | 0 | - | 0 | 0 | - | 0 | 0 | -
4728 | 17.7987 | 0 | 0 | 0 | 0 | 0 | 0 | 0 | 0 | 17.7987 | 4728 | 0 | 146.4768 | 0 | 0 | 0 | 0 | 0 | 0 | 0 | 17.7987 | 4728 | - | 0 | 0 | - | 0 | 0 | - | 0 | 389.158 | - | 4728 | - | 0 | 0 | - | 0 | 0 | - | 0 | 0 | -
4729 | 0 | 0 | 0 | 0 | 0 | 0 | 0 | 0 | 0 | 0 | 4729 | 0 | 0 | 0 | 0 | 0 | 0 | 0 | 0 | 0 | 0 | 4729 | - | 0 | 0 | - | 0 | 0 | - | 0 | 0 | - | 4729 | - | 0 | 0 | - | 0 | 0 | - | 0 | 0 | -
4730 | 0 | 0 | 0 | 0 | 0 | 0 | 0 | 0 | 0 | 0 | 4730 | 15.1289 | 0 | 58.1289 | 0 | 0 | 0 | 0 | 0 | 0 | 0 | 4730 | - | 0 | 0 | - | 0 | 0 | - | 259.1129 | 195.1152 | - | 4730 | - | 69.1289 | 0 | - | 0 | 0 | - | 0 | 0 | -
4731 | 0 | 0 | 0 | 0 | 0 | 0 | 0 | 0 | 0 | 0 | 4731 | 0 | 0 | 0 | 0 | 0 | 0 | 0 | 0 | 0 | 0 | 4731 | - | 0 | 0 | - | 0 | 0 | - | 330.484 | 0 | - | 4731 | - | 0 | 0 | - | 0 | 0 | - | 0 | 0 | -
4732 | 0 | 0 | 0 | 0 | 0 | 0 | 0 | 0 | 0 | 0 | 4732 | 0 | 370.622 | 0 | 0 | 0 | 0 | 0 | 0 | 0 | 0 | 4732 | - | 0 | 0 | - | 0 | 0 | - | 385.9227 | 0 | - | 4732 | - | 0 | 0 | - | 0 | 0 | - | 0 | 0 | -
4733 | 0 | 0 | 0 | 0 | 0 | 0 | 0 | 0 | 0 | 0 | 4733 | 0 | 0 | 0 | 0 | 0 | 0 | 0 | 0 | 0 | 0 | 4733 | - | 0 | 0 | - | 103.4025 | 103.4025 | - | 500 | 500 | - | 4733 | - | 0 | 0 | - | 0 | 0 | - | 0 | 0 | -
4734 | 0 | 0 | 0 | 0 | 0 | 0 | 0 | 0 | 233.1 | 0 | 4734 | 0 | 0 | 0 | 0 | 0 | 0 | 0 | 0 | 0 | 0 | 4734 | - | 0 | 500 | - | 317.5531 | 317.5531 | - | 500 | 500 | - | 4734 | - | 0 | 0 | - | 0 | 0 | - | 0 | 0 | -
4735 | 0 | 0 | 0 | 0 | 0 | 0 | 0 | 0 | 146.1487 | 0 | 4735 | 0 | 0 | 0 | 0 | 0 | 0 | 0 | 0 | 0 | 0 | 4735 | - | 411.3185 | 500 | - | 500 | 500 | - | 500 | 500 | - | 4735 | - | 0 | 0 | - | 0 | 0 | - | 0 | 0 | -
4736 | 0 | 0 | 0 | 40.4474 | 0 | 0 | 0 | 0 | 0 | 0 | 4736 | 0 | 0 | 0 | 0 | 0 | 0 | 0 | 0 | 0 | 0 | 4736 | - | 500 | 500 | - | 500 | 500 | - | 500 | 500 | - | 4736 | - | 0 | 0 | - | 0 | 0 | - | 0 | 0 | -
4737 | 0 | 0 | 0 | 31.0488 | 0 | 0 | 0 | 0 | 0 | 0 | 4737 | 0 | 0 | 0 | 0 | 0 | 0 | 0 | 0 | 0 | 0 | 4737 | - | 500 | 500 | - | 500 | 500 | - | 500 | 500 | - | 4737 | - | 0 | 0 | - | 0 | 0 | - | 0 | 0 | -
4738 | 0 | 0 | 0 | 258.5084 | 0 | 0 | 0 | 0 | 0 | 0 | 4738 | 0 | 0 | 0 | 0 | 0 | 0 | 0 | 0 | 0 | 0 | 4738 | - | 500 | 500 | - | 500 | 500 | - | 500 | 500 | - | 4738 | - | 0 | 0 | - | 0 | 0 | - | 0 | 0 | -
4739 | 0 | 0 | 0 | 0 | 626.9784 | 146.1487 | 0 | 1000 | 0 | 0 | 4739 | 0 | 0 | 0 | 0 | 0 | 0 | 0 | 0 | 0 | 0 | 4739 | - | 500 | 500 | - | 500 | 500 | - | 500 | 500 | - | 4739 | - | 0 | 0 | - | 0 | 0 | - | 0 | 0 | -
4740 | 1241.3615 | 626.9784 | 146.1487 | 271.5656 | 1000 | 233.1 | 940.4677 | 626.9784 | 0 | 1241.3615 | 4740 | 0 | 0 | 0 | 0 | 0 | 0 | 0 | 0 | 0 | 1241.3615 | 4740 | - | 500 | 500 | - | 500 | 500 | - | 500 | 500 | - | 4740 | - | 0 | 0 | - | 0 | 0 | - | 0 | 0 | -
4741 | 1199.1061 | 1000 | 233.1 | 1500 | 0 | 0 | 0 | 0 | 0 | 1199.1061 | 4741 | 0 | 0 | 0 | 0 | 0 | 0 | 0 | 0 | 0 | 1199.1061 | 4741 | - | 500 | 500 | - | 500 | 500 | - | 500 | 500 | - | 4741 | - | 0 | 0 | - | 0 | 0 | - | 0 | 0 | -
4742 | 0 | 0 | 0 | 338.8975 | 0 | 0 | 1500 | 0 | 0 | 0 | 4742 | 0 | 0 | 0 | 0 | 0 | 0 | 0 | 0 | 0 | 0 | 4742 | - | 500 | 500 | - | 500 | 500 | - | 500 | 500 | - | 4742 | - | 0 | 0 | - | 0 | 0 | - | 0 | 0 | -
4743 | 0 | 0 | 0 | 0 | 0 | 0 | 0 | 0 | 0 | 0 | 4743 | 0 | 0 | 0 | 0 | 0 | 0 | 0 | 0 | 0 | 0 | 4743 | - | 500 | 500 | - | 425.5963 | 470.8663 | - | 108.7537 | 500 | - | 4743 | - | 0 | 0 | - | 0 | 0 | - | 0 | 0 | -
4744 | 0 | 0 | 0 | 0 | 0 | 0 | 0 | 0 | 0 | 0 | 4744 | 0 | 117.8279 | 0 | 0 | 0 | 0 | 0 | 0 | 0 | 0 | 4744 | - | 0 | 0 | - | 0 | 0 | - | 0 | 0 | - | 4744 | - | 0 | 0 | - | 0 | 0 | - | 321.7596 | 321.7596 | -
4745 | 0 | 0 | 0 | 0 | 0 | 0 | 0 | 0 | 0 | 0 | 4745 | 0 | 26.1694 | 0 | 0 | 0 | 0 | 0 | 0 | 0 | 0 | 4745 | - | 0 | 0 | - | 0 | 0 | - | 0 | 0 | - | 4745 | - | 500 | 500 | - | 191.3487 | 191.3487 | - | 500 | 500 | -
4746 | 0 | 0 | 0 | 0 | 0 | 0 | 0 | 0 | 0 | 0 | 4746 | 0 | 273.486 | 36.2102 | 0 | 0 | 0 | 0 | 0 | 0 | 0 | 4746 | - | 0 | 0 | - | 0 | 0 | - | 0 | 0 | - | 4746 | - | 412.7242 | 500 | - | 500 | 500 | - | 500 | 500 | -
4747 | 0 | 0 | 0 | 0 | 0 | 0 | 0 | 0 | 0 | 0 | 4747 | 523.2505 | 173.2505 | 23.2505 | 0 | 72.3672 | 0 | 0 | 0 | 0 | 0 | 4747 | - | 0 | 0 | - | 0 | 0 | - | 0 | 0 | - | 4747 | - | 500 | 500 | - | 500 | 500 | - | 500 | 500 | -
4748 | 0 | 0 | 0 | 0 | 0 | 0 | 0 | 0 | 0 | 0 | 4748 | 548.4922 | 198.4922 | 48.4922 | 1008.6107 | 514.907 | 233.1 | 353.0484 | 262.1412 | 0 | 0 | 4748 | - | 0 | 0 | - | 0 | 0 | - | 0 | 0 | - | 4748 | - | 500 | 500 | - | 500 | 500 | - | 500 | 500 | -
4749 | 0 | 0 | 0 | 0 | 0 | 0 | 0 | 0 | 0 | 0 | 4749 | 608.1932 | 258.1932 | 145.6698 | 1065.7868 | 565.7868 | 89.2614 | 807.346 | 559.387 | 89.2614 | 0 | 4749 | - | 0 | 0 | - | 0 | 0 | - | 0 | 0 | - | 4749 | - | 500 | 500 | - | 500 | 500 | - | 500 | 500 | -
4750 | 0 | 0 | 0 | 0 | 0 | 0 | 0 | 0 | 0 | 0 | 4750 | 394.4616 | 218.7386 | 68.7386 | 0 | 229.8707 | 0 | 823.3526 | 420.9421 | 233.1 | 0 | 4750 | - | 0 | 0 | - | 0 | 0 | - | 0 | 0 | - | 4750 | - | 500 | 500 | - | 500 | 500 | - | 500 | 500 | -
4751 | 0 | 0 | 0 | 0 | 0 | 0 | 0 | 0 | 0 | 0 | 4751 | 0 | 116.7739 | 0 | 0 | 0 | 0 | 90.6505 | 140.4615 | 0 | 0 | 4751 | - | 0 | 0 | - | 0 | 0 | - | 0 | 0 | - | 4751 | - | 500 | 500 | - | 500 | 500 | - | 500 | 500 | -
4752 | 0 | 0 | 0 | 0 | 0 | 0 | 0 | 0 | 0 | 0 | 4752 | 0 | 0 | 0 | 0 | 0 | 0 | 0 | 0 | 0 | 0 | 4752 | - | 0 | 0 | - | 0 | 0 | - | 0 | 0 | - | 4752 | - | 488.29 | 488.29 | - | 500 | 500 | - | 500 | 500 | -
4753 | 0 | 0 | 0 | 0 | 0 | 0 | 0 | 0 | 0 | 0 | 4753 | 0 | 0 | 0 | 0 | 0 | 0 | 0 | 0 | 0 | 0 | 4753 | - | 0 | 0 | - | 0 | 0 | - | 0 | 0 | - | 4753 | - | 422.9706 | 422.9706 | - | 500 | 500 | - | 450.1274 | 450.1274 | -
4754 | 0 | 0 | 0 | 0 | 0 | 0 | 0 | 0 | 0 | 0 | 4754 | 0 | 0 | 0 | 0 | 0 | 0 | 0 | 0 | 0 | 0 | 4754 | - | 0 | 0 | - | 0 | 0 | - | 0 | 0 | - | 4754 | - | 274.4426 | 274.4426 | - | 306.328 | 306.328 | - | 156.3743 | 156.3743 | -
4755 | 0 | 0 | 0 | 0 | 0 | 0 | 0 | 0 | 0 | 0 | 4755 | 0 | 0 | 0 | 0 | 0 | 0 | 0 | 0 | 0 | 0 | 4755 | - | 0 | 0 | - | 0 | 0 | - | 0 | 0 | - | 4755 | - | 158.6854 | 0 | - | 129.9342 | 129.9342 | - | 0 | 0 | -
4756 | 0 | 0 | 0 | 0 | 0 | 0 | 0 | 0 | 0 | 0 | 4756 | 0 | 0 | 0 | 0 | 0 | 0 | 0 | 0 | 0 | 0 | 4756 | - | 0 | 0 | - | 0 | 0 | - | 0 | 0 | - | 4756 | - | 0 | 0 | - | 0 | 0 | - | 0 | 0 | -
4757 | 0 | 0 | 0 | 0 | 0 | 0 | 0 | 0 | 0 | 0 | 4757 | 0 | 0 | 0 | 0 | 0 | 0 | 0 | 0 | 0 | 0 | 4757 | - | 0 | 0 | - | 0 | 0 | - | 0 | 0 | - | 4757 | - | 0 | 0 | - | 0 | 0 | - | 0 | 0 | -
4758 | 0 | 0 | 0 | 0 | 0 | 0 | 0 | 0 | 0 | 0 | 4758 | 0 | 0 | 0 | 0 | 0 | 0 | 0 | 0 | 0 | 0 | 4758 | - | 0 | 0 | - | 61.8584 | 61.8584 | - | 0 | 0 | - | 4758 | - | 0 | 0 | - | 0 | 0 | - | 0 | 0 | -
4759 | 0 | 0 | 0 | 0 | 0 | 0 | 0 | 0 | 0 | 0 | 4759 | 0 | 0 | 0 | 0 | 0 | 0 | 0 | 0 | 0 | 0 | 4759 | - | 0 | 0 | - | 0 | 0 | - | 0 | 434.8273 | - | 4759 | - | 0 | 0 | - | 0 | 0 | - | 0 | 0 | -
4760 | 0 | 0 | 0 | 0 | 226.6401 | 0 | 0 | 0 | 0 | 0 | 4760 | 0 | 0 | 0 | 0 | 0 | 0 | 0 | 0 | 0 | 0 | 4760 | - | 500 | 500 | - | 500 | 500 | - | 500 | 500 | - | 4760 | - | 0 | 0 | - | 0 | 0 | - | 0 | 0 | -
4761 | 0 | 0 | 0 | 1078.5151 | 514.7068 | 161.6512 | 398.4776 | 0 | 0 | 0 | 4761 | 0 | 0 | 0 | 0 | 0 | 0 | 0 | 0 | 0 | 0 | 4761 | - | 500 | 500 | - | 500 | 500 | - | 500 | 500 | - | 4761 | - | 0 | 0 | - | 0 | 0 | - | 0 | 0 | -
4762 | 1500 | 0 | 0 | 1188.5794 | 410.0802 | 0 | 925.6457 | 415.8305 | 46.5635 | 1500 | 4762 | 0 | 0 | 0 | 0 | 0 | 0 | 0 | 0 | 0 | 1500 | 4762 | - | 500 | 500 | - | 500 | 500 | - | 500 | 500 | - | 4762 | - | 0 | 0 | - | 0 | 0 | - | 0 | 0 | -
4763 | 940.4677 | 0 | 0 | 173.3731 | 0 | 0 | 839.0382 | 339.0382 | 233.1 | 940.4677 | 4763 | 0 | 0 | 0 | 0 | 0 | 0 | 0 | 0 | 0 | 940.4677 | 4763 | - | 500 | 500 | - | 500 | 500 | - | 500 | 500 | - | 4763 | - | 0 | 0 | - | 0 | 0 | - | 0 | 0 | -
4764 | 0 | 813.4892 | 0 | 0 | 0 | 0 | 0 | 118.1934 | 0 | 0 | 4764 | 0 | 0 | 0 | 0 | 0 | 0 | 0 | 0 | 0 | 0 | 4764 | - | 500 | 500 | - | 500 | 500 | - | 500 | 500 | - | 4764 | - | 0 | 0 | - | 0 | 0 | - | 0 | 0 | -
4765 | 0 | 0 | 0 | 0 | 0 | 0 | 0 | 30.4662 | 0 | 0 | 4765 | 0 | 0 | 0 | 0 | 0 | 0 | 0 | 0 | 0 | 0 | 4765 | - | 500 | 500 | - | 500 | 500 | - | 500 | 500 | - | 4765 | - | 0 | 0 | - | 0 | 0 | - | 0 | 0 | -
4766 | 0 | 0 | 0 | 0 | 0 | 0 | 277.3062 | 0 | 0 | 0 | 4766 | 0 | 0 | 0 | 0 | 0 | 0 | 0 | 0 | 0 | 0 | 4766 | - | 500 | 500 | - | 500 | 500 | - | 489.5399 | 500 | - | 4766 | - | 0 | 0 | - | 0 | 0 | - | 0 | 0 | -
4767 | 0 | 0 | 0 | 0 | 0 | 0 | 0 | 0 | 0 | 0 | 4767 | 0 | 0 | 0 | 0 | 0 | 0 | 0 | 0 | 0 | 0 | 4767 | - | 500 | 500 | - | 500 | 500 | - | 500 | 12.7256 | - | 4767 | - | 0 | 0 | - | 0 | 0 | - | 0 | 0 | -
4768 | 0 | 0 | 0 | 0 | 0 | 0 | 0 | 0 | 0 | 0 | 4768 | 0 | 0 | 0 | 0 | 0 | 0 | 0 | 0 | 0 | 0 | 4768 | - | 152.3922 | 152.3922 | - | 500 | 500 | - | 0 | 0 | - | 4768 | - | 0 | 0 | - | 0 | 0 | - | 0 | 0 | -
4769 | 0 | 0 | 0 | 0 | 0 | 0 | 0 | 0 | 0 | 0 | 4769 | 0 | 0 | 0 | 0 | 0 | 0 | 0 | 0 | 0 | 0 | 4769 | - | 0 | 0 | - | 500 | 500 | - | 0 | 0 | - | 4769 | - | 0 | 0 | - | 0 | 0 | - | 0 | 0 | -
4770 | 0 | 0 | 0 | 0 | 0 | 0 | 0 | 0 | 0 | 0 | 4770 | 0 | 0 | 0 | 0 | 0 | 0 | 0 | 0 | 0 | 0 | 4770 | - | 0 | 0 | - | 0 | 0 | - | 0 | 0 | - | 4770 | - | 0 | 0 | - | 0 | 0 | - | 0 | 0 | -
4771 | 0 | 0 | 0 | 0 | 0 | 0 | 0 | 0 | 0 | 0 | 4771 | 0 | 0 | 0 | 0 | 0 | 0 | 0 | 0 | 0 | 0 | 4771 | - | 0 | 0 | - | 0 | 0 | - | 0 | 0 | - | 4771 | - | 0 | 0 | - | 0 | 0 | - | 0 | 0 | -
4772 | 0 | 0 | 0 | 0 | 0 | 0 | 0 | 0 | 0 | 0 | 4772 | 2.9088 | 0 | 0 | 58.1566 | 0 | 0 | 0 | 0 | 0 | 0 | 4772 | - | 0 | 0 | - | 0 | 0 | - | 0 | 0 | - | 4772 | - | 2.9088 | 2.9088 | - | 58.1566 | 58.1566 | - | 0 | 0 | -
4773 | 0 | 0 | 0 | 0 | 0 | 0 | 0 | 0 | 0 | 0 | 4773 | 0 | 0 | 0 | 52.4802 | 0 | 0 | 0 | 0 | 0 | 0 | 4773 | - | 0 | 0 | - | 0 | 0 | - | 0 | 0 | - | 4773 | - | 0 | 0 | - | 52.4802 | 52.4802 | - | 0 | 0 | -
4774 | 0 | 0 | 0 | 0 | 0 | 0 | 0 | 0 | 0 | 0 | 4774 | 0 | 0 | 0 | 0 | 0 | 0 | 0 | 0 | 0 | 0 | 4774 | - | 0 | 0 | - | 0 | 0 | - | 0 | 0 | - | 4774 | - | 0 | 0 | - | 0 | 0 | - | 0 | 0 | -
4775 | 0 | 0 | 0 | 0 | 0 | 0 | 0 | 0 | 0 | 0 | 4775 | 0 | 0 | 0 | 18.889 | 0 | 0 | 0 | 0 | 0 | 0 | 4775 | - | 0 | 0 | - | 0 | 0 | - | 0 | 0 | - | 4775 | - | 0 | 0 | - | 18.889 | 18.889 | - | 0 | 0 | -
4776 | 0 | 0 | 0 | 0 | 0 | 0 | 0 | 0 | 0 | 0 | 4776 | 0 | 0 | 0 | 0 | 0 | 0 | 0 | 0 | 0 | 0 | 4776 | - | 0 | 0 | - | 0 | 0 | - | 0 | 0 | - | 4776 | - | 0 | 0 | - | 0 | 0 | - | 0 | 0 | -
4777 | 0 | 0 | 0 | 0 | 0 | 0 | 0 | 0 | 0 | 0 | 4777 | 0 | 0 | 0 | 0 | 0 | 0 | 0 | 0 | 0 | 0 | 4777 | - | 0 | 0 | - | 0 | 0 | - | 0 | 0 | - | 4777 | - | 0 | 0 | - | 0 | 0 | - | 0 | 0 | -
4778 | 0 | 0 | 0 | 0 | 0 | 0 | 0 | 0 | 0 | 0 | 4778 | 0 | 0 | 0 | 0 | 0 | 0 | 0 | 0 | 0 | 0 | 4778 | - | 0 | 0 | - | 0 | 0 | - | 0 | 0 | - | 4778 | - | 0 | 0 | - | 0 | 0 | - | 0 | 0 | -
4779 | 0 | 0 | 0 | 0 | 0 | 0 | 0 | 0 | 0 | 0 | 4779 | 0 | 0 | 0 | 52.079 | 0 | 0 | 0 | 0 | 0 | 0 | 4779 | - | 0 | 0 | - | 0 | 0 | - | 0 | 0 | - | 4779 | - | 0 | 0 | - | 52.079 | 52.079 | - | 0 | 0 | -
4780 | 0 | 0 | 0 | 0 | 0 | 0 | 0 | 0 | 0 | 0 | 4780 | 37.1072 | 0 | 0 | 196.1423 | 0 | 0 | 0 | 0 | 0 | 0 | 4780 | - | 0 | 0 | - | 0 | 0 | - | 0 | 0 | - | 4780 | - | 500 | 500 | - | 500 | 500 | - | 0 | 0 | -
4781 | 0 | 0 | 0 | 0 | 0 | 0 | 0 | 0 | 0 | 0 | 4781 | 31.2579 | 0 | 0 | 243.7494 | 0 | 0 | 0 | 0 | 0 | 0 | 4781 | - | 0 | 0 | - | 0 | 0 | - | 0 | 0 | - | 4781 | - | 500 | 500 | - | 500 | 500 | - | 0 | 0 | -
4782 | 0 | 0 | 0 | 0 | 0 | 0 | 0 | 0 | 0 | 0 | 4782 | 0 | 0 | 0 | 0 | 0 | 0 | 0 | 0 | 0 | 0 | 4782 | - | 0 | 0 | - | 0 | 0 | - | 0 | 0 | - | 4782 | - | 500 | 500 | - | 500 | 500 | - | 0 | 0 | -
4783 | 0 | 0 | 0 | 0 | 0 | 0 | 0 | 0 | 0 | 0 | 4783 | 0 | 0 | 0 | 0 | 0 | 0 | 0 | 0 | 0 | 0 | 4783 | - | 0 | 0 | - | 0 | 0 | - | 0 | 0 | - | 4783 | - | 251.5765 | 251.5765 | - | 0 | 0 | - | 0 | 0 | -
4784 | 0 | 0 | 0 | 0 | 0 | 0 | 0 | 0 | 0 | 0 | 4784 | 0 | 0 | 0 | 0 | 0 | 0 | 0 | 0 | 0 | 0 | 4784 | - | 0 | 0 | - | 0 | 0 | - | 0 | 0 | - | 4784 | - | 0 | 0 | - | 0 | 0 | - | 0 | 0 | -
4785 | 0 | 0 | 0 | 731.1724 | 0 | 0 | 0 | 0 | 0 | 0 | 4785 | 0 | 0 | 0 | 0 | 0 | 0 | 0 | 0 | 0 | 0 | 4785 | - | 0 | 0 | - | 500 | 500 | - | 0 | 0 | - | 4785 | - | 0 | 0 | - | 0 | 0 | - | 0 | 0 | -
4786 | 0 | 0 | 0 | 0 | 0 | 0 | 0 | 0 | 0 | 0 | 4786 | 0 | 0 | 0 | 0 | 0 | 0 | 0 | 0 | 0 | 0 | 4786 | - | 15.1781 | 15.1781 | - | 500 | 500 | - | 0 | 0 | - | 4786 | - | 0 | 0 | - | 0 | 0 | - | 0 | 0 | -
4787 | 0 | 0 | 0 | 0 | 0 | 0 | 0 | 0 | 0 | 0 | 4787 | 0 | 0 | 0 | 0 | 0 | 0 | 0 | 0 | 0 | 0 | 4787 | - | 464.597 | 464.597 | - | 500 | 500 | - | 0 | 0 | - | 4787 | - | 0 | 0 | - | 0 | 0 | - | 0 | 0 | -
4788 | 0 | 0 | 0 | 0 | 0 | 0 | 0 | 0 | 0 | 0 | 4788 | 0 | 0 | 0 | 0 | 0 | 0 | 0 | 0 | 0 | 0 | 4788 | - | 176.1056 | 176.1056 | - | 391.3197 | 391.3197 | - | 0 | 0 | - | 4788 | - | 0 | 0 | - | 0 | 0 | - | 0 | 0 | -
4789 | 0 | 0 | 0 | 0 | 0 | 0 | 0 | 0 | 0 | 0 | 4789 | 0 | 0 | 0 | 0 | 0 | 0 | 0 | 0 | 0 | 0 | 4789 | - | 500 | 500 | - | 355.6807 | 355.6807 | - | 0 | 0 | - | 4789 | - | 0 | 0 | - | 0 | 0 | - | 0 | 0 | -
4790 | 0 | 0 | 0 | 0 | 0 | 0 | 0 | 0 | 0 | 0 | 4790 | 0 | 0 | 0 | 0 | 0 | 0 | 0 | 0 | 0 | 0 | 4790 | - | 447.5578 | 447.5578 | - | 240.2026 | 240.2026 | - | 0 | 0 | - | 4790 | - | 0 | 0 | - | 0 | 0 | - | 0 | 0 | -
4791 | 0 | 0 | 0 | 0 | 0 | 0 | 0 | 0 | 0 | 0 | 4791 | 0 | 0 | 0 | 0 | 0 | 0 | 0 | 0 | 0 | 0 | 4791 | - | 0 | 0 | - | 0 | 0 | - | 0 | 0 | - | 4791 | - | 0 | 0 | - | 0 | 0 | - | 0 | 0 | -
4792 | 0 | 0 | 0 | 0 | 0 | 0 | 0 | 0 | 0 | 0 | 4792 | 0 | 0 | 0 | 0 | 0 | 0 | 0 | 0 | 0 | 0 | 4792 | - | 0 | 0 | - | 0 | 0 | - | 0 | 0 | - | 4792 | - | 0 | 0 | - | 0 | 0 | - | 0 | 0 | -
4793 | 0 | 0 | 0 | 0 | 0 | 0 | 0 | 0 | 0 | 0 | 4793 | 107.3997 | 0 | 0 | 0 | 0 | 0 | 0 | 0 | 0 | 0 | 4793 | - | 0 | 0 | - | 0 | 0 | - | 0 | 0 | - | 4793 | - | 107.3997 | 107.3997 | - | 281.0692 | 281.0692 | - | 0 | 0 | -
4794 | 0 | 0 | 0 | 0 | 0 | 0 | 0 | 0 | 0 | 0 | 4794 | 283.2656 | 0 | 0 | 214.2993 | 0 | 0 | 127.4637 | 0 | 0 | 0 | 4794 | - | 0 | 0 | - | 0 | 0 | - | 0 | 0 | - | 4794 | - | 283.2656 | 283.2656 | - | 461.2237 | 461.2237 | - | 127.4637 | 127.4637 | -
4795 | 0 | 0 | 0 | 0 | 0 | 0 | 0 | 0 | 0 | 0 | 4795 | 338.4903 | 0 | 0 | 394.0385 | 13.1771 | 13.1771 | 185.9982 | 0 | 0 | 0 | 4795 | - | 0 | 0 | - | 0 | 0 | - | 0 | 0 | - | 4795 | - | 338.4903 | 338.4903 | - | 500 | 500 | - | 185.9982 | 185.9982 | -
4796 | 0 | 0 | 0 | 0 | 0 | 0 | 0 | 0 | 0 | 0 | 4796 | 284.5648 | 0 | 0 | 343.5306 | 0 | 0 | 144.7816 | 0 | 0 | 0 | 4796 | - | 0 | 0 | - | 0 | 0 | - | 0 | 0 | - | 4796 | - | 284.5648 | 284.5648 | - | 462.6693 | 462.6693 | - | 144.7816 | 144.7816 | -
4797 | 0 | 0 | 0 | 0 | 0 | 0 | 0 | 0 | 0 | 0 | 4797 | 40.9226 | 0 | 0 | 64.3234 | 0 | 0 | 0 | 0 | 0 | 0 | 4797 | - | 0 | 0 | - | 0 | 0 | - | 0 | 0 | - | 4797 | - | 40.9226 | 40.9226 | - | 215.6616 | 215.6616 | - | 0 | 0 | -
4798 | 0 | 0 | 0 | 0 | 0 | 0 | 0 | 0 | 0 | 0 | 4798 | 0 | 0 | 0 | 0 | 0 | 0 | 0 | 0 | 0 | 0 | 4798 | - | 0 | 0 | - | 0 | 0 | - | 0 | 0 | - | 4798 | - | 0 | 0 | - | 122.8014 | 122.8014 | - | 0 | 0 | -
4799 | 0 | 0 | 0 | 0 | 0 | 0 | 0 | 0 | 0 | 0 | 4799 | 0 | 0 | 0 | 0 | 0 | 0 | 0 | 0 | 0 | 0 | 4799 | - | 0 | 0 | - | 0 | 0 | - | 0 | 0 | - | 4799 | - | 0 | 0 | - | 52.1534 | 52.1534 | - | 0 | 0 | -
4800 | 0 | 0 | 0 | 0 | 0 | 0 | 0 | 0 | 0 | 0 | 4800 | 0 | 0 | 0 | 0 | 0 | 0 | 0 | 0 | 0 | 0 | 4800 | - | 0 | 0 | - | 0 | 0 | - | 0 | 0 | - | 4800 | - | 0 | 0 | - | 125.0063 | 125.0063 | - | 0 | 0 | -
4801 | 0 | 0 | 0 | 0 | 0 | 0 | 0 | 0 | 0 | 0 | 4801 | 53.1977 | 0 | 0 | 167.5919 | 0 | 0 | 29.4665 | 0 | 0 | 0 | 4801 | - | 0 | 0 | - | 0 | 0 | - | 0 | 0 | - | 4801 | - | 53.1977 | 53.1977 | - | 286.7306 | 286.7306 | - | 29.4665 | 29.4665 | -
4802 | 0 | 0 | 0 | 0 | 0 | 0 | 0 | 0 | 0 | 0 | 4802 | 132.2327 | 0 | 0 | 295.2711 | 0 | 0 | 202.6292 | 0 | 0 | 0 | 4802 | - | 0 | 0 | - | 0 | 0 | - | 0 | 0 | - | 4802 | - | 132.2327 | 132.2327 | - | 414.4098 | 414.4098 | - | 202.6292 | 202.6292 | -
4803 | 0 | 0 | 0 | 0 | 0 | 0 | 0 | 0 | 0 | 0 | 4803 | 24.8371 | 0 | 0 | 218.6181 | 0 | 0 | 153.7664 | 0 | 0 | 0 | 4803 | - | 0 | 0 | - | 0 | 0 | - | 0 | 0 | - | 4803 | - | 24.8371 | 24.8371 | - | 337.7568 | 337.7568 | - | 153.7664 | 153.7664 | -
4804 | 0 | 0 | 0 | 0 | 0 | 0 | 0 | 0 | 0 | 0 | 4804 | 59.1844 | 0 | 0 | 259.8822 | 0 | 0 | 213.4761 | 0 | 0 | 0 | 4804 | - | 0 | 0 | - | 0 | 0 | - | 0 | 0 | - | 4804 | - | 59.1844 | 59.1844 | - | 392.0801 | 392.0801 | - | 213.4761 | 213.4761 | -
4805 | 0 | 0 | 0 | 0 | 0 | 0 | 0 | 0 | 0 | 0 | 4805 | 25.361 | 0 | 0 | 116.8425 | 0 | 0 | 117.6564 | 0 | 0 | 0 | 4805 | - | 0 | 0 | - | 0 | 0 | - | 0 | 0 | - | 4805 | - | 317.5081 | 25.361 | - | 342.9826 | 342.9826 | - | 117.6564 | 117.6564 | -
4806 | 0 | 0 | 0 | 0 | 0 | 0 | 0 | 0 | 0 | 0 | 4806 | 0 | 0 | 0 | 0 | 0 | 0 | 0 | 0 | 0 | 0 | 4806 | - | 0 | 0 | - | 0 | 0 | - | 0 | 0 | - | 4806 | - | 0 | 0 | - | 21.619 | 21.619 | - | 0 | 0 | -
4807 | 0 | 0 | 0 | 0 | 0 | 0 | 0 | 0 | 0 | 0 | 4807 | 0 | 0 | 0 | 0 | 0 | 0 | 0 | 0 | 0 | 0 | 4807 | - | 0 | 0 | - | 0 | 0 | - | 0 | 0 | - | 4807 | - | 0 | 0 | - | 0 | 0 | - | 0 | 0 | -
4808 | 0 | 0 | 0 | 0 | 0 | 0 | 0 | 0 | 0 | 0 | 4808 | 0 | 0 | 0 | 0 | 0 | 0 | 0 | 0 | 0 | 0 | 4808 | - | 0 | 0 | - | 0 | 0 | - | 0 | 0 | - | 4808 | - | 0 | 0 | - | 0 | 0 | - | 0 | 0 | -
4809 | 0 | 0 | 0 | 0 | 0 | 0 | 0 | 0 | 0 | 0 | 4809 | 0 | 0 | 0 | 0 | 0 | 0 | 0 | 0 | 0 | 0 | 4809 | - | 0 | 0 | - | 500 | 500 | - | 0 | 0 | - | 4809 | - | 0 | 0 | - | 0 | 0 | - | 0 | 0 | -
4810 | 0 | 0 | 0 | 0 | 0 | 0 | 31.4543 | 0 | 0 | 0 | 4810 | 0 | 0 | 0 | 0 | 0 | 0 | 0 | 0 | 0 | 0 | 4810 | - | 7.6604 | 7.6604 | - | 500 | 500 | - | 31.4543 | 31.4543 | - | 4810 | - | 0 | 0 | - | 0 | 0 | - | 0 | 0 | -
4811 | 0 | 0 | 0 | 0 | 0 | 0 | 313.7469 | 0 | 0 | 0 | 4811 | 0 | 0 | 0 | 0 | 0 | 0 | 0 | 0 | 0 | 0 | 4811 | - | 182.6425 | 182.6425 | - | 500 | 500 | - | 500 | 500 | - | 4811 | - | 0 | 0 | - | 0 | 0 | - | 0 | 0 | -
4812 | 0 | 0 | 0 | 0 | 0 | 0 | 425.585 | 0 | 0 | 0 | 4812 | 0 | 0 | 0 | 0 | 0 | 0 | 0 | 0 | 0 | 0 | 4812 | - | 287.0655 | 287.0655 | - | 500 | 500 | - | 425.585 | 500 | - | 4812 | - | 0 | 0 | - | 0 | 0 | - | 0 | 0 | -
4813 | 0 | 0 | 0 | 0 | 0 | 0 | 7.8658 | 0 | 0 | 0 | 4813 | 0 | 0 | 0 | 0 | 0 | 0 | 0 | 0 | 0 | 0 | 4813 | - | 500 | 500 | - | 500 | 500 | - | 393.8773 | 500 | - | 4813 | - | 0 | 0 | - | 0 | 0 | - | 0 | 0 | -
4814 | 0 | 0 | 0 | 940.4677 | 0 | 0 | 0 | 0 | 0 | 0 | 4814 | 0 | 0 | 0 | 0 | 0 | 0 | 0 | 0 | 0 | 0 | 4814 | - | 332.3077 | 332.3077 | - | 500 | 500 | - | 0 | 6.3288 | - | 4814 | - | 0 | 0 | - | 0 | 0 | - | 0 | 0 | -
4815 | 0 | 0 | 0 | 1500 | 0 | 0 | 0 | 0 | 0 | 0 | 4815 | 0 | 0 | 0 | 0 | 0 | 0 | 0 | 0 | 0 | 0 | 4815 | - | 0 | 0 | - | 500 | 500 | - | 0 | 0 | - | 4815 | - | 0 | 0 | - | 0 | 0 | - | 0 | 0 | -
4816 | 0 | 0 | 0 | 0 | 0 | 0 | 0 | 0 | 0 | 0 | 4816 | 0 | 0 | 0 | 0 | 0 | 0 | 0 | 0 | 0 | 0 | 4816 | - | 0 | 0 | - | 0 | 0 | - | 0 | 0 | - | 4816 | - | 0 | 0 | - | 0 | 0 | - | 0 | 0 | -
4817 | 0 | 0 | 0 | 0 | 0 | 0 | 0 | 0 | 0 | 0 | 4817 | 0 | 0 | 0 | 0 | 0 | 0 | 0 | 0 | 0 | 0 | 4817 | - | 0 | 0 | - | 0 | 0 | - | 0 | 0 | - | 4817 | - | 0 | 0 | - | 0 | 0 | - | 0 | 0 | -
4818 | 0 | 0 | 0 | 0 | 0 | 0 | 0 | 0 | 0 | 0 | 4818 | 0 | 0 | 0 | 19.8428 | 0 | 0 | 0 | 0 | 0 | 0 | 4818 | - | 0 | 0 | - | 0 | 0 | - | 0 | 0 | - | 4818 | - | 0 | 0 | - | 19.8428 | 19.8428 | - | 0 | 0 | -
4819 | 0 | 0 | 0 | 0 | 0 | 0 | 0 | 0 | 0 | 0 | 4819 | 279.8998 | 0 | 0 | 326.3649 | 0 | 0 | 0 | 0 | 0 | 0 | 4819 | - | 0 | 0 | - | 0 | 0 | - | 0 | 0 | - | 4819 | - | 279.8998 | 279.8998 | - | 326.3649 | 326.3649 | - | 0 | 0 | -
4820 | 0 | 0 | 0 | 0 | 0 | 0 | 0 | 0 | 0 | 0 | 4820 | 193.9028 | 0 | 0 | 214.512 | 0 | 0 | 0 | 0 | 0 | 0 | 4820 | - | 0 | 0 | - | 0 | 0 | - | 0 | 0 | - | 4820 | - | 500 | 193.9028 | - | 214.512 | 214.512 | - | 0 | 0 | -
4821 | 0 | 0 | 0 | 0 | 0 | 0 | 0 | 0 | 0 | 0 | 4821 | 0 | 0 | 0 | 0 | 0 | 0 | 0 | 0 | 0 | 0 | 4821 | - | 0 | 0 | - | 0 | 0 | - | 0 | 0 | - | 4821 | - | 0 | 0 | - | 0 | 0 | - | 0 | 0 | -
4822 | 0 | 0 | 0 | 0 | 0 | 0 | 0 | 0 | 0 | 0 | 4822 | 0 | 0 | 0 | 0 | 0 | 0 | 0 | 0 | 0 | 0 | 4822 | - | 0 | 0 | - | 0 | 0 | - | 0 | 0 | - | 4822 | - | 0 | 0 | - | 0 | 0 | - | 0 | 0 | -
4823 | 0 | 0 | 0 | 0 | 0 | 0 | 0 | 0 | 0 | 0 | 4823 | 0 | 0 | 0 | 0 | 0 | 0 | 0 | 0 | 0 | 0 | 4823 | - | 0 | 0 | - | 0 | 0 | - | 0 | 0 | - | 4823 | - | 0 | 0 | - | 0 | 0 | - | 0 | 0 | -
4824 | 0 | 0 | 0 | 0 | 0 | 0 | 0 | 0 | 0 | 0 | 4824 | 0 | 0 | 0 | 0 | 0 | 0 | 0 | 0 | 0 | 0 | 4824 | - | 0 | 0 | - | 0 | 0 | - | 0 | 0 | - | 4824 | - | 0 | 0 | - | 0 | 0 | - | 0 | 0 | -
4825 | 0 | 0 | 0 | 0 | 0 | 0 | 0 | 0 | 0 | 0 | 4825 | 0 | 0 | 0 | 0 | 0 | 0 | 0 | 0 | 0 | 0 | 4825 | - | 0 | 0 | - | 0 | 0 | - | 0 | 0 | - | 4825 | - | 0 | 0 | - | 0 | 0 | - | 0 | 0 | -
4826 | 0 | 0 | 0 | 0 | 0 | 0 | 0 | 0 | 0 | 0 | 4826 | 0 | 0 | 0 | 0 | 0 | 0 | 0 | 0 | 0 | 0 | 4826 | - | 0 | 0 | - | 0 | 0 | - | 0 | 0 | - | 4826 | - | 0 | 0 | - | 0 | 0 | - | 0 | 0 | -
4827 | 0 | 0 | 0 | 0 | 0 | 0 | 0 | 0 | 0 | 0 | 4827 | 0 | 0 | 0 | 0 | 0 | 0 | 0 | 0 | 0 | 0 | 4827 | - | 0 | 0 | - | 0 | 0 | - | 0 | 0 | - | 4827 | - | 0 | 0 | - | 0 | 0 | - | 0 | 0 | -
4828 | 0 | 0 | 0 | 0 | 0 | 0 | 0 | 0 | 0 | 0 | 4828 | 28.4113 | 0 | 0 | 0 | 0 | 0 | 0 | 0 | 0 | 0 | 4828 | - | 0 | 0 | - | 0 | 0 | - | 0 | 0 | - | 4828 | - | 500 | 500 | - | 250.3479 | 500 | - | 0 | 0 | -
4829 | 0 | 0 | 0 | 0 | 0 | 0 | 0 | 0 | 0 | 0 | 4829 | 0 | 0 | 0 | 0 | 0 | 0 | 0 | 0 | 0 | 0 | 4829 | - | 0 | 0 | - | 0 | 0 | - | 0 | 0 | - | 4829 | - | 500 | 500 | - | 500 | 500 | - | 0 | 0 | -
4830 | 0 | 0 | 0 | 0 | 0 | 0 | 0 | 0 | 0 | 0 | 4830 | 0 | 0 | 0 | 0 | 0 | 0 | 0 | 0 | 0 | 0 | 4830 | - | 0 | 0 | - | 0 | 0 | - | 0 | 0 | - | 4830 | - | 500 | 500 | - | 500 | 500 | - | 0 | 0 | -
4831 | 0 | 0 | 0 | 0 | 0 | 0 | 0 | 0 | 0 | 0 | 4831 | 0 | 0 | 0 | 0 | 0 | 0 | 0 | 0 | 0 | 0 | 4831 | - | 0 | 0 | - | 0 | 0 | - | 0 | 0 | - | 4831 | - | 0 | 0 | - | 0 | 0 | - | 0 | 0 | -
4832 | 0 | 0 | 0 | 0 | 0 | 0 | 0 | 0 | 0 | 0 | 4832 | 0 | 0 | 0 | 0 | 0 | 0 | 0 | 0 | 0 | 0 | 4832 | - | 0 | 0 | - | 0 | 0 | - | 0 | 0 | - | 4832 | - | 0 | 0 | - | 0 | 0 | - | 0 | 0 | -
4833 | 0 | 0 | 0 | 0 | 0 | 0 | 0 | 0 | 0 | 0 | 4833 | 0 | 0 | 0 | 0 | 0 | 0 | 0 | 0 | 0 | 0 | 4833 | - | 0 | 0 | - | 0 | 0 | - | 0 | 0 | - | 4833 | - | 0 | 0 | - | 0 | 0 | - | 0 | 0 | -
4834 | 0 | 0 | 0 | 608.1482 | 0 | 0 | 0 | 0 | 0 | 0 | 4834 | 0 | 0 | 0 | 0 | 0 | 0 | 0 | 0 | 0 | 0 | 4834 | - | 0 | 0 | - | 500 | 500 | - | 0 | 0 | - | 4834 | - | 0 | 0 | - | 0 | 0 | - | 0 | 0 | -
4835 | 0 | 0 | 0 | 0 | 0 | 0 | 0 | 0 | 0 | 0 | 4835 | 0 | 0 | 0 | 0 | 0 | 0 | 0 | 0 | 0 | 0 | 4835 | - | 399.3892 | 399.3892 | - | 500 | 500 | - | 0 | 297.0888 | - | 4835 | - | 0 | 0 | - | 0 | 0 | - | 0 | 0 | -
4836 | 1168.117 | 0 | 189.6243 | 0 | 0 | 0 | 0 | 0 | 0 | 1168.117 | 4836 | 0 | 0 | 0 | 0 | 0 | 0 | 0 | 0 | 0 | 1168.117 | 4836 | - | 500 | 500 | - | 500 | 500 | - | 0 | 0 | - | 4836 | - | 0 | 0 | - | 0 | 0 | - | 0 | 0 | -
4837 | 0 | 0 | 0 | 0 | 0 | 0 | 0 | 0 | 0 | 0 | 4837 | 0 | 0 | 0 | 0 | 0 | 0 | 0 | 0 | 0 | 0 | 4837 | - | 500 | 500 | - | 500 | 500 | - | 212.6709 | 0 | - | 4837 | - | 0 | 0 | - | 0 | 0 | - | 0 | 0 | -
4838 | 0 | 0 | 0 | 0 | 0 | 0 | 0 | 0 | 0 | 0 | 4838 | 0 | 0 | 0 | 0 | 0 | 0 | 0 | 0 | 0 | 0 | 4838 | - | 500 | 500 | - | 500 | 500 | - | 0 | 0 | - | 4838 | - | 0 | 0 | - | 0 | 0 | - | 0 | 0 | -
4839 | 0 | 0 | 0 | 0 | 0 | 0 | 0 | 0 | 0 | 0 | 4839 | 0 | 0 | 0 | 0 | 0 | 0 | 0 | 0 | 0 | 0 | 4839 | - | 500 | 500 | - | 500 | 500 | - | 0 | 0 | - | 4839 | - | 0 | 0 | - | 0 | 0 | - | 0 | 0 | -
4840 | 0 | 0 | 0 | 0 | 0 | 0 | 0 | 0 | 0 | 0 | 4840 | 0 | 0 | 0 | 0 | 0 | 0 | 0 | 0 | 0 | 0 | 4840 | - | 0 | 0 | - | 332.3155 | 332.3155 | - | 0 | 0 | - | 4840 | - | 0 | 0 | - | 0 | 0 | - | 0 | 0 | -
4841 | 0 | 0 | 0 | 0 | 0 | 0 | 0 | 0 | 0 | 0 | 4841 | 0 | 0 | 0 | 0 | 0 | 0 | 0 | 0 | 0 | 0 | 4841 | - | 0 | 0 | - | 0 | 0 | - | 0 | 0 | - | 4841 | - | 0 | 0 | - | 0 | 0 | - | 0 | 0 | -
4842 | 0 | 0 | 0 | 0 | 0 | 0 | 0 | 0 | 0 | 0 | 4842 | 0 | 0 | 0 | 2.5729 | 0 | 0 | 0 | 0 | 0 | 0 | 4842 | - | 0 | 0 | - | 0 | 0 | - | 0 | 0 | - | 4842 | - | 0 | 0 | - | 2.5729 | 2.5729 | - | 0 | 0 | -
4843 | 0 | 0 | 0 | 0 | 0 | 0 | 0 | 0 | 0 | 0 | 4843 | 86.8169 | 0 | 0 | 167.0452 | 0 | 0 | 0 | 0 | 0 | 0 | 4843 | - | 0 | 0 | - | 0 | 0 | - | 0 | 0 | - | 4843 | - | 86.8169 | 86.8169 | - | 167.0452 | 167.0452 | - | 0 | 0 | -
4844 | 0 | 0 | 0 | 0 | 0 | 0 | 0 | 0 | 0 | 0 | 4844 | 87.1061 | 0 | 0 | 172.3289 | 0 | 0 | 0 | 0 | 0 | 0 | 4844 | - | 0 | 0 | - | 0 | 0 | - | 0 | 0 | - | 4844 | - | 87.1061 | 87.1061 | - | 172.3289 | 172.3289 | - | 0 | 0 | -
4845 | 0 | 0 | 0 | 0 | 0 | 0 | 0 | 0 | 0 | 0 | 4845 | 0 | 0 | 0 | 63.2143 | 0 | 0 | 0 | 0 | 0 | 0 | 4845 | - | 0 | 0 | - | 0 | 0 | - | 0 | 0 | - | 4845 | - | 0 | 0 | - | 63.2143 | 63.2143 | - | 0 | 0 | -
4846 | 0 | 0 | 0 | 0 | 0 | 0 | 0 | 0 | 0 | 0 | 4846 | 0 | 0 | 0 | 0 | 0 | 0 | 0 | 0 | 0 | 0 | 4846 | - | 0 | 0 | - | 0 | 0 | - | 0 | 0 | - | 4846 | - | 0 | 0 | - | 0 | 0 | - | 0 | 0 | -
4847 | 0 | 0 | 0 | 0 | 0 | 0 | 0 | 0 | 0 | 0 | 4847 | 0 | 0 | 0 | 0 | 0 | 0 | 0 | 0 | 0 | 0 | 4847 | - | 0 | 0 | - | 0 | 0 | - | 0 | 0 | - | 4847 | - | 0 | 0 | - | 0 | 0 | - | 0 | 0 | -
4848 | 0 | 0 | 0 | 0 | 0 | 0 | 0 | 0 | 0 | 0 | 4848 | 0 | 0 | 0 | 0 | 0 | 0 | 0 | 0 | 0 | 0 | 4848 | - | 0 | 0 | - | 0 | 0 | - | 0 | 0 | - | 4848 | - | 0 | 0 | - | 0 | 0 | - | 0 | 0 | -
4849 | 0 | 0 | 0 | 0 | 0 | 0 | 0 | 0 | 0 | 0 | 4849 | 60.4487 | 0 | 0 | 281.2333 | 0 | 0 | 11.2306 | 0 | 0 | 0 | 4849 | - | 0 | 0 | - | 0 | 0 | - | 0 | 0 | - | 4849 | - | 60.4487 | 60.4487 | - | 281.2333 | 281.2333 | - | 11.2306 | 11.2306 | -
4850 | 0 | 0 | 0 | 0 | 0 | 0 | 0 | 0 | 0 | 0 | 4850 | 62.6036 | 0 | 0 | 325.895 | 0 | 0 | 98.0593 | 0 | 0 | 0 | 4850 | - | 0 | 0 | - | 0 | 0 | - | 0 | 0 | - | 4850 | - | 62.6036 | 62.6036 | - | 325.895 | 325.895 | - | 98.0593 | 98.0593 | -
4851 | 0 | 0 | 0 | 0 | 0 | 0 | 0 | 0 | 0 | 0 | 4851 | 2.3595 | 0 | 0 | 288.4549 | 0 | 0 | 80.0276 | 0 | 0 | 0 | 4851 | - | 0 | 0 | - | 0 | 0 | - | 0 | 0 | - | 4851 | - | 2.3595 | 2.3595 | - | 288.4549 | 288.4549 | - | 80.0276 | 80.0276 | -
4852 | 0 | 0 | 0 | 0 | 0 | 0 | 0 | 0 | 0 | 0 | 4852 | 96.9403 | 0 | 0 | 400.0437 | 0 | 0 | 190.9213 | 0 | 0 | 0 | 4852 | - | 0 | 0 | - | 0 | 0 | - | 0 | 0 | - | 4852 | - | 96.9403 | 96.9403 | - | 400.0437 | 400.0437 | - | 190.9213 | 190.9213 | -
4853 | 0 | 0 | 0 | 0 | 0 | 0 | 0 | 0 | 0 | 0 | 4853 | 24.0171 | 0 | 0 | 329.8155 | 0 | 0 | 89.6611 | 0 | 0 | 0 | 4853 | - | 0 | 0 | - | 0 | 0 | - | 0 | 0 | - | 4853 | - | 24.0171 | 24.0171 | - | 329.8155 | 329.8155 | - | 89.6611 | 89.6611 | -
4854 | 0 | 0 | 0 | 0 | 0 | 0 | 0 | 0 | 0 | 0 | 4854 | 0 | 0 | 0 | 0 | 0 | 0 | 0 | 0 | 0 | 0 | 4854 | - | 0 | 0 | - | 0 | 0 | - | 0 | 0 | - | 4854 | - | 0 | 0 | - | 0 | 0 | - | 0 | 0 | -
4855 | 0 | 0 | 0 | 0 | 0 | 0 | 0 | 0 | 0 | 0 | 4855 | 0 | 0 | 0 | 0 | 0 | 0 | 0 | 0 | 0 | 0 | 4855 | - | 0 | 0 | - | 0 | 0 | - | 0 | 0 | - | 4855 | - | 0 | 0 | - | 0 | 0 | - | 0 | 0 | -
4856 | 0 | 0 | 0 | 0 | 0 | 0 | 0 | 0 | 0 | 0 | 4856 | 0 | 0 | 0 | 0 | 0 | 0 | 0 | 0 | 0 | 0 | 4856 | - | 0 | 0 | - | 500 | 500 | - | 0 | 0 | - | 4856 | - | 0 | 0 | - | 0 | 0 | - | 0 | 0 | -
4857 | 0 | 0 | 0 | 0 | 0 | 0 | 0 | 0 | 0 | 0 | 4857 | 0 | 0 | 0 | 0 | 0 | 0 | 0 | 0 | 0 | 0 | 4857 | - | 0 | 0 | - | 500 | 500 | - | 0 | 52.1935 | - | 4857 | - | 0 | 0 | - | 0 | 0 | - | 0 | 0 | -
4858 | 0 | 0 | 0 | 0 | 0 | 0 | 0 | 0 | 0 | 0 | 4858 | 0 | 0 | 0 | 0 | 0 | 0 | 0 | 0 | 0 | 0 | 4858 | - | 500 | 500 | - | 500 | 500 | - | 0 | 0 | - | 4858 | - | 0 | 0 | - | 0 | 0 | - | 0 | 0 | -
4859 | 0 | 0 | 0 | 262.522 | 0 | 0 | 728.2459 | 0 | 0 | 0 | 4859 | 0 | 0 | 0 | 0 | 0 | 0 | 0 | 0 | 0 | 0 | 4859 | - | 500 | 500 | - | 500 | 500 | - | 500 | 500 | - | 4859 | - | 0 | 0 | - | 0 | 0 | - | 0 | 0 | -
4860 | 916.426 | 0 | 0 | 684.0101 | 0 | 233.1 | 428.5585 | 0 | 0 | 916.426 | 4860 | 0 | 0 | 0 | 0 | 0 | 0 | 0 | 0 | 0 | 916.426 | 4860 | - | 500 | 500 | - | 500 | 500 | - | 500 | 500 | - | 4860 | - | 0 | 0 | - | 0 | 0 | - | 0 | 0 | -
4861 | 0 | 0 | 0 | 1493.9355 | 0 | 0 | 0 | 0 | 0 | 0 | 4861 | 0 | 0 | 0 | 0 | 0 | 0 | 0 | 0 | 0 | 0 | 4861 | - | 500 | 500 | - | 500 | 500 | - | 500 | 218.5091 | - | 4861 | - | 0 | 0 | - | 0 | 0 | - | 0 | 0 | -
4862 | 0 | 0 | 0 | 0 | 0 | 0 | 0 | 0 | 0 | 0 | 4862 | 0 | 0 | 0 | 0 | 0 | 0 | 0 | 0 | 0 | 0 | 4862 | - | 500 | 500 | - | 500 | 500 | - | 0 | 0 | - | 4862 | - | 0 | 0 | - | 0 | 0 | - | 0 | 0 | -
4863 | 0 | 0 | 0 | 0 | 0 | 0 | 0 | 0 | 0 | 0 | 4863 | 0 | 0 | 0 | 0 | 0 | 0 | 0 | 0 | 0 | 0 | 4863 | - | 0 | 0 | - | 500 | 500 | - | 0 | 0 | - | 4863 | - | 0 | 0 | - | 0 | 0 | - | 0 | 0 | -
4864 | 0 | 0 | 0 | 0 | 0 | 0 | 0 | 0 | 0 | 0 | 4864 | 0 | 0 | 0 | 0 | 0 | 0 | 0 | 0 | 0 | 0 | 4864 | - | 0 | 0 | - | 0 | 0 | - | 0 | 0 | - | 4864 | - | 0 | 0 | - | 0 | 0 | - | 0 | 0 | -
4865 | 0 | 0 | 0 | 0 | 0 | 0 | 0 | 0 | 0 | 0 | 4865 | 0 | 0 | 0 | 0 | 0 | 0 | 0 | 0 | 0 | 0 | 4865 | - | 0 | 0 | - | 0 | 0 | - | 0 | 0 | - | 4865 | - | 0 | 0 | - | 0 | 0 | - | 0 | 0 | -
4866 | 0 | 0 | 0 | 0 | 0 | 0 | 0 | 0 | 0 | 0 | 4866 | 0 | 0 | 0 | 0 | 0 | 0 | 0 | 0 | 0 | 0 | 4866 | - | 0 | 0 | - | 0 | 0 | - | 0 | 0 | - | 4866 | - | 19.4967 | 500 | - | 0 | 409.4366 | - | 0 | 0 | -
4867 | 0 | 0 | 0 | 0 | 0 | 0 | 0 | 0 | 0 | 0 | 4867 | 0 | 0 | 0 | 0 | 0 | 0 | 0 | 0 | 0 | 0 | 4867 | - | 0 | 0 | - | 0 | 0 | - | 0 | 0 | - | 4867 | - | 409.9642 | 409.9642 | - | 500 | 0 | - | 0 | 0 | -
4868 | 0 | 0 | 0 | 0 | 0 | 0 | 0 | 0 | 0 | 0 | 4868 | 8.071 | 0 | 0 | 123.6498 | 0 | 0 | 0 | 0 | 0 | 0 | 4868 | - | 0 | 0 | - | 0 | 0 | - | 0 | 0 | - | 4868 | - | 8.071 | 125.8121 | - | 362.1643 | 203.0756 | - | 0 | 0 | -
4869 | 0 | 0 | 0 | 0 | 0 | 0 | 0 | 0 | 0 | 0 | 4869 | 34.458 | 0 | 0 | 247.4578 | 0 | 0 | 92.2917 | 0 | 0 | 0 | 4869 | - | 0 | 0 | - | 0 | 0 | - | 0 | 0 | - | 4869 | - | 34.458 | 34.458 | - | 326.8836 | 326.8836 | - | 132.0046 | 132.0046 | -
4870 | 0 | 0 | 0 | 0 | 0 | 0 | 0 | 0 | 0 | 0 | 4870 | 65.8091 | 0 | 0 | 371.4254 | 0 | 0 | 326.083 | 0 | 0 | 0 | 4870 | - | 0 | 0 | - | 0 | 0 | - | 0 | 0 | - | 4870 | - | 65.8091 | 65.8091 | - | 460.4274 | 460.4274 | - | 365.7959 | 365.7959 | -
4871 | 0 | 0 | 0 | 0 | 0 | 0 | 0 | 0 | 0 | 0 | 4871 | 159.1481 | 0 | 0 | 270.0132 | 114.4817 | 74.7688 | 361.9168 | 76.5333 | 76.5333 | 0 | 4871 | - | 0 | 0 | - | 0 | 0 | - | 0 | 0 | - | 4871 | - | 159.1481 | 159.1481 | - | 500 | 500 | - | 500 | 500 | -
4872 | 0 | 0 | 0 | 0 | 0 | 0 | 0 | 0 | 0 | 0 | 4872 | 198.3385 | 0 | 0 | 24.6527 | 159.5883 | 86.4119 | 256.9073 | 0 | 0 | 0 | 4872 | - | 0 | 0 | - | 0 | 0 | - | 0 | 0 | - | 4872 | - | 198.3385 | 198.3385 | - | 500 | 500 | - | 370.0948 | 370.0948 | -
4873 | 0 | 0 | 0 | 0 | 0 | 0 | 0 | 0 | 0 | 0 | 4873 | 185.0129 | 0 | 53.5698 | 560.853 | 560.853 | 60.853 | 241.8789 | 0 | 0 | 0 | 4873 | - | 0 | 0 | - | 0 | 0 | - | 0 | 0 | - | 4873 | - | 185.0129 | 131.4431 | - | 0 | 500 | - | 241.8789 | 241.8789 | -
4874 | 0 | 0 | 0 | 0 | 0 | 0 | 0 | 0 | 0 | 0 | 4874 | 150.0662 | 0 | 0 | 439.2551 | 130.6129 | 100.3277 | 0 | 0 | 0 | 0 | 4874 | - | 0 | 0 | - | 0 | 0 | - | 0 | 0 | - | 4874 | - | 150.0662 | 150.0662 | - | 308.6422 | 338.9274 | - | 0 | 0 | -
4875 | 0 | 0 | 0 | 0 | 0 | 0 | 0 | 0 | 0 | 0 | 4875 | 127.8463 | 0 | 0 | 37.0907 | 0 | 0 | 0 | 0 | 0 | 0 | 4875 | - | 0 | 0 | - | 0 | 0 | - | 0 | 0 | - | 4875 | - | 127.8463 | 127.8463 | - | 301.8466 | 301.8466 | - | 0 | 0 | -
4876 | 0 | 0 | 0 | 0 | 0 | 0 | 0 | 0 | 0 | 0 | 4876 | 157.802 | 53.5698 | 0 | 0 | 0 | 0 | 0 | 0 | 0 | 0 | 4876 | - | 0 | 0 | - | 0 | 0 | - | 0 | 0 | - | 4876 | - | 77.0746 | 130.6444 | - | 0 | 0 | - | 0 | 0 | -
4877 | 0 | 0 | 0 | 0 | 0 | 0 | 0 | 0 | 0 | 0 | 4877 | 0 | 0 | 0 | 0 | 0 | 0 | 0 | 0 | 0 | 0 | 4877 | - | 0 | 0 | - | 0 | 0 | - | 0 | 0 | - | 4877 | - | 0 | 0 | - | 0 | 0 | - | 0 | 0 | -
4878 | 0 | 0 | 0 | 0 | 0 | 0 | 0 | 0 | 0 | 0 | 4878 | 0 | 0 | 0 | 0 | 0 | 0 | 0 | 0 | 0 | 0 | 4878 | - | 0 | 0 | - | 0 | 453.9983 | - | 0 | 0 | - | 4878 | - | 0 | 0 | - | 0 | 0 | - | 0 | 0 | -
4879 | 0 | 0 | 0 | 0 | 0 | 0 | 1402.6945 | 0 | 0 | 0 | 4879 | 0 | 0 | 0 | 0 | 0 | 0 | 0 | 0 | 0 | 0 | 4879 | - | 500 | 500 | - | 500 | 500 | - | 500 | 0 | - | 4879 | - | 0 | 0 | - | 0 | 0 | - | 0 | 0 | -
4880 | 172.2135 | 0 | 0 | 0 | 0 | 233.1 | 0 | 0 | 0 | 172.2135 | 4880 | 0 | 0 | 0 | 0 | 0 | 0 | 0 | 0 | 0 | 172.2135 | 4880 | - | 500 | 500 | - | 500 | 500 | - | 294.1416 | 500 | - | 4880 | - | 0 | 0 | - | 0 | 0 | - | 0 | 0 | -
4881 | 141.4347 | 0 | 0 | 0 | 0 | 0 | 0 | 0 | 0 | 141.4347 | 4881 | 0 | 0 | 0 | 0 | 0 | 0 | 0 | 0 | 0 | 141.4347 | 4881 | - | 500 | 500 | - | 500 | 500 | - | 0 | 500 | - | 4881 | - | 0 | 0 | - | 0 | 0 | - | 0 | 0 | -
4882 | 245.292 | 0 | 0 | 1500 | 626.9784 | 146.1487 | 0 | 813.4892 | 0 | 245.292 | 4882 | 0 | 0 | 0 | 0 | 0 | 0 | 0 | 0 | 0 | 245.292 | 4882 | - | 500 | 500 | - | 500 | 500 | - | 500 | 500 | - | 4882 | - | 0 | 0 | - | 0 | 0 | - | 0 | 0 | -
4883 | 412.9185 | 0 | 19.5476 | 0 | 0 | 0 | 102.1027 | 0 | 189.6243 | 412.9185 | 4883 | 0 | 0 | 0 | 0 | 0 | 0 | 0 | 0 | 0 | 412.9185 | 4883 | - | 500 | 500 | - | 500 | 500 | - | 500 | 500 | - | 4883 | - | 0 | 0 | - | 0 | 0 | - | 0 | 0 | -
4884 | 538.1503 | 876.5125 | 233.1 | 940.4677 | 0 | 0 | 0 | 0 | 0 | 538.1503 | 4884 | 0 | 0 | 0 | 0 | 0 | 0 | 0 | 0 | 0 | 538.1503 | 4884 | - | 500 | 500 | - | 500 | 500 | - | 500 | 500 | - | 4884 | - | 0 | 0 | - | 0 | 0 | - | 0 | 0 | -
4885 | 440.4923 | 0 | 0 | 0 | 1000 | 0 | 0 | 0 | 0 | 440.4923 | 4885 | 0 | 0 | 0 | 0 | 0 | 0 | 0 | 0 | 0 | 440.4923 | 4885 | - | 500 | 500 | - | 500 | 500 | - | 500 | 500 | - | 4885 | - | 0 | 0 | - | 0 | 0 | - | 0 | 0 | -
4886 | 0 | 0 | 0 | 0 | 0 | 0 | 0 | 0 | 0 | 0 | 4886 | 0 | 0 | 0 | 0 | 0 | 0 | 0 | 0 | 0 | 0 | 4886 | - | 500 | 500 | - | 500 | 500 | - | 500 | 500 | - | 4886 | - | 0 | 0 | - | 0 | 0 | - | 0 | 0 | -
4887 | 0 | 0 | 0 | 0 | 0 | 0 | 0 | 0 | 0 | 0 | 4887 | 0 | 0 | 0 | 0 | 0 | 0 | 0 | 0 | 0 | 0 | 4887 | - | 0 | 0 | - | 87.0233 | 287.698 | - | 337.8076 | 131.9492 | - | 4887 | - | 0 | 0 | - | 0 | 0 | - | 0 | 0 | -
4888 | 0 | 0 | 0 | 0 | 0 | 0 | 0 | 0 | 0 | 0 | 4888 | 0 | 0 | 0 | 0 | 0 | 0 | 0 | 0 | 0 | 0 | 4888 | - | 0 | 0 | - | 0 | 0 | - | 0 | 0 | - | 4888 | - | 0 | 0 | - | 0 | 0 | - | 0 | 0 | -
4889 | 0 | 0 | 0 | 0 | 0 | 0 | 0 | 0 | 0 | 0 | 4889 | 0 | 107.0551 | 0 | 0 | 0 | 0 | 0 | 0 | 0 | 0 | 4889 | - | 0 | 0 | - | 0 | 0 | - | 0 | 0 | - | 4889 | - | 0 | 107.0551 | - | 0 | 0 | - | 0 | 0 | -
4890 | 0 | 0 | 0 | 0 | 0 | 0 | 0 | 0 | 0 | 0 | 4890 | 235.6205 | 385.6205 | 0 | 360.1767 | 360.1767 | 0 | 97.396 | 176.8218 | 0 | 0 | 4890 | - | 0 | 0 | - | 0 | 0 | - | 0 | 0 | - | 4890 | - | 0 | 385.6205 | - | 0 | 360.1767 | - | 0 | 137.1089 | -
4891 | 0 | 0 | 0 | 0 | 0 | 0 | 0 | 0 | 0 | 0 | 4891 | 263.1496 | 0 | 0 | 379.8886 | 0 | 0 | 119.974 | 199.3998 | 0 | 0 | 4891 | - | 0 | 0 | - | 0 | 0 | - | 0 | 0 | - | 4891 | - | 413.1496 | 413.1496 | - | 379.8886 | 379.8886 | - | 0 | 159.6869 | -
4892 | 0 | 0 | 0 | 0 | 0 | 0 | 0 | 0 | 0 | 0 | 4892 | 194.854 | 0 | 0 | 300.6623 | 0 | 0 | 36.2652 | 115.6909 | 0 | 0 | 4892 | - | 0 | 0 | - | 0 | 0 | - | 0 | 0 | - | 4892 | - | 344.854 | 344.854 | - | 300.6623 | 300.6623 | - | 0 | 75.978 | -
4893 | 0 | 0 | 0 | 0 | 0 | 0 | 0 | 0 | 0 | 0 | 4893 | 155.9877 | 50.6745 | 0 | 268.1872 | 0 | 0 | 10.9287 | 57.1944 | 0 | 0 | 4893 | - | 0 | 0 | - | 0 | 0 | - | 0 | 0 | - | 4893 | - | 255.3132 | 305.9877 | - | 268.1872 | 268.1872 | - | 0 | 50.6416 | -
4894 | 0 | 0 | 0 | 0 | 0 | 0 | 0 | 0 | 0 | 0 | 4894 | 186.2283 | 0 | 0 | 320.7108 | 320.7108 | 0 | 83.8115 | 0 | 0 | 0 | 4894 | - | 0 | 0 | - | 0 | 0 | - | 0 | 0 | - | 4894 | - | 336.2283 | 336.2283 | - | 0 | 320.7108 | - | 123.5244 | 123.5244 | -
4895 | 0 | 0 | 0 | 0 | 0 | 0 | 0 | 0 | 0 | 0 | 4895 | 229.7945 | 379.7945 | 0 | 0 | 0 | 233.1 | 198.5943 | 0 | 0 | 0 | 4895 | - | 0 | 0 | - | 0 | 0 | - | 0 | 0 | - | 4895 | - | 0 | 379.7945 | - | 400.9754 | 167.8754 | - | 241.2648 | 238.3072 | -
4896 | 0 | 0 | 0 | 0 | 0 | 0 | 0 | 0 | 0 | 0 | 4896 | 241.8776 | 0 | 0 | 0 | 0 | 0 | 185.6177 | 0 | 0 | 0 | 4896 | - | 0 | 0 | - | 0 | 0 | - | 0 | 0 | - | 4896 | - | 391.8776 | 391.8776 | - | 456.0268 | 405.2841 | - | 375.2109 | 335.498 | -
4897 | 0 | 0 | 0 | 0 | 0 | 0 | 0 | 0 | 0 | 0 | 4897 | 274.4712 | 0 | 0 | 104.4724 | 40.0603 | 0 | 369.6146 | 0 | 0 | 0 | 4897 | - | 0 | 0 | - | 0 | 0 | - | 0 | 0 | - | 4897 | - | 424.4712 | 424.4712 | - | 500 | 336.2 | - | 500 | 469.5988 | -
4898 | 0 | 0 | 0 | 0 | 0 | 0 | 0 | 0 | 0 | 0 | 4898 | 231.2425 | 0 | 0 | 188.0889 | 106.1501 | 74.3582 | 325.5629 | 82.5259 | 42.813 | 0 | 4898 | - | 0 | 0 | - | 0 | 0 | - | 0 | 0 | - | 4898 | - | 442.6288 | 442.6288 | - | 500 | 268.1624 | - | 500 | 500 | -
4899 | 0 | 0 | 0 | 0 | 0 | 0 | 0 | 0 | 0 | 0 | 4899 | 0 | 459.7871 | 64.7546 | 96.0554 | 281.9076 | 0 | 0 | 183.415 | 0 | 0 | 4899 | - | 0 | 0 | - | 0 | 0 | - | 0 | 0 | - | 4899 | - | 0 | 395.0325 | - | 59.6096 | 243.1128 | - | 500 | 500 | -
4900 | 0 | 0 | 0 | 0 | 0 | 0 | 0 | 0 | 0 | 0 | 4900 | 61.1716 | 0 | 233.1 | 56.1552 | 0 | 0 | 124.2059 | 310.159 | 127.8419 | 0 | 4900 | - | 0 | 0 | - | 0 | 0 | - | 0 | 0 | - | 4900 | - | 458.6553 | 225.5553 | - | 374.6501 | 189.7398 | - | 500 | 500 | -
4901 | 0 | 0 | 0 | 0 | 0 | 0 | 0 | 0 | 0 | 0 | 4901 | 0 | 0 | 24.5068 | 0 | 273.9262 | 14.9032 | 522.4268 | 231.1323 | 151.7065 | 0 | 4901 | - | 0 | 0 | - | 0 | 0 | - | 0 | 0 | - | 4901 | - | 339.625 | 0 | - | 0 | 0 | - | 500 | 500 | -
4902 | 0 | 0 | 0 | 0 | 0 | 0 | 0 | 0 | 0 | 0 | 4902 | 0 | 0 | 0 | 0 | 0 | 0 | 0 | 26.5925 | 0 | 0 | 4902 | - | 0 | 433.7648 | - | 0 | 0 | - | 0 | 0 | - | 4902 | - | 0 | 0 | - | 0 | 0 | - | 0 | 26.5925 | -
4903 | 0 | 0 | 0 | 0 | 0 | 0 | 0 | 0 | 0 | 0 | 4903 | 0 | 0 | 0 | 0 | 0 | 0 | 0 | 0 | 0 | 0 | 4903 | - | 205.9295 | 500 | - | 0 | 0 | - | 0 | 0 | - | 4903 | - | 0 | 0 | - | 0 | 0 | - | 0 | 0 | -
4904 | 0 | 0 | 0 | 0 | 0 | 0 | 0 | 0 | 0 | 0 | 4904 | 0 | 0 | 0 | 0 | 0 | 0 | 0 | 0 | 0 | 0 | 4904 | - | 500 | 500 | - | 500 | 500 | - | 500 | 500 | - | 4904 | - | 0 | 0 | - | 0 | 0 | - | 0 | 0 | -
4905 | 0 | 0 | 0 | 0 | 0 | 0 | 0 | 0 | 0 | 0 | 4905 | 0 | 0 | 0 | 0 | 0 | 0 | 0 | 0 | 0 | 0 | 4905 | - | 500 | 500 | - | 500 | 500 | - | 500 | 500 | - | 4905 | - | 0 | 0 | - | 0 | 0 | - | 0 | 0 | -
4906 | 995.5208 | 495.5208 | 0 | 94.3397 | 0 | 0 | 0 | 626.9784 | 146.1487 | 995.5208 | 4906 | 0 | 0 | 0 | 0 | 0 | 0 | 0 | 0 | 0 | 995.5208 | 4906 | - | 500 | 500 | - | 500 | 500 | - | 500 | 500 | - | 4906 | - | 0 | 0 | - | 0 | 0 | - | 0 | 0 | -
4907 | 606.138 | 131.4576 | 106.138 | 865.7417 | 626.9784 | 146.1487 | 1500 | 0 | 0 | 606.138 | 4907 | 0 | 0 | 0 | 0 | 0 | 0 | 0 | 0 | 0 | 606.138 | 4907 | - | 500 | 500 | - | 500 | 500 | - | 500 | 500 | - | 4907 | - | 0 | 0 | - | 0 | 0 | - | 0 | 0 | -
4908 | 718.8042 | 1000 | 233.1 | 1195.1908 | 1000 | 233.1 | 0 | 1000 | 233.1 | 718.8042 | 4908 | 0 | 0 | 0 | 0 | 0 | 0 | 0 | 0 | 0 | 718.8042 | 4908 | - | 500 | 500 | - | 500 | 500 | - | 500 | 500 | - | 4908 | - | 0 | 0 | - | 0 | 0 | - | 0 | 0 | -
4909 | 120.0046 | 0 | 40.0107 | 285.1954 | 0 | 0 | 0 | 0 | 0 | 120.0046 | 4909 | 0 | 0 | 0 | 0 | 0 | 0 | 0 | 0 | 0 | 120.0046 | 4909 | - | 500 | 500 | - | 500 | 500 | - | 500 | 500 | - | 4909 | - | 0 | 0 | - | 0 | 0 | - | 0 | 0 | -
4910 | 0 | 0 | 0 | 0 | 0 | 0 | 940.4677 | 0 | 0 | 0 | 4910 | 0 | 0 | 0 | 0 | 0 | 0 | 0 | 0 | 0 | 0 | 4910 | - | 500 | 500 | - | 500 | 500 | - | 500 | 500 | - | 4910 | - | 0 | 0 | - | 0 | 0 | - | 0 | 0 | -
4911 | 0 | 0 | 0 | 0 | 0 | 0 | 0 | 0 | 0 | 0 | 4911 | 0 | 0 | 0 | 0 | 0 | 0 | 0 | 0 | 0 | 0 | 4911 | - | 500 | 500 | - | 500 | 500 | - | 500 | 500 | - | 4911 | - | 0 | 0 | - | 0 | 0 | - | 0 | 0 | -
4912 | 0 | 0 | 0 | 0 | 0 | 0 | 0 | 0 | 0 | 0 | 4912 | 0 | 0 | 0 | 0 | 0 | 0 | 0 | 0 | 0 | 0 | 4912 | - | 0 | 0 | - | 0 | 0 | - | 0 | 0 | - | 4912 | - | 0 | 0 | - | 0 | 0 | - | 0 | 0 | -
4913 | 0 | 0 | 0 | 0 | 0 | 0 | 0 | 0 | 0 | 0 | 4913 | 0 | 9.0915 | 0 | 0 | 0 | 0 | 0 | 0 | 0 | 0 | 4913 | - | 0 | 0 | - | 0 | 0 | - | 0 | 0 | - | 4913 | - | 500 | 500 | - | 500 | 500 | - | 0 | 0 | -
4914 | 0 | 0 | 0 | 0 | 0 | 0 | 0 | 0 | 0 | 0 | 4914 | 504.341 | 154.341 | 4.341 | 150.7091 | 0 | 0 | 23.7349 | 69.2304 | 0 | 0 | 4914 | - | 0 | 0 | - | 0 | 0 | - | 0 | 0 | - | 4914 | - | 500 | 500 | - | 500 | 500 | - | 500 | 500 | -
4915 | 0 | 0 | 0 | 0 | 0 | 0 | 0 | 0 | 0 | 0 | 4915 | 546.8284 | 196.8284 | 196.8284 | 936.7085 | 481.7931 | 89.2614 | 950.0029 | 450.0029 | 89.2614 | 0 | 4915 | - | 0 | 0 | - | 0 | 0 | - | 0 | 0 | - | 4915 | - | 500 | 500 | - | 500 | 500 | - | 500 | 500 | -
4916 | 0 | 0 | 0 | 0 | 0 | 0 | 0 | 0 | 0 | 0 | 4916 | 549.4045 | 199.4045 | 49.4045 | 986.98 | 486.98 | 233.1 | 961.9909 | 461.9909 | 233.1 | 0 | 4916 | - | 0 | 0 | - | 0 | 0 | - | 0 | 0 | - | 4916 | - | 500 | 500 | - | 500 | 500 | - | 500 | 500 | -
4917 | 0 | 0 | 0 | 0 | 0 | 0 | 0 | 0 | 0 | 0 | 4917 | 473.8236 | 146.1682 | 71.7875 | 0 | 414.1585 | 0 | 138.6688 | 401.7075 | 0 | 0 | 4917 | - | 0 | 0 | - | 0 | 0 | - | 0 | 0 | - | 4917 | - | 500 | 500 | - | 500 | 500 | - | 500 | 500 | -
4918 | 0 | 0 | 0 | 0 | 0 | 0 | 0 | 0 | 0 | 0 | 4918 | 0 | 78.4958 | 0 | 0 | 0 | 0 | 0 | 0 | 0 | 0 | 4918 | - | 0 | 0 | - | 0 | 0 | - | 0 | 0 | - | 4918 | - | 500 | 500 | - | 500 | 500 | - | 500 | 500 | -
4919 | 0 | 0 | 0 | 0 | 0 | 0 | 0 | 0 | 0 | 0 | 4919 | 0 | 77.3193 | 0 | 0 | 0 | 0 | 0 | 0 | 0 | 0 | 4919 | - | 0 | 0 | - | 0 | 0 | - | 0 | 0 | - | 4919 | - | 500 | 500 | - | 500 | 500 | - | 500 | 500 | -
4920 | 0 | 0 | 0 | 0 | 0 | 0 | 0 | 0 | 0 | 0 | 4920 | 0 | 65.6264 | 0 | 0 | 0 | 0 | 0 | 0 | 0 | 0 | 4920 | - | 0 | 0 | - | 0 | 0 | - | 0 | 0 | - | 4920 | - | 500 | 500 | - | 500 | 500 | - | 500 | 500 | -
4921 | 0 | 0 | 0 | 0 | 0 | 0 | 0 | 0 | 0 | 0 | 4921 | 0 | 60.7875 | 0 | 0 | 0 | 0 | 0 | 0 | 0 | 0 | 4921 | - | 0 | 0 | - | 0 | 0 | - | 0 | 0 | - | 4921 | - | 455 | 299.0945 | - | 500 | 500 | - | 500 | 500 | -
4922 | 0 | 0 | 0 | 0 | 0 | 0 | 0 | 0 | 0 | 0 | 4922 | 0 | 394.8692 | 0 | 0 | 0 | 0 | 0 | 0 | 0 | 0 | 4922 | - | 0 | 0 | - | 0 | 0 | - | 0 | 0 | - | 4922 | - | 0 | 0 | - | 482.3625 | 482.3625 | - | 500 | 500 | -
4923 | 0 | 0 | 0 | 0 | 0 | 0 | 0 | 0 | 0 | 0 | 4923 | 0 | 0 | 0 | 0 | 0 | 0 | 0 | 0 | 0 | 0 | 4923 | - | 0 | 0 | - | 0 | 0 | - | 0 | 0 | - | 4923 | - | 0 | 0 | - | 79.9175 | 307.974 | - | 382.44 | 382.44 | -
4924 | 0 | 0 | 0 | 0 | 0 | 0 | 0 | 0 | 0 | 0 | 4924 | 0 | 0 | 0 | 0 | 0 | 0 | 0 | 0 | 0 | 0 | 4924 | - | 0 | 0 | - | 0 | 0 | - | 0 | 0 | - | 4924 | - | 0 | 0 | - | 0 | 0 | - | 500 | 140.6238 | -
4925 | 0 | 0 | 0 | 0 | 0 | 0 | 0 | 0 | 0 | 0 | 4925 | 0 | 0 | 0 | 0 | 0 | 0 | 0 | 0 | 0 | 0 | 4925 | - | 0 | 0 | - | 0 | 0 | - | 0 | 0 | - | 4925 | - | 0 | 0 | - | 0 | 0 | - | 17.56 | 0 | -
4926 | 0 | 0 | 0 | 0 | 0 | 0 | 0 | 0 | 0 | 0 | 4926 | 0 | 0 | 0 | 0 | 0 | 0 | 0 | 0 | 0 | 0 | 4926 | - | 500 | 500 | - | 0 | 0 | - | 0 | 0 | - | 4926 | - | 0 | 0 | - | 0 | 0 | - | 0 | 0 | -
4927 | 0 | 0 | 0 | 0 | 0 | 0 | 0 | 0 | 0 | 0 | 4927 | 0 | 0 | 0 | 0 | 0 | 0 | 0 | 0 | 0 | 0 | 4927 | - | 500 | 500 | - | 0 | 0 | - | 0 | 0 | - | 4927 | - | 0 | 0 | - | 0 | 0 | - | 0 | 0 | -
4928 | 0 | 0 | 0 | 0 | 0 | 0 | 0 | 0 | 0 | 0 | 4928 | 0 | 0 | 0 | 0 | 0 | 0 | 0 | 0 | 0 | 0 | 4928 | - | 500 | 500 | - | 411.1704 | 500 | - | 0 | 0 | - | 4928 | - | 0 | 0 | - | 0 | 0 | - | 0 | 0 | -
4929 | 0 | 0 | 0 | 0 | 0 | 0 | 0 | 0 | 0 | 0 | 4929 | 0 | 0 | 0 | 0 | 0 | 0 | 0 | 0 | 0 | 0 | 4929 | - | 500 | 500 | - | 500 | 500 | - | 500 | 500 | - | 4929 | - | 0 | 0 | - | 0 | 0 | - | 0 | 0 | -
4930 | 1279.3401 | 779.3401 | 0 | 529.8322 | 212.1007 | 0 | 250.139 | 0 | 0 | 1279.3401 | 4930 | 0 | 0 | 0 | 0 | 0 | 0 | 0 | 0 | 0 | 1279.3401 | 4930 | - | 500 | 500 | - | 500 | 500 | - | 500 | 500 | - | 4930 | - | 0 | 0 | - | 0 | 0 | - | 0 | 0 | -
4931 | 127.2323 | 0 | 146.1487 | 1100.5141 | 737.5141 | 228.885 | 1203.2394 | 939.2987 | 233.1 | 127.2323 | 4931 | 0 | 0 | 0 | 0 | 0 | 0 | 0 | 0 | 0 | 127.2323 | 4931 | - | 500 | 500 | - | 500 | 500 | - | 500 | 500 | - | 4931 | - | 0 | 0 | - | 0 | 0 | - | 0 | 0 | -
4932 | 357.8293 | 671.5724 | 233.1 | 810.1213 | 677.3636 | 150.3636 | 987.0892 | 687.6797 | 146.1487 | 357.8293 | 4932 | 0 | 0 | 0 | 0 | 0 | 0 | 0 | 0 | 0 | 357.8293 | 4932 | - | 500 | 500 | - | 500 | 500 | - | 500 | 500 | - | 4932 | - | 0 | 0 | - | 0 | 0 | - | 0 | 0 | -
4933 | 676.0659 | 176.0659 | 0 | 0 | 0 | 0 | 0 | 0 | 0 | 676.0659 | 4933 | 0 | 0 | 0 | 0 | 0 | 0 | 0 | 0 | 0 | 676.0659 | 4933 | - | 500 | 500 | - | 500 | 500 | - | 500 | 500 | - | 4933 | - | 0 | 0 | - | 0 | 0 | - | 0 | 0 | -
4934 | 0 | 0 | 0 | 0 | 0 | 0 | 0 | 0 | 0 | 0 | 4934 | 0 | 0 | 0 | 0 | 0 | 0 | 0 | 0 | 0 | 0 | 4934 | - | 500 | 500 | - | 500 | 500 | - | 498.0663 | 498.0663 | - | 4934 | - | 0 | 0 | - | 0 | 0 | - | 0 | 0 | -
4935 | 0 | 0 | 0 | 0 | 0 | 0 | 0 | 0 | 0 | 0 | 4935 | 0 | 0 | 0 | 0 | 0 | 0 | 0 | 0 | 0 | 0 | 4935 | - | 500 | 500 | - | 0 | 0 | - | 0 | 0 | - | 4935 | - | 0 | 0 | - | 0 | 0 | - | 0 | 0 | -
4936 | 0 | 0 | 0 | 0 | 0 | 0 | 0 | 0 | 0 | 0 | 4936 | 0 | 0 | 0 | 0 | 0 | 0 | 0 | 0 | 0 | 0 | 4936 | - | 500 | 500 | - | 0 | 0 | - | 0 | 0 | - | 4936 | - | 0 | 0 | - | 0 | 0 | - | 0 | 0 | -
4937 | 0 | 0 | 0 | 0 | 0 | 0 | 0 | 0 | 0 | 0 | 4937 | 0 | 0 | 0 | 102.8332 | 0 | 0 | 0 | 0 | 0 | 0 | 4937 | - | 0 | 0 | - | 0 | 0 | - | 0 | 0 | - | 4937 | - | 407.542 | 7.3385 | - | 500 | 500 | - | 0 | 0 | -
4938 | 0 | 0 | 0 | 0 | 0 | 0 | 0 | 0 | 0 | 0 | 4938 | 0 | 277.6381 | 125.9108 | 1015.5858 | 712.1505 | 233.1 | 1319.4263 | 800.2558 | 233.1 | 0 | 4938 | - | 0 | 0 | - | 0 | 0 | - | 0 | 0 | - | 4938 | - | 500 | 500 | - | 500 | 500 | - | 500 | 500 | -
4939 | 0 | 0 | 0 | 0 | 0 | 0 | 0 | 0 | 0 | 0 | 4939 | 614.6226 | 264.6226 | 114.6226 | 955.9785 | 550.7902 | 89.2614 | 754.9712 | 582.6758 | 89.2614 | 0 | 4939 | - | 0 | 0 | - | 0 | 0 | - | 0 | 0 | - | 4939 | - | 500 | 500 | - | 500 | 500 | - | 500 | 500 | -
4940 | 0 | 0 | 0 | 0 | 0 | 0 | 0 | 0 | 0 | 0 | 4940 | 579.4532 | 229.4532 | 79.4532 | 0 | 119.991 | 0 | 0 | 0 | 0 | 0 | 4940 | - | 0 | 0 | - | 0 | 0 | - | 0 | 0 | - | 4940 | - | 500 | 500 | - | 275.6142 | 395.6051 | - | 500 | 500 | -
4941 | 0 | 0 | 0 | 0 | 0 | 0 | 0 | 0 | 0 | 0 | 4941 | 502.3748 | 152.3748 | 2.3748 | 0 | 0 | 0 | 0 | 0 | 0 | 0 | 4941 | - | 0 | 0 | - | 0 | 0 | - | 0 | 0 | - | 4941 | - | 500 | 500 | - | 0 | 0 | - | 262.0368 | 270.457 | -
4942 | 0 | 0 | 0 | 0 | 0 | 0 | 0 | 0 | 0 | 0 | 4942 | 183.3529 | 58.6395 | 0 | 0 | 0 | 0 | 0 | 0 | 0 | 0 | 4942 | - | 0 | 0 | - | 0 | 0 | - | 0 | 0 | - | 4942 | - | 500 | 500 | - | 0 | 0 | - | 0 | 0 | -
4943 | 0 | 0 | 0 | 0 | 0 | 0 | 0 | 0 | 0 | 0 | 4943 | 0 | 0 | 0 | 0 | 0 | 0 | 0 | 0 | 0 | 0 | 4943 | - | 0 | 0 | - | 0 | 0 | - | 0 | 0 | - | 4943 | - | 486.003 | 486.003 | - | 0 | 0 | - | 0 | 0 | -
4944 | 0 | 0 | 0 | 0 | 0 | 0 | 0 | 0 | 0 | 0 | 4944 | 0 | 0 | 0 | 0 | 0 | 0 | 0 | 0 | 0 | 0 | 4944 | - | 0 | 0 | - | 0 | 0 | - | 0 | 0 | - | 4944 | - | 397.3638 | 397.3638 | - | 0 | 0 | - | 0 | 0 | -
4945 | 0 | 0 | 0 | 0 | 0 | 0 | 0 | 0 | 0 | 0 | 4945 | 0 | 359.1518 | 0 | 0 | 0 | 0 | 0 | 0 | 0 | 0 | 4945 | - | 0 | 0 | - | 0 | 0 | - | 0 | 0 | - | 4945 | - | 0 | 359.1518 | - | 0 | 0 | - | 0 | 0 | -
4946 | 0 | 0 | 0 | 0 | 0 | 0 | 0 | 0 | 0 | 0 | 4946 | 0 | 0 | 0 | 0 | 0 | 0 | 0 | 0 | 0 | 0 | 4946 | - | 0 | 0 | - | 0 | 0 | - | 0 | 0 | - | 4946 | - | 374.0441 | 374.0441 | - | 0 | 0 | - | 0 | 0 | -
4947 | 0 | 0 | 0 | 0 | 0 | 0 | 0 | 0 | 0 | 0 | 4947 | 187.5968 | 0 | 0 | 0 | 0 | 0 | 0 | 0 | 0 | 0 | 4947 | - | 0 | 0 | - | 0 | 0 | - | 0 | 0 | - | 4947 | - | 411.8348 | 411.8348 | - | 0 | 0 | - | 0 | 0 | -
4948 | 0 | 0 | 0 | 0 | 0 | 0 | 0 | 0 | 0 | 0 | 4948 | 6.9972 | 0 | 0 | 0 | 0 | 0 | 0 | 0 | 0 | 0 | 4948 | - | 0 | 0 | - | 0 | 0 | - | 0 | 0 | - | 4948 | - | 458.5191 | 458.5191 | - | 0 | 0 | - | 0 | 0 | -
4949 | 0 | 0 | 0 | 0 | 0 | 0 | 0 | 0 | 0 | 0 | 4949 | 0 | 0 | 0 | 0 | 0 | 0 | 0 | 0 | 0 | 0 | 4949 | - | 0 | 0 | - | 0 | 0 | - | 0 | 0 | - | 4949 | - | 351.408 | 351.408 | - | 0 | 0 | - | 0 | 0 | -
4950 | 0 | 0 | 0 | 0 | 0 | 0 | 0 | 0 | 0 | 0 | 4950 | 0 | 41.0517 | 0 | 0 | 0 | 0 | 0 | 0 | 0 | 0 | 4950 | - | 0 | 0 | - | 0 | 0 | - | 0 | 0 | - | 4950 | - | 13.2852 | 54.3369 | - | 0 | 0 | - | 0 | 0 | -
4951 | 0 | 0 | 0 | 0 | 0 | 0 | 0 | 0 | 0 | 0 | 4951 | 0 | 0 | 0 | 0 | 0 | 0 | 0 | 0 | 0 | 0 | 4951 | - | 0 | 105.2277 | - | 0 | 0 | - | 0 | 0 | - | 4951 | - | 0 | 0 | - | 0 | 0 | - | 0 | 0 | -
4952 | 0 | 0 | 0 | 0 | 0 | 0 | 0 | 0 | 0 | 0 | 4952 | 0 | 0 | 0 | 0 | 0 | 0 | 0 | 0 | 0 | 0 | 4952 | - | 0 | 500 | - | 0 | 0 | - | 0 | 0 | - | 4952 | - | 0 | 0 | - | 0 | 0 | - | 0 | 0 | -
4953 | 0 | 0 | 0 | 0 | 0 | 0 | 0 | 0 | 0 | 0 | 4953 | 0 | 0 | 0 | 0 | 0 | 0 | 0 | 0 | 0 | 0 | 4953 | - | 500 | 500 | - | 500 | 500 | - | 500 | 500 | - | 4953 | - | 0 | 0 | - | 0 | 0 | - | 0 | 0 | -
4954 | 1225.2077 | 626.9784 | 146.1487 | 5.128 | 385.128 | 146.1487 | 518.2956 | 172.7077 | 0 | 1225.2077 | 4954 | 0 | 0 | 0 | 0 | 0 | 0 | 0 | 0 | 0 | 1225.2077 | 4954 | - | 500 | 500 | - | 500 | 500 | - | 500 | 500 | - | 4954 | - | 0 | 0 | - | 0 | 0 | - | 0 | 0 | -
4955 | 854.2851 | 1000 | 233.1 | 1215.5835 | 1000 | 233.1 | 1500 | 1000 | 233.1 | 854.2851 | 4955 | 0 | 0 | 0 | 0 | 0 | 0 | 0 | 0 | 0 | 854.2851 | 4955 | - | 500 | 500 | - | 500 | 500 | - | 500 | 500 | - | 4955 | - | 0 | 0 | - | 0 | 0 | - | 0 | 0 | -
4956 | 360.9749 | 0 | 0 | 1219.7562 | 241.8504 | 0 | 422.172 | 454.2708 | 146.1487 | 360.9749 | 4956 | 0 | 0 | 0 | 0 | 0 | 0 | 0 | 0 | 0 | 360.9749 | 4956 | - | 500 | 500 | - | 500 | 500 | - | 500 | 500 | - | 4956 | - | 0 | 0 | - | 0 | 0 | - | 0 | 0 | -
4957 | 0 | 0 | 0 | 0 | 0 | 0 | 0 | 0 | 0 | 0 | 4957 | 0 | 0 | 0 | 0 | 0 | 0 | 0 | 0 | 0 | 0 | 4957 | - | 500 | 500 | - | 500 | 500 | - | 500 | 500 | - | 4957 | - | 0 | 0 | - | 0 | 0 | - | 0 | 0 | -
4958 | 0 | 0 | 0 | 0 | 0 | 0 | 0 | 0 | 0 | 0 | 4958 | 0 | 0 | 0 | 0 | 0 | 0 | 0 | 0 | 0 | 0 | 4958 | - | 500 | 500 | - | 0 | 266.2975 | - | 0 | 0 | - | 4958 | - | 0 | 0 | - | 0 | 0 | - | 0 | 0 | -
4959 | 0 | 0 | 0 | 0 | 0 | 0 | 0 | 0 | 0 | 0 | 4959 | 0 | 0 | 0 | 0 | 0 | 0 | 0 | 0 | 0 | 0 | 4959 | - | 0 | 0 | - | 0 | 0 | - | 0 | 0 | - | 4959 | - | 0 | 0 | - | 0 | 0 | - | 0 | 0 | -
4960 | 0 | 0 | 0 | 0 | 0 | 0 | 0 | 0 | 0 | 0 | 4960 | 0 | 0 | 0 | 0 | 0 | 0 | 0 | 0 | 0 | 0 | 4960 | - | 0 | 0 | - | 0 | 0 | - | 0 | 0 | - | 4960 | - | 0 | 0 | - | 0 | 0 | - | 0 | 0 | -
4961 | 0 | 0 | 0 | 0 | 0 | 0 | 0 | 0 | 0 | 0 | 4961 | 414.3968 | 256.2013 | 115.0834 | 185.6093 | 0 | 0 | 0 | 0 | 0 | 0 | 4961 | - | 0 | 0 | - | 0 | 0 | - | 0 | 0 | - | 4961 | - | 358.8821 | 500 | - | 185.6093 | 185.6093 | - | 500 | 500 | -
4962 | 0 | 0 | 0 | 0 | 0 | 0 | 0 | 0 | 0 | 0 | 4962 | 606.4133 | 281.8611 | 106.4133 | 585.1095 | 1000 | 233.1 | 1500 | 1000 | 233.1 | 0 | 4962 | - | 0 | 0 | - | 0 | 0 | - | 0 | 0 | - | 4962 | - | 500 | 500 | - | 500 | 500 | - | 500 | 500 | -
4963 | 0 | 0 | 0 | 0 | 0 | 0 | 0 | 0 | 0 | 0 | 4963 | 541.8602 | 696.596 | 99.1769 | 149.5221 | 382.9317 | 89.2614 | 574.3975 | 382.9317 | 89.2614 | 0 | 4963 | - | 0 | 0 | - | 0 | 0 | - | 0 | 0 | - | 4963 | - | 0 | 500 | - | 500 | 500 | - | 500 | 500 | -
4964 | 0 | 0 | 0 | 0 | 0 | 0 | 0 | 0 | 0 | 0 | 4964 | 351.6878 | 1.6878 | 1.6878 | 0 | 0 | 0 | 0 | 0 | 0 | 0 | 4964 | - | 0 | 0 | - | 0 | 0 | - | 0 | 0 | - | 4964 | - | 500 | 500 | - | 60.3945 | 0 | - | 500 | 500 | -
4965 | 0 | 0 | 0 | 0 | 0 | 0 | 0 | 0 | 0 | 0 | 4965 | 160.0395 | 0 | 0 | 0 | 0 | 0 | 0 | 0 | 0 | 0 | 4965 | - | 0 | 0 | - | 0 | 0 | - | 0 | 0 | - | 4965 | - | 310.0395 | 310.0395 | - | 0 | 0 | - | 434.3002 | 434.3002 | -
4966 | 0 | 0 | 0 | 0 | 0 | 0 | 0 | 0 | 0 | 0 | 4966 | 0 | 0 | 0 | 0 | 0 | 0 | 0 | 0 | 0 | 0 | 4966 | - | 0 | 0 | - | 0 | 0 | - | 0 | 0 | - | 4966 | - | 7.1525 | 7.1525 | - | 0 | 0 | - | 0 | 0 | -
4967 | 284.6298 | 0 | 0 | 0 | 0 | 0 | 0 | 0 | 0 | 284.6298 | 4967 | 0 | 0 | 0 | 0 | 0 | 0 | 0 | 0 | 0 | 284.6298 | 4967 | - | 0 | 0 | - | 0 | 0 | - | 0 | 0 | - | 4967 | - | 0 | 0 | - | 0 | 0 | - | 0 | 0 | -
4968 | 264.2513 | 0 | 0 | 0 | 0 | 0 | 0 | 0 | 0 | 264.2513 | 4968 | 0 | 0 | 0 | 0 | 0 | 0 | 0 | 0 | 0 | 264.2513 | 4968 | - | 0 | 0 | - | 0 | 0 | - | 0 | 0 | - | 4968 | - | 0 | 0 | - | 0 | 0 | - | 0 | 0 | -
4969 | 69.5357 | 0 | 0 | 0 | 0 | 0 | 0 | 0 | 0 | 69.5357 | 4969 | 0 | 0 | 0 | 0 | 0 | 0 | 0 | 0 | 0 | 69.5357 | 4969 | - | 0 | 0 | - | 0 | 0 | - | 0 | 0 | - | 4969 | - | 0 | 0 | - | 0 | 0 | - | 0 | 0 | -
4970 | 0 | 0 | 0 | 0 | 0 | 0 | 0 | 0 | 0 | 0 | 4970 | 18.3831 | 0 | 0 | 0 | 0 | 0 | 0 | 0 | 0 | 0 | 4970 | - | 0 | 0 | - | 0 | 0 | - | 0 | 0 | - | 4970 | - | 18.3831 | 18.3831 | - | 0 | 0 | - | 0 | 0 | -
4971 | 0 | 0 | 0 | 0 | 0 | 0 | 0 | 0 | 0 | 0 | 4971 | 30.5773 | 0 | 0 | 0 | 0 | 0 | 0 | 0 | 0 | 0 | 4971 | - | 0 | 0 | - | 0 | 0 | - | 0 | 0 | - | 4971 | - | 30.5773 | 30.5773 | - | 0 | 0 | - | 0 | 0 | -
4972 | 0 | 0 | 0 | 0 | 0 | 0 | 0 | 0 | 0 | 0 | 4972 | 130.7869 | 0 | 0 | 0 | 0 | 0 | 0 | 0 | 0 | 0 | 4972 | - | 0 | 0 | - | 0 | 0 | - | 0 | 0 | - | 4972 | - | 182.5824 | 182.5824 | - | 0 | 0 | - | 0 | 0 | -
4973 | 0 | 0 | 0 | 0 | 0 | 0 | 0 | 0 | 0 | 0 | 4973 | 219.7524 | 0 | 0 | 0 | 0 | 0 | 0 | 0 | 0 | 0 | 4973 | - | 0 | 0 | - | 0 | 0 | - | 0 | 0 | - | 4973 | - | 219.7524 | 219.7524 | - | 0 | 0 | - | 15.1488 | 15.1488 | -
4974 | 0 | 0 | 0 | 0 | 0 | 0 | 0 | 0 | 0 | 0 | 4974 | 126.1546 | 0 | 0 | 0 | 0 | 0 | 0 | 0 | 0 | 0 | 4974 | - | 0 | 0 | - | 0 | 0 | - | 0 | 0 | - | 4974 | - | 126.1546 | 126.1546 | - | 0 | 0 | - | 109.9655 | 101.5453 | -
4975 | 0 | 0 | 0 | 0 | 0 | 0 | 0 | 0 | 0 | 0 | 4975 | 0 | 0 | 0 | 0 | 0 | 0 | 0 | 0 | 0 | 0 | 4975 | - | 0 | 0 | - | 0 | 0 | - | 0 | 0 | - | 4975 | - | 0 | 0 | - | 0 | 0 | - | 0 | 0 | -
4976 | 0 | 0 | 0 | 0 | 0 | 0 | 0 | 0 | 0 | 0 | 4976 | 0 | 0 | 0 | 0 | 0 | 0 | 0 | 0 | 0 | 0 | 4976 | - | 0 | 0 | - | 0 | 0 | - | 0 | 0 | - | 4976 | - | 0 | 0 | - | 0 | 0 | - | 0 | 0 | -
4977 | 0 | 0 | 0 | 0 | 0 | 0 | 0 | 0 | 0 | 0 | 4977 | 0 | 0 | 0 | 0 | 0 | 0 | 0 | 0 | 0 | 0 | 4977 | - | 0 | 0 | - | 0 | 0 | - | 0 | 0 | - | 4977 | - | 0 | 0 | - | 0 | 0 | - | 0 | 0 | -
4978 | 456.6287 | 0 | 0 | 0 | 0 | 0 | 1300.1501 | 727.4182 | 146.1487 | 456.6287 | 4978 | 0 | 0 | 0 | 0 | 0 | 0 | 0 | 0 | 0 | 456.6287 | 4978 | - | 500 | 500 | - | 0 | 0 | - | 500 | 500 | - | 4978 | - | 0 | 0 | - | 0 | 0 | - | 0 | 0 | -
4979 | 1108.154 | 856.154 | 233.1 | 677.6943 | 0 | 0 | 329.7314 | 588.9741 | 233.1 | 1108.154 | 4979 | 0 | 0 | 0 | 0 | 0 | 0 | 0 | 0 | 0 | 1108.154 | 4979 | - | 500 | 500 | - | 0 | 0 | - | 500 | 500 | - | 4979 | - | 0 | 0 | - | 0 | 0 | - | 0 | 0 | -
4980 | 810.0198 | 597.7737 | 146.1487 | 404.9421 | 0 | 0 | 810.5861 | 310.5861 | 0 | 810.0198 | 4980 | 0 | 0 | 0 | 0 | 0 | 0 | 0 | 0 | 0 | 810.0198 | 4980 | - | 500 | 500 | - | 0 | 0 | - | 500 | 500 | - | 4980 | - | 0 | 0 | - | 0 | 0 | - | 0 | 0 | -
4981 | 65.6652 | 0 | 0 | 0 | 0 | 0 | 0 | 0 | 0 | 65.6652 | 4981 | 0 | 0 | 0 | 0 | 0 | 0 | 0 | 0 | 0 | 65.6652 | 4981 | - | 500 | 500 | - | 0 | 0 | - | 500 | 500 | - | 4981 | - | 0 | 0 | - | 0 | 0 | - | 0 | 0 | -
4982 | 0 | 0 | 0 | 0 | 0 | 0 | 0 | 0 | 0 | 0 | 4982 | 0 | 0 | 0 | 0 | 0 | 0 | 0 | 0 | 0 | 0 | 4982 | - | 0 | 0 | - | 0 | 0 | - | 0 | 0 | - | 4982 | - | 0 | 0 | - | 0 | 0 | - | 0 | 0 | -
4983 | 0 | 0 | 0 | 0 | 0 | 0 | 0 | 0 | 0 | 0 | 4983 | 32.5755 | 0 | 0 | 0 | 0 | 0 | 0 | 0 | 0 | 0 | 4983 | - | 0 | 0 | - | 0 | 0 | - | 0 | 0 | - | 4983 | - | 32.5755 | 32.5755 | - | 0 | 0 | - | 0 | 0 | -
4984 | 0 | 0 | 0 | 0 | 0 | 0 | 0 | 0 | 0 | 0 | 4984 | 228.6633 | 0 | 228.6633 | 0 | 0 | 0 | 0 | 0 | 0 | 0 | 4984 | - | 0 | 0 | - | 0 | 0 | - | 0 | 0 | - | 4984 | - | 228.6633 | 0 | - | 0 | 0 | - | 0 | 0 | -
4985 | 0 | 0 | 0 | 0 | 0 | 0 | 0 | 0 | 0 | 0 | 4985 | 340.9434 | 340.9434 | 0 | 230.6686 | 0 | 0 | 0 | 0 | 0 | 0 | 4985 | - | 0 | 0 | - | 0 | 0 | - | 0 | 0 | - | 4985 | - | 0 | 340.9434 | - | 230.6686 | 230.6686 | - | 0 | 0 | -
4986 | 0 | 0 | 0 | 0 | 0 | 0 | 0 | 0 | 0 | 0 | 4986 | 405.4173 | 0 | 93.6981 | 298.4944 | 0 | 0 | 2.3291 | 0 | 0 | 0 | 4986 | - | 0 | 0 | - | 0 | 0 | - | 0 | 0 | - | 4986 | - | 405.4173 | 311.7192 | - | 298.4944 | 298.4944 | - | 500 | 500 | -
4987 | 0 | 0 | 0 | 0 | 0 | 0 | 0 | 0 | 0 | 0 | 4987 | 417.6329 | 417.6329 | 0 | 313.3376 | 0 | 0 | 26.6869 | 0 | 0 | 0 | 4987 | - | 0 | 0 | - | 0 | 0 | - | 0 | 0 | - | 4987 | - | 0 | 417.6329 | - | 313.3376 | 313.3376 | - | 26.6869 | 26.6869 | -
4988 | 0 | 0 | 0 | 0 | 0 | 0 | 0 | 0 | 0 | 0 | 4988 | 277.1217 | 0 | 0 | 196.0668 | 0 | 0 | 0 | 0 | 0 | 0 | 4988 | - | 0 | 0 | - | 0 | 0 | - | 0 | 0 | - | 4988 | - | 277.1217 | 277.1217 | - | 196.0668 | 196.0668 | - | 0 | 0 | -
4989 | 0 | 0 | 0 | 0 | 0 | 0 | 0 | 0 | 0 | 0 | 4989 | 0 | 0 | 0 | 0 | 0 | 0 | 0 | 0 | 0 | 0 | 4989 | - | 0 | 0 | - | 0 | 0 | - | 0 | 0 | - | 4989 | - | 0 | 0 | - | 0 | 0 | - | 0 | 0 | -
4990 | 195.9246 | 0 | 0 | 35.0029 | 0 | 0 | 0 | 0 | 0 | 195.9246 | 4990 | 0 | 0 | 0 | 0 | 0 | 0 | 0 | 0 | 0 | 195.9246 | 4990 | - | 71.1001 | 195.9246 | - | 0 | 0 | - | 0 | 0 | - | 4990 | - | 0 | 0 | - | 0 | 0 | - | 0 | 0 | -
4991 | 93.1796 | 0 | 0 | 0 | 0 | 0 | 0 | 0 | 0 | 93.1796 | 4991 | 0 | 0 | 0 | 0 | 0 | 0 | 0 | 0 | 0 | 93.1796 | 4991 | - | 0 | 93.1796 | - | 0 | 0 | - | 0 | 0 | - | 4991 | - | 0 | 0 | - | 0 | 0 | - | 0 | 0 | -
4992 | 343.3524 | 0 | 0 | 0 | 0 | 0 | 0 | 0 | 0 | 343.3524 | 4992 | 0 | 0 | 0 | 0 | 0 | 0 | 0 | 0 | 0 | 343.3524 | 4992 | - | 0 | 343.3524 | - | 0 | 0 | - | 0 | 0 | - | 4992 | - | 0 | 0 | - | 0 | 0 | - | 0 | 0 | -
4993 | 348.3826 | 0 | 0 | 0 | 0 | 0 | 0 | 0 | 0 | 348.3826 | 4993 | 0 | 0 | 0 | 0 | 0 | 0 | 0 | 0 | 0 | 348.3826 | 4993 | - | 0 | 348.3826 | - | 0 | 0 | - | 0 | 0 | - | 4993 | - | 0 | 0 | - | 0 | 0 | - | 0 | 0 | -
4994 | 357.2663 | 0 | 0 | 0 | 0 | 0 | 0 | 0 | 0 | 357.2663 | 4994 | 0 | 0 | 0 | 0 | 0 | 0 | 0 | 0 | 0 | 357.2663 | 4994 | - | 0 | 0 | - | 0 | 0 | - | 0 | 0 | - | 4994 | - | 0 | 0 | - | 0 | 0 | - | 0 | 0 | -
4995 | 0 | 0 | 0 | 0 | 0 | 0 | 0 | 0 | 0 | 0 | 4995 | 0 | 0 | 0 | 0 | 0 | 0 | 0 | 0 | 0 | 0 | 4995 | - | 0 | 0 | - | 0 | 0 | - | 0 | 0 | - | 4995 | - | 0 | 0 | - | 0 | 0 | - | 0 | 0 | -
4996 | 0 | 0 | 0 | 0 | 0 | 0 | 0 | 0 | 0 | 0 | 4996 | 0 | 0 | 0 | 27.3223 | 0 | 0 | 54.9638 | 0 | 0 | 0 | 4996 | - | 0 | 0 | - | 0 | 0 | - | 0 | 0 | - | 4996 | - | 0 | 0 | - | 27.3223 | 27.3223 | - | 54.9638 | 54.9638 | -
4997 | 0 | 0 | 0 | 0 | 0 | 0 | 0 | 0 | 0 | 0 | 4997 | 0 | 0 | 0 | 0 | 0 | 0 | 320.0859 | 382.9317 | 89.2614 | 0 | 4997 | - | 0 | 0 | - | 0 | 0 | - | 0 | 0 | - | 4997 | - | 0 | 0 | - | 0 | 0 | - | 500 | 500 | -
4998 | 0 | 0 | 0 | 0 | 0 | 0 | 0 | 0 | 0 | 0 | 4998 | 0 | 0 | 0 | 0 | 0 | 0 | 1500 | 1000 | 233.1 | 0 | 4998 | - | 0 | 0 | - | 0 | 0 | - | 0 | 0 | - | 4998 | - | 0 | 0 | - | 0 | 0 | - | 500 | 500 | -
4999 | 0 | 0 | 0 | 0 | 0 | 0 | 0 | 0 | 0 | 0 | 4999 | 0 | 0 | 0 | 0 | 0 | 0 | 0 | 0 | 0 | 0 | 4999 | - | 0 | 0 | - | 0 | 0 | - | 0 | 0 | - | 4999 | - | 0 | 0 | - | 0 | 0 | - | 0 | 0 | -
5000 | 0 | 0 | 0 | 0 | 0 | 0 | 0 | 0 | 0 | 0 | 5000 | 0 | 0 | 0 | 0 | 0 | 0 | 0 | 0 | 0 | 0 | 5000 | - | 0 | 0 | - | 0 | 0 | - | 0 | 0 | - | 5000 | - | 0 | 0 | - | 0 | 0 | - | 0 | 0 | -
5001 | 0 | 0 | 0 | 0 | 0 | 0 | 0 | 0 | 0 | 0 | 5001 | 0 | 0 | 0 | 0 | 0 | 0 | 0 | 0 | 0 | 0 | 5001 | - | 0 | 43.6315 | - | 0 | 0 | - | 0 | 0 | - | 5001 | - | 0 | 0 | - | 0 | 0 | - | 0 | 0 | -
5002 | 0 | 0 | 0 | 0 | 0 | 0 | 0 | 0 | 0 | 0 | 5002 | 0 | 0 | 0 | 0 | 0 | 0 | 0 | 0 | 0 | 0 | 5002 | - | 0 | 0 | - | 0 | 0 | - | 0 | 0 | - | 5002 | - | 0 | 0 | - | 0 | 0 | - | 0 | 0 | -
5003 | 0 | 0 | 0 | 0 | 0 | 0 | 0 | 0 | 0 | 0 | 5003 | 0 | 0 | 0 | 0 | 0 | 0 | 0 | 0 | 0 | 0 | 5003 | - | 0 | 5.4246 | - | 0 | 0 | - | 0 | 0 | - | 5003 | - | 0 | 0 | - | 0 | 0 | - | 0 | 0 | -
5004 | 0 | 0 | 0 | 0 | 0 | 0 | 0 | 0 | 0 | 0 | 5004 | 0 | 0 | 0 | 0 | 0 | 0 | 0 | 0 | 0 | 0 | 5004 | - | 0 | 284.1123 | - | 0 | 0 | - | 0 | 0 | - | 5004 | - | 0 | 0 | - | 0 | 0 | - | 0 | 0 | -
5005 | 0 | 0 | 0 | 0 | 0 | 0 | 0 | 0 | 0 | 0 | 5005 | 0 | 0 | 0 | 0 | 0 | 0 | 0 | 0 | 0 | 0 | 5005 | - | 0 | 0 | - | 0 | 0 | - | 0 | 0 | - | 5005 | - | 0 | 0 | - | 0 | 0 | - | 0 | 0 | -
5006 | 0 | 0 | 0 | 0 | 0 | 0 | 0 | 0 | 0 | 0 | 5006 | 0 | 0 | 0 | 0 | 0 | 0 | 0 | 0 | 0 | 0 | 5006 | - | 0 | 0 | - | 0 | 0 | - | 0 | 0 | - | 5006 | - | 0 | 0 | - | 0 | 0 | - | 0 | 0 | -
5007 | 0 | 0 | 0 | 0 | 0 | 0 | 0 | 0 | 0 | 0 | 5007 | 0 | 0 | 0 | 0 | 0 | 0 | 0 | 0 | 0 | 0 | 5007 | - | 0 | 0 | - | 0 | 0 | - | 0 | 0 | - | 5007 | - | 0 | 0 | - | 0 | 0 | - | 0 | 0 | -
5008 | 0 | 0 | 0 | 0 | 0 | 0 | 0 | 0 | 0 | 0 | 5008 | 0 | 0 | 0 | 0 | 0 | 0 | 0 | 0 | 0 | 0 | 5008 | - | 0 | 252.0878 | - | 0 | 0 | - | 0 | 0 | - | 5008 | - | 0 | 0 | - | 0 | 0 | - | 0 | 0 | -
5009 | 0 | 0 | 0 | 0 | 0 | 0 | 0 | 0 | 0 | 0 | 5009 | 0 | 0 | 0 | 0 | 0 | 0 | 0 | 0 | 0 | 0 | 5009 | - | 0 | 0 | - | 0 | 0 | - | 0 | 0 | - | 5009 | - | 0 | 0 | - | 0 | 0 | - | 0 | 0 | -
5010 | 0 | 0 | 0 | 0 | 0 | 0 | 0 | 0 | 0 | 0 | 5010 | 173.736 | 173.736 | 0 | 100.1708 | 0 | 0 | 0 | 0 | 0 | 0 | 5010 | - | 0 | 0 | - | 0 | 0 | - | 0 | 0 | - | 5010 | - | 0 | 173.736 | - | 100.1708 | 100.1708 | - | 0 | 0 | -
5011 | 0 | 0 | 0 | 0 | 0 | 0 | 0 | 0 | 0 | 0 | 5011 | 250.2371 | 250.2371 | 0 | 239.7196 | 0 | 0 | 50.0337 | 0 | 0 | 0 | 5011 | - | 0 | 0 | - | 0 | 0 | - | 0 | 0 | - | 5011 | - | 0 | 250.2371 | - | 239.7196 | 239.7196 | - | 50.0337 | 50.0337 | -
5012 | 0 | 0 | 0 | 0 | 0 | 0 | 0 | 0 | 0 | 0 | 5012 | 350.6045 | 0 | 0 | 325.3053 | 0 | 0 | 120.298 | 0 | 0 | 0 | 5012 | - | 0 | 0 | - | 0 | 0 | - | 0 | 0 | - | 5012 | - | 350.6045 | 350.6045 | - | 325.3053 | 325.3053 | - | 120.298 | 120.298 | -
5013 | 0 | 0 | 0 | 0 | 0 | 0 | 0 | 0 | 0 | 0 | 5013 | 301.1557 | 0 | 0 | 228.8292 | 0 | 0 | 0 | 0 | 0 | 0 | 5013 | - | 0 | 0 | - | 0 | 0 | - | 0 | 0 | - | 5013 | - | 301.1557 | 301.1557 | - | 228.8292 | 228.8292 | - | 0 | 0 | -
5014 | 0 | 0 | 0 | 0 | 0 | 0 | 0 | 0 | 0 | 0 | 5014 | 253.3396 | 0 | 0 | 144.2353 | 0 | 0 | 0 | 0 | 0 | 0 | 5014 | - | 0 | 0 | - | 0 | 0 | - | 0 | 0 | - | 5014 | - | 253.3396 | 253.3396 | - | 144.2353 | 144.2353 | - | 0 | 0 | -
5015 | 0 | 0 | 0 | 0 | 0 | 0 | 0 | 0 | 0 | 0 | 5015 | 145.3003 | 145.3003 | 0 | 0 | 0 | 0 | 0 | 0 | 0 | 0 | 5015 | - | 0 | 0 | - | 0 | 0 | - | 0 | 0 | - | 5015 | - | 0 | 145.3003 | - | 0 | 0 | - | 0 | 0 | -
5016 | 0 | 0 | 0 | 0 | 0 | 0 | 0 | 0 | 0 | 0 | 5016 | 0 | 0 | 0 | 0 | 0 | 0 | 0 | 0 | 0 | 0 | 5016 | - | 0 | 0 | - | 0 | 0 | - | 0 | 0 | - | 5016 | - | 0 | 0 | - | 0 | 0 | - | 0 | 0 | -
5017 | 0 | 0 | 0 | 0 | 0 | 0 | 0 | 0 | 0 | 0 | 5017 | 5.1896 | 0 | 0 | 0 | 0 | 0 | 0 | 0 | 0 | 0 | 5017 | - | 0 | 0 | - | 0 | 0 | - | 0 | 0 | - | 5017 | - | 5.1896 | 5.1896 | - | 0 | 0 | - | 0 | 0 | -
5018 | 0 | 0 | 0 | 0 | 0 | 0 | 0 | 0 | 0 | 0 | 5018 | 0 | 0 | 0 | 0 | 0 | 0 | 0 | 0 | 0 | 0 | 5018 | - | 0 | 0 | - | 0 | 0 | - | 0 | 0 | - | 5018 | - | 0 | 0 | - | 0 | 0 | - | 0 | 0 | -
5019 | 29.0638 | 0 | 0 | 0 | 0 | 0 | 0 | 0 | 0 | 29.0638 | 5019 | 0 | 0 | 0 | 0 | 0 | 0 | 0 | 0 | 0 | 29.0638 | 5019 | - | 0 | 0 | - | 0 | 0 | - | 0 | 0 | - | 5019 | - | 0 | 0 | - | 0 | 0 | - | 0 | 0 | -
5020 | 0 | 0 | 0 | 0 | 0 | 0 | 0 | 0 | 0 | 0 | 5020 | 0 | 0 | 0 | 0 | 0 | 0 | 0 | 0 | 0 | 0 | 5020 | - | 0 | 0 | - | 0 | 0 | - | 0 | 0 | - | 5020 | - | 0 | 0 | - | 0 | 0 | - | 0 | 0 | -
5021 | 0 | 0 | 0 | 0 | 0 | 0 | 0 | 0 | 0 | 0 | 5021 | 54.5744 | 54.5744 | 0 | 0 | 0 | 0 | 0 | 0 | 0 | 0 | 5021 | - | 0 | 0 | - | 0 | 0 | - | 0 | 0 | - | 5021 | - | 0 | 54.5744 | - | 0 | 0 | - | 0 | 0 | -
5022 | 0 | 0 | 0 | 0 | 0 | 0 | 0 | 0 | 0 | 0 | 5022 | 0 | 0 | 0 | 0 | 0 | 0 | 0 | 0 | 0 | 0 | 5022 | - | 0 | 0 | - | 0 | 0 | - | 0 | 0 | - | 5022 | - | 0 | 0 | - | 0 | 0 | - | 0 | 0 | -
5023 | 0 | 0 | 0 | 0 | 0 | 0 | 0 | 0 | 0 | 0 | 5023 | 0 | 0 | 0 | 0 | 0 | 0 | 0 | 0 | 0 | 0 | 5023 | - | 0 | 0 | - | 0 | 0 | - | 0 | 0 | - | 5023 | - | 0 | 0 | - | 0 | 0 | - | 0 | 0 | -
5024 | 0 | 0 | 0 | 0 | 0 | 0 | 0 | 0 | 0 | 0 | 5024 | 0 | 0 | 0 | 0 | 0 | 0 | 0 | 0 | 0 | 0 | 5024 | - | 0 | 0 | - | 0 | 0 | - | 0 | 0 | - | 5024 | - | 0 | 0 | - | 0 | 0 | - | 0 | 0 | -
5025 | 0 | 0 | 0 | 940.4677 | 0 | 0 | 0 | 0 | 0 | 0 | 5025 | 0 | 0 | 0 | 0 | 0 | 0 | 0 | 0 | 0 | 0 | 5025 | - | 500 | 500 | - | 500 | 500 | - | 500 | 500 | - | 5025 | - | 0 | 0 | - | 0 | 0 | - | 0 | 0 | -
5026 | 0 | 0 | 146.1487 | 0 | 0 | 0 | 0 | 493.9794 | 0 | 0 | 5026 | 0 | 0 | 0 | 0 | 0 | 0 | 0 | 0 | 0 | 0 | 5026 | - | 500 | 500 | - | 500 | 500 | - | 500 | 500 | - | 5026 | - | 0 | 0 | - | 0 | 0 | - | 0 | 0 | -
5027 | 940.4677 | 0 | 0 | 1500 | 0 | 233.1 | 975.7534 | 475.7534 | 146.1487 | 940.4677 | 5027 | 0 | 0 | 0 | 0 | 0 | 0 | 0 | 0 | 0 | 940.4677 | 5027 | - | 500 | 500 | - | 500 | 500 | - | 500 | 500 | - | 5027 | - | 0 | 0 | - | 0 | 0 | - | 0 | 0 | -
5028 | 1500 | 743.1515 | 233.1 | 0 | 626.9784 | 146.1487 | 948.0642 | 448.0642 | 0 | 1500 | 5028 | 0 | 0 | 0 | 0 | 0 | 0 | 0 | 0 | 0 | 1500 | 5028 | - | 500 | 500 | - | 500 | 500 | - | 500 | 500 | - | 5028 | - | 0 | 0 | - | 0 | 0 | - | 0 | 0 | -
5029 | 0 | 883.827 | 0 | 0 | 1000 | 0 | 516.65 | 209.1813 | 233.1 | 0 | 5029 | 0 | 0 | 0 | 0 | 0 | 0 | 0 | 0 | 0 | 0 | 5029 | - | 500 | 500 | - | 500 | 500 | - | 500 | 500 | - | 5029 | - | 0 | 0 | - | 0 | 0 | - | 0 | 0 | -
5030 | 0 | 0 | 0 | 0 | 0 | 0 | 0 | 0 | 0 | 0 | 5030 | 0 | 0 | 0 | 0 | 0 | 0 | 0 | 0 | 0 | 0 | 5030 | - | 500 | 500 | - | 500 | 500 | - | 500 | 500 | - | 5030 | - | 0 | 0 | - | 0 | 0 | - | 0 | 0 | -
5031 | 0 | 0 | 0 | 0 | 0 | 0 | 0 | 0 | 0 | 0 | 5031 | 0 | 0 | 0 | 0 | 0 | 0 | 0 | 0 | 0 | 0 | 5031 | - | 500 | 500 | - | 500 | 500 | - | 500 | 500 | - | 5031 | - | 0 | 0 | - | 0 | 0 | - | 0 | 0 | -
5032 | 0 | 0 | 0 | 0 | 0 | 0 | 0 | 0 | 0 | 0 | 5032 | 0 | 0 | 0 | 0 | 0 | 0 | 0 | 0 | 0 | 0 | 5032 | - | 0 | 0 | - | 500 | 500 | - | 500 | 500 | - | 5032 | - | 0 | 0 | - | 0 | 0 | - | 0 | 0 | -
5033 | 0 | 0 | 0 | 0 | 0 | 0 | 0 | 0 | 0 | 0 | 5033 | 0 | 0 | 0 | 0 | 0 | 0 | 0 | 0 | 0 | 0 | 5033 | - | 0 | 0 | - | 0 | 0 | - | 0 | 0 | - | 5033 | - | 0 | 0 | - | 0 | 0 | - | 0 | 0 | -
5034 | 0 | 0 | 0 | 0 | 0 | 0 | 0 | 0 | 0 | 0 | 5034 | 1037.1988 | 691.4658 | 0 | 1037.1988 | 0 | 0 | 1037.1988 | 691.4658 | 0 | 0 | 5034 | - | 0 | 0 | - | 0 | 0 | - | 0 | 0 | - | 5034 | - | 0 | 0 | - | 500 | 500 | - | 500 | 500 | -
5035 | 0 | 0 | 0 | 0 | 0 | 0 | 0 | 0 | 0 | 0 | 5035 | 0 | 0 | 0 | 0 | 691.4658 | 161.1807 | 0 | 0 | 161.1807 | 0 | 5035 | - | 0 | 0 | - | 0 | 0 | - | 0 | 0 | - | 5035 | - | 0 | 0 | - | 40 | 40 | - | 40 | 40 | -
5036 | 0 | 0 | 0 | 0 | 0 | 0 | 0 | 0 | 0 | 0 | 5036 | 0 | 0 | 161.1807 | 0 | 0 | 0 | 0 | 0 | 0 | 0 | 5036 | - | 0 | 0 | - | 0 | 0 | - | 0 | 0 | - | 5036 | - | 135 | 135 | - | 0 | 0 | - | 0 | 0 | -
5037 | 0 | 0 | 0 | 0 | 0 | 0 | 0 | 0 | 0 | 0 | 5037 | 0 | 0 | 0 | 0 | 0 | 0 | 0 | 0 | 0 | 0 | 5037 | - | 0 | 0 | - | 0 | 0 | - | 0 | 0 | - | 5037 | - | 0 | 0 | - | 0 | 0 | - | 0 | 0 | -
5038 | 0 | 0 | 0 | 0 | 0 | 0 | 0 | 0 | 0 | 0 | 5038 | 0 | 0 | 0 | 0 | 0 | 0 | 0 | 0 | 0 | 0 | 5038 | - | 0 | 0 | - | 0 | 0 | - | 0 | 0 | - | 5038 | - | 0 | 0 | - | 0 | 0 | - | 0 | 0 | -
5039 | 0 | 0 | 0 | 0 | 0 | 0 | 0 | 0 | 0 | 0 | 5039 | 0 | 0 | 0 | 0 | 0 | 0 | 0 | 0 | 0 | 0 | 5039 | - | 0 | 0 | - | 0 | 0 | - | 0 | 0 | - | 5039 | - | 0 | 0 | - | 0 | 0 | - | 0 | 0 | -
5040 | 0 | 0 | 0 | 0 | 0 | 0 | 0 | 0 | 0 | 0 | 5040 | 0 | 0 | 0 | 0 | 0 | 0 | 0 | 0 | 0 | 0 | 5040 | - | 0 | 0 | - | 0 | 0 | - | 0 | 0 | - | 5040 | - | 0 | 0 | - | 0 | 0 | - | 0 | 0 | -
5041 | 0 | 0 | 0 | 0 | 0 | 0 | 0 | 0 | 0 | 0 | 5041 | 1037.1988 | 672.1927 | 161.1807 | 0 | 0 | 0 | 0 | 0 | 0 | 0 | 5041 | - | 0 | 0 | - | 0 | 0 | - | 0 | 0 | - | 5041 | - | 500 | 500 | - | 500 | 500 | - | 0 | 0 | -
5042 | 0 | 0 | 0 | 0 | 0 | 0 | 0 | 0 | 0 | 0 | 5042 | 0 | 19.2732 | 0 | 0 | 0 | 0 | 0 | 0 | 0 | 0 | 5042 | - | 0 | 0 | - | 0 | 0 | - | 0 | 0 | - | 5042 | - | 500 | 500 | - | 478.6833 | 478.6833 | - | 0 | 0 | -
5043 | 0 | 0 | 0 | 0 | 0 | 0 | 0 | 0 | 0 | 0 | 5043 | 0 | 0 | 0 | 0 | 0 | 0 | 0 | 0 | 0 | 0 | 5043 | - | 0 | 0 | - | 0 | 0 | - | 0 | 0 | - | 5043 | - | 352.6557 | 352.6557 | - | 0 | 0 | - | 0 | 0 | -
5044 | 0 | 0 | 0 | 0 | 0 | 0 | 0 | 0 | 0 | 0 | 5044 | 0 | 0 | 0 | 0 | 0 | 0 | 0 | 0 | 0 | 0 | 5044 | - | 0 | 0 | - | 0 | 0 | - | 0 | 0 | - | 5044 | - | 0 | 0 | - | 0 | 0 | - | 0 | 0 | -
5045 | 421.2449 | 0 | 0 | 0 | 0 | 0 | 0 | 0 | 0 | 421.2449 | 5045 | 0 | 0 | 0 | 0 | 0 | 0 | 0 | 0 | 0 | 421.2449 | 5045 | - | 350.6275 | 421.2449 | - | 500 | 0 | - | 0 | 0 | - | 5045 | - | 0 | 0 | - | 0 | 0 | - | 0 | 0 | -
5046 | 0 | 369.1755 | 0 | 0 | 0 | 0 | 0 | 0 | 0 | 0 | 5046 | 0 | 0 | 0 | 0 | 0 | 0 | 0 | 0 | 0 | 0 | 5046 | - | 500 | 500 | - | 500 | 0 | - | 0 | 0 | - | 5046 | - | 0 | 0 | - | 0 | 0 | - | 0 | 0 | -
5047 | 0 | 0 | 233.1 | 1220.2338 | 0 | 0 | 0 | 0 | 0 | 0 | 5047 | 0 | 0 | 0 | 0 | 0 | 0 | 0 | 0 | 0 | 0 | 5047 | - | 500 | 0 | - | 500 | 500 | - | 500 | 0 | - | 5047 | - | 0 | 0 | - | 0 | 0 | - | 0 | 0 | -
5048 | 0 | 0 | 0 | 0 | 0 | 0 | 0 | 0 | 0 | 0 | 5048 | 0 | 0 | 0 | 0 | 0 | 0 | 0 | 0 | 0 | 0 | 5048 | - | 0 | 500 | - | 500 | 500 | - | 500 | 500 | - | 5048 | - | 0 | 0 | - | 0 | 0 | - | 0 | 0 | -
5049 | 0 | 0 | 146.1487 | 0 | 0 | 0 | 0 | 0 | 0 | 0 | 5049 | 0 | 0 | 0 | 0 | 0 | 0 | 0 | 0 | 0 | 0 | 5049 | - | 500 | 500 | - | 500 | 0 | - | 0 | 0 | - | 5049 | - | 0 | 0 | - | 0 | 0 | - | 0 | 0 | -
5050 | 0 | 0 | 0 | 0 | 0 | 0 | 0 | 0 | 189.6243 | 0 | 5050 | 0 | 0 | 0 | 0 | 0 | 0 | 0 | 0 | 0 | 0 | 5050 | - | 500 | 44.8471 | - | 0 | 0 | - | 500 | 0 | - | 5050 | - | 0 | 0 | - | 0 | 0 | - | 0 | 0 | -
5051 | 0 | 1000 | 0 | 0 | 0 | 0 | 0 | 442.1743 | 0 | 0 | 5051 | 0 | 0 | 0 | 0 | 0 | 0 | 0 | 0 | 0 | 0 | 5051 | - | 500 | 500 | - | 500 | 500 | - | 500 | 0 | - | 5051 | - | 0 | 0 | - | 0 | 0 | - | 0 | 0 | -
5052 | 0 | 0 | 0 | 0 | 0 | 0 | 0 | 371.3149 | 0 | 0 | 5052 | 0 | 0 | 0 | 0 | 0 | 0 | 0 | 0 | 0 | 0 | 5052 | - | 500 | 500 | - | 41.5843 | 500 | - | 500 | 500 | - | 5052 | - | 0 | 0 | - | 0 | 0 | - | 0 | 0 | -
5053 | 0 | 0 | 0 | 0 | 0 | 189.6243 | 0 | 0 | 0 | 0 | 5053 | 0 | 0 | 0 | 0 | 0 | 0 | 0 | 0 | 0 | 0 | 5053 | - | 500 | 500 | - | 0 | 0 | - | 500 | 500 | - | 5053 | - | 0 | 0 | - | 0 | 0 | - | 0 | 0 | -
5054 | 1116.655 | 0 | 0 | 0 | 813.4892 | 0 | 0 | 0 | 0 | 1116.655 | 5054 | 0 | 0 | 0 | 0 | 0 | 0 | 0 | 0 | 0 | 1116.655 | 5054 | - | 500 | 500 | - | 500 | 500 | - | 0 | 494.0036 | - | 5054 | - | 0 | 0 | - | 0 | 0 | - | 0 | 0 | -
5055 | 902.5678 | 0 | 0 | 0 | 0 | 0 | 0 | 0 | 0 | 902.5678 | 5055 | 0 | 0 | 0 | 0 | 0 | 0 | 0 | 0 | 0 | 902.5678 | 5055 | - | 500 | 500 | - | 500 | 500 | - | 0 | 0 | - | 5055 | - | 0 | 0 | - | 0 | 0 | - | 0 | 0 | -
5056 | 0 | 257.8029 | 0 | 0 | 0 | 0 | 0 | 0 | 0 | 0 | 5056 | 0 | 0 | 0 | 0 | 0 | 0 | 0 | 0 | 0 | 0 | 5056 | - | 152.6511 | 410.454 | - | 500 | 93.3151 | - | 0 | 0 | - | 5056 | - | 0 | 0 | - | 0 | 0 | - | 0 | 0 | -
5057 | 0 | 0 | 0 | 0 | 0 | 0 | 0 | 0 | 0 | 0 | 5057 | 0 | 0 | 0 | 0 | 0 | 0 | 0 | 0 | 0 | 0 | 5057 | - | 0 | 126.7327 | - | 0 | 0 | - | 0 | 0 | - | 5057 | - | 0 | 0 | - | 0 | 0 | - | 0 | 0 | -
5058 | 0 | 0 | 0 | 0 | 0 | 0 | 0 | 0 | 0 | 0 | 5058 | 14.932 | 0 | 0 | 0 | 0 | 0 | 0 | 0 | 0 | 0 | 5058 | - | 0 | 0 | - | 0 | 0 | - | 0 | 0 | - | 5058 | - | 391.5436 | 410.6702 | - | 0 | 0 | - | 0 | 0 | -
5059 | 0 | 0 | 0 | 0 | 0 | 0 | 0 | 0 | 0 | 0 | 5059 | 82.8294 | 0 | 0 | 0 | 0 | 0 | 0 | 0 | 0 | 0 | 5059 | - | 0 | 0 | - | 0 | 0 | - | 0 | 0 | - | 5059 | - | 82.8294 | 204.9677 | - | 0 | 0 | - | 0 | 0 | -
5060 | 0 | 0 | 0 | 0 | 0 | 0 | 0 | 0 | 0 | 0 | 5060 | 0 | 0 | 0 | 0 | 0 | 0 | 0 | 0 | 0 | 0 | 5060 | - | 0 | 0 | - | 0 | 0 | - | 0 | 0 | - | 5060 | - | 141.2648 | 0 | - | 0 | 0 | - | 0 | 0 | -
5061 | 63.4848 | 0 | 0 | 0 | 0 | 0 | 0 | 0 | 0 | 63.4848 | 5061 | 0 | 0 | 0 | 0 | 0 | 0 | 0 | 0 | 0 | 63.4848 | 5061 | - | 63.4848 | 63.4848 | - | 0 | 0 | - | 0 | 0 | - | 5061 | - | 0 | 0 | - | 0 | 0 | - | 0 | 0 | -
5062 | 0 | 0 | 0 | 0 | 0 | 0 | 0 | 0 | 0 | 0 | 5062 | 0 | 0 | 0 | 0 | 0 | 0 | 0 | 0 | 0 | 0 | 5062 | - | 0 | 0 | - | 0 | 0 | - | 0 | 0 | - | 5062 | - | 0 | 0 | - | 0 | 0 | - | 0 | 0 | -
5063 | 0 | 0 | 0 | 0 | 0 | 0 | 0 | 0 | 0 | 0 | 5063 | 0 | 0 | 0 | 0 | 0 | 0 | 0 | 0 | 0 | 0 | 5063 | - | 0 | 0 | - | 0 | 0 | - | 0 | 0 | - | 5063 | - | 0 | 0 | - | 0 | 0 | - | 0 | 0 | -
5064 | 0 | 0 | 0 | 0 | 0 | 0 | 0 | 0 | 0 | 0 | 5064 | 0 | 0 | 0 | 0 | 0 | 0 | 0 | 0 | 0 | 0 | 5064 | - | 0 | 0 | - | 0 | 0 | - | 0 | 0 | - | 5064 | - | 0 | 0 | - | 0 | 0 | - | 0 | 0 | -
5065 | 0 | 0 | 0 | 0 | 0 | 0 | 0 | 0 | 0 | 0 | 5065 | 126.4607 | 0 | 0 | 0 | 0 | 0 | 0 | 0 | 0 | 0 | 5065 | - | 0 | 0 | - | 0 | 0 | - | 0 | 0 | - | 5065 | - | 500 | 500 | - | 0 | 0 | - | 0 | 0 | -
5066 | 0 | 0 | 0 | 0 | 0 | 0 | 0 | 0 | 0 | 0 | 5066 | 477.8944 | 0 | 0 | 175.5156 | 0 | 0 | 0 | 0 | 0 | 0 | 5066 | - | 0 | 0 | - | 0 | 0 | - | 0 | 0 | - | 5066 | - | 500 | 500 | - | 400.5156 | 400.5156 | - | 0 | 0 | -
5067 | 0 | 0 | 0 | 0 | 0 | 0 | 0 | 0 | 0 | 0 | 5067 | 764.7464 | 264.7464 | 89.2614 | 622.4198 | 311.6301 | 122.4198 | 0 | 0 | 0 | 0 | 5067 | - | 0 | 0 | - | 0 | 0 | - | 0 | 0 | - | 5067 | - | 500 | 500 | - | 500 | 500 | - | 0 | 0 | -
5068 | 0 | 0 | 0 | 0 | 0 | 0 | 0 | 0 | 0 | 0 | 5068 | 661.4966 | 414.3039 | 233.1 | 958.0582 | 683.0582 | 199.9416 | 0 | 0 | 0 | 0 | 5068 | - | 0 | 0 | - | 0 | 0 | - | 0 | 0 | - | 5068 | - | 500 | 500 | - | 500 | 500 | - | 0 | 0 | -
5069 | 0 | 0 | 0 | 0 | 0 | 0 | 0 | 0 | 0 | 0 | 5069 | 0 | 0 | 0 | 318.4039 | 388.2434 | 0 | 0 | 0 | 0 | 0 | 5069 | - | 0 | 0 | - | 0 | 0 | - | 0 | 0 | - | 5069 | - | 500 | 500 | - | 500 | 500 | - | 0 | 0 | -
5070 | 0 | 0 | 0 | 0 | 0 | 0 | 0 | 0 | 0 | 0 | 5070 | 0 | 0 | 0 | 0 | 0 | 0 | 0 | 0 | 0 | 0 | 5070 | - | 0 | 0 | - | 0 | 0 | - | 0 | 0 | - | 5070 | - | 0 | 0 | - | 0 | 0 | - | 0 | 0 | -
5071 | 0 | 0 | 0 | 79.9682 | 0 | 0 | 0 | 0 | 0 | 0 | 5071 | 0 | 0 | 0 | 0 | 0 | 0 | 0 | 0 | 0 | 0 | 5071 | - | 207.0939 | 207.0939 | - | 51.7308 | 0 | - | 0 | 0 | - | 5071 | - | 0 | 0 | - | 0 | 0 | - | 0 | 0 | -
5072 | 0 | 0 | 0 | 466.4312 | 0 | 0 | 61.4188 | 0 | 0 | 0 | 5072 | 0 | 0 | 0 | 0 | 0 | 0 | 0 | 0 | 0 | 0 | 5072 | - | 491.2348 | 491.2348 | - | 466.4312 | 466.4312 | - | 0 | 0 | - | 5072 | - | 0 | 0 | - | 0 | 0 | - | 0 | 0 | -
5073 | 0 | 111.7785 | 233.1 | 676.8578 | 0 | 0 | 246.32 | 0 | 0 | 0 | 5073 | 0 | 0 | 0 | 0 | 0 | 0 | 0 | 0 | 0 | 0 | 5073 | - | 500 | 500 | - | 500 | 500 | - | 0 | 0 | - | 5073 | - | 0 | 0 | - | 0 | 0 | - | 0 | 0 | -
5074 | 650.5158 | 454.0698 | 146.1487 | 0 | 610.0558 | 146.1487 | 455.8909 | 0 | 0 | 650.5158 | 5074 | 0 | 0 | 0 | 0 | 0 | 0 | 0 | 0 | 0 | 650.5158 | 5074 | - | 500 | 500 | - | 500 | 500 | - | 0 | 0 | - | 5074 | - | 0 | 0 | - | 0 | 0 | - | 0 | 0 | -
5075 | 627.9079 | 127.9079 | 0 | 0 | 674.482 | 233.1 | 456.6041 | 0 | 0 | 627.9079 | 5075 | 0 | 0 | 0 | 0 | 0 | 0 | 0 | 0 | 0 | 627.9079 | 5075 | - | 500 | 500 | - | 0 | 500 | - | 0 | 339.3297 | - | 5075 | - | 0 | 0 | - | 0 | 0 | - | 0 | 0 | -
5076 | 673.2283 | 34.9783 | 0 | 0 | 342.4406 | 0 | 0 | 0 | 0 | 673.2283 | 5076 | 0 | 0 | 0 | 0 | 0 | 0 | 0 | 0 | 0 | 673.2283 | 5076 | - | 500 | 500 | - | 0 | 500 | - | 333.3333 | 500 | - | 5076 | - | 0 | 0 | - | 0 | 0 | - | 0 | 0 | -
5077 | 488.8156 | 0 | 0 | 0 | 0 | 0 | 0 | 0 | 0 | 488.8156 | 5077 | 0 | 0 | 0 | 0 | 0 | 0 | 0 | 0 | 0 | 488.8156 | 5077 | - | 488.8156 | 488.8156 | - | 500 | 500 | - | 0 | 500 | - | 5077 | - | 0 | 0 | - | 0 | 0 | - | 0 | 0 | -
5078 | 0 | 70.1483 | 0 | 889.0568 | 0 | 0 | 0 | 0 | 0 | 0 | 5078 | 0 | 0 | 0 | 0 | 0 | 0 | 0 | 0 | 0 | 0 | 5078 | - | 500 | 500 | - | 0 | 500 | - | 0 | 0 | - | 5078 | - | 0 | 0 | - | 0 | 0 | - | 0 | 0 | -
5079 | 0 | 0 | 0 | 328.1536 | 0 | 0 | 0 | 0 | 0 | 0 | 5079 | 0 | 0 | 0 | 0 | 0 | 0 | 0 | 0 | 0 | 0 | 5079 | - | 95.8373 | 95.8373 | - | 328.1536 | 328.1536 | - | 0 | 0 | - | 5079 | - | 0 | 0 | - | 0 | 0 | - | 0 | 0 | -
5080 | 0 | 0 | 0 | 0 | 0 | 0 | 0 | 0 | 0 | 0 | 5080 | 0 | 0 | 0 | 0 | 0 | 0 | 0 | 0 | 0 | 0 | 5080 | - | 0 | 0 | - | 0 | 0 | - | 0 | 0 | - | 5080 | - | 0 | 0 | - | 0 | 0 | - | 0 | 0 | -
5081 | 0 | 0 | 0 | 0 | 0 | 0 | 0 | 0 | 0 | 0 | 5081 | 0 | 0 | 0 | 0 | 0 | 0 | 0 | 0 | 0 | 0 | 5081 | - | 0 | 0 | - | 0 | 0 | - | 0 | 0 | - | 5081 | - | 0 | 0 | - | 0 | 0 | - | 500 | 500 | -
5082 | 0 | 0 | 0 | 0 | 0 | 0 | 0 | 0 | 0 | 0 | 5082 | 792.7689 | 382.1727 | 233.1 | 0 | 0 | 0 | 0 | 0 | 0 | 0 | 5082 | - | 0 | 0 | - | 0 | 0 | - | 0 | 0 | - | 5082 | - | 500 | 500 | - | 225.2486 | 184.3982 | - | 500 | 500 | -
5083 | 0 | 0 | 0 | 0 | 0 | 0 | 0 | 0 | 0 | 0 | 5083 | 666.7372 | 519.7738 | 89.2614 | 0 | 0 | 0 | 949.3271 | 815.7981 | 233.1 | 0 | 5083 | - | 0 | 0 | - | 0 | 0 | - | 0 | 0 | - | 5083 | - | 500 | 500 | - | 500 | 500 | - | 500 | 500 | -
5084 | 0 | 0 | 0 | 0 | 0 | 0 | 0 | 0 | 0 | 0 | 5084 | 614.8914 | 480.9852 | 0 | 1500 | 1000 | 233.1 | 632.0966 | 567.1336 | 89.2614 | 0 | 5084 | - | 0 | 0 | - | 0 | 0 | - | 0 | 0 | - | 5084 | - | 500 | 500 | - | 500 | 500 | - | 500 | 500 | -
5085 | 0 | 0 | 0 | 0 | 0 | 0 | 0 | 0 | 0 | 0 | 5085 | 0 | 0 | 0 | 574.3975 | 382.9317 | 89.2614 | 305.4929 | 0 | 0 | 0 | 5085 | - | 0 | 0 | - | 0 | 0 | - | 0 | 0 | - | 5085 | - | 500 | 500 | - | 500 | 500 | - | 500 | 500 | -
5086 | 0 | 0 | 0 | 0 | 0 | 0 | 0 | 0 | 0 | 0 | 5086 | 0 | 0 | 0 | 0 | 0 | 0 | 187.4809 | 0 | 0 | 0 | 5086 | - | 0 | 0 | - | 0 | 0 | - | 0 | 0 | - | 5086 | - | 500 | 500 | - | 500 | 500 | - | 500 | 500 | -
5087 | 0 | 0 | 0 | 0 | 0 | 0 | 0 | 0 | 0 | 0 | 5087 | 0 | 0 | 0 | 0 | 0 | 0 | 0 | 0 | 0 | 0 | 5087 | - | 0 | 0 | - | 0 | 0 | - | 0 | 0 | - | 5087 | - | 500 | 500 | - | 500 | 500 | - | 500 | 500 | -
5088 | 0 | 0 | 0 | 0 | 0 | 0 | 0 | 0 | 0 | 0 | 5088 | 0 | 0 | 0 | 0 | 0 | 0 | 0 | 0 | 0 | 0 | 5088 | - | 0 | 0 | - | 0 | 0 | - | 0 | 0 | - | 5088 | - | 298.5955 | 298.5955 | - | 500 | 500 | - | 500 | 500 | -
5089 | 0 | 0 | 0 | 0 | 0 | 0 | 0 | 0 | 0 | 0 | 5089 | 0 | 0 | 0 | 0 | 0 | 0 | 0 | 0 | 0 | 0 | 5089 | - | 0 | 0 | - | 0 | 0 | - | 0 | 0 | - | 5089 | - | 0 | 0 | - | 500 | 500 | - | 500 | 500 | -
5090 | 0 | 0 | 0 | 0 | 0 | 0 | 0 | 0 | 0 | 0 | 5090 | 0 | 0 | 0 | 0 | 0 | 0 | 0 | 0 | 0 | 0 | 5090 | - | 0 | 0 | - | 0 | 0 | - | 0 | 224.614 | - | 5090 | - | 0 | 0 | - | 500 | 500 | - | 0 | 0 | -
5091 | 0 | 0 | 0 | 0 | 0 | 0 | 0 | 0 | 0 | 0 | 5091 | 0 | 0 | 0 | 0 | 0 | 0 | 0 | 0 | 0 | 0 | 5091 | - | 0 | 0 | - | 0 | 0 | - | 500 | 500 | - | 5091 | - | 0 | 500 | - | 0 | 0 | - | 0 | 0 | -
5092 | 0 | 0 | 0 | 0 | 0 | 0 | 0 | 0 | 0 | 0 | 5092 | 0 | 0 | 0 | 0 | 0 | 0 | 0 | 0 | 0 | 0 | 5092 | - | 0 | 0 | - | 168.7387 | 168.7387 | - | 500 | 330.9416 | - | 5092 | - | 0 | 0 | - | 0 | 0 | - | 0 | 0 | -
5093 | 0 | 0 | 0 | 0 | 0 | 0 | 0 | 424.8389 | 0 | 0 | 5093 | 0 | 0 | 0 | 0 | 0 | 0 | 0 | 0 | 0 | 0 | 5093 | - | 0 | 0 | - | 486.8475 | 486.8475 | - | 500 | 0 | - | 5093 | - | 0 | 0 | - | 0 | 0 | - | 0 | 0 | -
5094 | 38.9665 | 0 | 0 | 47.342 | 0 | 0 | 403.566 | 0 | 0 | 38.9665 | 5094 | 0 | 0 | 0 | 0 | 0 | 0 | 0 | 0 | 0 | 38.9665 | 5094 | - | 179.002 | 500 | - | 500 | 500 | - | 500 | 500 | - | 5094 | - | 0 | 0 | - | 0 | 0 | - | 0 | 0 | -
5095 | 276.2578 | 0 | 0 | 295.3799 | 26.0716 | 26.0716 | 18.7977 | 0 | 0 | 276.2578 | 5095 | 0 | 0 | 0 | 0 | 0 | 0 | 0 | 0 | 0 | 276.2578 | 5095 | - | 500 | 500 | - | 500 | 500 | - | 500 | 500 | - | 5095 | - | 0 | 0 | - | 0 | 0 | - | 0 | 0 | -
5096 | 583.4223 | 207.348 | 207.348 | 798.0134 | 513.98 | 233.1 | 317.13 | 0 | 0 | 583.4223 | 5096 | 0 | 0 | 0 | 0 | 0 | 0 | 0 | 0 | 0 | 583.4223 | 5096 | - | 500 | 500 | - | 500 | 500 | - | 500 | 500 | - | 5096 | - | 0 | 0 | - | 0 | 0 | - | 0 | 0 | -
5097 | 675.4368 | 303.326 | 171.9006 | 1153.3791 | 653.3791 | 120.0771 | 521.0123 | 21.0123 | 198.1215 | 675.4368 | 5097 | 0 | 0 | 0 | 0 | 0 | 0 | 0 | 0 | 0 | 675.4368 | 5097 | - | 500 | 500 | - | 500 | 500 | - | 500 | 500 | - | 5097 | - | 0 | 0 | - | 0 | 0 | - | 0 | 0 | -
5098 | 346.7399 | 0 | 0 | 0 | 335.962 | 0 | 681.1272 | 181.1272 | 181.1272 | 346.7399 | 5098 | 0 | 0 | 0 | 0 | 0 | 0 | 0 | 0 | 0 | 346.7399 | 5098 | - | 500 | 440.2577 | - | 500 | 500 | - | 500 | 500 | - | 5098 | - | 0 | 0 | - | 0 | 0 | - | 0 | 0 | -
5099 | 323.3376 | 0 | 0 | 0 | 97.5857 | 0 | 498.8344 | 0 | 0 | 323.3376 | 5099 | 0 | 0 | 0 | 0 | 0 | 0 | 0 | 0 | 0 | 323.3376 | 5099 | - | 500 | 323.3376 | - | 500 | 500 | - | 500 | 500 | - | 5099 | - | 0 | 0 | - | 0 | 0 | - | 0 | 0 | -
5100 | 175.5329 | 177.7891 | 0 | 146.3533 | 0 | 0 | 0 | 0 | 0 | 175.5329 | 5100 | 0 | 0 | 0 | 0 | 0 | 0 | 0 | 0 | 0 | 175.5329 | 5100 | - | 500 | 500 | - | 500 | 500 | - | 500 | 500 | - | 5100 | - | 0 | 0 | - | 0 | 0 | - | 0 | 0 | -
5101 | 20.7739 | 592.9739 | 0 | 0 | 0 | 0 | 0 | 1000 | 0 | 20.7739 | 5101 | 0 | 0 | 0 | 0 | 0 | 0 | 0 | 0 | 0 | 20.7739 | 5101 | - | 500 | 500 | - | 500 | 500 | - | 500 | 500 | - | 5101 | - | 0 | 0 | - | 0 | 0 | - | 0 | 0 | -
5102 | 0 | 0 | 0 | 0 | 0 | 0 | 0 | 0 | 0 | 0 | 5102 | 0 | 0 | 0 | 0 | 0 | 0 | 0 | 0 | 0 | 0 | 5102 | - | 393.3381 | 500 | - | 272.4804 | 272.4804 | - | 0 | 500 | - | 5102 | - | 0 | 0 | - | 0 | 0 | - | 0 | 0 | -
5103 | 0 | 0 | 0 | 0 | 0 | 0 | 0 | 0 | 0 | 0 | 5103 | 0 | 0 | 0 | 0 | 0 | 0 | 0 | 0 | 0 | 0 | 5103 | - | 0 | 0 | - | 0 | 0 | - | 55.5556 | 0 | - | 5103 | - | 0 | 0 | - | 0 | 0 | - | 0 | 0 | -
5104 | 0 | 0 | 0 | 0 | 0 | 0 | 0 | 0 | 0 | 0 | 5104 | 0 | 0 | 0 | 0 | 0 | 0 | 0 | 0 | 0 | 0 | 5104 | - | 0 | 0 | - | 0 | 0 | - | 0 | 0 | - | 5104 | - | 0 | 0 | - | 0 | 0 | - | 0 | 0 | -
5105 | 0 | 0 | 0 | 0 | 0 | 0 | 0 | 0 | 0 | 0 | 5105 | 0 | 0 | 0 | 0 | 0 | 0 | 0 | 0 | 0 | 0 | 5105 | - | 0 | 0 | - | 0 | 0 | - | 0 | 0 | - | 5105 | - | 0 | 0 | - | 0 | 0 | - | 500 | 500 | -
5106 | 0 | 0 | 0 | 0 | 0 | 0 | 0 | 0 | 0 | 0 | 5106 | 0 | 85.447 | 0 | 0 | 520.7102 | 0 | 245.9732 | 948.3445 | 77.6632 | 0 | 5106 | - | 0 | 0 | - | 0 | 0 | - | 0 | 0 | - | 5106 | - | 500 | 500 | - | 500 | 500 | - | 500 | 500 | -
5107 | 0 | 0 | 0 | 0 | 0 | 0 | 0 | 0 | 0 | 0 | 5107 | 0 | 613.7222 | 122.7077 | 0 | 404.9154 | 0 | 342.1967 | 110.4632 | 0 | 0 | 5107 | - | 0 | 0 | - | 0 | 0 | - | 0 | 0 | - | 5107 | - | 500 | 500 | - | 500 | 500 | - | 500 | 500 | -
5108 | 0 | 0 | 0 | 0 | 0 | 0 | 0 | 0 | 0 | 0 | 5108 | 56.7119 | 96.1037 | 43.141 | 0 | 0 | 0 | 0 | 0 | 0 | 0 | 5108 | - | 0 | 0 | - | 0 | 0 | - | 0 | 0 | - | 5108 | - | 500 | 500 | - | 500 | 500 | - | 500 | 500 | -
5109 | 0 | 0 | 0 | 0 | 0 | 0 | 0 | 0 | 0 | 0 | 5109 | 0 | 0 | 0 | 0 | 0 | 0 | 0 | 0 | 0 | 0 | 5109 | - | 0 | 0 | - | 0 | 0 | - | 0 | 0 | - | 5109 | - | 116.8723 | 116.8723 | - | 500 | 500 | - | 500 | 500 | -
5110 | 0 | 0 | 0 | 0 | 0 | 0 | 0 | 0 | 0 | 0 | 5110 | 0 | 0 | 0 | 0 | 0 | 0 | 0 | 0 | 0 | 0 | 5110 | - | 0 | 0 | - | 0 | 0 | - | 0 | 0 | - | 5110 | - | 0 | 0 | - | 0 | 40.8504 | - | 500 | 500 | -
5111 | 0 | 0 | 0 | 0 | 0 | 0 | 0 | 0 | 0 | 0 | 5111 | 0 | 0 | 0 | 0 | 0 | 0 | 0 | 0 | 0 | 0 | 5111 | - | 0 | 0 | - | 0 | 0 | - | 0 | 0 | - | 5111 | - | 0 | 0 | - | 52.4825 | 52.4825 | - | 0 | 0 | -
5112 | 0 | 0 | 0 | 0 | 0 | 0 | 0 | 0 | 0 | 0 | 5112 | 11.1981 | 0 | 0 | 0 | 0 | 0 | 0 | 0 | 0 | 0 | 5112 | - | 0 | 0 | - | 0 | 0 | - | 0 | 0 | - | 5112 | - | 11.1981 | 251.1252 | - | 117.7654 | 117.7654 | - | 0 | 364.1315 | -
5113 | 0 | 0 | 0 | 0 | 0 | 0 | 0 | 0 | 0 | 0 | 5113 | 178.2841 | 0 | 0 | 146.2813 | 0 | 0 | 0 | 0 | 0 | 0 | 5113 | - | 0 | 0 | - | 0 | 0 | - | 0 | 0 | - | 5113 | - | 178.2841 | 178.2841 | - | 306.4959 | 306.4959 | - | 383.2727 | 19.1412 | -
5114 | 0 | 0 | 0 | 0 | 0 | 0 | 0 | 0 | 0 | 0 | 5114 | 174.9527 | 0 | 0 | 135.2867 | 0 | 0 | 0 | 0 | 0 | 0 | 5114 | - | 0 | 0 | - | 0 | 0 | - | 0 | 0 | - | 5114 | - | 174.9527 | 174.9527 | - | 313.6878 | 313.6878 | - | 36.9205 | 36.9205 | -
5115 | 0 | 0 | 0 | 0 | 0 | 0 | 0 | 0 | 0 | 0 | 5115 | 207.9569 | 0 | 0 | 0 | 0 | 0 | 6.158 | 0 | 0 | 0 | 5115 | - | 0 | 0 | - | 0 | 0 | - | 0 | 0 | - | 5115 | - | 207.9569 | 207.9569 | - | 376.0538 | 376.0538 | - | 125.2967 | 125.2967 | -
5116 | 0 | 0 | 0 | 0 | 0 | 0 | 0 | 0 | 0 | 0 | 5116 | 265.2134 | 0 | 0 | 366.9668 | 0 | 0 | 235.3714 | 0 | 0 | 0 | 5116 | - | 0 | 0 | - | 0 | 0 | - | 0 | 0 | - | 5116 | - | 265.2134 | 265.2134 | - | 500 | 500 | - | 354.5101 | 354.5101 | -
5117 | 0 | 0 | 0 | 0 | 0 | 0 | 0 | 0 | 0 | 0 | 5117 | 401.3828 | 0 | 0 | 598.6891 | 98.6891 | 98.6891 | 538.0981 | 77.811 | 38.0981 | 0 | 5117 | - | 0 | 0 | - | 0 | 0 | - | 0 | 0 | - | 5117 | - | 401.3828 | 401.3828 | - | 500 | 500 | - | 500 | 500 | -
5118 | 0 | 0 | 0 | 0 | 0 | 0 | 0 | 0 | 0 | 0 | 5118 | 457.5424 | 0 | 0 | 726.5412 | 226.5412 | 223.6723 | 706.6001 | 246.313 | 206.6001 | 0 | 5118 | - | 0 | 0 | - | 0 | 0 | - | 0 | 0 | - | 5118 | - | 457.5424 | 457.5424 | - | 500 | 500 | - | 500 | 500 | -
5119 | 0 | 0 | 0 | 0 | 0 | 0 | 0 | 0 | 0 | 0 | 5119 | 321.1552 | 0 | 0 | 100.6325 | 132.0759 | 0 | 0 | 0 | 0 | 0 | 5119 | - | 0 | 0 | - | 0 | 0 | - | 0 | 0 | - | 5119 | - | 321.1552 | 321.1552 | - | 500 | 500 | - | 500 | 500 | -
5120 | 0 | 0 | 0 | 0 | 0 | 0 | 0 | 0 | 0 | 0 | 5120 | 0 | 0 | 0 | 0 | 0 | 0 | 0 | 0 | 0 | 0 | 5120 | - | 0 | 0 | - | 0 | 0 | - | 0 | 0 | - | 5120 | - | 0 | 0 | - | 0 | 0 | - | 0 | 0 | -
5121 | 0 | 0 | 0 | 0 | 0 | 0 | 0 | 0 | 0 | 0 | 5121 | 0 | 0 | 0 | 0 | 0 | 0 | 0 | 0 | 0 | 0 | 5121 | - | 500 | 500 | - | 476.7947 | 476.7947 | - | 500 | 500 | - | 5121 | - | 0 | 0 | - | 0 | 0 | - | 0 | 0 | -
5122 | 953.2135 | 0 | 0 | 1500 | 1000 | 146.1487 | 1500 | 626.9784 | 233.1 | 953.2135 | 5122 | 0 | 0 | 0 | 0 | 0 | 0 | 0 | 0 | 0 | 953.2135 | 5122 | - | 500 | 500 | - | 500 | 500 | - | 500 | 500 | - | 5122 | - | 0 | 0 | - | 0 | 0 | - | 0 | 0 | -
5123 | 1161.7855 | 0 | 0 | 940.4677 | 626.9784 | 233.1 | 940.4677 | 1000 | 146.1487 | 1161.7855 | 5123 | 0 | 0 | 0 | 0 | 0 | 0 | 0 | 0 | 0 | 1161.7855 | 5123 | - | 311.29 | 500 | - | 500 | 500 | - | 500 | 500 | - | 5123 | - | 0 | 0 | - | 0 | 0 | - | 0 | 0 | -
5124 | 0 | 0 | 0 | 0 | 0 | 0 | 0 | 0 | 0 | 0 | 5124 | 0 | 0 | 0 | 0 | 0 | 0 | 0 | 0 | 0 | 0 | 5124 | - | 0 | 0 | - | 0 | 0 | - | 500 | 500 | - | 5124 | - | 0 | 0 | - | 0 | 0 | - | 0 | 0 | -
5125 | 0 | 0 | 0 | 0 | 0 | 0 | 0 | 0 | 0 | 0 | 5125 | 0 | 0 | 0 | 0 | 0 | 0 | 0 | 0 | 0 | 0 | 5125 | - | 0 | 0 | - | 0 | 0 | - | 0 | 0 | - | 5125 | - | 0 | 0 | - | 0 | 0 | - | 0 | 0 | -
5126 | 0 | 0 | 0 | 0 | 0 | 0 | 0 | 0 | 0 | 0 | 5126 | 0 | 0 | 0 | 0 | 0 | 0 | 0 | 0 | 0 | 0 | 5126 | - | 0 | 0 | - | 0 | 0 | - | 0 | 0 | - | 5126 | - | 0 | 0 | - | 0 | 0 | - | 500 | 48.6777 | -
5127 | 0 | 0 | 0 | 0 | 0 | 0 | 0 | 0 | 0 | 0 | 5127 | 0 | 0 | 0 | 0 | 0 | 0 | 295.9177 | 0 | 0 | 0 | 5127 | - | 0 | 0 | - | 0 | 0 | - | 0 | 0 | - | 5127 | - | 0 | 0 | - | 0 | 0 | - | 377.1337 | 500 | -
5128 | 0 | 0 | 0 | 0 | 0 | 0 | 0 | 0 | 0 | 0 | 5128 | 0 | 0 | 0 | 0 | 0 | 0 | 71.3223 | 0 | 0 | 0 | 5128 | - | 0 | 0 | - | 0 | 0 | - | 0 | 0 | - | 5128 | - | 0 | 0 | - | 0 | 0 | - | 71.0345 | 71.3223 | -
5129 | 0 | 0 | 0 | 0 | 0 | 0 | 0 | 0 | 0 | 0 | 5129 | 0 | 137.4359 | 0 | 1047.4957 | 772.4957 | 233.1 | 876.1861 | 382.9317 | 233.1 | 0 | 5129 | - | 0 | 0 | - | 0 | 0 | - | 0 | 0 | - | 5129 | - | 500 | 500 | - | 500 | 500 | - | 500 | 500 | -
5130 | 0 | 0 | 0 | 0 | 0 | 0 | 0 | 0 | 0 | 0 | 5130 | 656.5127 | 156.5127 | 156.5127 | 1026.9018 | 610.4359 | 89.2614 | 830.9715 | 1000 | 89.2614 | 0 | 5130 | - | 0 | 0 | - | 0 | 0 | - | 0 | 0 | - | 5130 | - | 500 | 500 | - | 500 | 500 | - | 0 | 500 | -
5131 | 0 | 0 | 0 | 0 | 0 | 0 | 0 | 0 | 0 | 0 | 5131 | 418.5359 | 0 | 0 | 0 | 0 | 0 | 0 | 0 | 0 | 0 | 5131 | - | 0 | 0 | - | 0 | 0 | - | 0 | 0 | - | 5131 | - | 418.5359 | 500 | - | 196.2037 | 196.2037 | - | 171.8318 | 0 | -
5132 | 0 | 0 | 0 | 0 | 0 | 0 | 0 | 0 | 0 | 0 | 5132 | 362.5816 | 0 | 0 | 0 | 0 | 0 | 0 | 0 | 0 | 0 | 5132 | - | 0 | 0 | - | 0 | 0 | - | 0 | 0 | - | 5132 | - | 375.5168 | 500 | - | 0 | 0 | - | 0 | 0 | -
5133 | 0 | 0 | 0 | 0 | 0 | 0 | 0 | 0 | 0 | 0 | 5133 | 46.5951 | 0 | 0 | 0 | 0 | 0 | 0 | 0 | 0 | 0 | 5133 | - | 0 | 0 | - | 0 | 0 | - | 0 | 0 | - | 5133 | - | 46.5951 | 46.5951 | - | 0 | 0 | - | 0 | 0 | -
5134 | 0 | 0 | 0 | 0 | 0 | 0 | 0 | 0 | 0 | 0 | 5134 | 115.8939 | 0 | 0 | 0 | 0 | 0 | 0 | 0 | 0 | 0 | 5134 | - | 0 | 0 | - | 0 | 0 | - | 0 | 0 | - | 5134 | - | 115.8939 | 115.8939 | - | 0 | 0 | - | 0 | 0 | -
5135 | 0 | 0 | 0 | 0 | 0 | 0 | 0 | 0 | 0 | 0 | 5135 | 197.63 | 0 | 0 | 0 | 0 | 0 | 0 | 0 | 0 | 0 | 5135 | - | 0 | 0 | - | 0 | 0 | - | 0 | 0 | - | 5135 | - | 197.63 | 197.63 | - | 0 | 0 | - | 0 | 0 | -
5136 | 0 | 0 | 0 | 0 | 0 | 0 | 0 | 0 | 0 | 0 | 5136 | 0 | 0 | 0 | 0 | 0 | 0 | 0 | 0 | 0 | 0 | 5136 | - | 0 | 0 | - | 0 | 0 | - | 0 | 0 | - | 5136 | - | 0 | 0 | - | 0 | 0 | - | 0 | 0 | -
5137 | 0 | 0 | 0 | 0 | 0 | 0 | 0 | 0 | 0 | 0 | 5137 | 0 | 0 | 0 | 0 | 0 | 0 | 0 | 0 | 0 | 0 | 5137 | - | 0 | 0 | - | 0 | 0 | - | 0 | 481.2184 | - | 5137 | - | 0 | 0 | - | 0 | 0 | - | 0 | 0 | -
5138 | 0 | 0 | 0 | 0 | 0 | 0 | 0 | 0 | 0 | 0 | 5138 | 0 | 0 | 0 | 0 | 0 | 0 | 0 | 0 | 0 | 0 | 5138 | - | 0 | 0 | - | 0 | 0 | - | 0 | 0 | - | 5138 | - | 0 | 0 | - | 0 | 0 | - | 0 | 0 | -
5139 | 0 | 0 | 0 | 0 | 0 | 0 | 0 | 0 | 0 | 0 | 5139 | 0 | 0 | 0 | 0 | 0 | 0 | 0 | 0 | 0 | 0 | 5139 | - | 323.3394 | 226.9725 | - | 139.9922 | 139.9922 | - | 500 | 500 | - | 5139 | - | 0 | 0 | - | 0 | 0 | - | 0 | 0 | -
5140 | 0 | 0 | 0 | 0 | 0 | 0 | 0 | 0 | 0 | 0 | 5140 | 0 | 0 | 0 | 0 | 0 | 0 | 0 | 0 | 0 | 0 | 5140 | - | 0 | 338.4655 | - | 500 | 500 | - | 500 | 500 | - | 5140 | - | 0 | 0 | - | 0 | 0 | - | 0 | 0 | -
5141 | 0 | 0 | 0 | 0 | 0 | 0 | 0 | 0 | 0 | 0 | 5141 | 0 | 0 | 0 | 0 | 0 | 0 | 0 | 0 | 0 | 0 | 5141 | - | 34.9636 | 430.7018 | - | 500 | 500 | - | 500 | 500 | - | 5141 | - | 0 | 0 | - | 0 | 0 | - | 0 | 0 | -
5142 | 0 | 0 | 0 | 0 | 0 | 0 | 0 | 0 | 0 | 0 | 5142 | 0 | 0 | 0 | 0 | 0 | 0 | 0 | 0 | 0 | 0 | 5142 | - | 350.0557 | 500 | - | 500 | 500 | - | 500 | 500 | - | 5142 | - | 0 | 0 | - | 0 | 0 | - | 0 | 0 | -
5143 | 0 | 0 | 0 | 0 | 0 | 0 | 0 | 1000 | 0 | 0 | 5143 | 0 | 0 | 0 | 0 | 0 | 0 | 0 | 0 | 0 | 0 | 5143 | - | 500 | 500 | - | 500 | 500 | - | 500 | 500 | - | 5143 | - | 0 | 0 | - | 0 | 0 | - | 0 | 0 | -
5144 | 0 | 0 | 0 | 0 | 0 | 0 | 0 | 0 | 0 | 0 | 5144 | 0 | 0 | 0 | 0 | 0 | 0 | 0 | 0 | 0 | 0 | 5144 | - | 500 | 500 | - | 500 | 500 | - | 500 | 500 | - | 5144 | - | 0 | 0 | - | 0 | 0 | - | 0 | 0 | -
5145 | 0 | 194.6691 | 0 | 0 | 0 | 0 | 940.4677 | 626.9784 | 146.1487 | 0 | 5145 | 0 | 0 | 0 | 0 | 0 | 0 | 0 | 0 | 0 | 0 | 5145 | - | 500 | 500 | - | 500 | 500 | - | 500 | 500 | - | 5145 | - | 0 | 0 | - | 0 | 0 | - | 0 | 0 | -
5146 | 0 | 1000 | 0 | 0 | 0 | 0 | 1500 | 0 | 0 | 0 | 5146 | 0 | 0 | 0 | 0 | 0 | 0 | 0 | 0 | 0 | 0 | 5146 | - | 500 | 500 | - | 500 | 500 | - | 500 | 500 | - | 5146 | - | 0 | 0 | - | 0 | 0 | - | 0 | 0 | -
5147 | 1500 | 0 | 0 | 0 | 0 | 0 | 0 | 0 | 0 | 1500 | 5147 | 0 | 0 | 0 | 0 | 0 | 0 | 0 | 0 | 0 | 1500 | 5147 | - | 500 | 500 | - | 500 | 500 | - | 500 | 500 | - | 5147 | - | 0 | 0 | - | 0 | 0 | - | 0 | 0 | -
5148 | 0 | 432.3094 | 146.1487 | 0 | 0 | 146.1487 | 0 | 0 | 0 | 0 | 5148 | 0 | 0 | 0 | 0 | 0 | 0 | 0 | 0 | 0 | 0 | 5148 | - | 500 | 500 | - | 500 | 500 | - | 500 | 500 | - | 5148 | - | 0 | 0 | - | 0 | 0 | - | 0 | 0 | -
5149 | 141.2009 | 0 | 233.1 | 1239.9451 | 1000 | 0 | 0 | 0 | 0 | 141.2009 | 5149 | 0 | 0 | 0 | 0 | 0 | 0 | 0 | 0 | 0 | 141.2009 | 5149 | - | 500 | 500 | - | 500 | 500 | - | 500 | 0 | - | 5149 | - | 0 | 0 | - | 0 | 0 | - | 0 | 0 | -
5150 | 799.2667 | 0 | 0 | 1200.5225 | 626.9784 | 233.1 | 0 | 0 | 0 | 799.2667 | 5150 | 0 | 0 | 0 | 0 | 0 | 0 | 0 | 0 | 0 | 799.2667 | 5150 | - | 500 | 500 | - | 500 | 500 | - | 0 | 185.4482 | - | 5150 | - | 0 | 0 | - | 0 | 0 | - | 0 | 0 | -
5151 | 0 | 0 | 0 | 0 | 0 | 0 | 0 | 0 | 0 | 0 | 5151 | 0 | 0 | 0 | 0 | 0 | 0 | 0 | 0 | 0 | 0 | 5151 | - | 500 | 500 | - | 500 | 500 | - | 227.0813 | 500 | - | 5151 | - | 0 | 0 | - | 0 | 0 | - | 0 | 0 | -
5152 | 0 | 0 | 0 | 0 | 0 | 0 | 0 | 0 | 0 | 0 | 5152 | 0 | 0 | 0 | 0 | 0 | 0 | 0 | 0 | 0 | 0 | 5152 | - | 500 | 500 | - | 500 | 500 | - | 500 | 500 | - | 5152 | - | 0 | 0 | - | 0 | 0 | - | 0 | 0 | -
5153 | 0 | 0 | 0 | 0 | 0 | 0 | 0 | 0 | 233.1 | 0 | 5153 | 0 | 0 | 0 | 0 | 0 | 0 | 0 | 0 | 0 | 0 | 5153 | - | 126.9309 | 126.9309 | - | 26.6745 | 26.6745 | - | 439.5854 | 0 | - | 5153 | - | 0 | 0 | - | 0 | 0 | - | 0 | 0 | -
5154 | 0 | 0 | 0 | 0 | 0 | 0 | 0 | 0 | 0 | 0 | 5154 | 0 | 0 | 0 | 0 | 0 | 0 | 0 | 0 | 0 | 0 | 5154 | - | 0 | 0 | - | 0 | 0 | - | 0 | 0 | - | 5154 | - | 0 | 0 | - | 0 | 0 | - | 0 | 0 | -
5155 | 0 | 0 | 0 | 0 | 0 | 0 | 0 | 0 | 0 | 0 | 5155 | 0 | 0 | 0 | 0 | 0 | 0 | 0 | 0 | 0 | 0 | 5155 | - | 0 | 0 | - | 0 | 0 | - | 0 | 0 | - | 5155 | - | 0 | 0 | - | 0 | 0 | - | 0 | 0 | -
5156 | 0 | 0 | 0 | 0 | 0 | 0 | 0 | 0 | 0 | 0 | 5156 | 0 | 63.435 | 59.7328 | 76.921 | 0 | 0 | 0 | 0 | 0 | 0 | 5156 | - | 0 | 0 | - | 0 | 0 | - | 0 | 0 | - | 5156 | - | 0 | 0 | - | 76.921 | 76.921 | - | 0 | 0 | -
5157 | 0 | 0 | 0 | 0 | 0 | 0 | 0 | 0 | 0 | 0 | 5157 | 121.8274 | 121.8274 | 0 | 185.0587 | 0 | 0 | 0 | 0 | 0 | 0 | 5157 | - | 0 | 0 | - | 0 | 0 | - | 0 | 0 | - | 5157 | - | 0 | 121.8274 | - | 185.0587 | 185.0587 | - | 0 | 0 | -
5158 | 0 | 0 | 0 | 0 | 0 | 0 | 0 | 0 | 0 | 0 | 5158 | 49.0977 | 199.0977 | 0 | 325.4324 | 0 | 0 | 151.1593 | 259.5689 | 0 | 0 | 5158 | - | 0 | 0 | - | 0 | 0 | - | 0 | 0 | - | 5158 | - | 0 | 199.0977 | - | 325.4324 | 325.4324 | - | 0 | 151.1593 | -
5159 | 0 | 0 | 0 | 0 | 0 | 0 | 0 | 0 | 0 | 0 | 5159 | 162.4252 | 0 | 0 | 496.8802 | 0 | 0 | 376.3109 | 526.3109 | 0 | 0 | 5159 | - | 0 | 0 | - | 0 | 0 | - | 0 | 0 | - | 5159 | - | 312.4252 | 312.4252 | - | 496.8802 | 496.8802 | - | 0 | 376.3109 | -
5160 | 0 | 0 | 0 | 0 | 0 | 0 | 0 | 0 | 0 | 0 | 5160 | 231.5321 | 0 | 0 | 513.9684 | 110.1332 | 17.6403 | 531.0387 | 96.2889 | 31.0387 | 0 | 5160 | - | 0 | 0 | - | 0 | 0 | - | 0 | 0 | - | 5160 | - | 381.5321 | 381.5321 | - | 500 | 500 | - | 434.7498 | 500 | -
5161 | 0 | 0 | 0 | 0 | 0 | 0 | 0 | 0 | 0 | 0 | 5161 | 225.9798 | 0 | 0 | 0 | 132.8833 | 0 | 0 | 82.198 | 0 | 0 | 5161 | - | 0 | 0 | - | 0 | 0 | - | 0 | 0 | - | 5161 | - | 375.9798 | 375.9798 | - | 500 | 500 | - | 500 | 500 | -
5162 | 0 | 0 | 0 | 0 | 0 | 0 | 0 | 0 | 0 | 0 | 5162 | 230.9439 | 0 | 0 | 0 | 155.7371 | 143.6266 | 25.4536 | 122.6969 | 75.8877 | 0 | 5162 | - | 0 | 0 | - | 0 | 0 | - | 0 | 0 | - | 5162 | - | 380.9439 | 380.9439 | - | 500 | 500 | - | 500 | 500 | -
5163 | 0 | 0 | 0 | 0 | 0 | 0 | 0 | 0 | 0 | 0 | 5163 | 208.0347 | 0 | 0 | 0 | 0 | 0 | 616.6645 | 116.6645 | 116.6645 | 0 | 5163 | - | 0 | 0 | - | 0 | 0 | - | 0 | 0 | - | 5163 | - | 358.0347 | 358.0347 | - | 498.4322 | 328.4322 | - | 500 | 500 | -
5164 | 0 | 0 | 0 | 0 | 0 | 0 | 0 | 0 | 0 | 0 | 5164 | 206.6895 | 0 | 138.4022 | 114.3693 | 427.2688 | 104.1853 | 373.7705 | 121.5155 | 98.7705 | 0 | 5164 | - | 0 | 0 | - | 0 | 0 | - | 0 | 0 | - | 5164 | - | 341.1542 | 202.752 | - | 213.9681 | 500 | - | 500 | 500 | -
5165 | 0 | 0 | 0 | 0 | 0 | 0 | 0 | 0 | 0 | 0 | 5165 | 234.3041 | 27.6782 | 0 | 361.7676 | 556.9092 | 56.9092 | 0 | 30.8595 | 0 | 0 | 5165 | - | 0 | 0 | - | 0 | 0 | - | 0 | 0 | - | 5165 | - | 206.6259 | 234.3041 | - | 0 | 500 | - | 500 | 500 | -
5166 | 0 | 0 | 0 | 0 | 0 | 0 | 0 | 0 | 0 | 0 | 5166 | 0 | 0 | 0 | 0 | 0 | 0 | 0 | 26.8287 | 0 | 0 | 5166 | - | 0 | 0 | - | 0 | 0 | - | 0 | 0 | - | 5166 | - | 0 | 0 | - | 0 | 0 | - | 0 | 0 | -
5167 | 186.8505 | 0 | 0 | 0 | 0 | 0 | 78.2492 | 131.084 | 0 | 186.8505 | 5167 | 0 | 0 | 0 | 0 | 0 | 0 | 0 | 0 | 0 | 186.8505 | 5167 | - | 186.8505 | 186.8505 | - | 500 | 500 | - | 500 | 500 | - | 5167 | - | 0 | 0 | - | 0 | 0 | - | 0 | 0 | -
5168 | 877.5494 | 377.5494 | 233.1 | 1500 | 1000 | 233.1 | 1486.7029 | 1000 | 233.1 | 877.5494 | 5168 | 0 | 0 | 0 | 0 | 0 | 0 | 0 | 0 | 0 | 877.5494 | 5168 | - | 500 | 500 | - | 500 | 500 | - | 500 | 500 | - | 5168 | - | 0 | 0 | - | 0 | 0 | - | 0 | 0 | -
5169 | 119.2896 | 0 | 0 | 627.4727 | 592.2888 | 146.1487 | 389.8458 | 495.8945 | 146.1487 | 119.2896 | 5169 | 0 | 0 | 0 | 0 | 0 | 0 | 0 | 0 | 0 | 119.2896 | 5169 | - | 119.2896 | 119.2896 | - | 500 | 500 | - | 500 | 500 | - | 5169 | - | 0 | 0 | - | 0 | 0 | - | 0 | 0 | -
5170 | 109.4173 | 0 | 0 | 312.995 | 34.6897 | 0 | 14.6159 | 0 | 0 | 109.4173 | 5170 | 0 | 0 | 0 | 0 | 0 | 0 | 0 | 0 | 0 | 109.4173 | 5170 | - | 109.4173 | 109.4173 | - | 500 | 500 | - | 500 | 500 | - | 5170 | - | 0 | 0 | - | 0 | 0 | - | 0 | 0 | -
5171 | 99.1585 | 0 | 0 | 0 | 0 | 0 | 3.8074 | 0 | 0 | 99.1585 | 5171 | 0 | 0 | 0 | 0 | 0 | 0 | 0 | 0 | 0 | 99.1585 | 5171 | - | 99.1585 | 99.1585 | - | 500 | 500 | - | 500 | 500 | - | 5171 | - | 0 | 0 | - | 0 | 0 | - | 0 | 0 | -
5172 | 247.1717 | 0 | 0 | 0 | 0 | 0 | 223.5212 | 0 | 0 | 247.1717 | 5172 | 0 | 0 | 0 | 0 | 0 | 0 | 0 | 0 | 0 | 247.1717 | 5172 | - | 247.1717 | 247.1717 | - | 291.5836 | 291.5836 | - | 500 | 500 | - | 5172 | - | 0 | 0 | - | 0 | 0 | - | 0 | 0 | -
5173 | 150.9365 | 0 | 0 | 0 | 0 | 0 | 120.5774 | 0 | 0 | 150.9365 | 5173 | 0 | 0 | 0 | 0 | 0 | 0 | 0 | 0 | 0 | 150.9365 | 5173 | - | 150.9365 | 150.9365 | - | 0 | 0 | - | 500 | 500 | - | 5173 | - | 0 | 0 | - | 0 | 0 | - | 0 | 0 | -
5174 | 175.3142 | 0 | 0 | 0 | 0 | 0 | 123.1479 | 0 | 0 | 175.3142 | 5174 | 0 | 0 | 0 | 0 | 0 | 0 | 0 | 0 | 0 | 175.3142 | 5174 | - | 175.3142 | 175.3142 | - | 0 | 0 | - | 123.1479 | 292.2851 | - | 5174 | - | 0 | 0 | - | 0 | 0 | - | 0 | 0 | -
5175 | 0 | 0 | 0 | 0 | 0 | 0 | 0 | 0 | 0 | 0 | 5175 | 0 | 0 | 0 | 0 | 0 | 0 | 0 | 0 | 0 | 0 | 5175 | - | 0 | 0 | - | 0 | 0 | - | 0 | 0 | - | 5175 | - | 0 | 0 | - | 0 | 0 | - | 0 | 0 | -
5176 | 0 | 0 | 0 | 0 | 0 | 0 | 0 | 0 | 0 | 0 | 5176 | 0 | 0 | 0 | 0 | 0 | 0 | 0 | 0 | 0 | 0 | 5176 | - | 0 | 0 | - | 0 | 0 | - | 0 | 0 | - | 5176 | - | 0 | 0 | - | 0 | 0 | - | 0 | 0 | -
5177 | 0 | 0 | 0 | 0 | 0 | 0 | 0 | 0 | 0 | 0 | 5177 | 302.0961 | 102.0961 | 0 | 0 | 55.6931 | 0 | 0 | 0 | 0 | 0 | 5177 | - | 0 | 0 | - | 0 | 0 | - | 0 | 0 | - | 5177 | - | 500 | 500 | - | 500 | 500 | - | 500 | 500 | -
5178 | 0 | 0 | 0 | 0 | 0 | 0 | 0 | 0 | 0 | 0 | 5178 | 422.8596 | 222.8596 | 97.6505 | 609.9708 | 484.0489 | 0 | 0 | 0 | 0 | 0 | 5178 | - | 0 | 0 | - | 0 | 0 | - | 0 | 0 | - | 5178 | - | 500 | 500 | - | 500 | 500 | - | 500 | 500 | -
5179 | 0 | 0 | 0 | 0 | 0 | 0 | 0 | 0 | 0 | 0 | 5179 | 391.7673 | 269.6112 | 119.6112 | 727.5967 | 532.7052 | 157.7052 | 1300.2568 | 800.2568 | 89.2614 | 0 | 5179 | - | 0 | 0 | - | 0 | 0 | - | 0 | 0 | - | 5179 | - | 500 | 500 | - | 500 | 500 | - | 500 | 500 | -
5180 | 0 | 0 | 0 | 0 | 0 | 0 | 0 | 0 | 0 | 0 | 5180 | 443.0818 | 243.0818 | 93.0818 | 388.4649 | 310.4845 | 164.6562 | 774.1407 | 582.6749 | 233.1 | 0 | 5180 | - | 0 | 0 | - | 0 | 0 | - | 0 | 0 | - | 5180 | - | 500 | 500 | - | 500 | 500 | - | 500 | 500 | -
5181 | 0 | 0 | 0 | 0 | 0 | 0 | 0 | 0 | 0 | 0 | 5181 | 362.0178 | 162.0178 | 12.0178 | 348.3651 | 0 | 0 | 0 | 0 | 0 | 0 | 5181 | - | 0 | 0 | - | 0 | 0 | - | 0 | 0 | - | 5181 | - | 500 | 500 | - | 500 | 500 | - | 500 | 500 | -
5182 | 0 | 0 | 0 | 0 | 0 | 0 | 0 | 0 | 0 | 0 | 5182 | 152.5748 | 102.5748 | 0 | 0 | 0 | 0 | 0 | 0 | 0 | 0 | 5182 | - | 0 | 0 | - | 0 | 0 | - | 0 | 0 | - | 5182 | - | 500 | 500 | - | 500 | 500 | - | 500 | 500 | -
5183 | 0 | 0 | 0 | 0 | 0 | 0 | 0 | 0 | 0 | 0 | 5183 | 0 | 70.3713 | 0 | 0 | 0 | 0 | 0 | 0 | 0 | 0 | 5183 | - | 0 | 0 | - | 0 | 0 | - | 0 | 0 | - | 5183 | - | 500 | 500 | - | 500 | 500 | - | 500 | 500 | -
5184 | 0 | 0 | 0 | 0 | 0 | 0 | 0 | 0 | 0 | 0 | 5184 | 0 | 40.977 | 0 | 0 | 0 | 0 | 0 | 0 | 0 | 0 | 5184 | - | 0 | 0 | - | 0 | 0 | - | 0 | 0 | - | 5184 | - | 500 | 500 | - | 500 | 248.4583 | - | 500 | 444.2807 | -
5185 | 0 | 0 | 0 | 0 | 0 | 0 | 0 | 0 | 0 | 0 | 5185 | 0 | 0 | 0 | 0 | 0 | 0 | 0 | 0 | 0 | 0 | 5185 | - | 0 | 0 | - | 0 | 0 | - | 0 | 0 | - | 5185 | - | 216.9197 | 41.2744 | - | 230.7485 | 0 | - | 0 | 0 | -
5186 | 0 | 0 | 0 | 0 | 0 | 0 | 0 | 0 | 0 | 0 | 5186 | 0 | 0 | 0 | 0 | 0 | 0 | 0 | 0 | 0 | 0 | 5186 | - | 0 | 0 | - | 0 | 0 | - | 0 | 0 | - | 5186 | - | 112.7765 | 0 | - | 133.7417 | 0 | - | 0 | 0 | -
5187 | 0 | 0 | 0 | 0 | 0 | 0 | 0 | 0 | 0 | 0 | 5187 | 0 | 0 | 0 | 0 | 0 | 0 | 0 | 0 | 0 | 0 | 5187 | - | 0 | 0 | - | 0 | 0 | - | 0 | 0 | - | 5187 | - | 0 | 0 | - | 0 | 0 | - | 400 | 0 | -
5188 | 0 | 0 | 0 | 0 | 0 | 0 | 0 | 0 | 0 | 0 | 5188 | 0 | 0 | 0 | 0 | 0 | 0 | 0 | 0 | 0 | 0 | 5188 | - | 0 | 0 | - | 0 | 0 | - | 0 | 0 | - | 5188 | - | 0 | 0 | - | 0 | 0 | - | 500 | 500 | -
5189 | 0 | 0 | 0 | 0 | 0 | 0 | 0 | 0 | 0 | 0 | 5189 | 0 | 78.2205 | 0 | 0 | 0 | 0 | 0 | 0 | 0 | 0 | 5189 | - | 0 | 0 | - | 0 | 0 | - | 0 | 0 | - | 5189 | - | 0 | 78.2205 | - | 0 | 0 | - | 500 | 500 | -
5190 | 0 | 0 | 0 | 0 | 0 | 0 | 0 | 0 | 0 | 0 | 5190 | 0 | 0 | 0 | 0 | 0 | 0 | 0 | 0 | 0 | 0 | 5190 | - | 0 | 0 | - | 0 | 0 | - | 0 | 0 | - | 5190 | - | 0 | 0 | - | 0 | 0 | - | 0 | 0 | -
5191 | 0 | 0 | 0 | 0 | 0 | 0 | 0 | 0 | 0 | 0 | 5191 | 0 | 0 | 0 | 0 | 0 | 0 | 0 | 0 | 0 | 0 | 5191 | - | 177.9983 | 177.9983 | - | 0 | 4.0959 | - | 0 | 0 | - | 5191 | - | 0 | 0 | - | 0 | 0 | - | 0 | 0 | -
5192 | 0 | 0 | 0 | 531.9774 | 0 | 0 | 133.785 | 0 | 0 | 0 | 5192 | 0 | 0 | 0 | 0 | 0 | 0 | 0 | 0 | 0 | 0 | 5192 | - | 500 | 500 | - | 500 | 500 | - | 500 | 500 | - | 5192 | - | 0 | 0 | - | 0 | 0 | - | 0 | 0 | -
5193 | 569.0945 | 69.0945 | 69.0945 | 81.2449 | 583.3393 | 146.1487 | 494.8888 | 0 | 0 | 569.0945 | 5193 | 0 | 0 | 0 | 0 | 0 | 0 | 0 | 0 | 0 | 569.0945 | 5193 | - | 500 | 500 | - | 500 | 500 | - | 500 | 500 | - | 5193 | - | 0 | 0 | - | 0 | 0 | - | 0 | 0 | -
5194 | 540.3893 | 40.3893 | 40.3893 | 979.0246 | 198.1162 | 233.1 | 540.6877 | 883.1309 | 146.1487 | 540.3893 | 5194 | 0 | 0 | 0 | 0 | 0 | 0 | 0 | 0 | 0 | 540.3893 | 5194 | - | 500 | 500 | - | 500 | 500 | - | 500 | 500 | - | 5194 | - | 0 | 0 | - | 0 | 0 | - | 0 | 0 | -
5195 | 574.1702 | 74.1702 | 74.1702 | 98.0008 | 517.5679 | 0 | 294.566 | 556.4732 | 233.1 | 574.1702 | 5195 | 0 | 0 | 0 | 0 | 0 | 0 | 0 | 0 | 0 | 574.1702 | 5195 | - | 500 | 500 | - | 500 | 500 | - | 500 | 500 | - | 5195 | - | 0 | 0 | - | 0 | 0 | - | 0 | 0 | -
5196 | 611.7833 | 111.7833 | 111.7833 | 147.3393 | 327.955 | 0 | 340.3863 | 0 | 0 | 611.7833 | 5196 | 0 | 0 | 0 | 0 | 0 | 0 | 0 | 0 | 0 | 611.7833 | 5196 | - | 500 | 500 | - | 500 | 500 | - | 500 | 500 | - | 5196 | - | 0 | 0 | - | 0 | 0 | - | 0 | 0 | -
5197 | 145.0304 | 140.3141 | 83.8114 | 470.5617 | 0 | 0 | 377.0946 | 0 | 0 | 145.0304 | 5197 | 0 | 0 | 0 | 0 | 0 | 0 | 0 | 0 | 0 | 145.0304 | 5197 | - | 500 | 500 | - | 500 | 500 | - | 500 | 500 | - | 5197 | - | 0 | 0 | - | 0 | 0 | - | 0 | 0 | -
5198 | 0 | 74.9976 | 0 | 132.3188 | 0 | 0 | 259.0592 | 0 | 0 | 0 | 5198 | 0 | 0 | 0 | 0 | 0 | 0 | 0 | 0 | 0 | 0 | 5198 | - | 500 | 500 | - | 500 | 500 | - | 500 | 500 | - | 5198 | - | 0 | 0 | - | 0 | 0 | - | 0 | 0 | -
5199 | 0 | 0 | 0 | 0 | 0 | 0 | 0 | 0 | 0 | 0 | 5199 | 0 | 0 | 0 | 0 | 0 | 0 | 0 | 0 | 0 | 0 | 5199 | - | 262.2891 | 262.2891 | - | 180.879 | 243.5803 | - | 0 | 160.5648 | - | 5199 | - | 0 | 0 | - | 0 | 0 | - | 0 | 0 | -
5200 | 0 | 0 | 0 | 0 | 0 | 0 | 0 | 0 | 0 | 0 | 5200 | 0 | 0 | 0 | 176.1568 | 0 | 0 | 94.8129 | 94.8129 | 0 | 0 | 5200 | - | 0 | 0 | - | 0 | 0 | - | 0 | 0 | - | 5200 | - | 0 | 0 | - | 455.6178 | 455.6178 | - | 0 | 94.8129 | -
5201 | 0 | 0 | 0 | 0 | 0 | 0 | 0 | 0 | 0 | 0 | 5201 | 530.824 | 131.9047 | 131.9047 | 592.3864 | 257.5016 | 89.2614 | 296.8917 | 79.5082 | 0 | 0 | 5201 | - | 0 | 0 | - | 0 | 0 | - | 0 | 0 | - | 5201 | - | 398.9194 | 398.9194 | - | 445.8942 | 500 | - | 217.3835 | 296.8917 | -
5202 | 0 | 0 | 0 | 0 | 0 | 0 | 0 | 0 | 0 | 0 | 5202 | 605.0801 | 105.0801 | 105.0801 | 325.3283 | 323.5629 | 0 | 857.8766 | 357.8766 | 233.1 | 0 | 5202 | - | 0 | 0 | - | 0 | 0 | - | 0 | 0 | - | 5202 | - | 500 | 500 | - | 500 | 500 | - | 500 | 500 | -
5203 | 0 | 0 | 0 | 0 | 0 | 0 | 0 | 0 | 0 | 0 | 5203 | 402.7135 | 0 | 0 | 980.5259 | 801.8671 | 233.1 | 0 | 0 | 0 | 0 | 5203 | - | 0 | 0 | - | 0 | 0 | - | 0 | 0 | - | 5203 | - | 402.7135 | 402.7135 | - | 500 | 500 | - | 0 | 0 | -
5204 | 0 | 0 | 0 | 0 | 0 | 0 | 0 | 0 | 0 | 0 | 5204 | 0 | 0 | 0 | 0 | 0 | 0 | 0 | 0 | 0 | 0 | 5204 | - | 0 | 0 | - | 0 | 0 | - | 0 | 0 | - | 5204 | - | 0 | 0 | - | 0 | 0 | - | 0 | 0 | -
5205 | 0 | 0 | 0 | 0 | 0 | 0 | 0 | 0 | 0 | 0 | 5205 | 0 | 0 | 0 | 0 | 0 | 0 | 0 | 0 | 0 | 0 | 5205 | - | 0 | 0 | - | 500 | 500 | - | 0 | 0 | - | 5205 | - | 0 | 0 | - | 0 | 0 | - | 0 | 0 | -
5206 | 0 | 0 | 0 | 0 | 0 | 0 | 0 | 0 | 0 | 0 | 5206 | 0 | 0 | 0 | 0 | 0 | 0 | 0 | 0 | 0 | 0 | 5206 | - | 0 | 0 | - | 500 | 500 | - | 0 | 0 | - | 5206 | - | 0 | 0 | - | 0 | 0 | - | 0 | 0 | -
5207 | 0 | 35.0296 | 0 | 0 | 0 | 0 | 249.8617 | 0 | 0 | 0 | 5207 | 0 | 0 | 0 | 0 | 0 | 0 | 0 | 0 | 0 | 0 | 5207 | - | 500 | 500 | - | 500 | 500 | - | 218.992 | 273.6383 | - | 5207 | - | 0 | 0 | - | 0 | 0 | - | 0 | 0 | -
5208 | 589.9045 | 546.5163 | 89.1812 | 1220.2338 | 813.4892 | 189.6243 | 0 | 0 | 84.611 | 589.9045 | 5208 | 0 | 0 | 0 | 0 | 0 | 0 | 0 | 0 | 0 | 589.9045 | 5208 | - | 500 | 500 | - | 500 | 500 | - | 500 | 500 | - | 5208 | - | 0 | 0 | - | 0 | 0 | - | 0 | 0 | -
5209 | 0 | 0 | 0 | 0 | 0 | 0 | 0 | 0 | 0 | 0 | 5209 | 0 | 0 | 0 | 0 | 0 | 0 | 0 | 310.3536 | 0 | 0 | 5209 | - | 0 | 0 | - | 0 | 0 | - | 0 | 0 | - | 5209 | - | 500 | 500 | - | 500 | 500 | - | 500 | 500 | -
5210 | 0 | 0 | 0 | 0 | 0 | 0 | 0 | 0 | 0 | 0 | 5210 | 285.5091 | 691.4658 | 161.1807 | 0 | 0 | 0 | 55.4204 | 274.0855 | 65.8527 | 0 | 5210 | - | 0 | 0 | - | 0 | 0 | - | 0 | 0 | - | 5210 | - | 500 | 500 | - | 500 | 500 | - | 500 | 500 | -
5211 | 0 | 0 | 0 | 0 | 0 | 0 | 0 | 0 | 0 | 0 | 5211 | 0 | 0 | 0 | 0 | 196.6098 | 0 | 0 | 0 | 0 | 0 | 5211 | - | 0 | 0 | - | 0 | 0 | - | 0 | 0 | - | 5211 | - | 500 | 385.1391 | - | 500 | 500 | - | 456.4508 | 456.4508 | -
5212 | 0 | 0 | 0 | 0 | 0 | 0 | 0 | 0 | 0 | 0 | 5212 | 689.0098 | 0 | 0 | 139.3827 | 251.1067 | 95.3682 | 595.328 | 95.328 | 95.328 | 0 | 5212 | - | 0 | 0 | - | 0 | 0 | - | 0 | 0 | - | 5212 | - | 500 | 314.8609 | - | 500 | 500 | - | 500 | 500 | -
5213 | 0 | 0 | 0 | 0 | 0 | 0 | 0 | 0 | 0 | 0 | 5213 | 62.6799 | 0 | 0 | 897.8161 | 243.7493 | 65.8125 | 386.4503 | 11.6988 | 0 | 0 | 5213 | - | 0 | 0 | - | 0 | 0 | - | 0 | 0 | - | 5213 | - | 500 | 500 | - | 500 | 500 | - | 500 | 500 | -
5214 | 0 | 0 | 0 | 0 | 0 | 0 | 0 | 0 | 0 | 0 | 5214 | 0 | 0 | 0 | 0 | 0 | 0 | 0 | 0 | 0 | 0 | 5214 | - | 0 | 0 | - | 0 | 0 | - | 0 | 0 | - | 5214 | - | 200 | 500 | - | 200 | 200 | - | 0 | 0 | -
5215 | 0 | 0 | 0 | 0 | 0 | 0 | 0 | 0 | 0 | 0 | 5215 | 0 | 0 | 0 | 0 | 0 | 0 | 0 | 0 | 0 | 0 | 5215 | - | 0 | 0 | - | 0 | 0 | - | 0 | 0 | - | 5215 | - | 0 | 0 | - | 0 | 0 | - | 0 | 0 | -
5216 | 0 | 0 | 0 | 0 | 0 | 0 | 0 | 0 | 0 | 0 | 5216 | 0 | 0 | 0 | 0 | 0 | 0 | 0 | 0 | 0 | 0 | 5216 | - | 500 | 500 | - | 499.6061 | 499.6061 | - | 500 | 0 | - | 5216 | - | 0 | 0 | - | 0 | 0 | - | 0 | 0 | -
5217 | 0 | 0 | 0 | 0 | 0 | 0 | 0 | 0 | 0 | 0 | 5217 | 0 | 0 | 0 | 0 | 0 | 0 | 0 | 0 | 0 | 0 | 5217 | - | 500 | 500 | - | 500 | 500 | - | 500 | 465.5724 | - | 5217 | - | 0 | 0 | - | 0 | 0 | - | 0 | 0 | -
5218 | 0 | 522.5137 | 0 | 0 | 0 | 0 | 337.0201 | 4.0446 | 233.1 | 0 | 5218 | 0 | 0 | 0 | 0 | 0 | 0 | 0 | 0 | 0 | 0 | 5218 | - | 500 | 500 | - | 500 | 500 | - | 500 | 270.9446 | - | 5218 | - | 0 | 0 | - | 0 | 0 | - | 0 | 0 | -
5219 | 0 | 0 | 233.1 | 0 | 810.7956 | 0 | 0 | 281.7547 | 0 | 0 | 5219 | 0 | 0 | 0 | 0 | 0 | 0 | 0 | 0 | 0 | 0 | 5219 | - | 500 | 500 | - | 500 | 500 | - | 0 | 281.7547 | - | 5219 | - | 0 | 0 | - | 0 | 0 | - | 0 | 0 | -
5220 | 0 | 0 | 146.1487 | 944.7074 | 797.2719 | 146.1487 | 0 | 0 | 0 | 0 | 5220 | 0 | 0 | 0 | 0 | 0 | 0 | 0 | 0 | 0 | 0 | 5220 | - | 500 | 500 | - | 500 | 500 | - | 500 | 500 | - | 5220 | - | 0 | 0 | - | 0 | 0 | - | 0 | 0 | -
5221 | 1102.1595 | 602.1595 | 0 | 1495.7603 | 18.9109 | 233.1 | 603.4476 | 0 | 0 | 1102.1595 | 5221 | 0 | 0 | 0 | 0 | 0 | 0 | 0 | 0 | 0 | 1102.1595 | 5221 | - | 500 | 500 | - | 500 | 500 | - | 500 | 500 | - | 5221 | - | 0 | 0 | - | 0 | 0 | - | 0 | 0 | -
5222 | 1002.3053 | 502.3053 | 0 | 0 | 0 | 0 | 0 | 341.8151 | 0 | 1002.3053 | 5222 | 0 | 0 | 0 | 0 | 0 | 0 | 0 | 0 | 0 | 1002.3053 | 5222 | - | 500 | 500 | - | 500 | 500 | - | 0 | 0 | - | 5222 | - | 0 | 0 | - | 0 | 0 | - | 0 | 0 | -
5223 | 336.0029 | 0 | 0 | 0 | 0 | 0 | 0 | 0 | 0 | 336.0029 | 5223 | 0 | 0 | 0 | 0 | 0 | 0 | 0 | 0 | 0 | 336.0029 | 5223 | - | 500 | 500 | - | 500 | 500 | - | 500 | 500 | - | 5223 | - | 0 | 0 | - | 0 | 0 | - | 0 | 0 | -
5224 | 0 | 0 | 0 | 0 | 0 | 0 | 1500 | 0 | 0 | 0 | 5224 | 0 | 0 | 0 | 0 | 0 | 0 | 0 | 0 | 0 | 0 | 5224 | - | 127.1407 | 127.1407 | - | 0 | 0 | - | 500 | 500 | - | 5224 | - | 0 | 0 | - | 0 | 0 | - | 0 | 0 | -
5225 | 0 | 0 | 0 | 0 | 0 | 0 | 0 | 0 | 0 | 0 | 5225 | 0 | 0 | 0 | 187.29 | 244.6594 | 0 | 0 | 0 | 0 | 0 | 5225 | - | 0 | 0 | - | 0 | 0 | - | 500 | 0 | - | 5225 | - | 0 | 0 | - | 500 | 500 | - | 0 | 0 | -
5226 | 0 | 0 | 0 | 0 | 0 | 0 | 0 | 0 | 0 | 0 | 5226 | 680.3353 | 346.6599 | 198.135 | 853.5731 | 353.5731 | 89.2614 | 0 | 0 | 0 | 0 | 5226 | - | 0 | 0 | - | 0 | 0 | - | 0 | 500 | - | 5226 | - | 182.9839 | 500 | - | 500 | 500 | - | 0 | 0 | -
5227 | 0 | 0 | 0 | 0 | 0 | 0 | 0 | 0 | 0 | 0 | 5227 | 0 | 0 | 0 | 1033.5344 | 735.2792 | 233.1 | 0 | 0 | 0 | 0 | 5227 | - | 0 | 0 | - | 0 | 0 | - | 0 | 0 | - | 5227 | - | 500 | 182.9839 | - | 298.2553 | 500 | - | 0 | 0 | -
5228 | 0 | 0 | 0 | 0 | 0 | 0 | 0 | 0 | 0 | 0 | 5228 | 0 | 0 | 0 | 0 | 49.4201 | 0 | 0 | 0 | 0 | 0 | 5228 | - | 0 | 0 | - | 0 | 0 | - | 0 | 0 | - | 5228 | - | 500 | 500 | - | 500 | 500 | - | 0 | 0 | -
5229 | 0 | 0 | 0 | 0 | 0 | 0 | 0 | 0 | 0 | 0 | 5229 | 0 | 0 | 0 | 0 | 0 | 0 | 0 | 0 | 0 | 0 | 5229 | - | 0 | 0 | - | 0 | 0 | - | 0 | 0 | - | 5229 | - | 0 | 0 | - | 0 | 0 | - | 0 | 0 | -
5230 | 0 | 0 | 0 | 0 | 0 | 0 | 0 | 0 | 0 | 0 | 5230 | 0 | 0 | 0 | 0 | 0 | 0 | 0 | 0 | 0 | 0 | 5230 | - | 0 | 0 | - | 0 | 0 | - | 0 | 0 | - | 5230 | - | 0 | 0 | - | 0 | 0 | - | 0 | 0 | -
5231 | 0 | 0 | 0 | 0 | 0 | 0 | 0 | 0 | 0 | 0 | 5231 | 0 | 0 | 0 | 0 | 0 | 0 | 0 | 0 | 0 | 0 | 5231 | - | 0 | 0 | - | 0 | 0 | - | 0 | 0 | - | 5231 | - | 0 | 0 | - | 0 | 0 | - | 0 | 0 | -
5232 | 0 | 0 | 0 | 0 | 0 | 0 | 0 | 0 | 0 | 0 | 5232 | 0 | 0 | 0 | 0 | 0 | 0 | 0 | 0 | 0 | 0 | 5232 | - | 0 | 0 | - | 146.9081 | 256.9081 | - | 0 | 0 | - | 5232 | - | 0 | 0 | - | 0 | 0 | - | 0 | 0 | -
5233 | 0 | 0 | 0 | 0 | 0 | 0 | 0 | 0 | 146.1487 | 0 | 5233 | 0 | 0 | 0 | 0 | 0 | 0 | 0 | 0 | 0 | 0 | 5233 | - | 0 | 0 | - | 0 | 0 | - | 0 | 0 | - | 5233 | - | 0 | 0 | - | 0 | 0 | - | 0 | 0 | -
5234 | 0 | 0 | 0 | 0 | 0 | 0 | 0 | 0 | 0 | 0 | 5234 | 0 | 0 | 0 | 0 | 0 | 0 | 0 | 0 | 0 | 0 | 5234 | - | 0 | 0 | - | 0 | 0 | - | 0 | 0 | - | 5234 | - | 0 | 0 | - | 0 | 0 | - | 0 | 0 | -
5235 | 0 | 0 | 0 | 0 | 0 | 0 | 0 | 0 | 0 | 0 | 5235 | 0 | 0 | 0 | 0 | 0 | 0 | 0 | 0 | 0 | 0 | 5235 | - | 0 | 0 | - | 330.0246 | 379.2882 | - | 0 | 0 | - | 5235 | - | 0 | 0 | - | 0 | 0 | - | 0 | 0 | -
5236 | 0 | 0 | 0 | 0 | 0 | 0 | 0 | 0 | 0 | 0 | 5236 | 0 | 0 | 0 | 0 | 0 | 0 | 0 | 0 | 0 | 0 | 5236 | - | 0 | 0 | - | 410.1961 | 500 | - | 0 | 500 | - | 5236 | - | 0 | 0 | - | 0 | 0 | - | 0 | 0 | -
5237 | 0 | 0 | 0 | 0 | 0 | 0 | 0 | 0 | 0 | 0 | 5237 | 0 | 0 | 0 | 0 | 0 | 0 | 0 | 0 | 0 | 0 | 5237 | - | 0 | 0 | - | 0 | 0 | - | 0 | 0 | - | 5237 | - | 0 | 0 | - | 0 | 0 | - | 0 | 0 | -
5238 | 0 | 0 | 0 | 0 | 0 | 0 | 0 | 0 | 0 | 0 | 5238 | 0 | 0 | 0 | 0 | 0 | 0 | 0 | 0 | 0 | 0 | 5238 | - | 0 | 0 | - | 0 | 0 | - | 0 | 0 | - | 5238 | - | 0 | 0 | - | 0 | 0 | - | 0 | 0 | -
5239 | 0 | 0 | 0 | 0 | 0 | 0 | 0 | 0 | 0 | 0 | 5239 | 0 | 0 | 0 | 0 | 0 | 0 | 0 | 0 | 0 | 0 | 5239 | - | 0 | 0 | - | 0 | 0 | - | 0 | 0 | - | 5239 | - | 0 | 0 | - | 0 | 0 | - | 0 | 0 | -
5240 | 0 | 0 | 0 | 0 | 0 | 0 | 0 | 0 | 0 | 0 | 5240 | 0 | 0 | 0 | 0 | 0 | 0 | 0 | 0 | 0 | 0 | 5240 | - | 500 | 500 | - | 500 | 500 | - | 500 | 0 | - | 5240 | - | 0 | 0 | - | 0 | 0 | - | 0 | 0 | -
5241 | 800.3944 | 407.8352 | 233.1 | 0 | 0 | 233.1 | 0 | 533.5872 | 0 | 800.3944 | 5241 | 0 | 0 | 0 | 0 | 0 | 0 | 0 | 0 | 0 | 800.3944 | 5241 | - | 500 | 500 | - | 500 | 500 | - | 0 | 0 | - | 5241 | - | 0 | 0 | - | 0 | 0 | - | 0 | 0 | -
5242 | 0 | 0 | 0 | 0 | 0 | 0 | 0 | 465.7768 | 0 | 0 | 5242 | 0 | 0 | 0 | 0 | 0 | 0 | 0 | 0 | 0 | 0 | 5242 | - | 500 | 500 | - | 500 | 500 | - | 0 | 0 | - | 5242 | - | 0 | 0 | - | 0 | 0 | - | 0 | 0 | -
5243 | 0 | 0 | 0 | 0 | 0 | 0 | 0 | 0 | 0 | 0 | 5243 | 0 | 0 | 0 | 0 | 0 | 0 | 0 | 0 | 0 | 0 | 5243 | - | 500 | 500 | - | 500 | 500 | - | 0 | 347.717 | - | 5243 | - | 0 | 0 | - | 0 | 0 | - | 0 | 0 | -
5244 | 0 | 0 | 0 | 0 | 0 | 0 | 0 | 0 | 0 | 0 | 5244 | 0 | 0 | 0 | 0 | 0 | 0 | 0 | 0 | 0 | 0 | 5244 | - | 500 | 500 | - | 500 | 500 | - | 500 | 500 | - | 5244 | - | 0 | 0 | - | 0 | 0 | - | 0 | 0 | -
5245 | 0 | 0 | 0 | 940.4677 | 626.9784 | 146.1487 | 0 | 0 | 0 | 0 | 5245 | 0 | 0 | 0 | 0 | 0 | 0 | 0 | 0 | 0 | 0 | 5245 | - | 500 | 500 | - | 500 | 500 | - | 0 | 500 | - | 5245 | - | 0 | 0 | - | 0 | 0 | - | 0 | 0 | -
5246 | 0 | 0 | 0 | 1500 | 1000 | 0 | 0 | 0 | 0 | 0 | 5246 | 0 | 0 | 0 | 0 | 0 | 0 | 0 | 0 | 0 | 0 | 5246 | - | 500 | 500 | - | 500 | 500 | - | 500 | 500 | - | 5246 | - | 0 | 0 | - | 0 | 0 | - | 0 | 0 | -
5247 | 0 | 0 | 0 | 0 | 0 | 0 | 0 | 0 | 0 | 0 | 5247 | 0 | 0 | 0 | 0 | 0 | 0 | 0 | 0 | 0 | 0 | 5247 | - | 500 | 500 | - | 500 | 500 | - | 500 | 500 | - | 5247 | - | 0 | 0 | - | 0 | 0 | - | 0 | 0 | -
5248 | 0 | 0 | 0 | 0 | 0 | 0 | 0 | 0 | 0 | 0 | 5248 | 0 | 0 | 0 | 0 | 0 | 0 | 0 | 0 | 0 | 0 | 5248 | - | 0 | 0 | - | 0 | 0 | - | 0 | 0 | - | 5248 | - | 0 | 0 | - | 227.5877 | 227.5877 | - | 0 | 0 | -
5249 | 0 | 0 | 0 | 0 | 0 | 0 | 0 | 0 | 0 | 0 | 5249 | 0 | 148.0642 | 0 | 0 | 0 | 0 | 0 | 0 | 0 | 0 | 5249 | - | 0 | 0 | - | 0 | 0 | - | 0 | 0 | - | 5249 | - | 500 | 500 | - | 500 | 500 | - | 500 | 500 | -
5250 | 0 | 0 | 0 | 0 | 0 | 0 | 0 | 0 | 0 | 0 | 5250 | 538.2191 | 188.2191 | 127.8166 | 0 | 125.9665 | 0 | 0 | 0.31674 | 0 | 0 | 5250 | - | 0 | 0 | - | 0 | 0 | - | 0 | 0 | - | 5250 | - | 500 | 500 | - | 500 | 500 | - | 500 | 500 | -
5251 | 0 | 0 | 0 | 0 | 0 | 0 | 0 | 0 | 0 | 0 | 5251 | 511.467 | 161.467 | 11.467 | 1050.99 | 630.4157 | 233.1 | 1050.2802 | 629.706 | 233.1 | 0 | 5251 | - | 0 | 0 | - | 0 | 0 | - | 0 | 0 | - | 5251 | - | 500 | 500 | - | 500 | 500 | - | 500 | 500 | -
5252 | 0 | 0 | 0 | 0 | 0 | 0 | 0 | 0 | 0 | 0 | 5252 | 533.0778 | 183.0778 | 183.0778 | 830.5634 | 626.5494 | 89.2614 | 561.3646 | 600.4104 | 89.2614 | 0 | 5252 | - | 0 | 0 | - | 0 | 0 | - | 0 | 0 | - | 5252 | - | 500 | 500 | - | 500 | 500 | - | 500 | 500 | -
5253 | 0 | 0 | 0 | 0 | 0 | 0 | 0 | 0 | 0 | 0 | 5253 | 424.9724 | 74.9724 | 0 | 181.8912 | 0 | 0 | 462.7527 | 152.4985 | 0 | 0 | 5253 | - | 0 | 0 | - | 0 | 0 | - | 0 | 0 | - | 5253 | - | 500 | 500 | - | 500 | 500 | - | 500 | 500 | -
5254 | 0 | 0 | 0 | 0 | 0 | 0 | 0 | 0 | 0 | 0 | 5254 | 66.6613 | 0 | 0 | 10.953 | 0 | 0 | 0 | 0 | 0 | 0 | 5254 | - | 0 | 0 | - | 0 | 0 | - | 0 | 0 | - | 5254 | - | 487.3777 | 487.3777 | - | 500 | 500 | - | 500 | 500 | -
5255 | 0 | 0 | 0 | 0 | 0 | 0 | 0 | 0 | 0 | 0 | 5255 | 0 | 0 | 0 | 0 | 0 | 0 | 0 | 0 | 0 | 0 | 5255 | - | 0 | 0 | - | 0 | 0 | - | 0 | 0 | - | 5255 | - | 283.5802 | 283.5802 | - | 500 | 500 | - | 491.4955 | 491.4955 | -
5256 | 0 | 0 | 0 | 0 | 0 | 0 | 0 | 0 | 0 | 0 | 5256 | 0 | 0 | 0 | 0 | 0 | 0 | 0 | 0 | 0 | 0 | 5256 | - | 0 | 0 | - | 0 | 0 | - | 0 | 0 | - | 5256 | - | 391.4214 | 391.4214 | - | 500 | 500 | - | 500 | 500 | -
5257 | 0 | 0 | 0 | 0 | 0 | 0 | 0 | 0 | 0 | 0 | 5257 | 0 | 0 | 0 | 0 | 0 | 0 | 0 | 0 | 0 | 0 | 5257 | - | 0 | 0 | - | 0 | 0 | - | 0 | 0 | - | 5257 | - | 0 | 0 | - | 0 | 0 | - | 135.624 | 135.624 | -
5258 | 0 | 0 | 0 | 0 | 0 | 0 | 0 | 0 | 0 | 0 | 5258 | 0 | 0 | 0 | 0 | 0 | 0 | 0 | 0 | 0 | 0 | 5258 | - | 0 | 0 | - | 0 | 0 | - | 0 | 95.2093 | - | 5258 | - | 0 | 0 | - | 0 | 0 | - | 0 | 0 | -
5259 | 0 | 0 | 0 | 0 | 0 | 0 | 0 | 0 | 0 | 0 | 5259 | 0 | 0 | 0 | 0 | 0 | 0 | 0 | 0 | 0 | 0 | 5259 | - | 0 | 0 | - | 0 | 0 | - | 500 | 500 | - | 5259 | - | 0 | 0 | - | 0 | 0 | - | 0 | 0 | -
5260 | 0 | 0 | 0 | 0 | 0 | 0 | 0 | 0 | 0 | 0 | 5260 | 0 | 0 | 0 | 0 | 0 | 0 | 0 | 0 | 0 | 0 | 5260 | - | 0 | 0 | - | 0 | 0 | - | 500 | 500 | - | 5260 | - | 0 | 0 | - | 0 | 0 | - | 0 | 0 | -
5261 | 0 | 0 | 0 | 0 | 0 | 0 | 0 | 0 | 0 | 0 | 5261 | 0 | 0 | 0 | 0 | 0 | 0 | 0 | 0 | 0 | 0 | 5261 | - | 0 | 0 | - | 219.2441 | 219.2441 | - | 500 | 500 | - | 5261 | - | 0 | 0 | - | 0 | 0 | - | 0 | 0 | -
5262 | 0 | 0 | 0 | 0 | 0 | 0 | 0 | 0 | 0 | 0 | 5262 | 0 | 0 | 0 | 0 | 0 | 0 | 0 | 0 | 0 | 0 | 5262 | - | 183.8282 | 183.8282 | - | 500 | 500 | - | 0 | 500 | - | 5262 | - | 0 | 0 | - | 0 | 0 | - | 0 | 0 | -
5263 | 0 | 0 | 0 | 0 | 0 | 0 | 0 | 0 | 0 | 0 | 5263 | 0 | 0 | 0 | 0 | 0 | 0 | 0 | 0 | 0 | 0 | 5263 | - | 500 | 500 | - | 500 | 500 | - | 461.198 | 0 | - | 5263 | - | 0 | 0 | - | 0 | 0 | - | 0 | 0 | -
5264 | 0 | 0 | 0 | 0 | 0 | 0 | 0 | 0 | 0 | 0 | 5264 | 0 | 0 | 0 | 0 | 0 | 0 | 0 | 0 | 0 | 0 | 5264 | - | 500 | 500 | - | 500 | 500 | - | 0 | 500 | - | 5264 | - | 0 | 0 | - | 0 | 0 | - | 0 | 0 | -
5265 | 0 | 0 | 0 | 0 | 506.5303 | 0 | 0 | 0 | 146.1487 | 0 | 5265 | 0 | 0 | 0 | 0 | 0 | 0 | 0 | 0 | 0 | 0 | 5265 | - | 500 | 500 | - | 500 | 500 | - | 500 | 500 | - | 5265 | - | 0 | 0 | - | 0 | 0 | - | 0 | 0 | -
5266 | 1031.279 | 27.9879 | 146.1487 | 1500 | 120.4481 | 0 | 0 | 0 | 233.1 | 1031.279 | 5266 | 0 | 0 | 0 | 0 | 0 | 0 | 0 | 0 | 0 | 1031.279 | 5266 | - | 500 | 500 | - | 500 | 500 | - | 500 | 500 | - | 5266 | - | 0 | 0 | - | 0 | 0 | - | 0 | 0 | -
5267 | 1363.1891 | 861.1891 | 233.1 | 940.4677 | 1000 | 0 | 0 | 0 | 0 | 1363.1891 | 5267 | 0 | 0 | 0 | 0 | 0 | 0 | 0 | 0 | 0 | 1363.1891 | 5267 | - | 500 | 500 | - | 500 | 500 | - | 500 | 0 | - | 5267 | - | 0 | 0 | - | 0 | 0 | - | 0 | 0 | -
5268 | 45.9995 | 0 | 0 | 0 | 0 | 146.1487 | 0 | 626.9784 | 0 | 45.9995 | 5268 | 0 | 0 | 0 | 0 | 0 | 0 | 0 | 0 | 0 | 45.9995 | 5268 | - | 500 | 500 | - | 500 | 500 | - | 500 | 500 | - | 5268 | - | 0 | 0 | - | 0 | 0 | - | 0 | 0 | -
5269 | 0 | 0 | 0 | 0 | 0 | 233.1 | 940.4677 | 0 | 0 | 0 | 5269 | 0 | 0 | 0 | 0 | 0 | 0 | 0 | 0 | 0 | 0 | 5269 | - | 500 | 500 | - | 500 | 500 | - | 500 | 500 | - | 5269 | - | 0 | 0 | - | 0 | 0 | - | 0 | 0 | -
5270 | 0 | 0 | 0 | 0 | 0 | 0 | 0 | 1000 | 0 | 0 | 5270 | 0 | 0 | 0 | 0 | 0 | 0 | 0 | 0 | 0 | 0 | 5270 | - | 500 | 500 | - | 500 | 500 | - | 500 | 500 | - | 5270 | - | 0 | 0 | - | 0 | 0 | - | 0 | 0 | -
5271 | 0 | 0 | 0 | 0 | 0 | 0 | 1500 | 0 | 0 | 0 | 5271 | 0 | 0 | 0 | 0 | 0 | 0 | 0 | 0 | 0 | 0 | 5271 | - | 337.6278 | 337.6278 | - | 500 | 500 | - | 500 | 0 | - | 5271 | - | 0 | 0 | - | 0 | 0 | - | 0 | 0 | -
5272 | 0 | 0 | 0 | 0 | 0 | 0 | 0 | 0 | 0 | 0 | 5272 | 0 | 0 | 0 | 0 | 0 | 0 | 0 | 0 | 0 | 0 | 5272 | - | 0 | 0 | - | 0 | 0 | - | 0 | 0 | - | 5272 | - | 0 | 0 | - | 0 | 0 | - | 0 | 0 | -
5273 | 0 | 0 | 0 | 0 | 0 | 0 | 0 | 0 | 0 | 0 | 5273 | 0 | 284.7775 | 12.599 | 0 | 0 | 0 | 0 | 0 | 0 | 0 | 5273 | - | 0 | 0 | - | 0 | 0 | - | 0 | 0 | - | 5273 | - | 500 | 500 | - | 0 | 55.2653 | - | 40.7959 | 0 | -
5274 | 0 | 0 | 0 | 0 | 0 | 0 | 0 | 0 | 0 | 0 | 5274 | 350.0859 | 495.0951 | 159.1733 | 544.598 | 0 | 125.6998 | 1183.318 | 815.1004 | 139.3413 | 0 | 5274 | - | 0 | 0 | - | 0 | 0 | - | 0 | 0 | - | 5274 | - | 314.0783 | 500 | - | 500 | 373.2681 | - | 500 | 500 | -
5275 | 0 | 0 | 0 | 0 | 0 | 0 | 0 | 0 | 0 | 0 | 5275 | 650.5891 | 300.5891 | 150.5891 | 60.4654 | 0 | 0 | 831.9308 | 481.8556 | 183.02 | 0 | 5275 | - | 0 | 0 | - | 0 | 0 | - | 0 | 0 | - | 5275 | - | 500 | 500 | - | 310 | 381.4666 | - | 500 | 500 | -
5276 | 0 | 0 | 0 | 0 | 0 | 0 | 0 | 0 | 0 | 0 | 5276 | 442.4158 | 92.4158 | 0 | 0 | 0 | 0 | 0 | 85.9756 | 0 | 0 | 5276 | - | 0 | 0 | - | 0 | 0 | - | 0 | 0 | - | 5276 | - | 500 | 442.4158 | - | 0 | 0 | - | 500 | 500 | -
5277 | 0 | 0 | 0 | 0 | 0 | 0 | 0 | 0 | 0 | 0 | 5277 | 372.4564 | 22.4564 | 0 | 0 | 113.42 | 0 | 0 | 0 | 0 | 0 | 5277 | - | 0 | 0 | - | 0 | 0 | - | 0 | 0 | - | 5277 | - | 500 | 500 | - | 0 | 0 | - | 48.3406 | 48.3406 | -
5278 | 0 | 0 | 0 | 0 | 0 | 0 | 0 | 0 | 0 | 0 | 5278 | 258.8503 | 0 | 0 | 0 | 0 | 0 | 0 | 0 | 0 | 0 | 5278 | - | 0 | 0 | - | 0 | 0 | - | 0 | 0 | - | 5278 | - | 474.1181 | 324.1181 | - | 0 | 0 | - | 0 | 0 | -
5279 | 0 | 0 | 0 | 0 | 0 | 0 | 0 | 0 | 0 | 0 | 5279 | 0 | 0 | 0 | 0 | 0 | 0 | 0 | 0 | 0 | 0 | 5279 | - | 0 | 0 | - | 0 | 0 | - | 0 | 0 | - | 5279 | - | 390.443 | 240.443 | - | 0 | 0 | - | 0 | 0 | -
5280 | 0 | 0 | 0 | 0 | 0 | 0 | 0 | 0 | 0 | 0 | 5280 | 0 | 0 | 0 | 0 | 6.9219 | 0 | 0 | 0 | 0 | 0 | 5280 | - | 0 | 0 | - | 0 | 0 | - | 0 | 0 | - | 5280 | - | 380.3828 | 230.3828 | - | 0 | 0 | - | 0 | 0 | -
5281 | 0 | 0 | 0 | 0 | 0 | 0 | 0 | 0 | 0 | 0 | 5281 | 0 | 0 | 0 | 0 | 0 | 0 | 0 | 0 | 0 | 0 | 5281 | - | 0 | 0 | - | 0 | 0 | - | 0 | 0 | - | 5281 | - | 330.5439 | 330.5439 | - | 0 | 0 | - | 0 | 0 | -
5282 | 0 | 0 | 0 | 0 | 0 | 0 | 0 | 0 | 0 | 0 | 5282 | 0 | 0 | 0 | 0 | 5.3579 | 0 | 0 | 0 | 0 | 0 | 5282 | - | 0 | 0 | - | 0 | 0 | - | 0 | 0 | - | 5282 | - | 243.0812 | 93.0812 | - | 0 | 0 | - | 0 | 40.7959 | -
5283 | 0 | 0 | 0 | 0 | 0 | 0 | 0 | 0 | 0 | 0 | 5283 | 0 | 0 | 0 | 0 | 0 | 0 | 0 | 0 | 0 | 0 | 5283 | - | 0 | 0 | - | 0 | 0 | - | 0 | 0 | - | 5283 | - | 250.7327 | 100.7327 | - | 0 | 0 | - | 284.3138 | 284.3138 | -
5284 | 0 | 0 | 0 | 0 | 0 | 0 | 0 | 0 | 0 | 0 | 5284 | 0 | 0 | 0 | 0 | 0 | 0 | 0 | 0 | 0 | 0 | 5284 | - | 0 | 0 | - | 0 | 0 | - | 0 | 0 | - | 5284 | - | 204.4229 | 54.4229 | - | 0 | 0 | - | 176.302 | 176.302 | -
5285 | 0 | 0 | 0 | 0 | 0 | 0 | 0 | 0 | 0 | 0 | 5285 | 0 | 187.5977 | 0 | 0 | 0 | 0 | 59.1486 | 0 | 0 | 0 | 5285 | - | 0 | 0 | - | 0 | 0 | - | 0 | 0 | - | 5285 | - | 0 | 37.5977 | - | 0 | 0 | - | 134.4601 | 134.4601 | -
5286 | 0 | 0 | 0 | 0 | 0 | 0 | 0 | 0 | 0 | 0 | 5286 | 0 | 0 | 0 | 0 | 0 | 0 | 0 | 0 | 0 | 0 | 5286 | - | 0 | 0 | - | 0 | 0 | - | 0 | 0 | - | 5286 | - | 0 | 0 | - | 0 | 0 | - | 0 | 0 | -
5287 | 0 | 0 | 0 | 0 | 0 | 0 | 0 | 0 | 0 | 0 | 5287 | 0 | 0 | 0 | 0 | 0 | 0 | 0 | 0 | 0 | 0 | 5287 | - | 42.4808 | 42.4808 | - | 0 | 0 | - | 0 | 0 | - | 5287 | - | 0 | 0 | - | 0 | 0 | - | 0 | 0 | -
5288 | 0 | 0 | 0 | 0 | 0 | 0 | 0 | 0 | 0 | 0 | 5288 | 0 | 0 | 0 | 0 | 0 | 0 | 0 | 0 | 0 | 0 | 5288 | - | 341.9463 | 341.9463 | - | 0 | 0 | - | 500 | 500 | - | 5288 | - | 0 | 0 | - | 0 | 0 | - | 0 | 0 | -
5289 | 1465.5108 | 965.5108 | 233.1 | 0 | 0 | 0 | 1500 | 1000 | 146.1487 | 1465.5108 | 5289 | 0 | 0 | 0 | 0 | 0 | 0 | 0 | 0 | 0 | 1465.5108 | 5289 | - | 500 | 500 | - | 500 | 500 | - | 500 | 500 | - | 5289 | - | 0 | 0 | - | 0 | 0 | - | 0 | 0 | -
5290 | 974.9569 | 661.4676 | 146.1487 | 711.8392 | 147.8821 | 147.8821 | 333.9396 | 626.9784 | 233.1 | 974.9569 | 5290 | 0 | 0 | 0 | 0 | 0 | 0 | 0 | 0 | 0 | 974.9569 | 5290 | - | 500 | 500 | - | 500 | 500 | - | 500 | 500 | - | 5290 | - | 0 | 0 | - | 0 | 0 | - | 0 | 0 | -
5291 | 0 | 0 | 0 | 0 | 0 | 0 | 0 | 0 | 0 | 0 | 5291 | 0 | 0 | 0 | 0 | 0 | 0 | 0 | 0 | 0 | 0 | 5291 | - | 500 | 500 | - | 0 | 0 | - | 469.4349 | 469.4349 | - | 5291 | - | 0 | 0 | - | 0 | 0 | - | 0 | 0 | -
5292 | 0 | 0 | 0 | 0 | 0 | 0 | 321.2793 | 0 | 0 | 0 | 5292 | 0 | 0 | 0 | 0 | 0 | 0 | 0 | 0 | 0 | 0 | 5292 | - | 500 | 500 | - | 0 | 0 | - | 371.4517 | 371.4517 | - | 5292 | - | 0 | 0 | - | 0 | 0 | - | 0 | 0 | -
5293 | 0 | 0 | 0 | 0 | 0 | 0 | 285.2487 | 0 | 0 | 0 | 5293 | 0 | 0 | 0 | 0 | 0 | 0 | 0 | 0 | 0 | 0 | 5293 | - | 500 | 500 | - | 0 | 0 | - | 285.2487 | 285.2487 | - | 5293 | - | 0 | 0 | - | 0 | 0 | - | 0 | 0 | -
5294 | 0 | 0 | 0 | 0 | 0 | 0 | 0 | 0 | 0 | 0 | 5294 | 0 | 0 | 0 | 0 | 0 | 0 | 0 | 0 | 0 | 0 | 5294 | - | 500 | 500 | - | 0 | 0 | - | 70.4234 | 70.4234 | - | 5294 | - | 0 | 0 | - | 0 | 0 | - | 0 | 0 | -
5295 | 0 | 0 | 0 | 0 | 0 | 0 | 0 | 0 | 0 | 0 | 5295 | 0 | 0 | 0 | 0 | 0 | 0 | 0 | 0 | 0 | 0 | 5295 | - | 101.7221 | 101.7221 | - | 0 | 0 | - | 0 | 0 | - | 5295 | - | 0 | 0 | - | 0 | 0 | - | 0 | 0 | -
5296 | 0 | 0 | 0 | 0 | 0 | 0 | 0 | 0 | 0 | 0 | 5296 | 53.8084 | 203.8084 | 53.8084 | 0 | 0 | 0 | 0 | 0 | 0 | 0 | 5296 | - | 0 | 0 | - | 0 | 0 | - | 0 | 0 | - | 5296 | - | 0 | 0 | - | 0 | 0 | - | 0 | 0 | -
5297 | 0 | 0 | 0 | 0 | 0 | 0 | 0 | 0 | 0 | 0 | 5297 | 76.1158 | 226.1158 | 0 | 279.5825 | 0 | 0 | 182.5309 | 0 | 182.5309 | 0 | 5297 | - | 0 | 0 | - | 0 | 0 | - | 0 | 0 | - | 5297 | - | 0 | 76.1158 | - | 279.5825 | 279.5825 | - | 182.5309 | 0 | -
5298 | 0 | 0 | 0 | 0 | 0 | 0 | 0 | 0 | 0 | 0 | 5298 | 106.1546 | 0 | 0 | 316.7603 | 0 | 178.0657 | 359.555 | 1000 | 132.5189 | 0 | 5298 | - | 0 | 0 | - | 0 | 0 | - | 0 | 0 | - | 5298 | - | 106.1546 | 256.1546 | - | 316.7603 | 138.6945 | - | 500 | 500 | -
5299 | 0 | 0 | 0 | 0 | 0 | 0 | 0 | 0 | 0 | 0 | 5299 | 383.5012 | 0 | 0 | 581.0005 | 114.5304 | 81.0005 | 483.4957 | 0 | 0 | 0 | 5299 | - | 0 | 0 | - | 0 | 0 | - | 0 | 0 | - | 5299 | - | 383.5012 | 500 | - | 466.4701 | 500 | - | 483.4957 | 483.4957 | -
5300 | 0 | 0 | 0 | 0 | 0 | 0 | 0 | 0 | 0 | 0 | 5300 | 380.626 | 530.626 | 189.5115 | 555.0564 | 555.0564 | 55.0564 | 434.0906 | 34.4373 | 0 | 0 | 5300 | - | 0 | 0 | - | 0 | 0 | - | 0 | 0 | - | 5300 | - | 0 | 191.1145 | - | 0 | 500 | - | 399.6532 | 434.0906 | -
5301 | 0 | 0 | 0 | 0 | 0 | 0 | 0 | 0 | 0 | 0 | 5301 | 164.4813 | 0 | 0 | 303.997 | 0 | 0 | 154.0629 | 154.0629 | 0 | 0 | 5301 | - | 0 | 0 | - | 0 | 0 | - | 0 | 0 | - | 5301 | - | 164.4813 | 164.4813 | - | 303.997 | 303.997 | - | 0 | 154.0629 | -
5302 | 0 | 0 | 0 | 0 | 0 | 0 | 0 | 0 | 0 | 0 | 5302 | 79.0415 | 0 | 79.0415 | 31.5018 | 209.0625 | 0 | 51.5751 | 51.5751 | 0 | 0 | 5302 | - | 0 | 0 | - | 0 | 0 | - | 0 | 0 | - | 5302 | - | 229.0415 | 0 | - | 0 | 209.0625 | - | 0 | 51.5751 | -
5303 | 0 | 0 | 0 | 0 | 0 | 0 | 0 | 0 | 0 | 0 | 5303 | 85.5722 | 235.5722 | 0 | 0 | 0 | 0 | 30.3994 | 30.3994 | 7.3117 | 0 | 5303 | - | 0 | 0 | - | 0 | 0 | - | 0 | 0 | - | 5303 | - | 0 | 85.5722 | - | 202.1011 | 202.1011 | - | 0 | 23.0878 | -
5304 | 0 | 0 | 0 | 0 | 0 | 0 | 0 | 0 | 0 | 0 | 5304 | 67.8047 | 0 | 0 | 0 | 0 | 0 | 0 | 0 | 0 | 0 | 5304 | - | 0 | 0 | - | 0 | 0 | - | 0 | 0 | - | 5304 | - | 67.8047 | 67.8047 | - | 0 | 0 | - | 0 | 0 | -
5305 | 0 | 0 | 0 | 0 | 0 | 0 | 0 | 0 | 0 | 0 | 5305 | 0 | 0 | 0 | 0 | 0 | 0 | 0 | 0 | 0 | 0 | 5305 | - | 0 | 0 | - | 0 | 0 | - | 0 | 0 | - | 5305 | - | 0 | 0 | - | 0 | 0 | - | 0 | 0 | -
5306 | 0 | 0 | 0 | 0 | 0 | 0 | 0 | 0 | 0 | 0 | 5306 | 48.4046 | 0 | 0 | 0 | 0 | 0 | 0 | 0 | 0 | 0 | 5306 | - | 0 | 0 | - | 0 | 0 | - | 0 | 0 | - | 5306 | - | 48.4046 | 48.4046 | - | 0 | 0 | - | 0 | 0 | -
5307 | 0 | 0 | 0 | 0 | 0 | 0 | 0 | 0 | 0 | 0 | 5307 | 103.0857 | 0 | 0 | 0 | 0 | 8.2388 | 0 | 0 | 0 | 0 | 5307 | - | 0 | 0 | - | 0 | 0 | - | 0 | 0 | - | 5307 | - | 103.0857 | 103.0857 | - | 8.2388 | 0 | - | 0 | 0 | -
5308 | 0 | 0 | 0 | 0 | 0 | 0 | 0 | 0 | 0 | 0 | 5308 | 211.3473 | 186.8093 | 0 | 6.4991 | 0 | 0 | 112.4569 | 112.4569 | 0 | 0 | 5308 | - | 0 | 0 | - | 0 | 0 | - | 0 | 0 | - | 5308 | - | 24.538 | 263.7768 | - | 6.4991 | 6.4991 | - | 0 | 112.4569 | -
5309 | 0 | 0 | 0 | 0 | 0 | 0 | 0 | 0 | 0 | 0 | 5309 | 245.2069 | 0 | 0 | 0 | 0 | 0 | 266.231 | 0 | 0 | 0 | 5309 | - | 0 | 0 | - | 0 | 0 | - | 0 | 0 | - | 5309 | - | 290.6408 | 395.2069 | - | 0 | 0 | - | 459.3202 | 266.231 | -
5310 | 0 | 0 | 0 | 0 | 0 | 0 | 0 | 0 | 0 | 0 | 5310 | 69.2474 | 0 | 0 | 0 | 0 | 0 | 0 | 0 | 0 | 0 | 5310 | - | 0 | 0 | - | 0 | 0 | - | 0 | 0 | - | 5310 | - | 63.7009 | 63.7009 | - | 0 | 0 | - | 0 | 0 | -
5311 | 0 | 0 | 0 | 0 | 0 | 0 | 0 | 0 | 0 | 0 | 5311 | 0 | 0 | 0 | 0 | 0 | 0 | 0 | 0 | 0 | 0 | 5311 | - | 500 | 500 | - | 0 | 0 | - | 0 | 0 | - | 5311 | - | 0 | 0 | - | 0 | 0 | - | 0 | 0 | -
5312 | 0 | 0 | 0 | 0 | 0 | 0 | 0 | 0 | 0 | 0 | 5312 | 0 | 0 | 0 | 0 | 0 | 0 | 0 | 0 | 0 | 0 | 5312 | - | 500 | 500 | - | 39.5126 | 26.0588 | - | 0 | 0 | - | 5312 | - | 0 | 0 | - | 0 | 0 | - | 0 | 0 | -
5313 | 0 | 0 | 0 | 884.9018 | 297.4487 | 146.1487 | 82.9331 | 0 | 0 | 0 | 5313 | 0 | 0 | 0 | 0 | 0 | 0 | 0 | 0 | 0 | 0 | 5313 | - | 500 | 500 | - | 500 | 500 | - | 500 | 500 | - | 5313 | - | 0 | 0 | - | 0 | 0 | - | 0 | 0 | -
5314 | 940.4677 | 626.9784 | 233.1 | 1306.2784 | 736.2563 | 233.1 | 803.5226 | 626.9784 | 0 | 940.4677 | 5314 | 0 | 0 | 0 | 0 | 0 | 0 | 0 | 0 | 0 | 940.4677 | 5314 | - | 500 | 500 | - | 500 | 500 | - | 500 | 500 | - | 5314 | - | 0 | 0 | - | 0 | 0 | - | 0 | 0 | -
5315 | 1500 | 1000 | 146.1487 | 161.5014 | 0 | 0 | 1500 | 1000 | 233.1 | 1500 | 5315 | 0 | 0 | 0 | 0 | 0 | 0 | 0 | 0 | 0 | 1500 | 5315 | - | 500 | 500 | - | 500 | 500 | - | 500 | 500 | - | 5315 | - | 0 | 0 | - | 0 | 0 | - | 0 | 0 | -
5316 | 0 | 0 | 0 | 50.9478 | 0 | 0 | 54.012 | 0 | 146.1487 | 0 | 5316 | 0 | 0 | 0 | 0 | 0 | 0 | 0 | 0 | 0 | 0 | 5316 | - | 500 | 500 | - | 378.7711 | 500 | - | 500 | 500 | - | 5316 | - | 0 | 0 | - | 0 | 0 | - | 0 | 0 | -
5317 | 0 | 0 | 0 | 36.8383 | 0 | 0 | 0 | 0 | 0 | 0 | 5317 | 0 | 0 | 0 | 0 | 0 | 0 | 0 | 0 | 0 | 0 | 5317 | - | 500 | 500 | - | 36.8383 | 500 | - | 500 | 500 | - | 5317 | - | 0 | 0 | - | 0 | 0 | - | 0 | 0 | -
5318 | 0 | 0 | 0 | 0 | 0 | 0 | 0 | 0 | 0 | 0 | 5318 | 0 | 0 | 0 | 0 | 0 | 0 | 0 | 0 | 0 | 0 | 5318 | - | 471.6323 | 471.6323 | - | 0 | 115.8383 | - | 0 | 0 | - | 5318 | - | 0 | 0 | - | 0 | 0 | - | 0 | 0 | -
5319 | 0 | 0 | 0 | 0 | 0 | 0 | 0 | 0 | 0 | 0 | 5319 | 0 | 0 | 0 | 0 | 0 | 0 | 0 | 0 | 0 | 0 | 5319 | - | 35.0037 | 35.0037 | - | 0 | 0 | - | 0 | 0 | - | 5319 | - | 0 | 0 | - | 0 | 0 | - | 0 | 0 | -
5320 | 0 | 0 | 0 | 0 | 0 | 0 | 0 | 0 | 0 | 0 | 5320 | 0 | 0 | 0 | 0 | 0 | 0 | 0 | 0 | 0 | 0 | 5320 | - | 0 | 0 | - | 0 | 0 | - | 0 | 0 | - | 5320 | - | 133.7792 | 133.7792 | - | 252.4212 | 213.485 | - | 0 | 0 | -
5321 | 0 | 0 | 0 | 0 | 0 | 0 | 0 | 0 | 0 | 0 | 5321 | 267.7509 | 394.0414 | 0 | 0 | 0 | 0 | 0 | 0 | 0 | 0 | 5321 | - | 0 | 0 | - | 0 | 0 | - | 0 | 0 | - | 5321 | - | 23.7096 | 417.7509 | - | 439.0801 | 500 | - | 400 | 477.9655 | -
5322 | 0 | 0 | 0 | 0 | 0 | 0 | 0 | 0 | 0 | 0 | 5322 | 96.7471 | 161.2372 | 0 | 0 | 0 | 0 | 0 | 344.2097 | 0 | 0 | 5322 | - | 0 | 0 | - | 0 | 0 | - | 0 | 0 | - | 5322 | - | 500 | 500 | - | 500 | 500 | - | 500 | 500 | -
5323 | 0 | 0 | 0 | 0 | 0 | 0 | 0 | 0 | 0 | 0 | 5323 | 474.7701 | 141.3255 | 137.232 | 698.7874 | 369.7093 | 89.2614 | 591.4348 | 261.4348 | 0 | 0 | 5323 | - | 0 | 0 | - | 0 | 0 | - | 0 | 0 | - | 5323 | - | 500 | 500 | - | 500 | 500 | - | 500 | 500 | -
5324 | 0 | 0 | 0 | 0 | 0 | 0 | 0 | 0 | 0 | 0 | 5324 | 425.9958 | 75.9958 | 75.9958 | 796.4757 | 337.3659 | 233.1 | 730.0299 | 258.3737 | 211.0242 | 0 | 5324 | - | 0 | 0 | - | 0 | 0 | - | 0 | 0 | - | 5324 | - | 500 | 500 | - | 500 | 500 | - | 500 | 500 | -
5325 | 0 | 0 | 0 | 0 | 0 | 0 | 0 | 0 | 0 | 0 | 5325 | 417.9584 | 567.9584 | 67.9584 | 579.1344 | 436.958 | 0 | 694.0802 | 194.0802 | 111.3372 | 0 | 5325 | - | 0 | 0 | - | 0 | 0 | - | 0 | 0 | - | 5325 | - | 0 | 500 | - | 500 | 500 | - | 500 | 500 | -
5326 | 0 | 0 | 0 | 0 | 0 | 0 | 0 | 0 | 0 | 0 | 5326 | 391.1751 | 41.1751 | 41.1751 | 0 | 238.8985 | 0 | 58.8526 | 124.663 | 0 | 0 | 5326 | - | 0 | 0 | - | 0 | 0 | - | 0 | 0 | - | 5326 | - | 500 | 500 | - | 500 | 500 | - | 500 | 500 | -
5327 | 0 | 0 | 0 | 0 | 0 | 0 | 0 | 0 | 0 | 0 | 5327 | 0 | 1.1983 | 0 | 0 | 0 | 0 | 0 | 0 | 0 | 0 | 5327 | - | 0 | 0 | - | 0 | 0 | - | 0 | 0 | - | 5327 | - | 500 | 500 | - | 500 | 500 | - | 500 | 500 | -
5328 | 0 | 0 | 0 | 0 | 0 | 0 | 0 | 0 | 0 | 0 | 5328 | 0 | 0 | 0 | 0 | 0 | 0 | 0 | 0 | 0 | 0 | 5328 | - | 0 | 0 | - | 0 | 0 | - | 0 | 0 | - | 5328 | - | 433.0698 | 433.0698 | - | 500 | 444.1279 | - | 0 | 0 | -
5329 | 0 | 0 | 0 | 0 | 0 | 0 | 0 | 0 | 0 | 0 | 5329 | 0 | 0 | 0 | 0 | 0 | 0 | 0 | 0 | 0 | 0 | 5329 | - | 0 | 0 | - | 0 | 0 | - | 0 | 0 | - | 5329 | - | 435.8129 | 435.8129 | - | 0 | 0 | - | 500 | 422.0345 | -
5330 | 0 | 0 | 0 | 0 | 0 | 0 | 0 | 0 | 0 | 0 | 5330 | 0 | 0 | 0 | 0 | 0 | 0 | 0 | 0 | 0 | 0 | 5330 | - | 0 | 0 | - | 0 | 0 | - | 0 | 0 | - | 5330 | - | 465.1412 | 119.3979 | - | 0 | 242.3871 | - | 0 | 0 | -
5331 | 0 | 0 | 0 | 0 | 0 | 0 | 0 | 0 | 0 | 0 | 5331 | 0 | 0 | 0 | 0 | 0 | 0 | 0 | 0 | 0 | 0 | 5331 | - | 0 | 0 | - | 0 | 0 | - | 0 | 0 | - | 5331 | - | 299.795 | 0 | - | 0 | 0 | - | 500 | 500 | -
5332 | 0 | 0 | 0 | 0 | 0 | 0 | 0 | 0 | 0 | 0 | 5332 | 0 | 0 | 0 | 0 | 0 | 0 | 0 | 0 | 0 | 0 | 5332 | - | 0 | 0 | - | 0 | 0 | - | 0 | 0 | - | 5332 | - | 248.503 | 0 | - | 500 | 500 | - | 500 | 500 | -
5333 | 0 | 0 | 0 | 0 | 0 | 0 | 0 | 0 | 0 | 0 | 5333 | 0 | 0 | 0 | 0 | 0 | 0 | 0 | 200.1703 | 0 | 0 | 5333 | - | 0 | 0 | - | 0 | 0 | - | 0 | 0 | - | 5333 | - | 490.2487 | 490.2487 | - | 500 | 500 | - | 500 | 500 | -
5334 | 0 | 0 | 0 | 0 | 0 | 0 | 0 | 0 | 0 | 0 | 5334 | 0 | 0 | 0 | 0 | 0 | 0 | 0 | 0 | 0 | 0 | 5334 | - | 0 | 0 | - | 0 | 0 | - | 0 | 0 | - | 5334 | - | 369.9406 | 369.9406 | - | 208.4987 | 0 | - | 0 | 0 | -
5335 | 0 | 0 | 0 | 0 | 0 | 0 | 0 | 0 | 0 | 0 | 5335 | 0 | 0 | 0 | 0 | 0 | 0 | 0 | 0 | 0 | 0 | 5335 | - | 0 | 0 | - | 0 | 0 | - | 163.8806 | 163.8806 | - | 5335 | - | 0 | 0 | - | 0 | 0 | - | 0 | 0 | -
5336 | 0 | 0 | 0 | 0 | 0 | 0 | 0 | 0 | 0 | 0 | 5336 | 0 | 0 | 0 | 0 | 0 | 0 | 0 | 0 | 0 | 0 | 5336 | - | 0 | 0 | - | 219.9962 | 219.9962 | - | 500 | 500 | - | 5336 | - | 0 | 0 | - | 0 | 0 | - | 0 | 0 | -
5337 | 0 | 0 | 0 | 0 | 0 | 0 | 0 | 0 | 0 | 0 | 5337 | 0 | 0 | 0 | 0 | 0 | 0 | 0 | 0 | 0 | 0 | 5337 | - | 500 | 500 | - | 500 | 500 | - | 500 | 500 | - | 5337 | - | 0 | 0 | - | 0 | 0 | - | 0 | 0 | -
5338 | 816.1086 | 316.1086 | 233.1 | 0 | 0 | 0 | 243.441 | 417.5551 | 0 | 816.1086 | 5338 | 0 | 0 | 0 | 0 | 0 | 0 | 0 | 0 | 0 | 816.1086 | 5338 | - | 500 | 500 | - | 500 | 500 | - | 500 | 500 | - | 5338 | - | 0 | 0 | - | 0 | 0 | - | 0 | 0 | -
5339 | 801.2595 | 557.5977 | 146.1487 | 287.4462 | 0 | 0 | 784.0145 | 956.6751 | 146.1487 | 801.2595 | 5339 | 0 | 0 | 0 | 0 | 0 | 0 | 0 | 0 | 0 | 801.2595 | 5339 | - | 500 | 500 | - | 500 | 500 | - | 500 | 500 | - | 5339 | - | 0 | 0 | - | 0 | 0 | - | 0 | 0 | -
5340 | 524.3868 | 24.3868 | 0 | 564.2488 | 577.7637 | 21.4176 | 1413.0122 | 252.7482 | 233.1 | 524.3868 | 5340 | 0 | 0 | 0 | 0 | 0 | 0 | 0 | 0 | 0 | 524.3868 | 5340 | - | 500 | 500 | - | 500 | 500 | - | 500 | 500 | - | 5340 | - | 0 | 0 | - | 0 | 0 | - | 0 | 0 | -
5341 | 298.7128 | 443.0397 | 0 | 955.8362 | 401.1316 | 233.1 | 0 | 0 | 0 | 298.7128 | 5341 | 0 | 0 | 0 | 0 | 0 | 0 | 0 | 0 | 0 | 298.7128 | 5341 | - | 500 | 500 | - | 500 | 500 | - | 500 | 500 | - | 5341 | - | 0 | 0 | - | 0 | 0 | - | 0 | 0 | -
5342 | 0 | 285.8456 | 0 | 632.9364 | 648.0831 | 124.7311 | 0 | 0 | 0 | 0 | 5342 | 0 | 0 | 0 | 0 | 0 | 0 | 0 | 0 | 0 | 0 | 5342 | - | 500 | 500 | - | 500 | 500 | - | 500 | 500 | - | 5342 | - | 0 | 0 | - | 0 | 0 | - | 0 | 0 | -
5343 | 0 | 0 | 0 | 0 | 0 | 0 | 0 | 0 | 0 | 0 | 5343 | 0 | 0 | 0 | 0 | 0 | 0 | 0 | 0 | 0 | 0 | 5343 | - | 500 | 500 | - | 500 | 500 | - | 500 | 500 | - | 5343 | - | 0 | 0 | - | 0 | 0 | - | 0 | 0 | -
5344 | 0 | 0 | 0 | 0 | 0 | 0 | 0 | 0 | 0 | 0 | 5344 | 0 | 0 | 0 | 0 | 0 | 0 | 0 | 0 | 0 | 0 | 5344 | - | 500 | 500 | - | 500 | 500 | - | 500 | 500 | - | 5344 | - | 0 | 0 | - | 0 | 0 | - | 0 | 0 | -
5345 | 0 | 0 | 0 | 0 | 0 | 0 | 0 | 0 | 0 | 0 | 5345 | 0 | 0 | 0 | 0 | 0 | 0 | 0 | 0 | 0 | 0 | 5345 | - | 0 | 0 | - | 0 | 0 | - | 500 | 500 | - | 5345 | - | 0 | 0 | - | 0 | 0 | - | 0 | 0 | -
5346 | 0 | 0 | 0 | 0 | 0 | 0 | 0 | 0 | 0 | 0 | 5346 | 0 | 263.3135 | 0 | 0 | 0 | 0 | 219.5308 | 438.6695 | 0 | 0 | 5346 | - | 0 | 0 | - | 0 | 0 | - | 0 | 0 | - | 5346 | - | 500 | 102.6047 | - | 418.1969 | 0 | - | 500 | 500 | -
5347 | 0 | 0 | 0 | 0 | 0 | 0 | 0 | 0 | 0 | 0 | 5347 | 757.65 | 257.65 | 233.1 | 597.7014 | 339.8968 | 143.7991 | 336.8108 | 15.7131 | 8.7901 | 0 | 5347 | - | 0 | 0 | - | 0 | 0 | - | 0 | 0 | - | 5347 | - | 500 | 500 | - | 500 | 500 | - | 500 | 500 | -
5348 | 0 | 0 | 0 | 0 | 0 | 0 | 0 | 0 | 0 | 0 | 5348 | 724.336 | 224.336 | 89.2614 | 735.3146 | 340.1388 | 144.0411 | 417.3138 | 0 | 0 | 0 | 5348 | - | 0 | 0 | - | 0 | 0 | - | 0 | 0 | - | 5348 | - | 500 | 500 | - | 500 | 500 | - | 500 | 500 | -
5349 | 0 | 0 | 0 | 0 | 0 | 0 | 0 | 0 | 0 | 0 | 5349 | 592.4115 | 139.3523 | 0 | 703.4465 | 399.5443 | 34.5212 | 475.0771 | 425.0771 | 0 | 0 | 5349 | - | 0 | 0 | - | 0 | 0 | - | 0 | 0 | - | 5349 | - | 500 | 500 | - | 500 | 500 | - | 500 | 500 | -
5350 | 0 | 0 | 0 | 0 | 0 | 0 | 0 | 0 | 0 | 0 | 5350 | 0 | 43.396 | 0 | 37.935 | 207.2516 | 0 | 290.3256 | 0 | 0 | 0 | 5350 | - | 0 | 0 | - | 0 | 0 | - | 0 | 0 | - | 5350 | - | 500 | 500 | - | 500 | 500 | - | 500 | 500 | -
5351 | 0 | 0 | 0 | 0 | 0 | 0 | 0 | 0 | 0 | 0 | 5351 | 0 | 221.9419 | 0 | 0 | 96.1002 | 0 | 335.3393 | 0 | 60.3393 | 0 | 5351 | - | 0 | 0 | - | 0 | 0 | - | 0 | 0 | - | 5351 | - | 240 | 461.9419 | - | 500 | 500 | - | 500 | 500 | -
5352 | 0 | 0 | 0 | 0 | 0 | 0 | 0 | 0 | 0 | 0 | 5352 | 0 | 165.9381 | 0 | 0 | 0 | 0 | 0 | 0 | 20.1319 | 0 | 5352 | - | 0 | 0 | - | 0 | 0 | - | 0 | 0 | - | 5352 | - | 0 | 0 | - | 500 | 500 | - | 500 | 500 | -
5353 | 0 | 0 | 0 | 0 | 0 | 0 | 0 | 0 | 0 | 0 | 5353 | 0 | 0 | 0 | 0 | 0 | 0 | 0 | 0 | 0 | 0 | 5353 | - | 0 | 0 | - | 0 | 0 | - | 0 | 0 | - | 5353 | - | 0 | 0 | - | 0 | 0 | - | 500 | 191.3703 | -
5354 | 0 | 0 | 0 | 0 | 0 | 0 | 0 | 0 | 0 | 0 | 5354 | 0 | 0 | 0 | 0 | 0 | 0 | 0 | 0 | 0 | 0 | 5354 | - | 0 | 0 | - | 0 | 0 | - | 0 | 0 | - | 5354 | - | 0 | 0 | - | 0 | 0 | - | 0 | 0 | -
5355 | 0 | 0 | 0 | 0 | 0 | 0 | 0 | 0 | 0 | 0 | 5355 | 0 | 0 | 0 | 0 | 0 | 0 | 0 | 0 | 0 | 0 | 5355 | - | 0 | 0 | - | 0 | 0 | - | 0 | 0 | - | 5355 | - | 0 | 0 | - | 0 | 0 | - | 0 | 0 | -
5356 | 0 | 0 | 0 | 0 | 0 | 0 | 0 | 0 | 0 | 0 | 5356 | 0 | 0 | 0 | 0 | 0 | 0 | 0 | 494.6229 | 0 | 0 | 5356 | - | 0 | 0 | - | 0 | 0 | - | 0 | 0 | - | 5356 | - | 0 | 0 | - | 0 | 0 | - | 0 | 354.6939 | -
5357 | 0 | 0 | 0 | 0 | 0 | 0 | 0 | 0 | 0 | 0 | 5357 | 0 | 67.0038 | 0 | 0 | 0 | 0 | 0 | 8.8491 | 233.1 | 0 | 5357 | - | 0 | 0 | - | 0 | 0 | - | 0 | 0 | - | 5357 | - | 500 | 500 | - | 0 | 418.1969 | - | 182.7433 | 136.6791 | -
5358 | 0 | 0 | 0 | 0 | 0 | 0 | 0 | 0 | 0 | 0 | 5358 | 0 | 0 | 0 | 0 | 0 | 0 | 0 | 0 | 0 | 0 | 5358 | - | 0 | 0 | - | 0 | 0 | - | 0 | 0 | - | 5358 | - | 0 | 0 | - | 0 | 0 | - | 0 | 0 | -
5359 | 0 | 0 | 0 | 0 | 0 | 0 | 0 | 0 | 0 | 0 | 5359 | 0 | 0 | 0 | 0 | 0 | 0 | 0 | 0 | 0 | 0 | 5359 | - | 500 | 500 | - | 500 | 500 | - | 0 | 0 | - | 5359 | - | 0 | 0 | - | 0 | 0 | - | 0 | 0 | -
5360 | 564.5388 | 64.5388 | 233.1 | 0 | 0 | 0 | 0 | 0 | 0 | 564.5388 | 5360 | 0 | 0 | 0 | 0 | 0 | 0 | 0 | 0 | 0 | 564.5388 | 5360 | - | 500 | 500 | - | 500 | 500 | - | 0 | 295.436 | - | 5360 | - | 0 | 0 | - | 0 | 0 | - | 0 | 0 | -
5361 | 0 | 407.2765 | 0 | 0 | 0 | 146.1487 | 0 | 0 | 0 | 0 | 5361 | 0 | 0 | 0 | 0 | 0 | 0 | 0 | 0 | 0 | 0 | 5361 | - | 500 | 500 | - | 500 | 500 | - | 500 | 500 | - | 5361 | - | 0 | 0 | - | 0 | 0 | - | 0 | 0 | -
5362 | 0 | 85.4781 | 0 | 229.4093 | 0 | 0 | 0 | 0 | 0 | 0 | 5362 | 0 | 0 | 0 | 0 | 0 | 0 | 0 | 0 | 0 | 0 | 5362 | - | 500 | 500 | - | 500 | 500 | - | 500 | 500 | - | 5362 | - | 0 | 0 | - | 0 | 0 | - | 0 | 0 | -
5363 | 1500 | 0 | 0 | 711.0584 | 0 | 0 | 0 | 0 | 0 | 1500 | 5363 | 0 | 0 | 0 | 0 | 0 | 0 | 0 | 0 | 0 | 1500 | 5363 | - | 500 | 500 | - | 500 | 500 | - | 500 | 500 | - | 5363 | - | 0 | 0 | - | 0 | 0 | - | 0 | 0 | -
5364 | 0 | 494.8728 | 0 | 0 | 0 | 0 | 294.9162 | 251.6406 | 0 | 0 | 5364 | 0 | 0 | 0 | 0 | 0 | 0 | 0 | 0 | 0 | 0 | 5364 | - | 500 | 500 | - | 500 | 500 | - | 500 | 500 | - | 5364 | - | 0 | 0 | - | 0 | 0 | - | 0 | 0 | -
5365 | 0 | 0 | 0 | 1500 | 626.9784 | 0 | 925.3176 | 561.8486 | 189.6243 | 0 | 5365 | 0 | 0 | 0 | 0 | 0 | 0 | 0 | 0 | 0 | 0 | 5365 | - | 500 | 500 | - | 500 | 500 | - | 500 | 500 | - | 5365 | - | 0 | 0 | - | 0 | 0 | - | 0 | 0 | -
5366 | 375.9289 | 529.8677 | 0 | 0 | 1000 | 233.1 | 0 | 0 | 0 | 375.9289 | 5366 | 0 | 0 | 0 | 0 | 0 | 0 | 0 | 0 | 0 | 375.9289 | 5366 | - | 500 | 500 | - | 500 | 500 | - | 500 | 500 | - | 5366 | - | 0 | 0 | - | 0 | 0 | - | 0 | 0 | -
5367 | 0 | 44.9446 | 146.1487 | 0 | 0 | 0 | 0 | 0 | 0 | 0 | 5367 | 0 | 0 | 0 | 0 | 0 | 0 | 0 | 0 | 0 | 0 | 5367 | - | 500 | 500 | - | 500 | 500 | - | 333.3333 | 37.8973 | - | 5367 | - | 0 | 0 | - | 0 | 0 | - | 0 | 0 | -
5368 | 0 | 0 | 0 | 0 | 0 | 0 | 0 | 0 | 0 | 0 | 5368 | 0 | 0 | 0 | 0 | 0 | 0 | 0 | 0 | 0 | 0 | 5368 | - | 154.8744 | 154.8744 | - | 500 | 500 | - | 0 | 0 | - | 5368 | - | 0 | 0 | - | 0 | 0 | - | 0 | 0 | -
5369 | 0 | 0 | 0 | 0 | 0 | 0 | 0 | 0 | 0 | 0 | 5369 | 0 | 235.0603 | 0 | 0 | 0 | 0 | 0 | 0 | 0 | 0 | 5369 | - | 0 | 0 | - | 500 | 500 | - | 0 | 0 | - | 5369 | - | 105.445 | 158.164 | - | 0 | 0 | - | 0 | 0 | -
5370 | 0 | 0 | 0 | 0 | 0 | 0 | 0 | 0 | 0 | 0 | 5370 | 319.7544 | 456.4056 | 0 | 109.5297 | 0 | 161.1807 | 0 | 0 | 0 | 0 | 5370 | - | 0 | 0 | - | 0 | 0 | - | 0 | 0 | - | 5370 | - | 0 | 456.4056 | - | 401.7411 | 0 | - | 0 | 0 | -
5371 | 0 | 0 | 0 | 0 | 0 | 0 | 0 | 0 | 0 | 0 | 5371 | 355.2937 | 0 | 1.525 | 0 | 149.434 | 0 | 0 | 0 | 0 | 0 | 5371 | - | 0 | 0 | - | 0 | 0 | - | 0 | 0 | - | 5371 | - | 500 | 353.7687 | - | 500 | 500 | - | 0 | 0 | -
5372 | 0 | 0 | 0 | 0 | 0 | 0 | 0 | 0 | 0 | 0 | 5372 | 233.5284 | 0 | 0 | 427.1329 | 142.1796 | 0 | 0 | 0 | 0 | 0 | 5372 | - | 0 | 0 | - | 0 | 0 | - | 0 | 0 | - | 5372 | - | 261.3125 | 233.5284 | - | 500 | 500 | - | 0 | 0 | -
5373 | 0 | 0 | 0 | 0 | 0 | 0 | 0 | 0 | 0 | 0 | 5373 | 128.6223 | 0 | 128.6223 | 343.6332 | 0 | 0 | 0 | 0 | 0 | 0 | 5373 | - | 0 | 0 | - | 0 | 0 | - | 0 | 0 | - | 5373 | - | 128.6223 | 0 | - | 289.0293 | 300.4514 | - | 0 | 0 | -
5374 | 0 | 0 | 0 | 0 | 0 | 0 | 0 | 0 | 0 | 0 | 5374 | 0 | 0 | 31.0334 | 0 | 251.7406 | 0 | 0 | 0 | 0 | 0 | 5374 | - | 0 | 0 | - | 0 | 0 | - | 0 | 0 | - | 5374 | - | 31.0334 | 0 | - | 0 | 182.1637 | - | 0 | 0 | -
5375 | 0 | 0 | 0 | 0 | 0 | 0 | 0 | 0 | 0 | 0 | 5375 | 0 | 0 | 0 | 156.9029 | 0 | 0 | 0 | 0 | 0 | 0 | 5375 | - | 0 | 0 | - | 0 | 0 | - | 0 | 0 | - | 5375 | - | 41.4177 | 41.4177 | - | 26.5593 | 272.3849 | - | 0 | 0 | -
5376 | 0 | 0 | 0 | 0 | 0 | 0 | 0 | 0 | 0 | 0 | 5376 | 0 | 0 | 0 | 0 | 148.1116 | 0 | 0 | 0 | 0 | 0 | 5376 | - | 0 | 0 | - | 0 | 0 | - | 0 | 0 | - | 5376 | - | 2.6174 | 2.6174 | - | 37.6702 | 0 | - | 0 | 0 | -
5377 | 0 | 0 | 0 | 0 | 0 | 0 | 0 | 0 | 0 | 0 | 5377 | 26.9156 | 0 | 0 | 0 | 0 | 0 | 0 | 0 | 0 | 0 | 5377 | - | 0 | 0 | - | 0 | 0 | - | 0 | 0 | - | 5377 | - | 243.6694 | 227.4509 | - | 500 | 500 | - | 500 | 500 | -
5378 | 0 | 0 | 0 | 0 | 0 | 0 | 0 | 0 | 0 | 0 | 5378 | 197.7413 | 0 | 0 | 0 | 0 | 0 | 0 | 0 | 0 | 0 | 5378 | - | 0 | 0 | - | 0 | 0 | - | 0 | 0 | - | 5378 | - | 456.3306 | 472.5491 | - | 394.0095 | 500 | - | 500 | 500 | -
5379 | 0 | 0 | 0 | 0 | 0 | 0 | 0 | 0 | 0 | 0 | 5379 | 131.9578 | 0 | 0 | 0 | 0 | 0 | 0 | 0 | 0 | 0 | 5379 | - | 0 | 0 | - | 0 | 0 | - | 0 | 0 | - | 5379 | - | 500 | 500 | - | 500 | 500 | - | 500 | 500 | -
5380 | 0 | 0 | 0 | 0 | 0 | 0 | 0 | 0 | 0 | 0 | 5380 | 249.4027 | 0 | 0 | 338.3928 | 609.2481 | 0 | 581.7189 | 384.5604 | 0 | 0 | 5380 | - | 0 | 0 | - | 0 | 0 | - | 0 | 0 | - | 5380 | - | 500 | 500 | - | 500 | 500 | - | 500 | 500 | -
5381 | 0 | 0 | 0 | 0 | 0 | 0 | 0 | 0 | 0 | 0 | 5381 | 284.0281 | 690.8008 | 161.1807 | 698.806 | 82.2177 | 161.1807 | 455.4798 | 306.9054 | 161.1807 | 0 | 5381 | - | 0 | 0 | - | 0 | 0 | - | 0 | 0 | - | 5381 | - | 500 | 500 | - | 500 | 500 | - | 500 | 500 | -
5382 | 0 | 0 | 0 | 0 | 0 | 0 | 0 | 0 | 0 | 0 | 5382 | 147.1532 | 0.665 | 0 | 0 | 0 | 0 | 0 | 0 | 0 | 0 | 5382 | - | 0 | 0 | - | 0 | 0 | - | 0 | 0 | - | 5382 | - | 500 | 500 | - | 305.9905 | 200 | - | 200 | 200 | -
5383 | 0 | 0 | 0 | 0 | 0 | 0 | 0 | 0 | 0 | 0 | 5383 | 0 | 0 | 0 | 0 | 0 | 0 | 0 | 0 | 0 | 0 | 5383 | - | 0 | 0 | - | 0 | 0 | - | 0 | 0 | - | 5383 | - | 0 | 0 | - | 0 | 0 | - | 0 | 0 | -
5384 | 0 | 0 | 0 | 0 | 0 | 0 | 0 | 0 | 0 | 0 | 5384 | 0 | 0 | 0 | 0 | 0 | 0 | 0 | 0 | 0 | 0 | 5384 | - | 0 | 0 | - | 0 | 0 | - | 0 | 0 | - | 5384 | - | 0 | 0 | - | 0 | 0 | - | 0 | 0 | -
5385 | 0 | 0 | 0 | 0 | 0 | 0 | 0 | 0 | 0 | 0 | 5385 | 0 | 0 | 0 | 0 | 0 | 0 | 0 | 0 | 0 | 0 | 5385 | - | 500 | 500 | - | 0 | 0 | - | 500 | 500 | - | 5385 | - | 0 | 0 | - | 0 | 0 | - | 0 | 0 | -
5386 | 848.7362 | 348.7362 | 233.1 | 574.6336 | 439.5423 | 0 | 1500 | 1000 | 0 | 848.7362 | 5386 | 0 | 0 | 0 | 0 | 0 | 0 | 0 | 0 | 0 | 848.7362 | 5386 | - | 500 | 500 | - | 500 | 500 | - | 500 | 500 | - | 5386 | - | 0 | 0 | - | 0 | 0 | - | 0 | 0 | -
5387 | 830.2053 | 330.2053 | 0 | 942.9081 | 442.9081 | 233.1 | 159.4324 | 560.3435 | 0 | 830.2053 | 5387 | 0 | 0 | 0 | 0 | 0 | 0 | 0 | 0 | 0 | 830.2053 | 5387 | - | 500 | 500 | - | 500 | 500 | - | 500 | 500 | - | 5387 | - | 0 | 0 | - | 0 | 0 | - | 0 | 0 | -
5388 | 760.6788 | 260.6788 | 146.1487 | 868.9669 | 744.5281 | 146.1487 | 454.9574 | 66.6349 | 146.1487 | 760.6788 | 5388 | 0 | 0 | 0 | 0 | 0 | 0 | 0 | 0 | 0 | 760.6788 | 5388 | - | 500 | 500 | - | 500 | 500 | - | 500 | 500 | - | 5388 | - | 0 | 0 | - | 0 | 0 | - | 0 | 0 | -
5389 | 0.84724 | 0 | 0 | 53.959 | 0 | 0 | 326.0778 | 0 | 233.1 | 0.84724 | 5389 | 0 | 0 | 0 | 0 | 0 | 0 | 0 | 0 | 0 | 0.84724 | 5389 | - | 500 | 500 | - | 331.5824 | 500 | - | 500 | 500 | - | 5389 | - | 0 | 0 | - | 0 | 0 | - | 0 | 0 | -
5390 | 0 | 0 | 0 | 0 | 0 | 0 | 0 | 0 | 0 | 0 | 5390 | 0 | 0 | 0 | 0 | 0 | 0 | 0 | 0 | 0 | 0 | 5390 | - | 0 | 0 | - | 0 | 0 | - | 500 | 500 | - | 5390 | - | 0 | 0 | - | 0 | 0 | - | 0 | 0 | -
5391 | 0 | 0 | 0 | 0 | 0 | 0 | 0 | 0 | 0 | 0 | 5391 | 0 | 0 | 0 | 0 | 0 | 0 | 0 | 0 | 0 | 0 | 5391 | - | 0 | 0 | - | 0 | 0 | - | 0 | 0 | - | 5391 | - | 0 | 0 | - | 0 | 0 | - | 0 | 0 | -
5392 | 0 | 0 | 0 | 0 | 0 | 0 | 0 | 0 | 0 | 0 | 5392 | 0 | 0 | 0 | 0 | 29.9308 | 0 | 0 | 0 | 0 | 0 | 5392 | - | 0 | 0 | - | 0 | 0 | - | 0 | 0 | - | 5392 | - | 0 | 238.296 | - | 0 | 0 | - | 500 | 500 | -
5393 | 0 | 0 | 0 | 0 | 0 | 0 | 0 | 0 | 0 | 0 | 5393 | 288.4726 | 0 | 0 | 372.8445 | 381.8781 | 126.3211 | 83.4448 | 166.1925 | 0 | 0 | 5393 | - | 0 | 0 | - | 0 | 0 | - | 0 | 0 | - | 5393 | - | 414.0844 | 288.4726 | - | 12.6204 | 188.7516 | - | 500 | 500 | -
5394 | 0 | 0 | 0 | 0 | 0 | 0 | 0 | 0 | 0 | 0 | 5394 | 760.9108 | 771.8947 | 233.1 | 622.5051 | 162.218 | 87.9537 | 1500 | 1000 | 233.1 | 0 | 5394 | - | 0 | 0 | - | 0 | 0 | - | 0 | 0 | - | 5394 | - | 500 | 500 | - | 500 | 500 | - | 500 | 500 | -
5395 | 0 | 0 | 0 | 0 | 0 | 0 | 0 | 0 | 0 | 0 | 5395 | 526.7826 | 26.7826 | 89.2614 | 647.7995 | 808.9048 | 108.0866 | 354.7392 | 216.7392 | 89.2614 | 0 | 5395 | - | 0 | 0 | - | 0 | 0 | - | 0 | 0 | - | 5395 | - | 500 | 500 | - | 500 | 500 | - | 500 | 500 | -
5396 | 0 | 0 | 0 | 0 | 0 | 0 | 0 | 0 | 0 | 0 | 5396 | 387.3159 | 0 | 0 | 431.2484 | 0 | 0 | 136.2135 | 0 | 0 | 0 | 5396 | - | 0 | 0 | - | 0 | 0 | - | 0 | 0 | - | 5396 | - | 500 | 387.3159 | - | 470.9613 | 431.2484 | - | 430 | 430 | -
5397 | 0 | 0 | 0 | 0 | 0 | 0 | 0 | 0 | 0 | 0 | 5397 | 97.0342 | 0 | 0 | 0 | 0 | 0 | 0 | 0 | 0 | 0 | 5397 | - | 0 | 0 | - | 0 | 0 | - | 0 | 0 | - | 5397 | - | 97.0342 | 97.0342 | - | 0 | 0 | - | 0 | 0 | -
5398 | 0 | 0 | 0 | 0 | 0 | 0 | 0 | 0 | 0 | 0 | 5398 | 13.8813 | 0 | 0 | 0 | 0 | 0 | 0 | 0 | 0 | 0 | 5398 | - | 0 | 0 | - | 0 | 0 | - | 0 | 0 | - | 5398 | - | 13.8813 | 13.8813 | - | 0 | 0 | - | 0 | 0 | -
5399 | 0 | 0 | 0 | 0 | 0 | 0 | 0 | 0 | 0 | 0 | 5399 | 0 | 0 | 0 | 0 | 0 | 0 | 0 | 0 | 0 | 0 | 5399 | - | 0 | 0 | - | 0 | 0 | - | 0 | 0 | - | 5399 | - | 0 | 0 | - | 0 | 0 | - | 0 | 0 | -
5400 | 0 | 0 | 0 | 0 | 0 | 0 | 0 | 0 | 0 | 0 | 5400 | 0 | 0 | 0 | 0 | 0 | 0 | 0 | 0 | 0 | 0 | 5400 | - | 0 | 0 | - | 0 | 0 | - | 0 | 0 | - | 5400 | - | 0 | 0 | - | 0 | 0 | - | 0 | 0 | -
5401 | 0 | 0 | 0 | 0 | 0 | 0 | 0 | 0 | 0 | 0 | 5401 | 0 | 0 | 0 | 0 | 0 | 0 | 0 | 0 | 0 | 0 | 5401 | - | 0 | 0 | - | 0 | 0 | - | 97.2066 | 0 | - | 5401 | - | 0 | 0 | - | 0 | 0 | - | 0 | 0 | -
5402 | 0 | 0 | 0 | 0 | 0 | 0 | 0 | 0 | 0 | 0 | 5402 | 0 | 0 | 0 | 0 | 0 | 0 | 0 | 0 | 0 | 0 | 5402 | - | 0 | 0 | - | 0 | 0 | - | 0 | 0 | - | 5402 | - | 0 | 0 | - | 0 | 0 | - | 0 | 0 | -
5403 | 0 | 0 | 0 | 0 | 0 | 0 | 0 | 0 | 0 | 0 | 5403 | 0 | 0 | 0 | 0 | 0 | 0 | 0 | 0 | 0 | 0 | 5403 | - | 0 | 0 | - | 0 | 0 | - | 0 | 0 | - | 5403 | - | 0 | 0 | - | 0 | 0 | - | 0 | 0 | -
5404 | 0 | 0 | 0 | 0 | 0 | 0 | 49.0892 | 0 | 0 | 0 | 5404 | 0 | 0 | 0 | 0 | 0 | 0 | 0 | 0 | 0 | 0 | 5404 | - | 0 | 0 | - | 0 | 0 | - | 0 | 97.2066 | - | 5404 | - | 0 | 0 | - | 0 | 0 | - | 0 | 0 | -
5405 | 0 | 0 | 0 | 0 | 0 | 0 | 0 | 0 | 0 | 0 | 5405 | 0 | 0 | 0 | 0 | 0 | 0 | 41.7258 | 0 | 0 | 0 | 5405 | - | 0 | 0 | - | 0 | 0 | - | 0 | 0 | - | 5405 | - | 0 | 0 | - | 0 | 0 | - | 78.7373 | 78.7373 | -
5406 | 0 | 0 | 0 | 0 | 0 | 0 | 0 | 0 | 0 | 0 | 5406 | 0 | 0 | 0 | 0 | 0 | 0 | 0 | 0 | 0 | 0 | 5406 | - | 0 | 0 | - | 0 | 0 | - | 0 | 0 | - | 5406 | - | 0 | 0 | - | 0 | 0 | - | 0 | 0 | -
5407 | 0 | 0 | 0 | 0 | 0 | 0 | 0 | 0 | 0 | 0 | 5407 | 0 | 0 | 0 | 0 | 0 | 0 | 0 | 0 | 0 | 0 | 5407 | - | 0 | 0 | - | 0 | 0 | - | 0 | 0 | - | 5407 | - | 0 | 0 | - | 0 | 0 | - | 0 | 0 | -
5408 | 0 | 0 | 0 | 810.1254 | 310.1254 | 0 | 0 | 0 | 0 | 0 | 5408 | 0 | 0 | 0 | 0 | 0 | 0 | 0 | 0 | 0 | 0 | 5408 | - | 500 | 500 | - | 500 | 345.8941 | - | 0 | 0 | - | 5408 | - | 0 | 0 | - | 0 | 0 | - | 0 | 0 | -
5409 | 153.8954 | 187.2184 | 0 | 1401.0026 | 0 | 0 | 0 | 0 | 0 | 153.8954 | 5409 | 0 | 0 | 0 | 0 | 0 | 0 | 0 | 0 | 0 | 153.8954 | 5409 | - | 500 | 500 | - | 500 | 500 | - | 0 | 0 | - | 5409 | - | 0 | 0 | - | 0 | 0 | - | 0 | 0 | -
5410 | 0 | 497.7224 | 0 | 229.3396 | 0 | 0 | 0 | 0 | 0 | 0 | 5410 | 0 | 0 | 0 | 0 | 0 | 0 | 0 | 0 | 0 | 0 | 5410 | - | 500 | 500 | - | 500 | 500 | - | 310.3126 | 310.3126 | - | 5410 | - | 0 | 0 | - | 0 | 0 | - | 0 | 0 | -
5411 | 0 | 579.9095 | 233.1 | 0 | 0 | 146.1487 | 0 | 0 | 0 | 0 | 5411 | 0 | 0 | 0 | 0 | 0 | 0 | 0 | 0 | 0 | 0 | 5411 | - | 500 | 500 | - | 500 | 500 | - | 284.5351 | 284.5351 | - | 5411 | - | 0 | 0 | - | 0 | 0 | - | 0 | 0 | -
5412 | 854.6003 | 51.5618 | 0 | 0 | 586.4945 | 0 | 0 | 0 | 0 | 854.6003 | 5412 | 0 | 0 | 0 | 0 | 0 | 0 | 0 | 0 | 0 | 854.6003 | 5412 | - | 500 | 500 | - | 500 | 500 | - | 367.6095 | 367.6095 | - | 5412 | - | 0 | 0 | - | 0 | 0 | - | 0 | 0 | -
5413 | 0 | 0 | 146.1487 | 0 | 0 | 0 | 0 | 0 | 0 | 0 | 5413 | 0 | 0 | 0 | 0 | 0 | 0 | 0 | 0 | 0 | 0 | 5413 | - | 500 | 500 | - | 500 | 500 | - | 500 | 193.2609 | - | 5413 | - | 0 | 0 | - | 0 | 0 | - | 0 | 0 | -
5414 | 726.3613 | 226.3613 | 0 | 0 | 0 | 0 | 0 | 0 | 0 | 726.3613 | 5414 | 0 | 0 | 0 | 0 | 0 | 0 | 0 | 0 | 0 | 726.3613 | 5414 | - | 500 | 500 | - | 500 | 500 | - | 500 | 109.2674 | - | 5414 | - | 0 | 0 | - | 0 | 0 | - | 0 | 0 | -
5415 | 705.6107 | 20.7435 | 0 | 0 | 730.3585 | 233.1 | 0 | 0 | 0 | 705.6107 | 5415 | 0 | 0 | 0 | 0 | 0 | 0 | 0 | 0 | 0 | 705.6107 | 5415 | - | 500 | 500 | - | 500 | 500 | - | 0 | 0 | - | 5415 | - | 0 | 0 | - | 0 | 0 | - | 0 | 0 | -
5416 | 0 | 63.4616 | 0 | 0 | 0 | 0 | 0 | 0 | 0 | 0 | 5416 | 0 | 0 | 0 | 0 | 0 | 0 | 0 | 0 | 0 | 0 | 5416 | - | 500 | 500 | - | 0 | 0 | - | 0 | 0 | - | 5416 | - | 0 | 0 | - | 0 | 0 | - | 0 | 0 | -
5417 | 0 | 0 | 0 | 0 | 0 | 0 | 0 | 0 | 0 | 0 | 5417 | 0 | 0 | 0 | 248.2956 | 0 | 0 | 0 | 0 | 0 | 0 | 5417 | - | 0 | 0 | - | 0 | 0 | - | 0 | 0 | - | 5417 | - | 500 | 500 | - | 500 | 500 | - | 0 | 0 | -
5418 | 0 | 0 | 0 | 0 | 0 | 0 | 0 | 0 | 0 | 0 | 5418 | 1406.202 | 1000 | 233.1 | 1500 | 1000 | 233.1 | 0 | 0 | 0 | 0 | 5418 | - | 0 | 0 | - | 0 | 0 | - | 0 | 0 | - | 5418 | - | 500 | 500 | - | 500 | 500 | - | 500 | 500 | -
5419 | 0 | 0 | 0 | 0 | 0 | 0 | 0 | 0 | 0 | 0 | 5419 | 668.1955 | 382.9317 | 89.2614 | 326.1019 | 382.9317 | 89.2614 | 0 | 0 | 0 | 0 | 5419 | - | 0 | 0 | - | 0 | 0 | - | 0 | 0 | - | 5419 | - | 500 | 500 | - | 500 | 500 | - | 12.9786 | 12.9786 | -
5420 | 0 | 0 | 0 | 0 | 0 | 0 | 0 | 0 | 0 | 0 | 5420 | 0 | 0 | 0 | 0 | 0 | 0 | 0 | 0 | 0 | 0 | 5420 | - | 0 | 0 | - | 0 | 0 | - | 0 | 0 | - | 5420 | - | 500 | 500 | - | 500 | 500 | - | 0 | 0 | -
5421 | 0 | 0 | 0 | 0 | 0 | 0 | 0 | 0 | 0 | 0 | 5421 | 0 | 0 | 0 | 0 | 0 | 0 | 0 | 0 | 0 | 0 | 5421 | - | 0 | 0 | - | 0 | 0 | - | 0 | 0 | - | 5421 | - | 500 | 500 | - | 500 | 500 | - | 0 | 0 | -
5422 | 0 | 0 | 0 | 0 | 0 | 0 | 0 | 0 | 0 | 0 | 5422 | 0 | 0 | 0 | 0 | 0 | 0 | 0 | 0 | 0 | 0 | 5422 | - | 0 | 0 | - | 0 | 0 | - | 0 | 0 | - | 5422 | - | 0 | 0 | - | 0 | 0 | - | 0 | 0 | -
5423 | 0 | 0 | 0 | 0 | 0 | 0 | 0 | 0 | 0 | 0 | 5423 | 0 | 0 | 0 | 0 | 0 | 0 | 0 | 0 | 0 | 0 | 5423 | - | 0 | 0 | - | 0 | 0 | - | 0 | 0 | - | 5423 | - | 0 | 0 | - | 0 | 0 | - | 0 | 0 | -
5424 | 0 | 0 | 0 | 0 | 0 | 0 | 0 | 0 | 0 | 0 | 5424 | 0 | 0 | 0 | 0 | 0 | 0 | 0 | 0 | 0 | 0 | 5424 | - | 0 | 0 | - | 0 | 0 | - | 0 | 0 | - | 5424 | - | 0 | 0 | - | 0 | 0 | - | 0 | 0 | -
5425 | 0 | 0 | 0 | 0 | 0 | 0 | 0 | 0 | 0 | 0 | 5425 | 0 | 0 | 0 | 0 | 0 | 0 | 0 | 0 | 0 | 0 | 5425 | - | 0 | 0 | - | 304.4231 | 304.4231 | - | 0 | 500 | - | 5425 | - | 0 | 0 | - | 0 | 0 | - | 0 | 0 | -
5426 | 0 | 0 | 0 | 0 | 0 | 0 | 0 | 0 | 0 | 0 | 5426 | 0 | 0 | 0 | 0 | 0 | 0 | 0 | 0 | 0 | 0 | 5426 | - | 0 | 0 | - | 0 | 0 | - | 0 | 0 | - | 5426 | - | 500 | 500 | - | 231.4692 | 231.4692 | - | 0 | 0 | -
5427 | 0 | 0 | 0 | 0 | 0 | 0 | 0 | 0 | 0 | 0 | 5427 | 0 | 0 | 0 | 0 | 0 | 0 | 0 | 0 | 0 | 0 | 5427 | - | 0 | 0 | - | 0 | 0 | - | 0 | 122.5898 | - | 5427 | - | 369.2384 | 369.2384 | - | 94.3356 | 94.3356 | - | 0 | 0 | -
5428 | 0 | 0 | 0 | 0 | 0 | 0 | 0 | 0 | 0 | 0 | 5428 | 0 | 0 | 0 | 0 | 0 | 0 | 0 | 0 | 0 | 0 | 5428 | - | 326.2203 | 326.2203 | - | 500 | 283.5946 | - | 0 | 0 | - | 5428 | - | 0 | 0 | - | 0 | 0 | - | 0 | 0 | -
5429 | 0 | 0 | 0 | 0 | 626.9784 | 0 | 0 | 0 | 0 | 0 | 5429 | 0 | 0 | 0 | 0 | 0 | 0 | 0 | 0 | 0 | 0 | 5429 | - | 500 | 500 | - | 350.8916 | 500 | - | 72.4792 | 0 | - | 5429 | - | 0 | 0 | - | 0 | 0 | - | 0 | 0 | -
5430 | 0 | 626.9784 | 0 | 0 | 0 | 0 | 0 | 0 | 0 | 0 | 5430 | 0 | 0 | 0 | 0 | 0 | 0 | 0 | 0 | 0 | 0 | 5430 | - | 500 | 500 | - | 500 | 500 | - | 265.0372 | 265.0372 | - | 5430 | - | 0 | 0 | - | 0 | 0 | - | 0 | 0 | -
5431 | 0 | 1000 | 0 | 0 | 1000 | 0 | 0 | 0 | 0 | 0 | 5431 | 0 | 0 | 0 | 0 | 0 | 0 | 0 | 0 | 0 | 0 | 5431 | - | 500 | 500 | - | 500 | 500 | - | 500 | 500 | - | 5431 | - | 0 | 0 | - | 0 | 0 | - | 0 | 0 | -
5432 | 0 | 0 | 0 | 89.0965 | 0 | 0 | 0 | 0 | 146.1487 | 0 | 5432 | 0 | 0 | 0 | 0 | 0 | 0 | 0 | 0 | 0 | 0 | 5432 | - | 500 | 500 | - | 500 | 500 | - | 500 | 500 | - | 5432 | - | 0 | 0 | - | 0 | 0 | - | 0 | 0 | -
5433 | 0 | 0 | 0 | 95.9219 | 0 | 0 | 0 | 0 | 0 | 0 | 5433 | 0 | 0 | 0 | 0 | 0 | 0 | 0 | 0 | 0 | 0 | 5433 | - | 500 | 500 | - | 500 | 500 | - | 500 | 500 | - | 5433 | - | 0 | 0 | - | 0 | 0 | - | 0 | 0 | -
5434 | 0 | 0 | 233.1 | 0 | 0 | 0 | 0 | 0 | 0 | 0 | 5434 | 0 | 0 | 0 | 0 | 0 | 0 | 0 | 0 | 0 | 0 | 5434 | - | 500 | 500 | - | 500 | 500 | - | 500 | 500 | - | 5434 | - | 0 | 0 | - | 0 | 0 | - | 0 | 0 | -
5435 | 1500 | 0 | 0 | 0 | 0 | 0 | 0 | 569.7913 | 233.1 | 1500 | 5435 | 0 | 0 | 0 | 0 | 0 | 0 | 0 | 0 | 0 | 1500 | 5435 | - | 500 | 500 | - | 500 | 500 | - | 500 | 500 | - | 5435 | - | 0 | 0 | - | 0 | 0 | - | 0 | 0 | -
5436 | 940.4677 | 0 | 146.1487 | 0 | 0 | 0 | 753.7107 | 427.5103 | 0 | 940.4677 | 5436 | 0 | 0 | 0 | 0 | 0 | 0 | 0 | 0 | 0 | 940.4677 | 5436 | - | 500 | 500 | - | 500 | 500 | - | 500 | 500 | - | 5436 | - | 0 | 0 | - | 0 | 0 | - | 0 | 0 | -
5437 | 0 | 0 | 0 | 755.4492 | 0 | 233.1 | 1111.9863 | 611.9863 | 0 | 0 | 5437 | 0 | 0 | 0 | 0 | 0 | 0 | 0 | 0 | 0 | 0 | 5437 | - | 500 | 500 | - | 500 | 500 | - | 500 | 500 | - | 5437 | - | 0 | 0 | - | 0 | 0 | - | 0 | 0 | -
5438 | 0 | 0 | 0 | 0 | 0 | 146.1487 | 0 | 17.6905 | 0 | 0 | 5438 | 0 | 0 | 0 | 0 | 0 | 0 | 0 | 0 | 0 | 0 | 5438 | - | 500 | 500 | - | 500 | 500 | - | 500 | 500 | - | 5438 | - | 0 | 0 | - | 0 | 0 | - | 0 | 0 | -
5439 | 0 | 0 | 0 | 1500 | 0 | 0 | 574.7707 | 0 | 0 | 0 | 5439 | 0 | 0 | 0 | 0 | 0 | 0 | 0 | 0 | 0 | 0 | 5439 | - | 500 | 500 | - | 500 | 500 | - | 500 | 500 | - | 5439 | - | 0 | 0 | - | 0 | 0 | - | 0 | 0 | -
5440 | 0 | 0 | 0 | 0 | 0 | 0 | 0 | 0 | 0 | 0 | 5440 | 0 | 0 | 0 | 0 | 0 | 0 | 0 | 0 | 0 | 0 | 5440 | - | 500 | 500 | - | 0 | 221.4029 | - | 500 | 147.3612 | - | 5440 | - | 0 | 0 | - | 0 | 0 | - | 0 | 0 | -
5441 | 0 | 0 | 0 | 0 | 0 | 0 | 0 | 0 | 0 | 0 | 5441 | 0 | 0 | 0 | 0 | 0 | 0 | 0 | 0 | 0 | 0 | 5441 | - | 0 | 0 | - | 0 | 0 | - | 0 | 500 | - | 5441 | - | 0 | 0 | - | 0 | 0 | - | 0 | 0 | -
5442 | 0 | 0 | 0 | 0 | 0 | 0 | 0 | 0 | 0 | 0 | 5442 | 0 | 0 | 0 | 0 | 0 | 0 | 0 | 0 | 0 | 0 | 5442 | - | 0 | 0 | - | 0 | 0 | - | 0 | 0 | - | 5442 | - | 500 | 500 | - | 500 | 500 | - | 400 | 400 | -
5443 | 0 | 0 | 0 | 0 | 0 | 0 | 0 | 0 | 0 | 0 | 5443 | 0 | 0 | 0 | 843.5319 | 470.5045 | 157.9904 | 586.6025 | 182.0352 | 167.5538 | 0 | 5443 | - | 0 | 0 | - | 0 | 0 | - | 0 | 0 | - | 5443 | - | 500 | 500 | - | 500 | 500 | - | 500 | 500 | -
5444 | 0 | 0 | 0 | 0 | 0 | 0 | 0 | 0 | 0 | 0 | 5444 | 1298.0017 | 798.0017 | 207.7451 | 1136.3696 | 912.4272 | 164.3709 | 329.5912 | 0 | 0 | 0 | 5444 | - | 0 | 0 | - | 0 | 0 | - | 0 | 0 | - | 5444 | - | 500 | 500 | - | 500 | 500 | - | 500 | 500 | -
5445 | 0 | 0 | 0 | 0 | 0 | 0 | 0 | 0 | 0 | 0 | 5445 | 221.9484 | 470.3137 | 0 | 94.496 | 0 | 0 | 0 | 0 | 0 | 0 | 5445 | - | 0 | 0 | - | 0 | 0 | - | 0 | 0 | - | 5445 | - | 500 | 500 | - | 500 | 500 | - | 500 | 500 | -
5446 | 0 | 0 | 0 | 0 | 0 | 0 | 0 | 0 | 0 | 0 | 5446 | 0 | 0 | 0 | 0 | 0 | 0 | 0 | 0 | 0 | 0 | 5446 | - | 0 | 0 | - | 0 | 0 | - | 0 | 0 | - | 5446 | - | 500 | 500 | - | 0 | 0 | - | 500 | 500 | -
5447 | 0 | 0 | 0 | 0 | 0 | 0 | 0 | 0 | 0 | 0 | 5447 | 0 | 0 | 0 | 0 | 0 | 0 | 320.9882 | 0 | 0 | 0 | 5447 | - | 0 | 0 | - | 0 | 0 | - | 0 | 0 | - | 5447 | - | 25.9157 | 25.9157 | - | 298.129 | 500 | - | 500 | 500 | -
5448 | 0 | 0 | 0 | 0 | 0 | 0 | 0 | 0 | 0 | 0 | 5448 | 0 | 0 | 0 | 0 | 0 | 0 | 648.3572 | 164.9748 | 154.8075 | 0 | 5448 | - | 0 | 0 | - | 0 | 0 | - | 0 | 0 | - | 5448 | - | 0 | 0 | - | 500 | 500 | - | 500 | 500 | -
5449 | 0 | 0 | 0 | 0 | 0 | 0 | 0 | 0 | 0 | 0 | 5449 | 0 | 0 | 0 | 0 | 0 | 0 | 188.8584 | 690.8262 | 0 | 0 | 5449 | - | 0 | 0 | - | 0 | 0 | - | 0 | 0 | - | 5449 | - | 50.3848 | 50.3848 | - | 500 | 500 | - | 500 | 500 | -
5450 | 0 | 0 | 0 | 0 | 0 | 0 | 0 | 0 | 0 | 0 | 5450 | 0 | 0 | 0 | 0 | 0 | 0 | 0 | 345.0955 | 0 | 0 | 5450 | - | 0 | 0 | - | 0 | 0 | - | 0 | 0 | - | 5450 | - | 500 | 500 | - | 500 | 500 | - | 500 | 500 | -
5451 | 0 | 0 | 0 | 0 | 0 | 0 | 0 | 0 | 0 | 0 | 5451 | 0 | 0 | 0 | 0 | 0 | 0 | 0 | 0 | 0 | 0 | 5451 | - | 0 | 0 | - | 0 | 0 | - | 0 | 0 | - | 5451 | - | 393.9084 | 393.9084 | - | 500 | 500 | - | 500 | 500 | -
5452 | 0 | 0 | 0 | 0 | 0 | 0 | 0 | 0 | 0 | 0 | 5452 | 0 | 0 | 0 | 0 | 0 | 0 | 0 | 0 | 0 | 0 | 5452 | - | 0 | 0 | - | 0 | 0 | - | 0 | 0 | - | 5452 | - | 500 | 500 | - | 500 | 500 | - | 500 | 500 | -
5453 | 0 | 0 | 0 | 0 | 0 | 0 | 0 | 0 | 0 | 0 | 5453 | 159.7016 | 0 | 0 | 0 | 0 | 0 | 0 | 0 | 0 | 0 | 5453 | - | 0 | 0 | - | 0 | 0 | - | 0 | 0 | - | 5453 | - | 159.7016 | 159.7016 | - | 329.036 | 367.3725 | - | 0 | 0 | -
5454 | 0 | 0 | 0 | 0 | 0 | 0 | 0 | 0 | 0 | 0 | 5454 | 0 | 0 | 0 | 0 | 0 | 0 | 0 | 0 | 0 | 0 | 5454 | - | 0 | 0 | - | 0 | 0 | - | 316.3719 | 316.3719 | - | 5454 | - | 0 | 0 | - | 0 | 0 | - | 0 | 0 | -
5455 | 141.7184 | 0 | 0 | 51.8916 | 0 | 0 | 0 | 0 | 0 | 141.7184 | 5455 | 0 | 0 | 0 | 0 | 0 | 0 | 0 | 0 | 0 | 141.7184 | 5455 | - | 141.7184 | 141.7184 | - | 51.8916 | 51.8916 | - | 500 | 500 | - | 5455 | - | 0 | 0 | - | 0 | 0 | - | 0 | 0 | -
5456 | 430.6408 | 0 | 0 | 403.062 | 0 | 0 | 0 | 613.0914 | 0 | 430.6408 | 5456 | 0 | 0 | 0 | 0 | 0 | 0 | 0 | 0 | 0 | 430.6408 | 5456 | - | 430.6408 | 430.6408 | - | 403.062 | 403.062 | - | 500 | 500 | - | 5456 | - | 0 | 0 | - | 0 | 0 | - | 0 | 0 | -
5457 | 466.8303 | 0 | 0 | 443.5965 | 0 | 0 | 91.3533 | 54.6032 | 0 | 466.8303 | 5457 | 0 | 0 | 0 | 0 | 0 | 0 | 0 | 0 | 0 | 466.8303 | 5457 | - | 466.8303 | 466.8303 | - | 443.5965 | 443.5965 | - | 500 | 500 | - | 5457 | - | 0 | 0 | - | 0 | 0 | - | 0 | 0 | -
5458 | 253.4064 | 0 | 0 | 215.2739 | 0 | 0 | 914.3848 | 414.3848 | 146.1487 | 253.4064 | 5458 | 0 | 0 | 0 | 0 | 0 | 0 | 0 | 0 | 0 | 253.4064 | 5458 | - | 253.4064 | 253.4064 | - | 215.2739 | 215.2739 | - | 500 | 500 | - | 5458 | - | 0 | 0 | - | 0 | 0 | - | 0 | 0 | -
5459 | 280.2429 | 0 | 0 | 261.9494 | 0 | 0 | 328.7615 | 0 | 233.1 | 280.2429 | 5459 | 0 | 0 | 0 | 0 | 0 | 0 | 0 | 0 | 0 | 280.2429 | 5459 | - | 280.2429 | 280.2429 | - | 261.9494 | 261.9494 | - | 500 | 500 | - | 5459 | - | 0 | 0 | - | 0 | 0 | - | 0 | 0 | -
5460 | 274.1166 | 0 | 0 | 326.642 | 0 | 0 | 1105.968 | 0 | 0 | 274.1166 | 5460 | 0 | 0 | 0 | 0 | 0 | 0 | 0 | 0 | 0 | 274.1166 | 5460 | - | 274.1166 | 274.1166 | - | 326.642 | 326.642 | - | 500 | 500 | - | 5460 | - | 0 | 0 | - | 0 | 0 | - | 0 | 0 | -
5461 | 129.1053 | 0 | 0 | 228.4852 | 0 | 0 | 0 | 544.899 | 0 | 129.1053 | 5461 | 0 | 0 | 0 | 0 | 0 | 0 | 0 | 0 | 0 | 129.1053 | 5461 | - | 129.1053 | 129.1053 | - | 228.4852 | 228.4852 | - | 500 | 500 | - | 5461 | - | 0 | 0 | - | 0 | 0 | - | 0 | 0 | -
5462 | 0 | 0 | 0 | 0 | 0 | 0 | 0 | 0 | 0 | 0 | 5462 | 0 | 0 | 0 | 0 | 0 | 0 | 0 | 0 | 0 | 0 | 5462 | - | 0 | 0 | - | 0 | 0 | - | 471.8748 | 471.8748 | - | 5462 | - | 0 | 0 | - | 0 | 0 | - | 0 | 0 | -
5463 | 0 | 0 | 0 | 0 | 0 | 0 | 0 | 0 | 0 | 0 | 5463 | 0 | 0 | 0 | 0 | 0 | 0 | 0 | 0 | 0 | 0 | 5463 | - | 0 | 0 | - | 0 | 0 | - | 0 | 0 | - | 5463 | - | 0 | 0 | - | 0 | 0 | - | 0 | 0 | -
5464 | 0 | 0 | 0 | 0 | 0 | 0 | 0 | 0 | 0 | 0 | 5464 | 423.9531 | 0 | 0 | 0 | 0 | 0 | 0 | 0 | 0 | 0 | 5464 | - | 0 | 0 | - | 0 | 0 | - | 0 | 0 | - | 5464 | - | 423.9531 | 423.9531 | - | 387.9967 | 238.9534 | - | 500 | 500 | -
5465 | 0 | 0 | 0 | 0 | 0 | 0 | 0 | 0 | 0 | 0 | 5465 | 579.9983 | 92.5626 | 92.5626 | 716.4627 | 0 | 0 | 1014.9965 | 838.8586 | 233.1 | 0 | 5465 | - | 0 | 0 | - | 0 | 0 | - | 0 | 0 | - | 5465 | - | 500 | 500 | - | 500 | 500 | - | 500 | 500 | -
5466 | 0 | 0 | 0 | 0 | 0 | 0 | 0 | 0 | 0 | 0 | 5466 | 268.5227 | 0 | 0 | 833.7199 | 0 | 0 | 989.4843 | 544.0731 | 89.2614 | 0 | 5466 | - | 0 | 0 | - | 0 | 0 | - | 0 | 0 | - | 5466 | - | 268.5227 | 268.5227 | - | 262.9199 | 500 | - | 500 | 500 | -
5467 | 0 | 0 | 0 | 0 | 0 | 0 | 0 | 0 | 0 | 0 | 5467 | 156.3513 | 0 | 0 | 0 | 0 | 0 | 69.9166 | 0 | 0 | 0 | 5467 | - | 0 | 0 | - | 0 | 0 | - | 0 | 0 | - | 5467 | - | 156.3513 | 156.3513 | - | 160.5079 | 0 | - | 500 | 500 | -
5468 | 0 | 0 | 0 | 0 | 0 | 0 | 0 | 0 | 0 | 0 | 5468 | 70.9114 | 0 | 0 | 20.9693 | 0 | 0 | 0 | 0 | 0 | 0 | 5468 | - | 0 | 0 | - | 0 | 0 | - | 0 | 0 | - | 5468 | - | 70.9114 | 70.9114 | - | 52.0345 | 0 | - | 500 | 500 | -
5469 | 0 | 0 | 0 | 0 | 0 | 0 | 0 | 0 | 0 | 0 | 5469 | 0 | 0 | 0 | 0 | 0 | 0 | 0 | 0 | 0 | 0 | 5469 | - | 0 | 0 | - | 0 | 0 | - | 0 | 0 | - | 5469 | - | 0 | 0 | - | 0 | 0 | - | 500 | 500 | -
5470 | 0 | 0 | 0 | 0 | 0 | 0 | 0 | 0 | 0 | 0 | 5470 | 0 | 0 | 0 | 0 | 0 | 0 | 0 | 0 | 0 | 0 | 5470 | - | 0 | 0 | - | 0 | 0 | - | 0 | 0 | - | 5470 | - | 0 | 0 | - | 0 | 0 | - | 0 | 0 | -
5471 | 0 | 0 | 0 | 0 | 0 | 0 | 0 | 0 | 0 | 0 | 5471 | 0 | 0 | 0 | 0 | 0 | 0 | 0 | 0 | 0 | 0 | 5471 | - | 0 | 0 | - | 0 | 0 | - | 0 | 0 | - | 5471 | - | 0 | 0 | - | 0 | 0 | - | 0 | 0 | -
5472 | 0 | 0 | 0 | 0 | 0 | 0 | 0 | 0 | 0 | 0 | 5472 | 0 | 0 | 0 | 0 | 0 | 0 | 0 | 0 | 0 | 0 | 5472 | - | 0 | 0 | - | 0 | 0 | - | 0 | 0 | - | 5472 | - | 0 | 0 | - | 83.1144 | 0 | - | 0 | 0 | -
5473 | 0 | 0 | 0 | 0 | 0 | 0 | 0 | 0 | 0 | 0 | 5473 | 25.8323 | 0 | 0 | 0 | 0 | 0 | 0 | 0 | 0 | 0 | 5473 | - | 0 | 0 | - | 0 | 0 | - | 0 | 0 | - | 5473 | - | 25.8323 | 25.8323 | - | 0 | 0 | - | 473.4798 | 473.4798 | -
5474 | 0 | 0 | 0 | 0 | 0 | 0 | 0 | 0 | 0 | 0 | 5474 | 64.0443 | 0 | 0 | 0 | 0 | 0 | 0 | 0 | 0 | 0 | 5474 | - | 0 | 0 | - | 0 | 0 | - | 0 | 0 | - | 5474 | - | 64.0443 | 64.0443 | - | 298.0141 | 343.6008 | - | 0 | 0 | -
5475 | 0 | 0 | 0 | 0 | 0 | 0 | 0 | 0 | 0 | 0 | 5475 | 0 | 0 | 0 | 70.1136 | 0 | 0 | 0 | 0 | 0 | 0 | 5475 | - | 0 | 0 | - | 0 | 0 | - | 0 | 0 | - | 5475 | - | 108.9191 | 108.9191 | - | 0 | 14.1028 | - | 0 | 0 | -
5476 | 0 | 0 | 0 | 0 | 0 | 0 | 0 | 0 | 0 | 0 | 5476 | 0 | 0 | 0 | 0 | 0 | 0 | 0 | 0 | 0 | 0 | 5476 | - | 0 | 0 | - | 0 | 0 | - | 0 | 0 | - | 5476 | - | 269.3522 | 269.3522 | - | 92.2769 | 0 | - | 0 | 0 | -
5477 | 0 | 0 | 0 | 0 | 0 | 0 | 0 | 0 | 0 | 0 | 5477 | 482.8124 | 0 | 0 | 0 | 0 | 0 | 0 | 0 | 0 | 0 | 5477 | - | 0 | 0 | - | 0 | 0 | - | 0 | 0 | - | 5477 | - | 482.8124 | 482.8124 | - | 0 | 0 | - | 0 | 0 | -
5478 | 0 | 0 | 0 | 0 | 0 | 0 | 0 | 0 | 0 | 0 | 5478 | 1.9717 | 22.0536 | 22.0536 | 0 | 0 | 0 | 0 | 0 | 0 | 0 | 5478 | - | 0 | 0 | - | 0 | 0 | - | 0 | 0 | - | 5478 | - | 500 | 500 | - | 0 | 0 | - | 0 | 0 | -
5479 | 0 | 0 | 0 | 0 | 0 | 0 | 0 | 0 | 0 | 0 | 5479 | 0 | 0 | 0 | 0 | 0 | 0 | 0 | 0 | 0 | 0 | 5479 | - | 0 | 0 | - | 0 | 0 | - | 0 | 0 | - | 5479 | - | 0 | 0 | - | 0 | 0 | - | 0 | 0 | -
5480 | 0 | 0 | 0 | 0 | 0 | 0 | 0 | 0 | 0 | 0 | 5480 | 0 | 0 | 0 | 0 | 0 | 0 | 0 | 0 | 0 | 0 | 5480 | - | 0 | 0 | - | 0 | 0 | - | 0 | 0 | - | 5480 | - | 0 | 0 | - | 0 | 0 | - | 0 | 0 | -
5481 | 0 | 0 | 0 | 0 | 0 | 0 | 0 | 0 | 0 | 0 | 5481 | 0 | 0 | 0 | 0 | 0 | 0 | 0 | 0 | 0 | 0 | 5481 | - | 0 | 0 | - | 0 | 0 | - | 0 | 0 | - | 5481 | - | 0 | 0 | - | 0 | 0 | - | 0 | 0 | -
5482 | 0 | 0 | 0 | 0 | 0 | 0 | 0 | 0 | 0 | 0 | 5482 | 0 | 0 | 0 | 0 | 0 | 0 | 0 | 0 | 0 | 0 | 5482 | - | 0 | 0 | - | 0 | 0 | - | 0 | 0 | - | 5482 | - | 0 | 0 | - | 0 | 0 | - | 0 | 0 | -
5483 | 0 | 0 | 0 | 0 | 0 | 0 | 0 | 0 | 0 | 0 | 5483 | 0 | 0 | 0 | 0 | 0 | 0 | 0 | 0 | 0 | 0 | 5483 | - | 0 | 0 | - | 0 | 0 | - | 0 | 0 | - | 5483 | - | 0 | 0 | - | 0 | 0 | - | 0 | 0 | -
5484 | 0 | 0 | 0 | 0 | 0 | 0 | 0 | 0 | 0 | 0 | 5484 | 0 | 0 | 0 | 0 | 0 | 0 | 0 | 0 | 0 | 0 | 5484 | - | 0 | 0 | - | 0 | 0 | - | 0 | 0 | - | 5484 | - | 0 | 0 | - | 0 | 0 | - | 0 | 0 | -
5485 | 0 | 0 | 0 | 0 | 0 | 0 | 0 | 0 | 0 | 0 | 5485 | 0 | 0 | 0 | 0 | 0 | 0 | 0 | 0 | 0 | 0 | 5485 | - | 0 | 0 | - | 0 | 0 | - | 0 | 0 | - | 5485 | - | 0 | 0 | - | 0 | 0 | - | 0 | 0 | -
5486 | 0 | 0 | 0 | 0 | 0 | 0 | 0 | 0 | 0 | 0 | 5486 | 0 | 0 | 0 | 0 | 0 | 0 | 0 | 0 | 0 | 0 | 5486 | - | 0 | 0 | - | 0 | 0 | - | 0 | 0 | - | 5486 | - | 0 | 0 | - | 0 | 0 | - | 0 | 0 | -
5487 | 0 | 0 | 0 | 0 | 0 | 0 | 0 | 0 | 0 | 0 | 5487 | 0 | 0 | 0 | 0 | 0 | 0 | 0 | 0 | 0 | 0 | 5487 | - | 0 | 0 | - | 0 | 0 | - | 0 | 0 | - | 5487 | - | 0 | 0 | - | 0 | 0 | - | 0 | 0 | -
5488 | 0 | 0 | 0 | 0 | 0 | 0 | 0 | 0 | 0 | 0 | 5488 | 0 | 0 | 0 | 0 | 0 | 0 | 0 | 0 | 0 | 0 | 5488 | - | 0 | 0 | - | 0 | 0 | - | 0 | 0 | - | 5488 | - | 0 | 0 | - | 0 | 0 | - | 0 | 0 | -
5489 | 0 | 0 | 0 | 0 | 0 | 0 | 0 | 0 | 0 | 0 | 5489 | 0 | 0 | 0 | 0 | 0 | 0 | 0 | 0 | 0 | 0 | 5489 | - | 0 | 0 | - | 0 | 272.4423 | - | 0 | 0 | - | 5489 | - | 0 | 0 | - | 0 | 0 | - | 0 | 0 | -
5490 | 0 | 0 | 0 | 0 | 0 | 0 | 0 | 0 | 0 | 0 | 5490 | 0 | 0 | 0 | 0 | 0 | 0 | 0 | 0 | 0 | 0 | 5490 | - | 0 | 0 | - | 0 | 40.33 | - | 0 | 0 | - | 5490 | - | 0 | 0 | - | 0 | 0 | - | 0 | 0 | -
5491 | 0 | 0 | 0 | 0 | 0 | 0 | 0 | 0 | 0 | 0 | 5491 | 0 | 0 | 0 | 0 | 0 | 0 | 0 | 0 | 0 | 0 | 5491 | - | 0 | 0 | - | 0 | 0 | - | 0 | 0 | - | 5491 | - | 0 | 0 | - | 0 | 0 | - | 0 | 0 | -
5492 | 0 | 0 | 0 | 0 | 0 | 0 | 0 | 0 | 0 | 0 | 5492 | 0 | 0 | 0 | 0 | 0 | 0 | 0 | 0 | 0 | 0 | 5492 | - | 0 | 0 | - | 0 | 238.5788 | - | 0 | 0 | - | 5492 | - | 0 | 0 | - | 0 | 0 | - | 0 | 0 | -
5493 | 0 | 0 | 146.1487 | 0 | 0 | 0 | 0 | 0 | 0 | 0 | 5493 | 0 | 0 | 0 | 0 | 0 | 0 | 0 | 0 | 0 | 0 | 5493 | - | 0 | 0 | - | 0 | 0 | - | 0 | 0 | - | 5493 | - | 0 | 0 | - | 0 | 0 | - | 0 | 0 | -
5494 | 0 | 0 | 0 | 0 | 0 | 0 | 0 | 0 | 0 | 0 | 5494 | 0 | 0 | 0 | 0 | 0 | 0 | 0 | 0 | 0 | 0 | 5494 | - | 0 | 0 | - | 0 | 0 | - | 0 | 0 | - | 5494 | - | 0 | 0 | - | 0 | 0 | - | 0 | 0 | -
5495 | 0 | 0 | 0 | 0 | 0 | 0 | 0 | 0 | 0 | 0 | 5495 | 0 | 0 | 0 | 0 | 0 | 0 | 0 | 0 | 0 | 0 | 5495 | - | 0 | 0 | - | 0 | 0 | - | 0 | 500 | - | 5495 | - | 0 | 0 | - | 0 | 0 | - | 0 | 0 | -
5496 | 0 | 0 | 0 | 0 | 0 | 0 | 0 | 0 | 0 | 0 | 5496 | 0 | 0 | 0 | 0 | 0 | 0 | 0 | 0 | 0 | 0 | 5496 | - | 0 | 0 | - | 500 | 500 | - | 0 | 500 | - | 5496 | - | 0 | 0 | - | 0 | 0 | - | 0 | 0 | -
5497 | 0 | 0 | 0 | 0 | 0 | 0 | 0 | 0 | 0 | 0 | 5497 | 0 | 0 | 0 | 0 | 0 | 0 | 0 | 0 | 0 | 0 | 5497 | - | 412.4748 | 236.5908 | - | 500 | 0 | - | 0 | 500 | - | 5497 | - | 0 | 0 | - | 0 | 0 | - | 0 | 0 | -
5498 | 0 | 0 | 0 | 0 | 0 | 0 | 0 | 0 | 0 | 0 | 5498 | 0 | 0 | 0 | 0 | 0 | 0 | 0 | 0 | 0 | 0 | 5498 | - | 0 | 0 | - | 500 | 0 | - | 0 | 0 | - | 5498 | - | 0 | 0 | - | 0 | 0 | - | 0 | 0 | -
5499 | 0 | 0 | 0 | 0 | 0 | 0 | 0 | 0 | 0 | 0 | 5499 | 0 | 0 | 0 | 0 | 0 | 0 | 0 | 0 | 0 | 0 | 5499 | - | 500 | 0 | - | 500 | 0 | - | 0 | 0 | - | 5499 | - | 0 | 0 | - | 0 | 0 | - | 0 | 0 | -
5500 | 0 | 0 | 0 | 0 | 0 | 0 | 0 | 0 | 0 | 0 | 5500 | 0 | 0 | 0 | 0 | 0 | 0 | 0 | 0 | 0 | 0 | 5500 | - | 500 | 0 | - | 0 | 0 | - | 0 | 0 | - | 5500 | - | 0 | 0 | - | 0 | 0 | - | 0 | 0 | -
5501 | 0 | 0 | 0 | 0 | 0 | 0 | 0 | 0 | 0 | 0 | 5501 | 0 | 0 | 0 | 0 | 0 | 0 | 0 | 0 | 0 | 0 | 5501 | - | 0 | 459.774 | - | 0 | 0 | - | 0 | 0 | - | 5501 | - | 0 | 0 | - | 0 | 0 | - | 0 | 0 | -
5502 | 0 | 0 | 0 | 0 | 0 | 0 | 0 | 0 | 0 | 0 | 5502 | 0 | 0 | 0 | 0 | 0 | 0 | 0 | 0 | 0 | 0 | 5502 | - | 0 | 470.3018 | - | 500 | 0 | - | 37.5341 | 0 | - | 5502 | - | 0 | 0 | - | 0 | 0 | - | 0 | 0 | -
5503 | 0 | 0 | 0 | 0 | 0 | 0 | 0 | 0 | 0 | 0 | 5503 | 0 | 0 | 0 | 0 | 0 | 0 | 0 | 0 | 0 | 0 | 5503 | - | 500 | 0 | - | 166.6667 | 0 | - | 0 | 0 | - | 5503 | - | 0 | 0 | - | 0 | 0 | - | 0 | 0 | -
5504 | 0 | 0 | 0 | 0 | 0 | 0 | 0 | 0 | 0 | 0 | 5504 | 0 | 0 | 0 | 0 | 0 | 0 | 0 | 0 | 0 | 0 | 5504 | - | 500 | 500 | - | 0 | 0 | - | 500 | 0 | - | 5504 | - | 0 | 0 | - | 0 | 0 | - | 0 | 0 | -
5505 | 0 | 0 | 0 | 0 | 0 | 0 | 0 | 0 | 0 | 0 | 5505 | 0 | 0 | 0 | 0 | 0 | 0 | 0 | 0 | 0 | 0 | 5505 | - | 0 | 500 | - | 0 | 0 | - | 0 | 0 | - | 5505 | - | 0 | 0 | - | 0 | 0 | - | 0 | 0 | -
5506 | 0 | 0 | 0 | 0 | 0 | 0 | 525.4274 | 676.6949 | 25.4274 | 0 | 5506 | 0 | 0 | 0 | 0 | 0 | 0 | 0 | 0 | 0 | 0 | 5506 | - | 0 | 500 | - | 0 | 0 | - | 0 | 500 | - | 5506 | - | 0 | 0 | - | 0 | 0 | - | 0 | 0 | -
5507 | 0 | 0 | 0 | 0 | 0 | 0 | 415.6896 | 0 | 0 | 0 | 5507 | 0 | 0 | 0 | 0 | 0 | 0 | 0 | 0 | 0 | 0 | 5507 | - | 0 | 500 | - | 0 | 0 | - | 500 | 415.6896 | - | 5507 | - | 0 | 0 | - | 0 | 0 | - | 0 | 0 | -
5508 | 0 | 0 | 0 | 0 | 0 | 0 | 279.1168 | 0 | 164.1969 | 0 | 5508 | 0 | 0 | 0 | 0 | 0 | 0 | 0 | 0 | 0 | 0 | 5508 | - | 0 | 500 | - | 0 | 0 | - | 500 | 161.973 | - | 5508 | - | 0 | 0 | - | 0 | 0 | - | 0 | 0 | -
5509 | 0 | 0 | 0 | 0 | 0 | 0 | 0 | 0 | 0 | 0 | 5509 | 0 | 0 | 0 | 0 | 0 | 0 | 0 | 0 | 0 | 0 | 5509 | - | 500 | 500 | - | 0 | 0 | - | 500 | 474.0343 | - | 5509 | - | 0 | 0 | - | 0 | 0 | - | 0 | 0 | -
5510 | 0 | 0 | 0 | 0 | 0 | 176.8757 | 0 | 0 | 0 | 0 | 5510 | 0 | 0 | 0 | 0 | 0 | 0 | 0 | 0 | 0 | 0 | 5510 | - | 0 | 0 | - | 0 | 0 | - | 500 | 151.0253 | - | 5510 | - | 0 | 0 | - | 0 | 0 | - | 0 | 0 | -
5511 | 0 | 0 | 0 | 0 | 0 | 0 | 0 | 0 | 0 | 0 | 5511 | 0 | 0 | 0 | 0 | 0 | 0 | 0 | 0 | 0 | 0 | 5511 | - | 0 | 500 | - | 0 | 500 | - | 0 | 0 | - | 5511 | - | 0 | 0 | - | 0 | 0 | - | 0 | 0 | -
5512 | 0 | 0 | 0 | 0 | 0 | 0 | 0 | 0 | 0 | 0 | 5512 | 0 | 0 | 0 | 0 | 0 | 0 | 0 | 0 | 0 | 0 | 5512 | - | 0 | 0 | - | 0 | 500 | - | 0 | 0 | - | 5512 | - | 0 | 0 | - | 0 | 0 | - | 0 | 0 | -
5513 | 0 | 154.8649 | 0 | 0 | 0 | 0 | 0 | 0 | 0 | 0 | 5513 | 0 | 0 | 0 | 0 | 0 | 0 | 0 | 0 | 0 | 0 | 5513 | - | 0 | 0 | - | 0 | 0 | - | 0 | 0 | - | 5513 | - | 0 | 0 | - | 0 | 0 | - | 0 | 0 | -
5514 | 0 | 0 | 0 | 0 | 0 | 74.5603 | 0 | 0 | 0 | 0 | 5514 | 0 | 0 | 0 | 0 | 0 | 0 | 0 | 0 | 0 | 0 | 5514 | - | 0 | 0 | - | 0 | 500 | - | 0 | 0 | - | 5514 | - | 0 | 0 | - | 0 | 0 | - | 0 | 0 | -
5515 | 0 | 506.6109 | 0 | 0 | 0 | 127.8127 | 0 | 0 | 0 | 0 | 5515 | 0 | 0 | 0 | 0 | 0 | 0 | 0 | 0 | 0 | 0 | 5515 | - | 0 | 0 | - | 0 | 500 | - | 0 | 0 | - | 5515 | - | 0 | 0 | - | 0 | 0 | - | 0 | 0 | -
5516 | 0 | 965.5026 | 0 | 0 | 0 | 0 | 0 | 0 | 0 | 0 | 5516 | 0 | 0 | 0 | 0 | 0 | 0 | 0 | 0 | 0 | 0 | 5516 | - | 0 | 0 | - | 0 | 0 | - | 0 | 0 | - | 5516 | - | 0 | 0 | - | 0 | 0 | - | 0 | 0 | -
5517 | 0 | 0 | 0 | 0 | 0 | 0 | 0 | 0 | 0 | 0 | 5517 | 0 | 0 | 0 | 0 | 0 | 0 | 0 | 0 | 0 | 0 | 5517 | - | 0 | 0 | - | 500 | 0 | - | 0 | 0 | - | 5517 | - | 0 | 0 | - | 0 | 0 | - | 0 | 0 | -
5518 | 0 | 0 | 0 | 0 | 0 | 0 | 0 | 0 | 0 | 0 | 5518 | 0 | 0 | 0 | 0 | 0 | 0 | 0 | 0 | 0 | 0 | 5518 | - | 0 | 500 | - | 0 | 500 | - | 0 | 0 | - | 5518 | - | 0 | 0 | - | 0 | 0 | - | 0 | 0 | -
5519 | 0 | 0 | 0 | 0 | 0 | 0 | 0 | 0 | 0 | 0 | 5519 | 0 | 0 | 0 | 0 | 0 | 0 | 0 | 0 | 0 | 0 | 5519 | - | 0 | 500 | - | 500 | 500 | - | 0 | 0 | - | 5519 | - | 0 | 0 | - | 0 | 0 | - | 0 | 0 | -
5520 | 0 | 0 | 233.1 | 0 | 0 | 0 | 0 | 0 | 0 | 0 | 5520 | 0 | 0 | 0 | 0 | 0 | 0 | 0 | 0 | 0 | 0 | 5520 | - | 0 | 0 | - | 500 | 0 | - | 0 | 0 | - | 5520 | - | 0 | 0 | - | 0 | 0 | - | 0 | 0 | -
5521 | 0 | 0 | 0 | 0 | 0 | 0 | 0 | 0 | 0 | 0 | 5521 | 0 | 0 | 0 | 0 | 0 | 0 | 0 | 0 | 0 | 0 | 5521 | - | 0 | 0 | - | 500 | 500 | - | 0 | 0 | - | 5521 | - | 0 | 0 | - | 0 | 0 | - | 0 | 0 | -
5522 | 0 | 0 | 0 | 0 | 0 | 0 | 0 | 0 | 0 | 0 | 5522 | 0 | 0 | 0 | 0 | 0 | 0 | 0 | 0 | 0 | 0 | 5522 | - | 500 | 0 | - | 500 | 500 | - | 0 | 0 | - | 5522 | - | 0 | 0 | - | 0 | 0 | - | 0 | 0 | -
5523 | 0 | 0 | 0 | 0 | 0 | 0 | 0 | 0 | 0 | 0 | 5523 | 0 | 0 | 0 | 0 | 0 | 0 | 0 | 0 | 0 | 0 | 5523 | - | 500 | 0 | - | 500 | 0 | - | 0 | 0 | - | 5523 | - | 0 | 0 | - | 0 | 0 | - | 0 | 0 | -
5524 | 0 | 0 | 0 | 0 | 0 | 0 | 0 | 0 | 0 | 0 | 5524 | 0 | 0 | 0 | 0 | 0 | 0 | 0 | 0 | 0 | 0 | 5524 | - | 0 | 500 | - | 500 | 0 | - | 0 | 0 | - | 5524 | - | 0 | 0 | - | 0 | 0 | - | 0 | 0 | -
5525 | 0 | 0 | 0 | 0 | 0 | 0 | 0 | 0 | 0 | 0 | 5525 | 0 | 0 | 0 | 0 | 0 | 0 | 0 | 0 | 0 | 0 | 5525 | - | 0 | 0 | - | 0 | 0 | - | 0 | 0 | - | 5525 | - | 0 | 0 | - | 0 | 0 | - | 0 | 0 | -
5526 | 0 | 0 | 0 | 0 | 0 | 0 | 0 | 0 | 0 | 0 | 5526 | 0 | 0 | 0 | 0 | 0 | 0 | 0 | 0 | 0 | 0 | 5526 | - | 254.1919 | 0 | - | 0 | 500 | - | 0 | 0 | - | 5526 | - | 0 | 0 | - | 0 | 0 | - | 0 | 0 | -
5527 | 0 | 0 | 0 | 0 | 0 | 0 | 0 | 0 | 0 | 0 | 5527 | 0 | 0 | 0 | 0 | 0 | 0 | 0 | 0 | 0 | 0 | 5527 | - | 0 | 0 | - | 0 | 0 | - | 0 | 0 | - | 5527 | - | 0 | 0 | - | 0 | 0 | - | 0 | 0 | -
5528 | 0 | 0 | 0 | 0 | 90.837 | 0 | 0 | 0 | 0 | 0 | 5528 | 0 | 0 | 0 | 0 | 0 | 0 | 0 | 0 | 0 | 0 | 5528 | - | 0 | 0 | - | 0 | 500 | - | 0 | 0 | - | 5528 | - | 0 | 0 | - | 0 | 0 | - | 0 | 0 | -
5529 | 0 | 0 | 0 | 0 | 536.1414 | 0 | 0 | 0 | 0 | 0 | 5529 | 0 | 0 | 0 | 0 | 0 | 0 | 0 | 0 | 0 | 0 | 5529 | - | 0 | 0 | - | 500 | 0 | - | 0 | 0 | - | 5529 | - | 0 | 0 | - | 0 | 0 | - | 0 | 0 | -
5530 | 0 | 0 | 0 | 0 | 1000 | 0 | 0 | 0 | 0 | 0 | 5530 | 0 | 0 | 0 | 0 | 0 | 0 | 0 | 0 | 0 | 0 | 5530 | - | 500 | 0 | - | 0 | 500 | - | 500 | 334.7844 | - | 5530 | - | 0 | 0 | - | 0 | 0 | - | 0 | 0 | -
5531 | 0 | 0 | 0 | 0 | 0 | 0 | 0 | 0 | 0 | 0 | 5531 | 0 | 0 | 0 | 0 | 0 | 0 | 0 | 0 | 0 | 0 | 5531 | - | 0 | 0 | - | 0 | 0 | - | 500 | 182.4233 | - | 5531 | - | 0 | 0 | - | 0 | 0 | - | 0 | 0 | -
5532 | 1132.4226 | 0 | 0 | 0 | 0 | 0 | 0 | 0 | 0 | 1132.4226 | 5532 | 0 | 0 | 0 | 0 | 0 | 0 | 0 | 0 | 0 | 1132.4226 | 5532 | - | 500 | 500 | - | 0 | 0 | - | 149.7977 | 132.5585 | - | 5532 | - | 0 | 0 | - | 0 | 0 | - | 0 | 0 | -
5533 | 0 | 0 | 0 | 1500 | 0 | 0 | 0 | 0 | 0 | 0 | 5533 | 0 | 0 | 0 | 0 | 0 | 0 | 0 | 0 | 0 | 0 | 5533 | - | 500 | 0 | - | 0 | 0 | - | 0 | 0 | - | 5533 | - | 0 | 0 | - | 0 | 0 | - | 0 | 0 | -
5534 | 1308.045 | 0 | 0 | 940.4677 | 0 | 0 | 0 | 136.7943 | 0 | 1308.045 | 5534 | 0 | 0 | 0 | 0 | 0 | 0 | 0 | 0 | 0 | 1308.045 | 5534 | - | 500 | 0 | - | 0 | 0 | - | 0 | 0 | - | 5534 | - | 0 | 0 | - | 0 | 0 | - | 0 | 0 | -
5535 | 0 | 0 | 0 | 0 | 0 | 0 | 0 | 0 | 0 | 0 | 5535 | 0 | 0 | 0 | 0 | 0 | 0 | 0 | 0 | 0 | 0 | 5535 | - | 500 | 0 | - | 0 | 0 | - | 0 | 0 | - | 5535 | - | 0 | 0 | - | 0 | 0 | - | 0 | 0 | -
5536 | 0 | 0 | 0 | 0 | 0 | 0 | 0 | 0 | 0 | 0 | 5536 | 0 | 0 | 0 | 0 | 0 | 0 | 0 | 0 | 0 | 0 | 5536 | - | 0 | 0 | - | 0 | 115.3156 | - | 0 | 0 | - | 5536 | - | 271.0922 | 271.0922 | - | 0 | 0 | - | 0 | 0 | -
5537 | 0 | 0 | 0 | 0 | 0 | 0 | 0 | 0 | 0 | 0 | 5537 | 0 | 0 | 0 | 0 | 0 | 0 | 0 | 0 | 0 | 0 | 5537 | - | 0 | 0 | - | 0 | 0 | - | 0 | 0 | - | 5537 | - | 500 | 500 | - | 500 | 500 | - | 0 | 0 | -
5538 | 0 | 0 | 0 | 0 | 0 | 0 | 0 | 0 | 0 | 0 | 5538 | 1037.1988 | 691.4658 | 161.1807 | 1037.1988 | 691.4658 | 161.1807 | 0 | 0 | 0 | 0 | 5538 | - | 0 | 0 | - | 0 | 0 | - | 0 | 0 | - | 5538 | - | 500 | 500 | - | 500 | 500 | - | 168.2435 | 168.2435 | -
5539 | 0 | 0 | 0 | 0 | 0 | 0 | 0 | 0 | 0 | 0 | 5539 | 0 | 0 | 0 | 0 | 0 | 0 | 0 | 0 | 0 | 0 | 5539 | - | 0 | 0 | - | 0 | 0 | - | 0 | 0 | - | 5539 | - | 500 | 500 | - | 500 | 500 | - | 252.2722 | 252.2722 | -
5540 | 0 | 0 | 0 | 0 | 0 | 0 | 0 | 0 | 0 | 0 | 5540 | 0 | 0 | 0 | 0 | 0 | 0 | 0 | 0 | 0 | 0 | 5540 | - | 0 | 0 | - | 0 | 0 | - | 0 | 0 | - | 5540 | - | 500 | 500 | - | 500 | 500 | - | 0 | 0 | -
5541 | 0 | 0 | 0 | 0 | 0 | 0 | 0 | 0 | 0 | 0 | 5541 | 0 | 0 | 0 | 0 | 0 | 0 | 0 | 0 | 0 | 0 | 5541 | - | 0 | 0 | - | 0 | 0 | - | 165.1568 | 0 | - | 5541 | - | 428.9078 | 428.9078 | - | 500 | 500 | - | 0 | 0 | -
5542 | 0 | 0 | 0 | 0 | 0 | 0 | 0 | 0 | 0 | 0 | 5542 | 0 | 0 | 0 | 0 | 0 | 0 | 0 | 0 | 0 | 0 | 5542 | - | 0 | 0 | - | 0 | 0 | - | 0 | 0 | - | 5542 | - | 0 | 0 | - | 0 | 0 | - | 0 | 0 | -
5543 | 0 | 0 | 0 | 0 | 0 | 0 | 0 | 0 | 0 | 0 | 5543 | 0 | 0 | 0 | 0 | 0 | 0 | 0 | 0 | 0 | 0 | 5543 | - | 0 | 0 | - | 0 | 0 | - | 0 | 0 | - | 5543 | - | 0 | 0 | - | 155.0769 | 0 | - | 0 | 0 | -
5544 | 0 | 0 | 0 | 0 | 0 | 0 | 0 | 0 | 0 | 0 | 5544 | 0 | 0 | 0 | 0 | 0 | 0 | 0 | 0 | 0 | 0 | 5544 | - | 0 | 0 | - | 0 | 0 | - | 0 | 0 | - | 5544 | - | 0 | 0 | - | 44.9231 | 200 | - | 0 | 0 | -
5545 | 0 | 0 | 0 | 0 | 0 | 0 | 0 | 0 | 189.6243 | 0 | 5545 | 0 | 0 | 0 | 0 | 0 | 0 | 0 | 0 | 0 | 0 | 5545 | - | 0 | 0 | - | 0 | 0 | - | 0 | 500 | - | 5545 | - | 0 | 0 | - | 0 | 0 | - | 0 | 0 | -
5546 | 0 | 0 | 0 | 0 | 0 | 0 | 0 | 0 | 0 | 0 | 5546 | 0 | 0 | 0 | 211.3914 | 0 | 161.1807 | 0 | 0 | 0 | 0 | 5546 | - | 0 | 0 | - | 0 | 0 | - | 0 | 0 | - | 5546 | - | 0 | 0 | - | 0 | 0 | - | 0 | 0 | -
5547 | 0 | 0 | 0 | 0 | 0 | 0 | 0 | 0 | 0 | 0 | 5547 | 0 | 0 | 0 | 370.8483 | 0 | 0 | 0 | 0 | 0 | 0 | 5547 | - | 0 | 0 | - | 0 | 0 | - | 0 | 0 | - | 5547 | - | 0 | 0 | - | 0 | 0 | - | 0 | 0 | -
5548 | 0 | 0 | 0 | 0 | 0 | 0 | 0 | 0 | 0 | 0 | 5548 | 0 | 0 | 0 | 135.7164 | 0 | 0 | 0 | 0 | 0 | 0 | 5548 | - | 0 | 0 | - | 0 | 0 | - | 0 | 0 | - | 5548 | - | 0 | 0 | - | 0 | 0 | - | 0 | 0 | -
5549 | 0 | 0 | 0 | 0 | 0 | 0 | 0 | 0 | 0 | 0 | 5549 | 0 | 0 | 0 | 0 | 0 | 0 | 0 | 0 | 0 | 0 | 5549 | - | 0 | 0 | - | 0 | 0 | - | 0 | 0 | - | 5549 | - | 0 | 0 | - | 0 | 0 | - | 0 | 0 | -
5550 | 0 | 0 | 0 | 0 | 0 | 0 | 0 | 0 | 0 | 0 | 5550 | 0 | 0 | 0 | 0 | 0 | 0 | 0 | 0 | 0 | 0 | 5550 | - | 0 | 0 | - | 0 | 0 | - | 500 | 500 | - | 5550 | - | 0 | 0 | - | 0 | 0 | - | 0 | 0 | -
5551 | 0 | 0 | 0 | 0 | 0 | 0 | 0 | 0 | 0 | 0 | 5551 | 0 | 0 | 0 | 0 | 0 | 0 | 0 | 0 | 0 | 0 | 5551 | - | 96.4446 | 96.4446 | - | 0 | 0 | - | 500 | 500 | - | 5551 | - | 0 | 0 | - | 0 | 0 | - | 0 | 0 | -
5552 | 0 | 0 | 0 | 0 | 0 | 0 | 0 | 0 | 0 | 0 | 5552 | 0 | 0 | 0 | 0 | 0 | 0 | 0 | 0 | 0 | 0 | 5552 | - | 19.2208 | 19.2208 | - | 449.987 | 449.987 | - | 500 | 0 | - | 5552 | - | 0 | 0 | - | 0 | 0 | - | 0 | 0 | -
5553 | 0 | 0 | 0 | 0 | 0 | 0 | 0 | 616.0307 | 0 | 0 | 5553 | 0 | 0 | 0 | 0 | 0 | 0 | 0 | 0 | 0 | 0 | 5553 | - | 500 | 500 | - | 500 | 500 | - | 0 | 500 | - | 5553 | - | 0 | 0 | - | 0 | 0 | - | 0 | 0 | -
5554 | 0 | 0 | 0 | 0 | 212.8923 | 0 | 0 | 0 | 0 | 0 | 5554 | 0 | 0 | 0 | 0 | 0 | 0 | 0 | 0 | 0 | 0 | 5554 | - | 500 | 500 | - | 500 | 500 | - | 276.1547 | 0 | - | 5554 | - | 0 | 0 | - | 0 | 0 | - | 0 | 0 | -
5555 | 0 | 0 | 0 | 243.5108 | 162.5661 | 0 | 1220.2338 | 0 | 0 | 0 | 5555 | 0 | 0 | 0 | 0 | 0 | 0 | 0 | 0 | 0 | 0 | 5555 | - | 500 | 500 | - | 500 | 500 | - | 0 | 0 | - | 5555 | - | 0 | 0 | - | 0 | 0 | - | 0 | 0 | -
5556 | 356.0018 | 429.1515 | 0 | 757.3729 | 257.3729 | 233.1 | 0 | 0 | 0 | 356.0018 | 5556 | 0 | 0 | 0 | 0 | 0 | 0 | 0 | 0 | 0 | 356.0018 | 5556 | - | 500 | 500 | - | 500 | 500 | - | 500 | 500 | - | 5556 | - | 0 | 0 | - | 0 | 0 | - | 0 | 0 | -
5557 | 864.2321 | 364.2321 | 189.6243 | 680.658 | 180.658 | 146.1487 | 0 | 0 | 0 | 864.2321 | 5557 | 0 | 0 | 0 | 0 | 0 | 0 | 0 | 0 | 0 | 864.2321 | 5557 | - | 500 | 500 | - | 500 | 500 | - | 0 | 284.7619 | - | 5557 | - | 0 | 0 | - | 0 | 0 | - | 0 | 0 | -
5558 | 0 | 20.1057 | 0 | 383.3464 | 0 | 0 | 0 | 0 | 0 | 0 | 5558 | 0 | 0 | 0 | 0 | 0 | 0 | 0 | 0 | 0 | 0 | 5558 | - | 500 | 500 | - | 383.3464 | 383.3464 | - | 500 | 0 | - | 5558 | - | 0 | 0 | - | 0 | 0 | - | 0 | 0 | -
5559 | 0 | 0 | 0 | 0 | 0 | 0 | 0 | 0 | 0 | 0 | 5559 | 0 | 0 | 0 | 0 | 0 | 0 | 0 | 0 | 0 | 0 | 5559 | - | 217.6679 | 217.6679 | - | 0 | 0 | - | 500 | 500 | - | 5559 | - | 0 | 0 | - | 0 | 0 | - | 0 | 0 | -
5560 | 0 | 0 | 0 | 0 | 0 | 0 | 0 | 0 | 0 | 0 | 5560 | 0 | 0 | 0 | 0 | 0 | 0 | 0 | 0 | 0 | 0 | 5560 | - | 0 | 0 | - | 0 | 0 | - | 0 | 48.5714 | - | 5560 | - | 64.519 | 64.519 | - | 253.9579 | 253.9579 | - | 0 | 0 | -
5561 | 0 | 0 | 0 | 0 | 0 | 0 | 0 | 0 | 0 | 0 | 5561 | 173.0979 | 16.5829 | 0 | 401.7206 | 225.941 | 0 | 407.4979 | 66.3495 | 8.8529 | 0 | 5561 | - | 0 | 0 | - | 0 | 0 | - | 0 | 0 | - | 5561 | - | 500 | 500 | - | 500 | 500 | - | 500 | 500 | -
5562 | 0 | 0 | 0 | 0 | 0 | 0 | 0 | 0 | 0 | 0 | 5562 | 439.2514 | 89.2514 | 0 | 677.5008 | 277.1791 | 0 | 534.414 | 193.2656 | 113.8398 | 0 | 5562 | - | 0 | 0 | - | 0 | 0 | - | 0 | 0 | - | 5562 | - | 500 | 500 | - | 500 | 500 | - | 500 | 500 | -
5563 | 0 | 0 | 0 | 0 | 0 | 0 | 0 | 0 | 0 | 0 | 5563 | 423.67 | 73.67 | 0 | 449.1431 | 262.6939 | 154.5001 | 526.3104 | 185.162 | 105.7362 | 0 | 5563 | - | 0 | 0 | - | 0 | 0 | - | 0 | 0 | - | 5563 | - | 500 | 500 | - | 500 | 500 | - | 500 | 500 | -
5564 | 0 | 0 | 0 | 0 | 0 | 0 | 0 | 0 | 0 | 0 | 5564 | 404.726 | 54.726 | 0 | 480.508 | 247.2871 | 167.8613 | 416.4482 | 173.3583 | 93.9325 | 0 | 5564 | - | 0 | 0 | - | 0 | 0 | - | 0 | 0 | - | 5564 | - | 500 | 500 | - | 500 | 500 | - | 500 | 500 | -
5565 | 0 | 0 | 0 | 0 | 0 | 0 | 0 | 0 | 0 | 0 | 5565 | 301.0625 | 0 | 233.1 | 65.525 | 166.6647 | 0 | 189.727 | 64.0249 | 0 | 0 | 5565 | - | 0 | 0 | - | 0 | 0 | - | 0 | 0 | - | 5565 | - | 451.0625 | 217.9625 | - | 500 | 500 | - | 500 | 500 | -
5566 | 0 | 0 | 0 | 0 | 0 | 0 | 0 | 0 | 0 | 0 | 5566 | 219.0201 | 117.9903 | 89.2614 | 0 | 59.8175 | 0 | 0 | 0 | 0 | 0 | 5566 | - | 0 | 0 | - | 0 | 0 | - | 0 | 0 | - | 5566 | - | 251.0298 | 279.7587 | - | 500 | 500 | - | 186.9215 | 186.9215 | -
5567 | 0 | 0 | 0 | 0 | 0 | 0 | 0 | 0 | 0 | 0 | 5567 | 113.5696 | 432.5747 | 0 | 0 | 143.3484 | 0 | 0 | 0 | 0 | 0 | 5567 | - | 0 | 0 | - | 0 | 0 | - | 0 | 0 | - | 5567 | - | 0 | 432.5747 | - | 500 | 500 | - | 85.9027 | 85.9027 | -
5568 | 0 | 0 | 0 | 0 | 0 | 0 | 0 | 0 | 0 | 0 | 5568 | 0 | 0 | 0 | 0 | 0 | 0 | 0 | 0 | 0 | 0 | 5568 | - | 0 | 0 | - | 0 | 0 | - | 0 | 0 | - | 5568 | - | 399.3268 | 399.3268 | - | 500 | 500 | - | 0 | 0 | -
5569 | 0 | 0 | 0 | 0 | 0 | 0 | 0 | 0 | 0 | 0 | 5569 | 0 | 0 | 0 | 0 | 0 | 0 | 0 | 0 | 0 | 0 | 5569 | - | 0 | 0 | - | 0 | 0 | - | 0 | 0 | - | 5569 | - | 352.8193 | 352.8193 | - | 255.1946 | 218.4573 | - | 500 | 500 | -
5570 | 0 | 0 | 0 | 0 | 0 | 0 | 0 | 0 | 0 | 0 | 5570 | 0 | 0 | 0 | 0 | 0 | 0 | 0 | 0 | 0 | 0 | 5570 | - | 0 | 0 | - | 0 | 0 | - | 0 | 0 | - | 5570 | - | 407.034 | 273.4527 | - | 145.7425 | 105.0735 | - | 500 | 500 | -
5571 | 0 | 0 | 0 | 0 | 0 | 0 | 0 | 0 | 0 | 0 | 5571 | 0 | 45.9022 | 0 | 0 | 0 | 0 | 0 | 0 | 0 | 0 | 5571 | - | 0 | 0 | - | 0 | 0 | - | 0 | 0 | - | 5571 | - | 500 | 500 | - | 342.5878 | 269.1132 | - | 500 | 500 | -
5572 | 0 | 0 | 0 | 0 | 0 | 0 | 0 | 0 | 0 | 0 | 5572 | 0 | 0 | 0 | 0 | 0 | 0 | 0 | 0 | 0 | 0 | 5572 | - | 0 | 0 | - | 0 | 0 | - | 0 | 0 | - | 5572 | - | 474.2088 | 324.2088 | - | 212.7807 | 212.7807 | - | 500 | 500 | -
5573 | 0 | 0 | 0 | 0 | 0 | 0 | 0 | 0 | 0 | 0 | 5573 | 0 | 51.8229 | 0 | 0 | 0 | 0 | 0 | 0 | 0 | 0 | 5573 | - | 0 | 0 | - | 0 | 0 | - | 0 | 0 | - | 5573 | - | 500 | 500 | - | 189.7365 | 170.6761 | - | 500 | 500 | -
5574 | 0 | 0 | 0 | 0 | 0 | 0 | 0 | 0 | 0 | 0 | 5574 | 0 | 323.2108 | 0 | 0 | 0 | 0 | 0 | 0 | 0 | 0 | 5574 | - | 0 | 0 | - | 0 | 0 | - | 0 | 0 | - | 5574 | - | 0 | 55.3776 | - | 0 | 0 | - | 0 | 0 | -
5575 | 0 | 0 | 0 | 0 | 0 | 0 | 0 | 0 | 0 | 0 | 5575 | 0 | 0 | 0 | 0 | 0 | 0 | 0 | 0 | 0 | 0 | 5575 | - | 0 | 0 | - | 0 | 0 | - | 0 | 0 | - | 5575 | - | 0 | 0 | - | 0 | 0 | - | 0 | 0 | -
5576 | 0 | 0 | 0 | 0 | 0 | 0 | 0 | 0 | 0 | 0 | 5576 | 0 | 0 | 0 | 0 | 0 | 0 | 0 | 0 | 0 | 0 | 5576 | - | 0 | 0 | - | 0 | 0 | - | 16.575 | 0 | - | 5576 | - | 0 | 0 | - | 0 | 0 | - | 0 | 0 | -
5577 | 0 | 0 | 0 | 0 | 0 | 0 | 0 | 0 | 0 | 0 | 5577 | 0 | 0 | 0 | 0 | 0 | 0 | 0 | 0 | 0 | 0 | 5577 | - | 90.7211 | 90.7211 | - | 0 | 0 | - | 0 | 120.9118 | - | 5577 | - | 0 | 0 | - | 0 | 0 | - | 0 | 0 | -
5578 | 600.4778 | 0 | 0 | 448.9804 | 0 | 0 | 0 | 0 | 0 | 600.4778 | 5578 | 0 | 0 | 0 | 0 | 0 | 0 | 0 | 0 | 0 | 600.4778 | 5578 | - | 500 | 500 | - | 500 | 500 | - | 500 | 71.2404 | - | 5578 | - | 0 | 0 | - | 0 | 0 | - | 0 | 0 | -
5579 | 0 | 0 | 0 | 1184.0162 | 654.1638 | 233.1 | 0 | 0 | 0 | 0 | 5579 | 0 | 0 | 0 | 0 | 0 | 0 | 0 | 0 | 0 | 0 | 5579 | - | 500 | 500 | - | 500 | 500 | - | 500 | 178.7619 | - | 5579 | - | 0 | 0 | - | 0 | 0 | - | 0 | 0 | -
5580 | 0 | 0 | 0 | 214.7953 | 0 | 0 | 0 | 0 | 0 | 0 | 5580 | 0 | 0 | 0 | 0 | 0 | 0 | 0 | 0 | 0 | 0 | 5580 | - | 0 | 351.1634 | - | 214.7953 | 214.7953 | - | 0 | 500 | - | 5580 | - | 0 | 0 | - | 0 | 0 | - | 0 | 0 | -
5581 | 266.1191 | 0 | 0 | 364.5885 | 0 | 0 | 0 | 0 | 0 | 266.1191 | 5581 | 0 | 0 | 0 | 0 | 0 | 0 | 0 | 0 | 0 | 266.1191 | 5581 | - | 217.1789 | 425.189 | - | 364.5885 | 364.5885 | - | 0 | 500 | - | 5581 | - | 0 | 0 | - | 0 | 0 | - | 0 | 0 | -
5582 | 0 | 0 | 0 | 150.8869 | 0 | 0 | 0 | 0 | 0 | 0 | 5582 | 0 | 0 | 0 | 0 | 0 | 0 | 0 | 0 | 0 | 0 | 5582 | - | 169.9271 | 0 | - | 150.8869 | 150.8869 | - | 500 | 344.6493 | - | 5582 | - | 0 | 0 | - | 0 | 0 | - | 0 | 0 | -
5583 | 0 | 0 | 0 | 0 | 0 | 0 | 0 | 0 | 0 | 0 | 5583 | 0 | 0 | 0 | 0 | 0 | 0 | 0 | 0 | 0 | 0 | 5583 | - | 0 | 0 | - | 0 | 0 | - | 0 | 0 | - | 5583 | - | 0 | 0 | - | 0 | 0 | - | 0 | 0 | -
5584 | 0 | 0 | 0 | 0 | 0 | 0 | 0 | 0 | 0 | 0 | 5584 | 0 | 0 | 0 | 0 | 0 | 0 | 0 | 0 | 0 | 0 | 5584 | - | 0 | 0 | - | 0 | 0 | - | 0 | 0 | - | 5584 | - | 0 | 0 | - | 0 | 0 | - | 0 | 0 | -
5585 | 0 | 0 | 0 | 0 | 0 | 0 | 0 | 0 | 0 | 0 | 5585 | 62.5322 | 62.5322 | 0 | 162.4678 | 202.1807 | 21.3344 | 0 | 0 | 0 | 0 | 5585 | - | 0 | 0 | - | 0 | 0 | - | 0 | 0 | - | 5585 | - | 0 | 62.5322 | - | 0 | 141.1335 | - | 500 | 500 | -
5586 | 0 | 0 | 0 | 0 | 0 | 0 | 0 | 0 | 0 | 0 | 5586 | 109.6702 | 109.6702 | 0 | 259.9855 | 0 | 0 | 0 | 0 | 0 | 0 | 5586 | - | 0 | 0 | - | 0 | 0 | - | 0 | 0 | - | 5586 | - | 0 | 109.6702 | - | 220.2726 | 220.2726 | - | 500 | 500 | -
5587 | 0 | 0 | 0 | 0 | 0 | 0 | 0 | 0 | 0 | 0 | 5587 | 121.6626 | 4.998 | 0 | 216.0302 | 0 | 0 | 0 | 0 | 0 | 0 | 5587 | - | 0 | 0 | - | 0 | 0 | - | 0 | 0 | - | 5587 | - | 116.6646 | 121.6626 | - | 255.7431 | 216.0302 | - | 309.2869 | 309.2869 | -
5588 | 0 | 0 | 0 | 0 | 0 | 0 | 0 | 0 | 0 | 0 | 5588 | 105.4618 | 0 | 0 | 226.276 | 0 | 0 | 0 | 0 | 0 | 0 | 5588 | - | 0 | 0 | - | 0 | 0 | - | 0 | 0 | - | 5588 | - | 105.4618 | 105.4618 | - | 186.5631 | 186.5631 | - | 0 | 0 | -
5589 | 0 | 0 | 0 | 0 | 0 | 0 | 0 | 0 | 0 | 0 | 5589 | 36.0907 | 0 | 0 | 106.3183 | 0 | 106.3183 | 0 | 0 | 0 | 0 | 5589 | - | 0 | 0 | - | 0 | 0 | - | 0 | 0 | - | 5589 | - | 36.0907 | 36.0907 | - | 106.3183 | 0 | - | 0 | 0 | -
5590 | 0 | 0 | 0 | 0 | 0 | 0 | 0 | 0 | 0 | 0 | 5590 | 0 | 0 | 0 | 0 | 0 | 0 | 0 | 0 | 0 | 0 | 5590 | - | 0 | 0 | - | 0 | 0 | - | 0 | 0 | - | 5590 | - | 0 | 0 | - | 0 | 0 | - | 0 | 0 | -
5591 | 0 | 0 | 0 | 0 | 0 | 0 | 0 | 0 | 0 | 0 | 5591 | 0 | 0 | 0 | 0 | 0 | 0 | 0 | 0 | 0 | 0 | 5591 | - | 0 | 0 | - | 0 | 0 | - | 0 | 0 | - | 5591 | - | 0 | 0 | - | 0 | 0 | - | 0 | 0 | -
5592 | 0 | 0 | 0 | 0 | 0 | 0 | 0 | 0 | 0 | 0 | 5592 | 0 | 0 | 0 | 0 | 0 | 0 | 0 | 0 | 0 | 0 | 5592 | - | 0 | 0 | - | 0 | 0 | - | 0 | 0 | - | 5592 | - | 0 | 0 | - | 0 | 0 | - | 0 | 0 | -
5593 | 0 | 0 | 0 | 0 | 0 | 0 | 0 | 0 | 0 | 0 | 5593 | 0 | 0 | 0 | 0 | 0 | 0 | 0 | 0 | 0 | 0 | 5593 | - | 0 | 0 | - | 0 | 0 | - | 0 | 0 | - | 5593 | - | 0 | 0 | - | 0 | 0 | - | 0 | 0 | -
5594 | 0 | 0 | 0 | 0 | 0 | 0 | 0 | 0 | 0 | 0 | 5594 | 0 | 0 | 0 | 110.1952 | 0 | 70.4823 | 0 | 0 | 0 | 0 | 5594 | - | 0 | 0 | - | 0 | 0 | - | 0 | 0 | - | 5594 | - | 0 | 0 | - | 70.4823 | 0 | - | 0 | 0 | -
5595 | 0 | 0 | 0 | 0 | 0 | 0 | 0 | 0 | 0 | 0 | 5595 | 32.363 | 0 | 0 | 161.3632 | 0 | 0 | 0 | 0 | 0 | 0 | 5595 | - | 0 | 0 | - | 0 | 0 | - | 0 | 0 | - | 5595 | - | 32.363 | 32.363 | - | 121.6504 | 121.6504 | - | 0 | 0 | -
5596 | 0 | 0 | 0 | 0 | 0 | 0 | 0 | 0 | 0 | 0 | 5596 | 56.1841 | 0 | 0 | 134.0555 | 103.3879 | 0 | 0 | 0 | 0 | 0 | 5596 | - | 0 | 0 | - | 0 | 0 | - | 0 | 0 | - | 5596 | - | 56.1841 | 56.1841 | - | 58.8745 | 133.1512 | - | 0 | 0 | -
5597 | 0 | 0 | 0 | 0 | 0 | 0 | 0 | 0 | 0 | 0 | 5597 | 110.3007 | 0 | 0 | 210.7576 | 250.4705 | 0 | 0 | 0 | 0 | 0 | 5597 | - | 0 | 0 | - | 0 | 0 | - | 0 | 0 | - | 5597 | - | 110.3007 | 110.3007 | - | 0 | 210.7576 | - | 0 | 0 | -
5598 | 0 | 0 | 0 | 0 | 0 | 0 | 0 | 0 | 0 | 0 | 5598 | 102.3421 | 0 | 0 | 244.9747 | 0 | 0 | 0 | 0 | 0 | 0 | 5598 | - | 0 | 0 | - | 0 | 0 | - | 0 | 162.8506 | - | 5598 | - | 102.3421 | 102.3421 | - | 244.9747 | 205.2619 | - | 0 | 0 | -
5599 | 0 | 0 | 0 | 0 | 0 | 0 | 0 | 0 | 0 | 0 | 5599 | 0 | 0 | 0 | 176.3531 | 0 | 0 | 0 | 0 | 0 | 0 | 5599 | - | 0 | 0 | - | 0 | 0 | - | 262.6172 | 262.6172 | - | 5599 | - | 0 | 0 | - | 136.6402 | 136.6402 | - | 0 | 0 | -
5600 | 0 | 0 | 0 | 0 | 0 | 0 | 0 | 0 | 0 | 0 | 5600 | 0 | 0 | 0 | 0 | 0 | 0 | 0 | 0 | 0 | 0 | 5600 | - | 302.5888 | 0 | - | 0 | 0 | - | 0 | 0 | - | 5600 | - | 0 | 0 | - | 0 | 0 | - | 0 | 0 | -
5601 | 0 | 0 | 0 | 0 | 0 | 0 | 0 | 0 | 0 | 0 | 5601 | 0 | 0 | 0 | 0 | 0 | 0 | 0 | 0 | 0 | 0 | 5601 | - | 500 | 500 | - | 500 | 500 | - | 0 | 0 | - | 5601 | - | 0 | 0 | - | 0 | 0 | - | 0 | 0 | -
5602 | 0 | 0 | 0 | 0 | 0 | 233.1 | 0 | 0 | 0 | 0 | 5602 | 0 | 0 | 0 | 0 | 0 | 0 | 0 | 0 | 0 | 0 | 5602 | - | 500 | 500 | - | 500 | 500 | - | 500 | 500 | - | 5602 | - | 0 | 0 | - | 0 | 0 | - | 0 | 0 | -
5603 | 347.676 | 626.9784 | 146.1487 | 0 | 1000 | 146.1487 | 0 | 0 | 0 | 347.676 | 5603 | 0 | 0 | 0 | 0 | 0 | 0 | 0 | 0 | 0 | 347.676 | 5603 | - | 500 | 500 | - | 500 | 500 | - | 500 | 0 | - | 5603 | - | 0 | 0 | - | 0 | 0 | - | 0 | 0 | -
5604 | 1226.6342 | 1000 | 233.1 | 1500 | 626.9784 | 0 | 0 | 0 | 0 | 1226.6342 | 5604 | 0 | 0 | 0 | 0 | 0 | 0 | 0 | 0 | 0 | 1226.6342 | 5604 | - | 500 | 500 | - | 500 | 500 | - | 500 | 0 | - | 5604 | - | 0 | 0 | - | 0 | 0 | - | 0 | 0 | -
5605 | 0 | 0 | 0 | 680.9746 | 0 | 0 | 0 | 0 | 0 | 0 | 5605 | 0 | 0 | 0 | 0 | 0 | 0 | 0 | 0 | 0 | 0 | 5605 | - | 500 | 500 | - | 500 | 500 | - | 0 | 0 | - | 5605 | - | 0 | 0 | - | 0 | 0 | - | 0 | 0 | -
5606 | 0 | 0 | 0 | 157.584 | 0 | 0 | 0 | 0 | 0 | 0 | 5606 | 0 | 0 | 0 | 0 | 0 | 0 | 0 | 0 | 0 | 0 | 5606 | - | 500 | 500 | - | 157.584 | 500 | - | 0 | 0 | - | 5606 | - | 0 | 0 | - | 0 | 0 | - | 0 | 0 | -
5607 | 0 | 0 | 0 | 0 | 0 | 0 | 0 | 0 | 0 | 0 | 5607 | 0 | 0 | 0 | 0 | 0 | 0 | 0 | 0 | 0 | 0 | 5607 | - | 0 | 0 | - | 0 | 292.6614 | - | 0 | 246.2836 | - | 5607 | - | 0 | 0 | - | 0 | 0 | - | 0 | 0 | -
5608 | 0 | 0 | 0 | 0 | 0 | 0 | 0 | 0 | 0 | 0 | 5608 | 0 | 0 | 0 | 0 | 0 | 0 | 0 | 0 | 0 | 0 | 5608 | - | 0 | 209.1476 | - | 0 | 132.0553 | - | 0 | 500 | - | 5608 | - | 0 | 0 | - | 0 | 0 | - | 0 | 0 | -
5609 | 0 | 0 | 0 | 0 | 0 | 0 | 0 | 0 | 0 | 0 | 5609 | 92.9361 | 0 | 92.9361 | 171.6417 | 0 | 0 | 0 | 0 | 0 | 0 | 5609 | - | 0 | 0 | - | 0 | 0 | - | 255.3402 | 255.3402 | - | 5609 | - | 92.9361 | 0 | - | 171.6417 | 171.6417 | - | 0 | 0 | -
5610 | 0 | 0 | 0 | 0 | 0 | 0 | 0 | 0 | 0 | 0 | 5610 | 211.6908 | 0 | 129.9121 | 291.5478 | 69.6545 | 0 | 0 | 0 | 0 | 0 | 5610 | - | 0 | 0 | - | 0 | 0 | - | 0 | 0 | - | 5610 | - | 211.6908 | 81.7787 | - | 221.8933 | 291.5478 | - | 0 | 0 | -
5611 | 0 | 0 | 0 | 0 | 0 | 0 | 0 | 0 | 0 | 0 | 5611 | 250.6687 | 250.6687 | 0 | 333.0612 | 333.0612 | 0 | 0 | 0 | 0 | 0 | 5611 | - | 0 | 0 | - | 0 | 0 | - | 0 | 0 | - | 5611 | - | 0 | 250.6687 | - | 0 | 333.0612 | - | 0 | 0 | -
5612 | 0 | 0 | 0 | 0 | 0 | 0 | 0 | 0 | 0 | 0 | 5612 | 133.6796 | 0 | 0 | 196.4431 | 0 | 0 | 0 | 0 | 0 | 0 | 5612 | - | 0 | 0 | - | 0 | 0 | - | 0 | 0 | - | 5612 | - | 133.6796 | 133.6796 | - | 196.4431 | 196.4431 | - | 0 | 0 | -
5613 | 0 | 0 | 0 | 0 | 0 | 0 | 0 | 0 | 0 | 0 | 5613 | 0 | 0 | 0 | 30.0183 | 30.0183 | 0 | 0 | 0 | 0 | 0 | 5613 | - | 0 | 0 | - | 0 | 0 | - | 0 | 0 | - | 5613 | - | 0 | 0 | - | 0 | 30.0183 | - | 0 | 0 | -
5614 | 0 | 0 | 0 | 0 | 0 | 0 | 0 | 0 | 0 | 0 | 5614 | 99.5132 | 0 | 99.5132 | 152.2217 | 0 | 0 | 0 | 0 | 0 | 0 | 5614 | - | 0 | 0 | - | 0 | 0 | - | 0 | 173.8313 | - | 5614 | - | 99.5132 | 0 | - | 152.2217 | 152.2217 | - | 0 | 0 | -
5615 | 0 | 0 | 0 | 0 | 0 | 0 | 0 | 0 | 0 | 0 | 5615 | 119.8917 | 77.7813 | 0 | 179.5444 | 179.5444 | 0 | 0 | 0 | 0 | 0 | 5615 | - | 0 | 0 | - | 0 | 0 | - | 0 | 0 | - | 5615 | - | 42.1104 | 119.8917 | - | 0 | 179.5444 | - | 0 | 0 | -
5616 | 0 | 0 | 0 | 0 | 0 | 0 | 0 | 0 | 0 | 0 | 5616 | 34.0617 | 34.0617 | 0 | 108.9894 | 108.9894 | 108.9894 | 0 | 0 | 0 | 0 | 5616 | - | 0 | 0 | - | 0 | 0 | - | 0 | 232.4438 | - | 5616 | - | 0 | 34.0617 | - | 0 | 0 | - | 0 | 0 | -
5617 | 0 | 0 | 0 | 0 | 0 | 0 | 0 | 0 | 0 | 0 | 5617 | 81.0914 | 81.0914 | 0 | 162.5307 | 162.5307 | 0 | 0 | 0 | 0 | 0 | 5617 | - | 0 | 0 | - | 0 | 0 | - | 0 | 0 | - | 5617 | - | 0 | 81.0914 | - | 0 | 162.5307 | - | 0 | 0 | -
5618 | 0 | 0 | 0 | 0 | 0 | 0 | 0 | 0 | 0 | 0 | 5618 | 128.7094 | 0 | 0 | 189.6406 | 189.6406 | 41.2361 | 0 | 0 | 0 | 0 | 5618 | - | 0 | 0 | - | 0 | 0 | - | 241.6773 | 0 | - | 5618 | - | 128.7094 | 128.7094 | - | 0 | 148.4045 | - | 0 | 0 | -
5619 | 0 | 0 | 0 | 0 | 0 | 0 | 0 | 0 | 0 | 0 | 5619 | 141.5128 | 0 | 0 | 161.3933 | 0 | 161.3933 | 0 | 0 | 0 | 0 | 5619 | - | 0 | 0 | - | 0 | 0 | - | 311.0725 | 311.0725 | - | 5619 | - | 141.5128 | 141.5128 | - | 161.3933 | 0 | - | 0 | 0 | -
5620 | 0 | 0 | 0 | 0 | 0 | 0 | 0 | 0 | 0 | 0 | 5620 | 0 | 0 | 0 | 0 | 0 | 0 | 0 | 0 | 0 | 0 | 5620 | - | 0 | 0 | - | 0 | 39.406 | - | 500 | 500 | - | 5620 | - | 0 | 0 | - | 0 | 0 | - | 0 | 0 | -
5621 | 0 | 0 | 0 | 0 | 0 | 0 | 0 | 0 | 0 | 0 | 5621 | 0 | 0 | 0 | 10.7426 | 10.7426 | 10.7426 | 0 | 0 | 0 | 0 | 5621 | - | 0 | 0 | - | 0 | 0 | - | 500 | 0 | - | 5621 | - | 0 | 0 | - | 0 | 0 | - | 0 | 0 | -
5622 | 0 | 0 | 0 | 0 | 0 | 0 | 0 | 0 | 0 | 0 | 5622 | 44.4083 | 44.4083 | 0 | 0 | 0 | 0 | 0 | 0 | 0 | 0 | 5622 | - | 0 | 0 | - | 500 | 500 | - | 500 | 500 | - | 5622 | - | 0 | 44.4083 | - | 0 | 0 | - | 0 | 0 | -
5623 | 0 | 0 | 0 | 0 | 0 | 0 | 0 | 0 | 0 | 0 | 5623 | 0 | 0 | 0 | 0 | 0 | 0 | 0 | 0 | 0 | 0 | 5623 | - | 0 | 0 | - | 500 | 500 | - | 500 | 500 | - | 5623 | - | 0 | 0 | - | 0 | 0 | - | 0 | 0 | -
5624 | 0 | 0 | 0 | 734.072 | 317.7699 | 0 | 0 | 0 | 0 | 0 | 5624 | 0 | 0 | 0 | 0 | 0 | 0 | 0 | 0 | 0 | 0 | 5624 | - | 222.186 | 500 | - | 500 | 500 | - | 0 | 0 | - | 5624 | - | 0 | 0 | - | 0 | 0 | - | 0 | 0 | -
5625 | 271.6373 | 0 | 0 | 828.7393 | 150.7393 | 220.274 | 0 | 0 | 0 | 271.6373 | 5625 | 0 | 0 | 0 | 0 | 0 | 0 | 0 | 0 | 0 | 271.6373 | 5625 | - | 335.8918 | 335.8918 | - | 500 | 500 | - | 0 | 0 | - | 5625 | - | 0 | 0 | - | 0 | 0 | - | 0 | 0 | -
5626 | 766.9146 | 454.2683 | 143.6911 | 520.246 | 556.0299 | 158.9746 | 1500 | 0 | 146.1487 | 766.9146 | 5626 | 0 | 0 | 0 | 0 | 0 | 0 | 0 | 0 | 0 | 766.9146 | 5626 | - | 500 | 500 | - | 500 | 500 | - | 0 | 500 | - | 5626 | - | 0 | 0 | - | 0 | 0 | - | 0 | 0 | -
5627 | 679.3881 | 119.8628 | 105.685 | 75.8843 | 250.9689 | 0 | 940.4677 | 0 | 0 | 679.3881 | 5627 | 0 | 0 | 0 | 0 | 0 | 0 | 0 | 0 | 0 | 679.3881 | 5627 | - | 500 | 500 | - | 500 | 500 | - | 0 | 500 | - | 5627 | - | 0 | 0 | - | 0 | 0 | - | 0 | 0 | -
5628 | 451.4258 | 0 | 129.8726 | 281.526 | 0 | 0 | 0 | 0 | 0 | 451.4258 | 5628 | 0 | 0 | 0 | 0 | 0 | 0 | 0 | 0 | 0 | 451.4258 | 5628 | - | 500 | 500 | - | 500 | 500 | - | 0 | 500 | - | 5628 | - | 0 | 0 | - | 0 | 0 | - | 0 | 0 | -
5629 | 271.1019 | 0 | 0 | 0 | 0 | 0 | 0 | 0 | 0 | 271.1019 | 5629 | 0 | 0 | 0 | 0 | 0 | 0 | 0 | 0 | 0 | 271.1019 | 5629 | - | 500 | 437.171 | - | 500 | 500 | - | 0 | 0 | - | 5629 | - | 0 | 0 | - | 0 | 0 | - | 0 | 0 | -
5630 | 0 | 0 | 0 | 0 | 0 | 0 | 0 | 0 | 0 | 0 | 5630 | 0 | 0 | 0 | 0 | 0 | 0 | 0 | 0 | 0 | 0 | 5630 | - | 214.3546 | 214.3546 | - | 500 | 500 | - | 500 | 0 | - | 5630 | - | 0 | 0 | - | 0 | 0 | - | 0 | 0 | -
5631 | 0 | 0 | 0 | 0 | 0 | 0 | 0 | 0 | 0 | 0 | 5631 | 0 | 0 | 0 | 0 | 0 | 0 | 0 | 0 | 0 | 0 | 5631 | - | 0 | 216.6546 | - | 80.6615 | 0 | - | 0 | 0 | - | 5631 | - | 0 | 0 | - | 0 | 0 | - | 0 | 0 | -
5632 | 0 | 0 | 0 | 0 | 0 | 0 | 0 | 0 | 0 | 0 | 5632 | 0 | 0 | 0 | 0 | 0 | 0 | 0 | 0 | 0 | 0 | 5632 | - | 0 | 0 | - | 0 | 16.3091 | - | 500 | 0 | - | 5632 | - | 0 | 0 | - | 0 | 0 | - | 0 | 0 | -
5633 | 0 | 0 | 0 | 0 | 0 | 0 | 0 | 0 | 0 | 0 | 5633 | 102.6723 | 0 | 0 | 145.8323 | 0 | 0 | 0 | 0 | 0 | 0 | 5633 | - | 0 | 0 | - | 0 | 0 | - | 0 | 0 | - | 5633 | - | 102.6723 | 102.6723 | - | 145.8323 | 145.8323 | - | 0 | 0 | -
5634 | 0 | 0 | 0 | 0 | 0 | 0 | 0 | 0 | 0 | 0 | 5634 | 307.1909 | 0 | 0 | 343.0319 | 0 | 0 | 0 | 0 | 0 | 0 | 5634 | - | 0 | 0 | - | 0 | 0 | - | 0 | 0 | - | 5634 | - | 307.1909 | 307.1909 | - | 343.0319 | 343.0319 | - | 384.417 | 384.417 | -
5635 | 0 | 0 | 0 | 0 | 0 | 0 | 0 | 0 | 0 | 0 | 5635 | 166.3455 | 0 | 0 | 172.924 | 0 | 0 | 0 | 0 | 0 | 0 | 5635 | - | 0 | 0 | - | 0 | 0 | - | 0 | 0 | - | 5635 | - | 166.3455 | 166.3455 | - | 172.924 | 172.924 | - | 0 | 0 | -
5636 | 0 | 0 | 0 | 0 | 0 | 0 | 0 | 0 | 233.1 | 0 | 5636 | 0 | 0 | 0 | 0 | 0 | 0 | 0 | 0 | 0 | 0 | 5636 | - | 46.4018 | 0 | - | 50.2046 | 173.5976 | - | 0 | 0 | - | 5636 | - | 0 | 0 | - | 0 | 0 | - | 0 | 0 | -
5637 | 10.7561 | 0 | 0 | 303.7521 | 0 | 0 | 0 | 0 | 0 | 10.7561 | 5637 | 0 | 0 | 0 | 0 | 0 | 0 | 0 | 0 | 0 | 10.7561 | 5637 | - | 47.8425 | 0 | - | 498.1246 | 385.7258 | - | 0 | 500 | - | 5637 | - | 0 | 0 | - | 0 | 0 | - | 0 | 0 | -
5638 | 138.7686 | 0 | 0 | 312.6614 | 0 | 0 | 0 | 0 | 0 | 138.7686 | 5638 | 0 | 0 | 0 | 0 | 0 | 0 | 0 | 0 | 0 | 138.7686 | 5638 | - | 0 | 0 | - | 312.6614 | 500 | - | 500 | 0 | - | 5638 | - | 0 | 0 | - | 0 | 0 | - | 0 | 0 | -
5639 | 169.3394 | 0 | 0 | 162.1608 | 0 | 0 | 0 | 0 | 0 | 169.3394 | 5639 | 0 | 0 | 0 | 0 | 0 | 0 | 0 | 0 | 0 | 169.3394 | 5639 | - | 0 | 0 | - | 500 | 500 | - | 500 | 500 | - | 5639 | - | 0 | 0 | - | 0 | 0 | - | 0 | 0 | -
5640 | 0 | 0 | 0 | 0 | 0 | 0 | 0 | 1000 | 0 | 0 | 5640 | 0 | 0 | 0 | 0 | 0 | 0 | 0 | 0 | 0 | 0 | 5640 | - | 164.9636 | 0 | - | 0 | 0 | - | 500 | 0 | - | 5640 | - | 0 | 0 | - | 0 | 0 | - | 0 | 0 | -
5641 | 0 | 0 | 0 | 0 | 0 | 0 | 0 | 0 | 0 | 0 | 5641 | 0 | 0 | 0 | 0 | 0 | 0 | 0 | 0 | 0 | 0 | 5641 | - | 0 | 0 | - | 0 | 0 | - | 0 | 0 | - | 5641 | - | 0 | 0 | - | 0 | 0 | - | 0 | 0 | -
5642 | 0 | 0 | 0 | 0 | 0 | 0 | 0 | 0 | 0 | 0 | 5642 | 0 | 0 | 0 | 0 | 0 | 0 | 0 | 0 | 0 | 0 | 5642 | - | 0 | 0 | - | 0 | 0 | - | 0 | 0 | - | 5642 | - | 0 | 0 | - | 0 | 0 | - | 0 | 0 | -
5643 | 0 | 0 | 0 | 0 | 0 | 0 | 0 | 0 | 0 | 0 | 5643 | 0 | 0 | 0 | 0 | 0 | 0 | 0 | 0 | 0 | 0 | 5643 | - | 0 | 0 | - | 0 | 0 | - | 0 | 0 | - | 5643 | - | 0 | 0 | - | 0 | 0 | - | 500 | 500 | -
5644 | 0 | 0 | 0 | 0 | 0 | 0 | 0 | 0 | 0 | 0 | 5644 | 0 | 0 | 0 | 0 | 0 | 0 | 107.6408 | 0 | 0 | 0 | 5644 | - | 0 | 0 | - | 0 | 0 | - | 0 | 0 | - | 5644 | - | 0 | 0 | - | 178.5538 | 178.5538 | - | 500 | 500 | -
5645 | 0 | 0 | 0 | 0 | 0 | 0 | 0 | 0 | 0 | 0 | 5645 | 0 | 0 | 0 | 0 | 0 | 0 | 0 | 0 | 0 | 0 | 5645 | - | 0 | 0 | - | 0 | 0 | - | 0 | 0 | - | 5645 | - | 0 | 0 | - | 500 | 500 | - | 0 | 0 | -
5646 | 0 | 0 | 0 | 0 | 0 | 0 | 0 | 0 | 0 | 0 | 5646 | 0 | 0 | 0 | 0 | 0 | 0 | 0 | 0 | 0 | 0 | 5646 | - | 0 | 0 | - | 0 | 0 | - | 431.5741 | 431.5741 | - | 5646 | - | 0 | 0 | - | 405.212 | 405.212 | - | 0 | 0 | -
5647 | 0 | 0 | 0 | 0 | 0 | 0 | 0 | 0 | 0 | 0 | 5647 | 0 | 0 | 0 | 0 | 0 | 0 | 0 | 0 | 0 | 0 | 5647 | - | 0 | 0 | - | 0 | 0 | - | 13.5552 | 13.5552 | - | 5647 | - | 0 | 0 | - | 0 | 0 | - | 0 | 0 | -
5648 | 0 | 0 | 0 | 0 | 0 | 0 | 126.6362 | 0 | 0 | 0 | 5648 | 0 | 0 | 0 | 0 | 0 | 0 | 0 | 0 | 0 | 0 | 5648 | - | 0 | 0 | - | 0 | 0 | - | 162.8751 | 322.2976 | - | 5648 | - | 0 | 0 | - | 0 | 0 | - | 0 | 0 | -
5649 | 0 | 0 | 0 | 0 | 0 | 0 | 0 | 0 | 0 | 0 | 5649 | 0 | 0 | 0 | 0 | 0 | 0 | 0 | 0 | 0 | 0 | 5649 | - | 0 | 0 | - | 0 | 0 | - | 0 | 18.7448 | - | 5649 | - | 0 | 0 | - | 0 | 0 | - | 0 | 0 | -
5650 | 222.9056 | 0 | 0 | 0 | 0 | 0 | 0 | 0 | 0 | 222.9056 | 5650 | 0 | 0 | 0 | 0 | 0 | 0 | 0 | 0 | 0 | 222.9056 | 5650 | - | 0 | 0 | - | 0 | 0 | - | 0 | 0 | - | 5650 | - | 0 | 0 | - | 0 | 0 | - | 0 | 0 | -
5651 | 136.1228 | 0 | 0 | 0 | 0 | 0 | 0 | 0 | 0 | 136.1228 | 5651 | 0 | 0 | 0 | 0 | 0 | 0 | 0 | 0 | 0 | 136.1228 | 5651 | - | 201.0875 | 156.1228 | - | 0 | 0 | - | 0 | 0 | - | 5651 | - | 0 | 0 | - | 0 | 0 | - | 0 | 0 | -
5652 | 0 | 0 | 0 | 0 | 0 | 0 | 0 | 0 | 0 | 0 | 5652 | 0 | 0 | 0 | 0 | 0 | 0 | 0 | 0 | 0 | 0 | 5652 | - | 0 | 0 | - | 0 | 0 | - | 0 | 0 | - | 5652 | - | 0 | 0 | - | 0 | 0 | - | 0 | 0 | -
5653 | 0 | 0 | 0 | 0 | 0 | 0 | 0 | 0 | 0 | 0 | 5653 | 0 | 0 | 0 | 0 | 0 | 0 | 0 | 0 | 0 | 0 | 5653 | - | 0 | 0 | - | 0 | 0 | - | 0 | 0 | - | 5653 | - | 0 | 0 | - | 0 | 0 | - | 0 | 0 | -
5654 | 0 | 0 | 0 | 0 | 0 | 0 | 0 | 0 | 0 | 0 | 5654 | 0 | 0 | 0 | 0 | 0 | 0 | 0 | 0 | 0 | 0 | 5654 | - | 0 | 0 | - | 0 | 0 | - | 0 | 0 | - | 5654 | - | 0 | 0 | - | 0 | 0 | - | 500 | 500 | -
5655 | 0 | 0 | 0 | 0 | 0 | 0 | 0 | 0 | 0 | 0 | 5655 | 0 | 0 | 0 | 0 | 0 | 0 | 0 | 0 | 0 | 0 | 5655 | - | 0 | 0 | - | 0 | 0 | - | 0 | 0 | - | 5655 | - | 384.7832 | 384.7832 | - | 0 | 0 | - | 500 | 500 | -
5656 | 0 | 0 | 0 | 0 | 0 | 0 | 0 | 0 | 0 | 0 | 5656 | 0 | 0 | 0 | 0 | 0 | 0 | 0 | 0 | 0 | 0 | 5656 | - | 0 | 0 | - | 0 | 0 | - | 0 | 0 | - | 5656 | - | 500 | 500 | - | 500 | 500 | - | 500 | 500 | -
5657 | 0 | 0 | 0 | 0 | 0 | 0 | 0 | 0 | 0 | 0 | 5657 | 0 | 303.4015 | 0 | 0 | 0 | 0 | 0 | 0 | 0 | 0 | 5657 | - | 0 | 0 | - | 0 | 0 | - | 0 | 0 | - | 5657 | - | 500 | 500 | - | 500 | 500 | - | 500 | 500 | -
5658 | 0 | 0 | 0 | 0 | 0 | 0 | 0 | 0 | 0 | 0 | 5658 | 0 | 448.2576 | 0 | 0 | 0 | 0 | 0 | 0 | 0 | 0 | 5658 | - | 0 | 0 | - | 0 | 0 | - | 0 | 0 | - | 5658 | - | 500 | 500 | - | 500 | 500 | - | 500 | 500 | -
5659 | 0 | 0 | 0 | 0 | 0 | 0 | 0 | 0 | 0 | 0 | 5659 | 873.5947 | 373.5947 | 233.1 | 1209.583 | 663.4853 | 233.1 | 530.3283 | 226.426 | 76.426 | 0 | 5659 | - | 0 | 0 | - | 0 | 0 | - | 0 | 0 | - | 5659 | - | 500 | 500 | - | 500 | 500 | - | 500 | 500 | -
5660 | 0 | 0 | 0 | 0 | 0 | 0 | 0 | 0 | 0 | 0 | 5660 | 723.3576 | 223.3576 | 89.2614 | 752.7867 | 719.4464 | 89.2614 | 1027.7676 | 724.7873 | 233.1 | 0 | 5660 | - | 0 | 0 | - | 0 | 0 | - | 0 | 0 | - | 5660 | - | 500 | 500 | - | 500 | 500 | - | 500 | 500 | -
5661 | 0 | 0 | 0 | 0 | 0 | 0 | 0 | 0 | 0 | 0 | 5661 | 477.4452 | 34.3203 | 0 | 93.4654 | 0 | 0 | 516.3016 | 431.7184 | 12.8354 | 0 | 5661 | - | 0 | 0 | - | 0 | 0 | - | 0 | 0 | - | 5661 | - | 500 | 500 | - | 500 | 500 | - | 500 | 500 | -
5662 | 0 | 0 | 0 | 0 | 0 | 0 | 0 | 0 | 0 | 0 | 5662 | 0 | 0 | 0 | 18.5623 | 0 | 0 | 0 | 0 | 0 | 0 | 5662 | - | 0 | 0 | - | 0 | 0 | - | 0 | 0 | - | 5662 | - | 494.3047 | 494.3047 | - | 500 | 500 | - | 500 | 500 | -
5663 | 0 | 0 | 0 | 0 | 0 | 0 | 0 | 0 | 0 | 0 | 5663 | 0 | 0 | 0 | 0 | 0 | 0 | 0 | 0 | 0 | 0 | 5663 | - | 0 | 0 | - | 0 | 0 | - | 0 | 0 | - | 5663 | - | 356.9371 | 356.9371 | - | 500 | 500 | - | 335.3393 | 335.3393 | -
5664 | 0 | 0 | 0 | 0 | 0 | 0 | 0 | 0 | 0 | 0 | 5664 | 0 | 0 | 0 | 0 | 0 | 0 | 0 | 0 | 0 | 0 | 5664 | - | 0 | 0 | - | 0 | 0 | - | 0 | 0 | - | 5664 | - | 227.4088 | 227.4088 | - | 307.9546 | 307.9546 | - | 0 | 0 | -
5665 | 0 | 0 | 0 | 0 | 0 | 0 | 513.3687 | 0 | 0 | 0 | 5665 | 0 | 0 | 0 | 0 | 0 | 0 | 0 | 0 | 0 | 0 | 5665 | - | 0 | 0 | - | 0 | 0 | - | 0 | 0 | - | 5665 | - | 41.4449 | 41.4449 | - | 8.2796 | 8.2796 | - | 0 | 0 | -
5666 | 0 | 0 | 0 | 0 | 0 | 0 | 0 | 150.3738 | 0 | 0 | 5666 | 0 | 0 | 0 | 0 | 0 | 0 | 0 | 0 | 0 | 0 | 5666 | - | 0 | 0 | - | 0 | 0 | - | 0 | 448.3318 | - | 5666 | - | 0 | 0 | - | 0 | 0 | - | 0 | 0 | -
5667 | 0 | 0 | 0 | 0 | 0 | 0 | 0 | 0 | 0 | 0 | 5667 | 0 | 0 | 0 | 0 | 0 | 0 | 0 | 0 | 0 | 0 | 5667 | - | 38.6003 | 38.6003 | - | 172.0164 | 172.0164 | - | 0 | 0 | - | 5667 | - | 0 | 0 | - | 0 | 0 | - | 0 | 0 | -
5668 | 0 | 0 | 0 | 0 | 0 | 0 | 0 | 0 | 0 | 0 | 5668 | 0 | 0 | 0 | 0 | 0 | 0 | 0 | 0 | 0 | 0 | 5668 | - | 220.0358 | 220.0358 | - | 423.0805 | 423.0805 | - | 0 | 500 | - | 5668 | - | 0 | 0 | - | 0 | 0 | - | 0 | 0 | -
5669 | 0 | 0 | 0 | 0 | 0 | 0 | 236.8929 | 0 | 233.1 | 0 | 5669 | 0 | 0 | 0 | 0 | 0 | 0 | 0 | 0 | 0 | 0 | 5669 | - | 500 | 500 | - | 500 | 500 | - | 500 | 500 | - | 5669 | - | 0 | 0 | - | 0 | 0 | - | 0 | 0 | -
5670 | 0 | 0 | 0 | 0 | 0 | 0 | 1500 | 0 | 0 | 0 | 5670 | 0 | 0 | 0 | 0 | 0 | 0 | 0 | 0 | 0 | 0 | 5670 | - | 500 | 500 | - | 500 | 500 | - | 500 | 0 | - | 5670 | - | 0 | 0 | - | 0 | 0 | - | 0 | 0 | -
5671 | 0 | 0 | 0 | 0 | 0 | 0 | 0 | 0 | 0 | 0 | 5671 | 0 | 0 | 0 | 0 | 0 | 0 | 0 | 0 | 0 | 0 | 5671 | - | 500 | 500 | - | 500 | 500 | - | 500 | 0 | - | 5671 | - | 0 | 0 | - | 0 | 0 | - | 0 | 0 | -
5672 | 539.9023 | 39.9023 | 39.9023 | 0 | 0 | 233.1 | 0 | 0 | 0 | 539.9023 | 5672 | 0 | 0 | 0 | 0 | 0 | 0 | 0 | 0 | 0 | 539.9023 | 5672 | - | 500 | 500 | - | 500 | 500 | - | 500 | 500 | - | 5672 | - | 0 | 0 | - | 0 | 0 | - | 0 | 0 | -
5673 | 558.8479 | 58.8479 | 58.8479 | 0 | 151.9832 | 146.1487 | 0 | 0 | 0 | 558.8479 | 5673 | 0 | 0 | 0 | 0 | 0 | 0 | 0 | 0 | 0 | 558.8479 | 5673 | - | 500 | 500 | - | 500 | 500 | - | 500 | 0 | - | 5673 | - | 0 | 0 | - | 0 | 0 | - | 0 | 0 | -
5674 | 329.6113 | 75.2612 | 75.2612 | 0 | 567.9943 | 0 | 0 | 0 | 0 | 329.6113 | 5674 | 0 | 0 | 0 | 0 | 0 | 0 | 0 | 0 | 0 | 329.6113 | 5674 | - | 500 | 500 | - | 500 | 500 | - | 0 | 500 | - | 5674 | - | 0 | 0 | - | 0 | 0 | - | 0 | 0 | -
5675 | 547.3219 | 452.967 | 174.0618 | 0 | 541.8012 | 0 | 0 | 0 | 106.8981 | 547.3219 | 5675 | 0 | 0 | 0 | 0 | 0 | 0 | 0 | 0 | 0 | 547.3219 | 5675 | - | 500 | 500 | - | 500 | 500 | - | 0 | 0.42913 | - | 5675 | - | 0 | 0 | - | 0 | 0 | - | 0 | 0 | -
5676 | 464.7843 | 1000 | 31.1754 | 859.4402 | 365.1997 | 0 | 0 | 0 | 0 | 464.7843 | 5676 | 0 | 0 | 0 | 0 | 0 | 0 | 0 | 0 | 0 | 464.7843 | 5676 | - | 500 | 500 | - | 500 | 500 | - | 0 | 0 | - | 5676 | - | 0 | 0 | - | 0 | 0 | - | 0 | 0 | -
5677 | 0 | 0 | 0 | 585.4448 | 0 | 0 | 0 | 0 | 0 | 0 | 5677 | 0 | 0 | 0 | 0 | 0 | 0 | 0 | 0 | 0 | 0 | 5677 | - | 500 | 500 | - | 500 | 500 | - | 0 | 0 | - | 5677 | - | 0 | 0 | - | 0 | 0 | - | 0 | 0 | -
5678 | 0 | 0 | 0 | 497.3092 | 0 | 0 | 0 | 0 | 0 | 0 | 5678 | 0 | 0 | 0 | 0 | 0 | 0 | 0 | 0 | 0 | 0 | 5678 | - | 500 | 500 | - | 500 | 500 | - | 0 | 0 | - | 5678 | - | 0 | 0 | - | 0 | 0 | - | 0 | 0 | -
5679 | 0 | 0 | 0 | 498.2734 | 0 | 0 | 0 | 0 | 0 | 0 | 5679 | 0 | 0 | 0 | 0 | 0 | 0 | 0 | 0 | 0 | 0 | 5679 | - | 500 | 500 | - | 500 | 500 | - | 0 | 0 | - | 5679 | - | 0 | 0 | - | 0 | 0 | - | 0 | 0 | -
5680 | 0 | 0 | 0 | 0 | 0 | 0 | 0 | 0 | 0 | 0 | 5680 | 0 | 0 | 0 | 0 | 0 | 0 | 0 | 0 | 0 | 0 | 5680 | - | 500 | 500 | - | 500 | 500 | - | 0 | 0 | - | 5680 | - | 0 | 0 | - | 0 | 0 | - | 0 | 0 | -
5681 | 0 | 0 | 0 | 0 | 0 | 0 | 0 | 0 | 0 | 0 | 5681 | 0 | 0 | 0 | 0 | 0 | 0 | 0 | 0 | 0 | 0 | 5681 | - | 0 | 0 | - | 0 | 0 | - | 0 | 0 | - | 5681 | - | 0 | 0 | - | 0 | 0 | - | 0 | 0 | -
5682 | 0 | 0 | 0 | 0 | 0 | 0 | 0 | 0 | 0 | 0 | 5682 | 0 | 0 | 0 | 0 | 0 | 0 | 0 | 0 | 0 | 0 | 5682 | - | 0 | 0 | - | 0 | 0 | - | 0 | 0 | - | 5682 | - | 273.8068 | 74.8299 | - | 0 | 0 | - | 0 | 0 | -
5683 | 0 | 0 | 0 | 0 | 0 | 0 | 0 | 0 | 0 | 0 | 5683 | 43.6136 | 0 | 0 | 0 | 0 | 0 | 0 | 0 | 0 | 0 | 5683 | - | 0 | 0 | - | 71.5698 | 71.5698 | - | 0 | 500 | - | 5683 | - | 320.3701 | 320.3701 | - | 0 | 0 | - | 0 | 0 | -
5684 | 0 | 0 | 0 | 0 | 0 | 0 | 0 | 0 | 0 | 0 | 5684 | 350.4786 | 0 | 0 | 0 | 0 | 0 | 0 | 0 | 0 | 0 | 5684 | - | 0 | 0 | - | 0 | 0 | - | 0 | 0 | - | 5684 | - | 350.4786 | 350.4786 | - | 0 | 0 | - | 0 | 0 | -
5685 | 0 | 0 | 0 | 0 | 0 | 0 | 0 | 0 | 0 | 0 | 5685 | 185.225 | 0 | 0 | 614.8188 | 330.766 | 233.1 | 287.1401 | 0 | 0 | 0 | 5685 | - | 0 | 0 | - | 0 | 0 | - | 0 | 0 | - | 5685 | - | 360.0765 | 360.0765 | - | 500 | 500 | - | 287.1401 | 287.1401 | -
5686 | 0 | 0 | 0 | 0 | 0 | 0 | 0 | 0 | 0 | 0 | 5686 | 0 | 0 | 0 | 527.0194 | 183.2309 | 89.2614 | 592.9267 | 92.9267 | 92.9267 | 0 | 5686 | - | 0 | 0 | - | 0 | 0 | - | 0 | 0 | - | 5686 | - | 277.968 | 277.968 | - | 500 | 500 | - | 500 | 500 | -
5687 | 0 | 0 | 0 | 0 | 0 | 0 | 0 | 0 | 0 | 0 | 5687 | 10.214 | 337.603 | 0 | 197.3665 | 185.3497 | 0 | 534.891 | 34.891 | 34.891 | 0 | 5687 | - | 0 | 0 | - | 0 | 0 | - | 0 | 0 | - | 5687 | - | 0 | 337.603 | - | 500 | 500 | - | 500 | 500 | -
5688 | 0 | 0 | 0 | 0 | 0 | 0 | 0 | 0 | 0 | 0 | 5688 | 0 | 0 | 0 | 133.2844 | 132.2764 | 0 | 398.1737 | 0 | 0 | 0 | 5688 | - | 0 | 0 | - | 0 | 0 | - | 0 | 0 | - | 5688 | - | 366.8652 | 207.0541 | - | 500 | 500 | - | 398.1737 | 398.1737 | -
5689 | 0 | 0 | 0 | 0 | 0 | 0 | 0 | 0 | 0 | 0 | 5689 | 0 | 163.3835 | 0 | 414.9543 | 0 | 0 | 99.5908 | 0 | 0 | 0 | 5689 | - | 0 | 0 | - | 0 | 0 | - | 0 | 0 | - | 5689 | - | 8.1136 | 0 | - | 454.6672 | 454.6672 | - | 99.5908 | 99.5908 | -
5690 | 0 | 0 | 0 | 0 | 0 | 0 | 0 | 0 | 0 | 0 | 5690 | 0 | 158.2358 | 0 | 186.9541 | 0 | 0 | 0 | 0 | 0 | 0 | 5690 | - | 0 | 0 | - | 0 | 0 | - | 0 | 0 | - | 5690 | - | 0 | 158.2358 | - | 226.667 | 226.667 | - | 0 | 0 | -
5691 | 0 | 0 | 0 | 19.7026 | 0 | 0 | 0 | 0 | 0 | 0 | 5691 | 7.2846 | 7.2846 | 7.2846 | 0 | 0 | 0 | 0 | 0 | 0 | 0 | 5691 | - | 0 | 0 | - | 0 | 0 | - | 65.0316 | 0 | - | 5691 | - | 0 | 0 | - | 0 | 0 | - | 0 | 0 | -
5692 | 0 | 0 | 0 | 0 | 0 | 0 | 0 | 74.5017 | 0 | 0 | 5692 | 0 | 0 | 0 | 0 | 0 | 0 | 0 | 0 | 0 | 0 | 5692 | - | 0 | 0 | - | 0 | 0 | - | 0 | 0 | - | 5692 | - | 0 | 0 | - | 0 | 0 | - | 0 | 0 | -
5693 | 0 | 0 | 0 | 0 | 0 | 0 | 0 | 0 | 0 | 0 | 5693 | 0 | 0 | 0 | 0 | 0 | 0 | 0 | 0 | 0 | 0 | 5693 | - | 0 | 0 | - | 0 | 0 | - | 0 | 0 | - | 5693 | - | 0 | 0 | - | 0 | 0 | - | 0 | 0 | -
5694 | 0 | 0 | 0 | 0 | 0 | 0 | 0 | 0 | 0 | 0 | 5694 | 0 | 0 | 0 | 0 | 0 | 0 | 0 | 0 | 0 | 0 | 5694 | - | 0 | 0 | - | 0 | 0 | - | 0 | 500 | - | 5694 | - | 0 | 0 | - | 0 | 0 | - | 0 | 0 | -
5695 | 0 | 0 | 0 | 0 | 0 | 0 | 0 | 424.4368 | 0 | 0 | 5695 | 24.959 | 24.959 | 0 | 0 | 0 | 0 | 0 | 0 | 0 | 0 | 5695 | - | 0 | 0 | - | 0 | 0 | - | 0 | 0 | - | 5695 | - | 0 | 24.959 | - | 0 | 0 | - | 0 | 0 | -
5696 | 0 | 0 | 0 | 172.1833 | 0 | 0 | 0 | 0 | 0 | 0 | 5696 | 58.1962 | 0 | 0 | 0 | 0 | 0 | 0 | 0 | 0 | 0 | 5696 | - | 0 | 0 | - | 0 | 0 | - | 0 | 0 | - | 5696 | - | 58.1962 | 58.1962 | - | 0 | 0 | - | 0 | 0 | -
5697 | 0 | 0 | 0 | 0 | 0 | 0 | 0 | 0 | 0 | 0 | 5697 | 68.8587 | 0 | 0 | 0 | 0 | 0 | 0 | 0 | 0 | 0 | 5697 | - | 0 | 0 | - | 0 | 0 | - | 0 | 0 | - | 5697 | - | 68.8587 | 68.8587 | - | 0 | 0 | - | 0 | 0 | -
5698 | 0 | 0 | 0 | 143.8368 | 0 | 0 | 0 | 0 | 0 | 0 | 5698 | 50.3254 | 0 | 0 | 0 | 0 | 0 | 0 | 0 | 0 | 0 | 5698 | - | 0 | 0 | - | 0 | 0 | - | 0 | 0 | - | 5698 | - | 50.3254 | 50.3254 | - | 0 | 0 | - | 0 | 0 | -
5699 | 0 | 0 | 0 | 0 | 0 | 0 | 0 | 0 | 0 | 0 | 5699 | 238.0438 | 0 | 153.8961 | 100.9199 | 0 | 0 | 0 | 0 | 0 | 0 | 5699 | - | 0 | 0 | - | 0 | 0 | - | 0 | 0 | - | 5699 | - | 238.0438 | 84.1477 | - | 100.9199 | 100.9199 | - | 0 | 0 | -
5700 | 0 | 0 | 0 | 188.591 | 164.8907 | 0 | 0 | 0 | 0 | 0 | 5700 | 0 | 0 | 0 | 0 | 0 | 0 | 0 | 0 | 0 | 0 | 5700 | - | 0 | 0 | - | 26.709 | 0 | - | 500 | 0 | - | 5700 | - | 0 | 0 | - | 0 | 0 | - | 0 | 0 | -
5701 | 0 | 0 | 0 | 539.0707 | 0 | 189.6243 | 0 | 0 | 0 | 0 | 5701 | 0 | 0 | 0 | 0 | 0 | 0 | 0 | 0 | 0 | 0 | 5701 | - | 4.4539 | 4.4539 | - | 74.8394 | 101.5484 | - | 500 | 500 | - | 5701 | - | 0 | 0 | - | 0 | 0 | - | 0 | 0 | -
5702 | 0 | 0 | 0 | 0 | 0 | 0 | 0 | 0 | 0 | 0 | 5702 | 0 | 0 | 0 | 0 | 0 | 0 | 0 | 0 | 0 | 0 | 5702 | - | 0 | 0 | - | 0 | 0 | - | 500 | 500 | - | 5702 | - | 0 | 0 | - | 0 | 0 | - | 0 | 0 | -
5703 | 0 | 0 | 0 | 0 | 0 | 0 | 0 | 0 | 0 | 0 | 5703 | 0 | 0 | 0 | 0 | 0 | 0 | 0 | 0 | 0 | 0 | 5703 | - | 0 | 0 | - | 0 | 0 | - | 0 | 0 | - | 5703 | - | 0 | 0 | - | 0 | 0 | - | 0 | 0 | -
5704 | 0 | 0 | 0 | 0 | 0 | 0 | 0 | 0 | 0 | 0 | 5704 | 0 | 0 | 0 | 0 | 0 | 0 | 0 | 0 | 0 | 0 | 5704 | - | 0 | 0 | - | 0 | 0 | - | 0 | 0 | - | 5704 | - | 0 | 0 | - | 0 | 0 | - | 0 | 0 | -
5705 | 0 | 0 | 0 | 0 | 0 | 0 | 0 | 0 | 0 | 0 | 5705 | 0 | 0 | 0 | 0 | 0 | 0 | 0 | 0 | 0 | 0 | 5705 | - | 0 | 0 | - | 0 | 0 | - | 0 | 0 | - | 5705 | - | 0 | 0 | - | 0 | 0 | - | 0 | 0 | -
5706 | 0 | 0 | 0 | 0 | 0 | 0 | 0 | 0 | 0 | 0 | 5706 | 0 | 0 | 0 | 0 | 0 | 0 | 0 | 0 | 0 | 0 | 5706 | - | 0 | 0 | - | 0 | 0 | - | 0 | 0 | - | 5706 | - | 0 | 0 | - | 0 | 0 | - | 0 | 0 | -
5707 | 0 | 0 | 0 | 0 | 0 | 0 | 0 | 0 | 0 | 0 | 5707 | 0 | 0 | 0 | 0 | 0 | 0 | 0 | 0 | 0 | 0 | 5707 | - | 0 | 0 | - | 0 | 0 | - | 0 | 265.5414 | - | 5707 | - | 0 | 0 | - | 0 | 0 | - | 0 | 0 | -
5708 | 0 | 0 | 0 | 275.5787 | 0 | 0 | 0 | 0 | 0 | 0 | 5708 | 0 | 0 | 0 | 0 | 0 | 0 | 0 | 0 | 0 | 0 | 5708 | - | 0 | 0 | - | 0 | 0 | - | 223.5004 | 0 | - | 5708 | - | 0 | 0 | - | 0 | 0 | - | 0 | 0 | -
5709 | 0 | 0 | 0 | 0 | 0 | 0 | 0 | 314.5507 | 0 | 0 | 5709 | 0 | 0 | 0 | 0 | 0 | 0 | 0 | 0 | 0 | 0 | 5709 | - | 0 | 0 | - | 0 | 0 | - | 0 | 314.5507 | - | 5709 | - | 0 | 0 | - | 0 | 0 | - | 0 | 0 | -
5710 | 0 | 0 | 0 | 0 | 0 | 0 | 288.4546 | 0 | 0 | 0 | 5710 | 0 | 0 | 0 | 0 | 0 | 0 | 0 | 0 | 0 | 0 | 5710 | - | 0 | 0 | - | 0 | 0 | - | 341.7221 | 0 | - | 5710 | - | 0 | 0 | - | 0 | 0 | - | 0 | 0 | -
5711 | 0 | 0 | 0 | 0 | 0 | 0 | 931.7793 | 0 | 0 | 0 | 5711 | 0 | 0 | 0 | 0 | 0 | 0 | 0 | 0 | 0 | 0 | 5711 | - | 0 | 0 | - | 0 | 0 | - | 406.6651 | 500 | - | 5711 | - | 0 | 0 | - | 0 | 0 | - | 0 | 0 | -
5712 | 0 | 0 | 0 | 0 | 0 | 0 | 0 | 0 | 0 | 0 | 5712 | 0 | 0 | 0 | 0 | 0 | 0 | 0 | 0 | 0 | 0 | 5712 | - | 0 | 0 | - | 0 | 0 | - | 500 | 0 | - | 5712 | - | 0 | 0 | - | 0 | 0 | - | 0 | 0 | -
5713 | 258.3687 | 0 | 0 | 302.888 | 0 | 0 | 0 | 0 | 0 | 258.3687 | 5713 | 0 | 0 | 0 | 0 | 0 | 0 | 0 | 0 | 0 | 258.3687 | 5713 | - | 258.3687 | 258.3687 | - | 302.888 | 302.888 | - | 500 | 500 | - | 5713 | - | 0 | 0 | - | 0 | 0 | - | 0 | 0 | -
5714 | 174.8257 | 0 | 0 | 0 | 0 | 0 | 0 | 0 | 0 | 174.8257 | 5714 | 0 | 0 | 0 | 0 | 0 | 0 | 0 | 0 | 0 | 174.8257 | 5714 | - | 174.8257 | 174.8257 | - | 194.9001 | 194.9001 | - | 333.3333 | 333.3333 | - | 5714 | - | 0 | 0 | - | 0 | 0 | - | 0 | 0 | -
5715 | 0 | 0 | 0 | 0 | 0 | 0 | 0 | 0 | 0 | 0 | 5715 | 0 | 0 | 0 | 0 | 0 | 0 | 0 | 0 | 0 | 0 | 5715 | - | 108.3959 | 108.3959 | - | 0 | 0 | - | 0 | 0 | - | 5715 | - | 0 | 0 | - | 0 | 0 | - | 0 | 0 | -
5716 | 0 | 0 | 0 | 0 | 0 | 0 | 0 | 0 | 0 | 0 | 5716 | 0 | 0 | 0 | 0 | 0 | 0 | 0 | 0 | 0 | 0 | 5716 | - | 0 | 0 | - | 0 | 0 | - | 0 | 0 | - | 5716 | - | 0 | 0 | - | 0 | 0 | - | 0 | 0 | -
5717 | 0 | 0 | 0 | 0 | 0 | 0 | 0 | 0 | 0 | 0 | 5717 | 0 | 0 | 0 | 0 | 0 | 0 | 0 | 0 | 0 | 0 | 5717 | - | 0 | 0 | - | 0 | 0 | - | 0 | 0 | - | 5717 | - | 0 | 0 | - | 0 | 0 | - | 0 | 0 | -
5718 | 0 | 0 | 0 | 0 | 0 | 0 | 0 | 0 | 0 | 0 | 5718 | 0 | 0 | 0 | 0 | 0 | 0 | 0 | 0 | 0 | 0 | 5718 | - | 0 | 0 | - | 0 | 0 | - | 0 | 0 | - | 5718 | - | 0 | 0 | - | 0 | 0 | - | 0 | 0 | -
5719 | 0 | 0 | 0 | 0 | 0 | 0 | 0 | 0 | 0 | 0 | 5719 | 0 | 0 | 0 | 0 | 0 | 0 | 0 | 0 | 0 | 0 | 5719 | - | 0 | 0 | - | 0 | 0 | - | 0 | 0 | - | 5719 | - | 0 | 0 | - | 0 | 0 | - | 0 | 0 | -
5720 | 0 | 0 | 0 | 0 | 0 | 0 | 0 | 32.0302 | 0 | 0 | 5720 | 0 | 0 | 0 | 0 | 0 | 0 | 0 | 0 | 0 | 0 | 5720 | - | 0 | 0 | - | 0 | 0 | - | 500 | 500 | - | 5720 | - | 0 | 0 | - | 0 | 0 | - | 0 | 0 | -
5721 | 0 | 0 | 0 | 0 | 0 | 0 | 835.2028 | 263.6262 | 0 | 0 | 5721 | 0 | 0 | 0 | 0 | 0 | 0 | 0 | 0 | 0 | 0 | 5721 | - | 0 | 0 | - | 0 | 0 | - | 500 | 500 | - | 5721 | - | 0 | 0 | - | 0 | 0 | - | 0 | 0 | -
5722 | 0 | 0 | 0 | 0 | 0 | 0 | 385.031 | 252.8337 | 189.6243 | 0 | 5722 | 0 | 0 | 0 | 0 | 0 | 0 | 0 | 0 | 0 | 0 | 5722 | - | 0 | 0 | - | 0 | 0 | - | 500 | 500 | - | 5722 | - | 0 | 0 | - | 0 | 0 | - | 0 | 0 | -
5723 | 0 | 0 | 0 | 0 | 0 | 0 | 0 | 264.9991 | 0 | 0 | 5723 | 0 | 0 | 0 | 0 | 0 | 0 | 0 | 0 | 0 | 0 | 5723 | - | 0 | 0 | - | 0 | 0 | - | 500 | 500 | - | 5723 | - | 0 | 0 | - | 0 | 0 | - | 0 | 0 | -
5724 | 0 | 0 | 0 | 0 | 0 | 0 | 0 | 0 | 0 | 0 | 5724 | 0 | 0 | 0 | 0 | 0 | 0 | 0 | 0 | 0 | 0 | 5724 | - | 0 | 0 | - | 0 | 0 | - | 500 | 500 | - | 5724 | - | 0 | 0 | - | 0 | 0 | - | 0 | 0 | -
5725 | 0 | 0 | 0 | 0 | 0 | 0 | 0 | 0 | 0 | 0 | 5725 | 0 | 0 | 0 | 0 | 0 | 0 | 0 | 0 | 0 | 0 | 5725 | - | 0 | 0 | - | 0 | 0 | - | 0 | 0 | - | 5725 | - | 0 | 0 | - | 0 | 0 | - | 0 | 0 | -
5726 | 0 | 0 | 0 | 0 | 0 | 0 | 0 | 0 | 0 | 0 | 5726 | 0 | 0 | 0 | 0 | 0 | 0 | 0 | 0 | 0 | 0 | 5726 | - | 0 | 0 | - | 0 | 0 | - | 0 | 0 | - | 5726 | - | 0 | 0 | - | 0 | 0 | - | 0 | 0 | -
5727 | 0 | 0 | 0 | 0 | 0 | 0 | 0 | 0 | 0 | 0 | 5727 | 0 | 0 | 0 | 0 | 0 | 0 | 0 | 0 | 0 | 0 | 5727 | - | 0 | 0 | - | 0 | 0 | - | 0 | 0 | - | 5727 | - | 0 | 0 | - | 0 | 0 | - | 0 | 0 | -
5728 | 0 | 0 | 0 | 0 | 0 | 0 | 0 | 0 | 0 | 0 | 5728 | 0 | 0 | 0 | 0 | 0 | 0 | 0 | 0 | 0 | 0 | 5728 | - | 0 | 0 | - | 0 | 0 | - | 0 | 0 | - | 5728 | - | 0 | 0 | - | 0 | 0 | - | 0 | 0 | -
5729 | 0 | 0 | 0 | 0 | 0 | 0 | 0 | 0 | 0 | 0 | 5729 | 73.2952 | 0 | 0 | 0 | 0 | 0 | 0 | 0 | 0 | 0 | 5729 | - | 0 | 0 | - | 0 | 0 | - | 0 | 0 | - | 5729 | - | 73.2952 | 73.2952 | - | 0 | 0 | - | 0 | 0 | -
5730 | 0 | 0 | 0 | 0 | 0 | 0 | 0 | 0 | 0 | 0 | 5730 | 63.6005 | 0 | 0 | 0 | 0 | 0 | 0 | 0 | 0 | 0 | 5730 | - | 0 | 0 | - | 0 | 0 | - | 0 | 0 | - | 5730 | - | 63.6005 | 63.6005 | - | 0 | 0 | - | 0 | 0 | -
5731 | 0 | 0 | 0 | 0 | 0 | 0 | 0 | 0 | 0 | 0 | 5731 | 133.8179 | 0 | 0 | 0 | 0 | 0 | 0 | 0 | 0 | 0 | 5731 | - | 0 | 0 | - | 0 | 0 | - | 0 | 0 | - | 5731 | - | 133.8179 | 133.8179 | - | 0 | 0 | - | 0 | 0 | -
5732 | 0 | 0 | 0 | 0 | 0 | 0 | 0 | 0 | 0 | 0 | 5732 | 175.5533 | 0 | 0 | 0 | 0 | 0 | 0 | 0 | 0 | 0 | 5732 | - | 0 | 0 | - | 0 | 0 | - | 0 | 0 | - | 5732 | - | 175.5533 | 175.5533 | - | 0 | 0 | - | 0 | 0 | -
5733 | 0 | 0 | 0 | 0 | 0 | 0 | 0 | 0 | 0 | 0 | 5733 | 101.086 | 0 | 0 | 0 | 0 | 0 | 0 | 0 | 0 | 0 | 5733 | - | 0 | 0 | - | 0 | 0 | - | 0 | 0 | - | 5733 | - | 101.086 | 101.086 | - | 0 | 0 | - | 0 | 0 | -
5734 | 0 | 0 | 0 | 0 | 0 | 0 | 0 | 0 | 0 | 0 | 5734 | 0 | 0 | 0 | 0 | 0 | 0 | 0 | 0 | 0 | 0 | 5734 | - | 0 | 0 | - | 0 | 0 | - | 0 | 0 | - | 5734 | - | 0 | 0 | - | 0 | 0 | - | 0 | 0 | -
5735 | 0 | 0 | 0 | 0 | 0 | 0 | 0 | 0 | 0 | 0 | 5735 | 0 | 0 | 0 | 0 | 0 | 0 | 0 | 0 | 0 | 0 | 5735 | - | 0 | 0 | - | 0 | 0 | - | 0 | 0 | - | 5735 | - | 0 | 0 | - | 0 | 0 | - | 0 | 0 | -
5736 | 0 | 0 | 0 | 0 | 0 | 0 | 0 | 0 | 0 | 0 | 5736 | 0 | 0 | 0 | 0 | 0 | 0 | 378.9091 | 385.112 | 0 | 0 | 5736 | - | 0 | 0 | - | 0 | 0 | - | 0 | 0 | - | 5736 | - | 0 | 0 | - | 0 | 0 | - | 0 | 282.112 | -
5737 | 0 | 0 | 0 | 0 | 0 | 0 | 0 | 0 | 0 | 0 | 5737 | 0 | 0 | 0 | 0 | 0 | 0 | 678.9274 | 335.6626 | 88.4997 | 0 | 5737 | - | 0 | 0 | - | 0 | 0 | - | 0 | 0 | - | 5737 | - | 0 | 0 | - | 0 | 0 | - | 500 | 500 | -
5738 | 0 | 0 | 0 | 0 | 0 | 0 | 0 | 0 | 0 | 0 | 5738 | 0 | 0 | 0 | 0 | 0 | 0 | 677.3397 | 284.3178 | 50.9063 | 0 | 5738 | - | 0 | 0 | - | 0 | 0 | - | 0 | 0 | - | 5738 | - | 0 | 0 | - | 0 | 0 | - | 500 | 500 | -
5739 | 0 | 0 | 0 | 0 | 0 | 0 | 0 | 0 | 0 | 0 | 5739 | 0 | 0 | 0 | 0 | 0 | 0 | 339.2213 | 255.8224 | 175.693 | 0 | 5739 | - | 0 | 0 | - | 0 | 0 | - | 0 | 0 | - | 5739 | - | 0 | 0 | - | 0 | 0 | - | 125.8125 | 7.2421 | -
5740 | 0 | 0 | 0 | 0 | 0 | 0 | 0 | 0 | 0 | 0 | 5740 | 0 | 0 | 0 | 0 | 0 | 0 | 0 | 0 | 0 | 0 | 5740 | - | 0 | 0 | - | 0 | 0 | - | 0 | 0 | - | 5740 | - | 0 | 0 | - | 0 | 0 | - | 37.3646 | 0 | -
5741 | 0 | 0 | 0 | 0 | 0 | 0 | 0 | 0 | 0 | 0 | 5741 | 0 | 0 | 0 | 0 | 0 | 0 | 0 | 0 | 0 | 0 | 5741 | - | 0 | 0 | - | 0 | 0 | - | 0 | 0 | - | 5741 | - | 0 | 0 | - | 0 | 0 | - | 0 | 0 | -
5742 | 0 | 0 | 0 | 0 | 0 | 0 | 0 | 0 | 0 | 0 | 5742 | 0 | 0 | 0 | 0 | 0 | 0 | 0 | 0 | 0 | 0 | 5742 | - | 0 | 0 | - | 0 | 0 | - | 0 | 0 | - | 5742 | - | 0 | 0 | - | 0 | 0 | - | 0 | 0 | -
5743 | 0 | 0 | 0 | 0 | 0 | 0 | 0 | 0 | 0 | 0 | 5743 | 0 | 0 | 0 | 0 | 0 | 0 | 0 | 0 | 0 | 0 | 5743 | - | 0 | 0 | - | 0 | 0 | - | 0 | 0 | - | 5743 | - | 0 | 0 | - | 0 | 0 | - | 0 | 0 | -
5744 | 0 | 0 | 0 | 0 | 0 | 0 | 0 | 0 | 0 | 0 | 5744 | 0 | 0 | 0 | 0 | 0 | 0 | 0 | 0 | 0 | 0 | 5744 | - | 0 | 0 | - | 0 | 0 | - | 0 | 0 | - | 5744 | - | 0 | 0 | - | 0 | 0 | - | 0 | 0 | -
5745 | 0 | 0 | 0 | 0 | 0 | 0 | 0 | 0 | 0 | 0 | 5745 | 0 | 0 | 0 | 0 | 0 | 0 | 0 | 0 | 0 | 0 | 5745 | - | 0 | 0 | - | 0 | 0 | - | 0 | 0 | - | 5745 | - | 0 | 0 | - | 0 | 0 | - | 0 | 0 | -
5746 | 449.2457 | 0 | 0 | 0 | 0 | 0 | 506.4465 | 104.8292 | 104.8292 | 449.2457 | 5746 | 0 | 0 | 0 | 0 | 0 | 0 | 0 | 0 | 0 | 449.2457 | 5746 | - | 500 | 500 | - | 0 | 0 | - | 500 | 500 | - | 5746 | - | 0 | 0 | - | 0 | 0 | - | 0 | 0 | -
5747 | 0 | 0 | 0 | 0 | 0 | 0 | 1500 | 1000 | 233.1 | 0 | 5747 | 0 | 0 | 0 | 0 | 0 | 0 | 0 | 0 | 0 | 0 | 5747 | - | 500 | 500 | - | 372.6541 | 372.6541 | - | 500 | 500 | - | 5747 | - | 0 | 0 | - | 0 | 0 | - | 0 | 0 | -
5748 | 26.1968 | 0 | 0 | 0 | 0 | 0 | 434.0212 | 0 | 0 | 26.1968 | 5748 | 0 | 0 | 0 | 0 | 0 | 0 | 0 | 0 | 0 | 26.1968 | 5748 | - | 500 | 500 | - | 0 | 0 | - | 436.0212 | 436.0212 | - | 5748 | - | 0 | 0 | - | 0 | 0 | - | 0 | 0 | -
5749 | 0 | 0 | 0 | 0 | 0 | 0 | 0 | 0 | 0 | 0 | 5749 | 0 | 0 | 0 | 0 | 0 | 0 | 0 | 0 | 0 | 0 | 5749 | - | 0 | 0 | - | 0 | 0 | - | 0 | 0 | - | 5749 | - | 0 | 0 | - | 0 | 0 | - | 0 | 0 | -
5750 | 0 | 0 | 0 | 0 | 0 | 0 | 0 | 0 | 0 | 0 | 5750 | 0 | 0 | 0 | 0 | 0 | 0 | 0 | 0 | 0 | 0 | 5750 | - | 0 | 0 | - | 0 | 0 | - | 0 | 0 | - | 5750 | - | 0 | 0 | - | 0 | 0 | - | 0 | 0 | -
5751 | 0 | 0 | 0 | 0 | 0 | 0 | 0 | 0 | 0 | 0 | 5751 | 0 | 0 | 0 | 0 | 0 | 0 | 0 | 0 | 0 | 0 | 5751 | - | 0 | 0 | - | 0 | 0 | - | 0 | 0 | - | 5751 | - | 0 | 0 | - | 0 | 0 | - | 0 | 0 | -
5752 | 0 | 0 | 0 | 0 | 0 | 0 | 0 | 0 | 0 | 0 | 5752 | 0 | 0 | 0 | 0 | 0 | 0 | 0 | 0 | 0 | 0 | 5752 | - | 0 | 0 | - | 0 | 0 | - | 0 | 0 | - | 5752 | - | 0 | 0 | - | 0 | 0 | - | 0 | 0 | -
5753 | 0 | 0 | 0 | 0 | 0 | 0 | 0 | 0 | 0 | 0 | 5753 | 0 | 0 | 0 | 0 | 0 | 0 | 0 | 0 | 0 | 0 | 5753 | - | 0 | 0 | - | 0 | 0 | - | 0 | 0 | - | 5753 | - | 0 | 0 | - | 0 | 0 | - | 0 | 0 | -
5754 | 0 | 0 | 0 | 0 | 0 | 0 | 0 | 0 | 0 | 0 | 5754 | 0 | 0 | 0 | 0 | 0 | 0 | 0 | 0 | 0 | 0 | 5754 | - | 0 | 0 | - | 0 | 0 | - | 0 | 0 | - | 5754 | - | 0 | 0 | - | 0 | 0 | - | 0 | 0 | -
5755 | 0 | 0 | 0 | 0 | 0 | 0 | 0 | 0 | 0 | 0 | 5755 | 0 | 0 | 0 | 0 | 0 | 0 | 0 | 0 | 0 | 0 | 5755 | - | 0 | 0 | - | 0 | 0 | - | 0 | 0 | - | 5755 | - | 0 | 0 | - | 0 | 0 | - | 0 | 0 | -
5756 | 0 | 0 | 0 | 0 | 0 | 0 | 0 | 0 | 0 | 0 | 5756 | 0 | 0 | 0 | 0 | 0 | 0 | 0 | 0 | 0 | 0 | 5756 | - | 0 | 0 | - | 0 | 0 | - | 0 | 0 | - | 5756 | - | 0 | 0 | - | 0 | 0 | - | 0 | 0 | -
5757 | 0 | 0 | 0 | 0 | 0 | 0 | 0 | 0 | 0 | 0 | 5757 | 0 | 0 | 0 | 0 | 0 | 0 | 0 | 0 | 0 | 0 | 5757 | - | 0 | 0 | - | 0 | 0 | - | 0 | 0 | - | 5757 | - | 0 | 0 | - | 0 | 0 | - | 0 | 0 | -
5758 | 0 | 0 | 0 | 0 | 0 | 0 | 0 | 0 | 0 | 0 | 5758 | 0 | 0 | 0 | 0 | 0 | 0 | 0 | 0 | 0 | 0 | 5758 | - | 0 | 0 | - | 0 | 0 | - | 0 | 0 | - | 5758 | - | 0 | 0 | - | 0 | 0 | - | 0 | 0 | -
5759 | 0 | 0 | 0 | 0 | 0 | 0 | 0 | 0 | 0 | 0 | 5759 | 0 | 0 | 0 | 0 | 0 | 0 | 0 | 0 | 0 | 0 | 5759 | - | 0 | 0 | - | 0 | 0 | - | 0 | 0 | - | 5759 | - | 0 | 0 | - | 0 | 0 | - | 0 | 0 | -
5760 | 0 | 0 | 0 | 0 | 0 | 0 | 0 | 0 | 0 | 0 | 5760 | 0 | 0 | 0 | 0 | 0 | 0 | 0 | 0 | 0 | 0 | 5760 | - | 0 | 0 | - | 0 | 0 | - | 0 | 0 | - | 5760 | - | 0 | 0 | - | 0 | 0 | - | 0 | 0 | -
5761 | 0 | 0 | 0 | 0 | 0 | 0 | 0 | 0 | 0 | 0 | 5761 | 0 | 0 | 0 | 0 | 0 | 0 | 9.8706 | 69.5321 | 0 | 0 | 5761 | - | 0 | 0 | - | 0 | 0 | - | 0 | 0 | - | 5761 | - | 0 | 0 | - | 0 | 0 | - | 0 | 0 | -
5762 | 0 | 0 | 0 | 0 | 0 | 0 | 0 | 0 | 0 | 0 | 5762 | 0 | 0 | 0 | 0 | 0 | 0 | 776.8316 | 312.2094 | 156.3558 | 0 | 5762 | - | 0 | 0 | - | 0 | 0 | - | 0 | 0 | - | 5762 | - | 0 | 0 | - | 0 | 0 | - | 500 | 500 | -
5763 | 0 | 0 | 0 | 0 | 0 | 0 | 0 | 0 | 0 | 0 | 5763 | 0 | 0 | 0 | 0 | 0 | 0 | 817.5713 | 371.1591 | 138.1465 | 0 | 5763 | - | 0 | 0 | - | 0 | 0 | - | 0 | 0 | - | 5763 | - | 0 | 0 | - | 0 | 0 | - | 500 | 500 | -
5764 | 0 | 0 | 0 | 0 | 0 | 0 | 0 | 0 | 0 | 0 | 5764 | 0 | 0 | 0 | 0 | 0 | 0 | 470.124 | 308.2211 | 0 | 0 | 5764 | - | 0 | 0 | - | 0 | 0 | - | 0 | 0 | - | 5764 | - | 51.0633 | 51.0633 | - | 0 | 0 | - | 215 | 290.2381 | -
5765 | 0 | 0 | 0 | 0 | 0 | 0 | 0 | 0 | 0 | 0 | 5765 | 0 | 0 | 0 | 0 | 0 | 0 | 0 | 0 | 0 | 0 | 5765 | - | 0 | 0 | - | 0 | 0 | - | 0 | 0 | - | 5765 | - | 0 | 0 | - | 0 | 0 | - | 0 | 0 | -
5766 | 0 | 0 | 0 | 0 | 0 | 0 | 0 | 0 | 0 | 0 | 5766 | 40.88 | 0 | 0 | 0 | 0 | 0 | 0 | 0 | 0 | 0 | 5766 | - | 0 | 0 | - | 0 | 0 | - | 0 | 0 | - | 5766 | - | 40.88 | 40.88 | - | 0 | 0 | - | 0 | 0 | -
5767 | 0 | 0 | 0 | 0 | 0 | 0 | 0 | 0 | 0 | 0 | 5767 | 70.1205 | 0 | 0 | 0 | 0 | 0 | 0 | 0 | 0 | 0 | 5767 | - | 0 | 0 | - | 0 | 0 | - | 0 | 0 | - | 5767 | - | 70.1205 | 70.1205 | - | 0 | 0 | - | 0 | 0 | -
5768 | 0 | 0 | 0 | 0 | 0 | 0 | 0 | 0 | 0 | 0 | 5768 | 0 | 0 | 0 | 0 | 0 | 0 | 0 | 0 | 0 | 0 | 5768 | - | 0 | 0 | - | 0 | 0 | - | 0 | 0 | - | 5768 | - | 0 | 0 | - | 0 | 0 | - | 0 | 0 | -
5769 | 0 | 0 | 0 | 0 | 0 | 0 | 0 | 0 | 0 | 0 | 5769 | 0 | 0 | 0 | 0 | 0 | 0 | 0 | 0 | 0 | 0 | 5769 | - | 0 | 0 | - | 0 | 0 | - | 0 | 0 | - | 5769 | - | 0 | 0 | - | 0 | 0 | - | 0 | 0 | -
5770 | 166.2612 | 0 | 0 | 0 | 0 | 0 | 555.1706 | 167.5742 | 0 | 166.2612 | 5770 | 0 | 0 | 0 | 0 | 0 | 0 | 0 | 0 | 0 | 166.2612 | 5770 | - | 414.2612 | 491.574 | - | 0 | 0 | - | 500 | 500 | - | 5770 | - | 0 | 0 | - | 0 | 0 | - | 0 | 0 | -
5771 | 452.5727 | 0 | 0 | 0 | 0 | 0 | 919.9983 | 468.9913 | 233.1 | 452.5727 | 5771 | 0 | 0 | 0 | 0 | 0 | 0 | 0 | 0 | 0 | 452.5727 | 5771 | - | 452.5727 | 452.5727 | - | 0 | 0 | - | 500 | 500 | - | 5771 | - | 0 | 0 | - | 0 | 0 | - | 0 | 0 | -
5772 | 467.2962 | 0 | 0 | 0 | 0 | 0 | 965.2987 | 990.4129 | 146.1487 | 467.2962 | 5772 | 0 | 0 | 0 | 0 | 0 | 0 | 0 | 0 | 0 | 467.2962 | 5772 | - | 467.2962 | 467.2962 | - | 0 | 0 | - | 500 | 500 | - | 5772 | - | 0 | 0 | - | 0 | 0 | - | 0 | 0 | -
5773 | 0 | 0 | 0 | 0 | 0 | 0 | 0 | 0 | 0 | 0 | 5773 | 0 | 0 | 0 | 0 | 0 | 0 | 0 | 0 | 0 | 0 | 5773 | - | 0 | 0 | - | 0 | 0 | - | 0 | 0 | - | 5773 | - | 0 | 0 | - | 0 | 0 | - | 0 | 0 | -
5774 | 0 | 0 | 0 | 0 | 0 | 0 | 0 | 0 | 0 | 0 | 5774 | 0 | 0 | 0 | 0 | 0 | 0 | 0 | 0 | 0 | 0 | 5774 | - | 0 | 0 | - | 0 | 0 | - | 0 | 0 | - | 5774 | - | 0 | 0 | - | 0 | 0 | - | 0 | 0 | -
5775 | 0 | 0 | 0 | 0 | 0 | 0 | 0 | 0 | 0 | 0 | 5775 | 0 | 0 | 0 | 0 | 0 | 0 | 0 | 0 | 0 | 0 | 5775 | - | 0 | 0 | - | 0 | 0 | - | 0 | 0 | - | 5775 | - | 0 | 0 | - | 0 | 0 | - | 0 | 0 | -
5776 | 0 | 0 | 0 | 0 | 0 | 0 | 0 | 0 | 0 | 0 | 5776 | 0 | 0 | 0 | 0 | 0 | 0 | 0 | 0 | 0 | 0 | 5776 | - | 0 | 0 | - | 0 | 0 | - | 0 | 0 | - | 5776 | - | 0 | 0 | - | 0 | 0 | - | 0 | 0 | -
5777 | 0 | 0 | 0 | 0 | 0 | 0 | 0 | 0 | 0 | 0 | 5777 | 215.4222 | 0 | 0 | 0 | 0 | 0 | 0 | 0 | 0 | 0 | 5777 | - | 0 | 0 | - | 0 | 0 | - | 0 | 0 | - | 5777 | - | 215.4222 | 215.4222 | - | 0 | 0 | - | 333.308 | 131.8929 | -
5778 | 0 | 0 | 0 | 0 | 0 | 0 | 0 | 0 | 0 | 0 | 5778 | 295.4877 | 0 | 0 | 281.1378 | 0 | 0 | 89.3168 | 0 | 0 | 0 | 5778 | - | 0 | 0 | - | 0 | 0 | - | 0 | 0 | - | 5778 | - | 295.4877 | 295.4877 | - | 281.1378 | 281.1378 | - | 129.0297 | 129.0297 | -
5779 | 0 | 0 | 0 | 0 | 0 | 0 | 0 | 0 | 0 | 0 | 5779 | 226.9588 | 0 | 0 | 147.0696 | 0 | 0 | 43.6674 | 0 | 0 | 0 | 5779 | - | 0 | 0 | - | 0 | 0 | - | 0 | 0 | - | 5779 | - | 226.9588 | 226.9588 | - | 222.3376 | 222.3376 | - | 83.3803 | 83.3803 | -
5780 | 0 | 0 | 0 | 0 | 0 | 0 | 0 | 0 | 0 | 0 | 5780 | 121.0083 | 0 | 0 | 135.7571 | 0 | 0 | 0 | 0 | 0 | 0 | 5780 | - | 0 | 0 | - | 0 | 0 | - | 0 | 0 | - | 5780 | - | 121.0083 | 121.0083 | - | 135.7571 | 135.7571 | - | 18.6546 | 18.6546 | -
5781 | 0 | 0 | 0 | 0 | 0 | 0 | 0 | 0 | 0 | 0 | 5781 | 107.4846 | 0 | 0 | 0 | 0 | 0 | 15.1246 | 0 | 0 | 0 | 5781 | - | 0 | 0 | - | 0 | 0 | - | 0 | 0 | - | 5781 | - | 107.4846 | 107.4846 | - | 147.404 | 147.404 | - | 54.8375 | 54.8375 | -
5782 | 0 | 0 | 0 | 0 | 0 | 0 | 0 | 0 | 0 | 0 | 5782 | 95.6596 | 0 | 0 | 152.0859 | 0 | 0 | 0 | 0 | 0 | 0 | 5782 | - | 0 | 0 | - | 0 | 0 | - | 0 | 0 | - | 5782 | - | 95.6596 | 95.6596 | - | 152.0859 | 152.0859 | - | 26.5607 | 26.5607 | -
5783 | 0 | 0 | 0 | 0 | 0 | 0 | 0 | 0 | 0 | 0 | 5783 | 69.0084 | 0 | 0 | 0 | 0 | 0 | 0 | 0 | 0 | 0 | 5783 | - | 0 | 0 | - | 0 | 0 | - | 0 | 0 | - | 5783 | - | 69.0084 | 69.0084 | - | 134.9491 | 134.9491 | - | 500 | 500 | -
5784 | 0 | 0 | 0 | 0 | 0 | 0 | 0 | 0 | 0 | 0 | 5784 | 10.2857 | 0 | 0 | 0 | 0 | 0 | 0 | 0 | 0 | 0 | 5784 | - | 0 | 0 | - | 0 | 0 | - | 0 | 0 | - | 5784 | - | 10.2857 | 10.2857 | - | 83.7126 | 83.7126 | - | 500 | 500 | -
5785 | 0 | 0 | 0 | 0 | 0 | 0 | 0 | 0 | 0 | 0 | 5785 | 0 | 0 | 0 | 0 | 0 | 0 | 0 | 0 | 0 | 0 | 5785 | - | 0 | 0 | - | 0 | 0 | - | 0 | 0 | - | 5785 | - | 0 | 0 | - | 116.4329 | 116.4329 | - | 500 | 500 | -
5786 | 0 | 0 | 0 | 0 | 0 | 0 | 0 | 0 | 0 | 0 | 5786 | 0 | 0 | 0 | 0 | 0 | 0 | 0 | 22.0295 | 0 | 0 | 5786 | - | 0 | 0 | - | 0 | 0 | - | 0 | 0 | - | 5786 | - | 0 | 0 | - | 500 | 500 | - | 500 | 500 | -
5787 | 0 | 0 | 0 | 0 | 0 | 0 | 0 | 0 | 0 | 0 | 5787 | 0 | 0 | 0 | 0 | 0 | 0 | 1106.9828 | 427.2417 | 233.1 | 0 | 5787 | - | 0 | 0 | - | 0 | 0 | - | 0 | 0 | - | 5787 | - | 0 | 0 | - | 500 | 500 | - | 500 | 500 | -
5788 | 0 | 0 | 0 | 0 | 0 | 0 | 0 | 0 | 0 | 0 | 5788 | 0 | 0 | 0 | 578.6032 | 460.1657 | 161.1807 | 433.6604 | 933.6604 | 89.2614 | 0 | 5788 | - | 0 | 0 | - | 0 | 0 | - | 0 | 0 | - | 5788 | - | 0 | 0 | - | 500 | 500 | - | 500 | 500 | -
5789 | 0 | 0 | 0 | 0 | 0 | 0 | 0 | 0 | 0 | 0 | 5789 | 192.2135 | 0 | 0 | 0 | 0 | 0 | 385.6455 | 0 | 0 | 0 | 5789 | - | 0 | 0 | - | 0 | 0 | - | 0 | 0 | - | 5789 | - | 500 | 500 | - | 42.3103 | 42.3103 | - | 500 | 500 | -
5790 | 0 | 0 | 0 | 0 | 0 | 0 | 0 | 0 | 0 | 0 | 5790 | 425.2515 | 0 | 0 | 0 | 0 | 0 | 0 | 0 | 0 | 0 | 5790 | - | 0 | 0 | - | 0 | 0 | - | 0 | 0 | - | 5790 | - | 500 | 500 | - | 0 | 0 | - | 500 | 500 | -
5791 | 0 | 0 | 0 | 0 | 0 | 0 | 0 | 0 | 0 | 0 | 5791 | 169.5112 | 0 | 0 | 0 | 0 | 0 | 0 | 0 | 0 | 0 | 5791 | - | 0 | 0 | - | 0 | 0 | - | 0 | 0 | - | 5791 | - | 169.5112 | 169.5112 | - | 0 | 0 | - | 0 | 0 | -
5792 | 0 | 0 | 0 | 0 | 0 | 0 | 0 | 0 | 0 | 0 | 5792 | 0 | 0 | 0 | 0 | 0 | 0 | 0 | 0 | 0 | 0 | 5792 | - | 0 | 0 | - | 0 | 0 | - | 0 | 0 | - | 5792 | - | 0 | 0 | - | 0 | 0 | - | 0 | 0 | -
5793 | 0 | 0 | 0 | 0 | 0 | 0 | 0 | 0 | 0 | 0 | 5793 | 0 | 0 | 0 | 0 | 0 | 0 | 0 | 0 | 0 | 0 | 5793 | - | 0 | 0 | - | 0 | 0 | - | 0 | 0 | - | 5793 | - | 0 | 0 | - | 0 | 0 | - | 0 | 0 | -
5794 | 152.9154 | 0 | 0 | 0 | 0 | 0 | 1287.308 | 626.9784 | 146.1487 | 152.9154 | 5794 | 0 | 0 | 0 | 0 | 0 | 0 | 0 | 0 | 0 | 152.9154 | 5794 | - | 152.9154 | 152.9154 | - | 0 | 0 | - | 500 | 500 | - | 5794 | - | 0 | 0 | - | 0 | 0 | - | 0 | 0 | -
5795 | 599.0721 | 0 | 0 | 0 | 0 | 0 | 958.1595 | 1000 | 233.1 | 599.0721 | 5795 | 0 | 0 | 0 | 0 | 0 | 0 | 0 | 0 | 0 | 599.0721 | 5795 | - | 500 | 500 | - | 0 | 0 | - | 500 | 500 | - | 5795 | - | 0 | 0 | - | 0 | 0 | - | 0 | 0 | -
5796 | 550.6087 | 0 | 0 | 0 | 0 | 0 | 195.0001 | 0 | 0 | 550.6087 | 5796 | 0 | 0 | 0 | 0 | 0 | 0 | 0 | 0 | 0 | 550.6087 | 5796 | - | 500 | 500 | - | 0 | 0 | - | 500 | 500 | - | 5796 | - | 0 | 0 | - | 0 | 0 | - | 0 | 0 | -
5797 | 0 | 0 | 0 | 0 | 0 | 0 | 0 | 0 | 0 | 0 | 5797 | 0 | 0 | 0 | 0 | 0 | 0 | 0 | 0 | 0 | 0 | 5797 | - | 0 | 0 | - | 0 | 0 | - | 425.992 | 425.992 | - | 5797 | - | 0 | 0 | - | 0 | 0 | - | 0 | 0 | -
5798 | 0 | 0 | 0 | 0 | 0 | 0 | 0 | 0 | 0 | 0 | 5798 | 0 | 0 | 0 | 0 | 0 | 0 | 0 | 0 | 0 | 0 | 5798 | - | 0 | 0 | - | 0 | 0 | - | 0 | 0 | - | 5798 | - | 0 | 0 | - | 0 | 0 | - | 0 | 0 | -
5799 | 0 | 0 | 0 | 0 | 0 | 0 | 0 | 0 | 0 | 0 | 5799 | 0 | 0 | 0 | 0 | 0 | 0 | 0 | 0 | 0 | 0 | 5799 | - | 0 | 0 | - | 0 | 0 | - | 0 | 0 | - | 5799 | - | 0 | 0 | - | 0 | 0 | - | 0 | 0 | -
5800 | 0 | 0 | 0 | 0 | 0 | 0 | 0 | 0 | 0 | 0 | 5800 | 27.7513 | 0 | 0 | 0 | 0 | 0 | 0 | 0 | 0 | 0 | 5800 | - | 0 | 0 | - | 0 | 0 | - | 0 | 0 | - | 5800 | - | 27.7513 | 27.7513 | - | 0 | 0 | - | 0 | 0 | -
5801 | 0 | 0 | 0 | 0 | 0 | 0 | 0 | 0 | 0 | 0 | 5801 | 273.6328 | 0 | 0 | 0 | 0 | 0 | 0 | 0 | 0 | 0 | 5801 | - | 0 | 0 | - | 0 | 0 | - | 0 | 0 | - | 5801 | - | 273.6328 | 273.6328 | - | 0 | 0 | - | 500 | 500 | -
5802 | 0 | 0 | 0 | 0 | 0 | 0 | 0 | 0 | 0 | 0 | 5802 | 266.3576 | 0 | 0 | 0 | 231.3001 | 0 | 1500 | 1000 | 233.1 | 0 | 5802 | - | 0 | 0 | - | 0 | 0 | - | 0 | 0 | - | 5802 | - | 500 | 500 | - | 500 | 500 | - | 500 | 500 | -
5803 | 0 | 0 | 0 | 0 | 0 | 0 | 0 | 0 | 0 | 0 | 5803 | 253.7421 | 345.9496 | 161.1807 | 0 | 0 | 0 | 574.3975 | 382.9317 | 89.2614 | 0 | 5803 | - | 0 | 0 | - | 0 | 0 | - | 0 | 0 | - | 5803 | - | 500 | 500 | - | 88.931 | 88.931 | - | 500 | 500 | -
5804 | 0 | 0 | 0 | 0 | 0 | 0 | 0 | 0 | 0 | 0 | 5804 | 172.678 | 345.5162 | 0 | 0 | 0 | 0 | 0 | 0 | 0 | 0 | 5804 | - | 0 | 0 | - | 0 | 0 | - | 0 | 0 | - | 5804 | - | 500 | 500 | - | 0 | 0 | - | 500 | 500 | -
5805 | 0 | 0 | 0 | 0 | 0 | 0 | 0 | 0 | 0 | 0 | 5805 | 0 | 0 | 0 | 0 | 0 | 0 | 0 | 0 | 0 | 0 | 5805 | - | 0 | 0 | - | 0 | 0 | - | 0 | 0 | - | 5805 | - | 500 | 500 | - | 0 | 0 | - | 314.2829 | 314.2829 | -
5806 | 0 | 0 | 0 | 0 | 0 | 0 | 0 | 0 | 0 | 0 | 5806 | 0 | 0 | 0 | 0 | 0 | 0 | 0 | 0 | 0 | 0 | 5806 | - | 0 | 0 | - | 0 | 0 | - | 0 | 0 | - | 5806 | - | 500 | 500 | - | 0 | 0 | - | 0 | 0 | -
5807 | 0 | 0 | 0 | 0 | 0 | 0 | 0 | 0 | 0 | 0 | 5807 | 0 | 0 | 0 | 0 | 0 | 0 | 0 | 0 | 0 | 0 | 5807 | - | 0 | 0 | - | 0 | 0 | - | 0 | 0 | - | 5807 | - | 212.1837 | 212.1837 | - | 0 | 0 | - | 0 | 0 | -
5808 | 0 | 0 | 0 | 0 | 0 | 0 | 0 | 0 | 0 | 0 | 5808 | 0 | 0 | 0 | 0 | 0 | 0 | 0 | 0 | 0 | 0 | 5808 | - | 0 | 0 | - | 0 | 0 | - | 0 | 0 | - | 5808 | - | 0 | 0 | - | 0 | 0 | - | 0 | 0 | -
5809 | 0 | 0 | 0 | 0 | 0 | 0 | 0 | 0 | 0 | 0 | 5809 | 25.8323 | 0 | 0 | 0 | 0 | 0 | 0 | 0 | 0 | 0 | 5809 | - | 0 | 0 | - | 0 | 0 | - | 0 | 0 | - | 5809 | - | 101.0655 | 163.6889 | - | 0 | 0 | - | 0 | 0 | -
5810 | 0 | 0 | 0 | 0 | 0 | 0 | 0 | 0 | 0 | 0 | 5810 | 119.3695 | 0 | 0 | 0 | 0 | 0 | 0 | 0 | 0 | 0 | 5810 | - | 0 | 0 | - | 0 | 0 | - | 0 | 0 | - | 5810 | - | 119.3695 | 119.3695 | - | 0 | 0 | - | 0 | 0 | -
5811 | 0 | 0 | 0 | 0 | 0 | 0 | 0 | 0 | 0 | 0 | 5811 | 113.9492 | 0 | 0 | 0 | 0 | 0 | 0 | 0 | 0 | 0 | 5811 | - | 0 | 0 | - | 0 | 0 | - | 0 | 0 | - | 5811 | - | 113.9492 | 113.9492 | - | 0 | 0 | - | 0 | 0 | -
5812 | 0 | 0 | 0 | 0 | 0 | 0 | 0 | 0 | 0 | 0 | 5812 | 0 | 0 | 0 | 0 | 0 | 0 | 0 | 0 | 0 | 0 | 5812 | - | 0 | 0 | - | 0 | 0 | - | 0 | 0 | - | 5812 | - | 0 | 0 | - | 0 | 0 | - | 0 | 0 | -
5813 | 0 | 0 | 0 | 0 | 0 | 0 | 0 | 0 | 0 | 0 | 5813 | 0 | 0 | 0 | 0 | 0 | 0 | 0 | 0 | 0 | 0 | 5813 | - | 0 | 0 | - | 0 | 0 | - | 0 | 0 | - | 5813 | - | 0 | 0 | - | 0 | 0 | - | 0 | 0 | -
5814 | 0 | 0 | 0 | 0 | 0 | 0 | 0 | 0 | 0 | 0 | 5814 | 0 | 0 | 0 | 0 | 0 | 0 | 0 | 0 | 0 | 0 | 5814 | - | 0 | 0 | - | 0 | 0 | - | 0 | 0 | - | 5814 | - | 0 | 0 | - | 0 | 0 | - | 0 | 0 | -
5815 | 0 | 0 | 0 | 0 | 0 | 0 | 0 | 0 | 0 | 0 | 5815 | 0 | 0 | 0 | 0 | 0 | 0 | 0 | 0 | 0 | 0 | 5815 | - | 0 | 0 | - | 0 | 0 | - | 0 | 0 | - | 5815 | - | 0 | 0 | - | 0 | 0 | - | 0 | 0 | -
5816 | 0 | 0 | 0 | 0 | 0 | 0 | 0 | 0 | 0 | 0 | 5816 | 0 | 0 | 0 | 0 | 0 | 0 | 0 | 0 | 0 | 0 | 5816 | - | 0 | 0 | - | 0 | 0 | - | 0 | 0 | - | 5816 | - | 0 | 0 | - | 0 | 0 | - | 0 | 0 | -
5817 | 0 | 0 | 0 | 0 | 0 | 0 | 0 | 0 | 0 | 0 | 5817 | 0 | 0 | 0 | 0 | 0 | 0 | 0 | 0 | 0 | 0 | 5817 | - | 0 | 0 | - | 0 | 0 | - | 205.0545 | 0 | - | 5817 | - | 0 | 0 | - | 0 | 0 | - | 0 | 0 | -
5818 | 0 | 0 | 0 | 0 | 0 | 0 | 0 | 0 | 0 | 0 | 5818 | 0 | 0 | 0 | 0 | 0 | 0 | 0 | 0 | 0 | 0 | 5818 | - | 500 | 500 | - | 162.5003 | 162.5003 | - | 0 | 205.0545 | - | 5818 | - | 0 | 0 | - | 0 | 0 | - | 0 | 0 | -
5819 | 154.8919 | 0 | 0 | 0 | 0 | 0 | 0 | 0 | 0 | 154.8919 | 5819 | 0 | 0 | 0 | 0 | 0 | 0 | 0 | 0 | 0 | 154.8919 | 5819 | - | 225.3011 | 500 | - | 500 | 500 | - | 0 | 0 | - | 5819 | - | 0 | 0 | - | 0 | 0 | - | 0 | 0 | -
5820 | 837.986 | 85.986 | 146.1487 | 745.9078 | 0 | 0 | 0 | 0 | 0 | 837.986 | 5820 | 0 | 0 | 0 | 0 | 0 | 0 | 0 | 0 | 0 | 837.986 | 5820 | - | 500 | 500 | - | 500 | 500 | - | 0 | 0 | - | 5820 | - | 0 | 0 | - | 0 | 0 | - | 0 | 0 | -
5821 | 1415.0817 | 845.6663 | 233.1 | 838.3571 | 0 | 0 | 0 | 0 | 0 | 1415.0817 | 5821 | 0 | 0 | 0 | 0 | 0 | 0 | 0 | 0 | 0 | 1415.0817 | 5821 | - | 500 | 500 | - | 500 | 500 | - | 0 | 0 | - | 5821 | - | 0 | 0 | - | 0 | 0 | - | 0 | 0 | -
5822 | 32.508 | 0 | 0 | 0 | 0 | 0 | 0 | 0 | 0 | 32.508 | 5822 | 0 | 0 | 0 | 0 | 0 | 0 | 0 | 0 | 0 | 32.508 | 5822 | - | 500 | 225.3011 | - | 0 | 0 | - | 0 | 0 | - | 5822 | - | 0 | 0 | - | 0 | 0 | - | 0 | 0 | -
5823 | 0 | 0 | 0 | 0 | 0 | 0 | 0 | 0 | 0 | 0 | 5823 | 0 | 0 | 0 | 0 | 0 | 0 | 0 | 0 | 0 | 0 | 5823 | - | 0 | 0 | - | 0 | 0 | - | 0 | 0 | - | 5823 | - | 0 | 0 | - | 0 | 0 | - | 0 | 0 | -
5824 | 0 | 0 | 0 | 0 | 0 | 0 | 0 | 0 | 0 | 0 | 5824 | 0 | 0 | 0 | 213.7096 | 0 | 0 | 0 | 0 | 0 | 0 | 5824 | - | 0 | 0 | - | 0 | 0 | - | 0 | 0 | - | 5824 | - | 113.6151 | 113.6151 | - | 213.7096 | 213.7096 | - | 0 | 0 | -
5825 | 0 | 0 | 0 | 0 | 0 | 0 | 0 | 0 | 0 | 0 | 5825 | 337.5543 | 243.9401 | 0 | 455.0894 | 0 | 0 | 0 | 0 | 0 | 0 | 5825 | - | 0 | 0 | - | 0 | 0 | - | 0 | 0 | - | 5825 | - | 500 | 500 | - | 455.0894 | 455.0894 | - | 166.0942 | 166.0942 | -
5826 | 0 | 0 | 0 | 0 | 0 | 0 | 0 | 0 | 0 | 0 | 5826 | 818.1748 | 318.1748 | 233.1 | 396.3383 | 0 | 0 | 0 | 0 | 0 | 0 | 5826 | - | 0 | 0 | - | 0 | 0 | - | 0 | 0 | - | 5826 | - | 500 | 500 | - | 396.3383 | 396.3383 | - | 0 | 0 | -
5827 | 0 | 0 | 0 | 0 | 0 | 0 | 0 | 0 | 0 | 0 | 5827 | 729.7896 | 229.7896 | 89.2614 | 281.488 | 0 | 0 | 0 | 0 | 0 | 0 | 5827 | - | 0 | 0 | - | 0 | 0 | - | 0 | 0 | - | 5827 | - | 500 | 500 | - | 281.488 | 281.488 | - | 0 | 0 | -
5828 | 0 | 0 | 0 | 0 | 0 | 0 | 0 | 0 | 0 | 0 | 5828 | 188.8789 | 0 | 0 | 0 | 0 | 0 | 0 | 0 | 0 | 0 | 5828 | - | 0 | 0 | - | 0 | 0 | - | 0 | 0 | - | 5828 | - | 188.8789 | 188.8789 | - | 0 | 0 | - | 0 | 0 | -
5829 | 0 | 0 | 0 | 0 | 0 | 0 | 0 | 0 | 0 | 0 | 5829 | 0 | 0 | 0 | 0 | 0 | 0 | 0 | 0 | 0 | 0 | 5829 | - | 0 | 0 | - | 0 | 0 | - | 0 | 0 | - | 5829 | - | 0 | 0 | - | 0 | 0 | - | 0 | 0 | -
5830 | 0 | 0 | 0 | 0 | 0 | 0 | 0 | 0 | 0 | 0 | 5830 | 0 | 0 | 0 | 0 | 0 | 0 | 0 | 0 | 0 | 0 | 5830 | - | 0 | 0 | - | 0 | 0 | - | 0 | 0 | - | 5830 | - | 0 | 0 | - | 0 | 0 | - | 0 | 0 | -
5831 | 0 | 0 | 0 | 0 | 0 | 0 | 0 | 0 | 0 | 0 | 5831 | 0 | 0 | 0 | 0 | 0 | 0 | 0 | 0 | 0 | 0 | 5831 | - | 0 | 0 | - | 0 | 0 | - | 0 | 0 | - | 5831 | - | 0 | 0 | - | 0 | 0 | - | 0 | 0 | -
5832 | 0 | 0 | 0 | 0 | 0 | 0 | 0 | 0 | 0 | 0 | 5832 | 0 | 0 | 0 | 0 | 0 | 0 | 0 | 0 | 0 | 0 | 5832 | - | 0 | 0 | - | 0 | 359.0783 | - | 0 | 0 | - | 5832 | - | 0 | 0 | - | 0 | 0 | - | 0 | 0 | -
5833 | 0 | 0 | 0 | 0 | 0 | 189.6243 | 0 | 0 | 0 | 0 | 5833 | 0 | 0 | 0 | 0 | 0 | 0 | 0 | 0 | 0 | 0 | 5833 | - | 0 | 0 | - | 0 | 0 | - | 0 | 0 | - | 5833 | - | 0 | 0 | - | 0 | 0 | - | 0 | 0 | -
5834 | 0 | 0 | 0 | 0 | 0 | 0 | 0 | 0 | 0 | 0 | 5834 | 0 | 0 | 0 | 0 | 0 | 0 | 0 | 0 | 0 | 0 | 5834 | - | 0 | 0 | - | 0 | 482.8734 | - | 0 | 0 | - | 5834 | - | 0 | 0 | - | 0 | 0 | - | 0 | 0 | -
5835 | 0 | 0 | 0 | 0 | 0 | 0 | 0 | 0 | 0 | 0 | 5835 | 0 | 0 | 0 | 0 | 0 | 0 | 0 | 0 | 0 | 0 | 5835 | - | 0 | 0 | - | 350.8688 | 290.8377 | - | 0 | 0 | - | 5835 | - | 0 | 0 | - | 0 | 0 | - | 0 | 0 | -
5836 | 0 | 0 | 0 | 0 | 0 | 0 | 0 | 0 | 0 | 0 | 5836 | 0 | 0 | 0 | 0 | 0 | 0 | 0 | 0 | 0 | 0 | 5836 | - | 0 | 0 | - | 0 | 0 | - | 0 | 0 | - | 5836 | - | 0 | 0 | - | 0 | 0 | - | 0 | 0 | -
5837 | 0 | 0 | 0 | 0 | 0 | 0 | 0 | 0 | 0 | 0 | 5837 | 0 | 0 | 0 | 0 | 0 | 0 | 0 | 0 | 0 | 0 | 5837 | - | 0 | 0 | - | 0 | 0 | - | 0 | 0 | - | 5837 | - | 0 | 0 | - | 0 | 0 | - | 0 | 0 | -
5838 | 0 | 0 | 0 | 0 | 0 | 0 | 0 | 0 | 0 | 0 | 5838 | 0 | 0 | 0 | 0 | 0 | 0 | 0 | 0 | 0 | 0 | 5838 | - | 0 | 0 | - | 0 | 0 | - | 0 | 0 | - | 5838 | - | 0 | 0 | - | 0 | 0 | - | 0 | 0 | -
5839 | 0 | 0 | 0 | 0 | 813.4892 | 0 | 0 | 0 | 0 | 0 | 5839 | 0 | 0 | 0 | 0 | 0 | 0 | 0 | 0 | 0 | 0 | 5839 | - | 0 | 0 | - | 0 | 500 | - | 0 | 0 | - | 5839 | - | 0 | 0 | - | 0 | 0 | - | 0 | 0 | -
5840 | 0 | 0 | 0 | 0 | 0 | 0 | 0 | 0 | 0 | 0 | 5840 | 0 | 0 | 0 | 0 | 0 | 0 | 0 | 0 | 0 | 0 | 5840 | - | 0 | 0 | - | 0 | 0 | - | 137.1361 | 0 | - | 5840 | - | 0 | 0 | - | 0 | 0 | - | 0 | 0 | -
5841 | 0 | 0 | 0 | 0 | 0 | 0 | 0 | 0 | 0 | 0 | 5841 | 0 | 0 | 0 | 0 | 0 | 0 | 0 | 0 | 0 | 0 | 5841 | - | 29.1586 | 29.1586 | - | 500 | 500 | - | 57.3658 | 0 | - | 5841 | - | 0 | 0 | - | 0 | 0 | - | 0 | 0 | -
5842 | 0 | 1000 | 0 | 0 | 0 | 0 | 0 | 0 | 0 | 0 | 5842 | 0 | 0 | 0 | 0 | 0 | 0 | 0 | 0 | 0 | 0 | 5842 | - | 500 | 500 | - | 500 | 0 | - | 0 | 0 | - | 5842 | - | 0 | 0 | - | 0 | 0 | - | 0 | 0 | -
5843 | 1500 | 626.9784 | 0 | 0 | 0 | 0 | 0 | 167.6639 | 0 | 1500 | 5843 | 0 | 0 | 0 | 0 | 0 | 0 | 0 | 0 | 0 | 1500 | 5843 | - | 500 | 500 | - | 500 | 0 | - | 500 | 500 | - | 5843 | - | 0 | 0 | - | 0 | 0 | - | 0 | 0 | -
5844 | 940.4677 | 0 | 0 | 0 | 0 | 0 | 0 | 250.6725 | 189.6243 | 940.4677 | 5844 | 0 | 0 | 0 | 0 | 0 | 0 | 0 | 0 | 0 | 940.4677 | 5844 | - | 500 | 500 | - | 500 | 500 | - | 500 | 500 | - | 5844 | - | 0 | 0 | - | 0 | 0 | - | 0 | 0 | -
5845 | 0 | 0 | 233.1 | 0 | 0 | 0 | 0 | 204.1184 | 0 | 0 | 5845 | 0 | 0 | 0 | 0 | 0 | 0 | 0 | 0 | 0 | 0 | 5845 | - | 500 | 500 | - | 0 | 0 | - | 500 | 500 | - | 5845 | - | 0 | 0 | - | 0 | 0 | - | 0 | 0 | -
5846 | 0 | 0 | 146.1487 | 0 | 0 | 0 | 0 | 0 | 0 | 0 | 5846 | 0 | 0 | 0 | 0 | 0 | 0 | 0 | 0 | 0 | 0 | 5846 | - | 500 | 500 | - | 500 | 0 | - | 0 | 0 | - | 5846 | - | 0 | 0 | - | 0 | 0 | - | 0 | 0 | -
5847 | 0 | 0 | 0 | 0 | 0 | 0 | 0 | 0 | 0 | 0 | 5847 | 0 | 0 | 0 | 0 | 0 | 0 | 0 | 0 | 0 | 0 | 5847 | - | 500 | 500 | - | 0 | 0 | - | 0 | 0 | - | 5847 | - | 0 | 0 | - | 0 | 0 | - | 0 | 0 | -
5848 | 0 | 0 | 0 | 0 | 0 | 0 | 0 | 0 | 0 | 0 | 5848 | 0 | 0 | 0 | 0 | 0 | 0 | 0 | 0 | 0 | 0 | 5848 | - | 0 | 0 | - | 0 | 500 | - | 0 | 0 | - | 5848 | - | 0 | 0 | - | 0 | 0 | - | 0 | 0 | -
5849 | 0 | 0 | 0 | 0 | 0 | 0 | 0 | 0 | 0 | 0 | 5849 | 0 | 0 | 0 | 0 | 0 | 0 | 0 | 0 | 0 | 0 | 5849 | - | 0 | 0 | - | 0 | 0 | - | 0 | 0 | - | 5849 | - | 0 | 0 | - | 0 | 0 | - | 0 | 0 | -
5850 | 0 | 0 | 0 | 0 | 0 | 0 | 0 | 0 | 0 | 0 | 5850 | 0 | 0 | 0 | 0 | 0 | 0 | 0 | 0 | 0 | 0 | 5850 | - | 0 | 0 | - | 0 | 0 | - | 0 | 0 | - | 5850 | - | 0 | 0 | - | 0 | 0 | - | 0 | 0 | -
5851 | 0 | 0 | 0 | 0 | 0 | 0 | 0 | 0 | 0 | 0 | 5851 | 0 | 0 | 0 | 0 | 0 | 0 | 0 | 0 | 0 | 0 | 5851 | - | 0 | 0 | - | 0 | 0 | - | 0 | 0 | - | 5851 | - | 0 | 0 | - | 0 | 0 | - | 0 | 0 | -
5852 | 0 | 0 | 0 | 0 | 0 | 0 | 0 | 0 | 0 | 0 | 5852 | 0 | 0 | 0 | 0 | 0 | 0 | 0 | 0 | 0 | 0 | 5852 | - | 0 | 0 | - | 0 | 0 | - | 0 | 0 | - | 5852 | - | 0 | 0 | - | 0 | 0 | - | 0 | 0 | -
5853 | 0 | 0 | 0 | 0 | 0 | 0 | 0 | 0 | 0 | 0 | 5853 | 0 | 0 | 0 | 0 | 0 | 0 | 0 | 0 | 0 | 0 | 5853 | - | 0 | 0 | - | 0 | 0 | - | 0 | 0 | - | 5853 | - | 0 | 0 | - | 0 | 0 | - | 0 | 0 | -
5854 | 0 | 0 | 0 | 0 | 0 | 0 | 0 | 0 | 0 | 0 | 5854 | 0 | 0 | 0 | 0 | 0 | 0 | 0 | 0 | 0 | 0 | 5854 | - | 0 | 0 | - | 271.8916 | 0 | - | 0 | 0 | - | 5854 | - | 0 | 0 | - | 0 | 0 | - | 0 | 0 | -
5855 | 0 | 0 | 0 | 0 | 0 | 0 | 0 | 0 | 0 | 0 | 5855 | 0 | 0 | 0 | 0 | 0 | 0 | 0 | 0 | 0 | 0 | 5855 | - | 0 | 0 | - | 500 | 0 | - | 0 | 0 | - | 5855 | - | 0 | 0 | - | 0 | 0 | - | 0 | 0 | -
5856 | 0 | 0 | 0 | 0 | 0 | 0 | 0 | 0 | 0 | 0 | 5856 | 0 | 0 | 0 | 0 | 0 | 0 | 0 | 0 | 0 | 0 | 5856 | - | 0 | 0 | - | 468.7655 | 500 | - | 0 | 0 | - | 5856 | - | 0 | 0 | - | 0 | 0 | - | 0 | 0 | -
5857 | 0 | 0 | 0 | 0 | 0 | 0 | 0 | 0 | 0 | 0 | 5857 | 0 | 0 | 0 | 0 | 0 | 0 | 0 | 0 | 0 | 0 | 5857 | - | 0 | 0 | - | 0 | 0 | - | 0 | 0 | - | 5857 | - | 0 | 0 | - | 0 | 0 | - | 0 | 0 | -
5858 | 0 | 0 | 0 | 0 | 0 | 0 | 0 | 0 | 0 | 0 | 5858 | 0 | 0 | 0 | 0 | 0 | 0 | 0 | 0 | 0 | 0 | 5858 | - | 0 | 0 | - | 0 | 0 | - | 0 | 0 | - | 5858 | - | 0 | 57.1579 | - | 0 | 0 | - | 0 | 0 | -
5859 | 0 | 0 | 0 | 0 | 0 | 0 | 0 | 0 | 0 | 0 | 5859 | 0 | 0 | 0 | 0 | 0 | 0 | 0 | 0 | 0 | 0 | 5859 | - | 0 | 0 | - | 0 | 0 | - | 0 | 0 | - | 5859 | - | 0 | 144.8031 | - | 0 | 0 | - | 0 | 0 | -
5860 | 0 | 0 | 0 | 0 | 0 | 0 | 0 | 0 | 0 | 0 | 5860 | 473.9253 | 78.1871 | 89.2614 | 0 | 0 | 0 | 0 | 0 | 0 | 0 | 5860 | - | 0 | 0 | - | 0 | 0 | - | 0 | 0 | - | 5860 | - | 0 | 0 | - | 0 | 0 | - | 0 | 0 | -
5861 | 0 | 0 | 0 | 0 | 0 | 0 | 0 | 0 | 0 | 0 | 5861 | 100.4722 | 304.7446 | 233.1 | 0 | 0 | 0 | 0 | 0 | 0 | 0 | 5861 | - | 0 | 0 | - | 0 | 0 | - | 0 | 0 | - | 5861 | - | 0 | 0 | - | 223.751 | 223.751 | - | 0 | 0 | -
5862 | 0 | 0 | 0 | 0 | 0 | 0 | 0 | 0 | 0 | 0 | 5862 | 1500 | 1000 | 0 | 0 | 0 | 0 | 0 | 0 | 0 | 0 | 5862 | - | 0 | 0 | - | 0 | 0 | - | 0 | 0 | - | 5862 | - | 183.6185 | 500 | - | 500 | 500 | - | 0 | 0 | -
5863 | 0 | 0 | 0 | 0 | 0 | 0 | 0 | 0 | 0 | 0 | 5863 | 0 | 0 | 0 | 0 | 0 | 0 | 0 | 0 | 0 | 0 | 5863 | - | 0 | 0 | - | 0 | 0 | - | 0 | 0 | - | 5863 | - | 500 | 0 | - | 0 | 0 | - | 0 | 0 | -
5864 | 0 | 0 | 0 | 0 | 0 | 0 | 0 | 0 | 0 | 0 | 5864 | 0 | 0 | 0 | 0 | 0 | 0 | 0 | 0 | 0 | 0 | 5864 | - | 0 | 0 | - | 82.485 | 0 | - | 0 | 0 | - | 5864 | - | 0 | 0 | - | 0 | 0 | - | 0 | 0 | -
5865 | 780.3751 | 37.098 | 0 | 0 | 0 | 0 | 0 | 0 | 0 | 780.3751 | 5865 | 0 | 0 | 0 | 0 | 0 | 0 | 0 | 0 | 0 | 780.3751 | 5865 | - | 500 | 500 | - | 500 | 500 | - | 0 | 0 | - | 5865 | - | 0 | 0 | - | 0 | 0 | - | 0 | 0 | -
5866 | 837.8933 | 337.8933 | 0 | 0 | 0 | 0 | 87.5469 | 191.0344 | 0 | 837.8933 | 5866 | 0 | 0 | 0 | 0 | 0 | 0 | 0 | 0 | 0 | 837.8933 | 5866 | - | 500 | 500 | - | 500 | 500 | - | 500 | 500 | - | 5866 | - | 0 | 0 | - | 0 | 0 | - | 0 | 0 | -
5867 | 768.6982 | 268.6982 | 146.1487 | 0 | 0 | 0 | 493.8555 | 0 | 0 | 768.6982 | 5867 | 0 | 0 | 0 | 0 | 0 | 0 | 0 | 0 | 0 | 768.6982 | 5867 | - | 500 | 500 | - | 0 | 500 | - | 500 | 500 | - | 5867 | - | 0 | 0 | - | 0 | 0 | - | 0 | 0 | -
5868 | 53.5011 | 368.7447 | 233.1 | 0 | 0 | 0 | 397.1544 | 0 | 0 | 53.5011 | 5868 | 0 | 0 | 0 | 0 | 0 | 0 | 0 | 0 | 0 | 53.5011 | 5868 | - | 500 | 500 | - | 0 | 500 | - | 397.1544 | 397.1544 | - | 5868 | - | 0 | 0 | - | 0 | 0 | - | 0 | 0 | -
5869 | 0 | 372.3566 | 0 | 60.1956 | 0 | 0 | 241.677 | 0 | 0 | 0 | 5869 | 0 | 0 | 0 | 0 | 0 | 0 | 0 | 0 | 0 | 0 | 5869 | - | 500 | 500 | - | 500 | 500 | - | 241.677 | 436.1789 | - | 5869 | - | 0 | 0 | - | 0 | 0 | - | 0 | 0 | -
5870 | 0 | 242.1876 | 0 | 1160.0382 | 0 | 0 | 0 | 0 | 0 | 0 | 5870 | 0 | 0 | 0 | 0 | 0 | 0 | 0 | 0 | 0 | 0 | 5870 | - | 500 | 500 | - | 0 | 0 | - | 0 | 0 | - | 5870 | - | 0 | 0 | - | 0 | 0 | - | 0 | 0 | -
5871 | 0 | 0 | 0 | 0 | 0 | 0 | 0 | 0 | 0 | 0 | 5871 | 0 | 0 | 0 | 0 | 0 | 0 | 0 | 0 | 0 | 0 | 5871 | - | 0 | 0 | - | 0 | 0 | - | 0 | 0 | - | 5871 | - | 0 | 0 | - | 448.8084 | 448.8084 | - | 0 | 0 | -
5872 | 0 | 0 | 0 | 0 | 0 | 0 | 0 | 0 | 0 | 0 | 5872 | 361.6104 | 442.6795 | 46.9413 | 0 | 0 | 0 | 0 | 0 | 0 | 0 | 5872 | - | 0 | 0 | - | 0 | 0 | - | 0 | 0 | - | 5872 | - | 500 | 500 | - | 500 | 500 | - | 0 | 0 | -
5873 | 0 | 0 | 0 | 0 | 0 | 0 | 0 | 0 | 0 | 0 | 5873 | 675.5884 | 248.7863 | 114.2394 | 0 | 0 | 0 | 0 | 0 | 0 | 0 | 5873 | - | 0 | 0 | - | 0 | 0 | - | 0 | 0 | - | 5873 | - | 500 | 500 | - | 500 | 500 | - | 0 | 0 | -
5874 | 0 | 0 | 0 | 0 | 0 | 0 | 0 | 0 | 0 | 0 | 5874 | 0 | 0 | 0 | 0 | 0 | 0 | 0 | 0 | 0 | 0 | 5874 | - | 0 | 0 | - | 0 | 0 | - | 0 | 0 | - | 5874 | - | 500 | 481.6576 | - | 500 | 500 | - | 0 | 0 | -
5875 | 0 | 0 | 0 | 0 | 0 | 0 | 0 | 0 | 0 | 0 | 5875 | 0 | 0 | 0 | 0 | 0 | 0 | 0 | 0 | 0 | 0 | 5875 | - | 0 | 0 | - | 0 | 0 | - | 0 | 0 | - | 5875 | - | 0 | 0 | - | 0 | 0 | - | 0 | 0 | -
5876 | 0 | 0 | 0 | 0 | 0 | 0 | 0 | 0 | 0 | 0 | 5876 | 0 | 0 | 0 | 0 | 0 | 0 | 0 | 0 | 0 | 0 | 5876 | - | 0 | 0 | - | 0 | 0 | - | 0 | 0 | - | 5876 | - | 0 | 0 | - | 0 | 0 | - | 0 | 0 | -
5877 | 0 | 0 | 0 | 0 | 0 | 0 | 0 | 0 | 0 | 0 | 5877 | 0 | 0 | 0 | 0 | 0 | 0 | 0 | 0 | 0 | 0 | 5877 | - | 0 | 0 | - | 0 | 0 | - | 0 | 0 | - | 5877 | - | 0 | 0 | - | 0 | 0 | - | 0 | 0 | -
5878 | 0 | 0 | 0 | 0 | 0 | 0 | 0 | 0 | 0 | 0 | 5878 | 0 | 0 | 0 | 0 | 0 | 0 | 0 | 0 | 0 | 0 | 5878 | - | 0 | 0 | - | 0 | 500 | - | 0 | 0 | - | 5878 | - | 0 | 0 | - | 0 | 0 | - | 0 | 0 | -
5879 | 0 | 0 | 0 | 0 | 0 | 0 | 0 | 0 | 0 | 0 | 5879 | 0 | 0 | 0 | 0 | 0 | 0 | 0 | 0 | 0 | 0 | 5879 | - | 0 | 0 | - | 458.7785 | 0 | - | 0 | 0 | - | 5879 | - | 0 | 0 | - | 0 | 0 | - | 0 | 0 | -
5880 | 0 | 0 | 0 | 0 | 0 | 0 | 0 | 0 | 0 | 0 | 5880 | 0 | 0 | 0 | 0 | 0 | 0 | 0 | 0 | 0 | 0 | 5880 | - | 0 | 0 | - | 500 | 0 | - | 0 | 0 | - | 5880 | - | 0 | 0 | - | 0 | 0 | - | 0 | 0 | -
5881 | 0 | 0 | 0 | 0 | 0 | 0 | 0 | 0 | 0 | 0 | 5881 | 0 | 0 | 0 | 0 | 0 | 0 | 0 | 0 | 0 | 0 | 5881 | - | 0 | 0 | - | 0 | 0 | - | 333.3333 | 0 | - | 5881 | - | 0 | 0 | - | 0 | 0 | - | 0 | 0 | -
5882 | 0 | 0 | 0 | 0 | 813.4892 | 0 | 0 | 0 | 0 | 0 | 5882 | 0 | 0 | 0 | 0 | 0 | 0 | 0 | 0 | 0 | 0 | 5882 | - | 0 | 0 | - | 0 | 0 | - | 0 | 0 | - | 5882 | - | 0 | 0 | - | 0 | 0 | - | 0 | 0 | -
5883 | 0 | 0 | 0 | 0 | 0 | 0 | 0 | 0 | 0 | 0 | 5883 | 0 | 0 | 0 | 0 | 0 | 0 | 0 | 0 | 0 | 0 | 5883 | - | 0 | 0 | - | 0 | 0 | - | 0 | 0 | - | 5883 | - | 0 | 0 | - | 0 | 0 | - | 0 | 0 | -
5884 | 0 | 0 | 0 | 0 | 0 | 0 | 0 | 0 | 0 | 0 | 5884 | 0 | 0 | 0 | 0 | 0 | 0 | 0 | 0 | 0 | 0 | 5884 | - | 0 | 0 | - | 484.0986 | 0 | - | 0 | 0 | - | 5884 | - | 0 | 0 | - | 0 | 0 | - | 0 | 0 | -
5885 | 0 | 0 | 0 | 0 | 0 | 0 | 0 | 0 | 0 | 0 | 5885 | 0 | 0 | 0 | 0 | 0 | 0 | 0 | 0 | 0 | 0 | 5885 | - | 333.3333 | 0 | - | 0 | 0 | - | 0 | 0 | - | 5885 | - | 0 | 0 | - | 0 | 0 | - | 0 | 0 | -
5886 | 0 | 0 | 0 | 0 | 0 | 0 | 0 | 0 | 0 | 0 | 5886 | 0 | 0 | 0 | 0 | 0 | 0 | 0 | 0 | 0 | 0 | 5886 | - | 0 | 500 | - | 0 | 0 | - | 0 | 0 | - | 5886 | - | 0 | 0 | - | 0 | 0 | - | 0 | 0 | -
5887 | 0 | 0 | 0 | 0 | 0 | 0 | 0 | 0 | 0 | 0 | 5887 | 0 | 0 | 0 | 0 | 0 | 0 | 0 | 0 | 0 | 0 | 5887 | - | 500 | 333.3333 | - | 500 | 500 | - | 0 | 500 | - | 5887 | - | 0 | 0 | - | 0 | 0 | - | 0 | 0 | -
5888 | 0 | 0 | 0 | 0 | 0 | 0 | 0 | 0 | 0 | 0 | 5888 | 0 | 0 | 0 | 0 | 0 | 0 | 0 | 0 | 0 | 0 | 5888 | - | 500 | 500 | - | 0 | 500 | - | 500 | 0 | - | 5888 | - | 0 | 0 | - | 0 | 0 | - | 0 | 0 | -
5889 | 0 | 0 | 0 | 0 | 0 | 189.6243 | 297.316 | 0 | 0 | 0 | 5889 | 0 | 0 | 0 | 0 | 0 | 0 | 0 | 0 | 0 | 0 | 5889 | - | 500 | 500 | - | 500 | 500 | - | 500 | 500 | - | 5889 | - | 0 | 0 | - | 0 | 0 | - | 0 | 0 | -
5890 | 0 | 0 | 0 | 0 | 0 | 0 | 452.9599 | 0 | 0 | 0 | 5890 | 0 | 0 | 0 | 0 | 0 | 0 | 0 | 0 | 0 | 0 | 5890 | - | 500 | 0 | - | 500 | 500 | - | 500 | 452.9599 | - | 5890 | - | 0 | 0 | - | 0 | 0 | - | 0 | 0 | -
5891 | 0 | 0 | 0 | 0 | 0 | 0 | 439.1087 | 0 | 0 | 0 | 5891 | 0 | 0 | 0 | 0 | 0 | 0 | 0 | 0 | 0 | 0 | 5891 | - | 500 | 500 | - | 0 | 44.1193 | - | 500 | 439.1087 | - | 5891 | - | 0 | 0 | - | 0 | 0 | - | 0 | 0 | -
5892 | 0 | 0 | 0 | 0 | 0 | 0 | 30.8493 | 0 | 93.6769 | 0 | 5892 | 0 | 0 | 0 | 0 | 0 | 0 | 0 | 0 | 0 | 0 | 5892 | - | 500 | 0 | - | 0 | 500 | - | 500 | 304.7433 | - | 5892 | - | 0 | 0 | - | 0 | 0 | - | 0 | 0 | -
5893 | 669.7657 | 0 | 0 | 1220.2338 | 0 | 0 | 0 | 813.4892 | 0 | 669.7657 | 5893 | 0 | 0 | 0 | 0 | 0 | 0 | 0 | 0 | 0 | 669.7657 | 5893 | - | 0 | 500 | - | 0 | 0 | - | 0 | 343.2925 | - | 5893 | - | 0 | 0 | - | 0 | 0 | - | 0 | 0 | -
5894 | 448.9333 | 0 | 0 | 0 | 0 | 0 | 0 | 0 | 95.9475 | 448.9333 | 5894 | 0 | 0 | 0 | 0 | 0 | 0 | 0 | 0 | 0 | 448.9333 | 5894 | - | 0 | 0 | - | 0 | 0 | - | 500 | 0 | - | 5894 | - | 0 | 0 | - | 0 | 0 | - | 0 | 0 | -
5895 | 0 | 0 | 0 | 0 | 0 | 0 | 0 | 0 | 0 | 0 | 5895 | 0 | 0 | 0 | 0 | 0 | 0 | 0 | 0 | 0 | 0 | 5895 | - | 0 | 500 | - | 0 | 0 | - | 0 | 0 | - | 5895 | - | 0 | 0 | - | 0 | 0 | - | 0 | 0 | -
5896 | 0 | 0 | 0 | 0 | 0 | 0 | 0 | 0 | 0 | 0 | 5896 | 0 | 0 | 0 | 0 | 0 | 0 | 0 | 0 | 0 | 0 | 5896 | - | 0 | 0 | - | 0 | 0 | - | 0 | 0 | - | 5896 | - | 0 | 0 | - | 0 | 0 | - | 0 | 0 | -
5897 | 0 | 0 | 0 | 0 | 0 | 0 | 0 | 0 | 0 | 0 | 5897 | 0 | 0 | 0 | 0 | 0 | 0 | 0 | 0 | 0 | 0 | 5897 | - | 0 | 0 | - | 500 | 0 | - | 0 | 0 | - | 5897 | - | 0 | 0 | - | 0 | 0 | - | 0 | 0 | -
5898 | 0 | 0 | 0 | 0 | 0 | 0 | 0 | 0 | 0 | 0 | 5898 | 0 | 0 | 0 | 0 | 0 | 0 | 0 | 0 | 0 | 0 | 5898 | - | 0 | 0 | - | 0 | 0 | - | 0 | 0 | - | 5898 | - | 0 | 0 | - | 0 | 0 | - | 0 | 0 | -
5899 | 0 | 0 | 0 | 0 | 0 | 0 | 0 | 0 | 0 | 0 | 5899 | 0 | 0 | 0 | 0 | 0 | 0 | 0 | 0 | 0 | 0 | 5899 | - | 0 | 0 | - | 0 | 0 | - | 0 | 0 | - | 5899 | - | 0 | 0 | - | 0 | 0 | - | 0 | 0 | -
5900 | 0 | 0 | 0 | 0 | 0 | 0 | 0 | 0 | 0 | 0 | 5900 | 0 | 0 | 0 | 0 | 0 | 0 | 0 | 0 | 0 | 0 | 5900 | - | 0 | 0 | - | 0 | 0 | - | 0 | 0 | - | 5900 | - | 0 | 0 | - | 0 | 0 | - | 0 | 0 | -
5901 | 0 | 0 | 0 | 0 | 0 | 0 | 0 | 0 | 0 | 0 | 5901 | 0 | 0 | 0 | 0 | 0 | 0 | 0 | 0 | 0 | 0 | 5901 | - | 0 | 0 | - | 0 | 0 | - | 0 | 0 | - | 5901 | - | 0 | 0 | - | 0 | 0 | - | 0 | 0 | -
5902 | 0 | 0 | 0 | 0 | 0 | 0 | 0 | 0 | 0 | 0 | 5902 | 0 | 0 | 0 | 0 | 0 | 0 | 0 | 0 | 0 | 0 | 5902 | - | 0 | 0 | - | 0 | 0 | - | 0 | 0 | - | 5902 | - | 0 | 0 | - | 0 | 0 | - | 0 | 0 | -
5903 | 0 | 0 | 0 | 0 | 0 | 0 | 0 | 0 | 0 | 0 | 5903 | 0 | 0 | 0 | 0 | 0 | 0 | 0 | 0 | 0 | 0 | 5903 | - | 0 | 0 | - | 0 | 0 | - | 0 | 0 | - | 5903 | - | 0 | 0 | - | 0 | 0 | - | 0 | 0 | -
5904 | 0 | 0 | 0 | 0 | 0 | 0 | 0 | 0 | 0 | 0 | 5904 | 0 | 0 | 0 | 0 | 0 | 0 | 0 | 0 | 0 | 0 | 5904 | - | 0 | 0 | - | 0 | 0 | - | 0 | 0 | - | 5904 | - | 0 | 0 | - | 0 | 0 | - | 0 | 0 | -
5905 | 0 | 0 | 0 | 0 | 0 | 0 | 0 | 0 | 0 | 0 | 5905 | 0 | 0 | 0 | 0 | 0 | 0 | 0 | 0 | 0 | 0 | 5905 | - | 0 | 0 | - | 0 | 0 | - | 0 | 0 | - | 5905 | - | 24.4321 | 24.4321 | - | 0 | 0 | - | 0 | 0 | -
5906 | 0 | 0 | 0 | 0 | 0 | 0 | 0 | 0 | 0 | 0 | 5906 | 0 | 0 | 0 | 0 | 0 | 0 | 0 | 0 | 0 | 0 | 5906 | - | 0 | 0 | - | 0 | 0 | - | 0 | 0 | - | 5906 | - | 225.4818 | 225.4818 | - | 0 | 0 | - | 0 | 0 | -
5907 | 0 | 0 | 0 | 0 | 0 | 0 | 0 | 0 | 0 | 0 | 5907 | 0 | 0 | 0 | 31.437 | 0 | 0 | 0 | 0 | 0 | 0 | 5907 | - | 0 | 0 | - | 0 | 0 | - | 0 | 0 | - | 5907 | - | 500 | 500 | - | 31.437 | 31.437 | - | 0 | 0 | -
5908 | 0 | 0 | 0 | 0 | 0 | 0 | 0 | 0 | 0 | 0 | 5908 | 0 | 0 | 0 | 65.378 | 0 | 0 | 0 | 0 | 0 | 0 | 5908 | - | 0 | 0 | - | 0 | 0 | - | 0 | 0 | - | 5908 | - | 500 | 500 | - | 65.378 | 65.378 | - | 0 | 0 | -
5909 | 0 | 0 | 0 | 0 | 0 | 0 | 0 | 0 | 0 | 0 | 5909 | 0 | 0 | 0 | 73.9216 | 0 | 0 | 0 | 0 | 0 | 0 | 5909 | - | 0 | 0 | - | 0 | 0 | - | 0 | 0 | - | 5909 | - | 500 | 500 | - | 73.9216 | 73.9216 | - | 0 | 0 | -
5910 | 0 | 0 | 0 | 0 | 0 | 0 | 0 | 0 | 0 | 0 | 5910 | 0 | 0 | 0 | 0 | 0 | 0 | 0 | 0 | 0 | 0 | 5910 | - | 0 | 0 | - | 0 | 0 | - | 0 | 0 | - | 5910 | - | 0 | 0 | - | 0 | 0 | - | 0 | 0 | -
5911 | 0 | 0 | 0 | 0 | 0 | 0 | 0 | 0 | 0 | 0 | 5911 | 0 | 0 | 0 | 0 | 0 | 0 | 0 | 0 | 0 | 0 | 5911 | - | 0 | 0 | - | 0 | 0 | - | 0 | 0 | - | 5911 | - | 0 | 0 | - | 0 | 0 | - | 0 | 0 | -
5912 | 0 | 0 | 0 | 0 | 0 | 0 | 0 | 0 | 0 | 0 | 5912 | 0 | 0 | 0 | 0 | 0 | 0 | 0 | 0 | 0 | 0 | 5912 | - | 0 | 0 | - | 492.585 | 0 | - | 0 | 0 | - | 5912 | - | 0 | 0 | - | 0 | 0 | - | 0 | 0 | -
5913 | 0 | 0 | 0 | 200.8666 | 0 | 0 | 0 | 0 | 0 | 0 | 5913 | 0 | 0 | 0 | 0 | 0 | 0 | 0 | 0 | 0 | 0 | 5913 | - | 500 | 500 | - | 0 | 0 | - | 0 | 0 | - | 5913 | - | 0 | 0 | - | 0 | 0 | - | 0 | 0 | -
5914 | 0 | 813.4892 | 189.6243 | 0 | 0 | 0 | 0 | 0 | 0 | 0 | 5914 | 0 | 0 | 0 | 0 | 0 | 0 | 0 | 0 | 0 | 0 | 5914 | - | 500 | 500 | - | 0 | 0 | - | 0 | 0 | - | 5914 | - | 0 | 0 | - | 0 | 0 | - | 0 | 0 | -
5915 | 101.5348 | 0 | 0 | 0 | 0 | 0 | 0 | 0 | 0 | 101.5348 | 5915 | 0 | 0 | 0 | 0 | 0 | 0 | 0 | 0 | 0 | 101.5348 | 5915 | - | 500 | 500 | - | 0 | 500 | - | 0 | 0 | - | 5915 | - | 0 | 0 | - | 0 | 0 | - | 0 | 0 | -
5916 | 0 | 0 | 0 | 0 | 0 | 0 | 0 | 0 | 0 | 0 | 5916 | 0 | 0 | 0 | 0 | 0 | 0 | 0 | 0 | 0 | 0 | 5916 | - | 500 | 500 | - | 500 | 500 | - | 0 | 293.2289 | - | 5916 | - | 0 | 0 | - | 0 | 0 | - | 0 | 0 | -
5917 | 0 | 0 | 0 | 0 | 0 | 0 | 0 | 0 | 0 | 0 | 5917 | 0 | 0 | 0 | 0 | 0 | 0 | 0 | 0 | 0 | 0 | 5917 | - | 160.3876 | 160.3876 | - | 67.4357 | 0 | - | 0 | 500 | - | 5917 | - | 0 | 0 | - | 0 | 0 | - | 0 | 0 | -
5918 | 0 | 0 | 0 | 0 | 0 | 0 | 0 | 0 | 0 | 0 | 5918 | 0 | 0 | 0 | 0 | 0 | 0 | 0 | 0 | 0 | 0 | 5918 | - | 0 | 0 | - | 0 | 0 | - | 0 | 0 | - | 5918 | - | 0 | 0 | - | 0 | 0 | - | 0 | 0 | -
5919 | 0 | 0 | 0 | 0 | 0 | 0 | 0 | 0 | 0 | 0 | 5919 | 0 | 0 | 0 | 0 | 0 | 0 | 0 | 0 | 0 | 0 | 5919 | - | 0 | 0 | - | 0 | 0 | - | 0 | 0 | - | 5919 | - | 0 | 0 | - | 0 | 0 | - | 0 | 0 | -
5920 | 0 | 0 | 0 | 0 | 0 | 0 | 0 | 0 | 0 | 0 | 5920 | 0 | 0 | 0 | 0 | 0 | 0 | 0 | 0 | 0 | 0 | 5920 | - | 0 | 0 | - | 0 | 0 | - | 0 | 0 | - | 5920 | - | 0 | 0 | - | 0 | 0 | - | 0 | 0 | -
5921 | 0 | 0 | 0 | 0 | 0 | 0 | 0 | 0 | 0 | 0 | 5921 | 74.0545 | 0 | 0 | 0 | 0 | 0 | 0 | 0 | 0 | 0 | 5921 | - | 0 | 0 | - | 0 | 0 | - | 0 | 0 | - | 5921 | - | 74.0545 | 74.0545 | - | 0 | 0 | - | 500 | 500 | -
5922 | 0 | 0 | 0 | 0 | 0 | 0 | 0 | 0 | 0 | 0 | 5922 | 69.355 | 0 | 0 | 0 | 0 | 0 | 0 | 0 | 0 | 0 | 5922 | - | 0 | 0 | - | 0 | 0 | - | 0 | 0 | - | 5922 | - | 69.355 | 69.355 | - | 0 | 0 | - | 0 | 0 | -
5923 | 0 | 0 | 0 | 0 | 0 | 0 | 0 | 0 | 0 | 0 | 5923 | 0 | 0 | 0 | 0 | 0 | 0 | 0 | 0 | 0 | 0 | 5923 | - | 0 | 0 | - | 0 | 0 | - | 500 | 500 | - | 5923 | - | 0 | 0 | - | 0 | 0 | - | 0 | 0 | -
5924 | 0 | 0 | 0 | 0 | 0 | 0 | 0 | 0 | 0 | 0 | 5924 | 0 | 0 | 0 | 0 | 0 | 0 | 0 | 0 | 0 | 0 | 5924 | - | 0 | 0 | - | 0 | 0 | - | 117.284 | 117.284 | - | 5924 | - | 0 | 0 | - | 0 | 0 | - | 0 | 0 | -
5925 | 0 | 0 | 0 | 0 | 0 | 0 | 0 | 0 | 0 | 0 | 5925 | 0 | 0 | 0 | 0 | 0 | 0 | 0 | 0 | 0 | 0 | 5925 | - | 0 | 0 | - | 0 | 0 | - | 0 | 0 | - | 5925 | - | 0 | 0 | - | 0 | 0 | - | 0 | 0 | -
5926 | 0 | 0 | 0 | 0 | 0 | 0 | 0 | 0 | 0 | 0 | 5926 | 41.1208 | 0 | 0 | 0 | 0 | 0 | 0 | 0 | 0 | 0 | 5926 | - | 0 | 0 | - | 0 | 0 | - | 0 | 0 | - | 5926 | - | 41.1208 | 41.1208 | - | 0 | 0 | - | 0 | 0 | -
5927 | 0 | 0 | 0 | 0 | 0 | 0 | 0 | 0 | 0 | 0 | 5927 | 8.9173 | 0 | 0 | 0 | 0 | 0 | 0 | 0 | 0 | 0 | 5927 | - | 0 | 0 | - | 0 | 0 | - | 0 | 0 | - | 5927 | - | 8.9173 | 8.9173 | - | 0 | 0 | - | 0 | 0 | -
5928 | 0 | 0 | 0 | 0 | 0 | 0 | 0 | 0 | 0 | 0 | 5928 | 11.0721 | 0 | 0 | 0 | 0 | 0 | 0 | 0 | 0 | 0 | 5928 | - | 0 | 0 | - | 0 | 0 | - | 0 | 0 | - | 5928 | - | 11.0721 | 11.0721 | - | 0 | 0 | - | 352.7932 | 352.8781 | -
5929 | 0 | 0 | 0 | 0 | 0 | 0 | 0 | 0 | 0 | 0 | 5929 | 0 | 0 | 0 | 0 | 0 | 0 | 0 | 0 | 0 | 0 | 5929 | - | 0 | 0 | - | 0 | 0 | - | 0 | 0 | - | 5929 | - | 0 | 0 | - | 0 | 0 | - | 125.0855 | 215.9092 | -
5930 | 0 | 0 | 0 | 0 | 0 | 0 | 0 | 0 | 0 | 0 | 5930 | 162.0894 | 0 | 0 | 197.9887 | 0 | 197.9887 | 720.8188 | 273.3634 | 231.2004 | 0 | 5930 | - | 0 | 0 | - | 0 | 0 | - | 0 | 0 | - | 5930 | - | 162.0894 | 162.0894 | - | 197.9887 | 0 | - | 500 | 500 | -
5931 | 0 | 0 | 0 | 0 | 0 | 0 | 0 | 0 | 0 | 0 | 5931 | 267.4762 | 0 | 0 | 317.497 | 0 | 0 | 531.669 | 538.5366 | 0 | 0 | 5931 | - | 0 | 0 | - | 0 | 0 | - | 0 | 0 | - | 5931 | - | 267.4762 | 267.4762 | - | 317.497 | 317.497 | - | 500 | 500 | -
5932 | 0 | 0 | 0 | 0 | 0 | 0 | 0 | 0 | 0 | 0 | 5932 | 393.2067 | 0 | 0 | 453.9531 | 50.661 | 0 | 409.0914 | 0 | 0 | 0 | 5932 | - | 0 | 0 | - | 0 | 0 | - | 0 | 0 | - | 5932 | - | 393.2067 | 393.2067 | - | 403.2921 | 453.9531 | - | 500 | 409.0914 | -
5933 | 0 | 0 | 0 | 0 | 0 | 0 | 0 | 0 | 0 | 0 | 5933 | 350.9212 | 0 | 0 | 423.0819 | 423.0819 | 0 | 370.0093 | 0 | 0 | 0 | 5933 | - | 0 | 0 | - | 0 | 0 | - | 0 | 0 | - | 5933 | - | 350.9212 | 350.9212 | - | 0 | 423.0819 | - | 370.0093 | 370.0093 | -
5934 | 0 | 0 | 0 | 0 | 0 | 0 | 0 | 0 | 0 | 0 | 5934 | 24.4761 | 0 | 0 | 120.5393 | 120.5393 | 0.14629 | 42.809 | 0 | 0 | 0 | 5934 | - | 0 | 0 | - | 0 | 0 | - | 0 | 0 | - | 5934 | - | 24.4761 | 24.4761 | - | 0 | 120.393 | - | 42.809 | 42.809 | -
5935 | 0 | 0 | 0 | 0 | 0 | 0 | 0 | 0 | 0 | 0 | 5935 | 0 | 0 | 0 | 0 | 0 | 0 | 0 | 0 | 0 | 0 | 5935 | - | 0 | 0 | - | 0 | 0 | - | 0 | 0 | - | 5935 | - | 0 | 0 | - | 0 | 0 | - | 0 | 0 | -
5936 | 307.6316 | 0 | 0 | 0 | 0 | 0 | 511.8865 | 11.8865 | 11.8865 | 307.6316 | 5936 | 0 | 0 | 0 | 0 | 0 | 0 | 0 | 0 | 0 | 307.6316 | 5936 | - | 237.2777 | 307.6316 | - | 0 | 0 | - | 500 | 500 | - | 5936 | - | 0 | 0 | - | 0 | 0 | - | 0 | 0 | -
5937 | 395.6569 | 0 | 0 | 67.6596 | 0 | 0 | 527.014 | 27.014 | 27.014 | 395.6569 | 5937 | 0 | 0 | 0 | 0 | 0 | 0 | 0 | 0 | 0 | 395.6569 | 5937 | - | 395.6569 | 395.6569 | - | 67.6596 | 67.6596 | - | 500 | 500 | - | 5937 | - | 0 | 0 | - | 0 | 0 | - | 0 | 0 | -
5938 | 222.0192 | 0 | 0 | 0 | 0 | 0 | 239.1682 | 0 | 0 | 222.0192 | 5938 | 0 | 0 | 0 | 0 | 0 | 0 | 0 | 0 | 0 | 222.0192 | 5938 | - | 222.0192 | 222.0192 | - | 0 | 55.7046 | - | 239.1682 | 239.1682 | - | 5938 | - | 0 | 0 | - | 0 | 0 | - | 0 | 0 | -
5939 | 216.078 | 0 | 0 | 0 | 0 | 0 | 212.3097 | 0 | 0 | 216.078 | 5939 | 0 | 0 | 0 | 0 | 0 | 0 | 0 | 0 | 0 | 216.078 | 5939 | - | 216.078 | 216.078 | - | 0 | 0 | - | 212.3097 | 212.3097 | - | 5939 | - | 0 | 0 | - | 0 | 0 | - | 0 | 0 | -
5940 | 275.725 | 0 | 0 | 212.4109 | 0 | 0 | 274.8609 | 0 | 0 | 275.725 | 5940 | 0 | 0 | 0 | 0 | 0 | 0 | 0 | 0 | 0 | 275.725 | 5940 | - | 275.725 | 205.371 | - | 318.2757 | 500 | - | 500 | 500 | - | 5940 | - | 0 | 0 | - | 0 | 0 | - | 0 | 0 | -
5941 | 233.1121 | 0 | 0 | 1500 | 699.1555 | 233.1 | 675.2284 | 916.276 | 233.1 | 233.1121 | 5941 | 0 | 0 | 0 | 0 | 0 | 0 | 0 | 0 | 0 | 233.1121 | 5941 | - | 384.9585 | 384.9585 | - | 500 | 500 | - | 500 | 500 | - | 5941 | - | 0 | 0 | - | 0 | 0 | - | 0 | 0 | -
5942 | 0 | 0 | 0 | 0 | 0 | 0 | 0 | 0 | 0 | 0 | 5942 | 0 | 0 | 0 | 0 | 0 | 0 | 0 | 0 | 0 | 0 | 5942 | - | 0 | 0 | - | 248.3583 | 500 | - | 500 | 500 | - | 5942 | - | 0 | 0 | - | 0 | 0 | - | 0 | 0 | -
5943 | 0 | 0 | 0 | 0 | 0 | 0 | 0 | 0 | 0 | 0 | 5943 | 0 | 0 | 0 | 0 | 0 | 0 | 0 | 0 | 0 | 0 | 5943 | - | 0 | 0 | - | 0 | 0 | - | 0 | 0 | - | 5943 | - | 0 | 0 | - | 0 | 0 | - | 0 | 0 | -
5944 | 0 | 0 | 0 | 0 | 0 | 0 | 0 | 0 | 0 | 0 | 5944 | 0 | 0 | 0 | 0 | 47.7487 | 0 | 0 | 0 | 0 | 0 | 5944 | - | 0 | 0 | - | 0 | 0 | - | 0 | 0 | - | 5944 | - | 0 | 0 | - | 0 | 0 | - | 0 | 0 | -
5945 | 0 | 0 | 0 | 0 | 0 | 0 | 0 | 0 | 0 | 0 | 5945 | 401.7905 | 51.7905 | 0 | 0 | 302.6251 | 0 | 198.1588 | 662.5653 | 0 | 0 | 5945 | - | 0 | 0 | - | 0 | 0 | - | 0 | 0 | - | 5945 | - | 500 | 500 | - | 500 | 500 | - | 500 | 500 | -
5946 | 0 | 0 | 0 | 0 | 0 | 0 | 0 | 0 | 0 | 0 | 5946 | 498.2796 | 148.2796 | 148.2796 | 726.3086 | 376.3086 | 233.1 | 796.9165 | 455.768 | 233.1 | 0 | 5946 | - | 0 | 0 | - | 0 | 0 | - | 0 | 0 | - | 5946 | - | 500 | 500 | - | 500 | 500 | - | 500 | 500 | -
5947 | 0 | 0 | 0 | 0 | 0 | 0 | 0 | 0 | 0 | 0 | 5947 | 381.5445 | 31.5445 | 31.5445 | 719.958 | 219.958 | 89.2614 | 605.7467 | 264.5983 | 89.2614 | 0 | 5947 | - | 0 | 0 | - | 0 | 0 | - | 0 | 0 | - | 5947 | - | 500 | 500 | - | 500 | 500 | - | 500 | 500 | -
5948 | 0 | 0 | 0 | 0 | 0 | 0 | 0 | 0 | 0 | 0 | 5948 | 137.7702 | 0 | 0 | 361.3718 | 0 | 0 | 260.3714 | 0 | 0 | 0 | 5948 | - | 0 | 0 | - | 0 | 0 | - | 0 | 0 | - | 5948 | - | 287.7702 | 287.7702 | - | 421.8461 | 421.8461 | - | 419.223 | 419.223 | -
5949 | 0 | 0 | 0 | 0 | 0 | 0 | 0 | 0 | 0 | 0 | 5949 | 175.1298 | 0 | 0 | 266.759 | 0 | 0 | 210.3296 | 0 | 0 | 0 | 5949 | - | 0 | 0 | - | 0 | 0 | - | 0 | 0 | - | 5949 | - | 325.1298 | 325.1298 | - | 416.759 | 416.759 | - | 369.1812 | 369.1812 | -
5950 | 0 | 0 | 0 | 0 | 0 | 0 | 0 | 0 | 0 | 0 | 5950 | 78.1291 | 228.1291 | 0 | 0 | 0 | 0 | 2.8745 | 0 | 0 | 0 | 5950 | - | 0 | 0 | - | 0 | 0 | - | 0 | 0 | - | 5950 | - | 0 | 228.1291 | - | 263.2256 | 263.2256 | - | 161.7261 | 161.7261 | -
5951 | 0 | 0 | 0 | 0 | 0 | 0 | 0 | 0 | 0 | 0 | 5951 | 13.2659 | 0 | 52.9523 | 0 | 0 | 0 | 0 | 0 | 0 | 0 | 5951 | - | 0 | 0 | - | 0 | 0 | - | 0 | 0 | - | 5951 | - | 163.2659 | 0 | - | 119.899 | 119.899 | - | 0 | 0 | -
5952 | 0 | 0 | 0 | 0 | 0 | 0 | 0 | 0 | 0 | 0 | 5952 | 39.1968 | 189.1968 | 0 | 0 | 65.945 | 0 | 0 | 0 | 0 | 0 | 5952 | - | 0 | 0 | - | 0 | 0 | - | 0 | 0 | - | 5952 | - | 0 | 189.1968 | - | 0 | 65.945 | - | 500 | 28.3722 | -
5953 | 0 | 0 | 0 | 0 | 0 | 0 | 0 | 0 | 0 | 0 | 5953 | 0 | 0 | 89.585 | 0 | 0 | 0 | 0 | 0 | 0 | 0 | 5953 | - | 0 | 0 | - | 0 | 0 | - | 0 | 0 | - | 5953 | - | 195.6311 | 0 | - | 0 | 0 | - | 500 | 460.154 | -
5954 | 0 | 0 | 0 | 0 | 0 | 0 | 0 | 0 | 0 | 0 | 5954 | 0 | 66.9072 | 0 | 0 | 0 | 0 | 0 | 0 | 0 | 0 | 5954 | - | 0 | 0 | - | 0 | 0 | - | 0 | 0 | - | 5954 | - | 500 | 171.4761 | - | 411.519 | 411.2226 | - | 500 | 500 | -
5955 | 0 | 0 | 0 | 0 | 0 | 0 | 0 | 0 | 0 | 0 | 5955 | 20.1709 | 464.2152 | 0 | 0 | 335.5045 | 0 | 0 | 0 | 0 | 0 | 5955 | - | 0 | 0 | - | 0 | 0 | - | 0 | 0 | - | 5955 | - | 231.5664 | 304.1635 | - | 172.8461 | 500 | - | 500 | 500 | -
5956 | 0 | 0 | 0 | 0 | 0 | 0 | 0 | 0 | 0 | 0 | 5956 | 32.9405 | 202.8688 | 0 | 0 | 0 | 0 | 0 | 0 | 0 | 0 | 5956 | - | 0 | 0 | - | 0 | 0 | - | 0 | 0 | - | 5956 | - | 500 | 328.2331 | - | 491.3531 | 500 | - | 500 | 500 | -
5957 | 0 | 0 | 0 | 0 | 0 | 0 | 0 | 0 | 0 | 0 | 5957 | 105.6529 | 0 | 0 | 0 | 34.8417 | 0 | 0 | 0 | 0 | 0 | 5957 | - | 0 | 0 | - | 0 | 0 | - | 0 | 0 | - | 5957 | - | 255.6529 | 255.6529 | - | 0 | 34.8417 | - | 449.8697 | 0 | -
5958 | 0 | 0 | 0 | 0 | 0 | 0 | 0 | 0 | 0 | 0 | 5958 | 190.5268 | 0 | 0 | 0 | 0 | 0 | 0 | 0 | 0 | 0 | 5958 | - | 0 | 0 | - | 0 | 460.0404 | - | 0 | 0 | - | 5958 | - | 340.5268 | 202.2969 | - | 0 | 0 | - | 0 | 0 | -
5959 | 0 | 0 | 0 | 0 | 0 | 0 | 0 | 0 | 0 | 0 | 5959 | 0 | 0 | 0 | 0 | 0 | 0 | 0 | 0 | 0 | 0 | 5959 | - | 110.5211 | 204.3929 | - | 0 | 500 | - | 0 | 0 | - | 5959 | - | 0 | 0 | - | 0 | 0 | - | 0 | 0 | -
5960 | 0 | 0 | 0 | 0 | 0 | 0 | 0 | 0 | 0 | 0 | 5960 | 0 | 0 | 0 | 0 | 0 | 0 | 0 | 0 | 0 | 0 | 5960 | - | 500 | 500 | - | 0 | 500 | - | 0 | 0 | - | 5960 | - | 0 | 0 | - | 0 | 0 | - | 0 | 0 | -
5961 | 0 | 0 | 0 | 0 | 0 | 0 | 512.5965 | 12.5965 | 12.5965 | 0 | 5961 | 0 | 0 | 0 | 0 | 0 | 0 | 0 | 0 | 0 | 0 | 5961 | - | 500 | 500 | - | 500 | 500 | - | 500 | 500 | - | 5961 | - | 0 | 0 | - | 0 | 0 | - | 0 | 0 | -
5962 | 0 | 0 | 0 | 0 | 0 | 0 | 570.0381 | 70.0381 | 70.0381 | 0 | 5962 | 0 | 0 | 0 | 0 | 0 | 0 | 0 | 0 | 0 | 0 | 5962 | - | 500 | 500 | - | 500 | 500 | - | 500 | 500 | - | 5962 | - | 0 | 0 | - | 0 | 0 | - | 0 | 0 | -
5963 | 814.7915 | 0 | 36.4807 | 865.5978 | 0 | 146.1487 | 524.3169 | 24.3169 | 24.3169 | 814.7915 | 5963 | 0 | 0 | 0 | 0 | 0 | 0 | 0 | 0 | 0 | 814.7915 | 5963 | - | 500 | 500 | - | 500 | 500 | - | 500 | 500 | - | 5963 | - | 0 | 0 | - | 0 | 0 | - | 0 | 0 | -
5964 | 1016.0082 | 1000 | 233.1 | 1500 | 1000 | 233.1 | 381.1626 | 921.5262 | 233.1 | 1016.0082 | 5964 | 0 | 0 | 0 | 0 | 0 | 0 | 0 | 0 | 0 | 1016.0082 | 5964 | - | 500 | 500 | - | 500 | 500 | - | 500 | 500 | - | 5964 | - | 0 | 0 | - | 0 | 0 | - | 0 | 0 | -
5965 | 609.668 | 626.9784 | 109.668 | 74.8699 | 626.9784 | 0 | 452.3536 | 598.5007 | 39.1972 | 609.668 | 5965 | 0 | 0 | 0 | 0 | 0 | 0 | 0 | 0 | 0 | 609.668 | 5965 | - | 500 | 500 | - | 500 | 500 | - | 500 | 500 | - | 5965 | - | 0 | 0 | - | 0 | 0 | - | 0 | 0 | -
5966 | 0 | 0 | 0 | 0 | 0 | 0 | 0 | 0 | 0 | 0 | 5966 | 0 | 0 | 0 | 0 | 0 | 0 | 0 | 0 | 0 | 0 | 5966 | - | 500 | 500 | - | 133.526 | 500 | - | 0 | 0 | - | 5966 | - | 0 | 0 | - | 0 | 0 | - | 0 | 0 | -
5967 | 0 | 0 | 0 | 0 | 0 | 0 | 0 | 0 | 0 | 0 | 5967 | 0 | 0 | 0 | 0 | 0 | 0 | 0 | 0 | 0 | 0 | 5967 | - | 0 | 0 | - | 0 | 0 | - | 0 | 0 | - | 5967 | - | 0 | 0 | - | 0 | 0 | - | 0 | 0 | -
5968 | 0 | 0 | 0 | 0 | 0 | 0 | 0 | 0 | 0 | 0 | 5968 | 0 | 0 | 233.1 | 0 | 0 | 0 | 46.1673 | 125.593 | 125.593 | 0 | 5968 | - | 0 | 0 | - | 0 | 0 | - | 0 | 0 | - | 5968 | - | 260.1395 | 0 | - | 271.3343 | 271.3343 | - | 0 | 0 | -
5969 | 0 | 0 | 0 | 0 | 0 | 0 | 0 | 0 | 0 | 0 | 5969 | 266.8174 | 0 | 0 | 355.1164 | 0 | 0 | 258.6622 | 0 | 0 | 0 | 5969 | - | 0 | 0 | - | 0 | 0 | - | 0 | 0 | - | 5969 | - | 416.8174 | 416.8174 | - | 449.0884 | 449.0884 | - | 437.3147 | 338.088 | -
5970 | 0 | 0 | 0 | 0 | 0 | 0 | 0 | 0 | 0 | 0 | 5970 | 314.9227 | 0 | 89.2614 | 478.1551 | 13.7389 | 13.7389 | 341.6778 | 345.0801 | 0 | 0 | 5970 | - | 0 | 0 | - | 0 | 0 | - | 0 | 0 | - | 5970 | - | 464.9227 | 375.6613 | - | 500 | 500 | - | 77.5185 | 422.5986 | -
5971 | 0 | 0 | 0 | 0 | 0 | 0 | 0 | 0 | 0 | 0 | 5971 | 265.0177 | 0 | 0 | 454.4351 | 0 | 0 | 236.0154 | 355.154 | 0 | 0 | 5971 | - | 0 | 0 | - | 0 | 0 | - | 0 | 0 | - | 5971 | - | 415.0177 | 415.0177 | - | 454.4351 | 454.4351 | - | 0 | 355.154 | -
5972 | 0 | 0 | 0 | 0 | 0 | 0 | 0 | 0 | 0 | 0 | 5972 | 318.9022 | 0 | 0 | 348.368 | 5.5738 | 5.5738 | 320.6985 | 0 | 0 | 0 | 5972 | - | 0 | 0 | - | 0 | 0 | - | 0 | 0 | - | 5972 | - | 468.9022 | 318.9022 | - | 500 | 500 | - | 400.1243 | 400.1243 | -
5973 | 0 | 0 | 0 | 0 | 0 | 0 | 0 | 0 | 0 | 0 | 5973 | 264.8795 | 0 | 0 | 429.4729 | 0 | 0 | 222.8126 | 0 | 0 | 0 | 5973 | - | 0 | 0 | - | 0 | 0 | - | 0 | 0 | - | 5973 | - | 414.8795 | 414.8795 | - | 429.4729 | 429.4729 | - | 302.2384 | 302.2384 | -
5974 | 0 | 0 | 0 | 0 | 0 | 0 | 0 | 0 | 0 | 0 | 5974 | 269.6454 | 419.6454 | 0 | 8.85 | 0 | 0 | 232.4136 | 311.8394 | 0 | 0 | 5974 | - | 0 | 0 | - | 0 | 0 | - | 0 | 0 | - | 5974 | - | 0 | 269.6454 | - | 437.2242 | 437.2242 | - | 0 | 311.8394 | -
5975 | 0 | 0 | 0 | 0 | 0 | 0 | 0 | 0 | 0 | 0 | 5975 | 98.8066 | 0 | 0 | 0 | 221.2824 | 0 | 143.648 | 0 | 0 | 0 | 5975 | - | 0 | 0 | - | 0 | 0 | - | 0 | 0 | - | 5975 | - | 298.3465 | 298.3465 | - | 109.0721 | 330.3545 | - | 223.0738 | 223.0738 | -
5976 | 0 | 0 | 0 | 0 | 0 | 0 | 0 | 0 | 0 | 0 | 5976 | 0 | 0 | 0 | 0 | 372.6552 | 0 | 198.3601 | 0 | 0 | 0 | 5976 | - | 0 | 0 | - | 0 | 0 | - | 0 | 0 | - | 5976 | - | 327.0866 | 327.0866 | - | 0 | 372.6552 | - | 277.7859 | 277.7859 | -
5977 | 0 | 0 | 0 | 0 | 0 | 0 | 0 | 0 | 0 | 0 | 5977 | 0 | 329.8297 | 0 | 0 | 0 | 0 | 0 | 0 | 0 | 0 | 5977 | - | 0 | 0 | - | 0 | 0 | - | 0 | 0 | - | 5977 | - | 0 | 329.8297 | - | 375.7493 | 375.7493 | - | 208.8858 | 208.8858 | -
5978 | 0 | 0 | 0 | 0 | 0 | 0 | 0 | 0 | 0 | 0 | 5978 | 0 | 0 | 0 | 0 | 0 | 69.9487 | 0 | 0 | 0 | 0 | 5978 | - | 0 | 0 | - | 0 | 0 | - | 0 | 0 | - | 5978 | - | 220.812 | 220.812 | - | 209.332 | 121.9984 | - | 0 | 0 | -
5979 | 0 | 0 | 0 | 0 | 0 | 0 | 0 | 0 | 0 | 0 | 5979 | 0 | 0 | 0 | 0 | 340.2624 | 0 | 0 | 0 | 98.0584 | 0 | 5979 | - | 0 | 0 | - | 0 | 0 | - | 0 | 0 | - | 5979 | - | 320.5559 | 320.5559 | - | 0 | 340.2624 | - | 98.0584 | 0 | -
5980 | 0 | 0 | 0 | 0 | 0 | 0 | 0 | 0 | 0 | 0 | 5980 | 275.4061 | 7.907 | 0 | 0 | 429.4189 | 233.1 | 73.942 | 245.2651 | 98.7099 | 0 | 5980 | - | 0 | 0 | - | 0 | 0 | - | 0 | 0 | - | 5980 | - | 417.4992 | 425.4061 | - | 0 | 196.3189 | - | 0 | 146.5552 | -
5981 | 0 | 0 | 0 | 0 | 0 | 0 | 0 | 0 | 0 | 0 | 5981 | 0 | 464.6269 | 0 | 0 | 0 | 0 | 0 | 0 | 0 | 0 | 5981 | - | 0 | 0 | - | 0 | 0 | - | 0 | 0 | - | 5981 | - | 0 | 464.6269 | - | 0 | 0 | - | 0 | 0 | -
5982 | 0 | 0 | 0 | 0 | 0 | 0 | 0 | 0 | 0 | 0 | 5982 | 0 | 160.9227 | 0 | 0 | 0 | 0 | 0 | 0 | 0 | 0 | 5982 | - | 0 | 0 | - | 0 | 0 | - | 0 | 0 | - | 5982 | - | 0 | 10.9227 | - | 0 | 0 | - | 0 | 0 | -
5983 | 0 | 0 | 0 | 0 | 0 | 0 | 0 | 0 | 0 | 0 | 5983 | 0 | 0 | 0 | 0 | 0 | 0 | 0 | 0 | 0 | 0 | 5983 | - | 0 | 0 | - | 0 | 0 | - | 0 | 0 | - | 5983 | - | 0 | 0 | - | 0 | 0 | - | 0 | 0 | -
5984 | 0 | 0 | 0 | 0 | 0 | 0 | 0 | 0 | 0 | 0 | 5984 | 0 | 0 | 0 | 0 | 0 | 0 | 0 | 0 | 0 | 0 | 5984 | - | 0 | 0 | - | 0 | 0 | - | 0 | 0 | - | 5984 | - | 0 | 0 | - | 0 | 0 | - | 0 | 0 | -
5985 | 0 | 0 | 0 | 0 | 0 | 0 | 0 | 0 | 0 | 0 | 5985 | 0 | 0 | 0 | 0 | 0 | 0 | 0 | 0 | 0 | 0 | 5985 | - | 0 | 0 | - | 0 | 0 | - | 0 | 0 | - | 5985 | - | 0 | 0 | - | 0 | 0 | - | 0 | 0 | -
5986 | 129.5591 | 0 | 0 | 0 | 0 | 0 | 0 | 0 | 0 | 129.5591 | 5986 | 0 | 0 | 0 | 0 | 0 | 0 | 0 | 0 | 0 | 129.5591 | 5986 | - | 0 | 129.5591 | - | 0 | 0 | - | 0 | 0 | - | 5986 | - | 0 | 0 | - | 0 | 0 | - | 0 | 0 | -
5987 | 0 | 0 | 0 | 4.1253 | 0 | 0 | 0 | 0 | 0 | 0 | 5987 | 0 | 0 | 0 | 0 | 0 | 0 | 0 | 0 | 0 | 0 | 5987 | - | 169.4651 | 0 | - | 276.3254 | 276.3254 | - | 0 | 0 | - | 5987 | - | 0 | 0 | - | 0 | 0 | - | 0 | 0 | -
5988 | 433.5333 | 0 | 0 | 433.5884 | 0 | 0 | 0 | 0 | 0 | 433.5333 | 5988 | 0 | 0 | 0 | 0 | 0 | 0 | 0 | 0 | 0 | 433.5333 | 5988 | - | 500 | 500 | - | 500 | 500 | - | 408.863 | 0 | - | 5988 | - | 0 | 0 | - | 0 | 0 | - | 0 | 0 | -
5989 | 508.7364 | 0 | 0 | 0 | 0 | 0 | 0 | 0 | 98.6011 | 508.7364 | 5989 | 0 | 0 | 0 | 0 | 0 | 0 | 0 | 0 | 0 | 508.7364 | 5989 | - | 500 | 500 | - | 0 | 0 | - | 500 | 82.4168 | - | 5989 | - | 0 | 0 | - | 0 | 0 | - | 0 | 0 | -
5990 | 0 | 0 | 0 | 0 | 0 | 0 | 0 | 0 | 0 | 0 | 5990 | 0 | 0 | 0 | 0 | 0 | 0 | 0 | 0 | 0 | 0 | 5990 | - | 0 | 0 | - | 0 | 0 | - | 500 | 500 | - | 5990 | - | 0 | 0 | - | 0 | 0 | - | 0 | 0 | -
5991 | 0 | 0 | 0 | 43.9885 | 0 | 0 | 0 | 0 | 0 | 0 | 5991 | 0 | 0 | 0 | 0 | 0 | 0 | 0 | 0 | 0 | 0 | 5991 | - | 2.0019 | 2.0019 | - | 43.9885 | 43.9885 | - | 0 | 0 | - | 5991 | - | 0 | 0 | - | 0 | 0 | - | 0 | 0 | -
5992 | 0 | 0 | 0 | 0 | 0 | 0 | 0 | 0 | 0 | 0 | 5992 | 150.4777 | 0 | 0 | 11.0321 | 0 | 0 | 0 | 0 | 0 | 0 | 5992 | - | 0 | 0 | - | 0 | 0 | - | 401.7988 | 0 | - | 5992 | - | 150.4777 | 150.4777 | - | 90.4579 | 90.4579 | - | 0 | 0 | -
5993 | 0 | 0 | 0 | 0 | 0 | 0 | 0 | 0 | 0 | 0 | 5993 | 214.7289 | 0 | 0 | 122.1989 | 0 | 0 | 0 | 0 | 0 | 0 | 5993 | - | 0 | 0 | - | 0 | 0 | - | 306.3577 | 0 | - | 5993 | - | 214.7289 | 214.7289 | - | 161.9118 | 161.9118 | - | 0 | 0 | -
5994 | 0 | 0 | 0 | 0 | 0 | 0 | 0 | 0 | 0 | 0 | 5994 | 203.189 | 0 | 0 | 123.938 | 0 | 0 | 0 | 0 | 0 | 0 | 5994 | - | 0 | 0 | - | 0 | 0 | - | 0 | 183.3588 | - | 5994 | - | 203.189 | 203.189 | - | 184.2379 | 184.2379 | - | 0 | 0 | -
5995 | 0 | 0 | 0 | 0 | 0 | 0 | 0 | 0 | 0 | 0 | 5995 | 211.9406 | 0 | 0 | 152.2779 | 0 | 0 | 0 | 0 | 0 | 0 | 5995 | - | 0 | 0 | - | 0 | 0 | - | 113.3119 | 0 | - | 5995 | - | 211.9406 | 211.9406 | - | 191.9908 | 191.9908 | - | 0 | 0 | -
5996 | 0 | 0 | 0 | 0 | 0 | 0 | 0 | 0 | 0 | 0 | 5996 | 117.551 | 0 | 0 | 0 | 0 | 0 | 0 | 0 | 0 | 0 | 5996 | - | 0 | 0 | - | 0 | 0 | - | 0 | 0 | - | 5996 | - | 117.551 | 117.551 | - | 35.8558 | 35.8558 | - | 0 | 0 | -
5997 | 0 | 0 | 0 | 0 | 0 | 0 | 0 | 0 | 0 | 0 | 5997 | 13.1672 | 0 | 0 | 0 | 0 | 0 | 0 | 0 | 0 | 0 | 5997 | - | 0 | 0 | - | 0 | 0 | - | 0 | 0 | - | 5997 | - | 13.1672 | 13.1672 | - | 0 | 0 | - | 0 | 0 | -
5998 | 0 | 0 | 0 | 0 | 0 | 0 | 0 | 0 | 0 | 0 | 5998 | 0 | 0 | 0 | 0 | 0 | 0 | 0 | 0 | 0 | 0 | 5998 | - | 151.9621 | 0 | - | 87.186 | 36.1461 | - | 0 | 0 | - | 5998 | - | 0 | 0 | - | 0 | 0 | - | 0 | 0 | -
5999 | 0 | 0 | 0 | 0 | 0 | 0 | 179.8373 | 0 | 0 | 0 | 5999 | 0 | 0 | 0 | 0 | 0 | 0 | 0 | 0 | 0 | 0 | 5999 | - | 354.583 | 354.583 | - | 0 | 0 | - | 0 | 0 | - | 5999 | - | 0 | 0 | - | 0 | 0 | - | 0 | 0 | -
6000 | 0 | 0 | 0 | 0 | 0 | 0 | 0 | 0 | 0 | 0 | 6000 | 0 | 0 | 0 | 0 | 0 | 0 | 0 | 0 | 0 | 0 | 6000 | - | 372.3505 | 34.4324 | - | 500 | 500 | - | 500 | 500 | - | 6000 | - | 0 | 0 | - | 0 | 0 | - | 0 | 0 | -
6001 | 0 | 0 | 0 | 0 | 0 | 0 | 0 | 0 | 0 | 0 | 6001 | 0 | 0 | 0 | 0 | 0 | 0 | 0 | 0 | 0 | 0 | 6001 | - | 306.5089 | 306.5089 | - | 500 | 500 | - | 500 | 0 | - | 6001 | - | 0 | 0 | - | 0 | 0 | - | 0 | 0 | -
6002 | 0 | 0 | 0 | 0 | 400.926 | 0 | 0 | 0 | 0 | 0 | 6002 | 0 | 0 | 0 | 0 | 0 | 0 | 0 | 0 | 0 | 0 | 6002 | - | 372.8727 | 372.8727 | - | 500 | 500 | - | 500 | 0 | - | 6002 | - | 0 | 0 | - | 0 | 0 | - | 0 | 0 | -
6003 | 0 | 0 | 0 | 0 | 0 | 0 | 0 | 0 | 0 | 0 | 6003 | 0 | 0 | 0 | 0 | 0 | 0 | 0 | 0 | 0 | 0 | 6003 | - | 0 | 0 | - | 500 | 500 | - | 0 | 500 | - | 6003 | - | 0 | 0 | - | 0 | 0 | - | 0 | 0 | -
6004 | 0 | 0 | 0 | 0 | 0 | 0 | 0 | 0 | 0 | 0 | 6004 | 0 | 0 | 0 | 0 | 0 | 0 | 0 | 0 | 0 | 0 | 6004 | - | 179.3833 | 179.3833 | - | 500 | 210.1683 | - | 0 | 500 | - | 6004 | - | 0 | 0 | - | 0 | 0 | - | 0 | 0 | -
6005 | 0 | 0 | 0 | 0 | 0 | 0 | 0 | 626.9784 | 0 | 0 | 6005 | 0 | 0 | 0 | 0 | 0 | 0 | 0 | 0 | 0 | 0 | 6005 | - | 0 | 0 | - | 0 | 0 | - | 0 | 0 | - | 6005 | - | 0 | 0 | - | 0 | 0 | - | 0 | 0 | -
6006 | 0 | 0 | 0 | 0 | 0 | 0 | 0 | 0 | 0 | 0 | 6006 | 0 | 0 | 0 | 0 | 0 | 0 | 0 | 0 | 0 | 0 | 6006 | - | 0 | 0 | - | 0 | 0 | - | 0 | 0 | - | 6006 | - | 0 | 0 | - | 0 | 0 | - | 0 | 0 | -
6007 | 0 | 0 | 0 | 0 | 0 | 0 | 0 | 0 | 0 | 0 | 6007 | 0 | 0 | 0 | 0 | 0 | 0 | 0 | 0 | 0 | 0 | 6007 | - | 324.4399 | 500 | - | 130.0811 | 0 | - | 500 | 500 | - | 6007 | - | 0 | 0 | - | 0 | 0 | - | 0 | 0 | -
6008 | 0 | 0 | 0 | 0 | 0 | 0 | 0 | 0 | 0 | 0 | 6008 | 0 | 0 | 0 | 0 | 0 | 0 | 0 | 0 | 0 | 0 | 6008 | - | 500 | 500 | - | 500 | 500 | - | 500 | 0 | - | 6008 | - | 0 | 0 | - | 0 | 0 | - | 0 | 0 | -
6009 | 0 | 0 | 0 | 0 | 0 | 0 | 0 | 0 | 0 | 0 | 6009 | 0 | 0 | 0 | 0 | 0 | 0 | 0 | 0 | 0 | 0 | 6009 | - | 500 | 500 | - | 500 | 500 | - | 500 | 500 | - | 6009 | - | 0 | 0 | - | 0 | 0 | - | 0 | 0 | -
6010 | 0 | 0 | 0 | 380.6283 | 0 | 0 | 0 | 0 | 0 | 0 | 6010 | 0 | 0 | 0 | 0 | 0 | 0 | 0 | 0 | 0 | 0 | 6010 | - | 500 | 500 | - | 500 | 500 | - | 0 | 500 | - | 6010 | - | 0 | 0 | - | 0 | 0 | - | 0 | 0 | -
6011 | 0 | 0 | 0 | 89.4736 | 0 | 0 | 0 | 0 | 0 | 0 | 6011 | 0 | 0 | 0 | 0 | 0 | 0 | 0 | 0 | 0 | 0 | 6011 | - | 500 | 500 | - | 500 | 500 | - | 0 | 500 | - | 6011 | - | 0 | 0 | - | 0 | 0 | - | 0 | 0 | -
6012 | 940.4677 | 626.9784 | 146.1487 | 470.3657 | 0 | 146.1487 | 0 | 0 | 47.5476 | 940.4677 | 6012 | 0 | 0 | 0 | 0 | 0 | 0 | 0 | 0 | 0 | 940.4677 | 6012 | - | 500 | 500 | - | 500 | 500 | - | 0 | 0 | - | 6012 | - | 0 | 0 | - | 0 | 0 | - | 0 | 0 | -
6013 | 1500 | 1000 | 233.1 | 1500 | 686.3528 | 0 | 0 | 0 | 0 | 1500 | 6013 | 0 | 0 | 0 | 0 | 0 | 0 | 0 | 0 | 0 | 1500 | 6013 | - | 500 | 500 | - | 500 | 500 | - | 500 | 500 | - | 6013 | - | 0 | 0 | - | 0 | 0 | - | 0 | 0 | -
6014 | 0 | 0 | 0 | 0 | 539.6997 | 233.1 | 0 | 0 | 0 | 0 | 6014 | 0 | 0 | 0 | 0 | 0 | 0 | 0 | 0 | 0 | 0 | 6014 | - | 500 | 500 | - | 500 | 500 | - | 500 | 500 | - | 6014 | - | 0 | 0 | - | 0 | 0 | - | 0 | 0 | -
6015 | 0 | 0 | 0 | 0 | 0 | 0 | 911.2211 | 1000 | 0 | 0 | 6015 | 0 | 0 | 0 | 0 | 0 | 0 | 0 | 0 | 0 | 0 | 6015 | - | 475.2472 | 475.2472 | - | 249.3837 | 500 | - | 436.3353 | 500 | - | 6015 | - | 0 | 0 | - | 0 | 0 | - | 0 | 0 | -
6016 | 0 | 0 | 0 | 0 | 0 | 0 | 1349.4093 | 0 | 0 | 0 | 6016 | 0 | 0 | 0 | 0 | 0 | 0 | 0 | 0 | 0 | 0 | 6016 | - | 453.2602 | 453.2602 | - | 200.0158 | 200.0158 | - | 0 | 500 | - | 6016 | - | 0 | 0 | - | 0 | 0 | - | 0 | 0 | -
6017 | 0 | 0 | 0 | 0 | 0 | 0 | 0 | 0 | 0 | 0 | 6017 | 0 | 0 | 0 | 0 | 0 | 0 | 0 | 0 | 0 | 0 | 6017 | - | 0 | 354.2261 | - | 0 | 0 | - | 0 | 0 | - | 6017 | - | 0 | 0 | - | 0 | 0 | - | 0 | 0 | -
6018 | 0 | 0 | 0 | 0 | 0 | 0 | 0 | 0 | 0 | 0 | 6018 | 0 | 0 | 0 | 0 | 0 | 0 | 0 | 0 | 0 | 0 | 6018 | - | 129.3503 | 129.3503 | - | 0 | 220.3364 | - | 0 | 0 | - | 6018 | - | 0 | 0 | - | 0 | 0 | - | 0 | 0 | -
6019 | 0 | 0 | 0 | 0 | 0 | 0 | 0 | 0 | 0 | 0 | 6019 | 0 | 87.9647 | 0 | 0 | 0 | 0 | 0 | 0 | 0 | 0 | 6019 | - | 0 | 0 | - | 0 | 0 | - | 0 | 0 | - | 6019 | - | 0 | 87.9647 | - | 0 | 0 | - | 0 | 0 | -
6020 | 0 | 0 | 0 | 0 | 0 | 0 | 0 | 0 | 233.1 | 0 | 6020 | 0 | 94.8195 | 0 | 0 | 0 | 0 | 0 | 0 | 0 | 0 | 6020 | - | 0 | 0 | - | 0 | 0 | - | 0 | 209.9783 | - | 6020 | - | 0 | 94.8195 | - | 0 | 0 | - | 0 | 0 | -
6021 | 0 | 0 | 0 | 0 | 0 | 0 | 0 | 0 | 0 | 0 | 6021 | 0 | 0 | 0 | 0 | 0 | 0 | 0 | 0 | 0 | 0 | 6021 | - | 0 | 0 | - | 0 | 0 | - | 0 | 0 | - | 6021 | - | 96.1219 | 96.1219 | - | 0 | 0 | - | 0 | 0 | -
6022 | 0 | 0 | 0 | 0 | 0 | 0 | 0 | 0 | 0 | 0 | 6022 | 0 | 0 | 0 | 0 | 0 | 0 | 0 | 0 | 0 | 0 | 6022 | - | 0 | 0 | - | 0 | 0 | - | 0 | 190.9127 | - | 6022 | - | 74.8909 | 74.8909 | - | 27.4023 | 0 | - | 0 | 0 | -
6023 | 0 | 0 | 0 | 0 | 0 | 0 | 0 | 0 | 0 | 0 | 6023 | 0 | 0 | 0 | 49.1557 | 61.5864 | 49.1557 | 0 | 0 | 0 | 0 | 6023 | - | 0 | 0 | - | 0 | 0 | - | 0 | 0 | - | 6023 | - | 90.8276 | 90.8276 | - | 0 | 0 | - | 0 | 0 | -
6024 | 0 | 0 | 0 | 0 | 0 | 0 | 0 | 0 | 0 | 0 | 6024 | 186.8864 | 0 | 0 | 163.6274 | 0 | 233.1 | 168.9455 | 0 | 89.2614 | 0 | 6024 | - | 0 | 0 | - | 0 | 0 | - | 0 | 0 | - | 6024 | - | 252.8835 | 252.8835 | - | 299.8289 | 27.016 | - | 168.9455 | 79.6841 | -
6025 | 0 | 0 | 0 | 0 | 0 | 0 | 0 | 0 | 0 | 0 | 6025 | 213.5338 | 0 | 0 | 227.2555 | 443.2807 | 0 | 341.281 | 0 | 0 | 0 | 6025 | - | 0 | 0 | - | 0 | 0 | - | 0 | 0 | - | 6025 | - | 363.5338 | 363.5338 | - | 0 | 403.5678 | - | 341.281 | 341.281 | -
6026 | 0 | 0 | 0 | 0 | 0 | 0 | 0 | 0 | 0 | 0 | 6026 | 236.7876 | 386.7876 | 0 | 246.2585 | 198.3568 | 0 | 357.2162 | 0 | 0 | 0 | 6026 | - | 0 | 0 | - | 0 | 0 | - | 0 | 0 | - | 6026 | - | 0 | 386.7876 | - | 264.8912 | 423.535 | - | 357.2162 | 357.2162 | -
6027 | 0 | 0 | 0 | 0 | 0 | 0 | 0 | 0 | 0 | 0 | 6027 | 277.8748 | 0 | 0 | 445.4974 | 0 | 40.1056 | 359.2636 | 0 | 0 | 0 | 6027 | - | 0 | 0 | - | 0 | 0 | - | 0 | 0 | - | 6027 | - | 427.8748 | 427.8748 | - | 485.2103 | 405.3918 | - | 359.2636 | 359.2636 | -
6028 | 0 | 0 | 0 | 0 | 0 | 0 | 0 | 0 | 0 | 0 | 6028 | 299.7043 | 325.8368 | 0 | 448.3455 | 0 | 0 | 342.8438 | 139.55 | 0 | 0 | 6028 | - | 0 | 0 | - | 0 | 0 | - | 0 | 0 | - | 6028 | - | 123.8675 | 449.7043 | - | 488.0584 | 448.3455 | - | 203.2938 | 342.8438 | -
6029 | 0 | 0 | 0 | 0 | 0 | 0 | 0 | 0 | 0 | 0 | 6029 | 352.8947 | 2.8947 | 233.1 | 494.2575 | 33.9704 | 0 | 315.8054 | 315.8054 | 0 | 0 | 6029 | - | 0 | 0 | - | 0 | 0 | - | 0 | 0 | - | 6029 | - | 500 | 269.7947 | - | 500 | 494.2575 | - | 0 | 315.8054 | -
6030 | 0 | 0 | 0 | 0 | 0 | 0 | 0 | 0 | 0 | 0 | 6030 | 506.7159 | 6.7159 | 89.2614 | 0 | 0 | 0 | 0 | 199.1956 | 0 | 0 | 6030 | - | 0 | 0 | - | 0 | 0 | - | 0 | 0 | - | 6030 | - | 500 | 417.4545 | - | 96.7802 | 0 | - | 500 | 133.9059 | -
6031 | 0 | 0 | 0 | 0 | 0 | 0 | 0 | 0 | 0 | 0 | 6031 | 0 | 272.2627 | 0 | 0 | 0 | 0 | 189.0421 | 728.3807 | 233.1 | 0 | 6031 | - | 0 | 0 | - | 0 | 0 | - | 0 | 0 | - | 6031 | - | 0 | 132.896 | - | 0 | 0 | - | 500 | 500 | -
6032 | 0 | 0 | 0 | 0 | 0 | 0 | 0 | 0 | 0 | 0 | 6032 | 0 | 0 | 0 | 0 | 0 | 0 | 0 | 0 | 0 | 0 | 6032 | - | 0 | 383.3996 | - | 0 | 0 | - | 0 | 0 | - | 6032 | - | 0 | 0 | - | 0 | 0 | - | 0 | 0 | -
6033 | 194.3166 | 0 | 0 | 0 | 0 | 0 | 0 | 460.7563 | 0 | 194.3166 | 6033 | 0 | 0 | 0 | 0 | 0 | 0 | 0 | 0 | 0 | 194.3166 | 6033 | - | 500 | 500 | - | 411.3217 | 411.3217 | - | 500 | 500 | - | 6033 | - | 0 | 0 | - | 0 | 0 | - | 0 | 0 | -
6034 | 555.4165 | 55.4165 | 55.4165 | 439.1402 | 365.9599 | 233.1 | 333.1258 | 0 | 0 | 555.4165 | 6034 | 0 | 0 | 0 | 0 | 0 | 0 | 0 | 0 | 0 | 555.4165 | 6034 | - | 500 | 500 | - | 500 | 500 | - | 500 | 500 | - | 6034 | - | 0 | 0 | - | 0 | 0 | - | 0 | 0 | -
6035 | 466.7081 | 884.7564 | 233.1 | 795.145 | 295.145 | 146.1487 | 0 | 0 | 233.1 | 466.7081 | 6035 | 0 | 0 | 0 | 0 | 0 | 0 | 0 | 0 | 0 | 466.7081 | 6035 | - | 500 | 500 | - | 500 | 500 | - | 500 | 500 | - | 6035 | - | 0 | 0 | - | 0 | 0 | - | 0 | 0 | -
6036 | 677.5455 | 312.3359 | 90.7322 | 586.3184 | 86.3184 | 0 | 1061.7118 | 561.7118 | 0 | 677.5455 | 6036 | 0 | 0 | 0 | 0 | 0 | 0 | 0 | 0 | 0 | 677.5455 | 6036 | - | 500 | 500 | - | 500 | 500 | - | 500 | 500 | - | 6036 | - | 0 | 0 | - | 0 | 0 | - | 0 | 0 | -
6037 | 280.6314 | 132.5287 | 0 | 619.8641 | 119.8641 | 0 | 0 | 604.5103 | 146.1487 | 280.6314 | 6037 | 0 | 0 | 0 | 0 | 0 | 0 | 0 | 0 | 0 | 280.6314 | 6037 | - | 500 | 500 | - | 500 | 500 | - | 500 | 500 | - | 6037 | - | 0 | 0 | - | 0 | 0 | - | 0 | 0 | -
6038 | 265.8496 | 0 | 0 | 0 | 0 | 0 | 1045.6301 | 0 | 0 | 265.8496 | 6038 | 0 | 0 | 0 | 0 | 0 | 0 | 0 | 0 | 0 | 265.8496 | 6038 | - | 500 | 500 | - | 258.0257 | 307.3372 | - | 500 | 500 | - | 6038 | - | 0 | 0 | - | 0 | 0 | - | 0 | 0 | -
6039 | 0 | 0 | 0 | 0 | 0 | 0 | 0 | 0 | 0 | 0 | 6039 | 0 | 0 | 0 | 0 | 0 | 0 | 0 | 0 | 0 | 0 | 6039 | - | 0 | 500 | - | 0 | 0 | - | 0 | 0 | - | 6039 | - | 0 | 0 | - | 0 | 0 | - | 0 | 0 | -
6040 | 0 | 0 | 0 | 0 | 0 | 0 | 0 | 0 | 0 | 0 | 6040 | 0 | 0 | 0 | 0 | 0 | 0 | 0 | 0 | 0 | 0 | 6040 | - | 0 | 0 | - | 0 | 0 | - | 0 | 0 | - | 6040 | - | 0 | 0 | - | 0 | 0 | - | 0 | 0 | -
6041 | 0 | 0 | 0 | 0 | 0 | 0 | 0 | 0 | 0 | 0 | 6041 | 0 | 0 | 0 | 0 | 399.3735 | 0 | 0 | 0 | 0 | 0 | 6041 | - | 0 | 0 | - | 0 | 0 | - | 0 | 0 | - | 6041 | - | 309.0275 | 0 | - | 0 | 378.4301 | - | 500 | 500 | -
6042 | 0 | 0 | 0 | 0 | 0 | 0 | 0 | 0 | 0 | 0 | 6042 | 173.1792 | 0 | 0 | 130.3312 | 0 | 0 | 0 | 0 | 0 | 0 | 6042 | - | 0 | 0 | - | 0 | 0 | - | 0 | 0 | - | 6042 | - | 323.1792 | 323.1792 | - | 280.3312 | 280.3312 | - | 310.3081 | 310.3081 | -
6043 | 0 | 0 | 0 | 0 | 0 | 0 | 0 | 0 | 0 | 0 | 6043 | 201.8532 | 0 | 0 | 193.4976 | 0 | 0 | 39.4031 | 0 | 0 | 0 | 6043 | - | 0 | 0 | - | 0 | 0 | - | 0 | 0 | - | 6043 | - | 351.8532 | 327.4862 | - | 343.4976 | 343.4976 | - | 158.5418 | 158.5418 | -
6044 | 0 | 0 | 0 | 0 | 0 | 0 | 0 | 0 | 0 | 0 | 6044 | 118.5682 | 0 | 0 | 129.0976 | 0 | 161.1807 | 0 | 0 | 0 | 0 | 6044 | - | 0 | 0 | - | 0 | 0 | - | 0 | 0 | - | 6044 | - | 268.5682 | 268.5682 | - | 279.0976 | 117.9169 | - | 74.9156 | 114.6285 | -
6045 | 0 | 0 | 0 | 0 | 0 | 0 | 0 | 0 | 0 | 0 | 6045 | 183.4913 | 0 | 0 | 226.2375 | 79.1638 | 0 | 120.9133 | 0 | 0 | 0 | 6045 | - | 0 | 0 | - | 0 | 0 | - | 0 | 0 | - | 6045 | - | 333.4913 | 333.4913 | - | 297.0736 | 376.2375 | - | 240.052 | 240.052 | -
6046 | 0 | 0 | 0 | 0 | 0 | 0 | 0 | 0 | 0 | 0 | 6046 | 297.275 | 0 | 0 | 358.0349 | 23.6309 | 0 | 297.0438 | 0 | 0 | 0 | 6046 | - | 0 | 0 | - | 0 | 0 | - | 0 | 0 | - | 6046 | - | 447.275 | 447.275 | - | 500 | 500 | - | 416.1825 | 376.4696 | -
6047 | 0 | 0 | 0 | 0 | 0 | 0 | 0 | 0 | 0 | 0 | 6047 | 62.8317 | 47.8651 | 45.3192 | 0 | 152.6549 | 0 | 479.4545 | 50.4045 | 0 | 0 | 6047 | - | 0 | 0 | - | 0 | 0 | - | 0 | 0 | - | 6047 | - | 500 | 500 | - | 500 | 329.6803 | - | 500 | 500 | -
6048 | 0 | 0 | 0 | 0 | 0 | 0 | 0 | 0 | 0 | 0 | 6048 | 0 | 643.6008 | 115.8615 | 0 | 36.6427 | 0 | 100.3841 | 641.0613 | 161.1807 | 0 | 6048 | - | 0 | 0 | - | 0 | 0 | - | 0 | 0 | - | 6048 | - | 166.6055 | 500 | - | 500 | 373.9064 | - | 500 | 500 | -
6049 | 0 | 0 | 0 | 0 | 0 | 0 | 0 | 0 | 0 | 0 | 6049 | 0 | 0 | 0 | 0 | 0 | 49.0143 | 0 | 0 | 0 | 0 | 6049 | - | 0 | 0 | - | 0 | 0 | - | 0 | 0 | - | 6049 | - | 0 | 0 | - | 0 | 0 | - | 0 | 79.0077 | -
6050 | 0 | 0 | 0 | 0 | 0 | 0 | 0 | 0 | 0 | 0 | 6050 | 0 | 0 | 0 | 0 | 0 | 0 | 40.4379 | 0 | 161.1807 | 0 | 6050 | - | 0 | 0 | - | 0 | 0 | - | 0 | 0 | - | 6050 | - | 0 | 0 | - | 474.4359 | 156.7795 | - | 500 | 0 | -
6051 | 0 | 0 | 0 | 0 | 0 | 0 | 0 | 0 | 0 | 0 | 6051 | 0 | 0 | 0 | 254.3733 | 72.0298 | 0 | 278.3858 | 0 | 0 | 0 | 6051 | - | 0 | 0 | - | 0 | 0 | - | 0 | 0 | - | 6051 | - | 359.0567 | 143.3766 | - | 500 | 500 | - | 292.4761 | 500 | -
6052 | 0 | 0 | 0 | 0 | 0 | 0 | 0 | 0 | 0 | 0 | 6052 | 169.1528 | 33.2201 | 0 | 621.6179 | 148.3918 | 112.1664 | 718.3751 | 596.9711 | 0 | 0 | 6052 | - | 0 | 0 | - | 0 | 0 | - | 0 | 0 | - | 6052 | - | 500 | 500 | - | 500 | 500 | - | 500 | 500 | -
6053 | 0 | 0 | 0 | 0 | 0 | 0 | 0 | 0 | 0 | 0 | 6053 | 665.933 | 449.1375 | 161.1807 | 161.2075 | 471.0443 | 0 | 0 | 94.4947 | 0 | 0 | 6053 | - | 0 | 0 | - | 0 | 0 | - | 0 | 0 | - | 6053 | - | 216.7955 | 500 | - | 45.1463 | 500 | - | 444.4602 | 500 | -
6054 | 0 | 0 | 0 | 0 | 0 | 0 | 0 | 0 | 0 | 0 | 6054 | 202.113 | 209.1082 | 0 | 0 | 0 | 0 | 0 | 0 | 0 | 0 | 6054 | - | 0 | 0 | - | 0 | 0 | - | 0 | 0 | - | 6054 | - | 500 | 500 | - | 0 | 0 | - | 0 | 0 | -
6055 | 0 | 0 | 0 | 0 | 0 | 0 | 0 | 0 | 0 | 0 | 6055 | 0 | 0 | 0 | 0 | 0 | 0 | 0 | 0 | 0 | 0 | 6055 | - | 0 | 0 | - | 0 | 0 | - | 0 | 0 | - | 6055 | - | 0 | 0 | - | 0 | 0 | - | 0 | 0 | -
6056 | 0 | 0 | 0 | 0 | 0 | 0 | 0 | 0 | 0 | 0 | 6056 | 0 | 0 | 0 | 0 | 0 | 0 | 0 | 0 | 0 | 0 | 6056 | - | 108.8664 | 108.8664 | - | 500 | 500 | - | 500 | 500 | - | 6056 | - | 0 | 0 | - | 0 | 0 | - | 0 | 0 | -
6057 | 818.3552 | 274.7847 | 146.1487 | 0 | 0 | 0 | 0 | 0 | 0 | 818.3552 | 6057 | 0 | 0 | 0 | 0 | 0 | 0 | 0 | 0 | 0 | 818.3552 | 6057 | - | 500 | 500 | - | 500 | 500 | - | 500 | 500 | - | 6057 | - | 0 | 0 | - | 0 | 0 | - | 0 | 0 | -
6058 | 416.2103 | 311.9486 | 233.1 | 304.2732 | 236.0949 | 0 | 565.3734 | 211.8028 | 0 | 416.2103 | 6058 | 0 | 0 | 0 | 0 | 0 | 0 | 0 | 0 | 0 | 416.2103 | 6058 | - | 500 | 500 | - | 500 | 500 | - | 500 | 500 | - | 6058 | - | 0 | 0 | - | 0 | 0 | - | 0 | 0 | -
6059 | 459.1823 | 354.9205 | 0 | 973.8661 | 728.5552 | 155.159 | 858.3824 | 560.8988 | 146.1487 | 459.1823 | 6059 | 0 | 0 | 0 | 0 | 0 | 0 | 0 | 0 | 0 | 459.1823 | 6059 | - | 500 | 500 | - | 500 | 500 | - | 500 | 500 | - | 6059 | - | 0 | 0 | - | 0 | 0 | - | 0 | 0 | -
6060 | 416.6347 | 312.3729 | 0 | 1162.3283 | 662.3283 | 224.0896 | 1016.7118 | 854.2768 | 233.1 | 416.6347 | 6060 | 0 | 0 | 0 | 0 | 0 | 0 | 0 | 0 | 0 | 416.6347 | 6060 | - | 500 | 500 | - | 500 | 500 | - | 500 | 500 | - | 6060 | - | 0 | 0 | - | 0 | 0 | - | 0 | 0 | -
6061 | 330.0851 | 225.8234 | 0 | 0 | 0 | 0 | 0 | 0 | 0 | 330.0851 | 6061 | 0 | 0 | 0 | 0 | 0 | 0 | 0 | 0 | 0 | 330.0851 | 6061 | - | 500 | 500 | - | 500 | 500 | - | 500 | 500 | - | 6061 | - | 0 | 0 | - | 0 | 0 | - | 0 | 0 | -
6062 | 0 | 147.1285 | 0 | 0 | 0 | 0 | 0 | 0 | 0 | 0 | 6062 | 0 | 0 | 0 | 0 | 0 | 0 | 0 | 0 | 0 | 0 | 6062 | - | 500 | 500 | - | 500 | 500 | - | 500 | 500 | - | 6062 | - | 0 | 0 | - | 0 | 0 | - | 0 | 0 | -
6063 | 0 | 0 | 0 | 0 | 0 | 0 | 0 | 0 | 0 | 0 | 6063 | 0 | 0 | 0 | 0 | 0 | 0 | 0 | 0 | 0 | 0 | 6063 | - | 0 | 0 | - | 0 | 0 | - | 193.0006 | 193.0006 | - | 6063 | - | 0 | 0 | - | 0 | 0 | - | 0 | 0 | -
6064 | 0 | 0 | 0 | 0 | 0 | 0 | 0 | 0 | 0 | 0 | 6064 | 0 | 229.5334 | 0 | 0 | 0 | 0 | 0 | 0 | 0 | 0 | 6064 | - | 0 | 0 | - | 0 | 0 | - | 0 | 0 | - | 6064 | - | 500 | 500 | - | 500 | 500 | - | 500 | 500 | -
6065 | 0 | 0 | 0 | 0 | 0 | 0 | 0 | 0 | 0 | 0 | 6065 | 709.0524 | 330.1191 | 30.1191 | 859.9199 | 698.3159 | 107.8837 | 0 | 0 | 0 | 0 | 6065 | - | 0 | 0 | - | 0 | 0 | - | 0 | 0 | - | 6065 | - | 500 | 500 | - | 500 | 500 | - | 500 | 500 | -
6066 | 0 | 0 | 0 | 0 | 0 | 0 | 0 | 0 | 0 | 0 | 6066 | 731.434 | 381.434 | 158.3312 | 699.3029 | 684.6157 | 214.4776 | 932.7084 | 741.2426 | 89.2614 | 0 | 6066 | - | 0 | 0 | - | 0 | 0 | - | 0 | 0 | - | 6066 | - | 500 | 500 | - | 500 | 500 | - | 500 | 500 | -
6067 | 0 | 0 | 0 | 0 | 0 | 0 | 0 | 0 | 0 | 0 | 6067 | 633.9111 | 283.9111 | 133.9111 | 515.1747 | 0 | 0 | 1141.6891 | 641.6891 | 233.1 | 0 | 6067 | - | 0 | 0 | - | 0 | 0 | - | 0 | 0 | - | 6067 | - | 500 | 500 | - | 500 | 500 | - | 500 | 500 | -
6068 | 0 | 0 | 0 | 0 | 0 | 0 | 0 | 0 | 0 | 0 | 6068 | 0 | 131.9753 | 0 | 0 | 0 | 0 | 0 | 0 | 0 | 0 | 6068 | - | 0 | 0 | - | 0 | 0 | - | 0 | 0 | - | 6068 | - | 500 | 500 | - | 500 | 500 | - | 500 | 500 | -
6069 | 0 | 0 | 0 | 0 | 0 | 0 | 0 | 0 | 0 | 0 | 6069 | 0 | 25.9588 | 0 | 0 | 0 | 0 | 0 | 0 | 0 | 0 | 6069 | - | 0 | 0 | - | 0 | 0 | - | 0 | 0 | - | 6069 | - | 500 | 500 | - | 500 | 500 | - | 500 | 500 | -
6070 | 0 | 0 | 0 | 0 | 0 | 0 | 0 | 0 | 0 | 0 | 6070 | 0 | 0 | 0 | 0 | 0 | 0 | 0 | 0 | 0 | 0 | 6070 | - | 0 | 0 | - | 0 | 0 | - | 0 | 0 | - | 6070 | - | 335.0239 | 0 | - | 500 | 500 | - | 500 | 500 | -
6071 | 0 | 0 | 0 | 0 | 0 | 0 | 0 | 0 | 0 | 0 | 6071 | 0 | 0 | 0 | 0 | 0 | 0 | 0 | 0 | 0 | 0 | 6071 | - | 0 | 0 | - | 0 | 0 | - | 0 | 0 | - | 6071 | - | 0 | 0 | - | 500 | 378.2205 | - | 0 | 0 | -
6072 | 0 | 0 | 0 | 0 | 0 | 0 | 104.8359 | 0 | 0 | 0 | 6072 | 0 | 0 | 0 | 0 | 0 | 0 | 0 | 0 | 0 | 0 | 6072 | - | 0 | 0 | - | 0 | 0 | - | 0 | 0 | - | 6072 | - | 0 | 0 | - | 0 | 0 | - | 0 | 0 | -
6073 | 0 | 0 | 0 | 0 | 0 | 0 | 0 | 0 | 0 | 0 | 6073 | 0 | 0 | 0 | 0 | 0 | 0 | 0 | 0 | 0 | 0 | 6073 | - | 0 | 0 | - | 0 | 0 | - | 0 | 0 | - | 6073 | - | 0 | 0 | - | 15.4179 | 0 | - | 0 | 0 | -
6074 | 0 | 0 | 0 | 0 | 0 | 0 | 0 | 0 | 0 | 0 | 6074 | 0 | 0 | 0 | 0 | 0 | 0 | 0 | 0 | 0 | 0 | 6074 | - | 0 | 0 | - | 0 | 0 | - | 0 | 0 | - | 6074 | - | 0 | 0 | - | 0 | 0 | - | 0 | 0 | -
6075 | 0 | 0 | 0 | 0 | 0 | 0 | 0 | 0 | 0 | 0 | 6075 | 0 | 0 | 0 | 0 | 0 | 0 | 59.2897 | 0 | 0 | 0 | 6075 | - | 0 | 0 | - | 0 | 0 | - | 0 | 0 | - | 6075 | - | 0 | 0 | - | 0 | 0 | - | 0 | 79.2897 | -
6076 | 0 | 0 | 0 | 0 | 0 | 0 | 0 | 0 | 0 | 0 | 6076 | 0 | 0 | 0 | 0 | 0 | 0 | 29.8208 | 0 | 0 | 0 | 6076 | - | 0 | 0 | - | 0 | 0 | - | 0 | 0 | - | 6076 | - | 0 | 0 | - | 0 | 0 | - | 0 | 49.8208 | -
6077 | 0 | 0 | 0 | 0 | 0 | 0 | 0 | 0 | 0 | 0 | 6077 | 0 | 0 | 0 | 0 | 0 | 0 | 0 | 0 | 0 | 0 | 6077 | - | 0 | 0 | - | 0 | 0 | - | 0 | 0 | - | 6077 | - | 0 | 0 | - | 0 | 0 | - | 0 | 0 | -
6078 | 0 | 0 | 0 | 0 | 0 | 0 | 0 | 0 | 0 | 0 | 6078 | 0 | 0 | 0 | 0 | 0 | 0 | 0 | 0 | 0 | 0 | 6078 | - | 0 | 0 | - | 0 | 0 | - | 0 | 0 | - | 6078 | - | 0 | 0 | - | 0 | 0 | - | 0 | 0 | -
6079 | 0 | 0 | 0 | 0 | 0 | 0 | 0 | 0 | 0 | 0 | 6079 | 0 | 0 | 0 | 0 | 0 | 0 | 0 | 0 | 0 | 0 | 6079 | - | 0 | 0 | - | 0 | 0 | - | 500 | 500 | - | 6079 | - | 0 | 0 | - | 0 | 0 | - | 0 | 0 | -
6080 | 360.7398 | 0 | 0 | 0 | 0 | 0 | 0 | 0 | 0 | 360.7398 | 6080 | 0 | 0 | 0 | 0 | 0 | 0 | 0 | 0 | 0 | 360.7398 | 6080 | - | 500 | 500 | - | 500 | 500 | - | 500 | 500 | - | 6080 | - | 0 | 0 | - | 0 | 0 | - | 0 | 0 | -
6081 | 0 | 176.5916 | 0 | 0 | 0 | 0 | 0 | 0 | 0 | 0 | 6081 | 0 | 0 | 0 | 0 | 0 | 0 | 0 | 0 | 0 | 0 | 6081 | - | 500 | 500 | - | 500 | 500 | - | 500 | 500 | - | 6081 | - | 0 | 0 | - | 0 | 0 | - | 0 | 0 | -
6082 | 170.8236 | 450.3868 | 146.1487 | 636.1741 | 544.744 | 117.776 | 823.171 | 505.0114 | 146.1487 | 170.8236 | 6082 | 0 | 0 | 0 | 0 | 0 | 0 | 0 | 0 | 0 | 170.8236 | 6082 | - | 500 | 500 | - | 500 | 500 | - | 500 | 500 | - | 6082 | - | 0 | 0 | - | 0 | 0 | - | 0 | 0 | -
6083 | 907.4855 | 0 | 0 | 784.0476 | 270.8413 | 28.3727 | 562.0345 | 318.6371 | 0 | 907.4855 | 6083 | 0 | 0 | 0 | 0 | 0 | 0 | 0 | 0 | 0 | 907.4855 | 6083 | - | 500 | 500 | - | 500 | 500 | - | 500 | 500 | - | 6083 | - | 0 | 0 | - | 0 | 0 | - | 0 | 0 | -
6084 | 1001.4188 | 1000 | 233.1 | 1020.2459 | 811.3931 | 233.1 | 1055.2622 | 803.3299 | 233.1 | 1001.4188 | 6084 | 0 | 0 | 0 | 0 | 0 | 0 | 0 | 0 | 0 | 1001.4188 | 6084 | - | 500 | 500 | - | 500 | 500 | - | 500 | 500 | - | 6084 | - | 0 | 0 | - | 0 | 0 | - | 0 | 0 | -
6085 | 0 | 0 | 0 | 0 | 0 | 0 | 0 | 0 | 0 | 0 | 6085 | 0 | 0 | 0 | 0 | 0 | 0 | 0 | 0 | 0 | 0 | 6085 | - | 500 | 500 | - | 500 | 500 | - | 500 | 500 | - | 6085 | - | 0 | 0 | - | 0 | 0 | - | 0 | 0 | -
6086 | 0 | 0 | 0 | 0 | 0 | 0 | 0 | 0 | 0 | 0 | 6086 | 0 | 0 | 0 | 0 | 0 | 0 | 0 | 0 | 0 | 0 | 6086 | - | 500 | 500 | - | 500 | 500 | - | 500 | 500 | - | 6086 | - | 0 | 0 | - | 0 | 0 | - | 0 | 0 | -
6087 | 0 | 0 | 0 | 0 | 0 | 0 | 0 | 0 | 0 | 0 | 6087 | 0 | 0 | 0 | 0 | 0 | 0 | 0 | 0 | 0 | 0 | 6087 | - | 0 | 0 | - | 0 | 0 | - | 500 | 500 | - | 6087 | - | 0 | 0 | - | 0 | 0 | - | 0 | 0 | -
6088 | 0 | 0 | 0 | 0 | 0 | 0 | 0 | 0 | 0 | 0 | 6088 | 0 | 0 | 0 | 585.8058 | 311.7411 | 113.6639 | 0 | 0 | 0 | 0 | 6088 | - | 0 | 0 | - | 0 | 0 | - | 0 | 0 | - | 6088 | - | 313.1409 | 55.1409 | - | 500 | 500 | - | 500 | 500 | -
6089 | 0 | 0 | 0 | 0 | 0 | 0 | 0 | 0 | 0 | 0 | 6089 | 63.515 | 224.9591 | 0 | 893.0883 | 346.9906 | 208.6975 | 783.3594 | 283.3594 | 145.0663 | 0 | 6089 | - | 0 | 0 | - | 0 | 0 | - | 0 | 0 | - | 6089 | - | 500 | 500 | - | 500 | 500 | - | 500 | 500 | -
6090 | 0 | 0 | 0 | 0 | 0 | 0 | 0 | 0 | 0 | 0 | 6090 | 804.1575 | 304.1575 | 154.1575 | 475.1044 | 0 | 0 | 291.5512 | 0 | 0 | 0 | 6090 | - | 0 | 0 | - | 0 | 0 | - | 0 | 0 | - | 6090 | - | 500 | 500 | - | 500 | 500 | - | 500 | 500 | -
6091 | 0 | 0 | 0 | 0 | 0 | 0 | 0 | 0 | 0 | 0 | 6091 | 612.548 | 262.548 | 112.548 | 83.133 | 724.1999 | 0 | 63.7187 | 668.4358 | 0 | 0 | 6091 | - | 0 | 0 | - | 0 | 0 | - | 0 | 0 | - | 6091 | - | 500 | 500 | - | 500 | 500 | - | 500 | 500 | -
6092 | 0 | 0 | 0 | 0 | 0 | 0 | 0 | 0 | 0 | 0 | 6092 | 594.177 | 360.6806 | 55.6559 | 37.2659 | 0 | 0 | 935.7682 | 431.1364 | 177.2951 | 0 | 6092 | - | 0 | 0 | - | 0 | 0 | - | 0 | 0 | - | 6092 | - | 329.1649 | 500 | - | 500 | 500 | - | 500 | 500 | -
6093 | 0 | 0 | 0 | 0 | 0 | 0 | 0 | 0 | 0 | 0 | 6093 | 0 | 114.922 | 0 | 0 | 0 | 0 | 0 | 0 | 0 | 0 | 6093 | - | 0 | 0 | - | 0 | 0 | - | 0 | 0 | - | 6093 | - | 500 | 500 | - | 124.9344 | 319.6803 | - | 500 | 500 | -
6094 | 0 | 0 | 0 | 0 | 0 | 0 | 0 | 0 | 0 | 0 | 6094 | 0 | 0 | 0 | 0 | 0 | 0 | 0 | 0 | 0 | 0 | 6094 | - | 0 | 0 | - | 0 | 0 | - | 0 | 0 | - | 6094 | - | 500 | 500 | - | 210.0656 | 0 | - | 500 | 500 | -
6095 | 0 | 0 | 0 | 0 | 0 | 0 | 0 | 0 | 0 | 0 | 6095 | 0 | 115.6643 | 0 | 0 | 0 | 0 | 0 | 0 | 0 | 0 | 6095 | - | 0 | 0 | - | 0 | 0 | - | 0 | 0 | - | 6095 | - | 0 | 354.6643 | - | 0 | 15.3197 | - | 459.9437 | 500 | -
6096 | 0 | 0 | 0 | 0 | 0 | 0 | 0 | 0 | 0 | 0 | 6096 | 0 | 0 | 0 | 0 | 0 | 0 | 0 | 0 | 0 | 0 | 6096 | - | 0 | 0 | - | 0 | 0 | - | 0 | 0 | - | 6096 | - | 0 | 0 | - | 0 | 0 | - | 137.4039 | 128.2122 | -
6097 | 0 | 0 | 0 | 0 | 0 | 0 | 0 | 0 | 0 | 0 | 6097 | 0 | 0 | 0 | 0 | 0 | 0 | 0 | 0 | 0 | 0 | 6097 | - | 0 | 0 | - | 0 | 0 | - | 0 | 0 | - | 6097 | - | 0 | 0 | - | 0 | 0 | - | 2.0466 | 0 | -
6098 | 0 | 0 | 0 | 0 | 0 | 0 | 0 | 0 | 0 | 0 | 6098 | 0 | 0 | 0 | 0 | 0 | 0 | 0 | 0 | 0 | 0 | 6098 | - | 0 | 0 | - | 0 | 0 | - | 0 | 0 | - | 6098 | - | 0 | 0 | - | 0 | 0 | - | 0 | 0 | -
6099 | 0 | 0 | 0 | 0 | 0 | 0 | 0 | 0 | 0 | 0 | 6099 | 0 | 0 | 0 | 0 | 0 | 0 | 0 | 0 | 0 | 0 | 6099 | - | 0 | 0 | - | 0 | 0 | - | 0 | 0 | - | 6099 | - | 0 | 0 | - | 0 | 0 | - | 0 | 0 | -
6100 | 0 | 0 | 0 | 0 | 0 | 0 | 0 | 0 | 0 | 0 | 6100 | 0 | 0 | 0 | 0 | 0 | 0 | 0 | 0 | 0 | 0 | 6100 | - | 0 | 0 | - | 0 | 0 | - | 0 | 0 | - | 6100 | - | 0 | 0 | - | 0 | 0 | - | 0 | 0 | -
6101 | 0 | 0 | 0 | 0 | 0 | 0 | 0 | 0 | 0 | 0 | 6101 | 0 | 0 | 0 | 0 | 0 | 0 | 0 | 0 | 0 | 0 | 6101 | - | 0 | 0 | - | 0 | 0 | - | 0 | 0 | - | 6101 | - | 0 | 0 | - | 0 | 0 | - | 0 | 0 | -
6102 | 0 | 0 | 0 | 0 | 0 | 0 | 0 | 0 | 0 | 0 | 6102 | 0 | 0 | 0 | 0 | 0 | 0 | 0 | 0 | 0 | 0 | 6102 | - | 0 | 0 | - | 0 | 0 | - | 0 | 0 | - | 6102 | - | 0 | 0 | - | 0 | 0 | - | 0 | 0 | -
6103 | 0 | 0 | 0 | 0 | 0 | 0 | 0 | 0 | 0 | 0 | 6103 | 0 | 0 | 0 | 0 | 0 | 0 | 0 | 0 | 0 | 0 | 6103 | - | 0 | 0 | - | 0 | 0 | - | 0 | 0 | - | 6103 | - | 0 | 0 | - | 0 | 0 | - | 0 | 0 | -
6104 | 0 | 0 | 0 | 0 | 0 | 0 | 0 | 0 | 0 | 0 | 6104 | 0 | 0 | 0 | 0 | 0 | 0 | 0 | 0 | 0 | 0 | 6104 | - | 500 | 0 | - | 0 | 0 | - | 0 | 0 | - | 6104 | - | 0 | 0 | - | 0 | 0 | - | 0 | 0 | -
6105 | 0 | 0 | 0 | 0 | 0 | 0 | 0 | 0 | 0 | 0 | 6105 | 0 | 0 | 0 | 0 | 0 | 0 | 0 | 0 | 0 | 0 | 6105 | - | 0 | 0 | - | 0 | 0 | - | 0 | 0 | - | 6105 | - | 0 | 0 | - | 0 | 0 | - | 0 | 0 | -
6106 | 0 | 0 | 0 | 0 | 0 | 0 | 97.7376 | 0 | 0 | 0 | 6106 | 0 | 0 | 0 | 0 | 0 | 0 | 0 | 0 | 0 | 0 | 6106 | - | 0 | 88.3459 | - | 0 | 0 | - | 97.7376 | 97.7376 | - | 6106 | - | 0 | 0 | - | 0 | 0 | - | 0 | 0 | -
6107 | 0 | 0 | 0 | 0 | 0 | 0 | 252.309 | 0 | 0 | 0 | 6107 | 0 | 0 | 0 | 0 | 0 | 0 | 0 | 0 | 0 | 0 | 6107 | - | 267.8638 | 500 | - | 0 | 0 | - | 252.309 | 252.309 | - | 6107 | - | 0 | 0 | - | 0 | 0 | - | 0 | 0 | -
6108 | 0 | 0 | 0 | 0 | 0 | 0 | 0 | 0 | 0 | 0 | 6108 | 0 | 0 | 0 | 0 | 0 | 0 | 0 | 0 | 0 | 0 | 6108 | - | 500 | 500 | - | 0 | 0 | - | 0 | 0 | - | 6108 | - | 0 | 0 | - | 0 | 0 | - | 0 | 0 | -
6109 | 1500 | 0 | 0 | 0 | 0 | 0 | 0 | 0 | 0 | 1500 | 6109 | 0 | 0 | 0 | 0 | 0 | 0 | 0 | 0 | 0 | 1500 | 6109 | - | 322.4887 | 500 | - | 0 | 0 | - | 0 | 0 | - | 6109 | - | 0 | 0 | - | 0 | 0 | - | 0 | 0 | -
6110 | 0 | 0 | 0 | 0 | 0 | 0 | 0 | 0 | 0 | 0 | 6110 | 0 | 0 | 0 | 0 | 0 | 0 | 0 | 0 | 0 | 0 | 6110 | - | 0 | 2.0066 | - | 0 | 0 | - | 0 | 0 | - | 6110 | - | 0 | 0 | - | 0 | 0 | - | 0 | 0 | -
6111 | 0 | 0 | 0 | 0 | 0 | 0 | 0 | 0 | 0 | 0 | 6111 | 0 | 0 | 0 | 0 | 0 | 0 | 0 | 0 | 0 | 0 | 6111 | - | 0 | 0 | - | 0 | 0 | - | 0 | 0 | - | 6111 | - | 0 | 0 | - | 0 | 0 | - | 0 | 0 | -
6112 | 15.5124 | 0 | 0 | 0 | 0 | 0 | 0 | 0 | 0 | 15.5124 | 6112 | 0 | 0 | 0 | 0 | 0 | 0 | 0 | 0 | 0 | 15.5124 | 6112 | - | 0 | 0 | - | 0 | 0 | - | 0 | 0 | - | 6112 | - | 0 | 0 | - | 0 | 0 | - | 0 | 0 | -
6113 | 0 | 0 | 0 | 0 | 0 | 0 | 0 | 0 | 0 | 0 | 6113 | 245.9663 | 0 | 0 | 0 | 0 | 0 | 297.5395 | 0 | 0 | 0 | 6113 | - | 0 | 0 | - | 0 | 0 | - | 0 | 0 | - | 6113 | - | 245.9663 | 245.9663 | - | 0 | 0 | - | 283.5377 | 283.5377 | -
6114 | 0 | 0 | 0 | 0 | 0 | 0 | 0 | 0 | 0 | 0 | 6114 | 350.4514 | 0 | 0 | 0 | 0 | 0 | 0 | 0 | 0 | 0 | 6114 | - | 0 | 0 | - | 0 | 0 | - | 0 | 0 | - | 6114 | - | 350.4514 | 350.4514 | - | 0 | 0 | - | 0 | 0 | -
6115 | 0 | 0 | 0 | 0 | 0 | 0 | 0 | 0 | 0 | 0 | 6115 | 314.3282 | 0 | 0 | 0 | 0 | 0 | 0 | 0 | 0 | 0 | 6115 | - | 0 | 0 | - | 0 | 0 | - | 0 | 0 | - | 6115 | - | 314.3282 | 314.3282 | - | 0 | 0 | - | 0 | 0 | -
6116 | 0 | 0 | 0 | 0 | 0 | 0 | 0 | 0 | 0 | 0 | 6116 | 180.1599 | 0 | 0 | 0 | 0 | 0 | 0 | 0 | 0 | 0 | 6116 | - | 0 | 0 | - | 0 | 0 | - | 0 | 0 | - | 6116 | - | 180.1599 | 180.1599 | - | 0 | 0 | - | 0 | 0 | -
6117 | 0 | 0 | 0 | 0 | 0 | 0 | 0 | 0 | 0 | 0 | 6117 | 105.7587 | 0 | 0 | 0 | 0 | 0 | 0 | 0 | 0 | 0 | 6117 | - | 0 | 0 | - | 0 | 0 | - | 0 | 0 | - | 6117 | - | 105.7587 | 105.7587 | - | 0 | 0 | - | 0 | 0 | -
6118 | 0 | 0 | 0 | 0 | 0 | 0 | 0 | 0 | 0 | 0 | 6118 | 44.1608 | 0 | 0 | 0 | 0 | 0 | 0 | 0 | 0 | 0 | 6118 | - | 0 | 0 | - | 0 | 0 | - | 0 | 0 | - | 6118 | - | 44.1608 | 44.1608 | - | 0 | 0 | - | 0 | 0 | -
6119 | 0 | 0 | 0 | 0 | 0 | 0 | 0 | 0 | 0 | 0 | 6119 | 47.3601 | 0 | 0 | 0 | 0 | 0 | 0 | 0 | 0 | 0 | 6119 | - | 0 | 0 | - | 0 | 0 | - | 0 | 0 | - | 6119 | - | 47.3601 | 47.3601 | - | 0 | 0 | - | 0 | 0 | -
6120 | 0 | 0 | 0 | 0 | 0 | 0 | 0 | 0 | 0 | 0 | 6120 | 0 | 0 | 0 | 0 | 0 | 0 | 0 | 0 | 0 | 0 | 6120 | - | 0 | 0 | - | 0 | 0 | - | 0 | 0 | - | 6120 | - | 0 | 0 | - | 0 | 0 | - | 0 | 0 | -
6121 | 0 | 0 | 0 | 0 | 0 | 0 | 0 | 0 | 0 | 0 | 6121 | 0 | 0 | 0 | 0 | 0 | 0 | 0 | 0 | 0 | 0 | 6121 | - | 0 | 0 | - | 0 | 0 | - | 0 | 0 | - | 6121 | - | 0 | 0 | - | 0 | 0 | - | 0 | 0 | -
6122 | 0 | 0 | 0 | 0 | 0 | 0 | 940.4677 | 626.9784 | 0 | 0 | 6122 | 0 | 0 | 0 | 0 | 0 | 0 | 0 | 0 | 0 | 0 | 6122 | - | 0 | 0 | - | 0 | 0 | - | 500 | 0 | - | 6122 | - | 0 | 0 | - | 0 | 0 | - | 0 | 0 | -
6123 | 0 | 0 | 0 | 0 | 0 | 0 | 0 | 0 | 0 | 0 | 6123 | 0 | 0 | 0 | 0 | 0 | 0 | 0 | 0 | 0 | 0 | 6123 | - | 0 | 0 | - | 0 | 0 | - | 0 | 0 | - | 6123 | - | 0 | 0 | - | 0 | 0 | - | 0 | 0 | -
6124 | 0 | 0 | 0 | 0 | 0 | 0 | 1500 | 0 | 0 | 0 | 6124 | 0 | 0 | 0 | 0 | 0 | 0 | 0 | 0 | 0 | 0 | 6124 | - | 0 | 0 | - | 0 | 0 | - | 500 | 0 | - | 6124 | - | 0 | 0 | - | 0 | 0 | - | 0 | 0 | -
6125 | 0 | 0 | 0 | 0 | 0 | 0 | 0 | 0 | 0 | 0 | 6125 | 0 | 0 | 0 | 0 | 0 | 0 | 0 | 0 | 0 | 0 | 6125 | - | 0 | 0 | - | 0 | 0 | - | 0 | 0 | - | 6125 | - | 0 | 0 | - | 0 | 0 | - | 0 | 0 | -
6126 | 0 | 0 | 0 | 373.0989 | 0 | 0 | 0 | 0 | 0 | 0 | 6126 | 0 | 0 | 0 | 0 | 0 | 0 | 0 | 0 | 0 | 0 | 6126 | - | 0 | 0 | - | 0 | 0 | - | 500 | 0 | - | 6126 | - | 0 | 0 | - | 0 | 0 | - | 0 | 0 | -
6127 | 940.4677 | 886.61 | 233.1 | 0 | 0 | 0 | 0 | 0 | 0 | 940.4677 | 6127 | 0 | 0 | 0 | 0 | 0 | 0 | 0 | 0 | 0 | 940.4677 | 6127 | - | 0 | 500 | - | 0 | 0 | - | 0 | 0 | - | 6127 | - | 0 | 0 | - | 0 | 0 | - | 0 | 0 | -
6128 | 1500 | 0 | 0 | 1500 | 0 | 0 | 0 | 0 | 0 | 1500 | 6128 | 0 | 0 | 0 | 0 | 0 | 0 | 0 | 0 | 0 | 1500 | 6128 | - | 500 | 500 | - | 0 | 0 | - | 0 | 0 | - | 6128 | - | 0 | 0 | - | 0 | 0 | - | 0 | 0 | -
6129 | 0 | 0 | 0 | 567.3687 | 0 | 0 | 0 | 0 | 0 | 0 | 6129 | 0 | 0 | 0 | 0 | 0 | 0 | 0 | 0 | 0 | 0 | 6129 | - | 168.1648 | 500 | - | 0 | 0 | - | 500 | 500 | - | 6129 | - | 0 | 0 | - | 0 | 0 | - | 0 | 0 | -
6130 | 0 | 0 | 0 | 0 | 626.9784 | 0 | 0 | 0 | 0 | 0 | 6130 | 0 | 0 | 0 | 0 | 0 | 0 | 0 | 0 | 0 | 0 | 6130 | - | 500 | 500 | - | 0 | 0 | - | 0 | 0 | - | 6130 | - | 0 | 0 | - | 0 | 0 | - | 0 | 0 | -
6131 | 0 | 0 | 0 | 0 | 1000 | 0 | 0 | 0 | 146.1487 | 0 | 6131 | 0 | 0 | 0 | 0 | 0 | 0 | 0 | 0 | 0 | 0 | 6131 | - | 500 | 0 | - | 0 | 0 | - | 0 | 0 | - | 6131 | - | 0 | 0 | - | 0 | 0 | - | 0 | 0 | -
6132 | 0 | 0 | 0 | 0 | 0 | 0 | 0 | 0 | 0 | 0 | 6132 | 0 | 0 | 0 | 0 | 0 | 0 | 0 | 0 | 0 | 0 | 6132 | - | 500 | 69.4665 | - | 0 | 0 | - | 0 | 0 | - | 6132 | - | 0 | 0 | - | 0 | 0 | - | 0 | 0 | -
6133 | 0 | 0 | 0 | 0 | 0 | 0 | 0 | 0 | 0 | 0 | 6133 | 0 | 0 | 0 | 0 | 0 | 0 | 0 | 0 | 0 | 0 | 6133 | - | 0 | 500 | - | 0 | 0 | - | 0 | 0 | - | 6133 | - | 0 | 0 | - | 0 | 0 | - | 0 | 0 | -
6134 | 0 | 0 | 0 | 0 | 0 | 0 | 0 | 0 | 0 | 0 | 6134 | 0 | 0 | 0 | 0 | 0 | 0 | 0 | 0 | 0 | 0 | 6134 | - | 0 | 500 | - | 500 | 0 | - | 0 | 500 | - | 6134 | - | 0 | 0 | - | 0 | 0 | - | 0 | 0 | -
6135 | 0 | 0 | 0 | 0 | 0 | 0 | 0 | 0 | 0 | 0 | 6135 | 0 | 0 | 0 | 0 | 0 | 0 | 0 | 0 | 0 | 0 | 6135 | - | 500 | 500 | - | 500 | 0 | - | 0 | 500 | - | 6135 | - | 0 | 0 | - | 0 | 0 | - | 0 | 0 | -
6136 | 0 | 0 | 0 | 0 | 0 | 0 | 0 | 0 | 0 | 0 | 6136 | 0 | 0 | 0 | 0 | 0 | 0 | 0 | 0 | 0 | 0 | 6136 | - | 500 | 0 | - | 500 | 500 | - | 0 | 500 | - | 6136 | - | 0 | 0 | - | 0 | 0 | - | 0 | 0 | -
6137 | 0 | 0 | 0 | 0 | 0 | 0 | 0 | 0 | 0 | 0 | 6137 | 0 | 0 | 0 | 0 | 0 | 0 | 0 | 0 | 0 | 0 | 6137 | - | 0 | 0 | - | 500 | 500 | - | 0 | 500 | - | 6137 | - | 0 | 0 | - | 0 | 0 | - | 0 | 0 | -
6138 | 0 | 0 | 0 | 0 | 0 | 0 | 0 | 0 | 0 | 0 | 6138 | 0 | 0 | 0 | 0 | 0 | 0 | 0 | 0 | 0 | 0 | 6138 | - | 495.1692 | 0 | - | 500 | 500 | - | 500 | 500 | - | 6138 | - | 0 | 0 | - | 0 | 0 | - | 0 | 0 | -
6139 | 0 | 0 | 0 | 0 | 0 | 233.1 | 0 | 0 | 0 | 0 | 6139 | 0 | 0 | 0 | 0 | 0 | 0 | 0 | 0 | 0 | 0 | 6139 | - | 340.572 | 500 | - | 500 | 0 | - | 166.6667 | 500 | - | 6139 | - | 0 | 0 | - | 0 | 0 | - | 0 | 0 | -
6140 | 0 | 0 | 0 | 0 | 0 | 146.1487 | 0 | 0 | 0 | 0 | 6140 | 0 | 0 | 0 | 0 | 0 | 0 | 0 | 0 | 0 | 0 | 6140 | - | 152.9378 | 164.6473 | - | 0 | 0 | - | 500 | 500 | - | 6140 | - | 0 | 0 | - | 0 | 0 | - | 0 | 0 | -
6141 | 0 | 0 | 0 | 0 | 0 | 0 | 0 | 0 | 0 | 0 | 6141 | 0 | 0 | 0 | 0 | 0 | 0 | 0 | 0 | 0 | 0 | 6141 | - | 500 | 500 | - | 0 | 0 | - | 500 | 0 | - | 6141 | - | 0 | 0 | - | 0 | 0 | - | 0 | 0 | -
6142 | 0 | 0 | 0 | 0 | 0 | 0 | 0 | 0 | 0 | 0 | 6142 | 0 | 0 | 0 | 0 | 0 | 0 | 0 | 0 | 0 | 0 | 6142 | - | 0 | 434.6942 | - | 468.7548 | 0 | - | 500 | 0 | - | 6142 | - | 0 | 0 | - | 0 | 0 | - | 0 | 0 | -
6143 | 0 | 497.8587 | 0 | 0 | 0 | 0 | 0 | 0 | 0 | 0 | 6143 | 0 | 0 | 0 | 0 | 0 | 0 | 0 | 0 | 0 | 0 | 6143 | - | 0 | 497.8587 | - | 500 | 500 | - | 500 | 0 | - | 6143 | - | 0 | 0 | - | 0 | 0 | - | 0 | 0 | -
6144 | 0 | 242.5097 | 0 | 0 | 0 | 0 | 0 | 0 | 0 | 0 | 6144 | 0 | 0 | 0 | 0 | 0 | 0 | 0 | 0 | 0 | 0 | 6144 | - | 293.0387 | 0 | - | 500 | 500 | - | 500 | 0 | - | 6144 | - | 0 | 0 | - | 0 | 0 | - | 0 | 0 | -
6145 | 0 | 0 | 0 | 0 | 0 | 0 | 0 | 0 | 0 | 0 | 6145 | 0 | 0 | 0 | 0 | 0 | 0 | 0 | 0 | 0 | 0 | 6145 | - | 0 | 0 | - | 500 | 500 | - | 0 | 0 | - | 6145 | - | 0 | 0 | - | 0 | 0 | - | 0 | 0 | -
6146 | 0 | 0 | 0 | 0 | 0 | 0 | 0 | 0 | 0 | 0 | 6146 | 0 | 0 | 0 | 0 | 0 | 0 | 0 | 0 | 0 | 0 | 6146 | - | 216.7841 | 0 | - | 500 | 500 | - | 0 | 500 | - | 6146 | - | 0 | 0 | - | 0 | 0 | - | 0 | 0 | -
6147 | 0 | 0 | 0 | 0 | 0 | 0 | 0 | 0 | 0 | 0 | 6147 | 0 | 0 | 0 | 0 | 0 | 0 | 0 | 0 | 0 | 0 | 6147 | - | 0 | 0 | - | 197.9119 | 500 | - | 500 | 0 | - | 6147 | - | 0 | 0 | - | 0 | 0 | - | 0 | 0 | -
6148 | 0 | 0 | 0 | 0 | 0 | 0 | 0 | 0 | 0 | 0 | 6148 | 0 | 0 | 0 | 0 | 0 | 0 | 0 | 0 | 0 | 0 | 6148 | - | 0 | 0 | - | 0 | 166.6667 | - | 0 | 500 | - | 6148 | - | 0 | 0 | - | 0 | 0 | - | 0 | 0 | -
6149 | 0 | 0 | 0 | 0 | 0 | 0 | 0 | 0 | 0 | 0 | 6149 | 0 | 0 | 0 | 0 | 0 | 0 | 0 | 0 | 0 | 0 | 6149 | - | 0 | 0 | - | 0 | 0 | - | 0 | 500 | - | 6149 | - | 0 | 0 | - | 0 | 0 | - | 0 | 0 | -
6150 | 0 | 0 | 0 | 0 | 0 | 0 | 0 | 0 | 0 | 0 | 6150 | 0 | 0 | 0 | 0 | 0 | 0 | 0 | 0 | 0 | 0 | 6150 | - | 0 | 0 | - | 500 | 500 | - | 0 | 0 | - | 6150 | - | 0 | 0 | - | 0 | 0 | - | 0 | 0 | -
6151 | 0 | 0 | 0 | 0 | 0 | 0 | 0 | 0 | 0 | 0 | 6151 | 0 | 0 | 0 | 0 | 0 | 0 | 0 | 0 | 0 | 0 | 6151 | - | 0 | 0 | - | 0 | 500 | - | 500 | 0 | - | 6151 | - | 0 | 0 | - | 0 | 0 | - | 0 | 0 | -
6152 | 0 | 0 | 0 | 0 | 0 | 0 | 0 | 0 | 0 | 0 | 6152 | 0 | 0 | 0 | 0 | 0 | 0 | 0 | 0 | 0 | 0 | 6152 | - | 500 | 0 | - | 0 | 500 | - | 0 | 0 | - | 6152 | - | 0 | 0 | - | 0 | 0 | - | 0 | 0 | -
6153 | 0 | 0 | 0 | 0 | 0 | 0 | 0 | 0 | 0 | 0 | 6153 | 0 | 0 | 0 | 0 | 0 | 0 | 0 | 0 | 0 | 0 | 6153 | - | 500 | 0 | - | 0 | 0 | - | 0 | 0 | - | 6153 | - | 0 | 0 | - | 0 | 0 | - | 0 | 0 | -
6154 | 0 | 0 | 0 | 0 | 0 | 0 | 0 | 0 | 0 | 0 | 6154 | 0 | 0 | 0 | 0 | 0 | 0 | 0 | 0 | 0 | 0 | 6154 | - | 500 | 500 | - | 0 | 0 | - | 0 | 0 | - | 6154 | - | 0 | 0 | - | 0 | 0 | - | 0 | 0 | -
6155 | 0 | 0 | 146.1487 | 0 | 0 | 0 | 0 | 0 | 0 | 0 | 6155 | 0 | 0 | 0 | 0 | 0 | 0 | 0 | 0 | 0 | 0 | 6155 | - | 0 | 500 | - | 0 | 0 | - | 0 | 0 | - | 6155 | - | 0 | 0 | - | 0 | 0 | - | 0 | 0 | -
6156 | 0 | 0 | 0 | 0 | 0 | 0 | 0 | 1000 | 0 | 0 | 6156 | 0 | 0 | 0 | 0 | 0 | 0 | 0 | 0 | 0 | 0 | 6156 | - | 0 | 0 | - | 0 | 0 | - | 0 | 0 | - | 6156 | - | 0 | 0 | - | 0 | 0 | - | 0 | 0 | -
6157 | 0 | 0 | 0 | 0 | 0 | 0 | 0 | 0 | 233.1 | 0 | 6157 | 0 | 0 | 0 | 0 | 0 | 0 | 0 | 0 | 0 | 0 | 6157 | - | 0 | 0 | - | 0 | 500 | - | 0 | 0 | - | 6157 | - | 0 | 0 | - | 0 | 0 | - | 0 | 0 | -
6158 | 0 | 0 | 0 | 0 | 0 | 0 | 0 | 0 | 0 | 0 | 6158 | 0 | 0 | 0 | 0 | 0 | 0 | 0 | 0 | 0 | 0 | 6158 | - | 0 | 0 | - | 500 | 500 | - | 500 | 186.2477 | - | 6158 | - | 0 | 0 | - | 0 | 0 | - | 0 | 0 | -
6159 | 0 | 0 | 0 | 0 | 0 | 0 | 0 | 0 | 0 | 0 | 6159 | 0 | 0 | 0 | 0 | 0 | 0 | 0 | 0 | 0 | 0 | 6159 | - | 0 | 0 | - | 0 | 0 | - | 0 | 500 | - | 6159 | - | 0 | 0 | - | 0 | 0 | - | 0 | 0 | -
6160 | 0 | 0 | 0 | 0 | 0 | 0 | 0 | 0 | 0 | 0 | 6160 | 0 | 0 | 0 | 0 | 0 | 0 | 0 | 0 | 0 | 0 | 6160 | - | 0 | 0 | - | 0 | 0 | - | 0 | 480.4189 | - | 6160 | - | 0 | 0 | - | 0 | 0 | - | 0 | 0 | -
6161 | 0 | 0 | 0 | 0 | 0 | 0 | 0 | 0 | 0 | 0 | 6161 | 0 | 0 | 0 | 0 | 0 | 0 | 0 | 0 | 0 | 0 | 6161 | - | 0 | 0 | - | 0 | 0 | - | 0 | 0 | - | 6161 | - | 0 | 0 | - | 0 | 0 | - | 0 | 0 | -
6162 | 0 | 0 | 0 | 0 | 0 | 0 | 0 | 0 | 0 | 0 | 6162 | 0 | 0 | 0 | 0 | 0 | 0 | 0 | 0 | 0 | 0 | 6162 | - | 0 | 0 | - | 0 | 0 | - | 0 | 0 | - | 6162 | - | 0 | 0 | - | 0 | 0 | - | 0 | 0 | -
6163 | 0 | 0 | 0 | 0 | 0 | 0 | 0 | 0 | 0 | 0 | 6163 | 0 | 0 | 0 | 0 | 0 | 0 | 0 | 0 | 0 | 0 | 6163 | - | 0 | 0 | - | 0 | 0 | - | 0 | 0 | - | 6163 | - | 0 | 0 | - | 0 | 0 | - | 0 | 0 | -
6164 | 0 | 0 | 0 | 0 | 0 | 0 | 0 | 0 | 0 | 0 | 6164 | 0 | 0 | 0 | 0 | 0 | 0 | 0 | 0 | 0 | 0 | 6164 | - | 0 | 0 | - | 0 | 0 | - | 0 | 0 | - | 6164 | - | 0 | 0 | - | 0 | 0 | - | 0 | 0 | -
6165 | 0 | 0 | 0 | 0 | 0 | 0 | 0 | 0 | 0 | 0 | 6165 | 0 | 0 | 0 | 0 | 0 | 0 | 0 | 0 | 0 | 0 | 6165 | - | 0 | 0 | - | 0 | 0 | - | 0 | 0 | - | 6165 | - | 0 | 0 | - | 0 | 0 | - | 0 | 0 | -
6166 | 0 | 0 | 0 | 0 | 0 | 0 | 0 | 0 | 0 | 0 | 6166 | 0 | 0 | 0 | 0 | 0 | 0 | 0 | 0 | 0 | 0 | 6166 | - | 0 | 0 | - | 0 | 0 | - | 0 | 0 | - | 6166 | - | 0 | 0 | - | 0 | 0 | - | 0 | 0 | -
6167 | 0 | 0 | 0 | 0 | 0 | 0 | 0 | 0 | 0 | 0 | 6167 | 0 | 0 | 0 | 0 | 0 | 0 | 0 | 0 | 0 | 0 | 6167 | - | 0 | 0 | - | 0 | 0 | - | 0 | 0 | - | 6167 | - | 0 | 0 | - | 0 | 0 | - | 0 | 0 | -
6168 | 0 | 0 | 0 | 0 | 0 | 0 | 0 | 0 | 0 | 0 | 6168 | 121.6565 | 0 | 0 | 171.1108 | 0 | 0 | 0 | 0 | 0 | 0 | 6168 | - | 0 | 0 | - | 0 | 0 | - | 0 | 0 | - | 6168 | - | 121.6565 | 99.8711 | - | 171.1108 | 171.1108 | - | 0 | 0 | -
6169 | 0 | 0 | 0 | 0 | 0 | 0 | 0 | 0 | 0 | 0 | 6169 | 240.0801 | 176.9585 | 155.1731 | 298.4542 | 0 | 0 | 59.9578 | 0 | 0 | 0 | 6169 | - | 0 | 0 | - | 0 | 0 | - | 0 | 0 | - | 6169 | - | 63.1216 | 84.9069 | - | 298.4542 | 298.4542 | - | 59.9578 | 59.9578 | -
6170 | 0 | 0 | 0 | 0 | 0 | 0 | 0 | 0 | 0 | 0 | 6170 | 162.0894 | 0 | 0 | 198.9978 | 0 | 0 | 0 | 0 | 0 | 0 | 6170 | - | 0 | 0 | - | 0 | 0 | - | 0 | 0 | - | 6170 | - | 162.0894 | 162.0894 | - | 198.9978 | 198.9978 | - | 0 | 0 | -
6171 | 0 | 0 | 0 | 0 | 0 | 0 | 0 | 0 | 0 | 0 | 6171 | 110.7499 | 0 | 0 | 129.7962 | 0 | 0 | 0 | 0 | 0 | 0 | 6171 | - | 0 | 0 | - | 0 | 0 | - | 0 | 0 | - | 6171 | - | 110.7499 | 110.7499 | - | 129.7962 | 129.7962 | - | 0 | 0 | -
6172 | 0 | 0 | 0 | 0 | 0 | 0 | 0 | 0 | 0 | 0 | 6172 | 42.9619 | 42.9619 | 42.9619 | 49.945 | 0 | 0 | 0 | 0 | 0 | 0 | 6172 | - | 0 | 0 | - | 0 | 0 | - | 0 | 0 | - | 6172 | - | 0 | 0 | - | 49.945 | 49.945 | - | 0 | 0 | -
6173 | 0 | 0 | 0 | 0 | 0 | 0 | 0 | 0 | 0 | 0 | 6173 | 0 | 0 | 0 | 0 | 0 | 0 | 0 | 0 | 0 | 0 | 6173 | - | 0 | 0 | - | 0 | 0 | - | 0 | 0 | - | 6173 | - | 0 | 0 | - | 0 | 0 | - | 0 | 0 | -
6174 | 0 | 0 | 0 | 0 | 0 | 0 | 0 | 0 | 0 | 0 | 6174 | 0 | 0 | 0 | 0 | 0 | 0 | 0 | 0 | 0 | 0 | 6174 | - | 0 | 0 | - | 0 | 0 | - | 0 | 0 | - | 6174 | - | 0 | 0 | - | 0 | 0 | - | 0 | 0 | -
6175 | 0 | 0 | 0 | 0 | 0 | 0 | 0 | 0 | 0 | 0 | 6175 | 0 | 0 | 0 | 0 | 0 | 0 | 0 | 0 | 0 | 0 | 6175 | - | 0 | 0 | - | 0 | 0 | - | 0 | 0 | - | 6175 | - | 0 | 0 | - | 0 | 0 | - | 0 | 0 | -
6176 | 0 | 0 | 0 | 298.8342 | 0 | 0 | 0 | 0 | 0 | 0 | 6176 | 0 | 0 | 0 | 0 | 0 | 0 | 0 | 0 | 0 | 0 | 6176 | - | 0 | 0 | - | 375.686 | 208.0341 | - | 0 | 0 | - | 6176 | - | 0 | 0 | - | 0 | 0 | - | 0 | 0 | -
6177 | 0 | 0 | 0 | 487.3358 | 0 | 0 | 0 | 0 | 0 | 0 | 6177 | 0 | 0 | 0 | 0 | 0 | 0 | 0 | 0 | 0 | 0 | 6177 | - | 0 | 0 | - | 487.3358 | 487.3358 | - | 0 | 0 | - | 6177 | - | 0 | 0 | - | 0 | 0 | - | 0 | 0 | -
6178 | 64.9597 | 0 | 0 | 211.8347 | 0 | 0 | 70.5386 | 0 | 0 | 64.9597 | 6178 | 0 | 0 | 0 | 0 | 0 | 0 | 0 | 0 | 0 | 64.9597 | 6178 | - | 64.9597 | 64.9597 | - | 8.9524 | 304.1293 | - | 74.022 | 50.438 | - | 6178 | - | 0 | 0 | - | 0 | 0 | - | 0 | 0 | -
6179 | 0 | 0 | 0 | 0 | 0 | 0 | 0 | 0 | 0 | 0 | 6179 | 0 | 0 | 0 | 0 | 0 | 0 | 0 | 0 | 0 | 0 | 6179 | - | 0 | 0 | - | 74.757 | 47.7898 | - | 0 | 23.5839 | - | 6179 | - | 0 | 0 | - | 0 | 0 | - | 0 | 0 | -
6180 | 732.1435 | 258.7298 | 233.1 | 0 | 0 | 0 | 0 | 0 | 0 | 732.1435 | 6180 | 0 | 0 | 0 | 0 | 0 | 0 | 0 | 0 | 0 | 732.1435 | 6180 | - | 500 | 500 | - | 100.5578 | 0 | - | 0 | 0 | - | 6180 | - | 0 | 0 | - | 0 | 0 | - | 0 | 0 | -
6181 | 0 | 0 | 0 | 0 | 0 | 0 | 0 | 0 | 0 | 0 | 6181 | 0 | 0 | 0 | 0 | 0 | 0 | 0 | 0 | 0 | 0 | 6181 | - | 0 | 0 | - | 0 | 0 | - | 0 | 0 | - | 6181 | - | 0 | 0 | - | 0 | 0 | - | 0 | 0 | -
6182 | 0 | 0 | 0 | 0 | 0 | 0 | 0 | 0 | 0 | 0 | 6182 | 0 | 0 | 0 | 0 | 0 | 0 | 0 | 0 | 0 | 0 | 6182 | - | 0 | 0 | - | 0 | 0 | - | 0 | 0 | - | 6182 | - | 0 | 0 | - | 0 | 0 | - | 0 | 0 | -
6183 | 0 | 0 | 0 | 0 | 0 | 0 | 0 | 0 | 0 | 0 | 6183 | 0 | 0 | 0 | 0 | 0 | 0 | 0 | 0 | 0 | 0 | 6183 | - | 0 | 0 | - | 0 | 0 | - | 0 | 0 | - | 6183 | - | 264.4868 | 2.4717 | - | 500 | 500 | - | 500 | 500 | -
6184 | 0 | 0 | 0 | 0 | 0 | 0 | 0 | 0 | 0 | 0 | 6184 | 0 | 199.0833 | 0 | 331.8358 | 480.5011 | 0 | 1140.2933 | 640.2933 | 103.2087 | 0 | 6184 | - | 0 | 0 | - | 0 | 0 | - | 0 | 0 | - | 6184 | - | 500 | 500 | - | 500 | 500 | - | 500 | 500 | -
6185 | 0 | 0 | 0 | 0 | 0 | 0 | 0 | 0 | 0 | 0 | 6185 | 491.0288 | 264.3333 | 0 | 1168.5493 | 739.9014 | 159.8322 | 931.2758 | 634.6655 | 219.1527 | 0 | 6185 | - | 0 | 0 | - | 0 | 0 | - | 0 | 0 | - | 6185 | - | 500 | 500 | - | 500 | 500 | - | 500 | 500 | -
6186 | 0 | 0 | 0 | 0 | 0 | 0 | 0 | 0 | 0 | 0 | 6186 | 815.0041 | 358.8561 | 89.2614 | 523.314 | 162.5292 | 162.5292 | 2.8285 | 107.9729 | 0 | 0 | 6186 | - | 0 | 0 | - | 0 | 0 | - | 0 | 0 | - | 6186 | - | 500 | 500 | - | 500 | 500 | - | 500 | 500 | -
6187 | 0 | 0 | 0 | 0 | 0 | 0 | 0 | 0 | 0 | 0 | 6187 | 768.3645 | 268.3645 | 233.1 | 50.6984 | 0 | 0 | 0 | 0 | 0 | 0 | 6187 | - | 0 | 0 | - | 0 | 0 | - | 0 | 0 | - | 6187 | - | 500 | 500 | - | 500 | 500 | - | 500 | 500 | -
6188 | 0 | 0 | 0 | 0 | 0 | 0 | 0 | 0 | 0 | 0 | 6188 | 0 | 197.2287 | 0 | 0 | 0 | 0 | 0 | 0 | 0 | 0 | 6188 | - | 0 | 0 | - | 0 | 0 | - | 0 | 0 | - | 6188 | - | 500 | 500 | - | 500 | 500 | - | 500 | 500 | -
6189 | 0 | 0 | 0 | 0 | 0 | 0 | 0 | 0 | 0 | 0 | 6189 | 0 | 95.0657 | 0 | 0 | 0 | 0 | 0 | 0 | 0 | 0 | 6189 | - | 0 | 0 | - | 0 | 0 | - | 0 | 0 | - | 6189 | - | 500 | 500 | - | 500 | 500 | - | 500 | 500 | -
6190 | 0 | 0 | 0 | 0 | 0 | 0 | 0 | 0 | 0 | 0 | 6190 | 0 | 0 | 0 | 0 | 0 | 0 | 0 | 0 | 0 | 0 | 6190 | - | 0 | 0 | - | 0 | 0 | - | 0 | 0 | - | 6190 | - | 0 | 0 | - | 500 | 500 | - | 500 | 500 | -
6191 | 0 | 0 | 0 | 0 | 0 | 0 | 0 | 0 | 0 | 0 | 6191 | 0 | 0 | 0 | 0 | 0 | 0 | 0 | 0 | 0 | 0 | 6191 | - | 0 | 0 | - | 0 | 0 | - | 0 | 0 | - | 6191 | - | 0 | 0 | - | 182.4501 | 400 | - | 222.4202 | 222.4202 | -
6192 | 0 | 0 | 0 | 0 | 0 | 0 | 0 | 0 | 0 | 0 | 6192 | 0 | 0 | 0 | 0 | 0 | 0 | 0 | 0 | 0 | 0 | 6192 | - | 0 | 0 | - | 0 | 0 | - | 0 | 0 | - | 6192 | - | 0 | 0 | - | 0 | 0 | - | 0 | 0 | -
6193 | 0 | 0 | 0 | 0 | 0 | 0 | 0 | 0 | 0 | 0 | 6193 | 0 | 0 | 0 | 0 | 0 | 0 | 0 | 0 | 0 | 0 | 6193 | - | 0 | 0 | - | 0 | 0 | - | 0 | 0 | - | 6193 | - | 0 | 0 | - | 0 | 0 | - | 0 | 0 | -
6194 | 0 | 0 | 0 | 0 | 0 | 0 | 0 | 0 | 0 | 0 | 6194 | 0 | 0 | 0 | 0 | 0 | 0 | 0 | 0 | 0 | 0 | 6194 | - | 0 | 0 | - | 0 | 0 | - | 0 | 0 | - | 6194 | - | 0 | 0 | - | 0 | 0 | - | 0 | 0 | -
6195 | 0 | 0 | 0 | 0 | 0 | 0 | 0 | 0 | 0 | 0 | 6195 | 0 | 0 | 0 | 0 | 0 | 0 | 0 | 0 | 0 | 0 | 6195 | - | 0 | 0 | - | 0 | 0 | - | 0 | 0 | - | 6195 | - | 0 | 0 | - | 0 | 0 | - | 177.5798 | 177.5798 | -
6196 | 0 | 0 | 0 | 0 | 0 | 0 | 0 | 0 | 0 | 0 | 6196 | 0 | 0 | 0 | 0 | 0 | 0 | 0 | 0 | 0 | 0 | 6196 | - | 0 | 0 | - | 0 | 0 | - | 0 | 0 | - | 6196 | - | 0 | 0 | - | 500 | 500 | - | 500 | 500 | -
6197 | 0 | 0 | 0 | 0 | 0 | 0 | 0 | 0 | 0 | 0 | 6197 | 0 | 0 | 0 | 0 | 0 | 0 | 0 | 0 | 0 | 0 | 6197 | - | 0 | 0 | - | 0 | 0 | - | 0 | 0 | - | 6197 | - | 0 | 0 | - | 500 | 500 | - | 500 | 500 | -
6198 | 0 | 0 | 0 | 0 | 0 | 0 | 0 | 0 | 0 | 0 | 6198 | 0 | 0 | 0 | 0 | 0 | 0 | 0 | 0 | 0 | 0 | 6198 | - | 0 | 0 | - | 287.1218 | 287.1218 | - | 0 | 0 | - | 6198 | - | 0 | 0 | - | 0 | 0 | - | 0 | 0 | -
6199 | 25.967 | 0 | 0 | 0 | 0 | 0 | 0 | 0 | 0 | 25.967 | 6199 | 0 | 0 | 0 | 0 | 0 | 0 | 0 | 0 | 0 | 25.967 | 6199 | - | 245.967 | 245.967 | - | 500 | 500 | - | 500 | 500 | - | 6199 | - | 0 | 0 | - | 0 | 0 | - | 0 | 0 | -
6200 | 0 | 0 | 0 | 0 | 0 | 0 | 0 | 0 | 0 | 0 | 6200 | 0 | 0 | 0 | 0 | 0 | 0 | 0 | 0 | 0 | 0 | 6200 | - | 146.4086 | 146.4086 | - | 500 | 500 | - | 500 | 500 | - | 6200 | - | 0 | 0 | - | 0 | 0 | - | 0 | 0 | -
6201 | 566.7569 | 180.1766 | 220.1766 | 0 | 0 | 0 | 0 | 0 | 0 | 566.7569 | 6201 | 0 | 0 | 0 | 0 | 0 | 0 | 0 | 0 | 0 | 566.7569 | 6201 | - | 500 | 500 | - | 500 | 500 | - | 500 | 500 | - | 6201 | - | 0 | 0 | - | 0 | 0 | - | 0 | 0 | -
6202 | 639.1411 | 579.1411 | 0 | 994.6591 | 842.227 | 157.9278 | 1108.891 | 813.4892 | 116.5991 | 639.1411 | 6202 | 0 | 0 | 0 | 0 | 0 | 0 | 0 | 0 | 0 | 639.1411 | 6202 | - | 500 | 500 | - | 500 | 500 | - | 500 | 500 | - | 6202 | - | 0 | 0 | - | 0 | 0 | - | 0 | 0 | -
6203 | 590.8563 | 554.2666 | 90.8563 | 1445.8086 | 784.7515 | 221.3209 | 111.3428 | 0 | 73.0252 | 590.8563 | 6203 | 0 | 0 | 0 | 0 | 0 | 0 | 0 | 0 | 0 | 590.8563 | 6203 | - | 500 | 500 | - | 500 | 500 | - | 500 | 500 | - | 6203 | - | 0 | 0 | - | 0 | 0 | - | 0 | 0 | -
6204 | 617.7463 | 313.3941 | 68.2157 | 0 | 0 | 0 | 0 | 0 | 0 | 617.7463 | 6204 | 0 | 0 | 0 | 0 | 0 | 0 | 0 | 0 | 0 | 617.7463 | 6204 | - | 500 | 500 | - | 500 | 500 | - | 500 | 500 | - | 6204 | - | 0 | 0 | - | 0 | 0 | - | 0 | 0 | -
6205 | 0 | 0 | 0 | 0 | 0 | 0 | 0 | 0 | 0 | 0 | 6205 | 0 | 0 | 0 | 0 | 0 | 0 | 0 | 0 | 0 | 0 | 6205 | - | 0 | 0 | - | 500 | 500 | - | 0 | 0 | - | 6205 | - | 0 | 0 | - | 0 | 0 | - | 0 | 0 | -
6206 | 0 | 0 | 0 | 0 | 0 | 0 | 0 | 0 | 0 | 0 | 6206 | 0 | 0 | 0 | 0 | 0 | 0 | 0 | 0 | 0 | 0 | 6206 | - | 0 | 0 | - | 500 | 500 | - | 0 | 0 | - | 6206 | - | 0 | 0 | - | 0 | 0 | - | 0 | 0 | -
6207 | 0 | 0 | 0 | 0 | 0 | 0 | 0 | 0 | 0 | 0 | 6207 | 0 | 0 | 0 | 0 | 0 | 0 | 0 | 0 | 0 | 0 | 6207 | - | 0 | 0 | - | 0 | 0 | - | 0 | 0 | - | 6207 | - | 57.5923 | 57.5923 | - | 0 | 0 | - | 0 | 0 | -
6208 | 0 | 0 | 0 | 0 | 0 | 0 | 0 | 0 | 0 | 0 | 6208 | 0 | 0 | 0 | 0 | 0 | 0 | 0 | 0 | 0 | 0 | 6208 | - | 0 | 0 | - | 0 | 0 | - | 0 | 0 | - | 6208 | - | 0 | 0 | - | 0 | 0 | - | 0 | 0 | -
6209 | 0 | 0 | 0 | 0 | 0 | 0 | 0 | 0 | 0 | 0 | 6209 | 0 | 0 | 0 | 429.5111 | 357.8377 | 0 | 0 | 0 | 0 | 0 | 6209 | - | 0 | 0 | - | 0 | 0 | - | 0 | 0 | - | 6209 | - | 0 | 0 | - | 500 | 500 | - | 0 | 0 | -
6210 | 0 | 0 | 0 | 0 | 0 | 0 | 0 | 0 | 0 | 0 | 6210 | 43.0365 | 429.4507 | 161.1807 | 618.057 | 333.6281 | 161.1807 | 0 | 0 | 0 | 0 | 6210 | - | 0 | 0 | - | 0 | 0 | - | 0 | 0 | - | 6210 | - | 500 | 500 | - | 500 | 282.4501 | - | 0 | 0 | -
6211 | 0 | 0 | 0 | 0 | 0 | 0 | 0 | 0 | 0 | 0 | 6211 | 320.2217 | 37.0464 | 0 | 0 | 0 | 0 | 0 | 0 | 0 | 0 | 6211 | - | 0 | 0 | - | 0 | 0 | - | 0 | 0 | - | 6211 | - | 366.7734 | 403.8198 | - | 0 | 0 | - | 0 | 0 | -
6212 | 0 | 0 | 0 | 0 | 0 | 0 | 0 | 0 | 0 | 0 | 6212 | 207.5975 | 0 | 0 | 0 | 0 | 0 | 0 | 0 | 0 | 0 | 6212 | - | 0 | 0 | - | 0 | 0 | - | 0 | 0 | - | 6212 | - | 207.5975 | 207.5975 | - | 0 | 0 | - | 0 | 0 | -
6213 | 0 | 0 | 0 | 0 | 0 | 0 | 0 | 0 | 0 | 0 | 6213 | 224.9687 | 224.9687 | 0 | 0 | 0 | 0 | 0 | 0 | 0 | 0 | 6213 | - | 0 | 0 | - | 0 | 0 | - | 0 | 0 | - | 6213 | - | 0 | 224.9687 | - | 0 | 0 | - | 0 | 0 | -
6214 | 0 | 0 | 0 | 0 | 0 | 0 | 0 | 0 | 0 | 0 | 6214 | 168.9232 | 0 | 0 | 0 | 0 | 0 | 0 | 0 | 0 | 0 | 6214 | - | 0 | 0 | - | 0 | 0 | - | 0 | 0 | - | 6214 | - | 168.9232 | 168.9232 | - | 0 | 0 | - | 0 | 0 | -
6215 | 0 | 0 | 0 | 0 | 0 | 0 | 0 | 0 | 0 | 0 | 6215 | 70.2898 | 0 | 0 | 0 | 0 | 0 | 0 | 0 | 0 | 0 | 6215 | - | 0 | 0 | - | 0 | 0 | - | 0 | 0 | - | 6215 | - | 70.2898 | 70.2898 | - | 0 | 0 | - | 0 | 0 | -
6216 | 0 | 0 | 0 | 12.1992 | 0 | 0 | 0 | 0 | 0 | 0 | 6216 | 2.1613 | 0 | 0 | 0 | 0 | 0 | 0 | 0 | 0 | 0 | 6216 | - | 0 | 0 | - | 12.1992 | 12.1992 | - | 333.3333 | 333.3333 | - | 6216 | - | 2.1613 | 2.1613 | - | 0 | 0 | - | 0 | 0 | -
6217 | 0 | 0 | 0 | 0 | 0 | 0 | 0 | 0 | 0 | 0 | 6217 | 50.3286 | 0 | 30.321 | 0 | 0 | 0 | 0 | 0 | 0 | 0 | 6217 | - | 0 | 0 | - | 0 | 0 | - | 0 | 0 | - | 6217 | - | 50.3286 | 20.0076 | - | 0 | 0 | - | 500 | 500 | -
6218 | 0 | 0 | 0 | 0 | 0 | 0 | 0 | 0 | 0 | 0 | 6218 | 93.5047 | 0 | 0 | 0 | 0 | 0 | 0 | 312.5478 | 0 | 0 | 6218 | - | 0 | 0 | - | 0 | 0 | - | 0 | 0 | - | 6218 | - | 93.5047 | 93.5047 | - | 0 | 0 | - | 500 | 500 | -
6219 | 0 | 0 | 0 | 0 | 0 | 0 | 0 | 0 | 0 | 0 | 6219 | 53.2699 | 0 | 0 | 0 | 0 | 0 | 0 | 0 | 0 | 0 | 6219 | - | 0 | 0 | - | 0 | 0 | - | 0 | 0 | - | 6219 | - | 53.2699 | 53.2699 | - | 0 | 0 | - | 424.4826 | 424.4826 | -
6220 | 0 | 0 | 0 | 0 | 0 | 0 | 0 | 0 | 0 | 0 | 6220 | 134.3442 | 0 | 0 | 0 | 0 | 0 | 0 | 0 | 0 | 0 | 6220 | - | 0 | 0 | - | 0 | 0 | - | 0 | 0 | - | 6220 | - | 134.3442 | 134.3442 | - | 0 | 0 | - | 500 | 500 | -
6221 | 0 | 0 | 0 | 0 | 0 | 0 | 0 | 0 | 0 | 0 | 6221 | 213.7649 | 0 | 0 | 25.2072 | 0 | 0 | 0 | 0 | 0 | 0 | 6221 | - | 0 | 0 | - | 0 | 0 | - | 0 | 0 | - | 6221 | - | 213.7649 | 213.7649 | - | 25.2072 | 25.2072 | - | 0 | 0 | -
6222 | 0 | 0 | 0 | 0 | 0 | 0 | 0 | 0 | 0 | 0 | 6222 | 25.0045 | 0 | 0 | 0 | 0 | 0 | 0 | 0 | 0 | 0 | 6222 | - | 0 | 0 | - | 0 | 0 | - | 0 | 0 | - | 6222 | - | 25.0045 | 25.0045 | - | 0 | 0 | - | 0 | 0 | -
6223 | 0 | 0 | 0 | 0 | 0 | 0 | 0 | 0 | 0 | 0 | 6223 | 0 | 0 | 0 | 0 | 0 | 0 | 0 | 0 | 0 | 0 | 6223 | - | 0 | 0 | - | 0 | 0 | - | 0 | 0 | - | 6223 | - | 0 | 0 | - | 0 | 0 | - | 0 | 0 | -
6224 | 0 | 0 | 0 | 0 | 0 | 0 | 0 | 0 | 0 | 0 | 6224 | 0 | 0 | 0 | 0 | 0 | 0 | 0 | 0 | 0 | 0 | 6224 | - | 0 | 0 | - | 0 | 0 | - | 0 | 0 | - | 6224 | - | 0 | 0 | - | 0 | 0 | - | 0 | 0 | -
6225 | 582.5074 | 582.5074 | 82.5074 | 0 | 0 | 0 | 0 | 0 | 0 | 582.5074 | 6225 | 0 | 0 | 0 | 0 | 0 | 0 | 0 | 0 | 0 | 582.5074 | 6225 | - | 0 | 500 | - | 0 | 0 | - | 0 | 0 | - | 6225 | - | 0 | 0 | - | 0 | 0 | - | 0 | 0 | -
6226 | 642.7886 | 230.9818 | 142.7886 | 0 | 0 | 0 | 0 | 0 | 0 | 642.7886 | 6226 | 0 | 0 | 0 | 0 | 0 | 0 | 0 | 0 | 0 | 642.7886 | 6226 | - | 411.8068 | 500 | - | 0 | 0 | - | 0 | 0 | - | 6226 | - | 0 | 0 | - | 0 | 0 | - | 0 | 0 | -
6227 | 272.6112 | 0 | 0 | 0 | 0 | 0 | 0 | 0 | 0 | 272.6112 | 6227 | 0 | 0 | 0 | 0 | 0 | 0 | 0 | 0 | 0 | 272.6112 | 6227 | - | 272.6112 | 272.6112 | - | 0 | 0 | - | 0 | 0 | - | 6227 | - | 0 | 0 | - | 0 | 0 | - | 0 | 0 | -
6228 | 226.1172 | 0 | 0 | 0 | 0 | 0 | 0 | 0 | 0 | 226.1172 | 6228 | 0 | 0 | 0 | 0 | 0 | 0 | 0 | 0 | 0 | 226.1172 | 6228 | - | 226.1172 | 226.1172 | - | 0 | 0 | - | 0 | 0 | - | 6228 | - | 0 | 0 | - | 0 | 0 | - | 0 | 0 | -
6229 | 24.1816 | 0 | 0 | 0 | 0 | 0 | 0 | 0 | 0 | 24.1816 | 6229 | 0 | 0 | 0 | 0 | 0 | 0 | 0 | 0 | 0 | 24.1816 | 6229 | - | 24.1816 | 24.1816 | - | 0 | 0 | - | 0 | 0 | - | 6229 | - | 0 | 0 | - | 0 | 0 | - | 0 | 0 | -
6230 | 0 | 0 | 0 | 0 | 0 | 0 | 0 | 0 | 0 | 0 | 6230 | 0 | 0 | 0 | 0 | 0 | 0 | 0 | 0 | 0 | 0 | 6230 | - | 0 | 0 | - | 0 | 0 | - | 0 | 0 | - | 6230 | - | 0 | 0 | - | 0 | 0 | - | 0 | 0 | -
6231 | 0 | 0 | 0 | 0 | 0 | 0 | 0 | 0 | 0 | 0 | 6231 | 0 | 0 | 0 | 0 | 0 | 0 | 0 | 0 | 0 | 0 | 6231 | - | 0 | 0 | - | 0 | 0 | - | 0 | 0 | - | 6231 | - | 0 | 0 | - | 0 | 0 | - | 0 | 0 | -
6232 | 0 | 0 | 0 | 0 | 0 | 0 | 0 | 0 | 0 | 0 | 6232 | 210.0224 | 0 | 0 | 487.2616 | 0 | 0 | 802.4679 | 378.9181 | 161.1807 | 0 | 6232 | - | 0 | 0 | - | 0 | 0 | - | 0 | 0 | - | 6232 | - | 216.7495 | 460.9747 | - | 500 | 500 | - | 500 | 500 | -
6233 | 0 | 0 | 0 | 0 | 0 | 0 | 0 | 0 | 0 | 0 | 6233 | 364.2019 | 382.9317 | 89.2614 | 265.8336 | 0 | 0 | 234.7309 | 0 | 0 | 0 | 6233 | - | 0 | 0 | - | 0 | 0 | - | 0 | 0 | - | 6233 | - | 500 | 500 | - | 500 | 500 | - | 275.5174 | 275.5174 | -
6234 | 0 | 0 | 0 | 0 | 0 | 0 | 2.2902 | 0 | 0 | 0 | 6234 | 1358.7303 | 1000 | 233.1 | 0 | 0 | 0 | 0 | 0 | 0 | 0 | 6234 | - | 0 | 0 | - | 0 | 0 | - | 2.2902 | 2.2902 | - | 6234 | - | 500 | 500 | - | 174.5838 | 209.2056 | - | 0 | 0 | -
6235 | 0 | 0 | 0 | 0 | 0 | 0 | 0 | 0 | 0 | 0 | 6235 | 20.0025 | 0 | 0 | 0 | 0 | 0 | 1.9467 | 0 | 0 | 0 | 6235 | - | 0 | 0 | - | 0 | 0 | - | 0 | 0 | - | 6235 | - | 500 | 500 | - | 0 | 0 | - | 1.8551 | 1.8551 | -
6236 | 0 | 0 | 0 | 0 | 0 | 0 | 33.6344 | 0 | 0 | 0 | 6236 | 0 | 0 | 0 | 0 | 0 | 0 | 0 | 0 | 0 | 0 | 6236 | - | 0 | 0 | - | 0 | 0 | - | 33.6344 | 33.6344 | - | 6236 | - | 500 | 500 | - | 0 | 0 | - | 0 | 0 | -
6237 | 0 | 0 | 0 | 0 | 0 | 0 | 80.3827 | 0 | 0 | 0 | 6237 | 0 | 0 | 0 | 0 | 0 | 0 | 0 | 0 | 0 | 0 | 6237 | - | 0 | 0 | - | 0 | 0 | - | 0 | 0 | - | 6237 | - | 500 | 500 | - | 0 | 0 | - | 0 | 0 | -
6238 | 0 | 0 | 0 | 0 | 0 | 0 | 0 | 0 | 0 | 0 | 6238 | 0 | 0 | 0 | 0 | 0 | 0 | 0 | 0 | 0 | 0 | 6238 | - | 0 | 0 | - | 0 | 0 | - | 291.9981 | 202.4668 | - | 6238 | - | 170.1544 | 362.1544 | - | 0 | 0 | - | 0 | 0 | -
6239 | 0 | 0 | 0 | 0 | 0 | 0 | 110.9735 | 0 | 0 | 0 | 6239 | 0 | 0 | 0 | 0 | 0 | 0 | 0 | 0 | 0 | 0 | 6239 | - | 0 | 0 | - | 0 | 0 | - | 110.9735 | 0 | - | 6239 | - | 0 | 0 | - | 0 | 0 | - | 0 | 0 | -
6240 | 0 | 0 | 0 | 0 | 0 | 0 | 0 | 0 | 0 | 0 | 6240 | 0 | 0 | 0 | 0 | 0 | 0 | 191.242 | 0 | 0 | 0 | 6240 | - | 0 | 0 | - | 0 | 0 | - | 0 | 0 | - | 6240 | - | 0 | 0 | - | 0 | 0 | - | 191.242 | 191.242 | -
6241 | 0 | 0 | 0 | 0 | 0 | 0 | 0 | 0 | 0 | 0 | 6241 | 0 | 0 | 0 | 0 | 0 | 0 | 0 | 0 | 0 | 0 | 6241 | - | 0 | 0 | - | 0 | 0 | - | 0 | 0 | - | 6241 | - | 0 | 0 | - | 0 | 0 | - | 0 | 0 | -
6242 | 0 | 0 | 0 | 0 | 0 | 0 | 0 | 0 | 0 | 0 | 6242 | 0 | 0 | 0 | 0 | 0 | 0 | 0 | 0 | 0 | 0 | 6242 | - | 0 | 0 | - | 0 | 0 | - | 0 | 0 | - | 6242 | - | 0 | 0 | - | 0 | 0 | - | 0 | 0 | -
6243 | 0 | 0 | 0 | 0 | 0 | 0 | 0 | 0 | 0 | 0 | 6243 | 0 | 0 | 0 | 0 | 0 | 0 | 0 | 0 | 0 | 0 | 6243 | - | 0 | 0 | - | 0 | 0 | - | 0 | 422.9778 | - | 6243 | - | 0 | 0 | - | 0 | 0 | - | 0 | 0 | -
6244 | 0 | 0 | 0 | 0 | 0 | 0 | 0 | 0 | 0 | 0 | 6244 | 0 | 0 | 0 | 0 | 0 | 0 | 0 | 0 | 0 | 0 | 6244 | - | 0 | 0 | - | 0 | 0 | - | 0 | 168.5672 | - | 6244 | - | 0 | 0 | - | 0 | 0 | - | 0 | 0 | -
6245 | 0 | 0 | 0 | 0 | 0 | 0 | 0 | 0 | 0 | 0 | 6245 | 0 | 0 | 0 | 0 | 0 | 0 | 0 | 0 | 0 | 0 | 6245 | - | 0 | 0 | - | 0 | 0 | - | 0 | 0 | - | 6245 | - | 0 | 70.5323 | - | 0 | 0 | - | 0 | 0 | -
6246 | 0 | 0 | 0 | 0 | 0 | 0 | 0 | 0 | 0 | 0 | 6246 | 0 | 0 | 0 | 0 | 0 | 0 | 0 | 0 | 0 | 0 | 6246 | - | 0 | 0 | - | 0 | 0 | - | 228.2521 | 0 | - | 6246 | - | 0 | 0 | - | 0 | 0 | - | 0 | 0 | -
6247 | 0 | 0 | 0 | 0 | 0 | 0 | 617.2079 | 0 | 0 | 0 | 6247 | 0 | 0 | 0 | 0 | 0 | 0 | 0 | 0 | 0 | 0 | 6247 | - | 0 | 0 | - | 0 | 0 | - | 142.0938 | 138.3377 | - | 6247 | - | 0 | 0 | - | 0 | 0 | - | 0 | 0 | -
6248 | 0 | 0 | 0 | 0 | 0 | 0 | 0 | 0 | 0 | 0 | 6248 | 0 | 0 | 0 | 0 | 0 | 0 | 0 | 0 | 0 | 0 | 6248 | - | 0 | 0 | - | 0 | 0 | - | 500 | 500 | - | 6248 | - | 0 | 0 | - | 0 | 0 | - | 0 | 0 | -
6249 | 0 | 0 | 0 | 0 | 0 | 0 | 0 | 0 | 0 | 0 | 6249 | 0 | 0 | 0 | 0 | 0 | 0 | 0 | 0 | 0 | 0 | 6249 | - | 500 | 500 | - | 0 | 0 | - | 500 | 500 | - | 6249 | - | 0 | 0 | - | 0 | 0 | - | 0 | 0 | -
6250 | 0 | 0 | 0 | 0 | 0 | 0 | 0 | 0 | 0 | 0 | 6250 | 0 | 0 | 0 | 0 | 0 | 0 | 0 | 0 | 0 | 0 | 6250 | - | 500 | 500 | - | 0 | 0 | - | 500 | 500 | - | 6250 | - | 0 | 0 | - | 0 | 0 | - | 0 | 0 | -
6251 | 520.2243 | 363.7531 | 0 | 752.5042 | 88.5376 | 189.6243 | 0 | 235.7301 | 0 | 520.2243 | 6251 | 0 | 0 | 0 | 0 | 0 | 0 | 0 | 0 | 0 | 520.2243 | 6251 | - | 500 | 500 | - | 500 | 500 | - | 500 | 500 | - | 6251 | - | 0 | 0 | - | 0 | 0 | - | 0 | 0 | -
6252 | 983.9333 | 483.9333 | 227.384 | 111.9585 | 724.9516 | 0 | 0 | 1000 | 146.1487 | 983.9333 | 6252 | 0 | 0 | 0 | 0 | 0 | 0 | 0 | 0 | 0 | 983.9333 | 6252 | - | 500 | 500 | - | 500 | 500 | - | 500 | 500 | - | 6252 | - | 0 | 0 | - | 0 | 0 | - | 0 | 0 | -
6253 | 936.31 | 529.2075 | 151.8647 | 1271.4211 | 0 | 0 | 1167.5404 | 391.2484 | 0 | 936.31 | 6253 | 0 | 0 | 0 | 0 | 0 | 0 | 0 | 0 | 0 | 936.31 | 6253 | - | 500 | 500 | - | 500 | 500 | - | 500 | 500 | - | 6253 | - | 0 | 0 | - | 0 | 0 | - | 0 | 0 | -
6254 | 0 | 250.0845 | 0 | 0 | 0 | 0 | 0 | 0 | 233.1 | 0 | 6254 | 0 | 0 | 0 | 0 | 0 | 0 | 0 | 0 | 0 | 0 | 6254 | - | 500 | 500 | - | 300.7601 | 300.7601 | - | 500 | 500 | - | 6254 | - | 0 | 0 | - | 0 | 0 | - | 0 | 0 | -
6255 | 0 | 0 | 0 | 0 | 0 | 0 | 655.7193 | 0 | 0 | 0 | 6255 | 0 | 0 | 0 | 0 | 0 | 0 | 0 | 0 | 0 | 0 | 6255 | - | 0 | 0 | - | 0 | 0 | - | 500 | 500 | - | 6255 | - | 0 | 0 | - | 0 | 0 | - | 0 | 0 | -
6256 | 0 | 0 | 0 | 0 | 0 | 0 | 0 | 0 | 0 | 0 | 6256 | 0 | 0 | 0 | 0 | 0 | 0 | 560.1473 | 223.3301 | 89.2614 | 0 | 6256 | - | 0 | 0 | - | 0 | 0 | - | 0 | 0 | - | 6256 | - | 0 | 0 | - | 500 | 500 | - | 500 | 500 | -
6257 | 0 | 0 | 0 | 0 | 0 | 0 | 0 | 0 | 0 | 0 | 6257 | 1236.7526 | 845.7526 | 233.1 | 1500 | 1000 | 233.1 | 884.8274 | 597.1886 | 233.1 | 0 | 6257 | - | 0 | 0 | - | 0 | 0 | - | 0 | 0 | - | 6257 | - | 500 | 500 | - | 500 | 500 | - | 500 | 500 | -
6258 | 0 | 0 | 0 | 0 | 0 | 0 | 0 | 0 | 0 | 0 | 6258 | 744.7884 | 537.1791 | 89.2614 | 574.3975 | 382.9317 | 89.2614 | 629.4228 | 291.6836 | 0 | 0 | 6258 | - | 0 | 0 | - | 0 | 0 | - | 0 | 0 | - | 6258 | - | 500 | 500 | - | 500 | 500 | - | 500 | 500 | -
6259 | 0 | 0 | 0 | 0 | 0 | 0 | 0 | 0 | 0 | 0 | 6259 | 0 | 0 | 0 | 0 | 0 | 0 | 0 | 270.7293 | 0 | 0 | 6259 | - | 0 | 0 | - | 0 | 0 | - | 0 | 0 | - | 6259 | - | 500 | 500 | - | 308.2102 | 273.5885 | - | 500 | 500 | -
6260 | 0 | 0 | 0 | 0 | 0 | 0 | 0 | 0 | 0 | 0 | 6260 | 92.8565 | 0 | 0 | 0 | 0 | 0 | 0 | 0 | 0 | 0 | 6260 | - | 0 | 0 | - | 0 | 0 | - | 0 | 0 | - | 6260 | - | 430 | 500 | - | 0 | 0 | - | 500 | 500 | -
6261 | 0 | 0 | 0 | 0 | 0 | 0 | 0 | 0 | 0 | 0 | 6261 | 0 | 0 | 0 | 0 | 0 | 0 | 0 | 0 | 0 | 0 | 6261 | - | 0 | 0 | - | 0 | 0 | - | 0 | 0 | - | 6261 | - | 500 | 430 | - | 0 | 0 | - | 500 | 500 | -
6262 | 0 | 0 | 0 | 0 | 0 | 0 | 0 | 0 | 0 | 0 | 6262 | 0 | 0 | 0 | 0 | 0 | 0 | 0 | 0 | 0 | 0 | 6262 | - | 0 | 0 | - | 0 | 0 | - | 0 | 0 | - | 6262 | - | 0 | 0 | - | 0 | 0 | - | 252.3039 | 252.3039 | -
6263 | 0 | 0 | 0 | 0 | 0 | 0 | 0 | 0 | 0 | 0 | 6263 | 0 | 0 | 0 | 0 | 0 | 0 | 0 | 0 | 0 | 0 | 6263 | - | 0 | 0 | - | 0 | 0 | - | 0 | 0 | - | 6263 | - | 0 | 0 | - | 0 | 0 | - | 158.3715 | 158.3715 | -
6264 | 0 | 0 | 0 | 0 | 0 | 0 | 0 | 0 | 0 | 0 | 6264 | 0 | 0 | 0 | 0 | 0 | 0 | 0 | 0 | 0 | 0 | 6264 | - | 0 | 0 | - | 0 | 0 | - | 0 | 0 | - | 6264 | - | 0 | 0 | - | 0 | 0 | - | 0 | 0 | -
6265 | 0 | 0 | 0 | 0 | 0 | 0 | 0 | 0 | 0 | 0 | 6265 | 0 | 0 | 0 | 0 | 0 | 0 | 0 | 0 | 0 | 0 | 6265 | - | 0 | 0 | - | 0 | 0 | - | 5.0395 | 0 | - | 6265 | - | 0 | 0 | - | 0 | 0 | - | 0 | 0 | -
6266 | 0 | 0 | 0 | 0 | 0 | 0 | 0 | 0 | 0 | 0 | 6266 | 0 | 0 | 0 | 0 | 0 | 0 | 0 | 0 | 0 | 0 | 6266 | - | 0 | 0 | - | 0 | 0 | - | 274.6028 | 167.7022 | - | 6266 | - | 0 | 0 | - | 0 | 0 | - | 0 | 0 | -
6267 | 0 | 0 | 0 | 0 | 0 | 0 | 0 | 0 | 0 | 0 | 6267 | 0 | 0 | 0 | 0 | 0 | 0 | 0 | 0 | 0 | 0 | 6267 | - | 0 | 0 | - | 0 | 0 | - | 500 | 500 | - | 6267 | - | 0 | 0 | - | 0 | 0 | - | 0 | 0 | -
6268 | 0 | 0 | 0 | 0 | 0 | 0 | 0 | 0 | 0 | 0 | 6268 | 0 | 0 | 0 | 0 | 0 | 0 | 0 | 0 | 0 | 0 | 6268 | - | 0 | 0 | - | 0 | 0 | - | 500 | 500 | - | 6268 | - | 0 | 0 | - | 0 | 0 | - | 0 | 0 | -
6269 | 0 | 0 | 0 | 0 | 0 | 0 | 0 | 0 | 0 | 0 | 6269 | 0 | 0 | 0 | 0 | 0 | 0 | 0 | 0 | 0 | 0 | 6269 | - | 0 | 0 | - | 0 | 0 | - | 479.7922 | 479.7922 | - | 6269 | - | 0 | 0 | - | 0 | 0 | - | 0 | 0 | -
6270 | 0 | 0 | 0 | 0 | 0 | 0 | 817.1249 | 0 | 0 | 0 | 6270 | 0 | 0 | 0 | 0 | 0 | 0 | 0 | 0 | 0 | 0 | 6270 | - | 0 | 0 | - | 0 | 0 | - | 500 | 500 | - | 6270 | - | 0 | 0 | - | 0 | 0 | - | 0 | 0 | -
6271 | 0 | 0 | 0 | 0 | 0 | 0 | 123.3428 | 0 | 0 | 0 | 6271 | 0 | 0 | 0 | 0 | 0 | 0 | 0 | 0 | 0 | 0 | 6271 | - | 0 | 0 | - | 0 | 0 | - | 500 | 500 | - | 6271 | - | 0 | 0 | - | 0 | 0 | - | 0 | 0 | -
6272 | 0 | 0 | 0 | 0 | 0 | 0 | 0 | 1000 | 0 | 0 | 6272 | 0 | 0 | 0 | 0 | 0 | 0 | 0 | 0 | 0 | 0 | 6272 | - | 500 | 500 | - | 246.1551 | 246.1551 | - | 500 | 500 | - | 6272 | - | 0 | 0 | - | 0 | 0 | - | 0 | 0 | -
6273 | 1179.1681 | 295.4144 | 0 | 95.942 | 0 | 0 | 1500 | 0 | 0 | 1179.1681 | 6273 | 0 | 0 | 0 | 0 | 0 | 0 | 0 | 0 | 0 | 1179.1681 | 6273 | - | 500 | 500 | - | 500 | 500 | - | 500 | 500 | - | 6273 | - | 0 | 0 | - | 0 | 0 | - | 0 | 0 | -
6274 | 922.1397 | 152.8089 | 0 | 667.7744 | 559.3876 | 146.1487 | 0 | 626.9784 | 0 | 922.1397 | 6274 | 0 | 0 | 0 | 0 | 0 | 0 | 0 | 0 | 0 | 922.1397 | 6274 | - | 500 | 500 | - | 500 | 500 | - | 500 | 500 | - | 6274 | - | 0 | 0 | - | 0 | 0 | - | 0 | 0 | -
6275 | 339.1599 | 0 | 146.1487 | 992.6406 | 745.786 | 233.1 | 0 | 0 | 233.1 | 339.1599 | 6275 | 0 | 0 | 0 | 0 | 0 | 0 | 0 | 0 | 0 | 339.1599 | 6275 | - | 500 | 500 | - | 500 | 500 | - | 500 | 500 | - | 6275 | - | 0 | 0 | - | 0 | 0 | - | 0 | 0 | -
6276 | 0 | 638.3343 | 0 | 684.1107 | 321.8048 | 0 | 0 | 0 | 146.1487 | 0 | 6276 | 0 | 0 | 0 | 0 | 0 | 0 | 0 | 0 | 0 | 0 | 6276 | - | 500 | 500 | - | 500 | 500 | - | 500 | 500 | - | 6276 | - | 0 | 0 | - | 0 | 0 | - | 0 | 0 | -
6277 | 0 | 540.4208 | 233.1 | 0 | 0 | 0 | 0 | 0 | 0 | 0 | 6277 | 0 | 0 | 0 | 0 | 0 | 0 | 0 | 0 | 0 | 0 | 6277 | - | 500 | 500 | - | 500 | 500 | - | 500 | 500 | - | 6277 | - | 0 | 0 | - | 0 | 0 | - | 0 | 0 | -
6278 | 0 | 0 | 0 | 0 | 0 | 0 | 0 | 0 | 0 | 0 | 6278 | 0 | 0 | 0 | 0 | 0 | 0 | 0 | 0 | 0 | 0 | 6278 | - | 500 | 500 | - | 500 | 500 | - | 500 | 500 | - | 6278 | - | 0 | 0 | - | 0 | 0 | - | 0 | 0 | -
6279 | 0 | 0 | 0 | 0 | 0 | 0 | 0 | 0 | 0 | 0 | 6279 | 0 | 0 | 0 | 0 | 0 | 0 | 0 | 0 | 0 | 0 | 6279 | - | 166.6667 | 0 | - | 0 | 0 | - | 47.0918 | 0 | - | 6279 | - | 0 | 0 | - | 0 | 0 | - | 0 | 0 | -
6280 | 0 | 0 | 0 | 0 | 0 | 0 | 0 | 0 | 0 | 0 | 6280 | 649.8889 | 355.76 | 49.8889 | 574.3975 | 131.7083 | 89.2614 | 695.6983 | 322.2612 | 89.2614 | 0 | 6280 | - | 0 | 0 | - | 0 | 0 | - | 0 | 0 | - | 6280 | - | 0 | 0 | - | 0 | 0 | - | 500 | 500 | -
6281 | 0 | 0 | 0 | 0 | 0 | 0 | 0 | 0 | 0 | 0 | 6281 | 1397.3369 | 1000 | 233.1 | 1500 | 1000 | 233.1 | 1378.6992 | 918.4121 | 233.1 | 0 | 6281 | - | 0 | 0 | - | 0 | 0 | - | 0 | 0 | - | 6281 | - | 0 | 22.8262 | - | 0 | 0 | - | 500 | 500 | -
6282 | 0 | 0 | 0 | 0 | 0 | 0 | 0 | 0 | 0 | 0 | 6282 | 27.1716 | 27.1716 | 39.3724 | 0 | 0 | 0 | 0 | 142.2584 | 0 | 0 | 6282 | - | 0 | 0 | - | 0 | 0 | - | 0 | 0 | - | 6282 | - | 0 | 0 | - | 0 | 0 | - | 500 | 500 | -
6283 | 0 | 0 | 0 | 0 | 0 | 0 | 0 | 0 | 0 | 0 | 6283 | 0 | 0 | 0 | 0 | 0 | 0 | 0 | 0 | 0 | 0 | 6283 | - | 0 | 0 | - | 0 | 0 | - | 0 | 0 | - | 6283 | - | 0 | 0 | - | 0 | 0 | - | 500 | 104.2219 | -
6284 | 0 | 0 | 0 | 0 | 0 | 0 | 0 | 0 | 0 | 0 | 6284 | 0 | 0 | 0 | 0 | 0 | 0 | 0 | 0 | 0 | 0 | 6284 | - | 0 | 0 | - | 0 | 0 | - | 0 | 0 | - | 6284 | - | 0 | 0 | - | 0 | 0 | - | 104.2219 | 500 | -
6285 | 0 | 0 | 0 | 0 | 0 | 0 | 0 | 0 | 0 | 0 | 6285 | 0 | 0 | 0 | 0 | 0 | 0 | 0 | 0 | 0 | 0 | 6285 | - | 0 | 0 | - | 0 | 0 | - | 0 | 0 | - | 6285 | - | 0 | 0 | - | 0 | 0 | - | 299.6829 | 299.6829 | -
6286 | 0 | 0 | 0 | 0 | 0 | 0 | 0 | 0 | 0 | 0 | 6286 | 0 | 0 | 0 | 0 | 0 | 0 | 0 | 0 | 0 | 0 | 6286 | - | 0 | 0 | - | 0 | 0 | - | 0 | 0 | - | 6286 | - | 0 | 0 | - | 0 | 0 | - | 161.519 | 161.519 | -
6287 | 0 | 0 | 0 | 0 | 0 | 0 | 0 | 0 | 0 | 0 | 6287 | 0 | 0 | 0 | 0 | 0 | 0 | 0 | 0 | 0 | 0 | 6287 | - | 0 | 0 | - | 0 | 0 | - | 0 | 0 | - | 6287 | - | 0 | 0 | - | 0 | 0 | - | 423.69 | 423.69 | -
6288 | 0 | 0 | 0 | 0 | 0 | 0 | 0 | 0 | 0 | 0 | 6288 | 0 | 0 | 0 | 0 | 0 | 0 | 0 | 0 | 0 | 0 | 6288 | - | 0 | 0 | - | 0 | 0 | - | 75.4466 | 75.4466 | - | 6288 | - | 0 | 0 | - | 0 | 0 | - | 0 | 0 | -
6289 | 0 | 0 | 0 | 0 | 0 | 0 | 0 | 0 | 0 | 0 | 6289 | 0 | 0 | 0 | 0 | 0 | 0 | 0 | 0 | 0 | 0 | 6289 | - | 0 | 0 | - | 0 | 0 | - | 33.0141 | 33.0141 | - | 6289 | - | 0 | 0 | - | 0 | 0 | - | 0 | 0 | -
6290 | 0 | 0 | 0 | 0 | 0 | 0 | 0 | 0 | 0 | 0 | 6290 | 0 | 0 | 0 | 0 | 0 | 0 | 0 | 0 | 0 | 0 | 6290 | - | 0 | 0 | - | 0 | 0 | - | 134.3205 | 134.3205 | - | 6290 | - | 0 | 0 | - | 0 | 0 | - | 0 | 0 | -
6291 | 0 | 0 | 0 | 0 | 0 | 0 | 0 | 0 | 0 | 0 | 6291 | 0 | 0 | 0 | 0 | 0 | 0 | 0 | 0 | 0 | 0 | 6291 | - | 0 | 0 | - | 0 | 0 | - | 227.6938 | 227.6938 | - | 6291 | - | 0 | 0 | - | 0 | 0 | - | 0 | 0 | -
6292 | 0 | 0 | 0 | 0 | 0 | 0 | 70.8583 | 0 | 0 | 0 | 6292 | 0 | 0 | 0 | 0 | 0 | 0 | 0 | 0 | 0 | 0 | 6292 | - | 0 | 0 | - | 0 | 0 | - | 123.3686 | 123.3686 | - | 6292 | - | 0 | 0 | - | 0 | 0 | - | 0 | 0 | -
6293 | 0 | 0 | 0 | 0 | 0 | 0 | 65.5962 | 0 | 0 | 0 | 6293 | 0 | 0 | 0 | 0 | 0 | 0 | 0 | 0 | 0 | 0 | 6293 | - | 0 | 0 | - | 0 | 0 | - | 85.5962 | 85.5962 | - | 6293 | - | 0 | 0 | - | 0 | 0 | - | 0 | 0 | -
6294 | 0 | 0 | 0 | 0 | 0 | 0 | 0 | 0 | 0 | 0 | 6294 | 0 | 0 | 0 | 0 | 0 | 0 | 115.9863 | 0 | 0 | 0 | 6294 | - | 0 | 0 | - | 0 | 0 | - | 0 | 0 | - | 6294 | - | 0 | 0 | - | 0 | 0 | - | 0 | 0 | -
6295 | 0 | 0 | 0 | 0 | 0 | 0 | 0 | 0 | 0 | 0 | 6295 | 0 | 0 | 0 | 0 | 0 | 0 | 0 | 0 | 0 | 0 | 6295 | - | 0 | 0 | - | 0 | 0 | - | 10.8242 | 10.8242 | - | 6295 | - | 0 | 0 | - | 0 | 0 | - | 0 | 0 | -
6296 | 0 | 0 | 0 | 0 | 0 | 0 | 0 | 0 | 0 | 0 | 6296 | 0 | 0 | 0 | 0 | 0 | 0 | 0 | 0 | 0 | 0 | 6296 | - | 500 | 500 | - | 0 | 0 | - | 500 | 500 | - | 6296 | - | 0 | 0 | - | 0 | 0 | - | 0 | 0 | -
6297 | 1297.6849 | 592.3996 | 146.1487 | 1033.7471 | 653.7471 | 186.7471 | 940.4677 | 626.9784 | 146.1487 | 1297.6849 | 6297 | 0 | 0 | 0 | 0 | 0 | 0 | 0 | 0 | 0 | 1297.6849 | 6297 | - | 500 | 500 | - | 500 | 500 | - | 500 | 500 | - | 6297 | - | 0 | 0 | - | 0 | 0 | - | 0 | 0 | -
6298 | 1142.7827 | 642.7827 | 233.1 | 1100.0295 | 677.6744 | 192.5016 | 1500 | 1000 | 233.1 | 1142.7827 | 6298 | 0 | 0 | 0 | 0 | 0 | 0 | 0 | 0 | 0 | 1142.7827 | 6298 | - | 500 | 500 | - | 500 | 500 | - | 500 | 500 | - | 6298 | - | 0 | 0 | - | 0 | 0 | - | 0 | 0 | -
6299 | 0 | 391.7961 | 0 | 306.691 | 0 | 0 | 0 | 0 | 0 | 0 | 6299 | 0 | 0 | 0 | 0 | 0 | 0 | 0 | 0 | 0 | 0 | 6299 | - | 500 | 500 | - | 500 | 500 | - | 500 | 500 | - | 6299 | - | 0 | 0 | - | 0 | 0 | - | 0 | 0 | -
6300 | 0 | 0 | 0 | 0 | 0 | 0 | 0 | 0 | 0 | 0 | 6300 | 0 | 0 | 0 | 0 | 0 | 0 | 0 | 0 | 0 | 0 | 6300 | - | 500 | 500 | - | 500 | 500 | - | 500 | 500 | - | 6300 | - | 0 | 0 | - | 0 | 0 | - | 0 | 0 | -
6301 | 0 | 0 | 0 | 0 | 0 | 0 | 0 | 0 | 0 | 0 | 6301 | 0 | 0 | 0 | 0 | 0 | 0 | 0 | 0 | 0 | 0 | 6301 | - | 500 | 500 | - | 0 | 0 | - | 500 | 500 | - | 6301 | - | 0 | 0 | - | 0 | 0 | - | 0 | 0 | -
6302 | 0 | 0 | 0 | 0 | 0 | 0 | 0 | 0 | 0 | 0 | 6302 | 0 | 0 | 0 | 0 | 0 | 0 | 0 | 0 | 0 | 0 | 6302 | - | 0 | 194.8471 | - | 0 | 0 | - | 0 | 0 | - | 6302 | - | 0 | 0 | - | 0 | 0 | - | 0 | 0 | -
6303 | 0 | 0 | 0 | 0 | 0 | 0 | 0 | 0 | 0 | 0 | 6303 | 0 | 0 | 0 | 0 | 0 | 0 | 0 | 0 | 0 | 0 | 6303 | - | 0 | 0 | - | 0 | 0 | - | 0 | 0 | - | 6303 | - | 0 | 0 | - | 0 | 0 | - | 0 | 0 | -
6304 | 0 | 0 | 0 | 0 | 0 | 0 | 0 | 0 | 0 | 0 | 6304 | 0 | 0 | 0 | 0 | 0 | 0 | 0 | 0 | 0 | 0 | 6304 | - | 0 | 0 | - | 0 | 0 | - | 0 | 0 | - | 6304 | - | 0 | 0 | - | 0 | 0 | - | 0 | 0 | -
6305 | 0 | 0 | 0 | 0 | 0 | 0 | 0 | 0 | 0 | 0 | 6305 | 0 | 0 | 0 | 0 | 0 | 0 | 0 | 0 | 0 | 0 | 6305 | - | 0 | 0 | - | 0 | 0 | - | 0 | 0 | - | 6305 | - | 0 | 0 | - | 0 | 0 | - | 0 | 0 | -
6306 | 0 | 0 | 0 | 0 | 0 | 0 | 0 | 0 | 0 | 0 | 6306 | 0 | 0 | 0 | 0 | 0 | 0 | 0 | 0 | 0 | 0 | 6306 | - | 0 | 0 | - | 0 | 0 | - | 0 | 0 | - | 6306 | - | 0 | 0 | - | 0 | 0 | - | 0 | 0 | -
6307 | 0 | 0 | 0 | 0 | 0 | 0 | 0 | 0 | 0 | 0 | 6307 | 0 | 0 | 0 | 0 | 0 | 0 | 0 | 0 | 0 | 0 | 6307 | - | 0 | 0 | - | 0 | 0 | - | 0 | 0 | - | 6307 | - | 0 | 0 | - | 0 | 0 | - | 0 | 0 | -
6308 | 0 | 0 | 0 | 0 | 0 | 0 | 0 | 0 | 0 | 0 | 6308 | 0 | 0 | 0 | 0 | 0 | 0 | 0 | 0 | 0 | 0 | 6308 | - | 0 | 0 | - | 0 | 0 | - | 0 | 0 | - | 6308 | - | 0 | 0 | - | 0 | 0 | - | 0 | 0 | -
6309 | 0 | 0 | 0 | 0 | 0 | 0 | 0 | 0 | 0 | 0 | 6309 | 0 | 0 | 0 | 0 | 0 | 0 | 0 | 0 | 0 | 0 | 6309 | - | 0 | 0 | - | 0 | 0 | - | 0 | 0 | - | 6309 | - | 0 | 0 | - | 0 | 0 | - | 0 | 0 | -
6310 | 0 | 0 | 0 | 0 | 0 | 0 | 0 | 0 | 0 | 0 | 6310 | 60.9888 | 0 | 0 | 90.5001 | 0 | 0 | 0 | 0 | 0 | 0 | 6310 | - | 0 | 0 | - | 0 | 0 | - | 0 | 0 | - | 6310 | - | 60.9888 | 7.2317 | - | 101.5001 | 101.5001 | - | 0 | 0 | -
6311 | 0 | 0 | 0 | 0 | 0 | 0 | 0 | 0 | 0 | 0 | 6311 | 0 | 0 | 0 | 0 | 0 | 0 | 0 | 0 | 0 | 0 | 6311 | - | 0 | 0 | - | 0 | 0 | - | 0 | 0 | - | 6311 | - | 0 | 0 | - | 0 | 0 | - | 0 | 0 | -
6312 | 0 | 0 | 0 | 0 | 0 | 0 | 0 | 0 | 0 | 0 | 6312 | 0 | 0 | 0 | 0 | 0 | 0 | 0 | 0 | 0 | 0 | 6312 | - | 0 | 0 | - | 0 | 0 | - | 0 | 0 | - | 6312 | - | 0 | 0 | - | 0 | 0 | - | 0 | 0 | -
6313 | 0 | 0 | 0 | 0 | 0 | 0 | 0 | 0 | 0 | 0 | 6313 | 0 | 0 | 0 | 0 | 0 | 0 | 0 | 0 | 0 | 0 | 6313 | - | 0 | 0 | - | 0 | 0 | - | 0 | 0 | - | 6313 | - | 0 | 0 | - | 0 | 0 | - | 0 | 0 | -
6314 | 0 | 0 | 0 | 0 | 0 | 0 | 0 | 0 | 0 | 0 | 6314 | 0 | 0 | 0 | 0 | 0 | 0 | 0 | 0 | 0 | 0 | 6314 | - | 0 | 0 | - | 0 | 0 | - | 0 | 0 | - | 6314 | - | 0 | 0 | - | 0 | 0 | - | 0 | 0 | -
6315 | 0 | 0 | 0 | 0 | 0 | 0 | 0 | 0 | 0 | 0 | 6315 | 0 | 0 | 0 | 0 | 0 | 0 | 0 | 0 | 0 | 0 | 6315 | - | 0 | 0 | - | 0 | 0 | - | 0 | 0 | - | 6315 | - | 0 | 0 | - | 0 | 0 | - | 0 | 0 | -
6316 | 0 | 0 | 0 | 0 | 0 | 0 | 0 | 0 | 0 | 0 | 6316 | 0 | 0 | 0 | 0 | 0 | 0 | 0 | 0 | 0 | 0 | 6316 | - | 0 | 0 | - | 0 | 0 | - | 0 | 0 | - | 6316 | - | 0 | 0 | - | 0 | 0 | - | 0 | 0 | -
6317 | 0 | 0 | 0 | 0 | 0 | 0 | 0 | 0 | 0 | 0 | 6317 | 267.8089 | 0 | 0 | 131.624 | 0 | 0 | 0 | 0 | 0 | 0 | 6317 | - | 0 | 0 | - | 0 | 0 | - | 0 | 0 | - | 6317 | - | 324.9688 | 378.7258 | - | 142.624 | 142.624 | - | 13.2548 | 0 | -
6318 | 0 | 0 | 0 | 0 | 0 | 0 | 0 | 0 | 0 | 0 | 6318 | 437.2072 | 13.1648 | 13.1648 | 549.2978 | 7.0097 | 0 | 0 | 0 | 0 | 0 | 6318 | - | 0 | 0 | - | 0 | 0 | - | 0 | 0 | - | 6318 | - | 424.0424 | 424.0424 | - | 500 | 500 | - | 500 | 428.4685 | -
6319 | 0 | 0 | 0 | 0 | 0 | 0 | 0 | 0 | 0 | 0 | 6319 | 0 | 0 | 0 | 868.5187 | 0 | 7.0097 | 212.5151 | 0 | 0 | 0 | 6319 | - | 0 | 0 | - | 0 | 0 | - | 0 | 0 | - | 6319 | - | 0 | 0 | - | 500 | 500 | - | 500 | 437.5151 | -
6320 | 0 | 0 | 0 | 0 | 0 | 0 | 0 | 0 | 0 | 0 | 6320 | 0 | 0 | 0 | 0 | 0 | 0 | 0 | 0 | 0 | 0 | 6320 | - | 0 | 0 | - | 0 | 0 | - | 0 | 0 | - | 6320 | - | 0 | 0 | - | 0 | 0 | - | 0 | 0 | -
6321 | 0 | 0 | 0 | 164.9013 | 8.2467 | 0 | 0 | 0 | 0 | 0 | 6321 | 0 | 0 | 0 | 0 | 0 | 0 | 0 | 0 | 0 | 0 | 6321 | - | 0 | 0 | - | 0 | 60.1669 | - | 0 | 0 | - | 6321 | - | 0 | 0 | - | 0 | 0 | - | 0 | 0 | -
6322 | 0 | 0 | 0 | 382.6098 | 0 | 0 | 0 | 0 | 0 | 0 | 6322 | 0 | 0 | 0 | 0 | 0 | 0 | 0 | 0 | 0 | 0 | 6322 | - | 0 | 0 | - | 382.6098 | 382.6098 | - | 0 | 0 | - | 6322 | - | 0 | 0 | - | 0 | 0 | - | 0 | 0 | -
6323 | 515.488 | 15.488 | 15.488 | 158.9606 | 0 | 0 | 0 | 0 | 0 | 515.488 | 6323 | 0 | 0 | 0 | 0 | 0 | 0 | 0 | 0 | 0 | 515.488 | 6323 | - | 500 | 500 | - | 158.9606 | 500 | - | 0 | 0 | - | 6323 | - | 0 | 0 | - | 0 | 0 | - | 0 | 0 | -
6324 | 385.6942 | 0 | 0 | 0 | 0 | 0 | 0 | 0 | 0 | 385.6942 | 6324 | 0 | 0 | 0 | 0 | 0 | 0 | 0 | 0 | 0 | 385.6942 | 6324 | - | 500 | 500 | - | 0 | 0 | - | 0 | 0 | - | 6324 | - | 0 | 0 | - | 0 | 0 | - | 0 | 0 | -
6325 | 0 | 0 | 0 | 129.6911 | 0 | 0 | 0 | 0 | 0 | 0 | 6325 | 0 | 0 | 0 | 0 | 0 | 0 | 0 | 0 | 0 | 0 | 6325 | - | 0 | 0 | - | 129.6911 | 500 | - | 0 | 0 | - | 6325 | - | 0 | 0 | - | 0 | 0 | - | 0 | 0 | -
6326 | 0 | 0 | 0 | 0 | 0 | 0 | 0 | 0 | 0 | 0 | 6326 | 0 | 0 | 0 | 0 | 0 | 0 | 0 | 0 | 0 | 0 | 6326 | - | 0 | 0 | - | 364.6942 | 0 | - | 0 | 0 | - | 6326 | - | 0 | 0 | - | 0 | 0 | - | 0 | 0 | -
6327 | 0 | 0 | 0 | 1093.179 | 0 | 0 | 0 | 0 | 0 | 0 | 6327 | 0 | 0 | 0 | 0 | 0 | 0 | 0 | 0 | 0 | 0 | 6327 | - | 0 | 0 | - | 500 | 93.179 | - | 0 | 0 | - | 6327 | - | 0 | 0 | - | 0 | 0 | - | 0 | 0 | -
6328 | 0 | 0 | 0 | 0 | 0 | 0 | 0 | 0 | 0 | 0 | 6328 | 0 | 146.5254 | 0 | 0 | 0 | 0 | 0 | 0 | 0 | 0 | 6328 | - | 0 | 0 | - | 0 | 0 | - | 0 | 0 | - | 6328 | - | 0 | 315.4918 | - | 0 | 0 | - | 0 | 0 | -
6329 | 0 | 0 | 0 | 0 | 0 | 0 | 0 | 0 | 0 | 0 | 6329 | 0 | 0 | 0 | 269.2157 | 0 | 0 | 0 | 0 | 0 | 0 | 6329 | - | 0 | 0 | - | 0 | 0 | - | 0 | 0 | - | 6329 | - | 0 | 0 | - | 500 | 500 | - | 53.0449 | 323.3762 | -
6330 | 0 | 0 | 0 | 0 | 0 | 0 | 0 | 0 | 0 | 0 | 6330 | 0 | 0 | 0 | 19.4347 | 0 | 0 | 0 | 0 | 0 | 0 | 6330 | - | 0 | 0 | - | 0 | 0 | - | 0 | 0 | - | 6330 | - | 134.3912 | 0 | - | 62.4347 | 62.4347 | - | 0 | 0 | -
6331 | 0 | 0 | 0 | 0 | 0 | 0 | 0 | 0 | 0 | 0 | 6331 | 0 | 0 | 0 | 177.1331 | 0 | 0 | 0 | 0 | 0 | 0 | 6331 | - | 0 | 0 | - | 0 | 0 | - | 0 | 0 | - | 6331 | - | 370.1326 | 70.1326 | - | 337.6322 | 337.6322 | - | 290.4002 | 290.4002 | -
6332 | 0 | 0 | 0 | 0 | 0 | 0 | 0 | 0 | 0 | 0 | 6332 | 0 | 0 | 0 | 1015.245 | 0 | 0 | 0 | 0 | 0 | 0 | 6332 | - | 0 | 0 | - | 0 | 0 | - | 0 | 0 | - | 6332 | - | 466.0387 | 466.0387 | - | 500 | 500 | - | 500 | 500 | -
6333 | 0 | 0 | 0 | 0 | 0 | 0 | 0 | 0 | 0 | 0 | 6333 | 0 | 0 | 0 | 593.369 | 0 | 0 | 0 | 0 | 0 | 0 | 6333 | - | 0 | 0 | - | 0 | 0 | - | 0 | 0 | - | 6333 | - | 297.512 | 297.512 | - | 500 | 500 | - | 0 | 0 | -
6334 | 0 | 0 | 0 | 0 | 0 | 0 | 0 | 0 | 0 | 0 | 6334 | 0 | 0 | 0 | 0 | 0 | 0 | 0 | 0 | 0 | 0 | 6334 | - | 0 | 0 | - | 0 | 0 | - | 0 | 0 | - | 6334 | - | 0 | 0 | - | 23.1301 | 23.1301 | - | 0 | 0 | -
6335 | 0 | 0 | 0 | 415.6416 | 0 | 0 | 0 | 0 | 0 | 0 | 6335 | 0 | 0 | 0 | 0 | 0 | 0 | 0 | 0 | 0 | 0 | 6335 | - | 0 | 0 | - | 415.6416 | 415.6416 | - | 0 | 0 | - | 6335 | - | 0 | 0 | - | 0 | 0 | - | 0 | 0 | -
6336 | 0 | 0 | 0 | 551.8818 | 0 | 0 | 0 | 0 | 0 | 0 | 6336 | 0 | 0 | 0 | 0 | 0 | 0 | 0 | 0 | 0 | 0 | 6336 | - | 0 | 0 | - | 500 | 361.5018 | - | 0 | 0 | - | 6336 | - | 0 | 0 | - | 0 | 0 | - | 0 | 0 | -
6337 | 0 | 0 | 0 | 132.245 | 0 | 0 | 0 | 0 | 0 | 0 | 6337 | 0 | 0 | 0 | 0 | 0 | 0 | 0 | 0 | 0 | 0 | 6337 | - | 0 | 0 | - | 115.0509 | 0 | - | 0 | 0 | - | 6337 | - | 0 | 0 | - | 0 | 0 | - | 0 | 0 | -
6338 | 0 | 0 | 0 | 234.6426 | 0 | 0 | 0 | 0 | 0 | 0 | 6338 | 0 | 0 | 0 | 0 | 0 | 0 | 0 | 0 | 0 | 0 | 6338 | - | 0 | 0 | - | 229.1426 | 229.1426 | - | 0 | 0 | - | 6338 | - | 0 | 0 | - | 0 | 0 | - | 0 | 0 | -
6339 | 0 | 0 | 0 | 564.3902 | 0 | 0 | 0 | 0 | 0 | 0 | 6339 | 0 | 0 | 0 | 0 | 0 | 0 | 0 | 0 | 0 | 0 | 6339 | - | 0 | 0 | - | 240.3411 | 493.8902 | - | 359.906 | 359.906 | - | 6339 | - | 0 | 0 | - | 0 | 0 | - | 0 | 0 | -
6340 | 0 | 0 | 0 | 313.8421 | 0 | 0 | 243.2401 | 0 | 0 | 0 | 6340 | 0 | 0 | 0 | 0 | 0 | 0 | 0 | 0 | 0 | 0 | 6340 | - | 0 | 0 | - | 308.3421 | 308.3421 | - | 349.0693 | 349.0693 | - | 6340 | - | 0 | 0 | - | 0 | 0 | - | 0 | 0 | -
6341 | 0 | 0 | 0 | 0 | 0 | 0 | 6.7777 | 0 | 0 | 0 | 6341 | 0 | 0 | 0 | 0 | 0 | 0 | 0 | 0 | 0 | 0 | 6341 | - | 0 | 0 | - | 0 | 0 | - | 6.7777 | 6.7777 | - | 6341 | - | 0 | 0 | - | 0 | 0 | - | 0 | 0 | -
6342 | 0 | 0 | 0 | 0 | 0 | 0 | 0 | 0 | 0 | 0 | 6342 | 0 | 0 | 0 | 0 | 0 | 0 | 0 | 0 | 0 | 0 | 6342 | - | 0 | 0 | - | 0 | 0 | - | 0 | 0 | - | 6342 | - | 0 | 0 | - | 0 | 0 | - | 0 | 0 | -
6343 | 0 | 0 | 0 | 0 | 0 | 0 | 0 | 0 | 0 | 0 | 6343 | 0 | 118.8994 | 0 | 850.2744 | 0 | 0 | 0 | 0 | 0 | 0 | 6343 | - | 0 | 0 | - | 0 | 0 | - | 0 | 0 | - | 6343 | - | 356.3484 | 475.2477 | - | 500 | 500 | - | 123.0601 | 0 | -
6344 | 0 | 0 | 0 | 296.2773 | 0 | 0 | 0 | 0 | 0 | 0 | 6344 | 0 | 0 | 0 | 0 | 0 | 0 | 0 | 0 | 0 | 0 | 6344 | - | 0 | 0 | - | 296.2773 | 296.2773 | - | 0 | 0 | - | 6344 | - | 394.6633 | 394.6633 | - | 0 | 0 | - | 0 | 0 | -
6345 | 0 | 0 | 0 | 545.0643 | 0 | 8.2467 | 0 | 0 | 0 | 0 | 6345 | 0 | 0 | 0 | 0 | 0 | 0 | 0 | 0 | 0 | 0 | 6345 | - | 0 | 0 | - | 500 | 500 | - | 0 | 0 | - | 6345 | - | 0 | 0 | - | 0 | 0 | - | 0 | 0 | -
6346 | 0 | 0 | 0 | 386.8056 | 0 | 0 | 0 | 0 | 0 | 0 | 6346 | 0 | 0 | 0 | 0 | 0 | 0 | 0 | 0 | 0 | 0 | 6346 | - | 0 | 0 | - | 386.8056 | 386.8056 | - | 0 | 0 | - | 6346 | - | 0 | 0 | - | 0 | 0 | - | 0 | 0 | -
6347 | 0 | 0 | 0 | 0 | 0 | 0 | 0 | 0 | 0 | 0 | 6347 | 0 | 0 | 0 | 0 | 0 | 0 | 0 | 0 | 0 | 0 | 6347 | - | 0 | 0 | - | 0 | 0 | - | 0 | 0 | - | 6347 | - | 0 | 0 | - | 49.289 | 49.289 | - | 0 | 0 | -
6348 | 0 | 0 | 0 | 0 | 0 | 0 | 0 | 0 | 0 | 0 | 6348 | 0 | 0 | 0 | 0 | 0 | 0 | 0 | 0 | 0 | 0 | 6348 | - | 0 | 0 | - | 0 | 0 | - | 0 | 0 | - | 6348 | - | 0 | 0 | - | 64.8078 | 64.8078 | - | 0 | 0 | -
6349 | 0 | 0 | 0 | 0 | 0 | 0 | 0 | 0 | 0 | 0 | 6349 | 0 | 0 | 0 | 0 | 0 | 0 | 0 | 0 | 0 | 0 | 6349 | - | 0 | 0 | - | 0 | 0 | - | 0 | 0 | - | 6349 | - | 0 | 0 | - | 96.1101 | 98.0198 | - | 0 | 0 | -
6350 | 0 | 0 | 0 | 0 | 0 | 0 | 0 | 0 | 0 | 0 | 6350 | 0 | 0 | 0 | 0 | 0 | 0 | 0 | 0 | 0 | 0 | 6350 | - | 0 | 0 | - | 0 | 0 | - | 0 | 0 | - | 6350 | - | 0 | 0 | - | 189.7931 | 189.7931 | - | 0 | 0 | -
6351 | 0 | 0 | 0 | 0 | 0 | 0 | 0 | 0 | 0 | 0 | 6351 | 0 | 0 | 0 | 0 | 0 | 0 | 0 | 0 | 0 | 0 | 6351 | - | 0 | 0 | - | 0 | 0 | - | 0 | 0 | - | 6351 | - | 380.9139 | 380.9139 | - | 500 | 500 | - | 0 | 0 | -
6352 | 0 | 0 | 0 | 0 | 0 | 0 | 0 | 0 | 0 | 0 | 6352 | 387.5424 | 128.9257 | 0 | 0 | 0 | 0 | 0 | 0 | 0 | 0 | 6352 | - | 0 | 0 | - | 0 | 0 | - | 0 | 0 | - | 6352 | - | 500 | 500 | - | 500 | 500 | - | 500 | 500 | -
6353 | 0 | 0 | 0 | 0 | 0 | 0 | 0 | 0 | 0 | 0 | 6353 | 444.0198 | 262.4052 | 103.5139 | 0 | 0 | 0 | 0 | 0 | 0 | 0 | 6353 | - | 0 | 0 | - | 0 | 0 | - | 0 | 0 | - | 6353 | - | 500 | 500 | - | 500 | 500 | - | 500 | 500 | -
6354 | 0 | 0 | 0 | 0 | 0 | 0 | 0 | 0 | 0 | 0 | 6354 | 463.3183 | 285.7808 | 135.7808 | 208.3482 | 0 | 0 | 251.9871 | 0 | 0 | 0 | 6354 | - | 0 | 0 | - | 0 | 0 | - | 0 | 0 | - | 6354 | - | 500 | 500 | - | 500 | 500 | - | 500 | 500 | -
6355 | 0 | 0 | 0 | 0 | 0 | 0 | 0 | 0 | 0 | 0 | 6355 | 433.0667 | 233.0667 | 83.0667 | 665.585 | 101.3699 | 89.2614 | 848.6648 | 559.6377 | 210.3717 | 0 | 6355 | - | 0 | 0 | - | 0 | 0 | - | 0 | 0 | - | 6355 | - | 500 | 500 | - | 500 | 500 | - | 500 | 500 | -
6356 | 0 | 0 | 0 | 0 | 0 | 0 | 0 | 0 | 0 | 0 | 6356 | 346.4503 | 146.4503 | 0 | 1116.8118 | 739.677 | 233.1 | 973.7456 | 823.294 | 111.9897 | 0 | 6356 | - | 0 | 0 | - | 0 | 0 | - | 0 | 0 | - | 6356 | - | 500 | 500 | - | 500 | 500 | - | 500 | 500 | -
6357 | 0 | 0 | 0 | 0 | 0 | 0 | 0 | 0 | 0 | 0 | 6357 | 0 | 60.8783 | 0 | 83.6526 | 541.8848 | 0 | 0 | 0 | 0 | 0 | 6357 | - | 0 | 0 | - | 0 | 0 | - | 0 | 0 | - | 6357 | - | 500 | 500 | - | 500 | 500 | - | 500 | 500 | -
6358 | 0 | 0 | 0 | 0 | 0 | 0 | 0 | 0 | 0 | 0 | 6358 | 0 | 0 | 0 | 0 | 0 | 0 | 0 | 0 | 0 | 0 | 6358 | - | 0 | 0 | - | 0 | 0 | - | 0 | 0 | - | 6358 | - | 0 | 0 | - | 500 | 500 | - | 500 | 500 | -
6359 | 0 | 0 | 0 | 0 | 0 | 0 | 0 | 0 | 0 | 0 | 6359 | 0 | 0 | 0 | 0 | 0 | 0 | 0 | 0 | 0 | 0 | 6359 | - | 0 | 0 | - | 0 | 0 | - | 0 | 0 | - | 6359 | - | 0 | 0 | - | 500 | 498.0904 | - | 500 | 500 | -
6360 | 0 | 0 | 0 | 0 | 0 | 0 | 0 | 0 | 0 | 0 | 6360 | 0 | 0 | 0 | 0 | 0 | 0 | 0 | 0 | 0 | 0 | 6360 | - | 0 | 0 | - | 0 | 0 | - | 0 | 0 | - | 6360 | - | 0 | 0 | - | 500 | 500 | - | 0 | 0 | -
6361 | 0 | 0 | 0 | 0 | 0 | 0 | 0 | 0 | 0 | 0 | 6361 | 0 | 0 | 0 | 0 | 0 | 0 | 0 | 0 | 0 | 0 | 6361 | - | 0 | 0 | - | 0 | 0 | - | 0 | 0 | - | 6361 | - | 0 | 0 | - | 0 | 0 | - | 0 | 0 | -
6362 | 0 | 0 | 0 | 0 | 0 | 0 | 0 | 0 | 0 | 0 | 6362 | 0 | 0 | 0 | 0 | 0 | 0 | 0 | 0 | 0 | 0 | 6362 | - | 0 | 0 | - | 0 | 0 | - | 0 | 0 | - | 6362 | - | 0 | 0 | - | 0 | 0 | - | 0 | 0 | -
6363 | 0 | 0 | 0 | 0 | 0 | 0 | 0 | 0 | 0 | 0 | 6363 | 0 | 0 | 0 | 0 | 0 | 0 | 0 | 0 | 0 | 0 | 6363 | - | 0 | 0 | - | 0 | 0 | - | 0 | 0 | - | 6363 | - | 0 | 0 | - | 0 | 0 | - | 0 | 0 | -
6364 | 0 | 0 | 0 | 0 | 0 | 0 | 0 | 0 | 0 | 0 | 6364 | 0 | 0 | 0 | 0 | 0 | 0 | 0 | 0 | 0 | 0 | 6364 | - | 0 | 0 | - | 0 | 0 | - | 0 | 0 | - | 6364 | - | 0 | 0 | - | 0 | 0 | - | 0 | 0 | -
6365 | 0 | 0 | 0 | 0 | 0 | 0 | 0 | 0 | 0 | 0 | 6365 | 0 | 0 | 0 | 0 | 0 | 0 | 0 | 0 | 0 | 0 | 6365 | - | 0 | 0 | - | 0 | 0 | - | 0 | 0 | - | 6365 | - | 0 | 0 | - | 0 | 0 | - | 0 | 0 | -
6366 | 0 | 0 | 0 | 0 | 0 | 0 | 0 | 0 | 0 | 0 | 6366 | 0 | 0 | 0 | 0 | 0 | 0 | 0 | 0 | 0 | 0 | 6366 | - | 0 | 0 | - | 0 | 0 | - | 0 | 0 | - | 6366 | - | 0 | 0 | - | 0 | 0 | - | 0 | 0 | -
6367 | 0 | 0 | 0 | 0 | 0 | 0 | 0 | 0 | 0 | 0 | 6367 | 0 | 0 | 0 | 0 | 0 | 0 | 0 | 0 | 0 | 0 | 6367 | - | 0 | 0 | - | 0 | 0 | - | 0 | 0 | - | 6367 | - | 0 | 0 | - | 0 | 0 | - | 0 | 0 | -
6368 | 0 | 0 | 0 | 1220.2338 | 0 | 0 | 0 | 0 | 0 | 0 | 6368 | 0 | 0 | 0 | 0 | 0 | 0 | 0 | 0 | 0 | 0 | 6368 | - | 0 | 0 | - | 0 | 0 | - | 0 | 0 | - | 6368 | - | 0 | 0 | - | 0 | 0 | - | 0 | 0 | -
6369 | 0 | 0 | 0 | 0 | 0 | 0 | 0 | 0 | 0 | 0 | 6369 | 0 | 0 | 0 | 0 | 0 | 0 | 0 | 0 | 0 | 0 | 6369 | - | 0 | 0 | - | 0 | 0 | - | 0 | 0 | - | 6369 | - | 0 | 0 | - | 0 | 0 | - | 0 | 0 | -
6370 | 0 | 813.4892 | 0 | 0 | 0 | 0 | 0 | 0 | 0 | 0 | 6370 | 0 | 0 | 0 | 0 | 0 | 0 | 0 | 0 | 0 | 0 | 6370 | - | 500 | 500 | - | 0 | 0 | - | 0 | 0 | - | 6370 | - | 0 | 0 | - | 0 | 0 | - | 0 | 0 | -
6371 | 1220.2338 | 0 | 0 | 0 | 0 | 0 | 0 | 0 | 0 | 1220.2338 | 6371 | 0 | 0 | 0 | 0 | 0 | 0 | 0 | 0 | 0 | 1220.2338 | 6371 | - | 0 | 446.8916 | - | 333.3333 | 0 | - | 500 | 0 | - | 6371 | - | 0 | 0 | - | 0 | 0 | - | 0 | 0 | -
6372 | 0 | 0 | 0 | 0 | 0 | 0 | 0 | 0 | 0 | 0 | 6372 | 0 | 0 | 0 | 0 | 0 | 0 | 0 | 0 | 0 | 0 | 6372 | - | 0 | 500 | - | 500 | 500 | - | 500 | 0 | - | 6372 | - | 0 | 0 | - | 0 | 0 | - | 0 | 0 | -
6373 | 0 | 0 | 0 | 0 | 0 | 0 | 0 | 0 | 189.6243 | 0 | 6373 | 0 | 0 | 0 | 0 | 0 | 0 | 0 | 0 | 0 | 0 | 6373 | - | 500 | 500 | - | 500 | 500 | - | 500 | 500 | - | 6373 | - | 0 | 0 | - | 0 | 0 | - | 0 | 0 | -
6374 | 0 | 0 | 0 | 0 | 0 | 0 | 0 | 0 | 0 | 0 | 6374 | 0 | 0 | 0 | 0 | 0 | 0 | 0 | 0 | 0 | 0 | 6374 | - | 500 | 500 | - | 500 | 500 | - | 500 | 500 | - | 6374 | - | 0 | 0 | - | 0 | 0 | - | 0 | 0 | -
6375 | 0 | 0 | 0 | 0 | 0 | 0 | 0 | 813.4892 | 0 | 0 | 6375 | 0 | 0 | 0 | 0 | 0 | 0 | 0 | 0 | 0 | 0 | 6375 | - | 500 | 0 | - | 500 | 500 | - | 333.3333 | 0 | - | 6375 | - | 0 | 0 | - | 0 | 0 | - | 0 | 0 | -
6376 | 0 | 0 | 189.6243 | 0 | 0 | 0 | 0 | 0 | 0 | 0 | 6376 | 0 | 0 | 0 | 0 | 0 | 0 | 0 | 0 | 0 | 0 | 6376 | - | 449.7883 | 500 | - | 0 | 333.3333 | - | 0 | 0 | - | 6376 | - | 0 | 0 | - | 0 | 0 | - | 0 | 0 | -
6377 | 0 | 0 | 0 | 0 | 0 | 0 | 0 | 0 | 0 | 0 | 6377 | 0 | 0 | 0 | 0 | 0 | 0 | 0 | 0 | 0 | 0 | 6377 | - | 0 | 0 | - | 500 | 500 | - | 500 | 500 | - | 6377 | - | 0 | 0 | - | 0 | 0 | - | 0 | 0 | -
6378 | 0 | 0 | 0 | 0 | 0 | 189.6243 | 1220.2338 | 0 | 0 | 0 | 6378 | 0 | 0 | 0 | 0 | 0 | 0 | 0 | 0 | 0 | 0 | 6378 | - | 500 | 0 | - | 500 | 500 | - | 500 | 500 | - | 6378 | - | 0 | 0 | - | 0 | 0 | - | 0 | 0 | -
6379 | 0 | 0 | 0 | 0 | 0 | 0 | 0 | 0 | 0 | 0 | 6379 | 0 | 0 | 0 | 0 | 0 | 0 | 0 | 0 | 0 | 0 | 6379 | - | 0 | 0 | - | 0 | 0 | - | 0 | 500 | - | 6379 | - | 0 | 0 | - | 0 | 0 | - | 0 | 0 | -
6380 | 0 | 0 | 0 | 0 | 0 | 0 | 0 | 0 | 0 | 0 | 6380 | 0 | 0 | 0 | 0 | 0 | 0 | 0 | 0 | 0 | 0 | 6380 | - | 383.5451 | 386.4418 | - | 0 | 0 | - | 0 | 500 | - | 6380 | - | 0 | 0 | - | 0 | 0 | - | 0 | 0 | -
6381 | 0 | 0 | 0 | 0 | 0 | 0 | 0 | 0 | 0 | 0 | 6381 | 0 | 0 | 0 | 0 | 0 | 0 | 0 | 0 | 0 | 0 | 6381 | - | 0 | 0 | - | 0 | 0 | - | 0 | 333.3333 | - | 6381 | - | 0 | 0 | - | 0 | 0 | - | 0 | 0 | -
6382 | 0 | 0 | 0 | 0 | 813.4892 | 0 | 0 | 0 | 0 | 0 | 6382 | 0 | 0 | 0 | 0 | 0 | 0 | 0 | 0 | 0 | 0 | 6382 | - | 0 | 0 | - | 0 | 0 | - | 0 | 0 | - | 6382 | - | 0 | 0 | - | 0 | 0 | - | 0 | 0 | -
6383 | 0 | 0 | 0 | 0 | 0 | 0 | 0 | 0 | 0 | 0 | 6383 | 0 | 0 | 0 | 0 | 0 | 0 | 0 | 0 | 0 | 0 | 6383 | - | 0 | 0 | - | 0 | 0 | - | 0 | 0 | - | 6383 | - | 0 | 0 | - | 0 | 0 | - | 0 | 0 | -
6384 | 0 | 0 | 0 | 0 | 0 | 0 | 0 | 0 | 0 | 0 | 6384 | 0 | 0 | 0 | 0 | 0 | 0 | 0 | 0 | 0 | 0 | 6384 | - | 0 | 0 | - | 0 | 0 | - | 0 | 0 | - | 6384 | - | 0 | 0 | - | 0 | 0 | - | 0 | 0 | -
6385 | 1220.2338 | 813.4892 | 189.6243 | 212.4073 | 813.4892 | 0 | 0 | 0 | 0 | 1220.2338 | 6385 | 0 | 0 | 0 | 0 | 0 | 0 | 0 | 0 | 0 | 1220.2338 | 6385 | - | 500 | 500 | - | 500 | 500 | - | 500 | 500 | - | 6385 | - | 0 | 0 | - | 0 | 0 | - | 0 | 0 | -
6386 | 0 | 0 | 0 | 0 | 0 | 0 | 1220.2338 | 0 | 0 | 0 | 6386 | 0 | 0 | 0 | 0 | 0 | 0 | 0 | 0 | 0 | 0 | 6386 | - | 500 | 500 | - | 500 | 500 | - | 500 | 500 | - | 6386 | - | 0 | 0 | - | 0 | 0 | - | 0 | 0 | -
6387 | 0 | 0 | 0 | 1007.8265 | 0 | 189.6243 | 0 | 813.4892 | 0 | 0 | 6387 | 0 | 0 | 0 | 0 | 0 | 0 | 0 | 0 | 0 | 0 | 6387 | - | 500 | 500 | - | 500 | 500 | - | 500 | 500 | - | 6387 | - | 0 | 0 | - | 0 | 0 | - | 0 | 0 | -
6388 | 0 | 0 | 0 | 0 | 0 | 0 | 0 | 0 | 189.6243 | 0 | 6388 | 0 | 0 | 0 | 0 | 0 | 0 | 0 | 0 | 0 | 0 | 6388 | - | 500 | 500 | - | 500 | 500 | - | 500 | 500 | - | 6388 | - | 0 | 0 | - | 0 | 0 | - | 0 | 0 | -
6389 | 0 | 0 | 0 | 0 | 0 | 0 | 0 | 0 | 0 | 0 | 6389 | 0 | 0 | 0 | 0 | 0 | 0 | 0 | 0 | 0 | 0 | 6389 | - | 500 | 500 | - | 500 | 500 | - | 500 | 500 | - | 6389 | - | 0 | 0 | - | 0 | 0 | - | 0 | 0 | -
6390 | 0 | 0 | 0 | 0 | 0 | 0 | 0 | 0 | 0 | 0 | 6390 | 0 | 0 | 0 | 0 | 0 | 0 | 0 | 0 | 0 | 0 | 6390 | - | 500 | 500 | - | 0 | 170.0056 | - | 29.851 | 29.851 | - | 6390 | - | 0 | 0 | - | 0 | 0 | - | 0 | 0 | -
6391 | 0 | 0 | 0 | 0 | 0 | 0 | 0 | 0 | 0 | 0 | 6391 | 0 | 0 | 0 | 0 | 0 | 0 | 0 | 0 | 0 | 0 | 6391 | - | 0 | 0 | - | 0 | 0 | - | 0 | 0 | - | 6391 | - | 0 | 0 | - | 0 | 0 | - | 0 | 0 | -
6392 | 0 | 0 | 0 | 0 | 0 | 0 | 0 | 0 | 0 | 0 | 6392 | 0 | 0 | 0 | 0 | 0 | 0 | 0 | 0 | 0 | 0 | 6392 | - | 0 | 0 | - | 0 | 0 | - | 0 | 0 | - | 6392 | - | 0 | 0 | - | 0 | 0 | - | 0 | 0 | -
6393 | 0 | 0 | 0 | 0 | 0 | 0 | 0 | 0 | 0 | 0 | 6393 | 0 | 0 | 0 | 0 | 0 | 0 | 0 | 0 | 0 | 0 | 6393 | - | 0 | 0 | - | 0 | 0 | - | 0 | 0 | - | 6393 | - | 0 | 0 | - | 0 | 0 | - | 0 | 0 | -
6394 | 0 | 0 | 0 | 0 | 0 | 0 | 0 | 0 | 0 | 0 | 6394 | 0 | 0 | 0 | 0 | 0 | 0 | 0 | 0 | 0 | 0 | 6394 | - | 0 | 0 | - | 0 | 0 | - | 0 | 0 | - | 6394 | - | 0 | 0 | - | 0 | 0 | - | 0 | 0 | -
6395 | 0 | 0 | 0 | 0 | 0 | 0 | 0 | 0 | 0 | 0 | 6395 | 0 | 0 | 0 | 0 | 0 | 0 | 533.2348 | 0 | 0 | 0 | 6395 | - | 0 | 0 | - | 0 | 0 | - | 0 | 0 | - | 6395 | - | 0 | 0 | - | 0 | 0 | - | 0 | 0 | -
6396 | 0 | 0 | 0 | 0 | 0 | 0 | 0 | 0 | 0 | 0 | 6396 | 0 | 0 | 0 | 0 | 0 | 0 | 0 | 0 | 0 | 0 | 6396 | - | 0 | 0 | - | 0 | 0 | - | 0 | 0 | - | 6396 | - | 0 | 0 | - | 0 | 0 | - | 0 | 0 | -
6397 | 0 | 0 | 0 | 0 | 0 | 0 | 0 | 0 | 0 | 0 | 6397 | 0 | 0 | 0 | 0 | 0 | 0 | 0 | 0 | 0 | 0 | 6397 | - | 0 | 0 | - | 0 | 0 | - | 0 | 0 | - | 6397 | - | 0 | 0 | - | 0 | 0 | - | 0 | 0 | -
6398 | 0 | 0 | 0 | 0 | 0 | 0 | 0 | 0 | 0 | 0 | 6398 | 0 | 0 | 0 | 0 | 0 | 0 | 0 | 0 | 0 | 0 | 6398 | - | 0 | 0 | - | 0 | 0 | - | 0 | 0 | - | 6398 | - | 0 | 0 | - | 0 | 0 | - | 0 | 0 | -
6399 | 0 | 0 | 0 | 0 | 0 | 0 | 0 | 0 | 0 | 0 | 6399 | 0 | 0 | 0 | 0 | 0 | 0 | 0 | 0 | 0 | 0 | 6399 | - | 0 | 0 | - | 0 | 0 | - | 0 | 0 | - | 6399 | - | 0 | 0 | - | 0 | 0 | - | 0 | 0 | -
6400 | 0 | 0 | 0 | 0 | 0 | 0 | 0 | 0 | 0 | 0 | 6400 | 0 | 0 | 0 | 0 | 0 | 0 | 0 | 0 | 0 | 0 | 6400 | - | 0 | 0 | - | 0 | 0 | - | 0 | 0 | - | 6400 | - | 0 | 0 | - | 0 | 0 | - | 0 | 0 | -
6401 | 0 | 0 | 0 | 0 | 0 | 0 | 0 | 0 | 0 | 0 | 6401 | 0 | 0 | 0 | 0 | 0 | 0 | 152.7898 | 0 | 0 | 0 | 6401 | - | 0 | 0 | - | 0 | 0 | - | 0 | 0 | - | 6401 | - | 124.899 | 131.2236 | - | 0 | 0 | - | 152.7898 | 152.7898 | -
6402 | 0 | 0 | 0 | 0 | 0 | 0 | 0 | 0 | 0 | 0 | 6402 | 965.6584 | 465.6584 | 233.1 | 0 | 0 | 0 | 365.1013 | 0 | 0 | 0 | 6402 | - | 0 | 0 | - | 0 | 0 | - | 0 | 0 | - | 6402 | - | 500 | 500 | - | 0 | 0 | - | 365.1013 | 365.1013 | -
6403 | 0 | 0 | 0 | 0 | 0 | 0 | 0 | 0 | 0 | 0 | 6403 | 871.9231 | 371.9231 | 89.2614 | 0 | 0 | 0 | 219.0603 | 0 | 0 | 0 | 6403 | - | 0 | 0 | - | 0 | 0 | - | 0 | 0 | - | 6403 | - | 500 | 500 | - | 0 | 0 | - | 219.0603 | 219.0603 | -
6404 | 0 | 0 | 0 | 0 | 0 | 0 | 0 | 0 | 0 | 0 | 6404 | 0 | 0 | 0 | 0 | 0 | 0 | 0 | 0 | 0 | 0 | 6404 | - | 0 | 0 | - | 0 | 0 | - | 0 | 0 | - | 6404 | - | 0 | 0 | - | 0 | 0 | - | 0 | 0 | -
6405 | 0 | 0 | 0 | 0 | 0 | 0 | 0 | 0 | 0 | 0 | 6405 | 0 | 0 | 0 | 0 | 0 | 0 | 0 | 0 | 0 | 0 | 6405 | - | 0 | 0 | - | 0 | 0 | - | 0 | 0 | - | 6405 | - | 0 | 0 | - | 0 | 0 | - | 0 | 0 | -
6406 | 0 | 0 | 0 | 0 | 0 | 0 | 0 | 0 | 0 | 0 | 6406 | 0 | 0 | 0 | 0 | 0 | 0 | 0 | 0 | 0 | 0 | 6406 | - | 0 | 0 | - | 0 | 0 | - | 0 | 0 | - | 6406 | - | 0 | 0 | - | 0 | 0 | - | 0 | 0 | -
6407 | 0 | 0 | 0 | 0 | 0 | 0 | 0 | 0 | 0 | 0 | 6407 | 0 | 0 | 0 | 0 | 0 | 0 | 0 | 0 | 0 | 0 | 6407 | - | 0 | 0 | - | 0 | 0 | - | 0 | 0 | - | 6407 | - | 0 | 0 | - | 0 | 0 | - | 0 | 0 | -
6408 | 0 | 0 | 0 | 0 | 0 | 0 | 0 | 0 | 0 | 0 | 6408 | 0 | 0 | 0 | 0 | 0 | 0 | 0 | 0 | 0 | 0 | 6408 | - | 0 | 0 | - | 0 | 0 | - | 0 | 0 | - | 6408 | - | 0 | 0 | - | 0 | 0 | - | 0 | 0 | -
6409 | 0 | 0 | 0 | 0 | 0 | 0 | 0 | 0 | 0 | 0 | 6409 | 0 | 0 | 0 | 0 | 0 | 0 | 0 | 0 | 0 | 0 | 6409 | - | 0 | 0 | - | 0 | 0 | - | 0 | 0 | - | 6409 | - | 0 | 0 | - | 0 | 0 | - | 0 | 0 | -
6410 | 0 | 0 | 0 | 0 | 0 | 0 | 0 | 0 | 0 | 0 | 6410 | 0 | 0 | 0 | 0 | 0 | 0 | 0 | 0 | 0 | 0 | 6410 | - | 0 | 0 | - | 0 | 0 | - | 0 | 0 | - | 6410 | - | 0 | 0 | - | 0 | 0 | - | 0 | 0 | -
6411 | 0 | 0 | 0 | 0 | 0 | 0 | 0 | 0 | 0 | 0 | 6411 | 0 | 0 | 0 | 0 | 0 | 0 | 0 | 0 | 0 | 0 | 6411 | - | 0 | 0 | - | 0 | 0 | - | 0 | 0 | - | 6411 | - | 0 | 0 | - | 0 | 0 | - | 0 | 0 | -
6412 | 0 | 0 | 0 | 0 | 0 | 0 | 0 | 0 | 0 | 0 | 6412 | 0 | 0 | 0 | 0 | 0 | 0 | 0 | 0 | 0 | 0 | 6412 | - | 0 | 0 | - | 0 | 0 | - | 0 | 0 | - | 6412 | - | 0 | 0 | - | 0 | 0 | - | 0 | 0 | -
6413 | 0 | 0 | 0 | 0 | 0 | 0 | 0 | 0 | 0 | 0 | 6413 | 0 | 0 | 0 | 0 | 0 | 0 | 0 | 0 | 0 | 0 | 6413 | - | 0 | 0 | - | 0 | 0 | - | 0 | 0 | - | 6413 | - | 0 | 0 | - | 0 | 0 | - | 0 | 0 | -
6414 | 0 | 0 | 0 | 0 | 0 | 0 | 0 | 0 | 0 | 0 | 6414 | 0 | 0 | 0 | 0 | 0 | 0 | 0 | 0 | 0 | 0 | 6414 | - | 0 | 0 | - | 0 | 0 | - | 0 | 0 | - | 6414 | - | 0 | 0 | - | 0 | 0 | - | 0 | 0 | -
6415 | 0 | 0 | 0 | 0 | 0 | 0 | 0 | 0 | 0 | 0 | 6415 | 0 | 0 | 0 | 0 | 0 | 0 | 261.3329 | 0 | 0 | 0 | 6415 | - | 0 | 0 | - | 0 | 0 | - | 0 | 0 | - | 6415 | - | 0 | 0 | - | 0 | 0 | - | 71.6755 | 71.6755 | -
6416 | 0 | 0 | 0 | 0 | 0 | 0 | 0 | 0 | 0 | 0 | 6416 | 0 | 0 | 0 | 0 | 0 | 0 | 0 | 0 | 0 | 0 | 6416 | - | 0 | 0 | - | 0 | 0 | - | 0 | 0 | - | 6416 | - | 0 | 0 | - | 0 | 0 | - | 0 | 0 | -
6417 | 0 | 0 | 0 | 0 | 0 | 0 | 171.3129 | 0 | 0 | 0 | 6417 | 0 | 0 | 0 | 0 | 0 | 0 | 0 | 0 | 0 | 0 | 6417 | - | 0 | 0 | - | 0 | 0 | - | 171.3129 | 171.3129 | - | 6417 | - | 0 | 0 | - | 0 | 0 | - | 0 | 0 | -
6418 | 0 | 0 | 0 | 0 | 0 | 0 | 322.7075 | 0 | 0 | 0 | 6418 | 0 | 0 | 0 | 0 | 0 | 0 | 0 | 0 | 0 | 0 | 6418 | - | 0 | 0 | - | 0 | 0 | - | 322.7075 | 322.7075 | - | 6418 | - | 0 | 0 | - | 0 | 0 | - | 0 | 0 | -
6419 | 0 | 0 | 0 | 0 | 0 | 0 | 339.6696 | 0 | 0 | 0 | 6419 | 0 | 0 | 0 | 0 | 0 | 0 | 0 | 0 | 0 | 0 | 6419 | - | 0 | 0 | - | 0 | 0 | - | 339.6696 | 339.6696 | - | 6419 | - | 0 | 0 | - | 0 | 0 | - | 0 | 0 | -
6420 | 0 | 0 | 0 | 0 | 0 | 0 | 451.1625 | 0 | 0 | 0 | 6420 | 0 | 0 | 0 | 0 | 0 | 0 | 0 | 0 | 0 | 0 | 6420 | - | 0 | 0 | - | 0 | 0 | - | 451.1625 | 451.1625 | - | 6420 | - | 0 | 0 | - | 0 | 0 | - | 0 | 0 | -
6421 | 0 | 0 | 0 | 0 | 0 | 0 | 325.9827 | 0 | 0 | 0 | 6421 | 0 | 0 | 0 | 0 | 0 | 0 | 0 | 0 | 0 | 0 | 6421 | - | 0 | 0 | - | 0 | 0 | - | 325.9827 | 325.9827 | - | 6421 | - | 0 | 0 | - | 0 | 0 | - | 0 | 0 | -
6422 | 0 | 0 | 0 | 0 | 0 | 0 | 190.9519 | 0 | 0 | 0 | 6422 | 0 | 0 | 0 | 0 | 0 | 0 | 0 | 0 | 0 | 0 | 6422 | - | 0 | 0 | - | 0 | 0 | - | 190.9519 | 190.9519 | - | 6422 | - | 0 | 0 | - | 0 | 0 | - | 0 | 0 | -
6423 | 0 | 0 | 0 | 0 | 0 | 0 | 0 | 0 | 0 | 0 | 6423 | 0 | 0 | 0 | 0 | 0 | 0 | 0 | 0 | 0 | 0 | 6423 | - | 0 | 0 | - | 0 | 0 | - | 0 | 0 | - | 6423 | - | 0 | 0 | - | 0 | 0 | - | 0 | 0 | -
6424 | 0 | 0 | 0 | 0 | 0 | 0 | 0 | 0 | 0 | 0 | 6424 | 0 | 0 | 0 | 0 | 0 | 0 | 0 | 0 | 0 | 0 | 6424 | - | 0 | 0 | - | 0 | 0 | - | 0 | 0 | - | 6424 | - | 0 | 0 | - | 0 | 0 | - | 0 | 0 | -
6425 | 0 | 0 | 0 | 0 | 0 | 0 | 0 | 0 | 0 | 0 | 6425 | 0 | 0 | 0 | 0 | 0 | 0 | 0 | 0 | 0 | 0 | 6425 | - | 0 | 0 | - | 0 | 0 | - | 0 | 0 | - | 6425 | - | 0 | 0 | - | 0 | 0 | - | 0 | 0 | -
6426 | 0 | 0 | 0 | 0 | 0 | 0 | 0 | 0 | 0 | 0 | 6426 | 0 | 0 | 0 | 0 | 0 | 0 | 0 | 0 | 0 | 0 | 6426 | - | 0 | 0 | - | 0 | 0 | - | 0 | 0 | - | 6426 | - | 0 | 0 | - | 0 | 0 | - | 0 | 0 | -
6427 | 0 | 0 | 0 | 0 | 0 | 0 | 0 | 0 | 0 | 0 | 6427 | 0 | 0 | 0 | 0 | 0 | 0 | 0 | 0 | 0 | 0 | 6427 | - | 0 | 0 | - | 0 | 0 | - | 0 | 0 | - | 6427 | - | 0 | 0 | - | 0 | 0 | - | 0 | 0 | -
6428 | 0 | 0 | 0 | 0 | 0 | 0 | 0 | 0 | 0 | 0 | 6428 | 0 | 0 | 0 | 0 | 0 | 0 | 0 | 0 | 0 | 0 | 6428 | - | 0 | 0 | - | 0 | 0 | - | 0 | 0 | - | 6428 | - | 0 | 0 | - | 0 | 0 | - | 0 | 0 | -
6429 | 0 | 0 | 0 | 0 | 0 | 0 | 0 | 0 | 0 | 0 | 6429 | 0 | 0 | 0 | 0 | 0 | 0 | 0 | 0 | 0 | 0 | 6429 | - | 0 | 0 | - | 0 | 0 | - | 0 | 0 | - | 6429 | - | 0 | 0 | - | 0 | 0 | - | 0 | 0 | -
6430 | 0 | 0 | 0 | 0 | 0 | 0 | 0 | 0 | 0 | 0 | 6430 | 0 | 0 | 0 | 0 | 0 | 0 | 0 | 0 | 0 | 0 | 6430 | - | 0 | 0 | - | 0 | 0 | - | 0 | 0 | - | 6430 | - | 0 | 0 | - | 0 | 0 | - | 0 | 0 | -
6431 | 0 | 0 | 0 | 0 | 0 | 0 | 0 | 0 | 0 | 0 | 6431 | 0 | 0 | 0 | 0 | 0 | 0 | 0 | 0 | 0 | 0 | 6431 | - | 0 | 0 | - | 0 | 0 | - | 0 | 0 | - | 6431 | - | 0 | 0 | - | 0 | 0 | - | 0 | 0 | -
6432 | 0 | 0 | 0 | 0 | 0 | 0 | 0 | 0 | 0 | 0 | 6432 | 0 | 0 | 0 | 0 | 0 | 0 | 0 | 0 | 0 | 0 | 6432 | - | 0 | 0 | - | 0 | 0 | - | 0 | 0 | - | 6432 | - | 0 | 0 | - | 0 | 0 | - | 0 | 0 | -
6433 | 0 | 0 | 0 | 0 | 0 | 0 | 0 | 0 | 0 | 0 | 6433 | 0 | 0 | 0 | 0 | 0 | 0 | 0 | 0 | 0 | 0 | 6433 | - | 0 | 0 | - | 0 | 0 | - | 0 | 0 | - | 6433 | - | 0 | 0 | - | 0 | 0 | - | 0 | 0 | -
6434 | 0 | 0 | 0 | 0 | 0 | 0 | 0 | 0 | 0 | 0 | 6434 | 0 | 0 | 0 | 0 | 0 | 0 | 0 | 0 | 0 | 0 | 6434 | - | 0 | 0 | - | 0 | 0 | - | 0 | 0 | - | 6434 | - | 0 | 0 | - | 0 | 0 | - | 0 | 0 | -
6435 | 0 | 0 | 0 | 0 | 0 | 0 | 0 | 0 | 0 | 0 | 6435 | 0 | 0 | 0 | 0 | 0 | 0 | 0 | 0 | 0 | 0 | 6435 | - | 0 | 0 | - | 0 | 0 | - | 0 | 0 | - | 6435 | - | 0 | 0 | - | 0 | 0 | - | 140.6456 | 140.6456 | -
6436 | 0 | 0 | 0 | 0 | 0 | 0 | 0 | 0 | 0 | 0 | 6436 | 0 | 0 | 0 | 0 | 0 | 0 | 0 | 0 | 0 | 0 | 6436 | - | 0 | 0 | - | 0 | 0 | - | 0 | 0 | - | 6436 | - | 0 | 0 | - | 0 | 0 | - | 500 | 500 | -
6437 | 0 | 0 | 0 | 0 | 0 | 0 | 0 | 0 | 0 | 0 | 6437 | 0 | 0 | 0 | 0 | 0 | 0 | 574.3975 | 382.9317 | 51.097 | 0 | 6437 | - | 0 | 0 | - | 0 | 0 | - | 0 | 0 | - | 6437 | - | 0 | 0 | - | 500 | 500 | - | 500 | 500 | -
6438 | 0 | 0 | 0 | 0 | 0 | 0 | 0 | 0 | 0 | 0 | 6438 | 218.7764 | 0 | 0 | 0 | 0 | 0 | 1500 | 1000 | 233.1 | 0 | 6438 | - | 0 | 0 | - | 0 | 0 | - | 0 | 0 | - | 6438 | - | 225.101 | 218.7764 | - | 500 | 500 | - | 500 | 500 | -
6439 | 0 | 0 | 0 | 0 | 0 | 0 | 0 | 0 | 0 | 0 | 6439 | 0 | 0 | 0 | 0 | 0 | 0 | 0 | 0 | 38.1644 | 0 | 6439 | - | 0 | 0 | - | 0 | 0 | - | 0 | 0 | - | 6439 | - | 0 | 0 | - | 0 | 0 | - | 500 | 500 | -
6440 | 0 | 0 | 0 | 0 | 0 | 0 | 0 | 0 | 0 | 0 | 6440 | 0 | 0 | 0 | 0 | 0 | 0 | 0 | 0 | 0 | 0 | 6440 | - | 0 | 0 | - | 0 | 0 | - | 0 | 0 | - | 6440 | - | 0 | 0 | - | 0 | 0 | - | 0 | 0 | -
6441 | 0 | 0 | 0 | 0 | 0 | 0 | 0 | 0 | 0 | 0 | 6441 | 0 | 0 | 0 | 0 | 0 | 0 | 0 | 0 | 0 | 0 | 6441 | - | 0 | 0 | - | 0 | 0 | - | 0 | 0 | - | 6441 | - | 0 | 0 | - | 0 | 0 | - | 0 | 0 | -
6442 | 366.6299 | 0 | 0 | 0 | 0 | 0 | 160.9163 | 134.9457 | 146.1487 | 366.6299 | 6442 | 0 | 0 | 0 | 0 | 0 | 0 | 0 | 0 | 0 | 366.6299 | 6442 | - | 500 | 500 | - | 0 | 0 | - | 500 | 500 | - | 6442 | - | 0 | 0 | - | 0 | 0 | - | 0 | 0 | -
6443 | 1272.0269 | 676.1149 | 233.1 | 0 | 0 | 0 | 1500 | 1000 | 233.1 | 1272.0269 | 6443 | 0 | 0 | 0 | 0 | 0 | 0 | 0 | 0 | 0 | 1272.0269 | 6443 | - | 500 | 500 | - | 500 | 353.9348 | - | 500 | 500 | - | 6443 | - | 0 | 0 | - | 0 | 0 | - | 0 | 0 | -
6444 | 780.5878 | 309.2752 | 146.1487 | 0 | 0 | 0 | 779.5514 | 492.0327 | 0 | 780.5878 | 6444 | 0 | 0 | 0 | 0 | 0 | 0 | 0 | 0 | 0 | 780.5878 | 6444 | - | 500 | 500 | - | 23.9404 | 0 | - | 500 | 500 | - | 6444 | - | 0 | 0 | - | 0 | 0 | - | 0 | 0 | -
6445 | 0 | 0 | 0 | 0 | 0 | 0 | 0 | 0 | 0 | 0 | 6445 | 0 | 0 | 0 | 0 | 0 | 0 | 0 | 0 | 0 | 0 | 6445 | - | 500 | 500 | - | 0 | 0 | - | 0 | 0 | - | 6445 | - | 0 | 0 | - | 0 | 0 | - | 0 | 0 | -
6446 | 0 | 0 | 0 | 0 | 0 | 0 | 0 | 0 | 0 | 0 | 6446 | 0 | 0 | 0 | 0 | 0 | 0 | 0 | 0 | 0 | 0 | 6446 | - | 0 | 0 | - | 0 | 0 | - | 0 | 0 | - | 6446 | - | 0 | 0 | - | 0 | 0 | - | 0 | 0 | -
6447 | 0 | 0 | 0 | 0 | 0 | 0 | 0 | 0 | 0 | 0 | 6447 | 0 | 0 | 0 | 0 | 0 | 0 | 0 | 0 | 0 | 0 | 6447 | - | 0 | 0 | - | 0 | 0 | - | 0 | 0 | - | 6447 | - | 0 | 0 | - | 500 | 500 | - | 0 | 0 | -
6448 | 0 | 0 | 0 | 0 | 0 | 0 | 0 | 0 | 0 | 0 | 6448 | 0 | 139.3515 | 0 | 0 | 0 | 0 | 0 | 0 | 0 | 0 | 6448 | - | 0 | 0 | - | 0 | 0 | - | 0 | 0 | - | 6448 | - | 500 | 500 | - | 500 | 500 | - | 500 | 500 | -
6449 | 0 | 0 | 0 | 0 | 0 | 0 | 0 | 0 | 0 | 0 | 6449 | 561.1308 | 293.1291 | 0 | 772.5507 | 539.9698 | 180.3553 | 290.4643 | 507.9098 | 0 | 0 | 6449 | - | 0 | 0 | - | 0 | 0 | - | 0 | 0 | - | 6449 | - | 500 | 500 | - | 500 | 500 | - | 500 | 500 | -
6450 | 0 | 0 | 0 | 0 | 0 | 0 | 0 | 0 | 0 | 0 | 6450 | 790.5078 | 290.5078 | 233.1 | 1301.8468 | 842.9619 | 142.0061 | 1233.8204 | 778.8113 | 233.1 | 0 | 6450 | - | 0 | 0 | - | 0 | 0 | - | 0 | 0 | - | 6450 | - | 500 | 500 | - | 500 | 500 | - | 500 | 500 | -
6451 | 0 | 0 | 0 | 0 | 0 | 0 | 0 | 0 | 0 | 0 | 6451 | 722.7589 | 237.7937 | 89.2614 | 0 | 0 | 0 | 550.1128 | 96.2105 | 89.2614 | 0 | 6451 | - | 0 | 0 | - | 0 | 0 | - | 0 | 0 | - | 6451 | - | 500 | 500 | - | 500 | 500 | - | 500 | 500 | -
6452 | 0 | 0 | 0 | 0 | 0 | 0 | 0 | 0 | 0 | 0 | 6452 | 0 | 171.0997 | 0 | 0 | 0 | 0 | 0 | 0 | 0 | 0 | 6452 | - | 0 | 0 | - | 0 | 0 | - | 0 | 0 | - | 6452 | - | 500 | 500 | - | 500 | 500 | - | 500 | 500 | -
6453 | 0 | 0 | 0 | 0 | 0 | 0 | 0 | 0 | 0 | 0 | 6453 | 0 | 13.6569 | 0 | 0 | 0 | 0 | 0 | 0 | 0 | 0 | 6453 | - | 0 | 0 | - | 0 | 0 | - | 0 | 0 | - | 6453 | - | 500 | 500 | - | 500 | 500 | - | 500 | 500 | -
6454 | 0 | 0 | 0 | 0 | 0 | 0 | 0 | 0 | 0 | 0 | 6454 | 0 | 0 | 0 | 0 | 0 | 0 | 0 | 0 | 0 | 0 | 6454 | - | 0 | 0 | - | 0 | 0 | - | 0 | 0 | - | 6454 | - | 500 | 500 | - | 95.9413 | 95.9413 | - | 0 | 0 | -
6455 | 0 | 0 | 0 | 0 | 0 | 0 | 0 | 0 | 0 | 0 | 6455 | 0 | 0 | 0 | 0 | 0 | 0 | 0 | 0 | 0 | 0 | 6455 | - | 0 | 0 | - | 0 | 0 | - | 0 | 0 | - | 6455 | - | 400 | 400 | - | 0 | 0 | - | 0 | 0 | -
6456 | 0 | 0 | 0 | 0 | 0 | 0 | 0 | 0 | 0 | 0 | 6456 | 0 | 0 | 0 | 0 | 0 | 0 | 0 | 0 | 0 | 0 | 6456 | - | 0 | 0 | - | 0 | 0 | - | 0 | 0 | - | 6456 | - | 0 | 0 | - | 0 | 0 | - | 433.702 | 433.702 | -
6457 | 0 | 0 | 0 | 0 | 0 | 0 | 0 | 0 | 0 | 0 | 6457 | 0 | 0 | 0 | 0 | 0 | 0 | 0 | 0 | 0 | 0 | 6457 | - | 0 | 0 | - | 0 | 0 | - | 0 | 0 | - | 6457 | - | 0 | 0 | - | 0 | 0 | - | 500 | 500 | -
6458 | 0 | 0 | 0 | 0 | 0 | 0 | 0 | 0 | 0 | 0 | 6458 | 0 | 0 | 0 | 0 | 0 | 0 | 0 | 0 | 0 | 0 | 6458 | - | 0 | 0 | - | 0 | 0 | - | 0 | 0 | - | 6458 | - | 0 | 0 | - | 126.5196 | 126.5196 | - | 0 | 0 | -
6459 | 0 | 0 | 0 | 0 | 0 | 0 | 0 | 0 | 0 | 0 | 6459 | 0 | 0 | 0 | 0 | 0 | 0 | 0 | 0 | 0 | 0 | 6459 | - | 0 | 0 | - | 0 | 0 | - | 0 | 0 | - | 6459 | - | 500 | 500 | - | 12.5359 | 12.5359 | - | 0 | 0 | -
6460 | 0 | 0 | 0 | 0 | 0 | 0 | 0 | 0 | 0 | 0 | 6460 | 0 | 0 | 0 | 0 | 0 | 0 | 0 | 0 | 0 | 0 | 6460 | - | 0 | 0 | - | 0 | 0 | - | 0 | 0 | - | 6460 | - | 500 | 500 | - | 414.3949 | 414.3949 | - | 500 | 500 | -
6461 | 0 | 0 | 0 | 0 | 0 | 0 | 0 | 0 | 0 | 0 | 6461 | 0 | 237.3929 | 0 | 0 | 0 | 0 | 0 | 0 | 0 | 0 | 6461 | - | 0 | 0 | - | 0 | 0 | - | 0 | 0 | - | 6461 | - | 500 | 500 | - | 0 | 0 | - | 40.6524 | 40.6524 | -
6462 | 0 | 0 | 0 | 0 | 0 | 0 | 541.6833 | 41.6833 | 41.1353 | 0 | 6462 | 0 | 0 | 0 | 0 | 0 | 0 | 0 | 0 | 0 | 0 | 6462 | - | 0 | 0 | - | 0 | 0 | - | 500 | 500 | - | 6462 | - | 0 | 0 | - | 0 | 0 | - | 0 | 0 | -
6463 | 0 | 0 | 0 | 0 | 0 | 0 | 1083.0238 | 583.0238 | 233.1 | 0 | 6463 | 0 | 0 | 0 | 0 | 0 | 0 | 0 | 0 | 0 | 0 | 6463 | - | 500 | 500 | - | 460.9466 | 460.9466 | - | 500 | 500 | - | 6463 | - | 0 | 0 | - | 0 | 0 | - | 0 | 0 | -
6464 | 0 | 0 | 0 | 0 | 0 | 0 | 0 | 0 | 0 | 0 | 6464 | 0 | 0 | 0 | 0 | 0 | 0 | 0 | 0 | 0 | 0 | 6464 | - | 500 | 500 | - | 0 | 0 | - | 500 | 500 | - | 6464 | - | 0 | 0 | - | 0 | 0 | - | 0 | 0 | -
6465 | 0 | 0 | 0 | 0 | 0 | 0 | 0 | 0 | 0 | 0 | 6465 | 0 | 0 | 0 | 0 | 0 | 0 | 0 | 0 | 0 | 0 | 6465 | - | 500 | 500 | - | 0 | 0 | - | 500 | 500 | - | 6465 | - | 0 | 0 | - | 0 | 0 | - | 0 | 0 | -
6466 | 1246.9912 | 928.0741 | 233.1 | 0 | 0 | 0 | 0 | 0 | 0 | 1246.9912 | 6466 | 0 | 0 | 0 | 0 | 0 | 0 | 0 | 0 | 0 | 1246.9912 | 6466 | - | 500 | 500 | - | 224.6656 | 287.3443 | - | 500 | 500 | - | 6466 | - | 0 | 0 | - | 0 | 0 | - | 0 | 0 | -
6467 | 1067.9141 | 567.9141 | 146.1487 | 0 | 0 | 0 | 0 | 0 | 0 | 1067.9141 | 6467 | 0 | 0 | 0 | 0 | 0 | 0 | 0 | 0 | 0 | 1067.9141 | 6467 | - | 500 | 500 | - | 147.7212 | 85.0424 | - | 500 | 500 | - | 6467 | - | 0 | 0 | - | 0 | 0 | - | 0 | 0 | -
6468 | 125.5624 | 130.9902 | 0 | 0 | 0 | 0 | 0 | 0 | 0 | 125.5624 | 6468 | 0 | 0 | 0 | 0 | 0 | 0 | 0 | 0 | 0 | 125.5624 | 6468 | - | 500 | 500 | - | 0 | 0 | - | 500 | 500 | - | 6468 | - | 0 | 0 | - | 0 | 0 | - | 0 | 0 | -
6469 | 0 | 0 | 0 | 0 | 0 | 0 | 0 | 0 | 0 | 0 | 6469 | 0 | 0 | 0 | 0 | 0 | 0 | 0 | 0 | 0 | 0 | 6469 | - | 500 | 500 | - | 0 | 0 | - | 0 | 0 | - | 6469 | - | 0 | 0 | - | 0 | 0 | - | 0 | 0 | -
6470 | 0 | 0 | 0 | 0 | 0 | 0 | 0 | 0 | 0 | 0 | 6470 | 0 | 0 | 0 | 0 | 0 | 0 | 0 | 0 | 0 | 0 | 6470 | - | 292.1739 | 500 | - | 0 | 0 | - | 0 | 0 | - | 6470 | - | 0 | 0 | - | 0 | 0 | - | 0 | 0 | -
6471 | 0 | 0 | 0 | 0 | 0 | 0 | 0 | 0 | 0 | 0 | 6471 | 0 | 576.2957 | 0 | 0 | 0 | 0 | 0 | 0 | 0 | 0 | 6471 | - | 0 | 0 | - | 0 | 0 | - | 0 | 0 | - | 6471 | - | 116.0223 | 446.2481 | - | 0 | 0 | - | 0 | 0 | -
6472 | 0 | 0 | 0 | 0 | 0 | 0 | 0 | 0 | 0 | 0 | 6472 | 306.655 | 366.1267 | 30.7331 | 0 | 0 | 0 | 1381.001 | 531.001 | 233.1 | 0 | 6472 | - | 0 | 0 | - | 0 | 0 | - | 0 | 0 | - | 6472 | - | 500 | 500 | - | 0 | 0 | - | 500 | 500 | -
6473 | 0 | 0 | 0 | 0 | 0 | 0 | 0 | 0 | 0 | 0 | 6473 | 804.647 | 304.647 | 233.1 | 0 | 0 | 0 | 0 | 0 | 0 | 0 | 6473 | - | 0 | 0 | - | 0 | 0 | - | 0 | 0 | - | 6473 | - | 500 | 500 | - | 0 | 0 | - | 500 | 500 | -
6474 | 0 | 0 | 0 | 0 | 0 | 0 | 0 | 0 | 0 | 0 | 6474 | 484.3909 | 135.8623 | 58.5283 | 0 | 0 | 0 | 0 | 0 | 0 | 0 | 6474 | - | 0 | 0 | - | 0 | 0 | - | 0 | 0 | - | 6474 | - | 500 | 500 | - | 0 | 0 | - | 0 | 0 | -
6475 | 0 | 0 | 0 | 0 | 0 | 0 | 0 | 0 | 0 | 0 | 6475 | 192.0246 | 0 | 0 | 0 | 0 | 0 | 0 | 0 | 0 | 0 | 6475 | - | 0 | 0 | - | 0 | 0 | - | 0 | 0 | - | 6475 | - | 476.8736 | 476.8736 | - | 0 | 0 | - | 0 | 0 | -
6476 | 0 | 0 | 0 | 0 | 0 | 0 | 0 | 0 | 0 | 0 | 6476 | 286.68 | 0 | 0 | 0 | 0 | 0 | 0 | 0 | 0 | 0 | 6476 | - | 0 | 0 | - | 0 | 0 | - | 0 | 0 | - | 6476 | - | 308.3469 | 308.3469 | - | 0 | 0 | - | 0 | 0 | -
6477 | 0 | 0 | 0 | 0 | 0 | 0 | 0 | 0 | 0 | 0 | 6477 | 0 | 0 | 0 | 0 | 0 | 0 | 0 | 0 | 0 | 0 | 6477 | - | 0 | 0 | - | 0 | 0 | - | 0 | 0 | - | 6477 | - | 173.0021 | 173.0021 | - | 0 | 0 | - | 0 | 0 | -
6478 | 0 | 0 | 0 | 0 | 0 | 0 | 0 | 0 | 0 | 0 | 6478 | 0 | 0 | 0 | 0 | 0 | 0 | 0 | 0 | 0 | 0 | 6478 | - | 0 | 93.655 | - | 0 | 0 | - | 0 | 0 | - | 6478 | - | 0 | 0 | - | 0 | 0 | - | 0 | 0 | -
6479 | 0 | 0 | 0 | 0 | 0 | 0 | 0 | 0 | 0 | 0 | 6479 | 0 | 0 | 0 | 0 | 0 | 0 | 0 | 0 | 0 | 0 | 6479 | - | 0 | 396.8974 | - | 0 | 0 | - | 0 | 0 | - | 6479 | - | 0 | 0 | - | 0 | 0 | - | 0 | 0 | -
6480 | 75.6208 | 0 | 0 | 0 | 0 | 0 | 0 | 0 | 0 | 75.6208 | 6480 | 0 | 0 | 0 | 0 | 0 | 0 | 0 | 0 | 0 | 75.6208 | 6480 | - | 428.1733 | 428.1733 | - | 0 | 0 | - | 0 | 0 | - | 6480 | - | 0 | 0 | - | 0 | 0 | - | 0 | 0 | -
6481 | 0 | 0 | 0 | 0 | 0 | 0 | 0 | 0 | 0 | 0 | 6481 | 0 | 0 | 0 | 0 | 0 | 0 | 0 | 0 | 0 | 0 | 6481 | - | 357.5549 | 357.5549 | - | 0 | 0 | - | 0 | 0 | - | 6481 | - | 0 | 0 | - | 0 | 0 | - | 0 | 0 | -
6482 | 0 | 0 | 0 | 0 | 0 | 0 | 0 | 0 | 0 | 0 | 6482 | 0 | 0 | 0 | 0 | 0 | 0 | 0 | 0 | 0 | 0 | 6482 | - | 0 | 170.3102 | - | 0 | 0 | - | 0 | 0 | - | 6482 | - | 0 | 0 | - | 0 | 0 | - | 0 | 0 | -
6483 | 0 | 0 | 0 | 0 | 0 | 0 | 0 | 0 | 0 | 0 | 6483 | 0 | 0 | 0 | 0 | 0 | 0 | 0 | 0 | 0 | 0 | 6483 | - | 0 | 1.573 | - | 0 | 0 | - | 0 | 0 | - | 6483 | - | 0 | 0 | - | 0 | 0 | - | 0 | 0 | -
6484 | 0 | 0 | 0 | 0 | 0 | 0 | 0 | 0 | 0 | 0 | 6484 | 64.2777 | 0 | 0 | 0 | 0 | 0 | 0 | 0 | 0 | 0 | 6484 | - | 0 | 0 | - | 0 | 0 | - | 0 | 0 | - | 6484 | - | 64.2777 | 64.2777 | - | 0 | 0 | - | 0 | 0 | -
6485 | 0 | 0 | 0 | 0 | 0 | 0 | 0 | 0 | 0 | 0 | 6485 | 0 | 0 | 0 | 0 | 0 | 0 | 0 | 0 | 0 | 0 | 6485 | - | 0 | 252.2899 | - | 0 | 0 | - | 0 | 0 | - | 6485 | - | 0 | 0 | - | 0 | 0 | - | 0 | 0 | -
6486 | 0 | 0 | 0 | 0 | 0 | 0 | 0 | 0 | 0 | 0 | 6486 | 0 | 0 | 0 | 0 | 0 | 0 | 0 | 0 | 0 | 0 | 6486 | - | 500 | 500 | - | 0 | 0 | - | 0 | 0 | - | 6486 | - | 0 | 0 | - | 0 | 0 | - | 0 | 0 | -
6487 | 0 | 0 | 0 | 0 | 0 | 0 | 0 | 0 | 0 | 0 | 6487 | 0 | 0 | 0 | 0 | 0 | 0 | 0 | 0 | 0 | 0 | 6487 | - | 500 | 500 | - | 0 | 0 | - | 0 | 0 | - | 6487 | - | 0 | 0 | - | 0 | 0 | - | 0 | 0 | -
6488 | 0 | 0 | 0 | 0 | 0 | 0 | 0 | 0 | 0 | 0 | 6488 | 0 | 0 | 0 | 0 | 0 | 0 | 0 | 0 | 0 | 0 | 6488 | - | 487.6494 | 500 | - | 0 | 0 | - | 0 | 0 | - | 6488 | - | 0 | 0 | - | 0 | 0 | - | 0 | 0 | -
6489 | 0 | 0 | 0 | 0 | 0 | 0 | 0 | 0 | 0 | 0 | 6489 | 0 | 0 | 0 | 0 | 0 | 0 | 0 | 0 | 0 | 0 | 6489 | - | 500 | 500 | - | 0 | 0 | - | 500 | 500 | - | 6489 | - | 0 | 0 | - | 0 | 0 | - | 0 | 0 | -
6490 | 1049.1521 | 549.1521 | 233.1 | 983.5552 | 626.9784 | 146.1487 | 940.4677 | 626.9784 | 0 | 1049.1521 | 6490 | 0 | 0 | 0 | 0 | 0 | 0 | 0 | 0 | 0 | 1049.1521 | 6490 | - | 500 | 500 | - | 500 | 500 | - | 500 | 500 | - | 6490 | - | 0 | 0 | - | 0 | 0 | - | 0 | 0 | -
6491 | 1273.9516 | 773.9516 | 146.1487 | 1456.9125 | 1000 | 233.1 | 0 | 1000 | 146.1487 | 1273.9516 | 6491 | 0 | 0 | 0 | 0 | 0 | 0 | 0 | 0 | 0 | 1273.9516 | 6491 | - | 500 | 500 | - | 500 | 500 | - | 500 | 500 | - | 6491 | - | 0 | 0 | - | 0 | 0 | - | 0 | 0 | -
6492 | 117.364 | 303.8748 | 0 | 0 | 0 | 0 | 1500 | 0 | 233.1 | 117.364 | 6492 | 0 | 0 | 0 | 0 | 0 | 0 | 0 | 0 | 0 | 117.364 | 6492 | - | 500 | 500 | - | 500 | 500 | - | 500 | 500 | - | 6492 | - | 0 | 0 | - | 0 | 0 | - | 0 | 0 | -
6493 | 0 | 0 | 0 | 0 | 0 | 0 | 0 | 0 | 0 | 0 | 6493 | 0 | 0 | 0 | 0 | 0 | 0 | 0 | 0 | 0 | 0 | 6493 | - | 500 | 500 | - | 0 | 0 | - | 500 | 500 | - | 6493 | - | 0 | 0 | - | 0 | 0 | - | 0 | 0 | -
6494 | 0 | 0 | 0 | 0 | 0 | 0 | 0 | 0 | 0 | 0 | 6494 | 0 | 0 | 0 | 0 | 0 | 0 | 0 | 0 | 0 | 0 | 6494 | - | 0 | 457.9534 | - | 0 | 0 | - | 0 | 0 | - | 6494 | - | 0 | 0 | - | 0 | 0 | - | 0 | 0 | -
6495 | 0 | 0 | 0 | 0 | 0 | 0 | 0 | 0 | 0 | 0 | 6495 | 0 | 408.1176 | 0 | 0 | 0 | 0 | 157.0352 | 0 | 0 | 0 | 6495 | - | 0 | 0 | - | 0 | 0 | - | 0 | 0 | - | 6495 | - | 35.4617 | 443.5793 | - | 0 | 0 | - | 500 | 500 | -
6496 | 0 | 0 | 0 | 0 | 0 | 0 | 0 | 0 | 0 | 0 | 6496 | 661.3509 | 161.3509 | 161.3509 | 700.3398 | 517.7897 | 161.1807 | 1398.98 | 1000 | 233.1 | 0 | 6496 | - | 0 | 0 | - | 0 | 0 | - | 0 | 0 | - | 6496 | - | 500 | 500 | - | 0 | 0 | - | 500 | 500 | -
6497 | 0 | 0 | 0 | 0 | 0 | 0 | 0 | 0 | 0 | 0 | 6497 | 698.4385 | 198.4385 | 161.0105 | 336.8589 | 173.6761 | 0 | 225.6698 | 382.9317 | 0 | 0 | 6497 | - | 0 | 0 | - | 0 | 0 | - | 0 | 0 | - | 6497 | - | 500 | 500 | - | 0 | 0 | - | 500 | 500 | -
6498 | 0 | 0 | 0 | 0 | 0 | 0 | 0 | 0 | 0 | 0 | 6498 | 408.9357 | 547.3552 | 0 | 0 | 0 | 0 | 0 | 0 | 0 | 0 | 6498 | - | 0 | 0 | - | 0 | 0 | - | 0 | 0 | - | 6498 | - | 0 | 500 | - | 0 | 0 | - | 0 | 0 | -
6499 | 0 | 0 | 0 | 0 | 0 | 0 | 0 | 0 | 0 | 0 | 6499 | 119.4605 | 0 | 0 | 0 | 0 | 0 | 0 | 0 | 0 | 0 | 6499 | - | 0 | 0 | - | 0 | 0 | - | 0 | 0 | - | 6499 | - | 394.4411 | 394.4411 | - | 0 | 0 | - | 0 | 0 | -
6500 | 0 | 0 | 0 | 0 | 0 | 0 | 0 | 0 | 0 | 0 | 6500 | 15.7035 | 0 | 0 | 0 | 0 | 0 | 0 | 0 | 0 | 0 | 6500 | - | 0 | 0 | - | 0 | 0 | - | 0 | 0 | - | 6500 | - | 332.1889 | 332.1889 | - | 0 | 0 | - | 0 | 0 | -
6501 | 0 | 0 | 0 | 0 | 0 | 0 | 0 | 0 | 0 | 0 | 6501 | 164.035 | 0 | 0 | 0 | 0 | 0 | 0 | 0 | 0 | 0 | 6501 | - | 0 | 0 | - | 0 | 0 | - | 0 | 0 | - | 6501 | - | 263.7961 | 263.7961 | - | 0 | 0 | - | 0 | 0 | -
6502 | 0 | 0 | 0 | 0 | 0 | 0 | 0 | 0 | 0 | 0 | 6502 | 0 | 0 | 0 | 0 | 0 | 0 | 0 | 0 | 0 | 0 | 6502 | - | 0 | 0 | - | 0 | 0 | - | 0 | 0 | - | 6502 | - | 221.0102 | 221.0102 | - | 0 | 0 | - | 0 | 0 | -
6503 | 0 | 0 | 0 | 0 | 0 | 0 | 0 | 0 | 0 | 0 | 6503 | 0 | 0 | 0 | 0 | 0 | 0 | 0 | 0 | 0 | 0 | 6503 | - | 0 | 0 | - | 0 | 0 | - | 0 | 0 | - | 6503 | - | 173.3262 | 173.3262 | - | 0 | 0 | - | 0 | 0 | -
6504 | 0 | 0 | 0 | 0 | 0 | 0 | 0 | 0 | 0 | 0 | 6504 | 2.5935 | 0 | 0 | 0 | 0 | 0 | 0 | 0 | 0 | 0 | 6504 | - | 0 | 0 | - | 0 | 0 | - | 0 | 0 | - | 6504 | - | 226.9526 | 226.9526 | - | 0 | 0 | - | 0 | 0 | -
6505 | 0 | 0 | 0 | 0 | 0 | 0 | 0 | 0 | 0 | 0 | 6505 | 0 | 0 | 0 | 0 | 0 | 0 | 0 | 0 | 0 | 0 | 6505 | - | 0 | 0 | - | 0 | 0 | - | 0 | 0 | - | 6505 | - | 338.7134 | 338.7134 | - | 0 | 0 | - | 0 | 0 | -
6506 | 0 | 0 | 0 | 0 | 0 | 0 | 0 | 0 | 0 | 0 | 6506 | 0 | 0 | 0 | 0 | 0 | 0 | 0 | 0 | 0 | 0 | 6506 | - | 0 | 0 | - | 0 | 0 | - | 0 | 0 | - | 6506 | - | 387.9641 | 387.9641 | - | 0 | 0 | - | 0 | 0 | -
6507 | 0 | 0 | 0 | 0 | 0 | 0 | 0 | 0 | 0 | 0 | 6507 | 0 | 0 | 0 | 0 | 0 | 0 | 0 | 0 | 0 | 0 | 6507 | - | 0 | 0 | - | 0 | 0 | - | 173.6928 | 49.244 | - | 6507 | - | 425.7199 | 425.7199 | - | 0 | 0 | - | 0 | 0 | -
6508 | 0 | 0 | 0 | 0 | 0 | 0 | 0 | 0 | 0 | 0 | 6508 | 0 | 15.7998 | 0 | 0 | 0 | 0 | 0 | 0 | 0 | 0 | 6508 | - | 0 | 0 | - | 0 | 0 | - | 0 | 0 | - | 6508 | - | 500 | 500 | - | 0 | 0 | - | 0 | 0 | -
6509 | 0 | 0 | 0 | 0 | 0 | 0 | 0 | 0 | 0 | 0 | 6509 | 3.8799 | 51.8697 | 0 | 0 | 0 | 0 | 0 | 0 | 0 | 0 | 6509 | - | 0 | 0 | - | 0 | 0 | - | 220.6836 | 345.1324 | - | 6509 | - | 0 | 51.8697 | - | 0 | 0 | - | 0 | 0 | -
6510 | 0 | 0 | 0 | 0 | 0 | 0 | 0 | 0 | 0 | 0 | 6510 | 0 | 0 | 0 | 0 | 0 | 0 | 0 | 0 | 0 | 0 | 6510 | - | 0 | 27.1041 | - | 0 | 0 | - | 0 | 0 | - | 6510 | - | 0 | 0 | - | 0 | 0 | - | 0 | 0 | -
6511 | 0 | 0 | 0 | 0 | 0 | 0 | 0 | 0 | 0 | 0 | 6511 | 0 | 0 | 0 | 0 | 0 | 0 | 0 | 0 | 0 | 0 | 6511 | - | 0 | 87.603 | - | 0 | 0 | - | 0 | 0 | - | 6511 | - | 0 | 0 | - | 0 | 0 | - | 0 | 0 | -
6512 | 0 | 0 | 0 | 0 | 0 | 0 | 0 | 0 | 0 | 0 | 6512 | 0 | 0 | 0 | 0 | 0 | 0 | 0 | 0 | 0 | 0 | 6512 | - | 0 | 0 | - | 0 | 0 | - | 0 | 0 | - | 6512 | - | 0 | 0 | - | 0 | 0 | - | 0 | 0 | -
6513 | 0 | 0 | 0 | 0 | 0 | 0 | 0 | 0 | 0 | 0 | 6513 | 0 | 0 | 0 | 0 | 0 | 0 | 0 | 0 | 0 | 0 | 6513 | - | 0 | 500 | - | 0 | 0 | - | 0 | 0 | - | 6513 | - | 0 | 0 | - | 0 | 0 | - | 0 | 0 | -
6514 | 0 | 0 | 0 | 0 | 0 | 0 | 0 | 0 | 0 | 0 | 6514 | 0 | 0 | 0 | 0 | 0 | 0 | 0 | 0 | 0 | 0 | 6514 | - | 500 | 500 | - | 0 | 0 | - | 0 | 0 | - | 6514 | - | 0 | 0 | - | 0 | 0 | - | 0 | 0 | -
6515 | 0 | 0 | 0 | 0 | 0 | 0 | 0 | 0 | 0 | 0 | 6515 | 0 | 0 | 0 | 0 | 0 | 0 | 0 | 0 | 0 | 0 | 6515 | - | 500 | 500 | - | 0 | 0 | - | 0 | 0 | - | 6515 | - | 0 | 0 | - | 0 | 0 | - | 0 | 0 | -
6516 | 0 | 0 | 0 | 0 | 0 | 0 | 0 | 0 | 0 | 0 | 6516 | 0 | 0 | 0 | 0 | 0 | 0 | 0 | 0 | 0 | 0 | 6516 | - | 0 | 0 | - | 0 | 0 | - | 0 | 0 | - | 6516 | - | 0 | 0 | - | 0 | 0 | - | 0 | 0 | -
6517 | 0 | 0 | 0 | 0 | 0 | 0 | 0 | 0 | 0 | 0 | 6517 | 0 | 0 | 0 | 0 | 0 | 0 | 0 | 0 | 0 | 0 | 6517 | - | 0 | 0 | - | 0 | 0 | - | 0 | 0 | - | 6517 | - | 0 | 0 | - | 0 | 0 | - | 0 | 0 | -
6518 | 0 | 0 | 0 | 0 | 0 | 0 | 0 | 0 | 0 | 0 | 6518 | 0 | 0 | 0 | 0 | 0 | 0 | 0 | 0 | 0 | 0 | 6518 | - | 0 | 0 | - | 0 | 0 | - | 0 | 0 | - | 6518 | - | 0 | 0 | - | 0 | 0 | - | 120.6274 | 120.6274 | -
6519 | 0 | 0 | 0 | 0 | 0 | 0 | 0 | 0 | 0 | 0 | 6519 | 0 | 0 | 0 | 0 | 0 | 0 | 0 | 0 | 0 | 0 | 6519 | - | 0 | 0 | - | 0 | 0 | - | 0 | 0 | - | 6519 | - | 0 | 0 | - | 0 | 0 | - | 500 | 500 | -
6520 | 0 | 0 | 0 | 0 | 0 | 0 | 0 | 0 | 0 | 0 | 6520 | 0 | 0 | 0 | 0 | 0 | 0 | 292.7124 | 0 | 89.2614 | 0 | 6520 | - | 0 | 0 | - | 0 | 0 | - | 0 | 0 | - | 6520 | - | 0 | 0 | - | 0 | 0 | - | 500 | 500 | -
6521 | 0 | 0 | 0 | 0 | 0 | 0 | 0 | 0 | 0 | 0 | 6521 | 0 | 0 | 0 | 0 | 0 | 0 | 0 | 0 | 0 | 0 | 6521 | - | 0 | 0 | - | 0 | 0 | - | 0 | 0 | - | 6521 | - | 0 | 0 | - | 0 | 0 | - | 500 | 500 | -
6522 | 0 | 0 | 0 | 0 | 0 | 0 | 0 | 0 | 0 | 0 | 6522 | 0 | 0 | 0 | 0 | 0 | 0 | 0 | 0 | 0 | 0 | 6522 | - | 0 | 0 | - | 0 | 0 | - | 0 | 0 | - | 6522 | - | 0 | 0 | - | 0 | 0 | - | 500 | 500 | -
6523 | 0 | 0 | 0 | 0 | 0 | 0 | 0 | 0 | 0 | 0 | 6523 | 0 | 0 | 0 | 0 | 0 | 0 | 0 | 0 | 0 | 0 | 6523 | - | 0 | 0 | - | 0 | 0 | - | 0 | 0 | - | 6523 | - | 0 | 0 | - | 0 | 0 | - | 413.9648 | 413.9648 | -
6524 | 0 | 0 | 0 | 0 | 0 | 0 | 0 | 0 | 0 | 0 | 6524 | 0 | 0 | 0 | 0 | 0 | 0 | 0 | 0 | 0 | 0 | 6524 | - | 0 | 0 | - | 0 | 0 | - | 0 | 0 | - | 6524 | - | 0 | 0 | - | 0 | 0 | - | 144.8527 | 144.8527 | -
6525 | 0 | 0 | 0 | 0 | 0 | 0 | 0 | 0 | 0 | 0 | 6525 | 0 | 0 | 0 | 0 | 0 | 0 | 0 | 0 | 0 | 0 | 6525 | - | 0 | 0 | - | 0 | 0 | - | 0 | 0 | - | 6525 | - | 0 | 0 | - | 0 | 0 | - | 0 | 0 | -
6526 | 0 | 0 | 0 | 0 | 0 | 0 | 0 | 0 | 0 | 0 | 6526 | 0 | 0 | 0 | 0 | 0 | 0 | 0 | 0 | 0 | 0 | 6526 | - | 443.4817 | 500 | - | 0 | 0 | - | 0 | 0 | - | 6526 | - | 0 | 0 | - | 0 | 0 | - | 0 | 0 | -
6527 | 0 | 0 | 0 | 0 | 0 | 0 | 0 | 0 | 0 | 0 | 6527 | 0 | 0 | 0 | 0 | 0 | 0 | 0 | 0 | 0 | 0 | 6527 | - | 0 | 0 | - | 0 | 0 | - | 0 | 0 | - | 6527 | - | 0 | 0 | - | 0 | 0 | - | 0 | 0 | -
6528 | 0 | 0 | 0 | 0 | 0 | 0 | 87.0677 | 0 | 0 | 0 | 6528 | 0 | 0 | 0 | 0 | 0 | 0 | 0 | 0 | 0 | 0 | 6528 | - | 0 | 0 | - | 0 | 0 | - | 87.0677 | 87.0677 | - | 6528 | - | 0 | 0 | - | 0 | 0 | - | 0 | 0 | -
6529 | 0 | 0 | 0 | 0 | 0 | 0 | 146.7772 | 0 | 0 | 0 | 6529 | 0 | 0 | 0 | 0 | 0 | 0 | 0 | 0 | 0 | 0 | 6529 | - | 0 | 0 | - | 0 | 0 | - | 146.7772 | 146.7772 | - | 6529 | - | 0 | 0 | - | 0 | 0 | - | 0 | 0 | -
6530 | 0 | 0 | 0 | 0 | 0 | 0 | 259.8213 | 0 | 0 | 0 | 6530 | 0 | 0 | 0 | 0 | 0 | 0 | 0 | 0 | 0 | 0 | 6530 | - | 0 | 0 | - | 0 | 0 | - | 259.8213 | 259.8213 | - | 6530 | - | 0 | 0 | - | 0 | 0 | - | 0 | 0 | -
6531 | 0 | 0 | 0 | 0 | 0 | 0 | 0 | 0 | 0 | 0 | 6531 | 0 | 0 | 0 | 0 | 0 | 0 | 0 | 0 | 0 | 0 | 6531 | - | 0 | 0 | - | 0 | 0 | - | 332.0866 | 332.0866 | - | 6531 | - | 0 | 0 | - | 0 | 0 | - | 0 | 0 | -
6532 | 0 | 0 | 0 | 0 | 0 | 0 | 87.5454 | 0 | 0 | 0 | 6532 | 0 | 0 | 0 | 0 | 0 | 0 | 0 | 0 | 0 | 0 | 6532 | - | 0 | 0 | - | 0 | 0 | - | 87.5454 | 87.5454 | - | 6532 | - | 0 | 0 | - | 0 | 0 | - | 0 | 0 | -
6533 | 0 | 0 | 0 | 0 | 0 | 0 | 0 | 0 | 0 | 0 | 6533 | 0 | 0 | 0 | 0 | 0 | 0 | 0 | 0 | 0 | 0 | 6533 | - | 0 | 0 | - | 0 | 0 | - | 0 | 0 | - | 6533 | - | 0 | 0 | - | 0 | 0 | - | 0 | 0 | -
6534 | 0 | 0 | 0 | 0 | 0 | 0 | 0 | 0 | 0 | 0 | 6534 | 0 | 0 | 0 | 0 | 0 | 0 | 0 | 0 | 0 | 0 | 6534 | - | 0 | 0 | - | 0 | 0 | - | 0 | 0 | - | 6534 | - | 0 | 0 | - | 0 | 0 | - | 0 | 0 | -
6535 | 0 | 0 | 0 | 0 | 0 | 0 | 0 | 0 | 0 | 0 | 6535 | 0 | 0 | 0 | 0 | 0 | 0 | 0 | 0 | 0 | 0 | 6535 | - | 0 | 0 | - | 0 | 0 | - | 0 | 0 | - | 6535 | - | 0 | 0 | - | 0 | 0 | - | 0 | 0 | -
6536 | 0 | 0 | 0 | 0 | 0 | 0 | 71.6529 | 0 | 0 | 0 | 6536 | 0 | 0 | 0 | 0 | 0 | 0 | 0 | 0 | 0 | 0 | 6536 | - | 0 | 0 | - | 0 | 0 | - | 71.6529 | 71.6529 | - | 6536 | - | 0 | 0 | - | 0 | 0 | - | 0 | 0 | -
6537 | 0 | 0 | 0 | 0 | 0 | 0 | 352.2152 | 0 | 0 | 0 | 6537 | 0 | 0 | 0 | 0 | 0 | 0 | 0 | 0 | 0 | 0 | 6537 | - | 351.9081 | 260.8841 | - | 0 | 0 | - | 352.2152 | 352.2152 | - | 6537 | - | 0 | 0 | - | 0 | 0 | - | 0 | 0 | -
6538 | 0 | 0 | 0 | 0 | 0 | 0 | 215.1542 | 49.3635 | 49.3635 | 0 | 6538 | 0 | 0 | 0 | 0 | 0 | 0 | 0 | 0 | 0 | 0 | 6538 | - | 500 | 500 | - | 0 | 0 | - | 500 | 500 | - | 6538 | - | 0 | 0 | - | 0 | 0 | - | 0 | 0 | -
6539 | 1002.6525 | 655.5953 | 146.1487 | 0 | 0 | 0 | 0 | 0 | 0 | 1002.6525 | 6539 | 0 | 0 | 0 | 0 | 0 | 0 | 0 | 0 | 0 | 1002.6525 | 6539 | - | 500 | 500 | - | 500 | 500 | - | 500 | 500 | - | 6539 | - | 0 | 0 | - | 0 | 0 | - | 0 | 0 | -
6540 | 1400.4162 | 900.4162 | 233.1 | 0 | 0 | 0 | 0 | 764.1257 | 140.2608 | 1400.4162 | 6540 | 0 | 0 | 0 | 0 | 0 | 0 | 0 | 0 | 0 | 1400.4162 | 6540 | - | 500 | 500 | - | 500 | 500 | - | 500 | 500 | - | 6540 | - | 0 | 0 | - | 0 | 0 | - | 0 | 0 | -
6541 | 0 | 0 | 0 | 0 | 0 | 0 | 0 | 0 | 0 | 0 | 6541 | 0 | 0 | 0 | 0 | 0 | 0 | 0 | 0 | 0 | 0 | 6541 | - | 500 | 500 | - | 0 | 0 | - | 500 | 500 | - | 6541 | - | 0 | 0 | - | 0 | 0 | - | 0 | 0 | -
6542 | 0 | 0 | 0 | 0 | 0 | 0 | 0 | 0 | 0 | 0 | 6542 | 0 | 0 | 0 | 0 | 0 | 0 | 0 | 0 | 0 | 0 | 6542 | - | 0 | 0 | - | 0 | 0 | - | 0 | 0 | - | 6542 | - | 0 | 0 | - | 0 | 0 | - | 0 | 0 | -
6543 | 0 | 0 | 0 | 0 | 0 | 0 | 0 | 0 | 0 | 0 | 6543 | 118.9704 | 0 | 0 | 0 | 0 | 0 | 0 | 0 | 0 | 0 | 6543 | - | 0 | 0 | - | 0 | 0 | - | 0 | 0 | - | 6543 | - | 118.9704 | 118.9704 | - | 0 | 0 | - | 0 | 0 | -
6544 | 0 | 0 | 0 | 0 | 0 | 0 | 0 | 0 | 0 | 0 | 6544 | 130.507 | 1.3558 | 0 | 0 | 0 | 0 | 0 | 0 | 0 | 0 | 6544 | - | 0 | 0 | - | 0 | 0 | - | 0 | 0 | - | 6544 | - | 129.1512 | 130.507 | - | 0 | 0 | - | 0 | 0 | -
6545 | 0 | 0 | 0 | 0 | 0 | 0 | 0 | 0 | 0 | 0 | 6545 | 208.2852 | 208.2852 | 0 | 0 | 0 | 0 | 0 | 0 | 0 | 0 | 6545 | - | 0 | 0 | - | 0 | 0 | - | 0 | 0 | - | 6545 | - | 0 | 208.2852 | - | 0 | 0 | - | 3.1046 | 3.1046 | -
6546 | 0 | 0 | 0 | 0 | 0 | 0 | 0 | 0 | 0 | 0 | 6546 | 92.0164 | 92.0164 | 0 | 0 | 0 | 0 | 0 | 0 | 0 | 0 | 6546 | - | 0 | 0 | - | 0 | 0 | - | 0 | 0 | - | 6546 | - | 0 | 92.0164 | - | 0 | 0 | - | 0 | 0 | -
6547 | 0 | 0 | 0 | 0 | 0 | 0 | 0 | 0 | 0 | 0 | 6547 | 20.4244 | 0 | 0 | 0 | 0 | 0 | 0 | 0 | 0 | 0 | 6547 | - | 0 | 0 | - | 0 | 0 | - | 0 | 0 | - | 6547 | - | 20.4244 | 20.4244 | - | 0 | 0 | - | 0 | 0 | -
6548 | 0 | 0 | 0 | 0 | 0 | 0 | 0 | 0 | 0 | 0 | 6548 | 27.2791 | 27.2791 | 0 | 0 | 0 | 0 | 0 | 0 | 0 | 0 | 6548 | - | 0 | 0 | - | 0 | 0 | - | 0 | 0 | - | 6548 | - | 0 | 27.2791 | - | 0 | 0 | - | 0 | 0 | -
6549 | 0 | 0 | 0 | 0 | 0 | 0 | 0 | 0 | 0 | 0 | 6549 | 25.8384 | 25.8384 | 25.8384 | 0 | 0 | 0 | 0 | 0 | 0 | 0 | 6549 | - | 0 | 0 | - | 0 | 0 | - | 0 | 0 | - | 6549 | - | 0 | 0 | - | 0 | 0 | - | 0 | 0 | -
6550 | 0 | 0 | 0 | 0 | 0 | 0 | 0 | 0 | 0 | 0 | 6550 | 130.2161 | 130.2161 | 29.6224 | 0 | 0 | 0 | 0 | 0 | 0 | 0 | 6550 | - | 0 | 0 | - | 0 | 0 | - | 0 | 0 | - | 6550 | - | 0 | 100.5937 | - | 0 | 0 | - | 0 | 0 | -
6551 | 0 | 0 | 0 | 0 | 0 | 0 | 0 | 0 | 0 | 0 | 6551 | 146.1528 | 146.1528 | 0 | 0 | 0 | 0 | 0 | 0 | 0 | 0 | 6551 | - | 0 | 0 | - | 0 | 0 | - | 0 | 0 | - | 6551 | - | 0 | 146.1528 | - | 0 | 0 | - | 0 | 0 | -
6552 | 0 | 0 | 0 | 0 | 0 | 0 | 0 | 0 | 0 | 0 | 6552 | 105.7198 | 0 | 105.7198 | 0 | 0 | 0 | 0 | 0 | 0 | 0 | 6552 | - | 0 | 0 | - | 0 | 0 | - | 0 | 0 | - | 6552 | - | 105.7198 | 0 | - | 0 | 0 | - | 0 | 0 | -
6553 | 0 | 0 | 0 | 0 | 0 | 0 | 173.5464 | 0 | 87.7998 | 0 | 6553 | 0 | 0 | 0 | 0 | 0 | 0 | 0 | 0 | 0 | 0 | 6553 | - | 0 | 0 | - | 0 | 0 | - | 0 | 0 | - | 6553 | - | 119.5676 | 116.1811 | - | 0 | 0 | - | 0 | 0 | -
6554 | 0 | 0 | 0 | 0 | 0 | 0 | 0 | 0 | 0 | 0 | 6554 | 0 | 0 | 0 | 122.6778 | 325.8653 | 0 | 0 | 0 | 0 | 0 | 6554 | - | 0 | 0 | - | 0 | 0 | - | 0 | 0 | - | 6554 | - | 298.8687 | 298.8687 | - | 0 | 325.8653 | - | 65.3028 | 65.3028 | -
6555 | 0 | 0 | 0 | 0 | 0 | 0 | 0 | 0 | 0 | 0 | 6555 | 0 | 0 | 0 | 93.2688 | 0 | 0 | 0 | 0 | 0 | 0 | 6555 | - | 0 | 0 | - | 0 | 0 | - | 0 | 0 | - | 6555 | - | 322.2546 | 322.2546 | - | 431.4563 | 431.4563 | - | 87.0368 | 87.0368 | -
6556 | 0 | 0 | 0 | 0 | 0 | 0 | 0 | 0 | 0 | 0 | 6556 | 148.8609 | 0 | 0 | 87.0695 | 108.6958 | 0 | 0 | 0 | 0 | 0 | 6556 | - | 0 | 0 | - | 0 | 0 | - | 0 | 0 | - | 6556 | - | 462.6956 | 462.6956 | - | 500 | 500 | - | 254.8309 | 254.8309 | -
6557 | 0 | 0 | 0 | 0 | 0 | 0 | 0 | 0 | 0 | 0 | 6557 | 372.2148 | 87.8017 | 0 | 6.3162 | 0 | 0 | 354.2284 | 0 | 0 | 0 | 6557 | - | 0 | 0 | - | 0 | 0 | - | 0 | 0 | - | 6557 | - | 434.4132 | 500 | - | 500 | 329.884 | - | 354.2284 | 354.2284 | -
6558 | 0 | 0 | 0 | 0 | 0 | 0 | 0 | 0 | 0 | 0 | 6558 | 516.123 | 166.123 | 78.4716 | 359.2274 | 26.4733 | 0 | 546.6729 | 46.6729 | 46.6729 | 0 | 6558 | - | 0 | 0 | - | 0 | 0 | - | 0 | 0 | - | 6558 | - | 500 | 500 | - | 500 | 500 | - | 500 | 500 | -
6559 | 0 | 0 | 0 | 0 | 0 | 0 | 0 | 0 | 0 | 0 | 6559 | 0 | 232.7091 | 82.7091 | 368.6391 | 206.8266 | 161.1807 | 283.8119 | 189.1376 | 189.1376 | 0 | 6559 | - | 0 | 0 | - | 0 | 0 | - | 0 | 0 | - | 6559 | - | 500 | 500 | - | 500 | 320.6459 | - | 500 | 500 | -
6560 | 0 | 0 | 0 | 0 | 0 | 0 | 0 | 0 | 0 | 0 | 6560 | 0 | 0 | 0 | 0 | 23.6048 | 0 | 0 | 0 | 0 | 0 | 6560 | - | 0 | 0 | - | 0 | 0 | - | 0 | 0 | - | 6560 | - | 0 | 0 | - | 268.5437 | 292.1485 | - | 500 | 500 | -
6561 | 253.6722 | 1.4908 | 1.4908 | 0 | 0 | 0 | 0 | 0 | 0 | 253.6722 | 6561 | 0 | 0 | 0 | 0 | 0 | 0 | 0 | 0 | 0 | 253.6722 | 6561 | - | 500 | 500 | - | 0 | 0 | - | 500 | 0 | - | 6561 | - | 0 | 0 | - | 0 | 0 | - | 0 | 0 | -
6562 | 594.4781 | 94.4781 | 94.4781 | 0 | 0 | 0 | 0 | 0 | 0 | 594.4781 | 6562 | 0 | 0 | 0 | 0 | 0 | 0 | 0 | 0 | 0 | 594.4781 | 6562 | - | 500 | 500 | - | 500 | 500 | - | 145.2206 | 0 | - | 6562 | - | 0 | 0 | - | 0 | 0 | - | 0 | 0 | -
6563 | 612.2632 | 112.2632 | 112.2632 | 1500 | 0 | 233.1 | 0 | 0 | 0 | 612.2632 | 6563 | 0 | 0 | 0 | 0 | 0 | 0 | 0 | 0 | 0 | 612.2632 | 6563 | - | 500 | 500 | - | 500 | 500 | - | 0 | 500 | - | 6563 | - | 0 | 0 | - | 0 | 0 | - | 0 | 0 | -
6564 | 668.0063 | 168.0063 | 168.0063 | 0 | 1000 | 146.1487 | 0 | 0 | 0 | 668.0063 | 6564 | 0 | 0 | 0 | 0 | 0 | 0 | 0 | 0 | 0 | 668.0063 | 6564 | - | 500 | 500 | - | 500 | 500 | - | 0 | 500 | - | 6564 | - | 0 | 0 | - | 0 | 0 | - | 0 | 0 | -
6565 | 312.0479 | 156.1824 | 3.0102 | 940.4677 | 626.9784 | 0 | 880.4172 | 0 | 0 | 312.0479 | 6565 | 0 | 0 | 0 | 0 | 0 | 0 | 0 | 0 | 0 | 312.0479 | 6565 | - | 500 | 500 | - | 500 | 500 | - | 500 | 145.2206 | - | 6565 | - | 0 | 0 | - | 0 | 0 | - | 0 | 0 | -
6566 | 0 | 223.267 | 0 | 0 | 0 | 0 | 0 | 0 | 0 | 0 | 6566 | 0 | 0 | 0 | 0 | 0 | 0 | 0 | 0 | 0 | 0 | 6566 | - | 500 | 500 | - | 0 | 0 | - | 0 | 0 | - | 6566 | - | 0 | 0 | - | 0 | 0 | - | 294.1853 | 294.1853 | -
6567 | 0 | 0 | 0 | 0 | 0 | 0 | 0 | 0 | 0 | 0 | 6567 | 232.2688 | 0 | 0 | 165.6326 | 45.9214 | 42.8042 | 0 | 0 | 0 | 0 | 6567 | - | 0 | 0 | - | 0 | 0 | - | 0 | 0 | - | 6567 | - | 500 | 0 | - | 500 | 122.8284 | - | 323.6899 | 323.6899 | -
6568 | 0 | 0 | 0 | 0 | 0 | 0 | 0 | 0 | 0 | 0 | 6568 | 608.9116 | 108.9116 | 108.9116 | 605.0943 | 533.3396 | 48.1827 | 414.9947 | 0 | 0 | 0 | 6568 | - | 0 | 0 | - | 0 | 0 | - | 0 | 0 | - | 6568 | - | 500 | 500 | - | 231.7658 | 500 | - | 414.9947 | 414.9947 | -
6569 | 0 | 0 | 0 | 0 | 0 | 0 | 0 | 0 | 0 | 0 | 6569 | 571.714 | 104.9234 | 0 | 731.3745 | 731.3745 | 231.3745 | 333.36 | 0 | 0 | 0 | 6569 | - | 0 | 0 | - | 0 | 0 | - | 0 | 0 | - | 6569 | - | 500 | 495.3744 | - | 0 | 500 | - | 333.36 | 333.36 | -
6570 | 0 | 0 | 0 | 0 | 0 | 0 | 0 | 0 | 0 | 0 | 6570 | 0 | 428.3071 | 0 | 572.2961 | 72.2961 | 0 | 0 | 0 | 0 | 0 | 6570 | - | 0 | 0 | - | 0 | 0 | - | 0 | 0 | - | 6570 | - | 0 | 470.5395 | - | 500 | 497.1716 | - | 0 | 0 | -
6571 | 0 | 0 | 0 | 0 | 0 | 0 | 0 | 0 | 0 | 0 | 6571 | 0 | 0 | 213.4498 | 0 | 0 | 0 | 0 | 0 | 0 | 0 | 6571 | - | 0 | 0 | - | 0 | 0 | - | 0 | 0 | - | 6571 | - | 342.8788 | 129.429 | - | 388.2342 | 0 | - | 0 | 0 | -
6572 | 0 | 0 | 0 | 0 | 0 | 0 | 0 | 0 | 0 | 0 | 6572 | 74.7486 | 0 | 0 | 0 | 0 | 0 | 0 | 0 | 0 | 0 | 6572 | - | 0 | 0 | - | 0 | 0 | - | 0 | 0 | - | 6572 | - | 0 | 227.7981 | - | 0 | 0 | - | 0 | 0 | -
6573 | 0 | 0 | 0 | 0 | 0 | 0 | 0 | 0 | 0 | 0 | 6573 | 0 | 0 | 0 | 0 | 0 | 0 | 0 | 0 | 0 | 0 | 6573 | - | 0 | 0 | - | 0 | 0 | - | 0 | 0 | - | 6573 | - | 0 | 0 | - | 0 | 0 | - | 0 | 0 | -
6574 | 0 | 0 | 0 | 0 | 0 | 0 | 0 | 0 | 0 | 0 | 6574 | 0 | 0 | 0 | 0 | 0 | 0 | 0 | 0 | 0 | 0 | 6574 | - | 0 | 0 | - | 0 | 0 | - | 0 | 0 | - | 6574 | - | 0 | 0 | - | 0 | 0 | - | 0 | 0 | -
6575 | 0 | 0 | 0 | 0 | 0 | 0 | 0 | 0 | 0 | 0 | 6575 | 0 | 0 | 0 | 0 | 0 | 0 | 0 | 0 | 0 | 0 | 6575 | - | 0 | 0 | - | 32.7462 | 32.7462 | - | 0 | 0 | - | 6575 | - | 0 | 0 | - | 0 | 0 | - | 0 | 0 | -
6576 | 0 | 0 | 0 | 137.5618 | 137.5618 | 0 | 0 | 0 | 0 | 0 | 6576 | 0 | 0 | 0 | 0 | 0 | 0 | 0 | 0 | 0 | 0 | 6576 | - | 0 | 0 | - | 0 | 0 | - | 0 | 0 | - | 6576 | - | 0 | 0 | - | 0 | 0 | - | 0 | 0 | -
6577 | 0 | 0 | 0 | 14.9842 | 0 | 0 | 0 | 0 | 0 | 0 | 6577 | 0 | 0 | 0 | 0 | 0 | 0 | 0 | 0 | 0 | 0 | 6577 | - | 0 | 0 | - | 0 | 0 | - | 0 | 0 | - | 6577 | - | 0 | 0 | - | 0 | 0 | - | 0 | 0 | -
6578 | 0 | 0 | 0 | 0 | 0 | 0 | 0 | 0 | 0 | 0 | 6578 | 0 | 0 | 0 | 0 | 0 | 0 | 0 | 0 | 0 | 0 | 6578 | - | 0 | 0 | - | 0 | 0 | - | 0 | 0 | - | 6578 | - | 0 | 0 | - | 0 | 0 | - | 0 | 0 | -
6579 | 0 | 0 | 0 | 0 | 0 | 0 | 0 | 0 | 0 | 0 | 6579 | 0 | 0 | 0 | 0 | 0 | 0 | 0 | 0 | 0 | 0 | 6579 | - | 0 | 0 | - | 127.333 | 127.333 | - | 0 | 0 | - | 6579 | - | 0 | 0 | - | 0 | 0 | - | 0 | 0 | -
6580 | 0 | 0 | 0 | 0 | 0 | 0 | 0 | 0 | 0 | 0 | 6580 | 0 | 0 | 0 | 129.6641 | 0 | 0 | 0 | 0 | 0 | 0 | 6580 | - | 0 | 0 | - | 0 | 0 | - | 0 | 0 | - | 6580 | - | 290.9218 | 0 | - | 129.6641 | 129.6641 | - | 0 | 0 | -
6581 | 0 | 0 | 0 | 0 | 0 | 0 | 0 | 0 | 0 | 0 | 6581 | 414.1998 | 0 | 0 | 0 | 0 | 0 | 0 | 0 | 0 | 0 | 6581 | - | 0 | 0 | - | 0 | 0 | - | 0 | 0 | - | 6581 | - | 358.3998 | 434.3042 | - | 0 | 0 | - | 0 | 0 | -
6582 | 0 | 0 | 0 | 0 | 0 | 0 | 0 | 0 | 0 | 0 | 6582 | 172.5547 | 205.0246 | 0 | 0 | 0 | 0 | 0 | 0 | 0 | 0 | 6582 | - | 0 | 0 | - | 0 | 0 | - | 0 | 0 | - | 6582 | - | 0 | 172.5547 | - | 0 | 0 | - | 0 | 0 | -
6583 | 0 | 0 | 0 | 0 | 0 | 0 | 0 | 0 | 0 | 0 | 6583 | 0 | 0 | 0 | 0 | 0 | 0 | 0 | 0 | 0 | 0 | 6583 | - | 0 | 0 | - | 0 | 0 | - | 0 | 0 | - | 6583 | - | 0 | 0 | - | 0 | 0 | - | 0 | 0 | -
6584 | 0 | 0 | 0 | 0 | 0 | 0 | 0 | 0 | 0 | 0 | 6584 | 0 | 0 | 0 | 0 | 0 | 0 | 0 | 0 | 0 | 0 | 6584 | - | 0 | 0 | - | 0 | 0 | - | 0 | 0 | - | 6584 | - | 0 | 0 | - | 0 | 0 | - | 0 | 0 | -
6585 | 487.5688 | 91.8306 | 0 | 0 | 0 | 0 | 0 | 0 | 0 | 487.5688 | 6585 | 0 | 0 | 0 | 0 | 0 | 0 | 0 | 0 | 0 | 487.5688 | 6585 | - | 0 | 0 | - | 0 | 0 | - | 0 | 0 | - | 6585 | - | 0 | 0 | - | 0 | 0 | - | 0 | 0 | -
6586 | 38.3037 | 607.8526 | 0 | 0 | 0 | 0 | 0 | 0 | 0 | 38.3037 | 6586 | 0 | 0 | 0 | 0 | 0 | 0 | 0 | 0 | 0 | 38.3037 | 6586 | - | 500 | 500 | - | 0 | 0 | - | 500 | 0 | - | 6586 | - | 0 | 0 | - | 0 | 0 | - | 0 | 0 | -
6587 | 1184.7921 | 0 | 0 | 0 | 0 | 0 | 0 | 90.9133 | 0 | 1184.7921 | 6587 | 0 | 0 | 0 | 0 | 0 | 0 | 0 | 0 | 0 | 1184.7921 | 6587 | - | 500 | 500 | - | 500 | 0 | - | 500 | 500 | - | 6587 | - | 0 | 0 | - | 0 | 0 | - | 0 | 0 | -
6588 | 729.8031 | 0 | 0 | 0 | 0 | 0 | 0 | 1000 | 233.1 | 729.8031 | 6588 | 0 | 0 | 0 | 0 | 0 | 0 | 0 | 0 | 0 | 729.8031 | 6588 | - | 500 | 389.3707 | - | 500 | 0 | - | 163.5333 | 500 | - | 6588 | - | 0 | 0 | - | 0 | 0 | - | 0 | 0 | -
6589 | 0 | 297.3432 | 0 | 0 | 0 | 0 | 0 | 0 | 0 | 0 | 6589 | 0 | 0 | 0 | 0 | 0 | 0 | 0 | 0 | 0 | 0 | 6589 | - | 500 | 0 | - | 0 | 0 | - | 500 | 500 | - | 6589 | - | 0 | 0 | - | 0 | 0 | - | 0 | 0 | -
6590 | 0 | 0 | 0 | 0 | 0 | 0 | 0 | 0 | 0 | 0 | 6590 | 0 | 0 | 0 | 0 | 0 | 0 | 0 | 0 | 0 | 0 | 6590 | - | 349.0189 | 0 | - | 0 | 0 | - | 0 | 68.1181 | - | 6590 | - | 0 | 0 | - | 0 | 0 | - | 0 | 0 | -
6591 | 0 | 0 | 0 | 0 | 0 | 0 | 0 | 0 | 0 | 0 | 6591 | 78.3393 | 0 | 0 | 0 | 0 | 0 | 0 | 0 | 0 | 0 | 6591 | - | 0 | 0 | - | 0 | 0 | - | 0 | 0 | - | 6591 | - | 500 | 500 | - | 0 | 0 | - | 0 | 0 | -
6592 | 0 | 0 | 0 | 0 | 0 | 0 | 0 | 0 | 0 | 0 | 6592 | 345.3057 | 0 | 0 | 0 | 0 | 0 | 0 | 0 | 0 | 0 | 6592 | - | 0 | 0 | - | 0 | 0 | - | 0 | 0 | - | 6592 | - | 500 | 500 | - | 0 | 0 | - | 0 | 0 | -
6593 | 0 | 0 | 0 | 0 | 362.5044 | 0 | 0 | 0 | 0 | 0 | 6593 | 125.3903 | 0 | 0 | 0 | 0 | 0 | 0 | 0 | 0 | 0 | 6593 | - | 0 | 0 | - | 0 | 0 | - | 0 | 0 | - | 6593 | - | 125.3903 | 125.3903 | - | 0 | 0 | - | 0 | 0 | -
6594 | 0 | 0 | 0 | 0 | 1000 | 0 | 0 | 0 | 0 | 0 | 6594 | 0 | 0 | 0 | 0 | 0 | 0 | 0 | 0 | 0 | 0 | 6594 | - | 0 | 0 | - | 0 | 0 | - | 0 | 0 | - | 6594 | - | 0 | 0 | - | 0 | 0 | - | 0 | 0 | -
6595 | 0 | 0 | 0 | 0 | 0 | 0 | 0 | 0 | 0 | 0 | 6595 | 0 | 0 | 0 | 0 | 0 | 0 | 0 | 0 | 0 | 0 | 6595 | - | 0 | 0 | - | 0 | 0 | - | 0 | 0 | - | 6595 | - | 0 | 0 | - | 0 | 0 | - | 0 | 0 | -
6596 | 0 | 0 | 0 | 0 | 0 | 0 | 0 | 0 | 0 | 0 | 6596 | 0 | 0 | 0 | 0 | 0 | 0 | 0 | 0 | 0 | 0 | 6596 | - | 0 | 0 | - | 0 | 0 | - | 0 | 0 | - | 6596 | - | 0 | 0 | - | 0 | 0 | - | 0 | 0 | -
6597 | 0 | 0 | 0 | 0 | 0 | 0 | 0 | 0 | 0 | 0 | 6597 | 0 | 0 | 0 | 0 | 0 | 0 | 0 | 0 | 0 | 0 | 6597 | - | 0 | 0 | - | 0 | 0 | - | 0 | 0 | - | 6597 | - | 0 | 0 | - | 0 | 0 | - | 0 | 0 | -
6598 | 0 | 0 | 0 | 0 | 0 | 0 | 0 | 0 | 0 | 0 | 6598 | 0 | 0 | 0 | 0 | 0 | 0 | 0 | 0 | 0 | 0 | 6598 | - | 0 | 0 | - | 0 | 0 | - | 0 | 0 | - | 6598 | - | 0 | 0 | - | 0 | 0 | - | 0 | 0 | -
6599 | 645.9238 | 0 | 0 | 0 | 0 | 0 | 0 | 0 | 0 | 645.9238 | 6599 | 0 | 0 | 0 | 0 | 0 | 0 | 0 | 0 | 0 | 645.9238 | 6599 | - | 0 | 0 | - | 0 | 0 | - | 0 | 0 | - | 6599 | - | 0 | 0 | - | 0 | 0 | - | 0 | 0 | -
6600 | 0 | 0 | 0 | 0 | 0 | 0 | 0 | 0 | 0 | 0 | 6600 | 0 | 0 | 0 | 0 | 0 | 0 | 0 | 0 | 0 | 0 | 6600 | - | 0 | 0 | - | 0 | 0 | - | 0 | 0 | - | 6600 | - | 0 | 0 | - | 0 | 0 | - | 0 | 0 | -
6601 | 0 | 0 | 0 | 0 | 0 | 0 | 0 | 0 | 0 | 0 | 6601 | 0 | 0 | 0 | 0 | 0 | 0 | 0 | 0 | 0 | 0 | 6601 | - | 0 | 0 | - | 0 | 0 | - | 0 | 0 | - | 6601 | - | 0 | 0 | - | 0 | 0 | - | 0 | 0 | -
6602 | 0 | 0 | 0 | 0 | 0 | 0 | 0 | 0 | 0 | 0 | 6602 | 0 | 0 | 0 | 0 | 0 | 0 | 0 | 0 | 0 | 0 | 6602 | - | 305.8654 | 0 | - | 0 | 0 | - | 0 | 0 | - | 6602 | - | 0 | 0 | - | 0 | 0 | - | 0 | 0 | -
6603 | 0 | 0 | 0 | 0 | 0 | 0 | 0 | 0 | 0 | 0 | 6603 | 0 | 0 | 0 | 0 | 0 | 0 | 0 | 0 | 0 | 0 | 6603 | - | 0 | 0 | - | 0 | 0 | - | 0 | 0 | - | 6603 | - | 0 | 0 | - | 0 | 0 | - | 0 | 0 | -
6604 | 0 | 0 | 0 | 0 | 0 | 0 | 0 | 0 | 0 | 0 | 6604 | 0 | 0 | 0 | 0 | 0 | 0 | 0 | 0 | 0 | 0 | 6604 | - | 500 | 0 | - | 0 | 0 | - | 0 | 0 | - | 6604 | - | 0 | 0 | - | 0 | 0 | - | 0 | 0 | -
6605 | 0 | 0 | 0 | 0 | 0 | 0 | 0 | 0 | 0 | 0 | 6605 | 0 | 0 | 0 | 0 | 0 | 0 | 0 | 0 | 0 | 0 | 6605 | - | 0 | 0 | - | 0 | 0 | - | 0 | 0 | - | 6605 | - | 0 | 0 | - | 0 | 0 | - | 0 | 0 | -
6606 | 0 | 0 | 0 | 0 | 0 | 0 | 0 | 0 | 0 | 0 | 6606 | 0 | 0 | 0 | 0 | 0 | 0 | 0 | 0 | 0 | 0 | 6606 | - | 0 | 0 | - | 0 | 0 | - | 0 | 0 | - | 6606 | - | 0 | 0 | - | 0 | 0 | - | 0 | 0 | -
6607 | 0 | 0 | 0 | 0 | 0 | 0 | 0 | 0 | 0 | 0 | 6607 | 0 | 0 | 0 | 0 | 0 | 0 | 0 | 0 | 0 | 0 | 6607 | - | 0 | 0 | - | 0 | 0 | - | 0 | 0 | - | 6607 | - | 0 | 0 | - | 0 | 0 | - | 0 | 0 | -
6608 | 0 | 0 | 0 | 0 | 0 | 0 | 0 | 0 | 0 | 0 | 6608 | 0 | 0 | 0 | 0 | 0 | 0 | 0 | 0 | 0 | 0 | 6608 | - | 0 | 0 | - | 0 | 0 | - | 0 | 0 | - | 6608 | - | 0 | 0 | - | 0 | 0 | - | 0 | 0 | -
6609 | 0 | 0 | 0 | 0 | 0 | 0 | 0 | 0 | 0 | 0 | 6609 | 0 | 0 | 0 | 0 | 0 | 0 | 0 | 0 | 0 | 0 | 6609 | - | 0 | 416.5819 | - | 0 | 0 | - | 0 | 500 | - | 6609 | - | 0 | 0 | - | 0 | 0 | - | 0 | 0 | -
6610 | 0 | 0 | 0 | 0 | 0 | 0 | 0 | 0 | 0 | 0 | 6610 | 0 | 0 | 0 | 0 | 0 | 0 | 0 | 0 | 0 | 0 | 6610 | - | 0 | 0 | - | 0 | 0 | - | 0 | 0 | - | 6610 | - | 0 | 0 | - | 0 | 0 | - | 0 | 0 | -
6611 | 0 | 0 | 0 | 1500 | 0 | 0 | 0 | 0 | 0 | 0 | 6611 | 0 | 0 | 0 | 0 | 0 | 0 | 0 | 0 | 0 | 0 | 6611 | - | 0 | 500 | - | 500 | 42.6932 | - | 0 | 500 | - | 6611 | - | 0 | 0 | - | 0 | 0 | - | 0 | 0 | -
6612 | 0 | 0 | 0 | 940.4677 | 0 | 0 | 0 | 0 | 0 | 0 | 6612 | 0 | 0 | 0 | 0 | 0 | 0 | 0 | 0 | 0 | 0 | 6612 | - | 0 | 0 | - | 500 | 125.4821 | - | 500 | 317.2937 | - | 6612 | - | 0 | 0 | - | 0 | 0 | - | 0 | 0 | -
6613 | 0 | 0 | 0 | 0 | 0 | 0 | 0 | 0 | 0 | 0 | 6613 | 0 | 0 | 0 | 0 | 0 | 0 | 0 | 0 | 0 | 0 | 6613 | - | 0 | 0 | - | 500 | 0 | - | 58.6329 | 500 | - | 6613 | - | 0 | 0 | - | 0 | 0 | - | 0 | 0 | -
6614 | 0 | 0 | 0 | 0 | 0 | 0 | 0 | 0 | 0 | 0 | 6614 | 0 | 0 | 0 | 0 | 0 | 0 | 0 | 0 | 0 | 0 | 6614 | - | 0 | 0 | - | 0 | 0 | - | 361.5813 | 0 | - | 6614 | - | 0 | 0 | - | 0 | 0 | - | 0 | 0 | -
6615 | 0 | 0 | 0 | 0 | 0 | 0 | 0 | 0 | 0 | 0 | 6615 | 0 | 0 | 0 | 0 | 0 | 0 | 0 | 0 | 0 | 0 | 6615 | - | 0 | 0 | - | 0 | 0 | - | 0 | 0 | - | 6615 | - | 0 | 0 | - | 0 | 0 | - | 0 | 0 | -
6616 | 0 | 0 | 0 | 0 | 0 | 0 | 0 | 0 | 0 | 0 | 6616 | 0 | 0 | 0 | 0 | 0 | 0 | 0 | 0 | 0 | 0 | 6616 | - | 0 | 0 | - | 0 | 0 | - | 0 | 0 | - | 6616 | - | 0 | 0 | - | 0 | 0 | - | 0 | 0 | -
6617 | 0 | 0 | 0 | 0 | 0 | 0 | 0 | 0 | 0 | 0 | 6617 | 0 | 0 | 0 | 0 | 0 | 0 | 0 | 0 | 0 | 0 | 6617 | - | 0 | 500 | - | 0 | 0 | - | 0 | 0 | - | 6617 | - | 0 | 0 | - | 0 | 0 | - | 0 | 0 | -
6618 | 0 | 0 | 0 | 0 | 0 | 0 | 0 | 0 | 0 | 0 | 6618 | 0 | 0 | 0 | 0 | 0 | 0 | 0 | 0 | 0 | 0 | 6618 | - | 0 | 0 | - | 0 | 0 | - | 0 | 0 | - | 6618 | - | 0 | 0 | - | 0 | 0 | - | 0 | 0 | -
6619 | 0 | 0 | 0 | 0 | 0 | 0 | 0 | 0 | 0 | 0 | 6619 | 0 | 0 | 0 | 0 | 0 | 0 | 0 | 0 | 0 | 0 | 6619 | - | 0 | 0 | - | 0 | 0 | - | 0 | 0 | - | 6619 | - | 0 | 0 | - | 0 | 0 | - | 0 | 0 | -
6620 | 0 | 0 | 0 | 0 | 0 | 0 | 0 | 0 | 0 | 0 | 6620 | 0 | 0 | 0 | 0 | 0 | 0 | 0 | 0 | 0 | 0 | 6620 | - | 0 | 0 | - | 0 | 0 | - | 0 | 0 | - | 6620 | - | 0 | 0 | - | 0 | 0 | - | 0 | 0 | -
6621 | 0 | 0 | 0 | 0 | 0 | 0 | 0 | 0 | 0 | 0 | 6621 | 0 | 0 | 0 | 0 | 0 | 0 | 0 | 0 | 0 | 0 | 6621 | - | 0 | 0 | - | 0 | 0 | - | 0 | 0 | - | 6621 | - | 0 | 0 | - | 0 | 0 | - | 0 | 0 | -
6622 | 0 | 0 | 0 | 0 | 0 | 0 | 0 | 0 | 0 | 0 | 6622 | 0 | 0 | 0 | 0 | 0 | 0 | 0 | 0 | 0 | 0 | 6622 | - | 0 | 0 | - | 0 | 0 | - | 0 | 0 | - | 6622 | - | 0 | 0 | - | 0 | 0 | - | 0 | 0 | -
6623 | 0 | 0 | 0 | 0 | 0 | 0 | 0 | 0 | 0 | 0 | 6623 | 0 | 0 | 0 | 0 | 0 | 0 | 0 | 0 | 0 | 0 | 6623 | - | 0 | 0 | - | 0 | 0 | - | 0 | 0 | - | 6623 | - | 0 | 0 | - | 0 | 0 | - | 0 | 0 | -
6624 | 0 | 0 | 0 | 0 | 0 | 0 | 0 | 0 | 0 | 0 | 6624 | 0 | 0 | 0 | 0 | 0 | 0 | 0 | 0 | 0 | 0 | 6624 | - | 500 | 0 | - | 0 | 0 | - | 0 | 0 | - | 6624 | - | 0 | 0 | - | 0 | 0 | - | 0 | 0 | -
6625 | 0 | 0 | 0 | 0 | 0 | 0 | 0 | 0 | 0 | 0 | 6625 | 0 | 0 | 0 | 0 | 0 | 0 | 0 | 0 | 0 | 0 | 6625 | - | 0 | 0 | - | 0 | 0 | - | 0 | 0 | - | 6625 | - | 0 | 0 | - | 0 | 0 | - | 0 | 0 | -
6626 | 0 | 0 | 0 | 0 | 0 | 0 | 0 | 0 | 0 | 0 | 6626 | 0 | 0 | 0 | 0 | 0 | 0 | 0 | 0 | 0 | 0 | 6626 | - | 0 | 0 | - | 0 | 0 | - | 0 | 0 | - | 6626 | - | 0 | 0 | - | 0 | 0 | - | 0 | 0 | -
6627 | 0 | 0 | 0 | 0 | 0 | 0 | 0 | 0 | 0 | 0 | 6627 | 0 | 0 | 0 | 0 | 0 | 0 | 0 | 0 | 0 | 0 | 6627 | - | 0 | 0 | - | 0 | 0 | - | 0 | 0 | - | 6627 | - | 0 | 0 | - | 0 | 0 | - | 0 | 0 | -
6628 | 0 | 0 | 0 | 0 | 0 | 0 | 0 | 0 | 0 | 0 | 6628 | 0 | 0 | 0 | 0 | 0 | 0 | 0 | 0 | 0 | 0 | 6628 | - | 0 | 0 | - | 500 | 0 | - | 0 | 0 | - | 6628 | - | 0 | 0 | - | 0 | 0 | - | 0 | 0 | -
6629 | 0 | 0 | 0 | 0 | 0 | 0 | 0 | 0 | 0 | 0 | 6629 | 0 | 0 | 0 | 0 | 0 | 0 | 0 | 0 | 0 | 0 | 6629 | - | 0 | 0 | - | 0 | 0 | - | 0 | 0 | - | 6629 | - | 0 | 0 | - | 0 | 0 | - | 0 | 0 | -
6630 | 0 | 0 | 0 | 0 | 0 | 0 | 0 | 0 | 0 | 0 | 6630 | 0 | 0 | 0 | 0 | 0 | 0 | 0 | 0 | 0 | 0 | 6630 | - | 0 | 0 | - | 0 | 0 | - | 0 | 0 | - | 6630 | - | 0 | 0 | - | 0 | 0 | - | 0 | 0 | -
6631 | 0 | 0 | 0 | 0 | 0 | 0 | 0 | 0 | 0 | 0 | 6631 | 0 | 0 | 0 | 0 | 0 | 0 | 0 | 0 | 0 | 0 | 6631 | - | 0 | 500 | - | 0 | 0 | - | 0 | 0 | - | 6631 | - | 0 | 0 | - | 0 | 0 | - | 0 | 0 | -
6632 | 0 | 0 | 0 | 0 | 0 | 0 | 0 | 0 | 0 | 0 | 6632 | 0 | 0 | 0 | 0 | 0 | 0 | 0 | 0 | 0 | 0 | 6632 | - | 0 | 500 | - | 500 | 0 | - | 0 | 123.7505 | - | 6632 | - | 0 | 0 | - | 0 | 0 | - | 0 | 0 | -
6633 | 0 | 0 | 0 | 0 | 0 | 0 | 0 | 0 | 0 | 0 | 6633 | 0 | 0 | 0 | 0 | 0 | 0 | 0 | 0 | 0 | 0 | 6633 | - | 0 | 500 | - | 500 | 500 | - | 0 | 500 | - | 6633 | - | 0 | 0 | - | 0 | 0 | - | 0 | 0 | -
6634 | 0 | 0 | 0 | 0 | 0 | 0 | 0 | 0 | 0 | 0 | 6634 | 0 | 0 | 0 | 0 | 0 | 0 | 0 | 0 | 0 | 0 | 6634 | - | 0 | 500 | - | 500 | 500 | - | 0 | 500 | - | 6634 | - | 0 | 0 | - | 0 | 0 | - | 0 | 0 | -
6635 | 0 | 0 | 0 | 0 | 0 | 0 | 0 | 0 | 0 | 0 | 6635 | 0 | 0 | 0 | 0 | 0 | 0 | 0 | 0 | 0 | 0 | 6635 | - | 0 | 500 | - | 500 | 0 | - | 0 | 500 | - | 6635 | - | 0 | 0 | - | 0 | 0 | - | 0 | 0 | -
6636 | 0 | 0 | 0 | 0 | 0 | 233.1 | 0 | 0 | 0 | 0 | 6636 | 0 | 0 | 0 | 0 | 0 | 0 | 0 | 0 | 0 | 0 | 6636 | - | 0 | 500 | - | 0 | 0 | - | 0 | 0 | - | 6636 | - | 0 | 0 | - | 0 | 0 | - | 0 | 0 | -
6637 | 0 | 0 | 0 | 0 | 0 | 0 | 0 | 0 | 0 | 0 | 6637 | 0 | 0 | 0 | 0 | 0 | 0 | 0 | 0 | 0 | 0 | 6637 | - | 264.6098 | 500 | - | 0 | 0 | - | 0 | 0 | - | 6637 | - | 0 | 0 | - | 0 | 0 | - | 0 | 0 | -
6638 | 0 | 0 | 0 | 0 | 0 | 0 | 0 | 0 | 0 | 0 | 6638 | 0 | 0 | 0 | 0 | 0 | 0 | 0 | 0 | 0 | 0 | 6638 | - | 500 | 500 | - | 0 | 0 | - | 0 | 0 | - | 6638 | - | 0 | 0 | - | 0 | 0 | - | 0 | 0 | -
6639 | 0 | 611.0794 | 0 | 0 | 0 | 0 | 0 | 0 | 0 | 0 | 6639 | 0 | 0 | 0 | 0 | 0 | 0 | 0 | 0 | 0 | 0 | 6639 | - | 0 | 215.3412 | - | 500 | 0 | - | 0 | 0 | - | 6639 | - | 0 | 0 | - | 0 | 0 | - | 0 | 0 | -
6640 | 0 | 0 | 0 | 0 | 0 | 0 | 0 | 0 | 0 | 0 | 6640 | 0 | 0 | 0 | 0 | 0 | 0 | 0 | 0 | 0 | 0 | 6640 | - | 56.1326 | 0 | - | 0 | 0 | - | 0 | 0 | - | 6640 | - | 0 | 0 | - | 0 | 0 | - | 0 | 0 | -
6641 | 0 | 0 | 0 | 0 | 0 | 0 | 0 | 0 | 0 | 0 | 6641 | 0 | 0 | 0 | 0 | 0 | 0 | 0 | 0 | 0 | 0 | 6641 | - | 0 | 0 | - | 0 | 500 | - | 0 | 0 | - | 6641 | - | 0 | 0 | - | 0 | 0 | - | 0 | 0 | -
6642 | 0 | 0 | 0 | 0 | 0 | 0 | 0 | 0 | 0 | 0 | 6642 | 0 | 0 | 0 | 0 | 0 | 0 | 0 | 0 | 0 | 0 | 6642 | - | 0 | 0 | - | 0 | 0 | - | 0 | 0 | - | 6642 | - | 0 | 0 | - | 0 | 0 | - | 0 | 0 | -
6643 | 0 | 0 | 0 | 0 | 0 | 0 | 0 | 0 | 0 | 0 | 6643 | 0 | 0 | 0 | 0 | 0 | 0 | 0 | 0 | 0 | 0 | 6643 | - | 0 | 0 | - | 0 | 0 | - | 0 | 0 | - | 6643 | - | 0 | 0 | - | 0 | 0 | - | 0 | 0 | -
6644 | 0 | 0 | 0 | 0 | 0 | 0 | 0 | 0 | 0 | 0 | 6644 | 0 | 0 | 0 | 0 | 0 | 0 | 0 | 0 | 0 | 0 | 6644 | - | 0 | 0 | - | 0 | 0 | - | 0 | 0 | - | 6644 | - | 0 | 0 | - | 0 | 0 | - | 0 | 0 | -
6645 | 0 | 0 | 0 | 0 | 0 | 146.1487 | 0 | 0 | 0 | 0 | 6645 | 0 | 0 | 0 | 0 | 0 | 0 | 0 | 0 | 0 | 0 | 6645 | - | 0 | 0 | - | 0 | 0 | - | 0 | 0 | - | 6645 | - | 0 | 0 | - | 0 | 0 | - | 0 | 0 | -
6646 | 0 | 0 | 0 | 0 | 0 | 0 | 0 | 0 | 0 | 0 | 6646 | 0 | 0 | 0 | 0 | 0 | 0 | 0 | 0 | 0 | 0 | 6646 | - | 0 | 0 | - | 0 | 0 | - | 0 | 0 | - | 6646 | - | 0 | 0 | - | 0 | 0 | - | 0 | 0 | -
6647 | 0 | 0 | 0 | 0 | 0 | 0 | 0 | 0 | 0 | 0 | 6647 | 0 | 0 | 0 | 0 | 0 | 0 | 0 | 0 | 0 | 0 | 6647 | - | 0 | 0 | - | 0 | 0 | - | 0 | 0 | - | 6647 | - | 0 | 0 | - | 0 | 0 | - | 0 | 0 | -
6648 | 0 | 0 | 0 | 0 | 0 | 0 | 0 | 0 | 0 | 0 | 6648 | 0 | 0 | 0 | 0 | 0 | 0 | 0 | 0 | 0 | 0 | 6648 | - | 0 | 0 | - | 0 | 0 | - | 0 | 0 | - | 6648 | - | 0 | 0 | - | 0 | 0 | - | 0 | 0 | -
6649 | 0 | 0 | 0 | 0 | 0 | 0 | 0 | 0 | 0 | 0 | 6649 | 0 | 0 | 0 | 0 | 0 | 0 | 0 | 0 | 0 | 0 | 6649 | - | 0 | 0 | - | 0 | 0 | - | 0 | 0 | - | 6649 | - | 0 | 0 | - | 0 | 0 | - | 0 | 0 | -
6650 | 0 | 0 | 0 | 0 | 0 | 0 | 0 | 0 | 0 | 0 | 6650 | 0 | 0 | 0 | 0 | 0 | 0 | 0 | 0 | 0 | 0 | 6650 | - | 0 | 0 | - | 0 | 0 | - | 0 | 0 | - | 6650 | - | 495.0203 | 495.0203 | - | 0 | 0 | - | 0 | 0 | -
6651 | 0 | 0 | 0 | 0 | 0 | 0 | 0 | 0 | 0 | 0 | 6651 | 0 | 0 | 0 | 0 | 0 | 0 | 0 | 0 | 0 | 0 | 6651 | - | 0 | 0 | - | 0 | 0 | - | 0 | 0 | - | 6651 | - | 500 | 500 | - | 0 | 0 | - | 0 | 0 | -
6652 | 0 | 0 | 0 | 0 | 0 | 0 | 0 | 0 | 0 | 0 | 6652 | 0 | 0 | 0 | 0 | 0 | 0 | 0 | 0 | 0 | 0 | 6652 | - | 0 | 0 | - | 0 | 0 | - | 0 | 0 | - | 6652 | - | 500 | 500 | - | 0 | 0 | - | 0 | 0 | -
6653 | 0 | 0 | 0 | 0 | 0 | 0 | 0 | 0 | 0 | 0 | 6653 | 0 | 0 | 0 | 0 | 0 | 0 | 0 | 0 | 0 | 0 | 6653 | - | 0 | 0 | - | 0 | 0 | - | 0 | 0 | - | 6653 | - | 500 | 500 | - | 0 | 0 | - | 0 | 0 | -
6654 | 0 | 0 | 0 | 0 | 0 | 0 | 0 | 0 | 0 | 0 | 6654 | 0 | 0 | 0 | 0 | 0 | 0 | 0 | 0 | 0 | 0 | 6654 | - | 0 | 0 | - | 0 | 0 | - | 0 | 0 | - | 6654 | - | 0 | 0 | - | 0 | 0 | - | 0 | 0 | -
6655 | 0 | 0 | 0 | 0 | 0 | 0 | 0 | 0 | 0 | 0 | 6655 | 0 | 0 | 0 | 0 | 0 | 0 | 0 | 0 | 0 | 0 | 6655 | - | 0 | 0 | - | 0 | 232.3608 | - | 0 | 0 | - | 6655 | - | 0 | 0 | - | 0 | 0 | - | 0 | 0 | -
6656 | 0 | 0 | 0 | 0 | 0 | 0 | 0 | 0 | 0 | 0 | 6656 | 0 | 0 | 0 | 0 | 0 | 0 | 0 | 0 | 0 | 0 | 6656 | - | 0 | 0 | - | 0 | 0 | - | 0 | 0 | - | 6656 | - | 0 | 0 | - | 0 | 0 | - | 0 | 0 | -
6657 | 0 | 0 | 0 | 0 | 0 | 0 | 0 | 0 | 0 | 0 | 6657 | 0 | 0 | 0 | 0 | 0 | 0 | 0 | 0 | 0 | 0 | 6657 | - | 0 | 0 | - | 0 | 0 | - | 0 | 0 | - | 6657 | - | 0 | 0 | - | 0 | 0 | - | 0 | 0 | -
6658 | 0 | 0 | 0 | 0 | 0 | 0 | 0 | 0 | 0 | 0 | 6658 | 0 | 0 | 0 | 0 | 0 | 0 | 0 | 0 | 0 | 0 | 6658 | - | 0 | 0 | - | 0 | 0 | - | 0 | 0 | - | 6658 | - | 0 | 0 | - | 0 | 0 | - | 0 | 0 | -
6659 | 0 | 0 | 0 | 0 | 0 | 0 | 0 | 0 | 0 | 0 | 6659 | 0 | 0 | 0 | 0 | 0 | 0 | 0 | 0 | 0 | 0 | 6659 | - | 0 | 0 | - | 0 | 0 | - | 0 | 0 | - | 6659 | - | 3.8692 | 3.8692 | - | 0 | 0 | - | 0 | 0 | -
6660 | 0 | 0 | 0 | 0 | 0 | 0 | 0 | 0 | 0 | 0 | 6660 | 0 | 0 | 0 | 0 | 0 | 0 | 0 | 0 | 0 | 0 | 6660 | - | 0 | 0 | - | 53.11 | 0 | - | 0 | 0 | - | 6660 | - | 133.5543 | 133.5543 | - | 0 | 0 | - | 0 | 0 | -
6661 | 0 | 0 | 0 | 0 | 0 | 0 | 0 | 0 | 0 | 0 | 6661 | 0 | 0 | 0 | 0 | 0 | 0 | 0 | 0 | 0 | 0 | 6661 | - | 0 | 0 | - | 49.1122 | 0 | - | 0 | 0 | - | 6661 | - | 104.8998 | 104.8998 | - | 0 | 0 | - | 0 | 0 | -
6662 | 0 | 0 | 0 | 0 | 0 | 0 | 0 | 0 | 0 | 0 | 6662 | 0 | 0 | 0 | 0 | 0 | 0 | 0 | 0 | 0 | 0 | 6662 | - | 0 | 0 | - | 0 | 0 | - | 0 | 0 | - | 6662 | - | 96.8254 | 96.8254 | - | 0 | 0 | - | 0 | 0 | -
6663 | 0 | 0 | 0 | 0 | 0 | 0 | 0 | 0 | 0 | 0 | 6663 | 0 | 0 | 0 | 0 | 0 | 0 | 0 | 0 | 0 | 0 | 6663 | - | 0 | 0 | - | 0 | 0 | - | 0 | 0 | - | 6663 | - | 0 | 0 | - | 0 | 0 | - | 0 | 0 | -
6664 | 0 | 0 | 0 | 0 | 0 | 0 | 0 | 0 | 0 | 0 | 6664 | 0 | 0 | 0 | 0 | 0 | 0 | 0 | 0 | 0 | 0 | 6664 | - | 0 | 0 | - | 0 | 0 | - | 0 | 0 | - | 6664 | - | 0 | 0 | - | 0 | 0 | - | 0 | 0 | -
6665 | 0 | 0 | 0 | 0 | 0 | 0 | 0 | 0 | 0 | 0 | 6665 | 0 | 0 | 0 | 0 | 0 | 0 | 0 | 0 | 0 | 0 | 6665 | - | 0 | 0 | - | 0 | 0 | - | 0 | 0 | - | 6665 | - | 0 | 0 | - | 0 | 0 | - | 0 | 0 | -
6666 | 0 | 0 | 233.1 | 0 | 0 | 0 | 0 | 0 | 0 | 0 | 6666 | 0 | 0 | 0 | 0 | 0 | 0 | 0 | 0 | 0 | 0 | 6666 | - | 0 | 0 | - | 0 | 0 | - | 0 | 0 | - | 6666 | - | 0 | 0 | - | 0 | 0 | - | 0 | 0 | -
6667 | 0 | 0 | 0 | 0 | 0 | 0 | 0 | 0 | 0 | 0 | 6667 | 0 | 0 | 0 | 0 | 0 | 0 | 0 | 0 | 0 | 0 | 6667 | - | 0 | 0 | - | 0 | 0 | - | 0 | 0 | - | 6667 | - | 0 | 0 | - | 0 | 0 | - | 0 | 0 | -
6668 | 0 | 0 | 0 | 0 | 0 | 0 | 0 | 0 | 0 | 0 | 6668 | 0 | 0 | 0 | 0 | 0 | 0 | 0 | 0 | 0 | 0 | 6668 | - | 0 | 0 | - | 0 | 0 | - | 0 | 0 | - | 6668 | - | 0 | 0 | - | 0 | 0 | - | 0 | 0 | -
6669 | 0 | 0 | 0 | 0 | 0 | 0 | 0 | 0 | 0 | 0 | 6669 | 0 | 0 | 0 | 0 | 0 | 0 | 0 | 0 | 0 | 0 | 6669 | - | 0 | 0 | - | 0 | 0 | - | 0 | 0 | - | 6669 | - | 0 | 0 | - | 0 | 0 | - | 0 | 0 | -
6670 | 0 | 0 | 0 | 0 | 126.9122 | 0 | 0 | 0 | 0 | 0 | 6670 | 0 | 0 | 0 | 0 | 0 | 0 | 0 | 0 | 0 | 0 | 6670 | - | 500 | 0 | - | 0 | 0 | - | 0 | 0 | - | 6670 | - | 0 | 0 | - | 0 | 0 | - | 0 | 0 | -
6671 | 0 | 0 | 0 | 0 | 0 | 0 | 0 | 0 | 0 | 0 | 6671 | 0 | 0 | 0 | 0 | 0 | 0 | 0 | 0 | 0 | 0 | 6671 | - | 0 | 0 | - | 0 | 0 | - | 0 | 0 | - | 6671 | - | 0 | 0 | - | 0 | 0 | - | 0 | 0 | -
6672 | 0 | 0 | 0 | 0 | 0 | 0 | 0 | 0 | 0 | 0 | 6672 | 0 | 0 | 0 | 0 | 0 | 0 | 0 | 0 | 0 | 0 | 6672 | - | 0 | 0 | - | 0 | 0 | - | 0 | 0 | - | 6672 | - | 0 | 0 | - | 0 | 0 | - | 0 | 0 | -
6673 | 0 | 0 | 0 | 0 | 0 | 0 | 0 | 0 | 0 | 0 | 6673 | 0 | 0 | 0 | 0 | 0 | 0 | 0 | 0 | 0 | 0 | 6673 | - | 0 | 0 | - | 0 | 0 | - | 0 | 0 | - | 6673 | - | 0 | 0 | - | 0 | 0 | - | 0 | 0 | -
6674 | 0 | 0 | 0 | 0 | 0 | 0 | 0 | 0 | 0 | 0 | 6674 | 0 | 0 | 0 | 0 | 0 | 0 | 0 | 0 | 0 | 0 | 6674 | - | 0 | 0 | - | 0 | 0 | - | 0 | 0 | - | 6674 | - | 0 | 0 | - | 0 | 0 | - | 0 | 0 | -
6675 | 0 | 0 | 0 | 0 | 0 | 0 | 0 | 0 | 0 | 0 | 6675 | 0 | 0 | 0 | 0 | 0 | 0 | 0 | 0 | 0 | 0 | 6675 | - | 0 | 0 | - | 0 | 0 | - | 0 | 0 | - | 6675 | - | 0 | 0 | - | 0 | 0 | - | 0 | 0 | -
6676 | 0 | 0 | 0 | 0 | 0 | 0 | 0 | 0 | 0 | 0 | 6676 | 0 | 0 | 0 | 0 | 0 | 0 | 0 | 0 | 0 | 0 | 6676 | - | 0 | 0 | - | 64.4444 | 0 | - | 0 | 0 | - | 6676 | - | 0 | 0 | - | 0 | 0 | - | 0 | 0 | -
6677 | 0 | 0 | 0 | 0 | 0 | 0 | 0 | 0 | 0 | 0 | 6677 | 0 | 0 | 0 | 0 | 0 | 0 | 0 | 0 | 0 | 0 | 6677 | - | 0 | 0 | - | 0 | 0 | - | 0 | 0 | - | 6677 | - | 0 | 0 | - | 0 | 0 | - | 0 | 0 | -
6678 | 0 | 0 | 0 | 0 | 0 | 0 | 0 | 0 | 0 | 0 | 6678 | 0 | 0 | 0 | 0 | 0 | 0 | 0 | 0 | 0 | 0 | 6678 | - | 0 | 500 | - | 0 | 0 | - | 0 | 0 | - | 6678 | - | 0 | 0 | - | 0 | 0 | - | 0 | 0 | -
6679 | 0 | 0 | 0 | 0 | 0 | 0 | 0 | 0 | 0 | 0 | 6679 | 0 | 0 | 0 | 0 | 0 | 0 | 0 | 0 | 0 | 0 | 6679 | - | 0 | 0 | - | 0 | 0 | - | 0 | 0 | - | 6679 | - | 0 | 0 | - | 0 | 0 | - | 0 | 0 | -
6680 | 0 | 0 | 0 | 0 | 0 | 0 | 0 | 0 | 146.1487 | 0 | 6680 | 0 | 0 | 0 | 0 | 0 | 0 | 0 | 0 | 0 | 0 | 6680 | - | 0 | 0 | - | 0 | 500 | - | 0 | 0 | - | 6680 | - | 0 | 0 | - | 0 | 0 | - | 0 | 0 | -
6681 | 0 | 0 | 0 | 0 | 0 | 0 | 0 | 0 | 0 | 0 | 6681 | 0 | 0 | 0 | 0 | 0 | 0 | 0 | 0 | 0 | 0 | 6681 | - | 0 | 0 | - | 500 | 0 | - | 0 | 0 | - | 6681 | - | 0 | 0 | - | 0 | 0 | - | 0 | 0 | -
6682 | 0 | 0 | 0 | 0 | 0 | 0 | 0 | 0 | 0 | 0 | 6682 | 0 | 0 | 0 | 0 | 0 | 0 | 0 | 0 | 0 | 0 | 6682 | - | 0 | 0 | - | 0 | 0 | - | 500 | 500 | - | 6682 | - | 0 | 0 | - | 0 | 0 | - | 0 | 0 | -
6683 | 0 | 0 | 0 | 0 | 0 | 0 | 821.5127 | 0 | 0 | 0 | 6683 | 0 | 0 | 0 | 0 | 0 | 0 | 0 | 0 | 0 | 0 | 6683 | - | 0 | 0 | - | 500 | 0 | - | 500 | 0 | - | 6683 | - | 0 | 0 | - | 0 | 0 | - | 0 | 0 | -
6684 | 0 | 0 | 0 | 0 | 0 | 0 | 1325.648 | 0 | 0 | 0 | 6684 | 0 | 0 | 0 | 0 | 0 | 0 | 0 | 0 | 0 | 0 | 6684 | - | 0 | 0 | - | 0 | 0 | - | 500 | 0 | - | 6684 | - | 0 | 0 | - | 0 | 0 | - | 0 | 0 | -
6685 | 0 | 0 | 0 | 0 | 0 | 0 | 0 | 0 | 0 | 0 | 6685 | 0 | 0 | 0 | 0 | 0 | 0 | 0 | 0 | 0 | 0 | 6685 | - | 0 | 0 | - | 0 | 0 | - | 0 | 0 | - | 6685 | - | 0 | 0 | - | 0 | 0 | - | 0 | 0 | -
6686 | 0 | 0 | 0 | 0 | 0 | 0 | 0 | 0 | 0 | 0 | 6686 | 0 | 0 | 0 | 0 | 0 | 0 | 0 | 0 | 0 | 0 | 6686 | - | 500 | 0 | - | 0 | 0 | - | 0 | 0 | - | 6686 | - | 0 | 0 | - | 0 | 0 | - | 0 | 0 | -
6687 | 0 | 0 | 0 | 0 | 0 | 0 | 0 | 0 | 0 | 0 | 6687 | 0 | 0 | 0 | 0 | 0 | 0 | 0 | 0 | 0 | 0 | 6687 | - | 0 | 0 | - | 0 | 0 | - | 0 | 0 | - | 6687 | - | 0 | 0 | - | 0 | 0 | - | 0 | 0 | -
6688 | 0 | 0 | 0 | 0 | 0 | 0 | 0 | 0 | 0 | 0 | 6688 | 0 | 0 | 0 | 0 | 0 | 0 | 0 | 0 | 0 | 0 | 6688 | - | 0 | 0 | - | 0 | 0 | - | 0 | 0 | - | 6688 | - | 0 | 0 | - | 0 | 0 | - | 0 | 0 | -
6689 | 0 | 18.8727 | 0 | 0 | 0 | 0 | 0 | 0 | 0 | 0 | 6689 | 0 | 0 | 0 | 0 | 0 | 0 | 0 | 0 | 0 | 0 | 6689 | - | 0 | 0 | - | 0 | 0 | - | 0 | 0 | - | 6689 | - | 0 | 0 | - | 0 | 0 | - | 0 | 0 | -
6690 | 0 | 0 | 0 | 0 | 0 | 0 | 0 | 0 | 0 | 0 | 6690 | 0 | 0 | 0 | 0 | 0 | 0 | 0 | 0 | 0 | 0 | 6690 | - | 170.0081 | 0 | - | 0 | 0 | - | 0 | 0 | - | 6690 | - | 0 | 0 | - | 0 | 0 | - | 0 | 0 | -
6691 | 0 | 0 | 0 | 0 | 0 | 0 | 0 | 0 | 0 | 0 | 6691 | 0 | 0 | 0 | 0 | 0 | 0 | 0 | 0 | 0 | 0 | 6691 | - | 500 | 0 | - | 0 | 0 | - | 0 | 0 | - | 6691 | - | 0 | 0 | - | 0 | 0 | - | 0 | 0 | -
6692 | 0 | 0 | 0 | 0 | 0 | 0 | 0 | 0 | 0 | 0 | 6692 | 0 | 0 | 0 | 0 | 0 | 0 | 0 | 0 | 0 | 0 | 6692 | - | 500 | 0 | - | 0 | 0 | - | 0 | 0 | - | 6692 | - | 0 | 0 | - | 0 | 0 | - | 0 | 0 | -
6693 | 0 | 0 | 0 | 0 | 0 | 0 | 0 | 0 | 0 | 0 | 6693 | 0 | 0 | 0 | 0 | 0 | 0 | 0 | 0 | 0 | 0 | 6693 | - | 292.0928 | 0 | - | 0 | 0 | - | 0 | 0 | - | 6693 | - | 0 | 0 | - | 0 | 0 | - | 0 | 0 | -
6694 | 0 | 0 | 0 | 0 | 0 | 0 | 0 | 0 | 0 | 0 | 6694 | 0 | 0 | 0 | 0 | 0 | 0 | 0 | 0 | 0 | 0 | 6694 | - | 500 | 0 | - | 0 | 0 | - | 0 | 0 | - | 6694 | - | 0 | 0 | - | 0 | 0 | - | 0 | 0 | -
6695 | 0 | 0 | 0 | 0 | 0 | 0 | 0 | 0 | 0 | 0 | 6695 | 0 | 0 | 0 | 0 | 0 | 0 | 0 | 0 | 0 | 0 | 6695 | - | 500 | 0 | - | 0 | 0 | - | 0 | 0 | - | 6695 | - | 0 | 0 | - | 0 | 0 | - | 0 | 0 | -
6696 | 0 | 0 | 146.1487 | 0 | 0 | 0 | 0 | 0 | 0 | 0 | 6696 | 0 | 0 | 0 | 0 | 0 | 0 | 0 | 0 | 0 | 0 | 6696 | - | 500 | 0 | - | 0 | 0 | - | 0 | 0 | - | 6696 | - | 0 | 0 | - | 0 | 0 | - | 0 | 0 | -
6697 | 0 | 0 | 0 | 0 | 0 | 0 | 0 | 0 | 0 | 0 | 6697 | 0 | 0 | 0 | 0 | 0 | 0 | 0 | 0 | 0 | 0 | 6697 | - | 500 | 0 | - | 0 | 0 | - | 0 | 0 | - | 6697 | - | 0 | 0 | - | 0 | 0 | - | 0 | 0 | -
6698 | 0 | 0 | 0 | 0 | 0 | 0 | 0 | 0 | 0 | 0 | 6698 | 0 | 0 | 0 | 0 | 0 | 0 | 0 | 0 | 0 | 0 | 6698 | - | 500 | 0 | - | 0 | 0 | - | 0 | 0 | - | 6698 | - | 0 | 0 | - | 0 | 0 | - | 0 | 0 | -
6699 | 0 | 0 | 0 | 0 | 0 | 0 | 0 | 0 | 0 | 0 | 6699 | 0 | 0 | 0 | 0 | 0 | 0 | 0 | 0 | 0 | 0 | 6699 | - | 500 | 0 | - | 0 | 0 | - | 0 | 0 | - | 6699 | - | 0 | 0 | - | 0 | 0 | - | 0 | 0 | -
6700 | 0 | 0 | 0 | 0 | 0 | 0 | 0 | 0 | 0 | 0 | 6700 | 0 | 0 | 0 | 0 | 0 | 0 | 0 | 0 | 0 | 0 | 6700 | - | 0 | 0 | - | 0 | 0 | - | 0 | 0 | - | 6700 | - | 0 | 0 | - | 0 | 0 | - | 0 | 0 | -
6701 | 0 | 0 | 0 | 0 | 0 | 0 | 0 | 0 | 0 | 0 | 6701 | 0 | 0 | 0 | 0 | 0 | 0 | 0 | 0 | 0 | 0 | 6701 | - | 0 | 0 | - | 0 | 500 | - | 0 | 0 | - | 6701 | - | 0 | 0 | - | 0 | 0 | - | 0 | 0 | -
6702 | 0 | 0 | 0 | 0 | 0 | 0 | 0 | 0 | 0 | 0 | 6702 | 0 | 0 | 0 | 0 | 0 | 0 | 0 | 0 | 0 | 0 | 6702 | - | 500 | 416.4337 | - | 0 | 500 | - | 0 | 0 | - | 6702 | - | 0 | 0 | - | 0 | 0 | - | 0 | 0 | -
6703 | 0 | 0 | 0 | 0 | 0 | 0 | 0 | 0 | 0 | 0 | 6703 | 0 | 0 | 0 | 0 | 0 | 0 | 0 | 0 | 0 | 0 | 6703 | - | 500 | 500 | - | 0 | 500 | - | 0 | 0 | - | 6703 | - | 0 | 0 | - | 0 | 0 | - | 0 | 0 | -
6704 | 0 | 0 | 0 | 0 | 0 | 0 | 0 | 0 | 0 | 0 | 6704 | 0 | 0 | 0 | 0 | 0 | 0 | 0 | 0 | 0 | 0 | 6704 | - | 0 | 500 | - | 0 | 500 | - | 218.7216 | 0 | - | 6704 | - | 0 | 0 | - | 0 | 0 | - | 0 | 0 | -
6705 | 0 | 0 | 0 | 0 | 0 | 0 | 0 | 0 | 0 | 0 | 6705 | 0 | 0 | 0 | 0 | 0 | 0 | 0 | 0 | 0 | 0 | 6705 | - | 0 | 500 | - | 0 | 500 | - | 500 | 0 | - | 6705 | - | 0 | 0 | - | 0 | 0 | - | 0 | 0 | -
6706 | 0 | 0 | 0 | 0 | 0 | 0 | 0 | 0 | 0 | 0 | 6706 | 0 | 0 | 0 | 0 | 0 | 0 | 0 | 0 | 0 | 0 | 6706 | - | 0 | 500 | - | 0 | 500 | - | 500 | 0 | - | 6706 | - | 0 | 0 | - | 0 | 0 | - | 0 | 0 | -
6707 | 0 | 0 | 0 | 0 | 0 | 0 | 0 | 0 | 0 | 0 | 6707 | 0 | 0 | 0 | 0 | 0 | 0 | 0 | 0 | 0 | 0 | 6707 | - | 0 | 500 | - | 0 | 500 | - | 500 | 0 | - | 6707 | - | 0 | 0 | - | 0 | 0 | - | 0 | 0 | -
6708 | 0 | 0 | 0 | 0 | 0 | 0 | 293.3069 | 0 | 0 | 0 | 6708 | 0 | 0 | 0 | 0 | 0 | 0 | 0 | 0 | 0 | 0 | 6708 | - | 0 | 500 | - | 0 | 0 | - | 0 | 293.3069 | - | 6708 | - | 0 | 0 | - | 0 | 0 | - | 0 | 0 | -
6709 | 0 | 0 | 0 | 0 | 0 | 0 | 0 | 0 | 0 | 0 | 6709 | 0 | 0 | 0 | 0 | 0 | 0 | 0 | 0 | 0 | 0 | 6709 | - | 0 | 0 | - | 0 | 500 | - | 0 | 0 | - | 6709 | - | 0 | 0 | - | 0 | 0 | - | 0 | 0 | -
6710 | 0 | 0 | 0 | 0 | 0 | 0 | 0 | 0 | 0 | 0 | 6710 | 0 | 0 | 0 | 0 | 0 | 0 | 0 | 0 | 0 | 0 | 6710 | - | 0 | 0 | - | 0 | 266.1305 | - | 0 | 0 | - | 6710 | - | 0 | 0 | - | 0 | 0 | - | 0 | 0 | -
6711 | 0 | 0 | 0 | 0 | 0 | 0 | 0 | 0 | 0 | 0 | 6711 | 0 | 0 | 0 | 0 | 0 | 0 | 0 | 0 | 0 | 0 | 6711 | - | 0 | 0 | - | 0 | 0 | - | 0 | 0 | - | 6711 | - | 0 | 0 | - | 0 | 0 | - | 0 | 0 | -
6712 | 0 | 0 | 0 | 0 | 0 | 0 | 0 | 0 | 0 | 0 | 6712 | 0 | 0 | 0 | 45.2015 | 0 | 0 | 0 | 0 | 0 | 0 | 6712 | - | 0 | 0 | - | 0 | 0 | - | 0 | 0 | - | 6712 | - | 0 | 0 | - | 45.2015 | 45.2015 | - | 0 | 0 | -
6713 | 0 | 0 | 0 | 0 | 0 | 0 | 0 | 0 | 0 | 0 | 6713 | 98.091 | 0 | 0 | 30.7241 | 0 | 0 | 0 | 0 | 0 | 0 | 6713 | - | 0 | 0 | - | 0 | 0 | - | 0 | 0 | - | 6713 | - | 98.091 | 98.091 | - | 120.7241 | 120.7241 | - | 0 | 0 | -
6714 | 0 | 0 | 0 | 0 | 0 | 0 | 0 | 0 | 0 | 0 | 6714 | 139.5023 | 0 | 0 | 0 | 0 | 0 | 0 | 0 | 0 | 0 | 6714 | - | 0 | 0 | - | 0 | 0 | - | 0 | 0 | - | 6714 | - | 139.5023 | 139.5023 | - | 0 | 0 | - | 0 | 0 | -
6715 | 0 | 0 | 0 | 0 | 0 | 0 | 0 | 0 | 0 | 0 | 6715 | 175.8175 | 0 | 0 | 0 | 0 | 0 | 0 | 0 | 0 | 0 | 6715 | - | 0 | 0 | - | 0 | 0 | - | 0 | 0 | - | 6715 | - | 175.8175 | 175.8175 | - | 34.0744 | 34.0744 | - | 0 | 0 | -
6716 | 0 | 0 | 0 | 0 | 0 | 0 | 0 | 0 | 0 | 0 | 6716 | 115.7862 | 0 | 0 | 0 | 0 | 0 | 0 | 0 | 0 | 0 | 6716 | - | 0 | 0 | - | 0 | 0 | - | 0 | 0 | - | 6716 | - | 286.5893 | 286.5893 | - | 500 | 500 | - | 0 | 0 | -
6717 | 0 | 0 | 0 | 0 | 0 | 0 | 0 | 0 | 0 | 0 | 6717 | 0 | 0 | 0 | 0 | 0 | 0 | 0 | 0 | 0 | 0 | 6717 | - | 0 | 0 | - | 0 | 0 | - | 0 | 0 | - | 6717 | - | 500 | 500 | - | 500 | 500 | - | 500 | 500 | -
6718 | 0 | 0 | 0 | 0 | 0 | 0 | 0 | 0 | 0 | 0 | 6718 | 42.2313 | 0 | 0 | 163.4492 | 0 | 0 | 0 | 0 | 0 | 0 | 6718 | - | 0 | 0 | - | 0 | 0 | - | 0 | 0 | - | 6718 | - | 500 | 500 | - | 500 | 500 | - | 500 | 500 | -
6719 | 0 | 0 | 0 | 0 | 0 | 0 | 0 | 0 | 0 | 0 | 6719 | 137.8573 | 0 | 0 | 279.0617 | 0 | 0 | 0 | 0 | 0 | 0 | 6719 | - | 0 | 0 | - | 0 | 0 | - | 0 | 0 | - | 6719 | - | 500 | 500 | - | 500 | 500 | - | 500 | 500 | -
6720 | 0 | 0 | 0 | 0 | 0 | 0 | 0 | 0 | 0 | 0 | 6720 | 327.9133 | 691.4658 | 161.1807 | 518.7622 | 691.4658 | 161.1807 | 1037.1988 | 691.4658 | 161.1807 | 0 | 6720 | - | 0 | 0 | - | 0 | 0 | - | 0 | 0 | - | 6720 | - | 500 | 500 | - | 500 | 500 | - | 500 | 500 | -
6721 | 0 | 0 | 0 | 0 | 0 | 0 | 0 | 0 | 0 | 0 | 6721 | 0 | 0 | 0 | 0 | 0 | 0 | 0 | 0 | 0 | 0 | 6721 | - | 0 | 0 | - | 0 | 0 | - | 0 | 0 | - | 6721 | - | 221.3342 | 71.3342 | - | 0 | 0 | - | 500 | 449.471 | -
6722 | 0 | 0 | 0 | 0 | 0 | 0 | 0 | 0 | 0 | 0 | 6722 | 0 | 95.4065 | 0 | 0 | 0 | 0 | 143.1939 | 85.5424 | 0 | 0 | 6722 | - | 0 | 0 | - | 0 | 0 | - | 0 | 0 | - | 6722 | - | 287.5275 | 382.934 | - | 0 | 0 | - | 500 | 500 | -
6723 | 0 | 0 | 0 | 0 | 0 | 0 | 0 | 0 | 0 | 0 | 6723 | 173.1956 | 0 | 0 | 34.6718 | 34.6718 | 0 | 274.3657 | 462.4361 | 17.6934 | 0 | 6723 | - | 0 | 0 | - | 0 | 0 | - | 0 | 0 | - | 6723 | - | 494.8269 | 494.8269 | - | 0 | 0 | - | 500 | 500 | -
6724 | 0 | 0 | 0 | 0 | 0 | 0 | 0 | 0 | 0 | 0 | 6724 | 526.8113 | 176.8113 | 38.9809 | 412.327 | 412.327 | 161.1807 | 524.3486 | 143.4873 | 143.4873 | 0 | 6724 | - | 0 | 0 | - | 0 | 0 | - | 0 | 0 | - | 6724 | - | 500 | 500 | - | 0 | 193.1617 | - | 500 | 500 | -
6725 | 0 | 0 | 0 | 0 | 0 | 0 | 0 | 0 | 0 | 0 | 6725 | 337.1919 | 272.1998 | 122.1998 | 590.2 | 244.467 | 0 | 95.2905 | 0 | 0 | 0 | 6725 | - | 0 | 0 | - | 0 | 0 | - | 0 | 0 | - | 6725 | - | 500 | 500 | - | 297.5948 | 0 | - | 336.8371 | 336.8371 | -
6726 | 0 | 0 | 0 | 0 | 0 | 0 | 0 | 0 | 0 | 0 | 6726 | 0 | 147.0483 | 0 | 0 | 0 | 0 | 0 | 0 | 0 | 0 | 6726 | - | 0 | 0 | - | 0 | 0 | - | 0 | 0 | - | 6726 | - | 500 | 500 | - | 0 | 0 | - | 0 | 0 | -
6727 | 0 | 0 | 0 | 0 | 0 | 0 | 0 | 0 | 0 | 0 | 6727 | 0 | 0 | 0 | 0 | 0 | 0 | 0 | 0 | 0 | 0 | 6727 | - | 107.1656 | 107.1656 | - | 0 | 0 | - | 0 | 0 | - | 6727 | - | 0 | 0 | - | 0 | 0 | - | 0 | 0 | -
6728 | 0 | 0 | 0 | 0 | 0 | 0 | 0 | 0 | 0 | 0 | 6728 | 0 | 0 | 0 | 0 | 0 | 0 | 0 | 0 | 0 | 0 | 6728 | - | 480.3612 | 500 | - | 0 | 264.7991 | - | 0 | 0 | - | 6728 | - | 0 | 0 | - | 0 | 0 | - | 0 | 0 | -
6729 | 0 | 0 | 0 | 0 | 0 | 0 | 0 | 0 | 0 | 0 | 6729 | 0 | 0 | 0 | 0 | 0 | 0 | 0 | 0 | 0 | 0 | 6729 | - | 500 | 500 | - | 293.2914 | 500 | - | 500 | 500 | - | 6729 | - | 0 | 0 | - | 0 | 0 | - | 0 | 0 | -
6730 | 0 | 0 | 0 | 0 | 0 | 0 | 86.9966 | 0 | 233.1 | 0 | 6730 | 0 | 0 | 0 | 0 | 0 | 0 | 0 | 0 | 0 | 0 | 6730 | - | 500 | 500 | - | 500 | 500 | - | 500 | 500 | - | 6730 | - | 0 | 0 | - | 0 | 0 | - | 0 | 0 | -
6731 | 940.4677 | 1000 | 146.1487 | 1500 | 1000 | 233.1 | 1500 | 402.3798 | 146.1487 | 940.4677 | 6731 | 0 | 0 | 0 | 0 | 0 | 0 | 0 | 0 | 0 | 940.4677 | 6731 | - | 500 | 500 | - | 500 | 500 | - | 500 | 500 | - | 6731 | - | 0 | 0 | - | 0 | 0 | - | 0 | 0 | -
6732 | 1500 | 626.9784 | 233.1 | 851.8929 | 626.9784 | 146.1487 | 787.9 | 287.9 | 0 | 1500 | 6732 | 0 | 0 | 0 | 0 | 0 | 0 | 0 | 0 | 0 | 1500 | 6732 | - | 500 | 500 | - | 500 | 500 | - | 500 | 500 | - | 6732 | - | 0 | 0 | - | 0 | 0 | - | 0 | 0 | -
6733 | 0 | 0 | 0 | 88.5747 | 0 | 0 | 0 | 846.0134 | 0 | 0 | 6733 | 0 | 0 | 0 | 0 | 0 | 0 | 0 | 0 | 0 | 0 | 6733 | - | 500 | 500 | - | 500 | 500 | - | 500 | 500 | - | 6733 | - | 0 | 0 | - | 0 | 0 | - | 0 | 0 | -
6734 | 0 | 0 | 0 | 0 | 0 | 0 | 65.5711 | 90.6852 | 0 | 0 | 6734 | 0 | 0 | 0 | 0 | 0 | 0 | 0 | 0 | 0 | 0 | 6734 | - | 187.3608 | 187.3608 | - | 0 | 0 | - | 500 | 500 | - | 6734 | - | 0 | 0 | - | 0 | 0 | - | 0 | 0 | -
6735 | 0 | 0 | 0 | 0 | 0 | 0 | 0 | 0 | 0 | 0 | 6735 | 189.8116 | 339.8116 | 62.5717 | 316.4994 | 339.6524 | 0 | 84.2394 | 163.6652 | 0 | 0 | 6735 | - | 0 | 0 | - | 0 | 0 | - | 0 | 0 | - | 6735 | - | 0 | 127.2399 | - | 0 | 339.6524 | - | 0 | 163.6652 | -
6736 | 0 | 0 | 0 | 0 | 0 | 0 | 0 | 0 | 0 | 0 | 6736 | 405.1531 | 286.0621 | 0 | 589.6214 | 89.6214 | 89.6214 | 436.9697 | 0 | 89.2614 | 0 | 6736 | - | 0 | 0 | - | 0 | 0 | - | 0 | 0 | - | 6736 | - | 269.0909 | 500 | - | 500 | 500 | - | 476.6826 | 387.4212 | -
6737 | 0 | 0 | 0 | 0 | 0 | 0 | 0 | 0 | 0 | 0 | 6737 | 292.1911 | 0 | 0 | 455.9153 | 0 | 0 | 250.8436 | 330.2694 | 0 | 0 | 6737 | - | 0 | 0 | - | 0 | 0 | - | 0 | 0 | - | 6737 | - | 442.1911 | 442.1911 | - | 455.9153 | 455.9153 | - | 0 | 330.2694 | -
6738 | 0 | 0 | 0 | 0 | 0 | 0 | 0 | 0 | 0 | 0 | 6738 | 156.5222 | 0 | 0 | 307.2091 | 307.2091 | 0 | 100.3595 | 60.8945 | 0 | 0 | 6738 | - | 0 | 0 | - | 0 | 0 | - | 0 | 0 | - | 6738 | - | 306.5222 | 306.5222 | - | 0 | 307.2091 | - | 111.8808 | 172.7754 | -
6739 | 0 | 0 | 0 | 0 | 0 | 0 | 0 | 0 | 0 | 0 | 6739 | 50.6378 | 0 | 0 | 185.6358 | 0 | 0 | 0 | 0 | 0 | 0 | 6739 | - | 0 | 0 | - | 0 | 0 | - | 0 | 0 | - | 6739 | - | 200.6378 | 50.6378 | - | 185.6358 | 185.6358 | - | 38.2952 | 38.2952 | -
6740 | 0 | 0 | 0 | 0 | 0 | 0 | 0 | 0 | 0 | 0 | 6740 | 40.4455 | 0 | 0 | 165.8729 | 0 | 0 | 0 | 8.2628 | 0 | 0 | 6740 | - | 0 | 0 | - | 0 | 0 | - | 0 | 0 | - | 6740 | - | 190.4455 | 190.4455 | - | 165.8729 | 165.8729 | - | 0 | 8.2628 | -
6741 | 0 | 0 | 0 | 0 | 0 | 0 | 0 | 0 | 0 | 0 | 6741 | 0 | 0 | 0 | 53.6437 | 90.5858 | 0 | 0 | 0 | 0 | 0 | 6741 | - | 0 | 0 | - | 0 | 0 | - | 0 | 0 | - | 6741 | - | 137.011 | 0 | - | 0 | 90.5858 | - | 0 | 0 | -
6742 | 0 | 0 | 0 | 22.2239 | 0 | 0 | 0 | 0 | 0 | 0 | 6742 | 0 | 43.8639 | 0 | 0 | 0 | 0 | 0 | 0 | 0 | 0 | 6742 | - | 0 | 0 | - | 0 | 0 | - | 0 | 0 | - | 6742 | - | 0 | 0 | - | 0 | 0 | - | 0 | 0 | -
6743 | 0 | 0 | 0 | 26.7452 | 0 | 0 | 0 | 0 | 0 | 0 | 6743 | 0 | 0 | 0 | 0 | 0 | 0 | 0 | 0 | 0 | 0 | 6743 | - | 0 | 0 | - | 0 | 0 | - | 0 | 0 | - | 6743 | - | 48.1737 | 0 | - | 0 | 0 | - | 0 | 0 | -
6744 | 0 | 0 | 0 | 66.1486 | 0 | 0 | 0 | 0 | 0 | 0 | 6744 | 0 | 0 | 0 | 0 | 0 | 0 | 0 | 0 | 0 | 0 | 6744 | - | 0 | 0 | - | 0 | 0 | - | 0 | 0 | - | 6744 | - | 18.7794 | 0 | - | 0 | 0 | - | 0 | 0 | -
6745 | 0 | 0 | 0 | 0 | 0 | 0 | 0 | 0 | 0 | 0 | 6745 | 0 | 0 | 0 | 0 | 45.4046 | 0 | 0 | 0 | 0 | 0 | 6745 | - | 0 | 0 | - | 0 | 0 | - | 0 | 0 | - | 6745 | - | 138.2474 | 0 | - | 16.7677 | 62.1723 | - | 0 | 0 | -
6746 | 0 | 0 | 0 | 0 | 0 | 0 | 0 | 0 | 0 | 0 | 6746 | 8.1697 | 0 | 0 | 0 | 0 | 0 | 0 | 0 | 0 | 0 | 6746 | - | 0 | 0 | - | 0 | 0 | - | 0 | 0 | - | 6746 | - | 158.1697 | 158.1697 | - | 88.3223 | 88.3223 | - | 0 | 0 | -
6747 | 0 | 0 | 0 | 0 | 0 | 0 | 0 | 0 | 0 | 0 | 6747 | 60.2296 | 0 | 0 | 0 | 0 | 0 | 0 | 0 | 0 | 0 | 6747 | - | 0 | 0 | - | 0 | 0 | - | 0 | 0 | - | 6747 | - | 210.2296 | 210.2296 | - | 146.8791 | 146.8791 | - | 0 | 0 | -
6748 | 0 | 0 | 0 | 0 | 0 | 0 | 0 | 0 | 0 | 0 | 6748 | 94.1318 | 244.1318 | 94.1318 | 97.8501 | 0 | 0 | 0 | 2.1535 | 0 | 0 | 6748 | - | 0 | 0 | - | 0 | 0 | - | 0 | 0 | - | 6748 | - | 0 | 0 | - | 191.8182 | 191.8182 | - | 0 | 2.1535 | -
6749 | 0 | 0 | 0 | 0 | 0 | 0 | 0 | 0 | 0 | 0 | 6749 | 165.6578 | 0 | 165.6578 | 0 | 0 | 79.9333 | 0 | 0 | 0 | 0 | 6749 | - | 0 | 0 | - | 0 | 0 | - | 0 | 0 | - | 6749 | - | 315.6578 | 0 | - | 266.2706 | 186.3373 | - | 77.7092 | 77.7092 | -
6750 | 0 | 0 | 0 | 0 | 0 | 0 | 0 | 0 | 0 | 0 | 6750 | 292.385 | 0 | 0 | 0 | 0 | 0 | 115.0397 | 0 | 0 | 0 | 6750 | - | 0 | 0 | - | 0 | 0 | - | 0 | 0 | - | 6750 | - | 413.8141 | 413.8141 | - | 0 | 0 | - | 500 | 194.4655 | -
6751 | 0 | 0 | 0 | 0 | 0 | 0 | 0 | 0 | 0 | 0 | 6751 | 319.0622 | 469.0622 | 0 | 0 | 0 | 0 | 0 | 396.6839 | 0 | 0 | 6751 | - | 0 | 0 | - | 0 | 0 | - | 0 | 0 | - | 6751 | - | 0 | 388.4964 | - | 84.8756 | 0 | - | 0 | 19.5358 | -
6752 | 0 | 0 | 0 | 0 | 0 | 0 | 0 | 0 | 0 | 0 | 6752 | 0 | 0 | 0 | 0 | 0 | 0 | 0 | 0 | 0 | 0 | 6752 | - | 93.7893 | 500 | - | 0 | 0 | - | 0 | 0 | - | 6752 | - | 0 | 0 | - | 0 | 0 | - | 500 | 172.6413 | -
6753 | 0 | 0 | 0 | 0 | 0 | 0 | 0 | 0 | 0 | 0 | 6753 | 0 | 0 | 0 | 0 | 0 | 0 | 0 | 0 | 0 | 0 | 6753 | - | 500 | 500 | - | 0 | 0 | - | 0 | 0 | - | 6753 | - | 0 | 0 | - | 0 | 0 | - | 0 | 0 | -
6754 | 923.2329 | 423.2329 | 146.1487 | 1500 | 0 | 0 | 0 | 0 | 0 | 923.2329 | 6754 | 0 | 0 | 0 | 0 | 0 | 0 | 0 | 0 | 0 | 923.2329 | 6754 | - | 500 | 500 | - | 0 | 0 | - | 0 | 0 | - | 6754 | - | 0 | 0 | - | 0 | 0 | - | 0 | 0 | -
6755 | 0 | 576.8184 | 0 | 253.8978 | 0 | 0 | 0 | 0 | 0 | 0 | 6755 | 0 | 0 | 0 | 0 | 0 | 0 | 0 | 0 | 0 | 0 | 6755 | - | 500 | 500 | - | 0 | 0 | - | 0 | 0 | - | 6755 | - | 0 | 0 | - | 0 | 0 | - | 0 | 0 | -
6756 | 461.9429 | 71.6354 | 233.1 | 308.2446 | 0 | 0 | 58.9276 | 0 | 0 | 461.9429 | 6756 | 0 | 0 | 0 | 0 | 0 | 0 | 0 | 0 | 0 | 461.9429 | 6756 | - | 500 | 500 | - | 0 | 308.2446 | - | 58.9276 | 58.9276 | - | 6756 | - | 0 | 0 | - | 0 | 0 | - | 0 | 0 | -
6757 | 1055.2918 | 555.2918 | 0 | 378.3252 | 0 | 0 | 0 | 0 | 0 | 1055.2918 | 6757 | 0 | 0 | 0 | 0 | 0 | 0 | 0 | 0 | 0 | 1055.2918 | 6757 | - | 500 | 500 | - | 0 | 210.7756 | - | 0 | 0 | - | 6757 | - | 0 | 0 | - | 0 | 0 | - | 0 | 0 | -
6758 | 0 | 0 | 0 | 0 | 0 | 0 | 0 | 0 | 0 | 0 | 6758 | 0 | 0 | 0 | 0 | 0 | 0 | 0 | 0 | 0 | 0 | 6758 | - | 0 | 0 | - | 0 | 0 | - | 0 | 0 | - | 6758 | - | 0 | 0 | - | 0 | 0 | - | 0 | 0 | -
6759 | 0 | 0 | 0 | 0 | 0 | 0 | 0 | 0 | 0 | 0 | 6759 | 320.1275 | 0 | 0 | 221.197 | 0 | 0 | 130.6116 | 0 | 233.1 | 0 | 6759 | - | 0 | 0 | - | 0 | 0 | - | 0 | 0 | - | 6759 | - | 470.1275 | 470.1275 | - | 470.2355 | 470.2355 | - | 312.6289 | 79.5289 | -
6760 | 0 | 0 | 0 | 0 | 0 | 0 | 0 | 0 | 0 | 0 | 6760 | 448.2426 | 598.2426 | 0 | 475.1213 | 109.4929 | 109.4929 | 433.1246 | 0 | 0 | 0 | 6760 | - | 0 | 0 | - | 0 | 0 | - | 0 | 0 | - | 6760 | - | 0 | 500 | - | 500 | 500 | - | 472.8375 | 472.8375 | -
6761 | 0 | 0 | 0 | 0 | 0 | 0 | 0 | 0 | 0 | 0 | 6761 | 425.2428 | 75.2428 | 0 | 520.3138 | 70.8022 | 43.3138 | 341.5765 | 421.0023 | 0 | 0 | 6761 | - | 0 | 0 | - | 0 | 0 | - | 0 | 0 | - | 6761 | - | 500 | 500 | - | 500 | 500 | - | 0 | 421.0023 | -
6762 | 0 | 0 | 0 | 0 | 0 | 0 | 0 | 0 | 0 | 0 | 6762 | 254.6933 | 404.6933 | 0 | 322.1495 | 0 | 0 | 188.7927 | 0 | 0 | 0 | 6762 | - | 0 | 0 | - | 0 | 0 | - | 0 | 0 | - | 6762 | - | 0 | 404.6933 | - | 386.5951 | 345.1495 | - | 228.5056 | 228.5056 | -
6763 | 0 | 0 | 0 | 0 | 0 | 0 | 0 | 0 | 0 | 0 | 6763 | 213.0178 | 0 | 0 | 312.3557 | 312.3557 | 0 | 42.9287 | 0 | 0 | 0 | 6763 | - | 0 | 0 | - | 0 | 0 | - | 0 | 0 | - | 6763 | - | 363.0178 | 363.0178 | - | 0 | 312.3557 | - | 122.3545 | 122.3545 | -
6764 | 0 | 0 | 0 | 0 | 0 | 0 | 0 | 0 | 0 | 0 | 6764 | 104.3242 | 0 | 150.2778 | 176.2633 | 0 | 0 | 0 | 0 | 0 | 0 | 6764 | - | 0 | 0 | - | 0 | 0 | - | 0 | 0 | - | 6764 | - | 254.3242 | 0 | - | 176.2633 | 176.2633 | - | 0 | 0 | -
6765 | 0 | 0 | 0 | 0 | 0 | 0 | 0 | 0 | 0 | 0 | 6765 | 0 | 0 | 0 | 46.997 | 0 | 0 | 0 | 0 | 0 | 0 | 6765 | - | 0 | 0 | - | 0 | 0 | - | 0 | 0 | - | 6765 | - | 129.6279 | 0 | - | 46.997 | 46.997 | - | 0 | 0 | -
6766 | 0 | 0 | 0 | 0 | 0 | 0 | 0 | 0 | 0 | 0 | 6766 | 22.0836 | 0 | 172.0836 | 0 | 0 | 0 | 0 | 0 | 0 | 0 | 6766 | - | 0 | 0 | - | 0 | 0 | - | 0 | 0 | - | 6766 | - | 172.0836 | 0 | - | 77.523 | 77.523 | - | 0 | 0 | -
6767 | 0 | 0 | 0 | 0 | 0 | 0 | 0 | 0 | 0 | 0 | 6767 | 86.7758 | 0 | 0 | 0 | 0 | 0 | 0 | 0 | 0 | 0 | 6767 | - | 0 | 0 | - | 0 | 0 | - | 0 | 0 | - | 6767 | - | 86.7758 | 0 | - | 0 | 0 | - | 0 | 0 | -
6768 | 0 | 0 | 0 | 0 | 0 | 0 | 0 | 0 | 0 | 0 | 6768 | 0 | 0 | 0 | 0 | 0 | 0 | 0 | 0 | 0 | 0 | 6768 | - | 0 | 0 | - | 0 | 0 | - | 0 | 0 | - | 6768 | - | 63.456 | 0 | - | 0 | 0 | - | 0 | 0 | -
6769 | 45.0394 | 0 | 0 | 3.0481 | 0 | 0 | 0 | 0 | 0 | 45.0394 | 6769 | 0 | 0 | 0 | 0 | 0 | 0 | 0 | 0 | 0 | 45.0394 | 6769 | - | 45.0394 | 45.0394 | - | 0 | 0 | - | 0 | 0 | - | 6769 | - | 0 | 0 | - | 0 | 0 | - | 0 | 0 | -
6770 | 34.523 | 0 | 0 | 17.9021 | 0 | 0 | 0 | 0 | 0 | 34.523 | 6770 | 0 | 0 | 0 | 0 | 0 | 0 | 0 | 0 | 0 | 34.523 | 6770 | - | 34.523 | 34.523 | - | 0 | 0 | - | 0 | 0 | - | 6770 | - | 0 | 0 | - | 0 | 0 | - | 0 | 0 | -
6771 | 0 | 0 | 0 | 0 | 0 | 0 | 0 | 0 | 0 | 0 | 6771 | 0 | 0 | 0 | 0 | 0 | 0 | 0 | 0 | 0 | 0 | 6771 | - | 0 | 0 | - | 0 | 0 | - | 0 | 0 | - | 6771 | - | 42.4232 | 0 | - | 0 | 0 | - | 0 | 0 | -
6772 | 0 | 0 | 0 | 0 | 0 | 0 | 0 | 0 | 0 | 0 | 6772 | 99.3439 | 136.5788 | 0 | 17.8076 | 17.8076 | 0 | 0 | 0 | 0 | 0 | 6772 | - | 0 | 0 | - | 0 | 0 | - | 0 | 0 | - | 6772 | - | 83.5789 | 220.1577 | - | 0 | 17.8076 | - | 0 | 0 | -
6773 | 0 | 0 | 0 | 0 | 0 | 0 | 0 | 0 | 27.2912 | 0 | 6773 | 168.1742 | 168.1742 | 0 | 0 | 0 | 0 | 0 | 0 | 0 | 0 | 6773 | - | 0 | 0 | - | 0 | 0 | - | 0 | 0 | - | 6773 | - | 0 | 168.1742 | - | 0 | 0 | - | 0 | 0 | -
6774 | 0 | 0 | 0 | 0 | 0 | 0 | 0 | 0 | 0 | 0 | 6774 | 0 | 0 | 0 | 0 | 0 | 0 | 0 | 0 | 0 | 0 | 6774 | - | 0 | 0 | - | 0 | 0 | - | 0 | 0 | - | 6774 | - | 0 | 0 | - | 0 | 0 | - | 0 | 0 | -
6775 | 0 | 0 | 0 | 0 | 0 | 0 | 0 | 0 | 0 | 0 | 6775 | 0 | 0 | 0 | 0 | 0 | 0 | 0 | 0 | 0 | 0 | 6775 | - | 0 | 0 | - | 0 | 0 | - | 500 | 500 | - | 6775 | - | 0 | 0 | - | 0 | 0 | - | 0 | 0 | -
6776 | 0 | 0 | 0 | 0 | 0 | 0 | 0 | 0 | 0 | 0 | 6776 | 0 | 0 | 0 | 0 | 0 | 0 | 0 | 0 | 0 | 0 | 6776 | - | 0 | 0 | - | 0 | 0 | - | 130.3483 | 0 | - | 6776 | - | 0 | 0 | - | 0 | 0 | - | 0 | 0 | -
6777 | 0 | 0 | 0 | 0 | 0 | 0 | 0 | 0 | 0 | 0 | 6777 | 0 | 0 | 0 | 0 | 0 | 0 | 0 | 0 | 0 | 0 | 6777 | - | 50.431 | 50.431 | - | 500 | 500 | - | 0 | 500 | - | 6777 | - | 0 | 0 | - | 0 | 0 | - | 0 | 0 | -
6778 | 0 | 684.0386 | 146.1487 | 0 | 0 | 0 | 0 | 0 | 0 | 0 | 6778 | 0 | 0 | 0 | 0 | 0 | 0 | 0 | 0 | 0 | 0 | 6778 | - | 500 | 500 | - | 166.6667 | 500 | - | 500 | 0 | - | 6778 | - | 0 | 0 | - | 0 | 0 | - | 0 | 0 | -
6779 | 11.1976 | 942.9398 | 233.1 | 0 | 0 | 0 | 0 | 0 | 0 | 11.1976 | 6779 | 0 | 0 | 0 | 0 | 0 | 0 | 0 | 0 | 0 | 11.1976 | 6779 | - | 500 | 500 | - | 0 | 500 | - | 500 | 0 | - | 6779 | - | 0 | 0 | - | 0 | 0 | - | 0 | 0 | -
6780 | 352.4133 | 0 | 0 | 0 | 0 | 0 | 144.8858 | 144.8858 | 144.8858 | 352.4133 | 6780 | 0 | 0 | 0 | 0 | 0 | 0 | 0 | 0 | 0 | 352.4133 | 6780 | - | 500 | 500 | - | 500 | 500 | - | 0 | 0 | - | 6780 | - | 0 | 0 | - | 0 | 0 | - | 0 | 0 | -
6781 | 0 | 0 | 0 | 0 | 0 | 0 | 0 | 0 | 0 | 0 | 6781 | 0 | 0 | 0 | 0 | 0 | 0 | 0 | 0 | 0 | 0 | 6781 | - | 500 | 500 | - | 500 | 0 | - | 500 | 500 | - | 6781 | - | 0 | 0 | - | 0 | 0 | - | 0 | 0 | -
6782 | 0 | 0 | 0 | 0 | 0 | 0 | 0 | 0 | 0 | 0 | 6782 | 0 | 0 | 0 | 0 | 0 | 0 | 0 | 0 | 0 | 0 | 6782 | - | 0 | 0 | - | 500 | 0 | - | 0 | 0 | - | 6782 | - | 0 | 0 | - | 0 | 0 | - | 0 | 0 | -
6783 | 0 | 0 | 0 | 0 | 0 | 0 | 0 | 0 | 0 | 0 | 6783 | 0 | 0 | 0 | 0 | 0 | 0 | 0 | 0 | 0 | 0 | 6783 | - | 0 | 0 | - | 0 | 0 | - | 500 | 0 | - | 6783 | - | 0 | 0 | - | 0 | 0 | - | 0 | 0 | -
6784 | 0 | 0 | 0 | 0 | 0 | 0 | 0 | 0 | 0 | 0 | 6784 | 22.7601 | 0 | 0 | 0 | 0 | 0 | 0 | 0 | 0 | 0 | 6784 | - | 0 | 0 | - | 0 | 0 | - | 500 | 500 | - | 6784 | - | 22.7601 | 22.7601 | - | 0 | 0 | - | 0 | 0 | -
6785 | 0 | 0 | 0 | 0 | 0 | 0 | 0 | 0 | 0 | 0 | 6785 | 0 | 0 | 0 | 0 | 0 | 0 | 0 | 0 | 0 | 0 | 6785 | - | 0 | 0 | - | 0 | 0 | - | 0 | 0 | - | 6785 | - | 0 | 0 | - | 0 | 0 | - | 0 | 0 | -
6786 | 0 | 0 | 0 | 0 | 0 | 0 | 0 | 604.0312 | 0 | 0 | 6786 | 0 | 0 | 0 | 0 | 0 | 0 | 0 | 0 | 0 | 0 | 6786 | - | 0 | 0 | - | 0 | 0 | - | 500 | 0 | - | 6786 | - | 0 | 0 | - | 0 | 0 | - | 0 | 0 | -
6787 | 0 | 0 | 0 | 0 | 0 | 0 | 0 | 0 | 0 | 0 | 6787 | 0 | 0 | 0 | 0 | 0 | 0 | 0 | 0 | 0 | 0 | 6787 | - | 0 | 0 | - | 0 | 0 | - | 0 | 500 | - | 6787 | - | 0 | 0 | - | 0 | 0 | - | 0 | 0 | -
6788 | 0 | 0 | 0 | 0 | 0 | 0 | 0 | 0 | 0 | 0 | 6788 | 0 | 0 | 0 | 0 | 0 | 0 | 0 | 0 | 0 | 0 | 6788 | - | 0 | 0 | - | 0 | 0 | - | 0 | 500 | - | 6788 | - | 0 | 0 | - | 0 | 0 | - | 0 | 0 | -
6789 | 0 | 0 | 0 | 0 | 0 | 146.1487 | 0 | 0 | 0 | 0 | 6789 | 0 | 0 | 0 | 0 | 0 | 0 | 0 | 0 | 0 | 0 | 6789 | - | 398.9984 | 398.9984 | - | 500 | 500 | - | 0 | 500 | - | 6789 | - | 0 | 0 | - | 0 | 0 | - | 0 | 0 | -
6790 | 0 | 0 | 0 | 0 | 0 | 0 | 0 | 0 | 0 | 0 | 6790 | 0 | 0 | 0 | 0 | 0 | 0 | 0 | 0 | 0 | 0 | 6790 | - | 500 | 500 | - | 0 | 0 | - | 500 | 166.6667 | - | 6790 | - | 0 | 0 | - | 0 | 0 | - | 0 | 0 | -
6791 | 0 | 0 | 0 | 0 | 1000 | 0 | 0 | 0 | 0 | 0 | 6791 | 0 | 0 | 0 | 0 | 0 | 0 | 0 | 0 | 0 | 0 | 6791 | - | 427.1851 | 427.1851 | - | 0 | 500 | - | 0 | 0 | - | 6791 | - | 0 | 0 | - | 0 | 0 | - | 0 | 0 | -
6792 | 118.4277 | 0 | 0 | 0 | 626.9784 | 0 | 0 | 0 | 0 | 118.4277 | 6792 | 0 | 0 | 0 | 0 | 0 | 0 | 0 | 0 | 0 | 118.4277 | 6792 | - | 287.7947 | 287.7947 | - | 500 | 500 | - | 0 | 0 | - | 6792 | - | 0 | 0 | - | 0 | 0 | - | 0 | 0 | -
6793 | 249.0605 | 0 | 0 | 0 | 0 | 0 | 0 | 0 | 0 | 249.0605 | 6793 | 0 | 0 | 0 | 0 | 0 | 0 | 0 | 0 | 0 | 249.0605 | 6793 | - | 249.0605 | 249.0605 | - | 500 | 500 | - | 0 | 0 | - | 6793 | - | 0 | 0 | - | 0 | 0 | - | 0 | 0 | -
6794 | 246.2513 | 0 | 0 | 0 | 0 | 0 | 0 | 0 | 0 | 246.2513 | 6794 | 0 | 0 | 0 | 0 | 0 | 0 | 0 | 0 | 0 | 246.2513 | 6794 | - | 246.2513 | 246.2513 | - | 0 | 500 | - | 0 | 500 | - | 6794 | - | 0 | 0 | - | 0 | 0 | - | 0 | 0 | -
6795 | 230.0505 | 0 | 0 | 0 | 0 | 233.1 | 0 | 0 | 0 | 230.0505 | 6795 | 0 | 0 | 0 | 0 | 0 | 0 | 0 | 0 | 0 | 230.0505 | 6795 | - | 230.0505 | 230.0505 | - | 0 | 500 | - | 0 | 500 | - | 6795 | - | 0 | 0 | - | 0 | 0 | - | 0 | 0 | -
6796 | 146.5674 | 0 | 0 | 942.5559 | 0 | 0 | 0 | 0 | 0 | 146.5674 | 6796 | 0 | 0 | 0 | 0 | 0 | 0 | 0 | 0 | 0 | 146.5674 | 6796 | - | 146.5674 | 146.5674 | - | 500 | 500 | - | 0 | 500 | - | 6796 | - | 0 | 0 | - | 0 | 0 | - | 0 | 0 | -
6797 | 0 | 0 | 0 | 1497.9117 | 0 | 0 | 0 | 0 | 0 | 0 | 6797 | 0 | 0 | 0 | 0 | 0 | 0 | 0 | 0 | 0 | 0 | 6797 | - | 158.4268 | 158.4268 | - | 500 | 0 | - | 0 | 0 | - | 6797 | - | 0 | 0 | - | 0 | 0 | - | 0 | 0 | -
6798 | 0 | 0 | 0 | 0 | 0 | 0 | 0 | 0 | 0 | 0 | 6798 | 0 | 0 | 0 | 0 | 0 | 0 | 0 | 0 | 0 | 0 | 6798 | - | 500 | 500 | - | 500 | 500 | - | 0 | 500 | - | 6798 | - | 0 | 0 | - | 0 | 0 | - | 0 | 0 | -
6799 | 0 | 0 | 0 | 0 | 0 | 0 | 0 | 0 | 0 | 0 | 6799 | 0 | 0 | 0 | 0 | 0 | 0 | 0 | 0 | 0 | 0 | 6799 | - | 0 | 0 | - | 500 | 0 | - | 500 | 0 | - | 6799 | - | 0 | 0 | - | 0 | 0 | - | 0 | 0 | -
6800 | 0 | 0 | 0 | 0 | 0 | 0 | 0 | 0 | 0 | 0 | 6800 | 0 | 0 | 0 | 0 | 0 | 0 | 0 | 0 | 0 | 0 | 6800 | - | 0 | 0 | - | 500 | 0 | - | 0 | 0 | - | 6800 | - | 0 | 0 | - | 0 | 0 | - | 0 | 0 | -
6801 | 0 | 0 | 0 | 0 | 0 | 0 | 0 | 0 | 0 | 0 | 6801 | 0 | 0 | 0 | 0 | 0 | 0 | 0 | 0 | 0 | 0 | 6801 | - | 0 | 0 | - | 0 | 0 | - | 36.3184 | 0 | - | 6801 | - | 0 | 0 | - | 0 | 0 | - | 0 | 0 | -
6802 | 262.2432 | 0 | 0 | 0 | 0 | 0 | 1378.0614 | 878.0614 | 207.0717 | 262.2432 | 6802 | 0 | 0 | 0 | 0 | 0 | 0 | 0 | 0 | 0 | 262.2432 | 6802 | - | 500 | 500 | - | 0 | 500 | - | 500 | 0 | - | 6802 | - | 0 | 0 | - | 0 | 0 | - | 0 | 0 | -
6803 | 591.0326 | 0 | 0 | 0 | 0 | 0 | 917.5205 | 0 | 0 | 591.0326 | 6803 | 0 | 0 | 0 | 0 | 0 | 0 | 0 | 0 | 0 | 591.0326 | 6803 | - | 500 | 500 | - | 500 | 166.6667 | - | 500 | 0 | - | 6803 | - | 0 | 0 | - | 0 | 0 | - | 0 | 0 | -
6804 | 260.0003 | 0 | 0 | 0 | 0 | 0 | 0 | 0 | 0 | 260.0003 | 6804 | 0 | 0 | 0 | 0 | 0 | 0 | 0 | 0 | 0 | 260.0003 | 6804 | - | 500 | 500 | - | 0 | 0 | - | 0 | 0 | - | 6804 | - | 0 | 0 | - | 0 | 0 | - | 0 | 0 | -
6805 | 0 | 0 | 0 | 0 | 0 | 0 | 0 | 0 | 0 | 0 | 6805 | 0 | 0 | 0 | 0 | 0 | 0 | 0 | 0 | 0 | 0 | 6805 | - | 0 | 0 | - | 0 | 0 | - | 500 | 500 | - | 6805 | - | 0 | 0 | - | 0 | 0 | - | 0 | 0 | -
6806 | 0 | 0 | 0 | 0 | 0 | 0 | 0 | 0 | 0 | 0 | 6806 | 0 | 0 | 0 | 0 | 0 | 0 | 0 | 0 | 0 | 0 | 6806 | - | 0 | 0 | - | 0 | 0 | - | 500 | 500 | - | 6806 | - | 0 | 0 | - | 0 | 0 | - | 0 | 0 | -
6807 | 0 | 0 | 0 | 0 | 0 | 0 | 0 | 0 | 0 | 0 | 6807 | 0 | 0 | 0 | 0 | 0 | 0 | 0 | 0 | 0 | 0 | 6807 | - | 0 | 0 | - | 0 | 0 | - | 0 | 0 | - | 6807 | - | 0 | 0 | - | 0 | 0 | - | 0 | 0 | -
6808 | 0 | 0 | 0 | 0 | 0 | 0 | 0 | 0 | 0 | 0 | 6808 | 0 | 0 | 0 | 0 | 0 | 0 | 0 | 0 | 0 | 0 | 6808 | - | 0 | 0 | - | 0 | 0 | - | 0 | 0 | - | 6808 | - | 0 | 0 | - | 0 | 0 | - | 0 | 0 | -
6809 | 0 | 0 | 0 | 0 | 0 | 0 | 0 | 0 | 0 | 0 | 6809 | 0 | 0 | 0 | 0 | 0 | 0 | 0 | 0 | 0 | 0 | 6809 | - | 0 | 0 | - | 0 | 0 | - | 0 | 0 | - | 6809 | - | 0 | 0 | - | 0 | 0 | - | 0 | 0 | -
6810 | 0 | 0 | 0 | 0 | 0 | 0 | 0 | 0 | 0 | 0 | 6810 | 0 | 0 | 0 | 0 | 0 | 0 | 0 | 0 | 0 | 0 | 6810 | - | 0 | 0 | - | 0 | 0 | - | 0 | 0 | - | 6810 | - | 0 | 0 | - | 0 | 0 | - | 6.8327 | 6.8327 | -
6811 | 0 | 0 | 0 | 0 | 0 | 0 | 0 | 0 | 0 | 0 | 6811 | 0 | 0 | 0 | 0 | 0 | 0 | 165.4949 | 0 | 0 | 0 | 6811 | - | 0 | 0 | - | 0 | 0 | - | 0 | 0 | - | 6811 | - | 0 | 0 | - | 0 | 0 | - | 165.4949 | 165.4949 | -
6812 | 0 | 0 | 0 | 0 | 0 | 0 | 172.3753 | 0 | 0 | 0 | 6812 | 0 | 0 | 0 | 0 | 0 | 0 | 0 | 0 | 0 | 0 | 6812 | - | 0 | 0 | - | 0 | 0 | - | 190.4256 | 190.4256 | - | 6812 | - | 0 | 0 | - | 0 | 0 | - | 0 | 0 | -
6813 | 0 | 0 | 0 | 0 | 0 | 0 | 22.3245 | 0 | 0 | 0 | 6813 | 0 | 0 | 0 | 0 | 0 | 0 | 0 | 0 | 0 | 0 | 6813 | - | 0 | 0 | - | 0 | 0 | - | 22.3245 | 22.3245 | - | 6813 | - | 0 | 0 | - | 0 | 0 | - | 0 | 0 | -
6814 | 0 | 0 | 0 | 0 | 0 | 0 | 0 | 0 | 0 | 0 | 6814 | 0 | 0 | 0 | 0 | 0 | 0 | 0 | 0 | 0 | 0 | 6814 | - | 0 | 0 | - | 0 | 0 | - | 0 | 0 | - | 6814 | - | 0 | 0 | - | 0 | 0 | - | 0 | 0 | -
6815 | 0 | 0 | 0 | 0 | 0 | 0 | 0 | 0 | 0 | 0 | 6815 | 0 | 0 | 0 | 0 | 0 | 0 | 0 | 0 | 0 | 0 | 6815 | - | 0 | 0 | - | 0 | 0 | - | 0 | 0 | - | 6815 | - | 0 | 0 | - | 0 | 0 | - | 0 | 0 | -
6816 | 0 | 0 | 0 | 0 | 0 | 0 | 0 | 0 | 0 | 0 | 6816 | 0 | 0 | 0 | 0 | 0 | 0 | 0 | 0 | 0 | 0 | 6816 | - | 0 | 0 | - | 0 | 0 | - | 0 | 0 | - | 6816 | - | 0 | 0 | - | 0 | 0 | - | 0 | 0 | -
6817 | 0 | 0 | 0 | 0 | 0 | 0 | 0 | 0 | 0 | 0 | 6817 | 0 | 0 | 0 | 0 | 0 | 0 | 0 | 0 | 0 | 0 | 6817 | - | 0 | 0 | - | 0 | 0 | - | 0 | 0 | - | 6817 | - | 0 | 0 | - | 0 | 0 | - | 0 | 0 | -
6818 | 0 | 0 | 0 | 0 | 0 | 0 | 0 | 0 | 0 | 0 | 6818 | 0 | 0 | 0 | 0 | 0 | 0 | 0 | 0 | 0 | 0 | 6818 | - | 0 | 0 | - | 0 | 0 | - | 0 | 0 | - | 6818 | - | 0 | 0 | - | 0 | 0 | - | 0 | 0 | -
6819 | 0 | 0 | 0 | 0 | 0 | 0 | 0 | 0 | 0 | 0 | 6819 | 0 | 0 | 0 | 0 | 0 | 0 | 0 | 0 | 0 | 0 | 6819 | - | 0 | 0 | - | 0 | 0 | - | 0 | 0 | - | 6819 | - | 0 | 0 | - | 0 | 0 | - | 0 | 0 | -
6820 | 0 | 0 | 0 | 0 | 0 | 0 | 0 | 0 | 0 | 0 | 6820 | 0 | 0 | 0 | 0 | 0 | 0 | 0 | 0 | 0 | 0 | 6820 | - | 0 | 0 | - | 0 | 0 | - | 0 | 0 | - | 6820 | - | 0 | 0 | - | 0 | 0 | - | 0 | 0 | -
6821 | 0 | 0 | 0 | 0 | 0 | 0 | 0 | 0 | 0 | 0 | 6821 | 90.0085 | 0 | 0 | 0 | 0 | 0 | 0 | 0 | 0 | 0 | 6821 | - | 0 | 0 | - | 0 | 0 | - | 0 | 0 | - | 6821 | - | 90.0085 | 90.0085 | - | 0 | 0 | - | 0 | 0 | -
6822 | 0 | 0 | 0 | 0 | 0 | 0 | 0 | 0 | 0 | 0 | 6822 | 784.0802 | 284.0802 | 233.1 | 0 | 0 | 0 | 0 | 0 | 0 | 0 | 6822 | - | 0 | 0 | - | 0 | 0 | - | 0 | 0 | - | 6822 | - | 500 | 500 | - | 0 | 0 | - | 0 | 0 | -
6823 | 0 | 0 | 0 | 0 | 0 | 0 | 0 | 0 | 0 | 0 | 6823 | 263.8055 | 0 | 0 | 0 | 0 | 0 | 0 | 0 | 0 | 0 | 6823 | - | 0 | 0 | - | 0 | 0 | - | 0 | 0 | - | 6823 | - | 263.8055 | 263.8055 | - | 0 | 0 | - | 0 | 0 | -
6824 | 0 | 0 | 0 | 0 | 0 | 0 | 0 | 0 | 0 | 0 | 6824 | 0 | 0 | 0 | 0 | 0 | 0 | 0 | 0 | 0 | 0 | 6824 | - | 0 | 0 | - | 0 | 0 | - | 0 | 0 | - | 6824 | - | 0 | 0 | - | 0 | 0 | - | 0 | 0 | -
6825 | 0 | 0 | 0 | 0 | 0 | 0 | 0 | 0 | 0 | 0 | 6825 | 0 | 0 | 0 | 0 | 0 | 0 | 0 | 0 | 0 | 0 | 6825 | - | 54.0915 | 54.0915 | - | 0 | 0 | - | 0 | 0 | - | 6825 | - | 0 | 0 | - | 0 | 0 | - | 0 | 0 | -
6826 | 729.037 | 224.5499 | 164.5732 | 0 | 0 | 0 | 0 | 0 | 0 | 729.037 | 6826 | 0 | 0 | 0 | 0 | 0 | 0 | 0 | 0 | 0 | 729.037 | 6826 | - | 500 | 500 | - | 0 | 0 | - | 0 | 0 | - | 6826 | - | 0 | 0 | - | 0 | 0 | - | 0 | 0 | -
6827 | 609.6621 | 109.6621 | 109.6621 | 0 | 0 | 0 | 0 | 0 | 0 | 609.6621 | 6827 | 0 | 0 | 0 | 0 | 0 | 0 | 0 | 0 | 0 | 609.6621 | 6827 | - | 500 | 500 | - | 0 | 0 | - | 0 | 0 | - | 6827 | - | 0 | 0 | - | 0 | 0 | - | 0 | 0 | -
6828 | 0 | 0 | 0 | 0 | 0 | 0 | 0 | 0 | 0 | 0 | 6828 | 0 | 0 | 0 | 0 | 0 | 0 | 0 | 0 | 0 | 0 | 6828 | - | 0 | 0 | - | 0 | 0 | - | 0 | 0 | - | 6828 | - | 0 | 0 | - | 0 | 0 | - | 0 | 0 | -
6829 | 0 | 0 | 0 | 0 | 0 | 0 | 0 | 0 | 0 | 0 | 6829 | 0 | 0 | 0 | 0 | 0 | 0 | 0 | 0 | 0 | 0 | 6829 | - | 0 | 0 | - | 0 | 0 | - | 0 | 0 | - | 6829 | - | 0 | 0 | - | 0 | 0 | - | 0 | 0 | -
6830 | 0 | 0 | 0 | 0 | 0 | 0 | 0 | 0 | 0 | 0 | 6830 | 0 | 0 | 0 | 0 | 0 | 0 | 0 | 0 | 0 | 0 | 6830 | - | 0 | 0 | - | 0 | 0 | - | 0 | 0 | - | 6830 | - | 0 | 0 | - | 0 | 0 | - | 0 | 0 | -
6831 | 0 | 0 | 0 | 0 | 0 | 0 | 0 | 0 | 0 | 0 | 6831 | 0 | 51.3952 | 0 | 627.175 | 884.775 | 89.2614 | 0 | 37.8554 | 0 | 0 | 6831 | - | 0 | 0 | - | 0 | 0 | - | 0 | 0 | - | 6831 | - | 500 | 500 | - | 0 | 500 | - | 157.1518 | 195.0071 | -
6832 | 0 | 0 | 0 | 0 | 0 | 0 | 0 | 0 | 0 | 0 | 6832 | 341.4381 | 91.5045 | 82.6623 | 512.7467 | 475.5467 | 0 | 0 | 199.4828 | 0 | 0 | 6832 | - | 0 | 0 | - | 0 | 0 | - | 0 | 0 | - | 6832 | - | 500 | 500 | - | 0 | 475.5467 | - | 0 | 90.9049 | -
6833 | 0 | 0 | 0 | 0 | 0 | 0 | 0 | 0 | 0 | 0 | 6833 | 455.6864 | 174.7252 | 133.1697 | 0 | 0 | 233.1 | 0 | 0 | 0 | 0 | 6833 | - | 0 | 0 | - | 0 | 0 | - | 0 | 0 | - | 6833 | - | 500 | 500 | - | 500 | 0 | - | 446.901 | 500 | -
6834 | 0 | 0 | 0 | 0 | 0 | 0 | 0 | 0 | 0 | 0 | 6834 | 0 | 103.7094 | 42.8254 | 109.8099 | 22.6099 | 0 | 776.0193 | 314.0927 | 233.1 | 0 | 6834 | - | 0 | 0 | - | 0 | 0 | - | 0 | 0 | - | 6834 | - | 500 | 500 | - | 500 | 72.6099 | - | 500 | 500 | -
6835 | 0 | 0 | 0 | 0 | 0 | 0 | 0 | 0 | 0 | 0 | 6835 | 453.6174 | 14.4159 | 14.4159 | 0 | 0 | 0 | 1096.0601 | 601.7945 | 89.2614 | 0 | 6835 | - | 0 | 0 | - | 0 | 0 | - | 0 | 0 | - | 6835 | - | 500 | 500 | - | 500 | 430.4722 | - | 500 | 500 | -
6836 | 0 | 0 | 0 | 0 | 0 | 0 | 0 | 0 | 0 | 0 | 6836 | 180.2492 | 0 | 0 | 207.8655 | 0 | 0 | 127.3411 | 0 | 0 | 0 | 6836 | - | 0 | 0 | - | 0 | 0 | - | 0 | 0 | - | 6836 | - | 500 | 372.9965 | - | 211.194 | 500 | - | 500 | 393.6184 | -
6837 | 0 | 0 | 0 | 0 | 0 | 0 | 0 | 0 | 0 | 0 | 6837 | 0 | 0 | 0 | 616.8003 | 0 | 0 | 74.9769 | 0 | 0 | 0 | 6837 | - | 0 | 0 | - | 0 | 0 | - | 0 | 0 | - | 6837 | - | 126.0702 | 1.8429 | - | 295.3434 | 270.7026 | - | 356.948 | 500 | -
6838 | 0 | 0 | 0 | 0 | 0 | 0 | 0 | 0 | 0 | 0 | 6838 | 0 | 0 | 0 | 0 | 0 | 0 | 0 | 0 | 0 | 0 | 6838 | - | 0 | 0 | - | 0 | 0 | - | 0 | 0 | - | 6838 | - | 0 | 0 | - | 220.3753 | 0 | - | 500 | 280.2852 | -
6839 | 0 | 0 | 0 | 0 | 0 | 0 | 0 | 0 | 0 | 0 | 6839 | 0 | 0 | 0 | 0 | 0 | 0 | 0 | 0 | 0 | 0 | 6839 | - | 0 | 0 | - | 0 | 0 | - | 0 | 0 | - | 6839 | - | 0 | 0 | - | 0 | 0 | - | 0 | 0 | -
6840 | 0 | 0 | 0 | 0 | 0 | 0 | 0 | 0 | 0 | 0 | 6840 | 0 | 0 | 0 | 0 | 0 | 0 | 0 | 0 | 0 | 0 | 6840 | - | 0 | 0 | - | 0 | 0 | - | 0 | 0 | - | 6840 | - | 0 | 0 | - | 0 | 0 | - | 0 | 0 | -
6841 | 0 | 0 | 0 | 0 | 0 | 0 | 0 | 0 | 0 | 0 | 6841 | 0 | 0 | 0 | 0 | 0 | 0 | 0 | 0 | 0 | 0 | 6841 | - | 0 | 0 | - | 0 | 0 | - | 0 | 0 | - | 6841 | - | 0 | 0 | - | 0 | 0 | - | 0 | 0 | -
6842 | 0 | 0 | 0 | 0 | 0 | 0 | 0 | 0 | 0 | 0 | 6842 | 0 | 0 | 0 | 0 | 0 | 0 | 0 | 0 | 0 | 0 | 6842 | - | 0 | 0 | - | 0 | 0 | - | 0 | 0 | - | 6842 | - | 0 | 0 | - | 0 | 0 | - | 0 | 0 | -
6843 | 0 | 0 | 0 | 0 | 0 | 0 | 0 | 0 | 0 | 0 | 6843 | 0 | 0 | 0 | 0 | 0 | 0 | 0 | 0 | 0 | 0 | 6843 | - | 0 | 0 | - | 0 | 0 | - | 0 | 0 | - | 6843 | - | 0 | 0 | - | 0 | 0 | - | 0 | 0 | -
6844 | 0 | 0 | 0 | 0 | 0 | 0 | 0 | 0 | 0 | 0 | 6844 | 0 | 0 | 0 | 0 | 0 | 0 | 0 | 0 | 0 | 0 | 6844 | - | 0 | 0 | - | 0 | 0 | - | 0 | 0 | - | 6844 | - | 0 | 0 | - | 0 | 0 | - | 0 | 0 | -
6845 | 0 | 0 | 0 | 0 | 0 | 0 | 0 | 0 | 0 | 0 | 6845 | 0 | 0 | 0 | 0 | 0 | 0 | 0 | 229.7063 | 0 | 0 | 6845 | - | 0 | 0 | - | 0 | 0 | - | 0 | 0 | - | 6845 | - | 0 | 0 | - | 0 | 0 | - | 0 | 29.8074 | -
6846 | 0 | 0 | 0 | 0 | 0 | 0 | 0 | 0 | 0 | 0 | 6846 | 0 | 0 | 0 | 0 | 0 | 0 | 0 | 0 | 0 | 0 | 6846 | - | 0 | 0 | - | 0 | 0 | - | 0 | 0 | - | 6846 | - | 0 | 0 | - | 0 | 0 | - | 0 | 0 | -
6847 | 0 | 0 | 0 | 0 | 0 | 0 | 0 | 0 | 0 | 0 | 6847 | 0 | 0 | 0 | 0 | 0 | 0 | 0 | 0 | 0 | 0 | 6847 | - | 0 | 0 | - | 0 | 0 | - | 0 | 0 | - | 6847 | - | 0 | 0 | - | 0 | 0 | - | 0 | 0 | -
6848 | 0 | 0 | 0 | 0 | 0 | 0 | 0 | 0 | 0 | 0 | 6848 | 0 | 0 | 0 | 0 | 0 | 0 | 0 | 0 | 0 | 0 | 6848 | - | 0 | 0 | - | 500 | 500 | - | 500 | 500 | - | 6848 | - | 0 | 0 | - | 0 | 0 | - | 0 | 0 | -
6849 | 638.8292 | 0 | 138.8292 | 520.0339 | 582.9854 | 0 | 0 | 0 | 0 | 638.8292 | 6849 | 0 | 0 | 0 | 0 | 0 | 0 | 0 | 0 | 0 | 638.8292 | 6849 | - | 500 | 500 | - | 500 | 500 | - | 500 | 500 | - | 6849 | - | 0 | 0 | - | 0 | 0 | - | 0 | 0 | -
6850 | 682.4334 | 182.4334 | 182.4334 | 1314.3377 | 804.3923 | 230.7025 | 991.4086 | 1000 | 233.1 | 682.4334 | 6850 | 0 | 0 | 0 | 0 | 0 | 0 | 0 | 0 | 0 | 682.4334 | 6850 | - | 500 | 500 | - | 500 | 500 | - | 500 | 500 | - | 6850 | - | 0 | 0 | - | 0 | 0 | - | 0 | 0 | -
6851 | 25.7655 | 0 | 0 | 606.096 | 239.6007 | 148.5462 | 1178.6031 | 626.9784 | 146.1487 | 25.7655 | 6851 | 0 | 0 | 0 | 0 | 0 | 0 | 0 | 0 | 0 | 25.7655 | 6851 | - | 25.7655 | 25.7655 | - | 500 | 500 | - | 500 | 500 | - | 6851 | - | 0 | 0 | - | 0 | 0 | - | 0 | 0 | -
6852 | 0 | 0 | 0 | 0 | 0 | 0 | 270.456 | 0 | 0 | 0 | 6852 | 0 | 0 | 0 | 0 | 0 | 0 | 0 | 0 | 0 | 0 | 6852 | - | 0 | 0 | - | 500 | 500 | - | 500 | 500 | - | 6852 | - | 0 | 0 | - | 0 | 0 | - | 0 | 0 | -
6853 | 0 | 0 | 0 | 0 | 0 | 0 | 0 | 0 | 0 | 0 | 6853 | 0 | 0 | 0 | 0 | 0 | 0 | 0 | 0 | 0 | 0 | 6853 | - | 0 | 0 | - | 0 | 0 | - | 500 | 500 | - | 6853 | - | 0 | 0 | - | 0 | 0 | - | 0 | 0 | -
6854 | 0 | 0 | 0 | 0 | 0 | 0 | 0 | 0 | 0 | 0 | 6854 | 0 | 0 | 0 | 0 | 0 | 0 | 0 | 0 | 0 | 0 | 6854 | - | 0 | 0 | - | 0 | 0 | - | 0 | 0 | - | 6854 | - | 0 | 0 | - | 0 | 0 | - | 0 | 0 | -
6855 | 0 | 0 | 0 | 0 | 0 | 0 | 0 | 0 | 0 | 0 | 6855 | 0 | 0 | 0 | 70.0892 | 239.9411 | 0 | 0 | 0 | 0 | 0 | 6855 | - | 0 | 0 | - | 0 | 0 | - | 0 | 0 | - | 6855 | - | 0 | 0 | - | 0 | 256.8735 | - | 0 | 0 | -
6856 | 0 | 0 | 0 | 0 | 0 | 0 | 0 | 0 | 0 | 0 | 6856 | 0 | 264.6922 | 27.3602 | 0 | 29.1955 | 0 | 0 | 195.0181 | 0 | 0 | 6856 | - | 0 | 0 | - | 0 | 0 | - | 0 | 0 | - | 6856 | - | 500 | 500 | - | 0 | 0 | - | 500 | 500 | -
6857 | 0 | 0 | 0 | 0 | 0 | 0 | 0 | 0 | 0 | 0 | 6857 | 316.3446 | 359.3607 | 146.4293 | 155.4581 | 1000 | 233.1 | 383.2941 | 184.2971 | 0 | 0 | 6857 | - | 0 | 0 | - | 0 | 0 | - | 0 | 0 | - | 6857 | - | 287.0686 | 500 | - | 500 | 500 | - | 500 | 500 | -
6858 | 0 | 0 | 0 | 0 | 0 | 0 | 0 | 0 | 0 | 0 | 6858 | 627.4853 | 277.4853 | 127.4853 | 0 | 0 | 85.122 | 890.1118 | 539.1898 | 233.1 | 0 | 6858 | - | 0 | 0 | - | 0 | 0 | - | 0 | 0 | - | 6858 | - | 500 | 500 | - | 500 | 0 | - | 500 | 500 | -
6859 | 0 | 0 | 0 | 0 | 0 | 0 | 0 | 0 | 0 | 0 | 6859 | 483.6572 | 49.8187 | 21.0866 | 7.4439 | 4.5839 | 0 | 330.518 | 421.9402 | 89.2614 | 0 | 6859 | - | 0 | 0 | - | 0 | 0 | - | 0 | 0 | - | 6859 | - | 500 | 500 | - | 377.86 | 89.0041 | - | 500 | 500 | -
6860 | 0 | 0 | 0 | 0 | 0 | 0 | 0 | 0 | 0 | 0 | 6860 | 360.8933 | 0 | 0 | 47.6439 | 0 | 0 | 0 | 0 | 0 | 0 | 6860 | - | 0 | 0 | - | 0 | 0 | - | 0 | 0 | - | 6860 | - | 500 | 493.1189 | - | 500 | 422.6439 | - | 0 | 500 | -
6861 | 0 | 0 | 0 | 0 | 0 | 0 | 0 | 0 | 0 | 0 | 6861 | 0 | 0 | 0 | 631.2251 | 0 | 0 | 0 | 0 | 0 | 0 | 6861 | - | 0 | 0 | - | 0 | 0 | - | 0 | 0 | - | 6861 | - | 500 | 394.2874 | - | 500 | 500 | - | 500 | 123.2013 | -
6862 | 0 | 0 | 0 | 0 | 0 | 0 | 0 | 0 | 0 | 0 | 6862 | 0 | 0 | 0 | 60.7613 | 0 | 0 | 0 | 0 | 0 | 0 | 6862 | - | 0 | 0 | - | 0 | 0 | - | 0 | 0 | - | 6862 | - | 317.7312 | 317.7312 | - | 500 | 500 | - | 500 | 500 | -
6863 | 0 | 0 | 0 | 0 | 0 | 0 | 0 | 0 | 0 | 0 | 6863 | 0 | 0 | 0 | 0 | 0 | 0 | 0 | 0 | 0 | 0 | 6863 | - | 0 | 0 | - | 0 | 0 | - | 0 | 0 | - | 6863 | - | 0 | 0 | - | 257.3607 | 500 | - | 500 | 500 | -
6864 | 0 | 0 | 0 | 0 | 0 | 0 | 0 | 0 | 0 | 0 | 6864 | 0 | 0 | 0 | 0 | 0 | 0 | 0 | 0 | 0 | 0 | 6864 | - | 0 | 0 | - | 0 | 0 | - | 0 | 0 | - | 6864 | - | 0 | 0 | - | 500 | 500 | - | 500 | 217.1758 | -
6865 | 0 | 0 | 0 | 0 | 0 | 0 | 0 | 0 | 0 | 0 | 6865 | 0 | 0 | 0 | 0 | 0 | 0 | 0 | 0 | 0 | 0 | 6865 | - | 0 | 0 | - | 0 | 0 | - | 0 | 0 | - | 6865 | - | 0 | 0 | - | 62.8666 | 407.1471 | - | 0 | 0 | -
6866 | 0 | 0 | 0 | 0 | 0 | 0 | 0 | 0 | 0 | 0 | 6866 | 0 | 0 | 0 | 0 | 0 | 0 | 0 | 0 | 0 | 0 | 6866 | - | 0 | 0 | - | 0 | 0 | - | 0 | 0 | - | 6866 | - | 0 | 0 | - | 0 | 0 | - | 0 | 0 | -
6867 | 0 | 0 | 0 | 0 | 0 | 0 | 0 | 0 | 0 | 0 | 6867 | 0 | 0 | 0 | 0 | 0 | 0 | 0 | 0 | 0 | 0 | 6867 | - | 0 | 0 | - | 0 | 0 | - | 0 | 0 | - | 6867 | - | 0 | 0 | - | 0 | 0 | - | 0 | 0 | -
6868 | 0 | 0 | 0 | 0 | 0 | 0 | 0 | 0 | 0 | 0 | 6868 | 0 | 0 | 0 | 120.5125 | 0 | 0 | 0 | 0 | 0 | 0 | 6868 | - | 0 | 0 | - | 0 | 0 | - | 0 | 0 | - | 6868 | - | 0 | 0 | - | 500 | 500 | - | 126.6327 | 0 | -
6869 | 0 | 0 | 0 | 0 | 0 | 0 | 0 | 0 | 0 | 0 | 6869 | 0 | 0 | 0 | 459.2111 | 109.2111 | 0 | 392.4864 | 42.4864 | 0 | 0 | 6869 | - | 0 | 0 | - | 0 | 0 | - | 0 | 0 | - | 6869 | - | 0 | 0 | - | 500 | 500 | - | 500 | 500 | -
6870 | 0 | 0 | 0 | 0 | 0 | 0 | 0 | 0 | 0 | 0 | 6870 | 0 | 150.8931 | 0 | 522.0525 | 0 | 0 | 77.9872 | 0 | 0 | 0 | 6870 | - | 0 | 0 | - | 0 | 0 | - | 0 | 0 | - | 6870 | - | 0 | 150.8931 | - | 500 | 500 | - | 242.3666 | 500 | -
6871 | 0 | 0 | 0 | 0 | 0 | 0 | 0 | 0 | 0 | 0 | 6871 | 0 | 0 | 0 | 0 | 0 | 4.1394 | 0 | 0 | 0 | 0 | 6871 | - | 0 | 0 | - | 0 | 0 | - | 0 | 0 | - | 6871 | - | 0 | 0 | - | 0 | 0 | - | 0 | 0 | -
6872 | 0 | 0 | 0 | 0 | 0 | 0 | 0 | 0 | 0 | 0 | 6872 | 0 | 0 | 0 | 0 | 0 | 0 | 0 | 0 | 0 | 0 | 6872 | - | 0 | 0 | - | 0 | 0 | - | 0 | 0 | - | 6872 | - | 0 | 0 | - | 0 | 0 | - | 0 | 0 | -
6873 | 0 | 0 | 0 | 0 | 0 | 0 | 0 | 0 | 0 | 0 | 6873 | 0 | 0 | 0 | 0 | 0 | 0 | 0 | 0 | 0 | 0 | 6873 | - | 0 | 0 | - | 0 | 0 | - | 0 | 0 | - | 6873 | - | 0 | 0 | - | 0 | 0 | - | 0 | 0 | -
6874 | 0 | 0 | 0 | 0 | 0 | 0 | 0 | 0 | 0 | 0 | 6874 | 0 | 0 | 0 | 0 | 0 | 0 | 0 | 0 | 0 | 0 | 6874 | - | 0 | 0 | - | 0 | 0 | - | 0 | 0 | - | 6874 | - | 0 | 0 | - | 0 | 0 | - | 0 | 0 | -
6875 | 0 | 0 | 0 | 0 | 0 | 0 | 1220.2338 | 0 | 0 | 0 | 6875 | 0 | 0 | 0 | 0 | 0 | 0 | 0 | 0 | 0 | 0 | 6875 | - | 371.0668 | 371.0668 | - | 0 | 0 | - | 0 | 496.3333 | - | 6875 | - | 0 | 0 | - | 0 | 0 | - | 0 | 0 | -
6876 | 421.567 | 0 | 0 | 0 | 0 | 0 | 0 | 0 | 0 | 421.567 | 6876 | 0 | 0 | 0 | 0 | 0 | 0 | 0 | 0 | 0 | 421.567 | 6876 | - | 500 | 500 | - | 14.9206 | 40.587 | - | 0 | 500 | - | 6876 | - | 0 | 0 | - | 0 | 0 | - | 0 | 0 | -
6877 | 0 | 0 | 0 | 0 | 0 | 0 | 0 | 0 | 0 | 0 | 6877 | 0 | 0 | 0 | 0 | 0 | 0 | 0 | 0 | 0 | 0 | 6877 | - | 190.9212 | 190.9212 | - | 142.3531 | 116.6868 | - | 500 | 500 | - | 6877 | - | 0 | 0 | - | 0 | 0 | - | 0 | 0 | -
6878 | 0 | 0 | 0 | 0 | 0 | 0 | 0 | 0 | 0 | 0 | 6878 | 0 | 0 | 0 | 0 | 0 | 0 | 0 | 0 | 0 | 0 | 6878 | - | 0 | 0 | - | 0 | 0 | - | 143.3603 | 0 | - | 6878 | - | 0 | 0 | - | 0 | 0 | - | 0 | 0 | -
6879 | 0 | 0 | 0 | 0 | 0 | 0 | 0 | 0 | 0 | 0 | 6879 | 92.0056 | 0 | 0 | 0 | 0 | 0 | 0 | 0 | 0 | 0 | 6879 | - | 0 | 0 | - | 0 | 0 | - | 0 | 0 | - | 6879 | - | 232.6639 | 232.6639 | - | 0 | 0 | - | 200.0397 | 200.0397 | -
6880 | 0 | 0 | 0 | 0 | 0 | 0 | 0 | 0 | 0 | 0 | 6880 | 266.3263 | 0 | 0 | 0 | 0 | 0 | 0 | 0 | 0 | 0 | 6880 | - | 0 | 0 | - | 0 | 0 | - | 0 | 0 | - | 6880 | - | 266.3263 | 266.3263 | - | 0 | 0 | - | 0 | 0 | -
6881 | 0 | 0 | 0 | 0 | 0 | 0 | 0 | 0 | 0 | 0 | 6881 | 0 | 0 | 0 | 0 | 0 | 0 | 0 | 0 | 0 | 0 | 6881 | - | 0 | 0 | - | 0 | 0 | - | 0 | 0 | - | 6881 | - | 0 | 0 | - | 0 | 0 | - | 0 | 0 | -
6882 | 0 | 0 | 0 | 0 | 0 | 0 | 0 | 0 | 0 | 0 | 6882 | 0 | 0 | 0 | 0 | 0 | 0 | 0 | 0 | 0 | 0 | 6882 | - | 60.2434 | 60.2434 | - | 176.0596 | 176.0596 | - | 500 | 500 | - | 6882 | - | 0 | 0 | - | 0 | 0 | - | 0 | 0 | -
6883 | 0 | 0 | 0 | 0 | 0 | 0 | 0 | 813.4892 | 0 | 0 | 6883 | 0 | 0 | 0 | 0 | 0 | 0 | 0 | 0 | 0 | 0 | 6883 | - | 327.1393 | 327.1393 | - | 500 | 500 | - | 436.9357 | 83.9627 | - | 6883 | - | 0 | 0 | - | 0 | 0 | - | 0 | 0 | -
6884 | 3.0592 | 0 | 0 | 0 | 0 | 0 | 0 | 0 | 189.6243 | 3.0592 | 6884 | 0 | 0 | 0 | 0 | 0 | 0 | 0 | 0 | 0 | 3.0592 | 6884 | - | 500 | 500 | - | 500 | 500 | - | 500 | 500 | - | 6884 | - | 0 | 0 | - | 0 | 0 | - | 0 | 0 | -
6885 | 93.5952 | 0 | 0 | 0 | 0 | 0 | 0 | 0 | 0 | 93.5952 | 6885 | 0 | 0 | 0 | 0 | 0 | 0 | 0 | 0 | 0 | 93.5952 | 6885 | - | 500 | 500 | - | 500 | 500 | - | 0 | 500 | - | 6885 | - | 0 | 0 | - | 0 | 0 | - | 0 | 0 | -
6886 | 271.3957 | 0 | 0 | 0 | 0 | 0 | 0 | 0 | 0 | 271.3957 | 6886 | 0 | 0 | 0 | 0 | 0 | 0 | 0 | 0 | 0 | 271.3957 | 6886 | - | 500 | 500 | - | 500 | 500 | - | 500 | 500 | - | 6886 | - | 0 | 0 | - | 0 | 0 | - | 0 | 0 | -
6887 | 373.2945 | 0 | 0 | 0 | 0 | 0 | 0 | 0 | 0 | 373.2945 | 6887 | 0 | 0 | 0 | 0 | 0 | 0 | 0 | 0 | 0 | 373.2945 | 6887 | - | 500 | 500 | - | 500 | 500 | - | 500 | 0 | - | 6887 | - | 0 | 0 | - | 0 | 0 | - | 0 | 0 | -
6888 | 478.8892 | 813.4892 | 189.6243 | 1220.2338 | 813.4892 | 189.6243 | 0 | 0 | 0 | 478.8892 | 6888 | 0 | 0 | 0 | 0 | 0 | 0 | 0 | 0 | 0 | 478.8892 | 6888 | - | 500 | 500 | - | 500 | 500 | - | 500 | 0 | - | 6888 | - | 0 | 0 | - | 0 | 0 | - | 0 | 0 | -
6889 | 0 | 0 | 0 | 0 | 0 | 0 | 0 | 0 | 0 | 0 | 6889 | 0 | 0 | 0 | 0 | 0 | 0 | 0 | 0 | 0 | 0 | 6889 | - | 0 | 0 | - | 0 | 0 | - | 0 | 0 | - | 6889 | - | 0 | 0 | - | 0 | 0 | - | 0 | 0 | -
6890 | 1220.2338 | 0 | 0 | 0 | 0 | 0 | 0 | 813.4892 | 0 | 1220.2338 | 6890 | 0 | 0 | 0 | 0 | 0 | 0 | 0 | 0 | 0 | 1220.2338 | 6890 | - | 0 | 500 | - | 0 | 0 | - | 0 | 0 | - | 6890 | - | 0 | 0 | - | 0 | 0 | - | 0 | 0 | -
6891 | 0 | 0 | 0 | 0 | 0 | 0 | 0 | 0 | 0 | 0 | 6891 | 0 | 0 | 0 | 0 | 0 | 0 | 0 | 0 | 0 | 0 | 6891 | - | 0 | 0 | - | 0 | 0 | - | 0 | 0 | - | 6891 | - | 0 | 0 | - | 0 | 0 | - | 0 | 0 | -
6892 | 0 | 0 | 0 | 0 | 0 | 0 | 0 | 0 | 0 | 0 | 6892 | 0 | 0 | 0 | 0 | 0 | 0 | 0 | 0 | 0 | 0 | 6892 | - | 500 | 0 | - | 0 | 0 | - | 0 | 0 | - | 6892 | - | 0 | 0 | - | 0 | 0 | - | 0 | 0 | -
6893 | 0 | 0 | 0 | 0 | 0 | 0 | 0 | 0 | 0 | 0 | 6893 | 0 | 0 | 0 | 0 | 0 | 0 | 0 | 0 | 0 | 0 | 6893 | - | 0 | 0 | - | 0 | 0 | - | 0 | 0 | - | 6893 | - | 0 | 0 | - | 0 | 0 | - | 0 | 0 | -
6894 | 0 | 0 | 0 | 0 | 0 | 0 | 0 | 0 | 0 | 0 | 6894 | 0 | 0 | 0 | 0 | 0 | 0 | 0 | 0 | 0 | 0 | 6894 | - | 0 | 0 | - | 0 | 0 | - | 0 | 0 | - | 6894 | - | 0 | 0 | - | 0 | 0 | - | 0 | 0 | -
6895 | 0 | 0 | 0 | 0 | 0 | 0 | 0 | 0 | 0 | 0 | 6895 | 0 | 0 | 0 | 0 | 0 | 0 | 0 | 0 | 0 | 0 | 6895 | - | 0 | 0 | - | 0 | 0 | - | 0 | 0 | - | 6895 | - | 0 | 0 | - | 0 | 0 | - | 0 | 0 | -
6896 | 0 | 0 | 0 | 0 | 0 | 0 | 0 | 0 | 0 | 0 | 6896 | 0 | 0 | 0 | 0 | 0 | 0 | 0 | 0 | 0 | 0 | 6896 | - | 0 | 0 | - | 0 | 0 | - | 0 | 0 | - | 6896 | - | 0 | 0 | - | 0 | 0 | - | 0 | 0 | -
6897 | 0 | 0 | 0 | 0 | 0 | 0 | 0 | 0 | 0 | 0 | 6897 | 0 | 0 | 0 | 0 | 0 | 0 | 0 | 0 | 0 | 0 | 6897 | - | 316.831 | 0 | - | 0 | 0 | - | 0 | 0 | - | 6897 | - | 0 | 0 | - | 0 | 0 | - | 0 | 0 | -
6898 | 0 | 0 | 0 | 0 | 0 | 189.6243 | 0 | 0 | 0 | 0 | 6898 | 0 | 0 | 0 | 0 | 0 | 0 | 0 | 0 | 0 | 0 | 6898 | - | 0 | 0 | - | 0 | 0 | - | 0 | 0 | - | 6898 | - | 0 | 0 | - | 0 | 0 | - | 0 | 0 | -
6899 | 0 | 0 | 0 | 0 | 0 | 0 | 0 | 0 | 0 | 0 | 6899 | 0 | 0 | 0 | 0 | 0 | 0 | 0 | 0 | 0 | 0 | 6899 | - | 108.8941 | 0 | - | 0 | 0 | - | 0 | 0 | - | 6899 | - | 0 | 0 | - | 0 | 0 | - | 0 | 0 | -
6900 | 0 | 0 | 0 | 0 | 0 | 0 | 0 | 0 | 0 | 0 | 6900 | 0 | 0 | 0 | 0 | 0 | 0 | 0 | 0 | 0 | 0 | 6900 | - | 0 | 0 | - | 0 | 0 | - | 0 | 0 | - | 6900 | - | 0 | 0 | - | 0 | 0 | - | 0 | 0 | -
6901 | 0 | 0 | 0 | 0 | 0 | 0 | 0 | 0 | 0 | 0 | 6901 | 0 | 0 | 0 | 0 | 0 | 0 | 0 | 0 | 0 | 0 | 6901 | - | 0 | 500 | - | 0 | 0 | - | 0 | 0 | - | 6901 | - | 0 | 0 | - | 0 | 0 | - | 0 | 0 | -
6902 | 0 | 0 | 0 | 0 | 0 | 0 | 0 | 0 | 0 | 0 | 6902 | 0 | 0 | 0 | 0 | 0 | 0 | 0 | 0 | 0 | 0 | 6902 | - | 0 | 457.6308 | - | 0 | 0 | - | 0 | 0 | - | 6902 | - | 0 | 0 | - | 0 | 0 | - | 0 | 0 | -
6903 | 0 | 0 | 0 | 0 | 0 | 0 | 0 | 0 | 0 | 0 | 6903 | 0 | 0 | 0 | 0 | 0 | 0 | 0 | 0 | 0 | 0 | 6903 | - | 0 | 0 | - | 0 | 0 | - | 0 | 0 | - | 6903 | - | 0 | 0 | - | 0 | 0 | - | 0 | 0 | -
6904 | 0 | 0 | 0 | 0 | 0 | 0 | 0 | 0 | 0 | 0 | 6904 | 0 | 0 | 0 | 0 | 0 | 0 | 0 | 0 | 0 | 0 | 6904 | - | 0 | 160.8087 | - | 0 | 0 | - | 0 | 0 | - | 6904 | - | 0 | 0 | - | 0 | 0 | - | 0 | 0 | -
6905 | 0 | 0 | 0 | 0 | 813.4892 | 0 | 0 | 0 | 0 | 0 | 6905 | 0 | 0 | 0 | 0 | 0 | 0 | 0 | 0 | 0 | 0 | 6905 | - | 0 | 0 | - | 0 | 0 | - | 0 | 0 | - | 6905 | - | 0 | 0 | - | 0 | 0 | - | 0 | 0 | -
6906 | 0 | 0 | 0 | 0 | 0 | 0 | 0 | 0 | 0 | 0 | 6906 | 0 | 0 | 0 | 0 | 0 | 0 | 0 | 0 | 0 | 0 | 6906 | - | 0 | 0 | - | 0 | 0 | - | 0 | 0 | - | 6906 | - | 0 | 0 | - | 0 | 0 | - | 0 | 0 | -
6907 | 0 | 0 | 0 | 0 | 0 | 0 | 0 | 0 | 0 | 0 | 6907 | 0 | 0 | 0 | 0 | 0 | 0 | 0 | 0 | 0 | 0 | 6907 | - | 0 | 0 | - | 0 | 0 | - | 0 | 0 | - | 6907 | - | 0 | 0 | - | 0 | 0 | - | 0 | 0 | -
6908 | 0 | 0 | 0 | 0 | 0 | 0 | 0 | 0 | 0 | 0 | 6908 | 0 | 0 | 0 | 0 | 0 | 0 | 0 | 0 | 0 | 0 | 6908 | - | 0 | 0 | - | 0 | 0 | - | 0 | 0 | - | 6908 | - | 0 | 0 | - | 0 | 0 | - | 0 | 0 | -
6909 | 0 | 0 | 0 | 0 | 0 | 0 | 0 | 0 | 0 | 0 | 6909 | 0 | 0 | 0 | 0 | 0 | 0 | 0 | 0 | 0 | 0 | 6909 | - | 0 | 0 | - | 0 | 0 | - | 0 | 0 | - | 6909 | - | 0 | 0 | - | 0 | 0 | - | 0 | 0 | -
6910 | 0 | 0 | 0 | 0 | 0 | 0 | 0 | 0 | 0 | 0 | 6910 | 0 | 0 | 0 | 0 | 0 | 0 | 0 | 0 | 0 | 0 | 6910 | - | 0 | 0 | - | 0 | 0 | - | 0 | 0 | - | 6910 | - | 0 | 0 | - | 0 | 0 | - | 0 | 0 | -
6911 | 0 | 0 | 0 | 0 | 0 | 0 | 0 | 0 | 0 | 0 | 6911 | 0 | 0 | 0 | 0 | 0 | 0 | 0 | 0 | 0 | 0 | 6911 | - | 0 | 0 | - | 0 | 0 | - | 0 | 0 | - | 6911 | - | 0 | 0 | - | 0 | 0 | - | 0 | 0 | -
6912 | 0 | 0 | 0 | 0 | 0 | 0 | 0 | 0 | 0 | 0 | 6912 | 0 | 0 | 0 | 0 | 0 | 0 | 0 | 0 | 0 | 0 | 6912 | - | 0 | 0 | - | 0 | 0 | - | 0 | 0 | - | 6912 | - | 0 | 0 | - | 0 | 0 | - | 0 | 0 | -
6913 | 0 | 0 | 0 | 0 | 0 | 0 | 0 | 0 | 0 | 0 | 6913 | 0 | 0 | 0 | 0 | 0 | 0 | 0 | 0 | 0 | 0 | 6913 | - | 0 | 0 | - | 0 | 0 | - | 500 | 0 | - | 6913 | - | 0 | 0 | - | 0 | 0 | - | 0 | 0 | -
6914 | 0 | 0 | 0 | 0 | 0 | 0 | 0 | 0 | 0 | 0 | 6914 | 0 | 0 | 0 | 0 | 0 | 0 | 0 | 0 | 0 | 0 | 6914 | - | 0 | 0 | - | 0 | 0 | - | 500 | 0 | - | 6914 | - | 0 | 0 | - | 0 | 0 | - | 0 | 0 | -
6915 | 0 | 0 | 0 | 0 | 0 | 0 | 0 | 0 | 0 | 0 | 6915 | 0 | 0 | 0 | 0 | 0 | 0 | 0 | 0 | 0 | 0 | 6915 | - | 0 | 0 | - | 0 | 500 | - | 0 | 0 | - | 6915 | - | 0 | 0 | - | 0 | 0 | - | 0 | 0 | -
6916 | 0 | 0 | 0 | 0 | 0 | 0 | 0 | 0 | 0 | 0 | 6916 | 0 | 0 | 0 | 0 | 0 | 0 | 0 | 0 | 0 | 0 | 6916 | - | 0 | 0 | - | 0 | 0 | - | 0 | 0 | - | 6916 | - | 0 | 0 | - | 0 | 0 | - | 0 | 0 | -
6917 | 0 | 0 | 0 | 0 | 0 | 0 | 0 | 0 | 0 | 0 | 6917 | 0 | 0 | 0 | 0 | 0 | 0 | 0 | 0 | 0 | 0 | 6917 | - | 0 | 0 | - | 0 | 0 | - | 0 | 0 | - | 6917 | - | 0 | 0 | - | 0 | 0 | - | 0 | 0 | -
6918 | 0 | 0 | 0 | 0 | 0 | 0 | 0 | 0 | 0 | 0 | 6918 | 0 | 0 | 0 | 0 | 0 | 0 | 0 | 0 | 0 | 0 | 6918 | - | 98.269 | 0 | - | 0 | 0 | - | 0 | 0 | - | 6918 | - | 0 | 0 | - | 0 | 0 | - | 0 | 0 | -
6919 | 0 | 0 | 0 | 0 | 0 | 0 | 352.001 | 0 | 0 | 0 | 6919 | 0 | 0 | 0 | 0 | 0 | 0 | 0 | 0 | 0 | 0 | 6919 | - | 500 | 152.7945 | - | 0 | 0 | - | 0 | 0 | - | 6919 | - | 0 | 0 | - | 0 | 0 | - | 0 | 0 | -
6920 | 0 | 0 | 0 | 0 | 0 | 0 | 0 | 0 | 0 | 0 | 6920 | 0 | 0 | 0 | 0 | 0 | 0 | 0 | 0 | 0 | 0 | 6920 | - | 431.1502 | 0 | - | 0 | 500 | - | 0 | 0 | - | 6920 | - | 0 | 0 | - | 0 | 0 | - | 0 | 0 | -
6921 | 0 | 0 | 189.6243 | 0 | 0 | 0 | 0 | 0 | 0 | 0 | 6921 | 0 | 0 | 0 | 0 | 0 | 0 | 0 | 0 | 0 | 0 | 6921 | - | 0 | 0 | - | 0 | 0 | - | 0 | 0 | - | 6921 | - | 0 | 0 | - | 0 | 0 | - | 0 | 0 | -
6922 | 0 | 0 | 0 | 0 | 0 | 0 | 239.7766 | 0 | 189.6243 | 0 | 6922 | 0 | 0 | 0 | 0 | 0 | 0 | 0 | 0 | 0 | 0 | 6922 | - | 0 | 0 | - | 0 | 0 | - | 500 | 50.1522 | - | 6922 | - | 0 | 0 | - | 0 | 0 | - | 0 | 0 | -
6923 | 0 | 0 | 0 | 0 | 0 | 0 | 0 | 0 | 0 | 0 | 6923 | 0 | 0 | 0 | 0 | 0 | 0 | 0 | 0 | 0 | 0 | 6923 | - | 0 | 0 | - | 500 | 500 | - | 333.3333 | 0 | - | 6923 | - | 0 | 0 | - | 0 | 0 | - | 0 | 0 | -
6924 | 0 | 813.4892 | 0 | 0 | 0 | 0 | 628.4562 | 0 | 0 | 0 | 6924 | 0 | 0 | 0 | 0 | 0 | 0 | 0 | 0 | 0 | 0 | 6924 | - | 0 | 0 | - | 500 | 333.3333 | - | 500 | 283.1811 | - | 6924 | - | 0 | 0 | - | 0 | 0 | - | 0 | 0 | -
6925 | 0 | 0 | 0 | 0 | 0 | 0 | 0 | 0 | 0 | 0 | 6925 | 0 | 0 | 0 | 0 | 0 | 0 | 0 | 0 | 0 | 0 | 6925 | - | 0 | 0 | - | 0 | 0 | - | 500 | 0 | - | 6925 | - | 0 | 0 | - | 0 | 0 | - | 0 | 0 | -
6926 | 0 | 0 | 0 | 0 | 0 | 0 | 0 | 0 | 0 | 0 | 6926 | 0 | 0 | 0 | 0 | 0 | 0 | 0 | 0 | 0 | 0 | 6926 | - | 0 | 0 | - | 0 | 0 | - | 0 | 0 | - | 6926 | - | 0 | 0 | - | 0 | 0 | - | 0 | 0 | -
6927 | 0 | 0 | 0 | 0 | 0 | 0 | 0 | 0 | 0 | 0 | 6927 | 0 | 0 | 0 | 0 | 0 | 0 | 0 | 0 | 0 | 0 | 6927 | - | 242.8829 | 0 | - | 0 | 0 | - | 0 | 0 | - | 6927 | - | 0 | 0 | - | 0 | 0 | - | 0 | 0 | -
6928 | 0 | 0 | 0 | 0 | 0 | 0 | 0 | 0 | 0 | 0 | 6928 | 0 | 0 | 0 | 0 | 0 | 0 | 0 | 0 | 0 | 0 | 6928 | - | 0 | 0 | - | 0 | 0 | - | 0 | 0 | - | 6928 | - | 0 | 0 | - | 0 | 0 | - | 0 | 0 | -
6929 | 0 | 0 | 0 | 0 | 0 | 0 | 0 | 0 | 0 | 0 | 6929 | 0 | 0 | 0 | 0 | 0 | 0 | 0 | 0 | 0 | 0 | 6929 | - | 0 | 0 | - | 0 | 0 | - | 0 | 0 | - | 6929 | - | 0 | 0 | - | 0 | 0 | - | 0 | 0 | -
6930 | 0 | 0 | 0 | 0 | 0 | 0 | 0 | 0 | 0 | 0 | 6930 | 0 | 0 | 0 | 0 | 0 | 0 | 0 | 0 | 0 | 0 | 6930 | - | 469.5716 | 0 | - | 0 | 0 | - | 0 | 0 | - | 6930 | - | 0 | 0 | - | 0 | 0 | - | 0 | 0 | -
6931 | 0 | 0 | 0 | 0 | 0 | 0 | 0 | 0 | 0 | 0 | 6931 | 0 | 0 | 0 | 0 | 0 | 0 | 0 | 0 | 0 | 0 | 6931 | - | 0 | 0 | - | 0 | 0 | - | 0 | 0 | - | 6931 | - | 0 | 0 | - | 0 | 0 | - | 0 | 0 | -
6932 | 0 | 0 | 0 | 0 | 0 | 0 | 0 | 0 | 0 | 0 | 6932 | 0 | 0 | 0 | 0 | 0 | 0 | 0 | 0 | 0 | 0 | 6932 | - | 0 | 0 | - | 0 | 0 | - | 0 | 0 | - | 6932 | - | 0 | 0 | - | 0 | 0 | - | 0 | 0 | -
6933 | 0 | 0 | 0 | 0 | 0 | 0 | 0 | 0 | 0 | 0 | 6933 | 0 | 0 | 0 | 0 | 0 | 0 | 0 | 0 | 0 | 0 | 6933 | - | 0 | 0 | - | 0 | 0 | - | 0 | 0 | - | 6933 | - | 0 | 0 | - | 0 | 0 | - | 0 | 0 | -
6934 | 0 | 0 | 0 | 0 | 0 | 0 | 0 | 0 | 0 | 0 | 6934 | 0 | 0 | 0 | 0 | 0 | 0 | 0 | 0 | 0 | 0 | 6934 | - | 0 | 0 | - | 500 | 0 | - | 0 | 0 | - | 6934 | - | 0 | 0 | - | 0 | 0 | - | 0 | 0 | -
6935 | 0 | 0 | 0 | 0 | 0 | 0 | 0 | 0 | 0 | 0 | 6935 | 0 | 0 | 0 | 0 | 0 | 0 | 0 | 0 | 0 | 0 | 6935 | - | 500 | 0 | - | 0 | 0 | - | 0 | 0 | - | 6935 | - | 0 | 0 | - | 0 | 0 | - | 0 | 0 | -
6936 | 0 | 0 | 0 | 0 | 0 | 0 | 0 | 0 | 0 | 0 | 6936 | 0 | 0 | 0 | 0 | 0 | 0 | 0 | 0 | 0 | 0 | 6936 | - | 0 | 0 | - | 0 | 0 | - | 0 | 0 | - | 6936 | - | 0 | 0 | - | 0 | 0 | - | 0 | 0 | -
6937 | 0 | 0 | 0 | 0 | 0 | 0 | 0 | 0 | 0 | 0 | 6937 | 0 | 0 | 0 | 0 | 0 | 0 | 0 | 0 | 0 | 0 | 6937 | - | 0 | 500 | - | 500 | 0 | - | 0 | 0 | - | 6937 | - | 0 | 0 | - | 0 | 0 | - | 0 | 0 | -
6938 | 0 | 0 | 0 | 0 | 0 | 0 | 0 | 0 | 0 | 0 | 6938 | 0 | 0 | 0 | 0 | 0 | 0 | 0 | 0 | 0 | 0 | 6938 | - | 0 | 0 | - | 0 | 0 | - | 0 | 0 | - | 6938 | - | 0 | 0 | - | 0 | 0 | - | 0 | 0 | -
6939 | 0 | 0 | 0 | 0 | 0 | 0 | 0 | 0 | 0 | 0 | 6939 | 0 | 0 | 0 | 0 | 0 | 0 | 0 | 0 | 0 | 0 | 6939 | - | 0 | 0 | - | 0 | 0 | - | 0 | 0 | - | 6939 | - | 0 | 0 | - | 0 | 0 | - | 0 | 0 | -
6940 | 0 | 0 | 0 | 0 | 0 | 0 | 0 | 0 | 0 | 0 | 6940 | 0 | 0 | 0 | 0 | 0 | 0 | 0 | 0 | 0 | 0 | 6940 | - | 0 | 0 | - | 0 | 0 | - | 0 | 0 | - | 6940 | - | 0 | 0 | - | 0 | 0 | - | 0 | 0 | -
6941 | 0 | 0 | 0 | 0 | 0 | 0 | 0 | 0 | 0 | 0 | 6941 | 0 | 0 | 0 | 0 | 0 | 0 | 0 | 0 | 0 | 0 | 6941 | - | 0 | 500 | - | 0 | 0 | - | 0 | 0 | - | 6941 | - | 0 | 0 | - | 0 | 0 | - | 0 | 0 | -
6942 | 0 | 0 | 0 | 1220.2338 | 0 | 0 | 0 | 0 | 0 | 0 | 6942 | 0 | 0 | 0 | 0 | 0 | 0 | 0 | 0 | 0 | 0 | 6942 | - | 0 | 365.2233 | - | 0 | 0 | - | 0 | 0 | - | 6942 | - | 0 | 0 | - | 0 | 0 | - | 0 | 0 | -
6943 | 0 | 0 | 0 | 0 | 0 | 0 | 0 | 0 | 0 | 0 | 6943 | 0 | 0 | 0 | 0 | 0 | 0 | 0 | 0 | 0 | 0 | 6943 | - | 0 | 196.876 | - | 0 | 0 | - | 0 | 0 | - | 6943 | - | 0 | 0 | - | 0 | 0 | - | 0 | 0 | -
6944 | 0 | 0 | 0 | 0 | 0 | 0 | 0 | 0 | 0 | 0 | 6944 | 0 | 0 | 0 | 0 | 0 | 0 | 0 | 0 | 0 | 0 | 6944 | - | 0 | 0 | - | 0 | 0 | - | 0 | 0 | - | 6944 | - | 0 | 0 | - | 0 | 0 | - | 0 | 0 | -
6945 | 0 | 0 | 0 | 0 | 0 | 0 | 0 | 0 | 0 | 0 | 6945 | 0 | 0 | 0 | 0 | 0 | 0 | 0 | 0 | 0 | 0 | 6945 | - | 0 | 0 | - | 0 | 0 | - | 0 | 0 | - | 6945 | - | 0 | 0 | - | 0 | 0 | - | 0 | 0 | -
6946 | 0 | 0 | 0 | 0 | 0 | 0 | 0 | 0 | 0 | 0 | 6946 | 0 | 0 | 0 | 0 | 0 | 0 | 0 | 0 | 0 | 0 | 6946 | - | 0 | 0 | - | 0 | 0 | - | 0 | 0 | - | 6946 | - | 0 | 0 | - | 0 | 0 | - | 0 | 0 | -
6947 | 0 | 0 | 0 | 0 | 0 | 0 | 0 | 0 | 0 | 0 | 6947 | 0 | 0 | 0 | 0 | 0 | 0 | 0 | 0 | 0 | 0 | 6947 | - | 0 | 0 | - | 0 | 0 | - | 0 | 0 | - | 6947 | - | 0 | 0 | - | 0 | 0 | - | 0 | 0 | -
6948 | 0 | 0 | 0 | 0 | 0 | 0 | 0 | 0 | 0 | 0 | 6948 | 0 | 0 | 0 | 0 | 0 | 0 | 0 | 0 | 0 | 0 | 6948 | - | 0 | 0 | - | 0 | 0 | - | 0 | 0 | - | 6948 | - | 0 | 0 | - | 0 | 0 | - | 0 | 0 | -
6949 | 0 | 0 | 0 | 0 | 0 | 0 | 0 | 0 | 0 | 0 | 6949 | 0 | 0 | 0 | 0 | 0 | 0 | 0 | 0 | 0 | 0 | 6949 | - | 0 | 0 | - | 0 | 0 | - | 0 | 0 | - | 6949 | - | 0 | 0 | - | 0 | 0 | - | 0 | 0 | -
6950 | 0 | 0 | 0 | 0 | 0 | 0 | 0 | 0 | 0 | 0 | 6950 | 0 | 0 | 0 | 0 | 0 | 0 | 0 | 0 | 0 | 0 | 6950 | - | 0 | 0 | - | 0 | 0 | - | 0 | 0 | - | 6950 | - | 0 | 0 | - | 0 | 0 | - | 0 | 0 | -
6951 | 0 | 0 | 0 | 0 | 0 | 0 | 0 | 0 | 0 | 0 | 6951 | 0 | 0 | 0 | 0 | 0 | 0 | 0 | 0 | 0 | 0 | 6951 | - | 0 | 0 | - | 0 | 0 | - | 0 | 0 | - | 6951 | - | 0 | 0 | - | 0 | 0 | - | 0 | 0 | -
6952 | 0 | 0 | 0 | 0 | 0 | 0 | 0 | 0 | 0 | 0 | 6952 | 0 | 0 | 0 | 0 | 0 | 0 | 0 | 0 | 0 | 0 | 6952 | - | 0 | 0 | - | 0 | 0 | - | 0 | 0 | - | 6952 | - | 0 | 0 | - | 0 | 0 | - | 0 | 0 | -
6953 | 0 | 0 | 0 | 0 | 0 | 0 | 0 | 0 | 0 | 0 | 6953 | 0 | 0 | 0 | 0 | 0 | 0 | 0 | 0 | 0 | 0 | 6953 | - | 0 | 0 | - | 0 | 0 | - | 0 | 0 | - | 6953 | - | 0 | 0 | - | 0 | 0 | - | 0 | 0 | -
6954 | 0 | 0 | 0 | 0 | 0 | 0 | 0 | 0 | 0 | 0 | 6954 | 0 | 0 | 0 | 0 | 0 | 0 | 0 | 0 | 0 | 0 | 6954 | - | 0 | 0 | - | 0 | 0 | - | 0 | 0 | - | 6954 | - | 0 | 0 | - | 0 | 0 | - | 0 | 0 | -
6955 | 0 | 0 | 0 | 0 | 0 | 0 | 0 | 0 | 0 | 0 | 6955 | 0 | 0 | 0 | 0 | 0 | 0 | 0 | 0 | 0 | 0 | 6955 | - | 0 | 0 | - | 0 | 0 | - | 0 | 0 | - | 6955 | - | 0 | 0 | - | 0 | 0 | - | 0 | 0 | -
6956 | 0 | 0 | 0 | 0 | 0 | 0 | 0 | 0 | 0 | 0 | 6956 | 0 | 0 | 0 | 0 | 0 | 0 | 0 | 0 | 0 | 0 | 6956 | - | 0 | 0 | - | 0 | 0 | - | 0 | 0 | - | 6956 | - | 0 | 0 | - | 0 | 0 | - | 0 | 0 | -
6957 | 0 | 0 | 0 | 0 | 0 | 0 | 0 | 0 | 0 | 0 | 6957 | 0 | 0 | 0 | 0 | 0 | 0 | 0 | 0 | 0 | 0 | 6957 | - | 0 | 0 | - | 0 | 0 | - | 0 | 0 | - | 6957 | - | 0 | 0 | - | 0 | 0 | - | 0 | 0 | -
6958 | 0 | 0 | 0 | 0 | 0 | 0 | 0 | 0 | 0 | 0 | 6958 | 0 | 0 | 0 | 0 | 0 | 0 | 0 | 0 | 0 | 0 | 6958 | - | 0 | 0 | - | 333.3333 | 0 | - | 0 | 0 | - | 6958 | - | 0 | 0 | - | 0 | 0 | - | 0 | 0 | -
6959 | 0 | 0 | 0 | 0 | 0 | 0 | 0 | 0 | 0 | 0 | 6959 | 0 | 0 | 0 | 0 | 0 | 0 | 0 | 0 | 0 | 0 | 6959 | - | 165.7346 | 0 | - | 0 | 0 | - | 0 | 0 | - | 6959 | - | 0 | 0 | - | 0 | 0 | - | 0 | 0 | -
6960 | 0 | 0 | 0 | 0 | 0 | 0 | 0 | 0 | 0 | 0 | 6960 | 0 | 0 | 0 | 0 | 0 | 0 | 0 | 0 | 0 | 0 | 6960 | - | 0 | 0 | - | 0 | 0 | - | 0 | 0 | - | 6960 | - | 0 | 0 | - | 0 | 0 | - | 0 | 0 | -
6961 | 0 | 0 | 0 | 0 | 0 | 0 | 0 | 0 | 0 | 0 | 6961 | 0 | 0 | 0 | 0 | 0 | 0 | 0 | 0 | 0 | 0 | 6961 | - | 0 | 0 | - | 0 | 0 | - | 0 | 0 | - | 6961 | - | 0 | 0 | - | 0 | 0 | - | 0 | 0 | -
6962 | 0 | 0 | 0 | 0 | 0 | 0 | 0 | 0 | 0 | 0 | 6962 | 0 | 0 | 0 | 0 | 0 | 0 | 0 | 0 | 0 | 0 | 6962 | - | 0 | 0 | - | 0 | 0 | - | 0 | 0 | - | 6962 | - | 0 | 0 | - | 0 | 0 | - | 0 | 0 | -
6963 | 0 | 0 | 0 | 0 | 0 | 0 | 0 | 0 | 0 | 0 | 6963 | 0 | 0 | 0 | 0 | 0 | 0 | 0 | 0 | 0 | 0 | 6963 | - | 0 | 0 | - | 0 | 0 | - | 0 | 0 | - | 6963 | - | 0 | 0 | - | 0 | 0 | - | 0 | 0 | -
6964 | 0 | 0 | 0 | 0 | 0 | 0 | 0 | 0 | 0 | 0 | 6964 | 0 | 0 | 0 | 0 | 0 | 0 | 0 | 0 | 0 | 0 | 6964 | - | 0 | 0 | - | 0 | 0 | - | 0 | 0 | - | 6964 | - | 0 | 0 | - | 0 | 0 | - | 0 | 0 | -
6965 | 0 | 0 | 0 | 0 | 0 | 0 | 0 | 0 | 0 | 0 | 6965 | 0 | 0 | 0 | 0 | 0 | 0 | 0 | 0 | 0 | 0 | 6965 | - | 0 | 0 | - | 0 | 0 | - | 0 | 0 | - | 6965 | - | 0 | 0 | - | 0 | 0 | - | 0 | 0 | -
6966 | 0 | 0 | 0 | 0 | 0 | 0 | 0 | 0 | 0 | 0 | 6966 | 0 | 0 | 0 | 0 | 0 | 0 | 0 | 0 | 0 | 0 | 6966 | - | 0 | 0 | - | 0 | 0 | - | 0 | 500 | - | 6966 | - | 0 | 0 | - | 0 | 0 | - | 0 | 0 | -
6967 | 0 | 0 | 0 | 0 | 0 | 0 | 0 | 0 | 0 | 0 | 6967 | 0 | 0 | 0 | 0 | 0 | 0 | 0 | 0 | 0 | 0 | 6967 | - | 0 | 0 | - | 0 | 0 | - | 0 | 500 | - | 6967 | - | 0 | 0 | - | 0 | 0 | - | 0 | 0 | -
6968 | 0 | 0 | 0 | 0 | 0 | 0 | 0 | 0 | 0 | 0 | 6968 | 0 | 0 | 0 | 0 | 0 | 0 | 0 | 0 | 0 | 0 | 6968 | - | 0 | 0 | - | 0 | 0 | - | 0 | 500 | - | 6968 | - | 0 | 0 | - | 0 | 0 | - | 0 | 0 | -
6969 | 0 | 0 | 0 | 0 | 0 | 0 | 0 | 0 | 0 | 0 | 6969 | 0 | 0 | 0 | 0 | 0 | 0 | 0 | 0 | 0 | 0 | 6969 | - | 0 | 0 | - | 500 | 0 | - | 0 | 500 | - | 6969 | - | 0 | 0 | - | 0 | 0 | - | 0 | 0 | -
6970 | 0 | 0 | 0 | 0 | 0 | 0 | 0 | 0 | 0 | 0 | 6970 | 0 | 0 | 0 | 0 | 0 | 0 | 0 | 0 | 0 | 0 | 6970 | - | 0 | 0 | - | 0 | 500 | - | 0 | 500 | - | 6970 | - | 0 | 0 | - | 0 | 0 | - | 0 | 0 | -
6971 | 0 | 0 | 0 | 0 | 0 | 0 | 0 | 0 | 0 | 0 | 6971 | 0 | 0 | 0 | 0 | 0 | 0 | 0 | 0 | 0 | 0 | 6971 | - | 0 | 0 | - | 0 | 500 | - | 0 | 500 | - | 6971 | - | 0 | 0 | - | 0 | 0 | - | 0 | 0 | -
6972 | 0 | 0 | 0 | 0 | 0 | 0 | 0 | 0 | 0 | 0 | 6972 | 0 | 0 | 0 | 0 | 0 | 0 | 0 | 0 | 0 | 0 | 6972 | - | 0 | 0 | - | 0 | 500 | - | 0 | 0 | - | 6972 | - | 0 | 0 | - | 0 | 0 | - | 0 | 0 | -
6973 | 0 | 0 | 0 | 0 | 0 | 0 | 0 | 0 | 0 | 0 | 6973 | 0 | 0 | 0 | 0 | 0 | 0 | 0 | 0 | 0 | 0 | 6973 | - | 0 | 0 | - | 500 | 0 | - | 0 | 0 | - | 6973 | - | 0 | 0 | - | 0 | 0 | - | 0 | 0 | -
6974 | 0 | 0 | 0 | 0 | 0 | 0 | 0 | 0 | 0 | 0 | 6974 | 0 | 0 | 0 | 0 | 0 | 0 | 0 | 0 | 0 | 0 | 6974 | - | 0 | 0 | - | 0 | 0 | - | 0 | 0 | - | 6974 | - | 0 | 0 | - | 0 | 0 | - | 0 | 0 | -
6975 | 0 | 0 | 0 | 0 | 0 | 0 | 0 | 0 | 0 | 0 | 6975 | 0 | 0 | 0 | 0 | 0 | 0 | 0 | 0 | 0 | 0 | 6975 | - | 0 | 0 | - | 0 | 0 | - | 0 | 0 | - | 6975 | - | 0 | 0 | - | 0 | 0 | - | 0 | 0 | -
6976 | 0 | 0 | 0 | 0 | 0 | 0 | 0 | 0 | 0 | 0 | 6976 | 0 | 0 | 0 | 0 | 0 | 0 | 0 | 0 | 0 | 0 | 6976 | - | 0 | 0 | - | 0 | 0 | - | 0 | 0 | - | 6976 | - | 0 | 0 | - | 0 | 0 | - | 0 | 0 | -
6977 | 0 | 0 | 0 | 0 | 0 | 0 | 0 | 0 | 0 | 0 | 6977 | 0 | 0 | 0 | 0 | 0 | 0 | 0 | 0 | 0 | 0 | 6977 | - | 0 | 0 | - | 0 | 0 | - | 0 | 0 | - | 6977 | - | 0 | 0 | - | 0 | 0 | - | 0 | 0 | -
6978 | 0 | 0 | 0 | 0 | 0 | 0 | 0 | 0 | 0 | 0 | 6978 | 0 | 0 | 0 | 0 | 0 | 0 | 0 | 0 | 0 | 0 | 6978 | - | 0 | 0 | - | 0 | 0 | - | 0 | 0 | - | 6978 | - | 0 | 0 | - | 0 | 0 | - | 0 | 0 | -
6979 | 0 | 0 | 0 | 0 | 0 | 0 | 0 | 0 | 0 | 0 | 6979 | 0 | 0 | 0 | 0 | 0 | 0 | 0 | 0 | 0 | 0 | 6979 | - | 0 | 0 | - | 0 | 0 | - | 500 | 0 | - | 6979 | - | 0 | 0 | - | 0 | 0 | - | 0 | 0 | -
6980 | 0 | 0 | 0 | 0 | 0 | 0 | 0 | 0 | 0 | 0 | 6980 | 0 | 0 | 0 | 0 | 0 | 0 | 0 | 0 | 0 | 0 | 6980 | - | 0 | 0 | - | 0 | 0 | - | 0 | 0 | - | 6980 | - | 0 | 0 | - | 0 | 0 | - | 0 | 0 | -
6981 | 0 | 0 | 0 | 0 | 0 | 0 | 0 | 0 | 0 | 0 | 6981 | 0 | 0 | 0 | 0 | 0 | 0 | 0 | 0 | 0 | 0 | 6981 | - | 0 | 0 | - | 0 | 0 | - | 0 | 0 | - | 6981 | - | 0 | 0 | - | 0 | 0 | - | 0 | 0 | -
6982 | 0 | 0 | 0 | 0 | 0 | 0 | 0 | 0 | 0 | 0 | 6982 | 0 | 0 | 0 | 0 | 0 | 0 | 0 | 0 | 0 | 0 | 6982 | - | 0 | 0 | - | 0 | 0 | - | 0 | 0 | - | 6982 | - | 0 | 0 | - | 0 | 0 | - | 0 | 0 | -
6983 | 0 | 0 | 0 | 0 | 0 | 0 | 0 | 0 | 0 | 0 | 6983 | 0 | 0 | 0 | 0 | 0 | 0 | 0 | 0 | 0 | 0 | 6983 | - | 0 | 0 | - | 0 | 0 | - | 0 | 0 | - | 6983 | - | 0 | 0 | - | 0 | 0 | - | 0 | 0 | -
6984 | 0 | 0 | 0 | 0 | 0 | 0 | 0 | 0 | 0 | 0 | 6984 | 0 | 0 | 0 | 0 | 0 | 0 | 0 | 0 | 0 | 0 | 6984 | - | 0 | 0 | - | 0 | 0 | - | 0 | 0 | - | 6984 | - | 0 | 0 | - | 0 | 0 | - | 0 | 0 | -
6985 | 0 | 0 | 0 | 0 | 0 | 0 | 0 | 0 | 0 | 0 | 6985 | 0 | 0 | 0 | 0 | 0 | 0 | 0 | 0 | 0 | 0 | 6985 | - | 0 | 0 | - | 0 | 0 | - | 0 | 0 | - | 6985 | - | 0 | 0 | - | 99.2738 | 99.2738 | - | 0 | 0 | -
6986 | 0 | 0 | 0 | 0 | 0 | 0 | 0 | 0 | 0 | 0 | 6986 | 81.5537 | 0 | 0 | 132.7405 | 0 | 0 | 0 | 0 | 0 | 0 | 6986 | - | 0 | 0 | - | 0 | 0 | - | 0 | 0 | - | 6986 | - | 81.5537 | 81.5537 | - | 331.305 | 331.305 | - | 92.3985 | 92.3985 | -
6987 | 0 | 0 | 0 | 0 | 0 | 0 | 0 | 0 | 0 | 0 | 6987 | 117.6769 | 0 | 0 | 0 | 0 | 0 | 85.4531 | 0 | 0 | 0 | 6987 | - | 0 | 0 | - | 0 | 0 | - | 0 | 0 | - | 6987 | - | 117.6769 | 117.6769 | - | 445.4489 | 445.4489 | - | 454.4156 | 454.4156 | -
6988 | 0 | 0 | 0 | 0 | 0 | 0 | 0 | 0 | 0 | 0 | 6988 | 373.1441 | 0 | 0 | 570.9458 | 70.9458 | 70.9458 | 470.9588 | 0 | 0 | 0 | 6988 | - | 0 | 0 | - | 0 | 0 | - | 0 | 0 | - | 6988 | - | 373.1441 | 373.1441 | - | 500 | 500 | - | 500 | 500 | -
6989 | 0 | 0 | 0 | 0 | 0 | 0 | 0 | 0 | 0 | 0 | 6989 | 575.1168 | 75.1168 | 75.1168 | 849.7616 | 349.7616 | 233.1 | 822.1368 | 322.1368 | 233.1 | 0 | 6989 | - | 0 | 0 | - | 0 | 0 | - | 0 | 0 | - | 6989 | - | 500 | 500 | - | 500 | 500 | - | 500 | 500 | -
6990 | 0 | 0 | 0 | 0 | 0 | 0 | 0 | 0 | 0 | 0 | 6990 | 607.1772 | 107.1772 | 107.1772 | 520.9496 | 852.8072 | 18.3155 | 695.8487 | 1000 | 89.2614 | 0 | 6990 | - | 0 | 0 | - | 0 | 0 | - | 0 | 0 | - | 6990 | - | 500 | 500 | - | 500 | 500 | - | 500 | 500 | -
6991 | 0 | 0 | 0 | 0 | 0 | 0 | 0 | 0 | 0 | 0 | 6991 | 210.61 | 116.3523 | 0 | 0 | 109.4171 | 0 | 0 | 60.7948 | 0 | 0 | 6991 | - | 0 | 0 | - | 0 | 0 | - | 0 | 0 | - | 6991 | - | 500 | 500 | - | 500 | 500 | - | 500 | 500 | -
6992 | 0 | 0 | 0 | 0 | 0 | 0 | 0 | 0 | 0 | 0 | 6992 | 0 | 0 | 0 | 0 | 0 | 0 | 0 | 0 | 0 | 0 | 6992 | - | 0 | 0 | - | 0 | 0 | - | 0 | 0 | - | 6992 | - | 0 | 0 | - | 500 | 500 | - | 500 | 500 | -
6993 | 83.5441 | 0 | 0 | 0 | 0 | 0 | 0 | 0 | 0 | 83.5441 | 6993 | 0 | 0 | 0 | 0 | 0 | 0 | 0 | 0 | 0 | 83.5441 | 6993 | - | 0 | 0 | - | 0 | 0 | - | 0 | 0 | - | 6993 | - | 0 | 0 | - | 23.9723 | 23.9723 | - | 500 | 500 | -
6994 | 1500 | 0 | 0 | 0 | 0 | 0 | 0 | 0 | 0 | 1500 | 6994 | 0 | 0 | 0 | 0 | 0 | 0 | 0 | 0 | 0 | 1500 | 6994 | - | 0 | 0 | - | 0 | 0 | - | 0 | 0 | - | 6994 | - | 0 | 0 | - | 0 | 0 | - | 0 | 0 | -
6995 | 728.5486 | 0 | 214.4636 | 0 | 0 | 0 | 0 | 0 | 0 | 728.5486 | 6995 | 0 | 0 | 0 | 0 | 0 | 0 | 0 | 0 | 0 | 728.5486 | 6995 | - | 0 | 0 | - | 0 | 0 | - | 0 | 0 | - | 6995 | - | 0 | 0 | - | 0 | 0 | - | 0 | 0 | -
6996 | 0 | 0 | 0 | 0 | 0 | 0 | 0 | 0 | 0 | 0 | 6996 | 0 | 0 | 0 | 0 | 0 | 0 | 0 | 0 | 0 | 0 | 6996 | - | 0 | 0 | - | 0 | 0 | - | 0 | 0 | - | 6996 | - | 0 | 0 | - | 0 | 0 | - | 353.1859 | 353.1859 | -
6997 | 0 | 0 | 0 | 0 | 0 | 0 | 0 | 0 | 0 | 0 | 6997 | 0 | 0 | 0 | 0 | 0 | 0 | 0 | 0 | 0 | 0 | 6997 | - | 0 | 0 | - | 0 | 0 | - | 0 | 0 | - | 6997 | - | 500 | 500 | - | 500 | 500 | - | 500 | 500 | -
6998 | 0 | 0 | 0 | 0 | 0 | 0 | 0 | 0 | 0 | 0 | 6998 | 766.5744 | 382.5955 | 89.2614 | 0 | 0 | 0 | 0 | 0 | 0 | 0 | 6998 | - | 0 | 0 | - | 0 | 0 | - | 0 | 0 | - | 6998 | - | 500 | 500 | - | 500 | 500 | - | 500 | 500 | -
6999 | 0 | 0 | 0 | 0 | 0 | 0 | 0 | 0 | 0 | 0 | 6999 | 822.2558 | 491.1225 | 233.1 | 0 | 0 | 0 | 0 | 0 | 0 | 0 | 6999 | - | 0 | 0 | - | 0 | 0 | - | 0 | 0 | - | 6999 | - | 500 | 500 | - | 500 | 500 | - | 500 | 500 | -
7000 | 0 | 0 | 0 | 0 | 0 | 0 | 0 | 0 | 0 | 0 | 7000 | 485.5673 | 210.5673 | 0 | 0 | 0 | 0 | 0 | 0 | 0 | 0 | 7000 | - | 0 | 0 | - | 0 | 0 | - | 0 | 0 | - | 7000 | - | 500 | 500 | - | 500 | 500 | - | 0 | 0 | -
7001 | 0 | 0 | 0 | 0 | 0 | 0 | 0 | 0 | 0 | 0 | 7001 | 0 | 0 | 0 | 0 | 0 | 0 | 0 | 0 | 0 | 0 | 7001 | - | 0 | 0 | - | 0 | 0 | - | 0 | 0 | - | 7001 | - | 500 | 500 | - | 0 | 0 | - | 0 | 0 | -
7002 | 0 | 0 | 0 | 0 | 0 | 0 | 0 | 0 | 0 | 0 | 7002 | 0 | 0 | 0 | 0 | 0 | 0 | 0 | 0 | 0 | 0 | 7002 | - | 0 | 0 | - | 0 | 0 | - | 0 | 0 | - | 7002 | - | 500 | 500 | - | 0 | 0 | - | 0 | 0 | -
7003 | 0 | 0 | 0 | 0 | 0 | 0 | 0 | 0 | 0 | 0 | 7003 | 0 | 0 | 0 | 0 | 0 | 0 | 0 | 0 | 0 | 0 | 7003 | - | 0 | 0 | - | 0 | 0 | - | 0 | 0 | - | 7003 | - | 327.6253 | 327.6253 | - | 0 | 0 | - | 0 | 0 | -
7004 | 0 | 0 | 0 | 0 | 0 | 0 | 0 | 0 | 0 | 0 | 7004 | 0 | 0 | 0 | 0 | 0 | 0 | 0 | 0 | 0 | 0 | 7004 | - | 0 | 0 | - | 0 | 0 | - | 0 | 0 | - | 7004 | - | 0 | 0 | - | 0 | 0 | - | 0 | 0 | -
7005 | 0 | 0 | 0 | 0 | 0 | 0 | 0 | 0 | 0 | 0 | 7005 | 0 | 0 | 0 | 0 | 0 | 0 | 0 | 0 | 0 | 0 | 7005 | - | 0 | 0 | - | 0 | 0 | - | 0 | 0 | - | 7005 | - | 0 | 0 | - | 0 | 0 | - | 0 | 0 | -
7006 | 0 | 0 | 0 | 0 | 0 | 0 | 0 | 0 | 0 | 0 | 7006 | 0 | 0 | 0 | 0 | 0 | 0 | 0 | 0 | 0 | 0 | 7006 | - | 0 | 0 | - | 0 | 0 | - | 0 | 0 | - | 7006 | - | 0 | 0 | - | 0 | 0 | - | 0 | 0 | -
7007 | 0 | 0 | 0 | 0 | 0 | 0 | 0 | 0 | 0 | 0 | 7007 | 0 | 0 | 0 | 0 | 0 | 0 | 0 | 0 | 0 | 0 | 7007 | - | 0 | 0 | - | 0 | 0 | - | 0 | 0 | - | 7007 | - | 0 | 0 | - | 0 | 0 | - | 0 | 0 | -
7008 | 0 | 0 | 0 | 0 | 0 | 0 | 0 | 0 | 0 | 0 | 7008 | 0 | 0 | 0 | 0 | 0 | 0 | 0 | 0 | 0 | 0 | 7008 | - | 0 | 0 | - | 0 | 0 | - | 0 | 0 | - | 7008 | - | 0 | 0 | - | 0 | 0 | - | 0 | 0 | -
7009 | 0 | 0 | 0 | 0 | 0 | 0 | 0 | 0 | 0 | 0 | 7009 | 0 | 0 | 0 | 0 | 0 | 0 | 0 | 0 | 0 | 0 | 7009 | - | 0 | 0 | - | 0 | 0 | - | 0 | 0 | - | 7009 | - | 0 | 0 | - | 0 | 0 | - | 0 | 0 | -
7010 | 0 | 0 | 0 | 0 | 0 | 0 | 0 | 0 | 0 | 0 | 7010 | 0 | 0 | 0 | 0 | 0 | 0 | 0 | 0 | 0 | 0 | 7010 | - | 0 | 500 | - | 500 | 0 | - | 0 | 0 | - | 7010 | - | 0 | 0 | - | 0 | 0 | - | 0 | 0 | -
7011 | 0 | 0 | 0 | 0 | 0 | 0 | 0 | 0 | 0 | 0 | 7011 | 0 | 0 | 0 | 0 | 0 | 0 | 0 | 0 | 0 | 0 | 7011 | - | 0 | 500 | - | 500 | 0 | - | 0 | 0 | - | 7011 | - | 0 | 0 | - | 0 | 0 | - | 0 | 0 | -
7012 | 0 | 0 | 0 | 0 | 0 | 0 | 0 | 0 | 189.6243 | 0 | 7012 | 0 | 0 | 0 | 0 | 0 | 0 | 0 | 0 | 0 | 0 | 7012 | - | 500 | 500 | - | 0 | 0 | - | 0 | 0 | - | 7012 | - | 0 | 0 | - | 0 | 0 | - | 0 | 0 | -
7013 | 0 | 0 | 0 | 0 | 0 | 0 | 0 | 0 | 0 | 0 | 7013 | 0 | 0 | 0 | 0 | 0 | 0 | 0 | 0 | 0 | 0 | 7013 | - | 500 | 0 | - | 0 | 0 | - | 0 | 0 | - | 7013 | - | 0 | 0 | - | 0 | 0 | - | 0 | 0 | -
7014 | 0 | 0 | 0 | 0 | 0 | 0 | 0 | 0 | 0 | 0 | 7014 | 0 | 0 | 0 | 0 | 0 | 0 | 0 | 0 | 0 | 0 | 7014 | - | 500 | 0 | - | 0 | 0 | - | 0 | 0 | - | 7014 | - | 0 | 0 | - | 0 | 0 | - | 0 | 0 | -
7015 | 0 | 0 | 0 | 0 | 0 | 0 | 0 | 0 | 0 | 0 | 7015 | 0 | 0 | 0 | 0 | 0 | 0 | 0 | 0 | 0 | 0 | 7015 | - | 0 | 0 | - | 0 | 500 | - | 0 | 0 | - | 7015 | - | 0 | 0 | - | 0 | 0 | - | 0 | 0 | -
7016 | 0 | 0 | 0 | 0 | 0 | 0 | 0 | 0 | 0 | 0 | 7016 | 0 | 0 | 0 | 0 | 0 | 0 | 0 | 0 | 0 | 0 | 7016 | - | 500 | 0 | - | 0 | 0 | - | 0 | 0 | - | 7016 | - | 0 | 0 | - | 0 | 0 | - | 0 | 0 | -
7017 | 0 | 0 | 0 | 0 | 0 | 0 | 0 | 0 | 0 | 0 | 7017 | 0 | 0 | 0 | 0 | 0 | 0 | 0 | 0 | 0 | 0 | 7017 | - | 500 | 0 | - | 0 | 500 | - | 0 | 0 | - | 7017 | - | 0 | 0 | - | 0 | 0 | - | 0 | 0 | -
7018 | 0 | 0 | 189.6243 | 0 | 0 | 0 | 0 | 0 | 0 | 0 | 7018 | 0 | 0 | 0 | 0 | 0 | 0 | 0 | 0 | 0 | 0 | 7018 | - | 500 | 0 | - | 0 | 500 | - | 0 | 0 | - | 7018 | - | 0 | 0 | - | 0 | 0 | - | 0 | 0 | -
7019 | 0 | 0 | 0 | 0 | 0 | 0 | 0 | 0 | 0 | 0 | 7019 | 0 | 0 | 0 | 0 | 0 | 0 | 0 | 0 | 0 | 0 | 7019 | - | 0 | 0 | - | 0 | 0 | - | 0 | 0 | - | 7019 | - | 0 | 0 | - | 0 | 0 | - | 0 | 0 | -
7020 | 0 | 0 | 0 | 0 | 0 | 0 | 0 | 0 | 0 | 0 | 7020 | 0 | 0 | 0 | 0 | 0 | 0 | 0 | 0 | 0 | 0 | 7020 | - | 0 | 0 | - | 0 | 0 | - | 0 | 0 | - | 7020 | - | 0 | 0 | - | 0 | 0 | - | 0 | 0 | -
7021 | 0 | 0 | 0 | 0 | 0 | 0 | 0 | 0 | 0 | 0 | 7021 | 0 | 0 | 0 | 0 | 0 | 0 | 0 | 0 | 0 | 0 | 7021 | - | 0 | 0 | - | 0 | 0 | - | 0 | 0 | - | 7021 | - | 0 | 0 | - | 0 | 0 | - | 0 | 0 | -
7022 | 0 | 0 | 0 | 0 | 0 | 0 | 0 | 0 | 0 | 0 | 7022 | 0 | 0 | 0 | 0 | 0 | 0 | 0 | 0 | 0 | 0 | 7022 | - | 333.3333 | 0 | - | 0 | 0 | - | 0 | 0 | - | 7022 | - | 0 | 0 | - | 0 | 0 | - | 0 | 0 | -
7023 | 0 | 0 | 0 | 0 | 0 | 0 | 0 | 0 | 0 | 0 | 7023 | 0 | 0 | 0 | 0 | 0 | 0 | 0 | 0 | 0 | 0 | 7023 | - | 0 | 0 | - | 0 | 0 | - | 0 | 0 | - | 7023 | - | 0 | 0 | - | 0 | 0 | - | 0 | 0 | -
7024 | 0 | 0 | 0 | 0 | 0 | 0 | 0 | 0 | 0 | 0 | 7024 | 0 | 0 | 0 | 0 | 0 | 0 | 0 | 0 | 0 | 0 | 7024 | - | 0 | 0 | - | 0 | 0 | - | 0 | 0 | - | 7024 | - | 0 | 0 | - | 0 | 0 | - | 0 | 0 | -
7025 | 0 | 0 | 0 | 0 | 0 | 0 | 0 | 0 | 0 | 0 | 7025 | 0 | 0 | 0 | 0 | 0 | 0 | 0 | 0 | 0 | 0 | 7025 | - | 0 | 0 | - | 0 | 0 | - | 0 | 0 | - | 7025 | - | 0 | 0 | - | 0 | 0 | - | 0 | 0 | -
7026 | 0 | 0 | 0 | 0 | 0 | 0 | 0 | 0 | 0 | 0 | 7026 | 0 | 0 | 0 | 0 | 0 | 0 | 0 | 0 | 0 | 0 | 7026 | - | 0 | 270.812 | - | 0 | 0 | - | 0 | 0 | - | 7026 | - | 0 | 0 | - | 0 | 0 | - | 0 | 0 | -
7027 | 0 | 0 | 0 | 0 | 0 | 0 | 0 | 0 | 0 | 0 | 7027 | 0 | 0 | 0 | 0 | 0 | 0 | 0 | 0 | 0 | 0 | 7027 | - | 0 | 0 | - | 0 | 0 | - | 0 | 0 | - | 7027 | - | 0 | 0 | - | 0 | 0 | - | 0 | 0 | -
7028 | 0 | 487.9742 | 0 | 0 | 0 | 0 | 0 | 0 | 0 | 0 | 7028 | 0 | 0 | 0 | 0 | 0 | 0 | 0 | 0 | 0 | 0 | 7028 | - | 0 | 0 | - | 0 | 0 | - | 0 | 0 | - | 7028 | - | 0 | 0 | - | 0 | 0 | - | 0 | 0 | -
7029 | 0 | 325.5151 | 0 | 0 | 0 | 0 | 0 | 0 | 0 | 0 | 7029 | 0 | 0 | 0 | 0 | 0 | 0 | 0 | 0 | 0 | 0 | 7029 | - | 0 | 0 | - | 500 | 0 | - | 0 | 0 | - | 7029 | - | 0 | 0 | - | 0 | 0 | - | 0 | 0 | -
7030 | 0 | 0 | 0 | 0 | 0 | 0 | 0 | 0 | 0 | 0 | 7030 | 0 | 0 | 0 | 0 | 0 | 0 | 0 | 0 | 0 | 0 | 7030 | - | 0 | 500 | - | 0 | 0 | - | 0 | 0 | - | 7030 | - | 0 | 0 | - | 0 | 0 | - | 0 | 0 | -
7031 | 0 | 0 | 0 | 0 | 0 | 0 | 0 | 0 | 0 | 0 | 7031 | 0 | 0 | 0 | 0 | 0 | 0 | 0 | 0 | 0 | 0 | 7031 | - | 0 | 500 | - | 500 | 0 | - | 0 | 0 | - | 7031 | - | 0 | 0 | - | 0 | 0 | - | 0 | 0 | -
7032 | 0 | 0 | 0 | 0 | 0 | 0 | 0 | 0 | 0 | 0 | 7032 | 0 | 0 | 0 | 0 | 0 | 0 | 0 | 0 | 0 | 0 | 7032 | - | 0 | 0 | - | 500 | 0 | - | 0 | 0 | - | 7032 | - | 0 | 0 | - | 0 | 0 | - | 0 | 0 | -
7033 | 0 | 0 | 0 | 0 | 0 | 0 | 411.8075 | 0 | 0 | 0 | 7033 | 0 | 0 | 0 | 0 | 0 | 0 | 0 | 0 | 0 | 0 | 7033 | - | 0 | 0 | - | 333.3333 | 0 | - | 0 | 0 | - | 7033 | - | 0 | 0 | - | 0 | 0 | - | 0 | 0 | -
7034 | 0 | 0 | 0 | 0 | 0 | 0 | 0 | 0 | 0 | 0 | 7034 | 0 | 0 | 0 | 0 | 0 | 0 | 0 | 0 | 0 | 0 | 7034 | - | 0 | 465.9691 | - | 0 | 0 | - | 0 | 0 | - | 7034 | - | 0 | 0 | - | 0 | 0 | - | 0 | 0 | -
7035 | 0 | 0 | 0 | 0 | 0 | 0 | 0 | 0 | 0 | 0 | 7035 | 0 | 0 | 0 | 0 | 0 | 0 | 0 | 0 | 0 | 0 | 7035 | - | 0 | 0 | - | 500 | 0 | - | 0 | 0 | - | 7035 | - | 0 | 0 | - | 0 | 0 | - | 0 | 0 | -
7036 | 0 | 0 | 0 | 0 | 0 | 0 | 0 | 0 | 0 | 0 | 7036 | 0 | 0 | 0 | 0 | 0 | 0 | 0 | 0 | 0 | 0 | 7036 | - | 0 | 0 | - | 0 | 0 | - | 0 | 0 | - | 7036 | - | 0 | 0 | - | 0 | 0 | - | 0 | 0 | -
7037 | 0 | 0 | 0 | 0 | 0 | 0 | 0 | 0 | 0 | 0 | 7037 | 0 | 0 | 0 | 0 | 0 | 0 | 0 | 0 | 0 | 0 | 7037 | - | 0 | 0 | - | 0 | 0 | - | 0 | 0 | - | 7037 | - | 0 | 0 | - | 0 | 0 | - | 0 | 0 | -
7038 | 0 | 0 | 0 | 0 | 0 | 0 | 0 | 0 | 0 | 0 | 7038 | 0 | 0 | 0 | 0 | 0 | 0 | 0 | 0 | 0 | 0 | 7038 | - | 0 | 0 | - | 0 | 0 | - | 0 | 0 | - | 7038 | - | 0 | 0 | - | 0 | 0 | - | 0 | 0 | -
7039 | 0 | 0 | 0 | 0 | 0 | 0 | 0 | 0 | 0 | 0 | 7039 | 0 | 0 | 0 | 0 | 0 | 0 | 0 | 0 | 0 | 0 | 7039 | - | 0 | 0 | - | 0 | 500 | - | 0 | 0 | - | 7039 | - | 0 | 0 | - | 0 | 0 | - | 0 | 0 | -
7040 | 0 | 0 | 0 | 0 | 0 | 0 | 0 | 0 | 0 | 0 | 7040 | 0 | 0 | 0 | 0 | 0 | 0 | 0 | 0 | 0 | 0 | 7040 | - | 0 | 96.5522 | - | 0 | 500 | - | 0 | 0 | - | 7040 | - | 0 | 0 | - | 0 | 0 | - | 0 | 0 | -
7041 | 0 | 0 | 0 | 0 | 0 | 189.6243 | 0 | 0 | 0 | 0 | 7041 | 0 | 0 | 0 | 0 | 0 | 0 | 0 | 0 | 0 | 0 | 7041 | - | 0 | 0 | - | 0 | 333.3333 | - | 0 | 0 | - | 7041 | - | 0 | 0 | - | 0 | 0 | - | 0 | 0 | -
7042 | 0 | 0 | 0 | 0 | 0 | 0 | 0 | 0 | 0 | 0 | 7042 | 0 | 0 | 0 | 0 | 0 | 0 | 0 | 0 | 0 | 0 | 7042 | - | 0 | 0 | - | 0 | 0 | - | 0 | 0 | - | 7042 | - | 0 | 0 | - | 0 | 0 | - | 0 | 0 | -
7043 | 0 | 0 | 0 | 0 | 0 | 0 | 0 | 0 | 0 | 0 | 7043 | 0 | 0 | 0 | 0 | 0 | 0 | 0 | 0 | 0 | 0 | 7043 | - | 0 | 0 | - | 0 | 0 | - | 0 | 0 | - | 7043 | - | 0 | 0 | - | 0 | 0 | - | 0 | 0 | -
7044 | 0 | 0 | 0 | 0 | 0 | 0 | 0 | 0 | 0 | 0 | 7044 | 0 | 0 | 0 | 0 | 0 | 0 | 0 | 0 | 0 | 0 | 7044 | - | 0 | 0 | - | 0 | 0 | - | 0 | 0 | - | 7044 | - | 0 | 0 | - | 0 | 0 | - | 0 | 0 | -
7045 | 0 | 0 | 0 | 0 | 0 | 0 | 0 | 0 | 0 | 0 | 7045 | 0 | 0 | 0 | 0 | 0 | 0 | 0 | 0 | 0 | 0 | 7045 | - | 0 | 0 | - | 0 | 0 | - | 0 | 0 | - | 7045 | - | 0 | 0 | - | 0 | 0 | - | 0 | 0 | -
7046 | 0 | 0 | 0 | 0 | 0 | 0 | 0 | 0 | 0 | 0 | 7046 | 0 | 0 | 0 | 0 | 0 | 0 | 0 | 0 | 0 | 0 | 7046 | - | 0 | 0 | - | 0 | 0 | - | 333.3333 | 500 | - | 7046 | - | 0 | 0 | - | 0 | 0 | - | 0 | 0 | -
7047 | 0 | 0 | 0 | 0 | 0 | 0 | 0 | 0 | 0 | 0 | 7047 | 0 | 0 | 0 | 0 | 0 | 0 | 0 | 0 | 0 | 0 | 7047 | - | 0 | 0 | - | 0 | 0 | - | 500 | 500 | - | 7047 | - | 0 | 0 | - | 0 | 0 | - | 0 | 0 | -
7048 | 0 | 0 | 0 | 0 | 0 | 0 | 0 | 0 | 0 | 0 | 7048 | 0 | 0 | 0 | 0 | 0 | 0 | 0 | 0 | 0 | 0 | 7048 | - | 0 | 0 | - | 0 | 500 | - | 500 | 0 | - | 7048 | - | 0 | 0 | - | 0 | 0 | - | 0 | 0 | -
7049 | 0 | 0 | 0 | 0 | 0 | 0 | 0 | 0 | 0 | 0 | 7049 | 0 | 0 | 0 | 0 | 0 | 0 | 0 | 0 | 0 | 0 | 7049 | - | 0 | 0 | - | 0 | 0 | - | 0 | 500 | - | 7049 | - | 0 | 0 | - | 0 | 0 | - | 0 | 0 | -
7050 | 0 | 0 | 0 | 0 | 0 | 0 | 0 | 0 | 0 | 0 | 7050 | 0 | 0 | 0 | 0 | 0 | 0 | 0 | 0 | 0 | 0 | 7050 | - | 0 | 0 | - | 0 | 0 | - | 500 | 0 | - | 7050 | - | 0 | 0 | - | 0 | 0 | - | 0 | 0 | -
7051 | 0 | 0 | 0 | 0 | 0 | 0 | 0 | 0 | 0 | 0 | 7051 | 0 | 0 | 0 | 0 | 0 | 0 | 0 | 0 | 0 | 0 | 7051 | - | 0 | 0 | - | 0 | 0 | - | 500 | 500 | - | 7051 | - | 0 | 0 | - | 0 | 0 | - | 0 | 0 | -
7052 | 632.5268 | 0 | 0 | 0 | 813.4892 | 0 | 0 | 0 | 0 | 632.5268 | 7052 | 0 | 0 | 0 | 0 | 0 | 0 | 0 | 0 | 0 | 632.5268 | 7052 | - | 0 | 0 | - | 0 | 0 | - | 0 | 108.9704 | - | 7052 | - | 0 | 0 | - | 0 | 0 | - | 0 | 0 | -
7053 | 0 | 0 | 0 | 0 | 0 | 0 | 0 | 0 | 0 | 0 | 7053 | 0 | 0 | 0 | 0 | 0 | 0 | 0 | 0 | 0 | 0 | 7053 | - | 0 | 0 | - | 0 | 0 | - | 500 | 224.3629 | - | 7053 | - | 0 | 0 | - | 0 | 0 | - | 0 | 0 | -
7054 | 587.7071 | 0 | 0 | 1220.2338 | 0 | 0 | 808.4263 | 0 | 0 | 587.7071 | 7054 | 0 | 0 | 0 | 0 | 0 | 0 | 0 | 0 | 0 | 587.7071 | 7054 | - | 0 | 0 | - | 0 | 0 | - | 500 | 500 | - | 7054 | - | 0 | 0 | - | 0 | 0 | - | 0 | 0 | -
7055 | 0 | 0 | 0 | 0 | 0 | 0 | 0 | 0 | 0 | 0 | 7055 | 0 | 0 | 0 | 0 | 0 | 0 | 0 | 0 | 0 | 0 | 7055 | - | 0 | 0 | - | 0 | 0 | - | 0 | 500 | - | 7055 | - | 0 | 0 | - | 0 | 0 | - | 0 | 0 | -
7056 | 0 | 0 | 0 | 0 | 0 | 0 | 0 | 813.4892 | 0 | 0 | 7056 | 0 | 0 | 0 | 0 | 0 | 0 | 0 | 0 | 0 | 0 | 7056 | - | 0 | 0 | - | 0 | 0 | - | 0 | 0 | - | 7056 | - | 0 | 0 | - | 0 | 0 | - | 0 | 0 | -
7057 | 0 | 0 | 0 | 39.7647 | 0 | 0 | 0 | 0 | 0 | 0 | 7057 | 0 | 0 | 0 | 0 | 0 | 0 | 0 | 0 | 0 | 0 | 7057 | - | 500 | 500 | - | 0 | 0 | - | 0 | 333.3333 | - | 7057 | - | 0 | 0 | - | 0 | 0 | - | 0 | 0 | -
7058 | 58.2251 | 0 | 0 | 0 | 0 | 0 | 0 | 0 | 0 | 58.2251 | 7058 | 0 | 0 | 0 | 0 | 0 | 0 | 0 | 0 | 0 | 58.2251 | 7058 | - | 500 | 0 | - | 0 | 0 | - | 0 | 500 | - | 7058 | - | 0 | 0 | - | 0 | 0 | - | 0 | 0 | -
7059 | 1162.0087 | 0 | 0 | 0 | 0 | 0 | 0 | 0 | 0 | 1162.0087 | 7059 | 0 | 0 | 0 | 0 | 0 | 0 | 0 | 0 | 0 | 1162.0087 | 7059 | - | 0 | 0 | - | 0 | 0 | - | 290.515 | 500 | - | 7059 | - | 0 | 0 | - | 0 | 0 | - | 0 | 0 | -
7060 | 0 | 0 | 0 | 0 | 0 | 0 | 0 | 0 | 0 | 0 | 7060 | 0 | 0 | 0 | 0 | 0 | 0 | 0 | 0 | 0 | 0 | 7060 | - | 0 | 0 | - | 0 | 0 | - | 0 | 0 | - | 7060 | - | 0 | 0 | - | 0 | 0 | - | 0 | 0 | -
7061 | 0 | 0 | 0 | 0 | 0 | 0 | 0 | 0 | 0 | 0 | 7061 | 0 | 0 | 0 | 0 | 0 | 0 | 0 | 0 | 0 | 0 | 7061 | - | 0 | 0 | - | 0 | 0 | - | 0 | 0 | - | 7061 | - | 0 | 0 | - | 0 | 0 | - | 0 | 0 | -
7062 | 0 | 0 | 189.6243 | 1180.4691 | 813.4892 | 0 | 857.7434 | 0 | 0 | 0 | 7062 | 0 | 0 | 0 | 0 | 0 | 0 | 0 | 0 | 0 | 0 | 7062 | - | 0 | 333.3333 | - | 0 | 0 | - | 0 | 500 | - | 7062 | - | 0 | 0 | - | 0 | 0 | - | 0 | 0 | -
7063 | 0 | 0 | 0 | 0 | 0 | 0 | 0 | 0 | 0 | 0 | 7063 | 0 | 0 | 0 | 0 | 0 | 0 | 0 | 0 | 0 | 0 | 7063 | - | 500 | 0 | - | 500 | 0 | - | 0 | 0 | - | 7063 | - | 0 | 0 | - | 0 | 0 | - | 0 | 0 | -
7064 | 0 | 0 | 0 | 0 | 0 | 0 | 0 | 0 | 0 | 0 | 7064 | 0 | 0 | 0 | 0 | 0 | 0 | 0 | 0 | 0 | 0 | 7064 | - | 500 | 0 | - | 500 | 0 | - | 42.8183 | 0 | - | 7064 | - | 0 | 0 | - | 0 | 0 | - | 0 | 0 | -
7065 | 0 | 0 | 0 | 0 | 0 | 0 | 0 | 0 | 0 | 0 | 7065 | 0 | 0 | 0 | 0 | 0 | 0 | 0 | 0 | 0 | 0 | 7065 | - | 0 | 0 | - | 500 | 0 | - | 500 | 500 | - | 7065 | - | 0 | 0 | - | 0 | 0 | - | 0 | 0 | -
7066 | 0 | 0 | 0 | 0 | 0 | 0 | 362.4904 | 0 | 0 | 0 | 7066 | 0 | 0 | 0 | 0 | 0 | 0 | 0 | 0 | 0 | 0 | 7066 | - | 0 | 500 | - | 333.3333 | 500 | - | 0 | 500 | - | 7066 | - | 0 | 0 | - | 0 | 0 | - | 0 | 0 | -
7067 | 0 | 0 | 0 | 0 | 0 | 0 | 0 | 0 | 0 | 0 | 7067 | 0 | 0 | 0 | 0 | 0 | 0 | 0 | 0 | 0 | 0 | 7067 | - | 0 | 500 | - | 0 | 0 | - | 0 | 500 | - | 7067 | - | 0 | 0 | - | 0 | 0 | - | 0 | 0 | -
7068 | 0 | 0 | 0 | 0 | 0 | 0 | 0 | 0 | 0 | 0 | 7068 | 0 | 0 | 0 | 0 | 0 | 0 | 0 | 0 | 0 | 0 | 7068 | - | 500 | 500 | - | 0 | 500 | - | 0 | 0 | - | 7068 | - | 0 | 0 | - | 0 | 0 | - | 0 | 0 | -
7069 | 0 | 813.4892 | 0 | 0 | 0 | 0 | 0 | 0 | 0 | 0 | 7069 | 0 | 0 | 0 | 0 | 0 | 0 | 0 | 0 | 0 | 0 | 7069 | - | 0 | 500 | - | 0 | 0 | - | 0 | 0 | - | 7069 | - | 0 | 0 | - | 0 | 0 | - | 0 | 0 | -
7070 | 0 | 0 | 0 | 0 | 0 | 0 | 0 | 0 | 0 | 0 | 7070 | 0 | 0 | 0 | 0 | 0 | 0 | 0 | 0 | 0 | 0 | 7070 | - | 500 | 500 | - | 0 | 500 | - | 0 | 0 | - | 7070 | - | 0 | 0 | - | 0 | 0 | - | 0 | 0 | -
7071 | 0 | 0 | 0 | 0 | 0 | 0 | 0 | 0 | 189.6243 | 0 | 7071 | 0 | 0 | 0 | 0 | 0 | 0 | 0 | 0 | 0 | 0 | 7071 | - | 333.3333 | 0 | - | 0 | 333.3333 | - | 0 | 0 | - | 7071 | - | 0 | 0 | - | 0 | 0 | - | 0 | 0 | -
7072 | 0 | 0 | 0 | 0 | 0 | 0 | 0 | 0 | 0 | 0 | 7072 | 0 | 0 | 0 | 0 | 0 | 0 | 0 | 0 | 0 | 0 | 7072 | - | 0 | 0 | - | 0 | 0 | - | 0 | 0 | - | 7072 | - | 0 | 0 | - | 0 | 0 | - | 0 | 0 | -
7073 | 0 | 0 | 0 | 0 | 0 | 0 | 0 | 0 | 0 | 0 | 7073 | 0 | 0 | 0 | 0 | 0 | 0 | 0 | 0 | 0 | 0 | 7073 | - | 0 | 0 | - | 0 | 0 | - | 0 | 0 | - | 7073 | - | 0 | 0 | - | 0 | 0 | - | 0 | 0 | -
7074 | 0 | 0 | 0 | 0 | 0 | 0 | 0 | 0 | 0 | 0 | 7074 | 0 | 0 | 0 | 0 | 0 | 0 | 0 | 0 | 0 | 0 | 7074 | - | 0 | 0 | - | 0 | 0 | - | 0 | 0 | - | 7074 | - | 0 | 0 | - | 0 | 0 | - | 0 | 0 | -
7075 | 0 | 0 | 0 | 0 | 0 | 0 | 0 | 0 | 0 | 0 | 7075 | 0 | 0 | 0 | 0 | 0 | 0 | 0 | 0 | 0 | 0 | 7075 | - | 0 | 0 | - | 0 | 0 | - | 0 | 0 | - | 7075 | - | 0 | 0 | - | 0 | 0 | - | 0 | 0 | -
7076 | 0 | 0 | 0 | 0 | 0 | 0 | 0 | 0 | 0 | 0 | 7076 | 0 | 0 | 0 | 0 | 0 | 0 | 0 | 0 | 0 | 0 | 7076 | - | 0 | 0 | - | 0 | 500 | - | 0 | 0 | - | 7076 | - | 0 | 0 | - | 0 | 0 | - | 0 | 0 | -
7077 | 0 | 0 | 0 | 0 | 0 | 0 | 0 | 0 | 0 | 0 | 7077 | 0 | 0 | 0 | 0 | 0 | 0 | 0 | 0 | 0 | 0 | 7077 | - | 0 | 0 | - | 0 | 0 | - | 0 | 0 | - | 7077 | - | 0 | 0 | - | 0 | 0 | - | 0 | 0 | -
7078 | 0 | 0 | 0 | 0 | 0 | 0 | 0 | 0 | 0 | 0 | 7078 | 0 | 0 | 0 | 0 | 0 | 0 | 0 | 0 | 0 | 0 | 7078 | - | 0 | 0 | - | 0 | 0 | - | 500 | 0 | - | 7078 | - | 0 | 0 | - | 0 | 0 | - | 0 | 0 | -
7079 | 0 | 0 | 0 | 0 | 0 | 189.6243 | 0 | 0 | 0 | 0 | 7079 | 0 | 0 | 0 | 0 | 0 | 0 | 0 | 0 | 0 | 0 | 7079 | - | 0 | 0 | - | 0 | 0 | - | 0 | 0 | - | 7079 | - | 0 | 0 | - | 0 | 0 | - | 0 | 0 | -
7080 | 0 | 0 | 0 | 0 | 0 | 0 | 0 | 0 | 0 | 0 | 7080 | 0 | 0 | 0 | 0 | 0 | 0 | 0 | 0 | 0 | 0 | 7080 | - | 0 | 0 | - | 0 | 0 | - | 500 | 0 | - | 7080 | - | 0 | 0 | - | 0 | 0 | - | 0 | 0 | -
7081 | 0 | 0 | 0 | 0 | 0 | 0 | 0 | 0 | 0 | 0 | 7081 | 0 | 0 | 0 | 0 | 0 | 0 | 0 | 0 | 0 | 0 | 7081 | - | 0 | 0 | - | 0 | 0 | - | 0 | 0 | - | 7081 | - | 0 | 0 | - | 0 | 0 | - | 0 | 0 | -
7082 | 0 | 0 | 0 | 0 | 0 | 0 | 0 | 0 | 0 | 0 | 7082 | 0 | 0 | 0 | 0 | 0 | 0 | 0 | 0 | 0 | 0 | 7082 | - | 0 | 0 | - | 0 | 500 | - | 0 | 0 | - | 7082 | - | 0 | 0 | - | 0 | 0 | - | 0 | 0 | -
7083 | 0 | 0 | 0 | 0 | 0 | 0 | 0 | 0 | 0 | 0 | 7083 | 0 | 0 | 0 | 0 | 0 | 0 | 0 | 0 | 0 | 0 | 7083 | - | 0 | 0 | - | 500 | 0 | - | 0 | 0 | - | 7083 | - | 0 | 0 | - | 0 | 0 | - | 0 | 0 | -
7084 | 0 | 0 | 0 | 0 | 0 | 0 | 0 | 0 | 0 | 0 | 7084 | 0 | 0 | 0 | 0 | 0 | 0 | 0 | 0 | 0 | 0 | 7084 | - | 0 | 0 | - | 0 | 0 | - | 0 | 0 | - | 7084 | - | 0 | 0 | - | 0 | 0 | - | 0 | 0 | -
7085 | 0 | 0 | 0 | 0 | 0 | 0 | 0 | 0 | 0 | 0 | 7085 | 0 | 0 | 0 | 0 | 0 | 0 | 0 | 0 | 0 | 0 | 7085 | - | 0 | 0 | - | 500 | 500 | - | 0 | 0 | - | 7085 | - | 0 | 0 | - | 0 | 0 | - | 0 | 0 | -
7086 | 0 | 0 | 0 | 0 | 0 | 0 | 0 | 0 | 0 | 0 | 7086 | 0 | 0 | 0 | 0 | 0 | 0 | 0 | 0 | 0 | 0 | 7086 | - | 0 | 0 | - | 500 | 0 | - | 0 | 0 | - | 7086 | - | 0 | 0 | - | 0 | 0 | - | 0 | 0 | -
7087 | 0 | 0 | 0 | 0 | 0 | 0 | 0 | 0 | 0 | 0 | 7087 | 0 | 0 | 0 | 0 | 0 | 0 | 0 | 0 | 0 | 0 | 7087 | - | 0 | 0 | - | 0 | 0 | - | 0 | 0 | - | 7087 | - | 0 | 0 | - | 0 | 0 | - | 0 | 0 | -
7088 | 0 | 0 | 0 | 0 | 0 | 0 | 0 | 0 | 0 | 0 | 7088 | 0 | 0 | 0 | 0 | 0 | 0 | 0 | 0 | 0 | 0 | 7088 | - | 0 | 0 | - | 0 | 0 | - | 500 | 0 | - | 7088 | - | 98.9212 | 98.9212 | - | 0 | 0 | - | 0 | 0 | -
7089 | 0 | 0 | 0 | 0 | 0 | 0 | 0 | 0 | 0 | 0 | 7089 | 0 | 0 | 0 | 0 | 0 | 0 | 0 | 0 | 0 | 0 | 7089 | - | 0 | 0 | - | 0 | 0 | - | 0 | 0 | - | 7089 | - | 0 | 0 | - | 0 | 0 | - | 0 | 0 | -
7090 | 0 | 0 | 0 | 0 | 0 | 0 | 0 | 813.4892 | 0 | 0 | 7090 | 0 | 0 | 0 | 0 | 0 | 0 | 0 | 0 | 0 | 0 | 7090 | - | 46.3698 | 46.3698 | - | 0 | 0 | - | 0 | 0 | - | 7090 | - | 0 | 0 | - | 0 | 0 | - | 0 | 0 | -
7091 | 0 | 0 | 0 | 0 | 0 | 0 | 0 | 0 | 0 | 0 | 7091 | 0 | 0 | 0 | 0 | 0 | 0 | 0 | 0 | 0 | 0 | 7091 | - | 7.0247 | 7.0247 | - | 0 | 0 | - | 500 | 0 | - | 7091 | - | 0 | 0 | - | 0 | 0 | - | 0 | 0 | -
7092 | 0 | 0 | 0 | 0 | 0 | 0 | 0 | 0 | 0 | 0 | 7092 | 0 | 0 | 0 | 0 | 0 | 0 | 0 | 0 | 0 | 0 | 7092 | - | 0 | 0 | - | 0 | 0 | - | 500 | 0 | - | 7092 | - | 0 | 0 | - | 0 | 0 | - | 0 | 0 | -
7093 | 0 | 0 | 0 | 0 | 0 | 0 | 0 | 0 | 0 | 0 | 7093 | 0 | 0 | 0 | 0 | 0 | 0 | 0 | 0 | 0 | 0 | 7093 | - | 68.7304 | 68.7304 | - | 0 | 0 | - | 0 | 0 | - | 7093 | - | 0 | 0 | - | 0 | 0 | - | 0 | 0 | -
7094 | 0 | 0 | 0 | 0 | 0 | 0 | 0 | 0 | 0 | 0 | 7094 | 0 | 0 | 0 | 0 | 0 | 0 | 0 | 0 | 0 | 0 | 7094 | - | 0 | 0 | - | 0 | 0 | - | 0 | 0 | - | 7094 | - | 0 | 0 | - | 0 | 0 | - | 0 | 0 | -
7095 | 0 | 0 | 0 | 0 | 0 | 0 | 0 | 0 | 0 | 0 | 7095 | 0 | 0 | 0 | 0 | 0 | 0 | 0 | 0 | 0 | 0 | 7095 | - | 0 | 0 | - | 0 | 0 | - | 0 | 0 | - | 7095 | - | 0 | 0 | - | 0 | 0 | - | 0 | 0 | -
7096 | 0 | 0 | 0 | 0 | 0 | 0 | 0 | 0 | 0 | 0 | 7096 | 0 | 0 | 0 | 0 | 0 | 0 | 0 | 0 | 0 | 0 | 7096 | - | 0 | 0 | - | 0 | 0 | - | 0 | 0 | - | 7096 | - | 0 | 0 | - | 0 | 0 | - | 0 | 0 | -
7097 | 0 | 0 | 0 | 0 | 0 | 0 | 0 | 0 | 0 | 0 | 7097 | 0 | 0 | 0 | 0 | 0 | 0 | 0 | 0 | 0 | 0 | 7097 | - | 0 | 0 | - | 0 | 0 | - | 0 | 0 | - | 7097 | - | 0 | 0 | - | 0 | 0 | - | 0 | 0 | -
7098 | 0 | 0 | 0 | 0 | 0 | 0 | 0 | 0 | 0 | 0 | 7098 | 0 | 0 | 0 | 0 | 0 | 0 | 0 | 0 | 0 | 0 | 7098 | - | 0 | 0 | - | 0 | 0 | - | 0 | 0 | - | 7098 | - | 399.721 | 399.721 | - | 0 | 0 | - | 0 | 0 | -
7099 | 0 | 0 | 0 | 0 | 0 | 0 | 0 | 0 | 0 | 0 | 7099 | 0 | 0 | 0 | 0 | 0 | 0 | 0 | 0 | 0 | 0 | 7099 | - | 0 | 0 | - | 0 | 0 | - | 0 | 0 | - | 7099 | - | 500 | 500 | - | 500 | 500 | - | 238.1123 | 238.1123 | -
7100 | 0 | 0 | 0 | 0 | 0 | 0 | 0 | 0 | 0 | 0 | 7100 | 0 | 458.8781 | 0 | 0 | 0 | 0 | 0 | 0 | 0 | 0 | 7100 | - | 0 | 0 | - | 0 | 0 | - | 0 | 0 | - | 7100 | - | 500 | 500 | - | 500 | 500 | - | 500 | 500 | -
7101 | 0 | 0 | 0 | 0 | 0 | 0 | 0 | 0 | 0 | 0 | 7101 | 0 | 399.6845 | 0 | 0 | 0 | 0 | 133.8832 | 24.4013 | 0 | 0 | 7101 | - | 0 | 0 | - | 0 | 0 | - | 0 | 0 | - | 7101 | - | 500 | 500 | - | 500 | 500 | - | 500 | 500 | -
7102 | 0 | 0 | 0 | 0 | 0 | 0 | 0 | 0 | 0 | 0 | 7102 | 0 | 0 | 0 | 965.8715 | 540.115 | 89.2614 | 843.6478 | 358.5304 | 233.1 | 0 | 7102 | - | 0 | 0 | - | 0 | 0 | - | 0 | 0 | - | 7102 | - | 500 | 500 | - | 500 | 500 | - | 500 | 500 | -
7103 | 0 | 0 | 0 | 0 | 0 | 0 | 0 | 0 | 0 | 0 | 7103 | 0 | 0 | 0 | 1108.526 | 842.8167 | 233.1 | 941.2619 | 1000 | 89.2614 | 0 | 7103 | - | 0 | 0 | - | 0 | 0 | - | 0 | 0 | - | 7103 | - | 25.052 | 25.052 | - | 500 | 500 | - | 500 | 500 | -
7104 | 0 | 0 | 0 | 0 | 0 | 0 | 0 | 0 | 0 | 0 | 7104 | 0 | 0 | 0 | 0 | 0 | 0 | 0 | 0 | 0 | 0 | 7104 | - | 0 | 0 | - | 0 | 0 | - | 0 | 0 | - | 7104 | - | 48.2397 | 48.2397 | - | 500 | 500 | - | 500 | 500 | -
7105 | 0 | 0 | 0 | 0 | 0 | 0 | 0 | 0 | 0 | 0 | 7105 | 0 | 0 | 0 | 0 | 0 | 0 | 0 | 0 | 0 | 0 | 7105 | - | 0 | 0 | - | 0 | 0 | - | 0 | 0 | - | 7105 | - | 48.762 | 48.762 | - | 500 | 500 | - | 500 | 500 | -
7106 | 0 | 0 | 0 | 0 | 0 | 0 | 0 | 0 | 0 | 0 | 7106 | 0 | 0 | 0 | 0 | 0 | 0 | 0 | 0 | 0 | 0 | 7106 | - | 0 | 0 | - | 0 | 0 | - | 0 | 0 | - | 7106 | - | 125.1199 | 125.1199 | - | 0 | 0 | - | 500 | 500 | -
7107 | 0 | 0 | 0 | 0 | 0 | 0 | 0 | 0 | 0 | 0 | 7107 | 0 | 0 | 0 | 0 | 0 | 0 | 0 | 0 | 0 | 0 | 7107 | - | 0 | 0 | - | 0 | 0 | - | 0 | 0 | - | 7107 | - | 271.2392 | 271.2392 | - | 260.4694 | 0 | - | 0 | 0 | -
7108 | 0 | 0 | 0 | 0 | 0 | 0 | 0 | 0 | 0 | 0 | 7108 | 405.0985 | 0 | 0 | 0 | 0 | 0 | 155.6046 | 0 | 0 | 0 | 7108 | - | 0 | 0 | - | 0 | 0 | - | 0 | 0 | - | 7108 | - | 473.3379 | 473.3379 | - | 500 | 500 | - | 500 | 500 | -
7109 | 0 | 0 | 0 | 0 | 0 | 0 | 0 | 0 | 0 | 0 | 7109 | 523.6484 | 143.9534 | 143.9534 | 0 | 0 | 0 | 0 | 0 | 0 | 0 | 7109 | - | 0 | 0 | - | 0 | 0 | - | 0 | 0 | - | 7109 | - | 500 | 500 | - | 500 | 500 | - | 500 | 500 | -
7110 | 0 | 0 | 0 | 0 | 0 | 0 | 0 | 0 | 0 | 0 | 7110 | 720.3668 | 220.3668 | 178.4079 | 0 | 0 | 0 | 0 | 0 | 0 | 0 | 7110 | - | 0 | 0 | - | 0 | 0 | - | 0 | 0 | - | 7110 | - | 500 | 500 | - | 500 | 500 | - | 500 | 500 | -
7111 | 0 | 0 | 0 | 0 | 0 | 0 | 0 | 0 | 0 | 0 | 7111 | 338.6681 | 160.0488 | 0 | 0 | 0 | 0 | 0 | 0 | 0 | 0 | 7111 | - | 0 | 0 | - | 0 | 0 | - | 0 | 0 | - | 7111 | - | 500 | 500 | - | 0 | 346.9164 | - | 161.8877 | 161.8877 | -
7112 | 0 | 0 | 0 | 0 | 0 | 0 | 0 | 0 | 0 | 0 | 7112 | 86.6157 | 0 | 0 | 0 | 0 | 0 | 0 | 0 | 0 | 0 | 7112 | - | 0 | 0 | - | 0 | 0 | - | 0 | 0 | - | 7112 | - | 420.1233 | 420.1233 | - | 86.4469 | 0 | - | 0 | 0 | -
7113 | 0 | 0 | 0 | 0 | 0 | 0 | 0 | 0 | 0 | 0 | 7113 | 0 | 0 | 0 | 0 | 0 | 0 | 0 | 0 | 0 | 0 | 7113 | - | 0 | 0 | - | 0 | 0 | - | 0 | 0 | - | 7113 | - | 88.4049 | 88.4049 | - | 0 | 0 | - | 0 | 0 | -
7114 | 0 | 0 | 0 | 0 | 0 | 0 | 107.9858 | 0 | 0 | 0 | 7114 | 0 | 0 | 0 | 0 | 0 | 0 | 0 | 0 | 0 | 0 | 7114 | - | 0 | 0 | - | 0 | 0 | - | 0 | 0 | - | 7114 | - | 0 | 0 | - | 0 | 0 | - | 0 | 0 | -
7115 | 770.0348 | 0 | 0 | 0 | 0 | 0 | 76.5031 | 0 | 0 | 770.0348 | 7115 | 0 | 0 | 0 | 0 | 0 | 0 | 0 | 0 | 0 | 770.0348 | 7115 | - | 58.139 | 500 | - | 0 | 0 | - | 77.9999 | 0 | - | 7115 | - | 0 | 0 | - | 0 | 0 | - | 0 | 0 | -
7116 | 0 | 0 | 0 | 0 | 0 | 0 | 260.7685 | 0 | 0 | 0 | 7116 | 0 | 0 | 0 | 0 | 0 | 0 | 0 | 0 | 0 | 0 | 7116 | - | 500 | 308.0612 | - | 0 | 0 | - | 262.578 | 262.578 | - | 7116 | - | 0 | 0 | - | 0 | 0 | - | 0 | 0 | -
7117 | 0 | 0 | 0 | 0 | 0 | 0 | 0 | 0 | 0 | 0 | 7117 | 0 | 0 | 0 | 0 | 0 | 0 | 0 | 0 | 0 | 0 | 7117 | - | 249.9222 | 0 | - | 0 | 0 | - | 39.3356 | 242.4686 | - | 7117 | - | 0 | 0 | - | 0 | 0 | - | 0 | 0 | -
7118 | 0 | 0 | 0 | 0 | 0 | 0 | 0 | 0 | 0 | 0 | 7118 | 335.7217 | 0 | 0 | 0 | 0 | 0 | 0 | 0 | 0 | 0 | 7118 | - | 0 | 0 | - | 0 | 0 | - | 0 | 0 | - | 7118 | - | 335.7217 | 335.7217 | - | 0 | 0 | - | 266.8427 | 266.8427 | -
7119 | 0 | 0 | 0 | 0 | 0 | 0 | 0 | 0 | 0 | 0 | 7119 | 244.1027 | 0 | 0 | 0 | 0 | 0 | 40.8872 | 0 | 0 | 0 | 7119 | - | 0 | 0 | - | 0 | 0 | - | 0 | 0 | - | 7119 | - | 244.1027 | 244.1027 | - | 53.0836 | 53.0836 | - | 40.8872 | 40.8872 | -
7120 | 0 | 0 | 0 | 0 | 0 | 0 | 0 | 0 | 0 | 0 | 7120 | 74.7051 | 0 | 0 | 0 | 0 | 0 | 0 | 0 | 0 | 0 | 7120 | - | 0 | 0 | - | 0 | 0 | - | 0 | 0 | - | 7120 | - | 74.7051 | 74.7051 | - | 0 | 0 | - | 0 | 0 | -
7121 | 0 | 0 | 0 | 0 | 0 | 0 | 0 | 0 | 0 | 0 | 7121 | 0 | 0 | 0 | 0 | 0 | 0 | 0 | 0 | 0 | 0 | 7121 | - | 0 | 0 | - | 0 | 0 | - | 280.9551 | 282.0397 | - | 7121 | - | 0 | 0 | - | 0 | 0 | - | 0 | 0 | -
7122 | 0 | 0 | 0 | 0 | 0 | 0 | 0 | 626.9784 | 0 | 0 | 7122 | 0 | 0 | 0 | 0 | 0 | 0 | 0 | 0 | 0 | 0 | 7122 | - | 0 | 0 | - | 0 | 0 | - | 0 | 500 | - | 7122 | - | 0 | 0 | - | 0 | 0 | - | 0 | 0 | -
7123 | 0 | 0 | 0 | 0 | 0 | 0 | 0 | 1000 | 0 | 0 | 7123 | 0 | 0 | 0 | 0 | 0 | 0 | 0 | 0 | 0 | 0 | 7123 | - | 0 | 0 | - | 0 | 0 | - | 0 | 500 | - | 7123 | - | 0 | 0 | - | 0 | 0 | - | 0 | 0 | -
7124 | 0 | 0 | 0 | 0 | 0 | 0 | 0 | 0 | 0 | 0 | 7124 | 0 | 0 | 0 | 0 | 0 | 0 | 0 | 0 | 0 | 0 | 7124 | - | 0 | 0 | - | 0 | 0 | - | 0 | 0 | - | 7124 | - | 0 | 0 | - | 0 | 0 | - | 0 | 0 | -
7125 | 0 | 0 | 0 | 0 | 0 | 0 | 0 | 0 | 0 | 0 | 7125 | 0 | 0 | 0 | 0 | 0 | 0 | 0 | 0 | 0 | 0 | 7125 | - | 0 | 0 | - | 0 | 0 | - | 500 | 0 | - | 7125 | - | 0 | 0 | - | 0 | 0 | - | 0 | 0 | -
7126 | 0 | 0 | 0 | 0 | 0 | 0 | 0 | 0 | 0 | 0 | 7126 | 0 | 0 | 0 | 0 | 0 | 0 | 0 | 0 | 0 | 0 | 7126 | - | 500 | 500 | - | 0 | 0 | - | 0 | 500 | - | 7126 | - | 0 | 0 | - | 0 | 0 | - | 0 | 0 | -
7127 | 0 | 0 | 0 | 0 | 0 | 0 | 0 | 0 | 0 | 0 | 7127 | 0 | 0 | 0 | 0 | 0 | 0 | 0 | 0 | 0 | 0 | 7127 | - | 500 | 500 | - | 500 | 500 | - | 0 | 500 | - | 7127 | - | 0 | 0 | - | 0 | 0 | - | 0 | 0 | -
7128 | 0 | 0 | 0 | 0 | 0 | 0 | 0 | 0 | 0 | 0 | 7128 | 0 | 0 | 0 | 0 | 0 | 0 | 0 | 0 | 0 | 0 | 7128 | - | 500 | 500 | - | 500 | 500 | - | 0 | 500 | - | 7128 | - | 0 | 0 | - | 0 | 0 | - | 0 | 0 | -
7129 | 308.4896 | 26.2086 | 0 | 0 | 253.0191 | 190.1743 | 0 | 0 | 0 | 308.4896 | 7129 | 0 | 0 | 0 | 0 | 0 | 0 | 0 | 0 | 0 | 308.4896 | 7129 | - | 500 | 500 | - | 500 | 500 | - | 0 | 500 | - | 7129 | - | 0 | 0 | - | 0 | 0 | - | 0 | 0 | -
7130 | 548.8007 | 279.6468 | 146.1487 | 0 | 1000 | 0 | 0 | 0 | 0 | 548.8007 | 7130 | 0 | 0 | 0 | 0 | 0 | 0 | 0 | 0 | 0 | 548.8007 | 7130 | - | 500 | 500 | - | 500 | 500 | - | 0 | 0 | - | 7130 | - | 0 | 0 | - | 0 | 0 | - | 0 | 0 | -
7131 | 805.5116 | 305.5116 | 233.1 | 0 | 0 | 0 | 0 | 0 | 0 | 805.5116 | 7131 | 0 | 0 | 0 | 0 | 0 | 0 | 0 | 0 | 0 | 805.5116 | 7131 | - | 500 | 500 | - | 500 | 500 | - | 0 | 0 | - | 7131 | - | 0 | 0 | - | 0 | 0 | - | 0 | 0 | -
7132 | 133.0146 | 195.5094 | 0 | 0 | 0 | 0 | 0 | 0 | 0 | 133.0146 | 7132 | 0 | 0 | 0 | 0 | 0 | 0 | 0 | 0 | 0 | 133.0146 | 7132 | - | 500 | 500 | - | 500 | 500 | - | 0 | 0 | - | 7132 | - | 0 | 0 | - | 0 | 0 | - | 0 | 0 | -
7133 | 0 | 0 | 0 | 0 | 0 | 0 | 0 | 0 | 0 | 0 | 7133 | 0 | 0 | 0 | 0 | 0 | 0 | 0 | 0 | 0 | 0 | 7133 | - | 500 | 500 | - | 484.345 | 484.345 | - | 0 | 0 | - | 7133 | - | 0 | 0 | - | 0 | 0 | - | 0 | 0 | -
7134 | 0 | 0 | 0 | 0 | 0 | 0 | 0 | 0 | 0 | 0 | 7134 | 0 | 0 | 0 | 0 | 0 | 0 | 0 | 0 | 0 | 0 | 7134 | - | 122.3001 | 55.783 | - | 0 | 0 | - | 0 | 0 | - | 7134 | - | 0 | 0 | - | 0 | 0 | - | 0 | 0 | -
7135 | 0 | 0 | 0 | 0 | 0 | 0 | 0 | 0 | 0 | 0 | 7135 | 0 | 0 | 0 | 0 | 0 | 0 | 0 | 0 | 0 | 0 | 7135 | - | 500 | 500 | - | 355.274 | 355.274 | - | 0 | 0 | - | 7135 | - | 0 | 0 | - | 0 | 0 | - | 0 | 0 | -
7136 | 0 | 0 | 0 | 89.7792 | 0 | 0 | 0 | 0 | 0 | 0 | 7136 | 0 | 0 | 0 | 0 | 0 | 0 | 0 | 0 | 0 | 0 | 7136 | - | 14.1937 | 14.1937 | - | 327.0477 | 327.0477 | - | 0 | 0 | - | 7136 | - | 0 | 0 | - | 0 | 0 | - | 0 | 0 | -
7137 | 0 | 0 | 0 | 587.7872 | 0 | 0 | 0 | 0 | 0 | 0 | 7137 | 0 | 0 | 0 | 0 | 0 | 0 | 0 | 0 | 0 | 0 | 7137 | - | 246.2131 | 246.2131 | - | 500 | 500 | - | 0 | 0 | - | 7137 | - | 0 | 0 | - | 0 | 0 | - | 0 | 0 | -
7138 | 0 | 0 | 0 | 719.8975 | 0 | 0 | 1363.265 | 0 | 0 | 0 | 7138 | 0 | 0 | 0 | 0 | 0 | 0 | 0 | 0 | 0 | 0 | 7138 | - | 359.6911 | 359.6911 | - | 500 | 500 | - | 0 | 0 | - | 7138 | - | 0 | 0 | - | 0 | 0 | - | 0 | 0 | -
7139 | 28.5304 | 0 | 0 | 358.1188 | 0 | 0 | 0 | 0 | 0 | 28.5304 | 7139 | 0 | 0 | 0 | 0 | 0 | 0 | 0 | 0 | 0 | 28.5304 | 7139 | - | 424.2686 | 490.7857 | - | 500 | 500 | - | 0 | 0 | - | 7139 | - | 0 | 0 | - | 0 | 0 | - | 0 | 0 | -
7140 | 336.8613 | 0 | 0 | 684.885 | 184.885 | 0 | 0 | 0 | 0 | 336.8613 | 7140 | 0 | 0 | 0 | 0 | 0 | 0 | 0 | 0 | 0 | 336.8613 | 7140 | - | 500 | 500 | - | 500 | 500 | - | 0 | 0 | - | 7140 | - | 0 | 0 | - | 0 | 0 | - | 0 | 0 | -
7141 | 279.2594 | 0 | 0 | 0 | 189.0744 | 189.0744 | 0 | 0 | 0 | 279.2594 | 7141 | 0 | 0 | 0 | 0 | 0 | 0 | 0 | 0 | 0 | 279.2594 | 7141 | - | 500 | 500 | - | 500 | 500 | - | 500 | 241.6849 | - | 7141 | - | 0 | 0 | - | 0 | 0 | - | 0 | 0 | -
7142 | 0 | 0 | 0 | 0 | 0 | 0 | 0 | 0 | 0 | 0 | 7142 | 0 | 0 | 0 | 0 | 0 | 0 | 0 | 0 | 0 | 0 | 7142 | - | 0 | 0 | - | 0 | 0 | - | 428.0041 | 0 | - | 7142 | - | 0 | 0 | - | 0 | 0 | - | 0 | 0 | -
7143 | 0 | 0 | 0 | 0 | 0 | 0 | 0 | 0 | 146.1487 | 0 | 7143 | 0 | 0 | 0 | 0 | 0 | 0 | 0 | 0 | 0 | 0 | 7143 | - | 0 | 0 | - | 0 | 0 | - | 500 | 0 | - | 7143 | - | 0 | 0 | - | 0 | 0 | - | 0 | 0 | -
7144 | 0 | 0 | 0 | 0 | 0 | 0 | 0 | 0 | 0 | 0 | 7144 | 0 | 0 | 0 | 0 | 0 | 0 | 0 | 0 | 0 | 0 | 7144 | - | 0 | 0 | - | 0 | 0 | - | 500 | 0 | - | 7144 | - | 0 | 0 | - | 0 | 0 | - | 0 | 0 | -
7145 | 0 | 0 | 0 | 0 | 0 | 0 | 0 | 0 | 233.1 | 0 | 7145 | 0 | 0 | 0 | 0 | 0 | 0 | 0 | 0 | 0 | 0 | 7145 | - | 0 | 0 | - | 0 | 0 | - | 500 | 0 | - | 7145 | - | 0 | 0 | - | 0 | 0 | - | 0 | 0 | -
7146 | 0 | 0 | 0 | 0 | 0 | 0 | 0 | 0 | 0 | 0 | 7146 | 0 | 0 | 0 | 0 | 0 | 0 | 0 | 0 | 0 | 0 | 7146 | - | 0 | 0 | - | 0 | 0 | - | 0 | 0 | - | 7146 | - | 0 | 0 | - | 0 | 0 | - | 0 | 0 | -
7147 | 0 | 0 | 0 | 0 | 0 | 0 | 0 | 0 | 0 | 0 | 7147 | 0 | 0 | 0 | 0 | 0 | 0 | 0 | 0 | 0 | 0 | 7147 | - | 0 | 0 | - | 0 | 0 | - | 500 | 0 | - | 7147 | - | 0 | 0 | - | 0 | 0 | - | 0 | 0 | -
7148 | 0 | 0 | 0 | 0 | 0 | 0 | 680.048 | 0 | 0 | 0 | 7148 | 0 | 0 | 0 | 0 | 0 | 0 | 0 | 0 | 0 | 0 | 7148 | - | 0 | 0 | - | 0 | 0 | - | 500 | 0 | - | 7148 | - | 0 | 0 | - | 0 | 0 | - | 0 | 0 | -
7149 | 0 | 0 | 0 | 0 | 0 | 0 | 0 | 0 | 0 | 0 | 7149 | 0 | 0 | 0 | 0 | 0 | 0 | 0 | 0 | 0 | 0 | 7149 | - | 0 | 0 | - | 0 | 0 | - | 230.8458 | 0 | - | 7149 | - | 0 | 0 | - | 0 | 0 | - | 0 | 0 | -
7150 | 0 | 0 | 0 | 0 | 0 | 0 | 0 | 0 | 0 | 0 | 7150 | 0 | 0 | 0 | 0 | 0 | 0 | 0 | 0 | 0 | 0 | 7150 | - | 0 | 0 | - | 0 | 0 | - | 0 | 0 | - | 7150 | - | 0 | 0 | - | 0 | 0 | - | 0 | 0 | -
7151 | 0 | 0 | 0 | 0 | 0 | 0 | 0 | 0 | 0 | 0 | 7151 | 0 | 0 | 0 | 0 | 0 | 0 | 0 | 0 | 0 | 0 | 7151 | - | 0 | 0 | - | 0 | 0 | - | 0 | 0 | - | 7151 | - | 0 | 0 | - | 0 | 0 | - | 0 | 0 | -
7152 | 0 | 0 | 0 | 0 | 0 | 0 | 0 | 0 | 0 | 0 | 7152 | 0 | 0 | 0 | 0 | 0 | 0 | 0 | 0 | 0 | 0 | 7152 | - | 0 | 0 | - | 0 | 0 | - | 0 | 0 | - | 7152 | - | 0 | 0 | - | 0 | 0 | - | 0 | 0 | -
7153 | 0 | 0 | 0 | 0 | 0 | 0 | 0 | 0 | 0 | 0 | 7153 | 74.7588 | 0 | 0 | 0 | 0 | 0 | 0 | 0 | 0 | 0 | 7153 | - | 0 | 0 | - | 0 | 0 | - | 0 | 0 | - | 7153 | - | 74.7588 | 74.7588 | - | 0 | 0 | - | 0 | 0 | -
7154 | 0 | 0 | 0 | 0 | 0 | 0 | 0 | 0 | 0 | 0 | 7154 | 229.1735 | 0 | 0 | 0 | 0 | 0 | 0 | 0 | 0 | 0 | 7154 | - | 0 | 0 | - | 0 | 0 | - | 0 | 0 | - | 7154 | - | 229.1735 | 229.1735 | - | 0 | 0 | - | 0 | 0 | -
7155 | 0 | 0 | 0 | 0 | 0 | 0 | 0 | 0 | 0 | 0 | 7155 | 235.3802 | 0 | 0 | 0 | 0 | 0 | 0 | 0 | 0 | 0 | 7155 | - | 0 | 0 | - | 0 | 0 | - | 0 | 0 | - | 7155 | - | 235.3802 | 235.3802 | - | 0 | 0 | - | 0 | 0 | -
7156 | 0 | 0 | 0 | 0 | 0 | 0 | 0 | 0 | 0 | 0 | 7156 | 361.3851 | 0 | 0 | 0 | 0 | 0 | 0 | 0 | 0 | 0 | 7156 | - | 0 | 0 | - | 0 | 0 | - | 0 | 0 | - | 7156 | - | 361.3851 | 361.3851 | - | 151.0573 | 151.0573 | - | 0 | 0 | -
7157 | 0 | 0 | 0 | 0 | 0 | 0 | 0 | 0 | 0 | 0 | 7157 | 444.8682 | 0 | 0 | 0 | 0 | 0 | 0 | 0 | 0 | 0 | 7157 | - | 0 | 0 | - | 0 | 0 | - | 0 | 0 | - | 7157 | - | 444.8682 | 444.8682 | - | 149.9584 | 149.9584 | - | 0 | 0 | -
7158 | 0 | 0 | 0 | 0 | 0 | 0 | 0 | 0 | 0 | 0 | 7158 | 128.9769 | 0 | 0 | 0 | 0 | 0 | 0 | 0 | 0 | 0 | 7158 | - | 0 | 0 | - | 0 | 0 | - | 0 | 0 | - | 7158 | - | 128.9769 | 128.9769 | - | 0 | 0 | - | 0 | 0 | -
7159 | 0 | 0 | 0 | 0 | 0 | 0 | 0 | 0 | 0 | 0 | 7159 | 0 | 0 | 0 | 0 | 0 | 0 | 0 | 0 | 0 | 0 | 7159 | - | 0 | 0 | - | 0 | 0 | - | 0 | 0 | - | 7159 | - | 0 | 0 | - | 0 | 0 | - | 0 | 0 | -
7160 | 0 | 0 | 0 | 0 | 0 | 0 | 0 | 0 | 0 | 0 | 7160 | 0 | 0 | 0 | 0 | 0 | 0 | 0 | 0 | 0 | 0 | 7160 | - | 0 | 0 | - | 0 | 0 | - | 0 | 0 | - | 7160 | - | 0 | 0 | - | 0 | 0 | - | 0 | 0 | -
7161 | 0 | 0 | 0 | 0 | 0 | 0 | 0 | 0 | 0 | 0 | 7161 | 0 | 0 | 0 | 0 | 0 | 0 | 0 | 0 | 0 | 0 | 7161 | - | 0 | 0 | - | 199.4593 | 199.4593 | - | 0 | 0 | - | 7161 | - | 0 | 0 | - | 0 | 0 | - | 0 | 0 | -
7162 | 547.1716 | 0 | 0 | 0 | 0 | 0 | 0 | 0 | 0 | 547.1716 | 7162 | 0 | 0 | 0 | 0 | 0 | 0 | 0 | 0 | 0 | 547.1716 | 7162 | - | 0 | 0 | - | 172.1649 | 172.1649 | - | 0 | 500 | - | 7162 | - | 0 | 0 | - | 0 | 0 | - | 0 | 0 | -
7163 | 247.8526 | 0 | 0 | 0 | 0 | 0 | 0 | 0 | 0 | 247.8526 | 7163 | 0 | 0 | 0 | 0 | 0 | 0 | 0 | 0 | 0 | 247.8526 | 7163 | - | 0 | 0 | - | 0 | 0 | - | 0 | 500 | - | 7163 | - | 0 | 0 | - | 0 | 0 | - | 0 | 0 | -
7164 | 0 | 0 | 0 | 0 | 0 | 0 | 0 | 0 | 0 | 0 | 7164 | 0 | 0 | 0 | 0 | 0 | 0 | 0 | 0 | 0 | 0 | 7164 | - | 0 | 0 | - | 0 | 0 | - | 0 | 261.5024 | - | 7164 | - | 0 | 0 | - | 0 | 0 | - | 0 | 0 | -
7165 | 0 | 0 | 0 | 0 | 0 | 0 | 0 | 0 | 0 | 0 | 7165 | 0 | 0 | 0 | 0 | 0 | 0 | 0 | 0 | 0 | 0 | 7165 | - | 0 | 0 | - | 0 | 0 | - | 0 | 0 | - | 7165 | - | 0 | 0 | - | 0 | 0 | - | 0 | 0 | -
7166 | 0 | 0 | 0 | 0 | 0 | 0 | 0 | 0 | 0 | 0 | 7166 | 307.942 | 0 | 0 | 0 | 0 | 0 | 0 | 0 | 0 | 0 | 7166 | - | 0 | 0 | - | 0 | 0 | - | 0 | 0 | - | 7166 | - | 307.942 | 307.942 | - | 0 | 0 | - | 0 | 0 | -
7167 | 0 | 0 | 0 | 0 | 0 | 0 | 0 | 0 | 0 | 0 | 7167 | 0 | 0 | 0 | 0 | 0 | 0 | 0 | 0 | 0 | 0 | 7167 | - | 0 | 0 | - | 0 | 0 | - | 0 | 0 | - | 7167 | - | 0 | 0 | - | 0 | 0 | - | 0 | 0 | -
7168 | 0 | 0 | 0 | 0 | 0 | 0 | 0 | 0 | 0 | 0 | 7168 | 239.3782 | 0 | 0 | 0 | 0 | 0 | 0 | 0 | 0 | 0 | 7168 | - | 0 | 0 | - | 0 | 0 | - | 0 | 0 | - | 7168 | - | 239.3782 | 239.3782 | - | 0 | 0 | - | 500 | 500 | -
7169 | 0 | 0 | 0 | 0 | 0 | 0 | 0 | 0 | 0 | 0 | 7169 | 189.4733 | 0 | 0 | 0 | 0 | 0 | 0 | 0 | 0 | 0 | 7169 | - | 0 | 0 | - | 0 | 0 | - | 0 | 0 | - | 7169 | - | 189.4733 | 189.4733 | - | 0 | 0 | - | 500 | 500 | -
7170 | 0 | 0 | 0 | 0 | 0 | 0 | 0 | 0 | 0 | 0 | 7170 | 183.7889 | 0 | 0 | 0 | 0 | 0 | 169.6249 | 0 | 0 | 0 | 7170 | - | 0 | 0 | - | 0 | 0 | - | 0 | 0 | - | 7170 | - | 500 | 500 | - | 0 | 0 | - | 500 | 500 | -
7171 | 0 | 0 | 0 | 0 | 0 | 0 | 0 | 0 | 0 | 0 | 7171 | 170.8534 | 0 | 0 | 0 | 0 | 0 | 401.0095 | 0 | 0 | 0 | 7171 | - | 0 | 0 | - | 0 | 0 | - | 0 | 0 | - | 7171 | - | 499.35 | 499.35 | - | 0 | 0 | - | 500 | 500 | -
7172 | 0 | 0 | 0 | 0 | 0 | 0 | 0 | 0 | 0 | 0 | 7172 | 0 | 0 | 0 | 0 | 0 | 0 | 92.568 | 0 | 0 | 0 | 7172 | - | 0 | 0 | - | 0 | 0 | - | 0 | 0 | - | 7172 | - | 500 | 500 | - | 0 | 0 | - | 92.568 | 92.568 | -
7173 | 0 | 0 | 0 | 0 | 0 | 0 | 363.3239 | 0 | 0 | 0 | 7173 | 0 | 0 | 0 | 0 | 0 | 0 | 0 | 0 | 0 | 0 | 7173 | - | 0 | 0 | - | 0 | 0 | - | 363.3239 | 0 | - | 7173 | - | 0 | 0 | - | 302.1658 | 500 | - | 0 | 0 | -
7174 | 0 | 0 | 0 | 0 | 0 | 0 | 216.7167 | 0 | 0 | 0 | 7174 | 0 | 0 | 0 | 0 | 0 | 0 | 0 | 0 | 0 | 0 | 7174 | - | 0 | 0 | - | 0 | 0 | - | 500 | 0 | - | 7174 | - | 0 | 0 | - | 500 | 500 | - | 0 | 0 | -
7175 | 0 | 0 | 0 | 0 | 0 | 0 | 0 | 0 | 0 | 0 | 7175 | 0 | 0 | 0 | 0 | 0 | 0 | 0 | 0 | 0 | 0 | 7175 | - | 0 | 0 | - | 0 | 0 | - | 0 | 395.4671 | - | 7175 | - | 0 | 0 | - | 500 | 500 | - | 0 | 0 | -
7176 | 0 | 0 | 0 | 0 | 0 | 0 | 0 | 0 | 0 | 0 | 7176 | 0 | 0 | 0 | 0 | 0 | 0 | 0 | 0 | 0 | 0 | 7176 | - | 0 | 0 | - | 0 | 0 | - | 0 | 0 | - | 7176 | - | 0 | 0 | - | 500 | 500 | - | 0 | 0 | -
7177 | 0 | 0 | 0 | 0 | 0 | 0 | 200.1975 | 0 | 0 | 0 | 7177 | 0 | 0 | 0 | 0 | 0 | 0 | 0 | 0 | 0 | 0 | 7177 | - | 0 | 0 | - | 0 | 0 | - | 0 | 0 | - | 7177 | - | 0 | 0 | - | 500 | 500 | - | 0 | 0 | -
7178 | 0 | 0 | 0 | 0 | 0 | 0 | 0 | 0 | 0 | 0 | 7178 | 0 | 0 | 0 | 0 | 0 | 0 | 0 | 0 | 0 | 0 | 7178 | - | 0 | 0 | - | 0 | 0 | - | 0 | 0 | - | 7178 | - | 0 | 0 | - | 153.5023 | 0 | - | 0 | 0 | -
7179 | 0 | 0 | 0 | 0 | 0 | 0 | 0 | 0 | 0 | 0 | 7179 | 0 | 0 | 0 | 0 | 0 | 0 | 0 | 0 | 0 | 0 | 7179 | - | 0 | 0 | - | 0 | 0 | - | 2.6984 | 0 | - | 7179 | - | 0 | 0 | - | 500 | 400 | - | 0 | 0 | -
7180 | 0 | 0 | 0 | 0 | 0 | 0 | 0 | 0 | 0 | 0 | 7180 | 0 | 0 | 0 | 0 | 0 | 0 | 0 | 0 | 0 | 0 | 7180 | - | 0 | 0 | - | 0 | 0 | - | 0 | 0 | - | 7180 | - | 0 | 0 | - | 500 | 500 | - | 500 | 500 | -
7181 | 0 | 0 | 0 | 0 | 0 | 0 | 0 | 0 | 0 | 0 | 7181 | 54.1945 | 0 | 0 | 0 | 0 | 0 | 59.2272 | 317.6811 | 0 | 0 | 7181 | - | 0 | 0 | - | 0 | 0 | - | 0 | 0 | - | 7181 | - | 189.3137 | 189.3137 | - | 500 | 500 | - | 500 | 500 | -
7182 | 0 | 0 | 0 | 0 | 0 | 0 | 0 | 0 | 0 | 0 | 7182 | 87.0626 | 0 | 0 | 774.6238 | 978.7968 | 89.2614 | 1006.6938 | 556.774 | 89.2614 | 0 | 7182 | - | 0 | 0 | - | 0 | 0 | - | 0 | 0 | - | 7182 | - | 500 | 500 | - | 500 | 500 | - | 500 | 500 | -
7183 | 0 | 0 | 0 | 0 | 0 | 0 | 0 | 0 | 0 | 0 | 7183 | 42.9324 | 0 | 161.1807 | 1299.7737 | 404.1349 | 233.1 | 1008.4765 | 508.4765 | 233.1 | 0 | 7183 | - | 0 | 0 | - | 0 | 0 | - | 0 | 0 | - | 7183 | - | 500 | 500 | - | 500 | 500 | - | 500 | 500 | -
7184 | 0 | 0 | 0 | 0 | 0 | 0 | 0 | 0 | 0 | 0 | 7184 | 0 | 0 | 0 | 0 | 0 | 0 | 0 | 0 | 0 | 0 | 7184 | - | 0 | 0 | - | 0 | 0 | - | 0 | 0 | - | 7184 | - | 500 | 500 | - | 444.3319 | 500 | - | 205.1521 | 205.1521 | -
7185 | 0 | 0 | 0 | 0 | 0 | 0 | 0 | 0 | 0 | 0 | 7185 | 0 | 0 | 0 | 0 | 0 | 0 | 0 | 0 | 0 | 0 | 7185 | - | 0 | 0 | - | 0 | 0 | - | 0 | 420.253 | - | 7185 | - | 0 | 0 | - | 0 | 0 | - | 0 | 0 | -
7186 | 0 | 0 | 0 | 0 | 0 | 0 | 0 | 0 | 0 | 0 | 7186 | 0 | 0 | 0 | 0 | 0 | 0 | 0 | 0 | 0 | 0 | 7186 | - | 0 | 0 | - | 0 | 0 | - | 0 | 500 | - | 7186 | - | 0 | 0 | - | 0 | 0 | - | 0 | 0 | -
7187 | 0 | 0 | 0 | 0 | 0 | 0 | 0 | 0 | 0 | 0 | 7187 | 0 | 0 | 0 | 0 | 0 | 0 | 0 | 0 | 0 | 0 | 7187 | - | 0 | 0 | - | 0 | 0 | - | 0 | 0 | - | 7187 | - | 0 | 0 | - | 0 | 0 | - | 0 | 0 | -
7188 | 0 | 0 | 0 | 0 | 0 | 0 | 0 | 0 | 0 | 0 | 7188 | 0 | 0 | 0 | 0 | 0 | 0 | 0 | 0 | 0 | 0 | 7188 | - | 0 | 0 | - | 322.1639 | 322.1639 | - | 0 | 0 | - | 7188 | - | 0 | 0 | - | 0 | 0 | - | 0 | 0 | -
7189 | 0 | 0 | 0 | 0 | 0 | 0 | 0 | 0 | 0 | 0 | 7189 | 0 | 0 | 0 | 0 | 0 | 0 | 0 | 0 | 0 | 0 | 7189 | - | 0 | 0 | - | 0 | 0 | - | 0 | 0 | - | 7189 | - | 0 | 0 | - | 51.562 | 51.562 | - | 0 | 0 | -
7190 | 0 | 0 | 0 | 0 | 0 | 0 | 0 | 0 | 0 | 0 | 7190 | 0 | 0 | 0 | 0 | 0 | 0 | 0 | 0 | 0 | 0 | 7190 | - | 304.6706 | 210.3068 | - | 353.6336 | 353.6336 | - | 0 | 0 | - | 7190 | - | 0 | 0 | - | 0 | 0 | - | 0 | 0 | -
7191 | 0 | 0 | 0 | 464.3202 | 0 | 0 | 0 | 0 | 0 | 0 | 7191 | 0 | 0 | 0 | 0 | 0 | 0 | 0 | 0 | 0 | 0 | 7191 | - | 143.789 | 132.4026 | - | 500 | 500 | - | 0 | 0 | - | 7191 | - | 0 | 0 | - | 0 | 0 | - | 0 | 0 | -
7192 | 0 | 0 | 0 | 0 | 0 | 217.3902 | 0 | 0 | 0 | 0 | 7192 | 0 | 0 | 0 | 0 | 0 | 0 | 0 | 0 | 0 | 0 | 7192 | - | 426.8772 | 426.8772 | - | 500 | 500 | - | 0 | 0 | - | 7192 | - | 0 | 0 | - | 0 | 0 | - | 0 | 0 | -
7193 | 0 | 0 | 0 | 0 | 217.8057 | 0 | 0 | 0 | 0 | 0 | 7193 | 0 | 0 | 0 | 0 | 0 | 0 | 0 | 0 | 0 | 0 | 7193 | - | 500 | 500 | - | 500 | 500 | - | 0 | 0 | - | 7193 | - | 0 | 0 | - | 0 | 0 | - | 0 | 0 | -
7194 | 5.7199 | 6.6129 | 0 | 0 | 498.3329 | 0 | 0 | 0 | 0 | 5.7199 | 7194 | 0 | 0 | 0 | 0 | 0 | 0 | 0 | 0 | 0 | 5.7199 | 7194 | - | 500 | 500 | - | 500 | 500 | - | 500 | 0 | - | 7194 | - | 0 | 0 | - | 0 | 0 | - | 0 | 0 | -
7195 | 310.3439 | 0 | 0 | 0 | 387.0002 | 0 | 0 | 0 | 0 | 310.3439 | 7195 | 0 | 0 | 0 | 0 | 0 | 0 | 0 | 0 | 0 | 310.3439 | 7195 | - | 500 | 500 | - | 500 | 500 | - | 0 | 0 | - | 7195 | - | 0 | 0 | - | 0 | 0 | - | 0 | 0 | -
7196 | 619.0743 | 0 | 0 | 0 | 523.8396 | 161.8585 | 0 | 0 | 0 | 619.0743 | 7196 | 0 | 0 | 0 | 0 | 0 | 0 | 0 | 0 | 0 | 619.0743 | 7196 | - | 500 | 500 | - | 500 | 500 | - | 0 | 143.1992 | - | 7196 | - | 0 | 0 | - | 0 | 0 | - | 0 | 0 | -
7197 | 351.3252 | 0 | 0 | 0 | 0 | 0 | 0 | 0 | 0 | 351.3252 | 7197 | 0 | 0 | 0 | 0 | 0 | 0 | 0 | 0 | 0 | 351.3252 | 7197 | - | 500 | 500 | - | 500 | 500 | - | 0 | 0 | - | 7197 | - | 0 | 0 | - | 0 | 0 | - | 0 | 0 | -
7198 | 374.8836 | 0 | 0 | 0 | 0 | 0 | 0 | 0 | 0 | 374.8836 | 7198 | 0 | 0 | 0 | 0 | 0 | 0 | 0 | 0 | 0 | 374.8836 | 7198 | - | 500 | 500 | - | 500 | 500 | - | 0 | 0 | - | 7198 | - | 0 | 0 | - | 0 | 0 | - | 0 | 0 | -
7199 | 613.0667 | 0 | 0 | 1409.6775 | 0 | 0 | 0 | 0 | 0 | 613.0667 | 7199 | 0 | 0 | 0 | 0 | 0 | 0 | 0 | 0 | 0 | 613.0667 | 7199 | - | 500 | 500 | - | 500 | 500 | - | 0 | 0 | - | 7199 | - | 0 | 0 | - | 0 | 0 | - | 0 | 0 | -
7200 | 166.054 | 0 | 0 | 533.1713 | 0 | 0 | 0 | 0 | 0 | 166.054 | 7200 | 0 | 0 | 0 | 0 | 0 | 0 | 0 | 0 | 0 | 166.054 | 7200 | - | 500 | 500 | - | 500 | 500 | - | 63.4523 | 0 | - | 7200 | - | 0 | 0 | - | 0 | 0 | - | 0 | 0 | -
7201 | 0 | 0 | 0 | 33.2986 | 0 | 0 | 0 | 0 | 0 | 0 | 7201 | 0 | 0 | 0 | 0 | 0 | 0 | 0 | 0 | 0 | 0 | 7201 | - | 381.9383 | 179.1334 | - | 497.53 | 497.53 | - | 0 | 0 | - | 7201 | - | 0 | 0 | - | 0 | 0 | - | 0 | 0 | -
7202 | 0 | 0 | 0 | 0 | 0 | 0 | 267.3492 | 0 | 0 | 0 | 7202 | 0 | 0 | 0 | 0 | 0 | 0 | 0 | 0 | 0 | 0 | 7202 | - | 67.6226 | 0 | - | 94.4013 | 94.4013 | - | 500 | 0 | - | 7202 | - | 0 | 0 | - | 0 | 0 | - | 0 | 0 | -
7203 | 0 | 0 | 0 | 0 | 0 | 0 | 157.8229 | 0 | 0 | 0 | 7203 | 0 | 0 | 0 | 0 | 0 | 0 | 0 | 0 | 0 | 0 | 7203 | - | 0 | 0 | - | 0 | 0 | - | 0 | 0 | - | 7203 | - | 26.0641 | 26.0641 | - | 429.5003 | 429.5003 | - | 0 | 0 | -
7204 | 0 | 0 | 0 | 0 | 0 | 0 | 0 | 0 | 0 | 0 | 7204 | 0 | 0 | 0 | 1023.8191 | 1000 | 233.1 | 361.3963 | 0 | 0 | 0 | 7204 | - | 0 | 0 | - | 0 | 0 | - | 0 | 0 | - | 7204 | - | 500 | 500 | - | 500 | 500 | - | 361.3963 | 361.3963 | -
7205 | 0 | 0 | 0 | 0 | 0 | 0 | 0 | 0 | 0 | 0 | 7205 | 441.1304 | 0 | 0 | 403.2898 | 382.9317 | 89.2614 | 0 | 0 | 0 | 0 | 7205 | - | 0 | 0 | - | 0 | 0 | - | 0 | 0 | - | 7205 | - | 500 | 500 | - | 500 | 500 | - | 500 | 500 | -
7206 | 0 | 0 | 0 | 0 | 0 | 0 | 0 | 0 | 0 | 0 | 7206 | 192.674 | 0 | 0 | 0 | 0 | 0 | 0 | 0 | 0 | 0 | 7206 | - | 0 | 0 | - | 0 | 0 | - | 0 | 0 | - | 7206 | - | 192.674 | 192.674 | - | 500 | 500 | - | 0 | 0 | -
7207 | 0 | 0 | 0 | 0 | 0 | 0 | 0 | 0 | 0 | 0 | 7207 | 325.5164 | 0 | 0 | 0 | 0 | 0 | 0 | 0 | 0 | 0 | 7207 | - | 0 | 0 | - | 0 | 0 | - | 0 | 0 | - | 7207 | - | 325.5164 | 325.5164 | - | 124.6355 | 124.6355 | - | 0 | 0 | -
7208 | 0 | 0 | 0 | 0 | 0 | 0 | 0 | 0 | 0 | 0 | 7208 | 352.7789 | 0 | 0 | 0 | 0 | 0 | 0 | 0 | 0 | 0 | 7208 | - | 0 | 0 | - | 0 | 0 | - | 0 | 0 | - | 7208 | - | 352.7789 | 352.7789 | - | 500 | 500 | - | 0 | 0 | -
7209 | 0 | 0 | 0 | 0 | 0 | 0 | 0 | 0 | 0 | 0 | 7209 | 0 | 0 | 0 | 0 | 0 | 0 | 0 | 0 | 0 | 0 | 7209 | - | 0 | 0 | - | 0 | 0 | - | 0 | 0 | - | 7209 | - | 250.7028 | 131.0985 | - | 0 | 0 | - | 0 | 0 | -
7210 | 0 | 0 | 0 | 0 | 0 | 0 | 0 | 0 | 0 | 0 | 7210 | 0 | 0 | 0 | 0 | 0 | 0 | 0 | 0 | 0 | 0 | 7210 | - | 0 | 0 | - | 0 | 0 | - | 0 | 0 | - | 7210 | - | 0 | 0 | - | 0 | 0 | - | 0 | 0 | -
7211 | 0 | 0 | 0 | 266.3165 | 0 | 0 | 0 | 0 | 0 | 0 | 7211 | 0 | 0 | 0 | 0 | 0 | 0 | 0 | 0 | 0 | 0 | 7211 | - | 0 | 0 | - | 0 | 0 | - | 0 | 500 | - | 7211 | - | 0 | 0 | - | 0 | 0 | - | 0 | 0 | -
7212 | 0 | 0 | 0 | 0 | 0 | 0 | 0 | 0 | 0 | 0 | 7212 | 0 | 0 | 0 | 0 | 0 | 0 | 0 | 0 | 0 | 0 | 7212 | - | 0 | 0 | - | 0 | 0 | - | 0 | 500 | - | 7212 | - | 0 | 0 | - | 0 | 0 | - | 0 | 0 | -
7213 | 0 | 0 | 0 | 0 | 0 | 0 | 0 | 0 | 0 | 0 | 7213 | 0 | 0 | 0 | 152.1103 | 0 | 0 | 0 | 0 | 0 | 0 | 7213 | - | 0 | 0 | - | 0 | 0 | - | 0 | 500 | - | 7213 | - | 290.8011 | 415.7619 | - | 152.1103 | 152.1103 | - | 0 | 0 | -
7214 | 0 | 0 | 0 | 0 | 0 | 0 | 0 | 0 | 0 | 0 | 7214 | 335.4498 | 0 | 0 | 427.6035 | 0 | 0 | 0 | 0 | 0 | 0 | 7214 | - | 0 | 0 | - | 0 | 0 | - | 0 | 333.3333 | - | 7214 | - | 335.4498 | 335.4498 | - | 427.6035 | 427.6035 | - | 0 | 0 | -
7215 | 0 | 0 | 0 | 0 | 0 | 0 | 0 | 0 | 0 | 0 | 7215 | 215.1129 | 0 | 0 | 293.9439 | 0 | 0 | 0 | 0 | 0 | 0 | 7215 | - | 0 | 0 | - | 0 | 0 | - | 500 | 0 | - | 7215 | - | 264.599 | 264.599 | - | 293.9439 | 293.9439 | - | 0 | 0 | -
7216 | 0.80041 | 0 | 0 | 0 | 0 | 0 | 0 | 0 | 0 | 0.80041 | 7216 | 0 | 0 | 0 | 0 | 0 | 0 | 0 | 0 | 0 | 0.80041 | 7216 | - | 0.80041 | 0.80041 | - | 0 | 0 | - | 0 | 500 | - | 7216 | - | 0 | 0 | - | 0 | 0 | - | 0 | 0 | -
7217 | 134.8366 | 0 | 0 | 0 | 0 | 0 | 0 | 0 | 0 | 134.8366 | 7217 | 0 | 0 | 0 | 0 | 0 | 0 | 0 | 0 | 0 | 134.8366 | 7217 | - | 134.8366 | 134.8366 | - | 0 | 0 | - | 0 | 500 | - | 7217 | - | 0 | 0 | - | 0 | 0 | - | 0 | 0 | -
7218 | 217.4012 | 0 | 0 | 152.0404 | 0 | 0 | 0 | 0 | 189.6243 | 217.4012 | 7218 | 0 | 0 | 0 | 0 | 0 | 0 | 0 | 0 | 0 | 217.4012 | 7218 | - | 217.4012 | 217.4012 | - | 361.1053 | 361.1053 | - | 0 | 500 | - | 7218 | - | 0 | 0 | - | 0 | 0 | - | 0 | 0 | -
7219 | 295.0678 | 0 | 0 | 345.1792 | 529.4105 | 189.6243 | 0 | 0 | 0 | 295.0678 | 7219 | 0 | 0 | 0 | 0 | 0 | 0 | 0 | 0 | 0 | 295.0678 | 7219 | - | 295.0678 | 295.0678 | - | 500 | 500 | - | 333.3333 | 0 | - | 7219 | - | 0 | 0 | - | 0 | 0 | - | 0 | 0 | -
7220 | 323.0276 | 0 | 0 | 723.0143 | 284.0787 | 0 | 0 | 0 | 0 | 323.0276 | 7220 | 0 | 0 | 0 | 0 | 0 | 0 | 0 | 0 | 0 | 323.0276 | 7220 | - | 323.0276 | 323.0276 | - | 500 | 500 | - | 500 | 0 | - | 7220 | - | 0 | 0 | - | 0 | 0 | - | 0 | 0 | -
7221 | 0 | 0 | 0 | 0 | 0 | 0 | 0 | 0 | 0 | 0 | 7221 | 0 | 0 | 0 | 0 | 0 | 0 | 0 | 0 | 0 | 0 | 7221 | - | 435.187 | 435.187 | - | 0 | 0 | - | 500 | 0 | - | 7221 | - | 0 | 0 | - | 0 | 0 | - | 0 | 0 | -
7222 | 0 | 0 | 0 | 0 | 0 | 0 | 0 | 695.3156 | 0 | 0 | 7222 | 0 | 0 | 0 | 0 | 0 | 0 | 0 | 0 | 0 | 0 | 7222 | - | 0 | 271.4383 | - | 0 | 0 | - | 500 | 0 | - | 7222 | - | 0 | 0 | - | 0 | 0 | - | 0 | 0 | -
7223 | 0 | 0 | 0 | 0 | 0 | 0 | 0 | 0 | 0 | 0 | 7223 | 0 | 0 | 0 | 0 | 0 | 0 | 0 | 0 | 0 | 0 | 7223 | - | 217.0197 | 0 | - | 0 | 0 | - | 500 | 0 | - | 7223 | - | 0 | 0 | - | 0 | 0 | - | 0 | 0 | -
7224 | 0 | 0 | 0 | 0 | 0 | 0 | 1220.2338 | 118.1736 | 0 | 0 | 7224 | 0 | 0 | 0 | 0 | 0 | 0 | 0 | 0 | 0 | 0 | 7224 | - | 136.436 | 464.8081 | - | 0 | 0 | - | 500 | 0 | - | 7224 | - | 0 | 0 | - | 0 | 0 | - | 0 | 0 | -
7225 | 0 | 0 | 0 | 0 | 0 | 0 | 0 | 0 | 0 | 0 | 7225 | 0 | 0 | 0 | 0 | 0 | 0 | 0 | 0 | 0 | 0 | 7225 | - | 0 | 0 | - | 0 | 0 | - | 0 | 0 | - | 7225 | - | 0 | 0 | - | 0 | 0 | - | 0 | 0 | -
7226 | 0 | 0 | 0 | 563.1692 | 0 | 0 | 0 | 0 | 0 | 0 | 7226 | 0 | 0 | 0 | 0 | 0 | 0 | 0 | 0 | 0 | 0 | 7226 | - | 0 | 0 | - | 0 | 0 | - | 0 | 0 | - | 7226 | - | 0 | 0 | - | 0 | 0 | - | 0 | 0 | -
7227 | 0 | 0 | 0 | 0 | 0 | 0 | 0 | 0 | 0 | 0 | 7227 | 0 | 0 | 0 | 0 | 0 | 0 | 0 | 0 | 0 | 0 | 7227 | - | 0 | 0 | - | 0 | 0 | - | 0 | 0 | - | 7227 | - | 0 | 0 | - | 0 | 0 | - | 0 | 0 | -
7228 | 0 | 0 | 0 | 0 | 0 | 0 | 0 | 0 | 0 | 0 | 7228 | 0 | 0 | 0 | 0 | 0 | 0 | 0 | 0 | 0 | 0 | 7228 | - | 0 | 0 | - | 0 | 0 | - | 0 | 0 | - | 7228 | - | 0 | 0 | - | 0 | 0 | - | 0 | 0 | -
7229 | 0 | 0 | 0 | 657.0646 | 813.4892 | 0 | 0 | 0 | 0 | 0 | 7229 | 0 | 0 | 0 | 0 | 0 | 0 | 0 | 0 | 0 | 0 | 7229 | - | 0 | 0 | - | 0 | 0 | - | 0 | 0 | - | 7229 | - | 0 | 0 | - | 0 | 0 | - | 0 | 0 | -
7230 | 0 | 0 | 0 | 0 | 0 | 0 | 0 | 0 | 0 | 0 | 7230 | 0 | 0 | 0 | 0 | 0 | 0 | 0 | 0 | 0 | 0 | 7230 | - | 0 | 0 | - | 0 | 0 | - | 0 | 0 | - | 7230 | - | 0 | 0 | - | 0 | 0 | - | 0 | 0 | -
7231 | 0 | 0 | 0 | 0 | 0 | 0 | 0 | 0 | 0 | 0 | 7231 | 0 | 0 | 0 | 0 | 0 | 0 | 0 | 0 | 0 | 0 | 7231 | - | 0 | 0 | - | 0 | 0 | - | 0 | 0 | - | 7231 | - | 0 | 0 | - | 0 | 0 | - | 0 | 0 | -
7232 | 0 | 0 | 0 | 0 | 0 | 0 | 0 | 0 | 0 | 0 | 7232 | 0 | 0 | 0 | 0 | 0 | 0 | 0 | 0 | 0 | 0 | 7232 | - | 120.9636 | 120.9636 | - | 0 | 0 | - | 0 | 0 | - | 7232 | - | 0 | 0 | - | 0 | 0 | - | 0 | 0 | -
7233 | 0 | 0 | 0 | 0 | 0 | 0 | 0 | 0 | 0 | 0 | 7233 | 0 | 0 | 0 | 0 | 0 | 0 | 0 | 0 | 0 | 0 | 7233 | - | 231.6667 | 231.6667 | - | 349.0935 | 0 | - | 0 | 0 | - | 7233 | - | 0 | 0 | - | 0 | 0 | - | 0 | 0 | -
7234 | 767.1666 | 0 | 177.6191 | 0 | 0 | 0 | 0 | 0 | 0 | 767.1666 | 7234 | 0 | 0 | 0 | 0 | 0 | 0 | 0 | 0 | 0 | 767.1666 | 7234 | - | 500 | 500 | - | 481.8899 | 408.6933 | - | 0 | 0 | - | 7234 | - | 0 | 0 | - | 0 | 0 | - | 0 | 0 | -
7235 | 453.0672 | 0 | 0 | 0 | 0 | 0 | 0 | 0 | 0 | 453.0672 | 7235 | 0 | 0 | 0 | 0 | 0 | 0 | 0 | 0 | 0 | 453.0672 | 7235 | - | 500 | 500 | - | 500 | 500 | - | 500 | 357.8834 | - | 7235 | - | 0 | 0 | - | 0 | 0 | - | 0 | 0 | -
7236 | 0 | 813.4892 | 12.0053 | 0 | 0 | 0 | 0 | 292.1719 | 0 | 0 | 7236 | 0 | 0 | 0 | 0 | 0 | 0 | 0 | 0 | 0 | 0 | 7236 | - | 500 | 500 | - | 500 | 0 | - | 0 | 500 | - | 7236 | - | 0 | 0 | - | 0 | 0 | - | 0 | 0 | -
7237 | 0 | 0 | 0 | 0 | 0 | 0 | 0 | 0 | 0 | 0 | 7237 | 0 | 0 | 0 | 0 | 0 | 0 | 0 | 0 | 0 | 0 | 7237 | - | 0 | 0 | - | 0 | 0 | - | 0 | 0 | - | 7237 | - | 0 | 0 | - | 0 | 0 | - | 0 | 0 | -
7238 | 0 | 0 | 0 | 0 | 0 | 0 | 0 | 0 | 0 | 0 | 7238 | 0 | 0 | 0 | 0 | 0 | 0 | 0 | 0 | 0 | 0 | 7238 | - | 0 | 0 | - | 0 | 0 | - | 0 | 500 | - | 7238 | - | 0 | 0 | - | 0 | 0 | - | 0 | 0 | -
7239 | 0 | 0 | 0 | 0 | 0 | 0 | 0 | 0 | 0 | 0 | 7239 | 0 | 0 | 0 | 0 | 0 | 0 | 0 | 0 | 0 | 0 | 7239 | - | 0 | 0 | - | 0 | 0 | - | 0 | 0 | - | 7239 | - | 0 | 0 | - | 0 | 0 | - | 0 | 0 | -
7240 | 0 | 0 | 0 | 0 | 0 | 0 | 0 | 0 | 0 | 0 | 7240 | 0 | 0 | 0 | 0 | 0 | 0 | 0 | 0 | 0 | 0 | 7240 | - | 0 | 0 | - | 0 | 0 | - | 0 | 0 | - | 7240 | - | 0 | 0 | - | 0 | 0 | - | 0 | 0 | -
7241 | 0 | 0 | 0 | 0 | 0 | 0 | 0 | 0 | 0 | 0 | 7241 | 0 | 0 | 0 | 0 | 0 | 0 | 0 | 0 | 0 | 0 | 7241 | - | 0 | 0 | - | 0 | 0 | - | 0 | 0 | - | 7241 | - | 0 | 0 | - | 0 | 0 | - | 0 | 0 | -
7242 | 0 | 0 | 0 | 0 | 0 | 0 | 0 | 0 | 0 | 0 | 7242 | 0 | 0 | 0 | 0 | 0 | 0 | 0 | 0 | 0 | 0 | 7242 | - | 0 | 0 | - | 0 | 0 | - | 0 | 0 | - | 7242 | - | 0 | 0 | - | 0 | 0 | - | 0 | 0 | -
7243 | 0 | 0 | 0 | 0 | 0 | 0 | 0 | 0 | 0 | 0 | 7243 | 0 | 0 | 0 | 0 | 0 | 0 | 0 | 0 | 0 | 0 | 7243 | - | 0 | 0 | - | 0 | 0 | - | 0 | 0 | - | 7243 | - | 0 | 0 | - | 0 | 0 | - | 0 | 0 | -
7244 | 0 | 0 | 0 | 0 | 0 | 0 | 0 | 0 | 0 | 0 | 7244 | 104.1415 | 104.1415 | 104.1415 | 0 | 0 | 0 | 0 | 0 | 0 | 0 | 7244 | - | 0 | 0 | - | 0 | 0 | - | 0 | 0 | - | 7244 | - | 0 | 0 | - | 500 | 500 | - | 0 | 0 | -
7245 | 0 | 0 | 0 | 0 | 0 | 0 | 0 | 0 | 0 | 0 | 7245 | 431.5778 | 0 | 0 | 0 | 0 | 0 | 0 | 0 | 0 | 0 | 7245 | - | 0 | 0 | - | 0 | 0 | - | 0 | 0 | - | 7245 | - | 323.259 | 431.5778 | - | 500 | 500 | - | 0 | 0 | -
7246 | 0 | 0 | 0 | 0 | 0 | 0 | 0 | 0 | 0 | 0 | 7246 | 346.8136 | 0 | 0 | 0 | 0 | 0 | 0 | 0 | 0 | 0 | 7246 | - | 0 | 0 | - | 0 | 0 | - | 0 | 0 | - | 7246 | - | 346.8136 | 229.3873 | - | 500 | 500 | - | 0 | 0 | -
7247 | 0 | 0 | 0 | 0 | 0 | 0 | 0 | 0 | 0 | 0 | 7247 | 706.8336 | 440.4707 | 0 | 0 | 0 | 0 | 0 | 0 | 0 | 0 | 7247 | - | 0 | 0 | - | 0 | 0 | - | 0 | 0 | - | 7247 | - | 0 | 227.3272 | - | 500 | 500 | - | 0 | 0 | -
7248 | 0 | 0 | 0 | 0 | 0 | 0 | 0 | 0 | 0 | 0 | 7248 | 485.031 | 0 | 76.6243 | 0 | 0 | 0 | 0 | 0 | 0 | 0 | 7248 | - | 0 | 0 | - | 0 | 0 | - | 0 | 0 | - | 7248 | - | 485.031 | 408.4067 | - | 500 | 500 | - | 0 | 0 | -
7249 | 0 | 0 | 0 | 0 | 0 | 0 | 0 | 0 | 0 | 0 | 7249 | 0 | 0 | 0 | 0 | 0 | 0 | 0 | 0 | 0 | 0 | 7249 | - | 0 | 0 | - | 0 | 0 | - | 0 | 0 | - | 7249 | - | 0 | 0 | - | 500 | 500 | - | 0 | 0 | -
7250 | 0 | 0 | 0 | 0 | 0 | 0 | 0 | 0 | 0 | 0 | 7250 | 0 | 0 | 0 | 0 | 0 | 0 | 0 | 0 | 0 | 0 | 7250 | - | 0 | 0 | - | 0 | 0 | - | 0 | 0 | - | 7250 | - | 0 | 0 | - | 0 | 0 | - | 0 | 0 | -
7251 | 0 | 0 | 0 | 0 | 0 | 0 | 0 | 0 | 0 | 0 | 7251 | 0 | 0 | 0 | 0 | 0 | 0 | 0 | 0 | 0 | 0 | 7251 | - | 0 | 0 | - | 0 | 0 | - | 0 | 0 | - | 7251 | - | 0 | 0 | - | 0 | 0 | - | 0 | 0 | -
7252 | 0 | 0 | 0 | 0 | 0 | 0 | 0 | 0 | 0 | 0 | 7252 | 0 | 0 | 0 | 0 | 0 | 0 | 0 | 0 | 0 | 0 | 7252 | - | 0 | 0 | - | 0 | 0 | - | 0 | 0 | - | 7252 | - | 0 | 0 | - | 0 | 0 | - | 0 | 0 | -
7253 | 0 | 0 | 0 | 0 | 0 | 0 | 0 | 0 | 0 | 0 | 7253 | 0 | 0 | 0 | 0 | 0 | 0 | 0 | 0 | 0 | 0 | 7253 | - | 0 | 0 | - | 0 | 0 | - | 0 | 0 | - | 7253 | - | 0 | 0 | - | 0 | 0 | - | 0 | 0 | -
7254 | 0 | 0 | 0 | 0 | 0 | 0 | 0 | 0 | 0 | 0 | 7254 | 0 | 0 | 0 | 0 | 0 | 0 | 0 | 0 | 0 | 0 | 7254 | - | 0 | 0 | - | 0 | 0 | - | 0 | 0 | - | 7254 | - | 0 | 0 | - | 0 | 0 | - | 0 | 0 | -
7255 | 0 | 0 | 0 | 0 | 0 | 0 | 0 | 0 | 0 | 0 | 7255 | 0 | 0 | 0 | 0 | 0 | 0 | 0 | 0 | 0 | 0 | 7255 | - | 0 | 0 | - | 0 | 0 | - | 0 | 0 | - | 7255 | - | 0 | 0 | - | 0 | 0 | - | 0 | 0 | -
7256 | 0 | 0 | 0 | 0 | 0 | 0 | 0 | 0 | 0 | 0 | 7256 | 0 | 0 | 0 | 0 | 0 | 0 | 0 | 0 | 0 | 0 | 7256 | - | 0 | 0 | - | 500 | 500 | - | 0 | 0 | - | 7256 | - | 0 | 0 | - | 0 | 0 | - | 0 | 0 | -
7257 | 0 | 0 | 0 | 0 | 0 | 0 | 0 | 0 | 0 | 0 | 7257 | 0 | 0 | 0 | 0 | 0 | 0 | 0 | 0 | 0 | 0 | 7257 | - | 0 | 0 | - | 500 | 500 | - | 0 | 0 | - | 7257 | - | 0 | 0 | - | 0 | 0 | - | 0 | 0 | -
7258 | 0 | 0 | 0 | 0 | 0 | 0 | 0 | 0 | 25.0253 | 0 | 7258 | 0 | 0 | 0 | 0 | 0 | 0 | 0 | 0 | 0 | 0 | 7258 | - | 0 | 0 | - | 500 | 500 | - | 500 | 4.0581 | - | 7258 | - | 0 | 0 | - | 0 | 0 | - | 0 | 0 | -
7259 | 166.583 | 0 | 0 | 0 | 0 | 0 | 0 | 0 | 0 | 166.583 | 7259 | 0 | 0 | 0 | 0 | 0 | 0 | 0 | 0 | 0 | 166.583 | 7259 | - | 203.829 | 203.829 | - | 500 | 500 | - | 500 | 500 | - | 7259 | - | 0 | 0 | - | 0 | 0 | - | 0 | 0 | -
7260 | 0 | 0 | 0 | 0 | 0 | 0 | 0 | 0 | 0 | 0 | 7260 | 0 | 0 | 0 | 0 | 0 | 0 | 0 | 0 | 0 | 0 | 7260 | - | 46.0531 | 46.0531 | - | 0 | 500 | - | 500 | 305.5825 | - | 7260 | - | 0 | 0 | - | 0 | 0 | - | 0 | 0 | -
7261 | 0 | 0 | 0 | 0 | 0 | 0 | 0 | 0 | 0 | 0 | 7261 | 0 | 0 | 0 | 0 | 0 | 0 | 0 | 0 | 0 | 0 | 7261 | - | 0 | 0 | - | 0 | 500 | - | 0 | 0 | - | 7261 | - | 0 | 0 | - | 0 | 0 | - | 0 | 0 | -
7262 | 0 | 0 | 0 | 0 | 0 | 0 | 0 | 0 | 0 | 0 | 7262 | 0 | 0 | 0 | 0 | 0 | 0 | 0 | 0 | 0 | 0 | 7262 | - | 0 | 0 | - | 0 | 0 | - | 0 | 0 | - | 7262 | - | 0 | 0 | - | 0 | 0 | - | 0 | 0 | -
7263 | 0 | 0 | 0 | 0 | 0 | 0 | 0 | 0 | 0 | 0 | 7263 | 28.7445 | 0 | 28.7445 | 41.5183 | 0 | 0 | 0 | 0 | 0 | 0 | 7263 | - | 0 | 0 | - | 0 | 0 | - | 0 | 0 | - | 7263 | - | 28.7445 | 0 | - | 41.5183 | 41.5183 | - | 0 | 0 | -
7264 | 0 | 0 | 0 | 0 | 0 | 0 | 0 | 0 | 0 | 0 | 7264 | 112.8511 | 0 | 112.8511 | 0 | 0 | 0 | 0 | 0 | 0 | 0 | 7264 | - | 0 | 0 | - | 0 | 0 | - | 0 | 0 | - | 7264 | - | 112.8511 | 0 | - | 0 | 0 | - | 0 | 0 | -
7265 | 0 | 0 | 0 | 0 | 0 | 189.6243 | 0 | 0 | 0 | 0 | 7265 | 0 | 0 | 0 | 0 | 0 | 0 | 0 | 0 | 0 | 0 | 7265 | - | 0 | 0 | - | 0 | 0 | - | 0 | 0 | - | 7265 | - | 0 | 0 | - | 0 | 0 | - | 0 | 0 | -
7266 | 0 | 0 | 0 | 0 | 0 | 0 | 0 | 0 | 0 | 0 | 7266 | 0 | 0 | 0 | 0 | 0 | 0 | 0 | 0 | 0 | 0 | 7266 | - | 0 | 0 | - | 500 | 500 | - | 0 | 0 | - | 7266 | - | 0 | 0 | - | 0 | 0 | - | 0 | 0 | -
7267 | 0 | 0 | 0 | 0 | 0 | 0 | 0 | 0 | 0 | 0 | 7267 | 0 | 0 | 0 | 0 | 0 | 0 | 0 | 0 | 0 | 0 | 7267 | - | 0 | 0 | - | 500 | 500 | - | 0 | 0 | - | 7267 | - | 0 | 0 | - | 0 | 0 | - | 0 | 0 | -
7268 | 0 | 0 | 0 | 0 | 0 | 0 | 0 | 0 | 0 | 0 | 7268 | 0 | 0 | 0 | 0 | 0 | 0 | 0 | 0 | 0 | 0 | 7268 | - | 0 | 0 | - | 500 | 500 | - | 0 | 0 | - | 7268 | - | 0 | 0 | - | 0 | 0 | - | 0 | 0 | -
7269 | 0 | 0 | 0 | 0 | 0 | 0 | 0 | 0 | 0 | 0 | 7269 | 0 | 0 | 0 | 0 | 0 | 0 | 0 | 0 | 0 | 0 | 7269 | - | 0 | 0 | - | 0 | 0 | - | 0 | 0 | - | 7269 | - | 0 | 0 | - | 0 | 0 | - | 0 | 0 | -
7270 | 0 | 0 | 0 | 0 | 0 | 0 | 0 | 0 | 0 | 0 | 7270 | 0 | 0 | 0 | 0 | 0 | 0 | 0 | 0 | 0 | 0 | 7270 | - | 0 | 0 | - | 0 | 0 | - | 0 | 0 | - | 7270 | - | 0 | 0 | - | 0 | 0 | - | 0 | 0 | -
7271 | 0 | 0 | 0 | 0 | 0 | 0 | 0 | 0 | 0 | 0 | 7271 | 0 | 0 | 0 | 0 | 0 | 0 | 0 | 0 | 0 | 0 | 7271 | - | 0 | 0 | - | 0 | 0 | - | 0 | 0 | - | 7271 | - | 0 | 0 | - | 0 | 0 | - | 0 | 0 | -
7272 | 0 | 0 | 0 | 0 | 0 | 0 | 0 | 0 | 0 | 0 | 7272 | 0 | 0 | 0 | 0 | 0 | 0 | 0 | 0 | 0 | 0 | 7272 | - | 0 | 0 | - | 0 | 0 | - | 0 | 0 | - | 7272 | - | 0 | 0 | - | 0 | 0 | - | 0 | 0 | -
7273 | 0 | 0 | 0 | 0 | 0 | 0 | 0 | 0 | 0 | 0 | 7273 | 0 | 0 | 0 | 0 | 0 | 0 | 0 | 0 | 0 | 0 | 7273 | - | 0 | 0 | - | 0 | 0 | - | 0 | 0 | - | 7273 | - | 0 | 0 | - | 331.4574 | 331.4574 | - | 0 | 0 | -
7274 | 0 | 0 | 0 | 0 | 0 | 0 | 0 | 0 | 0 | 0 | 7274 | 0 | 0 | 0 | 99.0906 | 0 | 0 | 0 | 0 | 0 | 0 | 7274 | - | 0 | 0 | - | 0 | 0 | - | 0 | 0 | - | 7274 | - | 0 | 0 | - | 99.0906 | 99.0906 | - | 0 | 0 | -
7275 | 0 | 0 | 0 | 0 | 0 | 0 | 0 | 0 | 0 | 0 | 7275 | 0 | 0 | 0 | 0 | 0 | 0 | 0 | 0 | 0 | 0 | 7275 | - | 0 | 0 | - | 0 | 0 | - | 0 | 0 | - | 7275 | - | 0 | 0 | - | 0 | 0 | - | 0 | 0 | -
7276 | 0 | 0 | 0 | 0 | 0 | 0 | 0 | 0 | 0 | 0 | 7276 | 0 | 0 | 0 | 0 | 0 | 0 | 0 | 0 | 0 | 0 | 7276 | - | 0 | 0 | - | 0 | 0 | - | 0 | 0 | - | 7276 | - | 0 | 0 | - | 0 | 0 | - | 0 | 0 | -
7277 | 0 | 0 | 0 | 0 | 0 | 0 | 0 | 0 | 0 | 0 | 7277 | 0 | 0 | 0 | 0 | 0 | 0 | 0 | 0 | 0 | 0 | 7277 | - | 0 | 0 | - | 0 | 0 | - | 0 | 0 | - | 7277 | - | 0 | 0 | - | 0 | 0 | - | 0 | 0 | -
7278 | 0 | 0 | 0 | 0 | 0 | 0 | 0 | 0 | 0 | 0 | 7278 | 0 | 0 | 0 | 0 | 0 | 0 | 0 | 0 | 0 | 0 | 7278 | - | 158.8845 | 158.8845 | - | 0 | 0 | - | 0 | 0 | - | 7278 | - | 0 | 0 | - | 0 | 0 | - | 0 | 0 | -
7279 | 0 | 0 | 0 | 0 | 0 | 0 | 0 | 0 | 0 | 0 | 7279 | 0 | 0 | 0 | 0 | 0 | 0 | 0 | 0 | 0 | 0 | 7279 | - | 219.3424 | 219.3424 | - | 0 | 211.1416 | - | 0 | 0 | - | 7279 | - | 0 | 0 | - | 0 | 0 | - | 0 | 0 | -
7280 | 0 | 0 | 0 | 0 | 0 | 0 | 0 | 0 | 0 | 0 | 7280 | 0 | 0 | 0 | 0 | 0 | 0 | 0 | 0 | 0 | 0 | 7280 | - | 453.4572 | 453.4572 | - | 0 | 500 | - | 0 | 0 | - | 7280 | - | 0 | 0 | - | 0 | 0 | - | 0 | 0 | -
7281 | 350.34 | 50.5926 | 50.5926 | 0 | 0 | 0 | 0 | 0 | 0 | 350.34 | 7281 | 0 | 0 | 0 | 0 | 0 | 0 | 0 | 0 | 0 | 350.34 | 7281 | - | 500 | 500 | - | 288.8515 | 500 | - | 0 | 0 | - | 7281 | - | 0 | 0 | - | 0 | 0 | - | 0 | 0 | -
7282 | 660.7346 | 160.7346 | 95.556 | 0 | 0 | 0 | 0 | 0 | 0 | 660.7346 | 7282 | 0 | 0 | 0 | 0 | 0 | 0 | 0 | 0 | 0 | 660.7346 | 7282 | - | 500 | 500 | - | 500 | 500 | - | 500 | 500 | - | 7282 | - | 0 | 0 | - | 0 | 0 | - | 0 | 0 | -
7283 | 663.3035 | 163.3035 | 0 | 165.4222 | 0 | 0 | 0 | 40.1062 | 0 | 663.3035 | 7283 | 0 | 0 | 0 | 0 | 0 | 0 | 0 | 0 | 0 | 663.3035 | 7283 | - | 500 | 500 | - | 500 | 500 | - | 333.3333 | 373.4396 | - | 7283 | - | 0 | 0 | - | 0 | 0 | - | 0 | 0 | -
7284 | 766.0896 | 266.0896 | 233.1 | 0 | 0 | 0 | 69.342 | 0 | 0 | 766.0896 | 7284 | 0 | 0 | 0 | 0 | 0 | 0 | 0 | 0 | 0 | 766.0896 | 7284 | - | 500 | 500 | - | 500 | 0 | - | 500 | 292.3698 | - | 7284 | - | 0 | 0 | - | 0 | 0 | - | 0 | 0 | -
7285 | 0 | 0 | 0 | 0 | 0 | 0 | 0 | 0 | 0 | 0 | 7285 | 0 | 0 | 0 | 0 | 0 | 0 | 0 | 0 | 0 | 0 | 7285 | - | 0 | 0 | - | 500 | 0 | - | 0 | 0 | - | 7285 | - | 0 | 0 | - | 0 | 0 | - | 0 | 0 | -
7286 | 0 | 0 | 0 | 0 | 0 | 0 | 0 | 0 | 0 | 0 | 7286 | 0 | 0 | 0 | 574.3975 | 1000 | 0 | 0 | 0 | 0 | 0 | 7286 | - | 0 | 0 | - | 0 | 0 | - | 0 | 0 | - | 7286 | - | 500 | 500 | - | 500 | 500 | - | 500 | 500 | -
7287 | 0 | 0 | 0 | 0 | 0 | 0 | 0 | 0 | 0 | 0 | 7287 | 1127.0015 | 944.9278 | 0 | 1500 | 382.9317 | 195.0736 | 0 | 0 | 0 | 0 | 7287 | - | 0 | 0 | - | 0 | 0 | - | 0 | 0 | - | 7287 | - | 500 | 500 | - | 500 | 500 | - | 500 | 500 | -
7288 | 0 | 0 | 0 | 0 | 0 | 0 | 0 | 0 | 0 | 0 | 7288 | 0 | 21.7841 | 0 | 0 | 0 | 0 | 0 | 0 | 0 | 0 | 7288 | - | 0 | 0 | - | 0 | 0 | - | 0 | 0 | - | 7288 | - | 500 | 500 | - | 500 | 500 | - | 500 | 500 | -
7289 | 0 | 0 | 0 | 0 | 0 | 0 | 0 | 0 | 0 | 0 | 7289 | 0 | 0 | 0 | 0 | 0 | 0 | 0 | 0 | 0 | 0 | 7289 | - | 0 | 0 | - | 0 | 0 | - | 0 | 0 | - | 7289 | - | 163.7152 | 163.7152 | - | 500 | 500 | - | 0 | 0 | -
7290 | 0 | 0 | 0 | 0 | 0 | 0 | 0 | 0 | 0 | 0 | 7290 | 0 | 0 | 0 | 0 | 0 | 0 | 0 | 0 | 0 | 0 | 7290 | - | 0 | 0 | - | 0 | 0 | - | 0 | 0 | - | 7290 | - | 0 | 0 | - | 307.2932 | 307.2932 | - | 0 | 0 | -
7291 | 0 | 0 | 0 | 0 | 0 | 0 | 0 | 0 | 0 | 0 | 7291 | 0 | 0 | 0 | 0 | 0 | 0 | 0 | 0 | 0 | 0 | 7291 | - | 0 | 0 | - | 0 | 0 | - | 0 | 0 | - | 7291 | - | 0 | 0 | - | 0 | 0 | - | 0 | 0 | -
7292 | 0 | 0 | 0 | 0 | 0 | 0 | 0 | 0 | 0 | 0 | 7292 | 0 | 0 | 0 | 0 | 0 | 0 | 0 | 0 | 0 | 0 | 7292 | - | 0 | 0 | - | 0 | 0 | - | 0 | 0 | - | 7292 | - | 0 | 0 | - | 0 | 0 | - | 0 | 0 | -
7293 | 0 | 0 | 0 | 0 | 0 | 0 | 0 | 0 | 0 | 0 | 7293 | 0 | 0 | 0 | 0 | 0 | 0 | 0 | 0 | 0 | 0 | 7293 | - | 0 | 0 | - | 0 | 0 | - | 0 | 0 | - | 7293 | - | 0 | 0 | - | 41.2144 | 41.2144 | - | 0 | 0 | -
7294 | 0 | 0 | 0 | 0 | 0 | 0 | 0 | 0 | 0 | 0 | 7294 | 0 | 0 | 0 | 0 | 0 | 0 | 0 | 0 | 0 | 0 | 7294 | - | 0 | 0 | - | 0 | 0 | - | 0 | 0 | - | 7294 | - | 0 | 0 | - | 269.034 | 269.034 | - | 0 | 0 | -
7295 | 0 | 0 | 0 | 0 | 0 | 0 | 0 | 0 | 0 | 0 | 7295 | 0 | 0 | 0 | 0 | 0 | 0 | 0 | 0 | 0 | 0 | 7295 | - | 0 | 0 | - | 0 | 0 | - | 0 | 0 | - | 7295 | - | 0 | 0 | - | 0 | 0 | - | 0 | 0 | -
7296 | 0 | 0 | 0 | 0 | 0 | 0 | 0 | 0 | 0 | 0 | 7296 | 0 | 0 | 0 | 0 | 0 | 0 | 0 | 0 | 0 | 0 | 7296 | - | 0 | 0 | - | 0 | 0 | - | 0 | 0 | - | 7296 | - | 0 | 0 | - | 0 | 0 | - | 0 | 0 | -
7297 | 0 | 0 | 0 | 0 | 0 | 0 | 0 | 0 | 0 | 0 | 7297 | 0 | 0 | 0 | 0 | 0 | 0 | 0 | 0 | 0 | 0 | 7297 | - | 0 | 0 | - | 0 | 0 | - | 0 | 0 | - | 7297 | - | 0 | 0 | - | 0 | 0 | - | 0 | 0 | -
7298 | 0 | 0 | 0 | 0 | 0 | 0 | 0 | 0 | 0 | 0 | 7298 | 0 | 0 | 0 | 0 | 0 | 0 | 0 | 0 | 0 | 0 | 7298 | - | 0 | 0 | - | 0 | 0 | - | 0 | 0 | - | 7298 | - | 0 | 0 | - | 0 | 0 | - | 0 | 0 | -
7299 | 0 | 0 | 0 | 0 | 0 | 0 | 0 | 0 | 0 | 0 | 7299 | 0 | 0 | 0 | 0 | 0 | 0 | 0 | 0 | 0 | 0 | 7299 | - | 0 | 0 | - | 0 | 0 | - | 0 | 0 | - | 7299 | - | 0 | 0 | - | 283.9741 | 283.9741 | - | 0 | 0 | -
7300 | 0 | 0 | 0 | 0 | 0 | 0 | 0 | 0 | 0 | 0 | 7300 | 0 | 0 | 0 | 0 | 0 | 0 | 0 | 0 | 0 | 0 | 7300 | - | 0 | 0 | - | 0 | 0 | - | 0 | 0 | - | 7300 | - | 500 | 500 | - | 500 | 500 | - | 451.8539 | 451.8539 | -
7301 | 0 | 0 | 0 | 0 | 0 | 0 | 0 | 0 | 0 | 0 | 7301 | 0 | 0 | 0 | 0 | 0 | 0 | 0 | 0 | 0 | 0 | 7301 | - | 0 | 0 | - | 0 | 0 | - | 0 | 0 | - | 7301 | - | 500 | 500 | - | 500 | 500 | - | 358.0198 | 358.0198 | -
7302 | 0 | 0 | 0 | 0 | 0 | 0 | 0 | 0 | 0 | 0 | 7302 | 0 | 0 | 0 | 0 | 0 | 0 | 0 | 0 | 0 | 0 | 7302 | - | 0 | 0 | - | 0 | 0 | - | 0 | 0 | - | 7302 | - | 500 | 500 | - | 500 | 500 | - | 163.1594 | 163.1594 | -
7303 | 0 | 0 | 0 | 0 | 0 | 0 | 0 | 0 | 0 | 0 | 7303 | 350.2014 | 293.1155 | 199.2572 | 0 | 0 | 127.2878 | 0 | 0 | 0 | 0 | 7303 | - | 0 | 0 | - | 0 | 0 | - | 0 | 0 | - | 7303 | - | 500 | 500 | - | 500 | 500 | - | 55.992 | 55.992 | -
7304 | 0 | 0 | 0 | 0 | 0 | 0 | 0 | 0 | 0 | 0 | 7304 | 597.1945 | 123.1042 | 123.1042 | 0 | 0 | 0 | 0 | 0 | 0 | 0 | 7304 | - | 0 | 0 | - | 0 | 0 | - | 0 | 0 | - | 7304 | - | 500 | 500 | - | 498.4843 | 498.4843 | - | 0 | 0 | -
7305 | 0 | 0 | 0 | 0 | 0 | 0 | 0 | 0 | 0 | 0 | 7305 | 0 | 0 | 0 | 0 | 0 | 0 | 0 | 0 | 0 | 0 | 7305 | - | 0 | 0 | - | 0 | 0 | - | 0 | 0 | - | 7305 | - | 232.8847 | 232.8847 | - | 0 | 0 | - | 0 | 0 | -
7306 | 0 | 0 | 0 | 161.1102 | 0 | 0 | 263.543 | 0 | 0 | 0 | 7306 | 0 | 0 | 0 | 0 | 0 | 0 | 0 | 0 | 0 | 0 | 7306 | - | 0 | 0 | - | 0 | 0 | - | 500 | 500 | - | 7306 | - | 0 | 0 | - | 0 | 0 | - | 0 | 0 | -
7307 | 0 | 0 | 0 | 872.2744 | 0 | 0 | 522.3946 | 481.2111 | 164.599 | 0 | 7307 | 0 | 0 | 0 | 0 | 0 | 0 | 0 | 0 | 0 | 0 | 7307 | - | 98.6559 | 98.6559 | - | 186.9139 | 211.054 | - | 500 | 500 | - | 7307 | - | 0 | 0 | - | 0 | 0 | - | 0 | 0 | -
7308 | 0 | 0 | 0 | 298.6318 | 0 | 0 | 364.9542 | 0 | 0 | 0 | 7308 | 0 | 0 | 0 | 0 | 0 | 0 | 0 | 0 | 0 | 0 | 7308 | - | 0 | 0 | - | 500 | 0 | - | 500 | 500 | - | 7308 | - | 0 | 0 | - | 0 | 0 | - | 0 | 0 | -
7309 | 0 | 0 | 0 | 0 | 0 | 0 | 0 | 0 | 0 | 0 | 7309 | 0 | 0 | 0 | 0 | 0 | 0 | 0 | 0 | 0 | 0 | 7309 | - | 0 | 0 | - | 479.7528 | 0 | - | 0 | 0 | - | 7309 | - | 0 | 0 | - | 0 | 0 | - | 0 | 0 | -
7310 | 0 | 0 | 0 | 0 | 0 | 0 | 0 | 0 | 0 | 0 | 7310 | 0 | 0 | 0 | 0 | 0 | 0 | 0 | 0 | 0 | 0 | 7310 | - | 0 | 0 | - | 0 | 0 | - | 0 | 0 | - | 7310 | - | 0 | 0 | - | 0 | 0 | - | 0 | 0 | -
7311 | 0 | 0 | 0 | 0 | 0 | 0 | 0 | 0 | 0 | 0 | 7311 | 0 | 0 | 0 | 0 | 0 | 0 | 0 | 0 | 0 | 0 | 7311 | - | 0 | 0 | - | 0 | 0 | - | 0 | 0 | - | 7311 | - | 0 | 0 | - | 0 | 0 | - | 0 | 0 | -
7312 | 0 | 0 | 0 | 0 | 0 | 0 | 0 | 0 | 0 | 0 | 7312 | 0 | 0 | 0 | 0 | 0 | 0 | 0 | 0 | 0 | 0 | 7312 | - | 0 | 0 | - | 500 | 500 | - | 0 | 0 | - | 7312 | - | 0 | 0 | - | 0 | 0 | - | 0 | 0 | -
7313 | 0 | 0 | 0 | 0 | 0 | 0 | 0 | 0 | 0 | 0 | 7313 | 0 | 0 | 0 | 0 | 0 | 0 | 0 | 0 | 0 | 0 | 7313 | - | 23.168 | 23.168 | - | 500 | 500 | - | 0 | 0 | - | 7313 | - | 0 | 0 | - | 0 | 0 | - | 0 | 0 | -
7314 | 0 | 0 | 0 | 1108.4513 | 0 | 0 | 0 | 0 | 0 | 0 | 7314 | 0 | 0 | 0 | 0 | 0 | 0 | 0 | 0 | 0 | 0 | 7314 | - | 500 | 500 | - | 500 | 500 | - | 0 | 0 | - | 7314 | - | 0 | 0 | - | 0 | 0 | - | 0 | 0 | -
7315 | 0 | 0 | 0 | 0 | 0 | 0 | 0 | 0 | 0 | 0 | 7315 | 0 | 0 | 0 | 0 | 0 | 0 | 0 | 0 | 0 | 0 | 7315 | - | 500 | 500 | - | 500 | 500 | - | 0 | 0 | - | 7315 | - | 0 | 0 | - | 0 | 0 | - | 0 | 0 | -
7316 | 0 | 134.4231 | 0 | 0 | 0 | 0 | 0 | 0 | 0 | 0 | 7316 | 0 | 0 | 0 | 0 | 0 | 0 | 0 | 0 | 0 | 0 | 7316 | - | 500 | 500 | - | 500 | 500 | - | 0 | 0 | - | 7316 | - | 0 | 0 | - | 0 | 0 | - | 0 | 0 | -
7317 | 451.4596 | 78.7696 | 0 | 0 | 0 | 0 | 0 | 0 | 0 | 451.4596 | 7317 | 0 | 0 | 0 | 0 | 0 | 0 | 0 | 0 | 0 | 451.4596 | 7317 | - | 500 | 500 | - | 500 | 500 | - | 0 | 0 | - | 7317 | - | 0 | 0 | - | 0 | 0 | - | 0 | 0 | -
7318 | 365.5279 | 564.4521 | 232.1744 | 0 | 0 | 0 | 0 | 0 | 0 | 365.5279 | 7318 | 0 | 0 | 0 | 0 | 0 | 0 | 0 | 0 | 0 | 365.5279 | 7318 | - | 500 | 500 | - | 500 | 0 | - | 0 | 0 | - | 7318 | - | 0 | 0 | - | 0 | 0 | - | 0 | 0 | -
7319 | 933.7004 | 552.6416 | 147.0743 | 0 | 0 | 146.1487 | 0 | 0 | 0 | 933.7004 | 7319 | 0 | 0 | 0 | 0 | 0 | 0 | 0 | 0 | 0 | 933.7004 | 7319 | - | 500 | 500 | - | 0 | 500 | - | 0 | 0 | - | 7319 | - | 0 | 0 | - | 0 | 0 | - | 0 | 0 | -
7320 | 383.7026 | 224.3534 | 0 | 0 | 1000 | 0 | 0 | 0 | 0 | 383.7026 | 7320 | 0 | 0 | 0 | 0 | 0 | 0 | 0 | 0 | 0 | 383.7026 | 7320 | - | 500 | 500 | - | 500 | 500 | - | 0 | 0 | - | 7320 | - | 0 | 0 | - | 0 | 0 | - | 0 | 0 | -
7321 | 0 | 72.3387 | 0 | 0 | 173.158 | 233.1 | 0 | 0 | 0 | 0 | 7321 | 0 | 0 | 0 | 0 | 0 | 0 | 0 | 0 | 0 | 0 | 7321 | - | 500 | 500 | - | 500 | 500 | - | 122.2533 | 0 | - | 7321 | - | 0 | 0 | - | 0 | 0 | - | 0 | 0 | -
7322 | 0 | 0 | 0 | 0 | 0 | 0 | 0 | 0 | 0 | 0 | 7322 | 0 | 0 | 0 | 0 | 0 | 0 | 0 | 0 | 0 | 0 | 7322 | - | 500 | 500 | - | 0 | 500 | - | 500 | 0 | - | 7322 | - | 0 | 0 | - | 0 | 0 | - | 0 | 0 | -
7323 | 0 | 0 | 0 | 0 | 0 | 0 | 0 | 0 | 0 | 0 | 7323 | 0 | 0 | 0 | 0 | 0 | 0 | 0 | 0 | 0 | 0 | 7323 | - | 500 | 500 | - | 0 | 0 | - | 0 | 0 | - | 7323 | - | 0 | 0 | - | 0 | 0 | - | 0 | 0 | -
7324 | 0 | 0 | 0 | 0 | 0 | 0 | 0 | 0 | 0 | 0 | 7324 | 0 | 0 | 0 | 0 | 0 | 0 | 0 | 0 | 0 | 0 | 7324 | - | 0 | 0 | - | 500 | 0 | - | 0 | 0 | - | 7324 | - | 0 | 0 | - | 0 | 0 | - | 0 | 0 | -
7325 | 0 | 0 | 0 | 0 | 0 | 0 | 0 | 0 | 0 | 0 | 7325 | 0 | 0 | 0 | 0 | 0 | 0 | 0 | 0 | 0 | 0 | 7325 | - | 0 | 0 | - | 500 | 0 | - | 500 | 0 | - | 7325 | - | 0 | 0 | - | 0 | 0 | - | 0 | 0 | -
7326 | 0 | 0 | 0 | 0 | 0 | 0 | 0 | 0 | 0 | 0 | 7326 | 0 | 0 | 0 | 0 | 0 | 0 | 0 | 0 | 0 | 0 | 7326 | - | 0 | 0 | - | 0 | 0 | - | 500 | 0 | - | 7326 | - | 0 | 0 | - | 0 | 0 | - | 0 | 0 | -
7327 | 0 | 0 | 0 | 0 | 0 | 0 | 0 | 0 | 0 | 0 | 7327 | 0 | 0 | 0 | 0 | 0 | 0 | 0 | 0 | 0 | 0 | 7327 | - | 0 | 0 | - | 0 | 0 | - | 0 | 0 | - | 7327 | - | 0 | 0 | - | 0 | 0 | - | 0 | 0 | -
7328 | 0 | 0 | 0 | 0 | 0 | 0 | 0 | 0 | 0 | 0 | 7328 | 0 | 0 | 0 | 0 | 0 | 0 | 0 | 0 | 0 | 0 | 7328 | - | 0 | 0 | - | 0 | 302.859 | - | 0 | 0 | - | 7328 | - | 0 | 0 | - | 0 | 0 | - | 0 | 0 | -
7329 | 0 | 0 | 0 | 0 | 0 | 0 | 0 | 0 | 0 | 0 | 7329 | 0 | 0 | 0 | 0 | 0 | 0 | 0 | 0 | 0 | 0 | 7329 | - | 0 | 0 | - | 0 | 470.4492 | - | 0 | 0 | - | 7329 | - | 0 | 0 | - | 0 | 0 | - | 0 | 0 | -
7330 | 31.0347 | 0 | 0 | 0 | 0 | 0 | 0 | 0 | 0 | 31.0347 | 7330 | 0 | 0 | 0 | 0 | 0 | 0 | 0 | 0 | 0 | 31.0347 | 7330 | - | 31.0347 | 31.0347 | - | 0 | 283.8657 | - | 0 | 0 | - | 7330 | - | 0 | 0 | - | 0 | 0 | - | 0 | 0 | -
7331 | 169.4676 | 0 | 0 | 0 | 0 | 0 | 0 | 0 | 0 | 169.4676 | 7331 | 0 | 0 | 0 | 0 | 0 | 0 | 0 | 0 | 0 | 169.4676 | 7331 | - | 169.4676 | 169.4676 | - | 0 | 398.4388 | - | 0 | 0 | - | 7331 | - | 0 | 0 | - | 0 | 0 | - | 0 | 0 | -
7332 | 105.575 | 0 | 0 | 0 | 453.8204 | 0 | 0 | 0 | 0 | 105.575 | 7332 | 0 | 0 | 0 | 0 | 0 | 0 | 0 | 0 | 0 | 105.575 | 7332 | - | 105.575 | 105.575 | - | 0 | 0 | - | 0 | 0 | - | 7332 | - | 0 | 0 | - | 0 | 0 | - | 0 | 0 | -
7333 | 0 | 0 | 0 | 0 | 0 | 0 | 0 | 0 | 0 | 0 | 7333 | 0 | 0 | 0 | 0 | 0 | 0 | 0 | 0 | 0 | 0 | 7333 | - | 0 | 0 | - | 0 | 0 | - | 0 | 0 | - | 7333 | - | 0 | 0 | - | 0 | 0 | - | 0 | 0 | -
7334 | 0 | 0 | 0 | 0 | 0 | 0 | 0 | 0 | 0 | 0 | 7334 | 0 | 0 | 0 | 0 | 0 | 0 | 0 | 0 | 0 | 0 | 7334 | - | 0 | 0 | - | 0 | 0 | - | 0 | 0 | - | 7334 | - | 0 | 0 | - | 0 | 0 | - | 0 | 0 | -
7335 | 0 | 0 | 0 | 0 | 0 | 0 | 0 | 0 | 0 | 0 | 7335 | 0 | 0 | 0 | 0 | 0 | 0 | 0 | 0 | 0 | 0 | 7335 | - | 0 | 0 | - | 0 | 0 | - | 0 | 0 | - | 7335 | - | 0 | 0 | - | 0 | 0 | - | 0 | 0 | -
7336 | 0 | 0 | 0 | 0 | 0 | 0 | 0 | 0 | 0 | 0 | 7336 | 0 | 0 | 0 | 0 | 0 | 0 | 0 | 0 | 0 | 0 | 7336 | - | 0 | 0 | - | 0 | 0 | - | 0 | 122.2533 | - | 7336 | - | 0 | 0 | - | 0 | 0 | - | 0 | 0 | -
7337 | 0 | 0 | 0 | 0 | 0 | 0 | 0 | 0 | 0 | 0 | 7337 | 0 | 0 | 0 | 0 | 0 | 0 | 0 | 0 | 0 | 0 | 7337 | - | 0 | 0 | - | 0 | 0 | - | 0 | 500 | - | 7337 | - | 0 | 0 | - | 0 | 0 | - | 0 | 0 | -
7338 | 0 | 0 | 0 | 0 | 0 | 0 | 0 | 0 | 0 | 0 | 7338 | 0 | 0 | 0 | 0 | 0 | 0 | 0 | 0 | 0 | 0 | 7338 | - | 0 | 0 | - | 0 | 0 | - | 0 | 500 | - | 7338 | - | 0 | 0 | - | 0 | 0 | - | 0 | 0 | -
7339 | 0 | 0 | 0 | 0 | 0 | 0 | 0 | 0 | 0 | 0 | 7339 | 0 | 0 | 0 | 0 | 0 | 0 | 0 | 0 | 0 | 0 | 7339 | - | 0 | 0 | - | 0 | 0 | - | 0 | 500 | - | 7339 | - | 0 | 0 | - | 0 | 0 | - | 0 | 0 | -
7340 | 0 | 0 | 0 | 0 | 0 | 0 | 0 | 0 | 0 | 0 | 7340 | 0 | 0 | 0 | 0 | 0 | 0 | 0 | 0 | 0 | 0 | 7340 | - | 0 | 0 | - | 0 | 0 | - | 0 | 0 | - | 7340 | - | 0 | 0 | - | 0 | 0 | - | 0 | 0 | -
7341 | 0 | 0 | 0 | 0 | 0 | 0 | 0 | 0 | 0 | 0 | 7341 | 0 | 0 | 0 | 0 | 0 | 0 | 0 | 0 | 0 | 0 | 7341 | - | 0 | 0 | - | 0 | 0 | - | 0 | 0 | - | 7341 | - | 0 | 0 | - | 0 | 0 | - | 0 | 0 | -
7342 | 0 | 0 | 0 | 0 | 0 | 0 | 0 | 0 | 0 | 0 | 7342 | 0 | 0 | 0 | 0 | 0 | 0 | 0 | 0 | 0 | 0 | 7342 | - | 0 | 0 | - | 0 | 0 | - | 0 | 0 | - | 7342 | - | 0 | 0 | - | 0 | 0 | - | 0 | 0 | -
7343 | 0 | 0 | 0 | 0 | 0 | 0 | 0 | 0 | 0 | 0 | 7343 | 0 | 0 | 0 | 0 | 0 | 0 | 0 | 0 | 0 | 0 | 7343 | - | 0 | 0 | - | 0 | 0 | - | 0 | 0 | - | 7343 | - | 0 | 0 | - | 0 | 0 | - | 0 | 0 | -
7344 | 0 | 0 | 0 | 0 | 0 | 0 | 0 | 0 | 0 | 0 | 7344 | 0 | 0 | 0 | 0 | 0 | 0 | 0 | 0 | 0 | 0 | 7344 | - | 0 | 0 | - | 0 | 0 | - | 0 | 0 | - | 7344 | - | 0 | 0 | - | 0 | 0 | - | 0 | 0 | -
7345 | 0 | 0 | 0 | 0 | 0 | 0 | 0 | 0 | 0 | 0 | 7345 | 0 | 0 | 0 | 0 | 0 | 0 | 0 | 0 | 0 | 0 | 7345 | - | 0 | 0 | - | 0 | 0 | - | 0 | 0 | - | 7345 | - | 0 | 0 | - | 0 | 0 | - | 0 | 0 | -
7346 | 0 | 0 | 0 | 0 | 0 | 0 | 0 | 0 | 0 | 0 | 7346 | 0 | 0 | 0 | 0 | 0 | 0 | 0 | 0 | 0 | 0 | 7346 | - | 0 | 0 | - | 0 | 0 | - | 0 | 0 | - | 7346 | - | 0 | 0 | - | 0 | 0 | - | 0 | 0 | -
7347 | 0 | 0 | 0 | 0 | 0 | 0 | 0 | 0 | 0 | 0 | 7347 | 0 | 0 | 0 | 0 | 0 | 0 | 0 | 0 | 0 | 0 | 7347 | - | 0 | 0 | - | 0 | 0 | - | 0 | 0 | - | 7347 | - | 0 | 0 | - | 0 | 0 | - | 0 | 0 | -
7348 | 0 | 0 | 0 | 0 | 0 | 0 | 0 | 0 | 0 | 0 | 7348 | 0 | 39.5659 | 0 | 0 | 0 | 0 | 0 | 0 | 0 | 0 | 7348 | - | 0 | 0 | - | 0 | 0 | - | 0 | 0 | - | 7348 | - | 0 | 39.5659 | - | 0 | 0 | - | 0 | 0 | -
7349 | 0 | 0 | 0 | 0 | 0 | 0 | 0 | 0 | 0 | 0 | 7349 | 0 | 0 | 0 | 0 | 0 | 0 | 0 | 0 | 0 | 0 | 7349 | - | 0 | 0 | - | 0 | 0 | - | 0 | 0 | - | 7349 | - | 367.1084 | 217.1084 | - | 63.1749 | 63.1749 | - | 0 | 0 | -
7350 | 0 | 0 | 0 | 0 | 0 | 0 | 0 | 0 | 0 | 0 | 7350 | 362.5795 | 0 | 0 | 0 | 0 | 0 | 0 | 0 | 0 | 0 | 7350 | - | 0 | 0 | - | 0 | 0 | - | 0 | 0 | - | 7350 | - | 500 | 362.5795 | - | 500 | 500 | - | 0 | 0 | -
7351 | 0 | 0 | 0 | 0 | 0 | 0 | 0 | 0 | 0 | 0 | 7351 | 426.3528 | 0 | 0 | 517.9416 | 17.9416 | 0 | 0 | 0 | 0 | 0 | 7351 | - | 0 | 0 | - | 0 | 0 | - | 0 | 0 | - | 7351 | - | 500 | 426.3528 | - | 500 | 500 | - | 200 | 200 | -
7352 | 0 | 0 | 0 | 0 | 0 | 0 | 0 | 0 | 0 | 0 | 7352 | 489.2838 | 0 | 0 | 705.1798 | 376.3105 | 233.1 | 430.5973 | 40.4723 | 0 | 0 | 7352 | - | 0 | 0 | - | 0 | 0 | - | 0 | 0 | - | 7352 | - | 500 | 489.2838 | - | 500 | 500 | - | 500 | 500 | -
7353 | 0 | 0 | 0 | 0 | 0 | 0 | 0 | 0 | 0 | 0 | 7353 | 0 | 0 | 0 | 710.7972 | 388.2116 | 89.2614 | 697.5587 | 215.1088 | 143.4384 | 0 | 7353 | - | 0 | 0 | - | 0 | 0 | - | 0 | 0 | - | 7353 | - | 0 | 0 | - | 500 | 500 | - | 500 | 500 | -
7354 | 0 | 0 | 0 | 0 | 0 | 0 | 0 | 0 | 0 | 0 | 7354 | 0 | 0 | 0 | 0 | 404.7137 | 0 | 848.9991 | 348.9991 | 178.923 | 0 | 7354 | - | 0 | 0 | - | 0 | 0 | - | 0 | 0 | - | 7354 | - | 0 | 0 | - | 500 | 500 | - | 500 | 500 | -
7355 | 0 | 0 | 0 | 0 | 0 | 0 | 0 | 0 | 0 | 0 | 7355 | 0 | 0 | 0 | 0 | 0 | 0 | 97.2424 | 423.9537 | 0 | 0 | 7355 | - | 0 | 0 | - | 0 | 0 | - | 0 | 0 | - | 7355 | - | 0 | 0 | - | 500 | 500 | - | 500 | 500 | -
7356 | 0 | 0 | 0 | 0 | 0 | 0 | 0 | 0 | 0 | 0 | 7356 | 0 | 0 | 0 | 0 | 0 | 0 | 0 | 31.1251 | 0 | 0 | 7356 | - | 0 | 0 | - | 0 | 0 | - | 0 | 0 | - | 7356 | - | 0 | 0 | - | 500 | 500 | - | 500 | 500 | -
7357 | 0 | 0 | 0 | 0 | 0 | 0 | 0 | 0 | 0 | 0 | 7357 | 0 | 0 | 0 | 0 | 195.7543 | 0 | 0 | 0 | 0 | 0 | 7357 | - | 0 | 0 | - | 0 | 0 | - | 0 | 0 | - | 7357 | - | 0 | 0 | - | 500 | 500 | - | 0 | 0 | -
7358 | 0 | 0 | 0 | 0 | 0 | 0 | 0 | 0 | 0 | 0 | 7358 | 0 | 0 | 0 | 140.479 | 0 | 0 | 0 | 0 | 0 | 0 | 7358 | - | 0 | 0 | - | 0 | 0 | - | 0 | 0 | - | 7358 | - | 500 | 397.5415 | - | 500 | 500 | - | 0 | 0 | -
7359 | 0 | 0 | 0 | 0 | 0 | 0 | 0 | 0 | 0 | 0 | 7359 | 546.6527 | 546.6527 | 46.6527 | 0 | 0 | 0 | 0 | 0 | 0 | 0 | 7359 | - | 0 | 0 | - | 0 | 0 | - | 0 | 0 | - | 7359 | - | 0 | 500 | - | 309.1152 | 309.1152 | - | 0 | 0 | -
7360 | 0 | 0 | 0 | 0 | 0 | 0 | 111.5758 | 0 | 0 | 0 | 7360 | 0 | 20.6558 | 20.6558 | 0 | 0 | 0 | 0 | 0 | 0 | 0 | 7360 | - | 0 | 0 | - | 0 | 0 | - | 0 | 0 | - | 7360 | - | 500 | 500 | - | 0 | 0 | - | 0 | 0 | -
7361 | 0 | 0 | 0 | 72.4166 | 0 | 0 | 664.3852 | 423.5771 | 180.0331 | 0 | 7361 | 98.8675 | 68.4523 | 0 | 0 | 0 | 0 | 0 | 0 | 0 | 0 | 7361 | - | 0 | 0 | - | 72.4166 | 72.4166 | - | 0 | 0 | - | 7361 | - | 500 | 487.9301 | - | 0 | 0 | - | 0 | 0 | -
7362 | 0 | 0 | 0 | 228.9854 | 0 | 206.354 | 237.744 | 0 | 0 | 0 | 7362 | 0 | 504.389 | 157.4801 | 0 | 0 | 0 | 0 | 0 | 0 | 0 | 7362 | - | 0 | 0 | - | 228.9854 | 22.6314 | - | 0 | 0 | - | 7362 | - | 0 | 346.9089 | - | 0 | 0 | - | 0 | 0 | -
7363 | 0 | 0 | 0 | 42.1591 | 0 | 0 | 0 | 0 | 0 | 0 | 7363 | 0 | 5.3013 | 5.3013 | 0 | 0 | 0 | 0 | 0 | 0 | 0 | 7363 | - | 0 | 0 | - | 42.1591 | 42.1591 | - | 0 | 0 | - | 7363 | - | 500 | 500 | - | 0 | 0 | - | 0 | 0 | -
7364 | 0 | 0 | 0 | 31.1827 | 0 | 0 | 0 | 0 | 0 | 0 | 7364 | 30.1133 | 0 | 0 | 0 | 0 | 0 | 0 | 0 | 0 | 0 | 7364 | - | 0 | 0 | - | 31.1827 | 31.1827 | - | 0 | 0 | - | 7364 | - | 500 | 420.9719 | - | 0 | 0 | - | 0 | 0 | -
7365 | 0 | 0 | 0 | 137.9539 | 0 | 137.9539 | 0 | 0 | 0 | 0 | 7365 | 0 | 0 | 0 | 0 | 0 | 0 | 0 | 0 | 0 | 0 | 7365 | - | 0 | 0 | - | 137.9539 | 0 | - | 0 | 0 | - | 7365 | - | 463.3227 | 313.3227 | - | 0 | 0 | - | 0 | 0 | -
7366 | 0 | 0 | 0 | 440.9829 | 440.9829 | 0 | 0 | 0 | 0 | 0 | 7366 | 0 | 0 | 0 | 0 | 0 | 0 | 0 | 0 | 0 | 0 | 7366 | - | 0 | 0 | - | 0 | 440.9829 | - | 0 | 0 | - | 7366 | - | 327.4557 | 177.4557 | - | 0 | 0 | - | 0 | 0 | -
7367 | 0 | 0 | 0 | 492.4257 | 315.3074 | 0 | 0 | 0 | 0 | 0 | 7367 | 28.2765 | 0 | 0 | 0 | 0 | 0 | 0 | 0 | 0 | 0 | 7367 | - | 0 | 0 | - | 76.1183 | 198.7341 | - | 0 | 0 | - | 7367 | - | 242.1132 | 115.3356 | - | 0 | 0 | - | 0 | 0 | -
7368 | 0 | 0 | 0 | 327.902 | 0 | 0 | 0 | 0 | 0 | 0 | 7368 | 0 | 28.9174 | 0 | 0 | 0 | 0 | 0 | 0 | 0 | 0 | 7368 | - | 0 | 0 | - | 172.9956 | 0 | - | 0 | 0 | - | 7368 | - | 0 | 28.9174 | - | 0 | 0 | - | 0 | 0 | -
7369 | 0 | 0 | 0 | 158.7525 | 0 | 0 | 0 | 0 | 0 | 0 | 7369 | 0 | 0 | 0 | 0 | 0 | 0 | 0 | 0 | 0 | 0 | 7369 | - | 0 | 0 | - | 46.2951 | 0 | - | 0 | 0 | - | 7369 | - | 0 | 0 | - | 0 | 0 | - | 0 | 0 | -
7370 | 0 | 0 | 0 | 0 | 0 | 0 | 0 | 0 | 0 | 0 | 7370 | 0 | 0 | 0 | 0 | 0 | 0 | 0 | 0 | 0 | 0 | 7370 | - | 0 | 0 | - | 0 | 0 | - | 0 | 0 | - | 7370 | - | 0 | 0 | - | 0 | 0 | - | 0 | 0 | -
7371 | 0 | 0 | 0 | 0 | 0 | 0 | 0 | 0 | 0 | 0 | 7371 | 0 | 0 | 0 | 0 | 0 | 0 | 0 | 0 | 0 | 0 | 7371 | - | 0 | 0 | - | 0 | 0 | - | 0 | 0 | - | 7371 | - | 0 | 0 | - | 0 | 0 | - | 0 | 0 | -
7372 | 0 | 0 | 0 | 0 | 0 | 0 | 0 | 0 | 0 | 0 | 7372 | 0 | 0 | 0 | 0 | 0 | 0 | 0 | 0 | 0 | 0 | 7372 | - | 0 | 0 | - | 0 | 0 | - | 0 | 0 | - | 7372 | - | 0 | 0 | - | 0 | 0 | - | 0 | 0 | -
7373 | 0 | 0 | 0 | 0 | 0 | 0 | 0 | 0 | 0 | 0 | 7373 | 0 | 0 | 0 | 0 | 0 | 0 | 0 | 0 | 0 | 0 | 7373 | - | 0 | 0 | - | 0 | 0 | - | 0 | 0 | - | 7373 | - | 0 | 0 | - | 113.7474 | 113.7474 | - | 0 | 0 | -
7374 | 0 | 0 | 0 | 0 | 0 | 0 | 0 | 0 | 0 | 0 | 7374 | 0 | 0 | 0 | 529.6576 | 26.3386 | 59.5618 | 0 | 0 | 0 | 0 | 7374 | - | 0 | 0 | - | 0 | 0 | - | 0 | 0 | - | 7374 | - | 0 | 0 | - | 500 | 500 | - | 0 | 0 | -
7375 | 0 | 0 | 0 | 0 | 0 | 0 | 0 | 0 | 0 | 0 | 7375 | 92.2714 | 92.2714 | 92.2714 | 1113.1892 | 616.5082 | 233.1 | 0 | 0 | 0 | 0 | 7375 | - | 0 | 0 | - | 0 | 0 | - | 0 | 0 | - | 7375 | - | 0 | 0 | - | 500 | 500 | - | 0 | 0 | -
7376 | 0 | 0 | 0 | 0 | 0 | 0 | 0 | 0 | 0 | 0 | 7376 | 0 | 76.7259 | 0 | 0 | 0 | 0 | 0 | 0 | 0 | 0 | 7376 | - | 0 | 0 | - | 0 | 0 | - | 0 | 0 | - | 7376 | - | 0 | 76.7259 | - | 68.529 | 68.529 | - | 0 | 0 | -
7377 | 0 | 0 | 0 | 0 | 0 | 0 | 0 | 0 | 0 | 0 | 7377 | 0 | 0 | 0 | 0 | 0 | 0 | 0 | 0 | 0 | 0 | 7377 | - | 0 | 0 | - | 0 | 0 | - | 0 | 0 | - | 7377 | - | 0 | 0 | - | 0 | 0 | - | 0 | 0 | -
7378 | 0 | 0 | 0 | 0 | 0 | 0 | 0 | 0 | 0 | 0 | 7378 | 0 | 0 | 0 | 0 | 0 | 0 | 0 | 0 | 0 | 0 | 7378 | - | 0 | 0 | - | 0 | 0 | - | 0 | 0 | - | 7378 | - | 0 | 0 | - | 0 | 0 | - | 0 | 0 | -
7379 | 0 | 0 | 0 | 0 | 0 | 0 | 0 | 0 | 0 | 0 | 7379 | 0 | 0 | 0 | 0 | 0 | 0 | 0 | 0 | 0 | 0 | 7379 | - | 0 | 0 | - | 0 | 0 | - | 0 | 0 | - | 7379 | - | 0 | 0 | - | 0 | 0 | - | 0 | 0 | -
7380 | 0 | 0 | 0 | 0 | 0 | 0 | 0 | 0 | 0 | 0 | 7380 | 0 | 0 | 0 | 0 | 0 | 0 | 0 | 0 | 0 | 0 | 7380 | - | 0 | 0 | - | 500 | 500 | - | 0 | 0 | - | 7380 | - | 0 | 0 | - | 0 | 0 | - | 0 | 0 | -
7381 | 0 | 0 | 0 | 0 | 0 | 0 | 0 | 0 | 0 | 0 | 7381 | 0 | 0 | 0 | 0 | 0 | 0 | 0 | 0 | 0 | 0 | 7381 | - | 0 | 0 | - | 500 | 500 | - | 0 | 0 | - | 7381 | - | 0 | 0 | - | 0 | 0 | - | 0 | 0 | -
7382 | 0 | 0 | 0 | 0 | 0 | 0 | 0 | 0 | 0 | 0 | 7382 | 0 | 0 | 0 | 0 | 0 | 0 | 0 | 0 | 0 | 0 | 7382 | - | 500 | 500 | - | 0 | 0 | - | 0 | 0 | - | 7382 | - | 0 | 0 | - | 0 | 0 | - | 0 | 0 | -
7383 | 0 | 0 | 0 | 0 | 0 | 0 | 0 | 0 | 0 | 0 | 7383 | 0 | 0 | 0 | 0 | 0 | 0 | 0 | 0 | 0 | 0 | 7383 | - | 0 | 0 | - | 0 | 0 | - | 0 | 0 | - | 7383 | - | 0 | 0 | - | 0 | 0 | - | 0 | 0 | -
7384 | 0 | 0 | 0 | 0 | 0 | 0 | 0 | 0 | 0 | 0 | 7384 | 0 | 0 | 0 | 0 | 0 | 0 | 0 | 0 | 0 | 0 | 7384 | - | 0 | 0 | - | 0 | 0 | - | 0 | 0 | - | 7384 | - | 0 | 0 | - | 0 | 0 | - | 0 | 0 | -
7385 | 0 | 0 | 0 | 0 | 0 | 0 | 0 | 0 | 0 | 0 | 7385 | 0 | 0 | 0 | 0 | 0 | 0 | 0 | 0 | 0 | 0 | 7385 | - | 0 | 0 | - | 0 | 0 | - | 0 | 0 | - | 7385 | - | 0 | 0 | - | 0 | 0 | - | 0 | 0 | -
7386 | 0 | 0 | 0 | 0 | 0 | 0 | 0 | 0 | 0 | 0 | 7386 | 0 | 0 | 0 | 0 | 0 | 0 | 0 | 0 | 0 | 0 | 7386 | - | 0 | 0 | - | 0 | 28.5257 | - | 0 | 0 | - | 7386 | - | 0 | 0 | - | 0 | 0 | - | 0 | 0 | -
7387 | 0 | 0 | 0 | 0 | 0 | 0 | 0 | 0 | 0 | 0 | 7387 | 0 | 0 | 0 | 0 | 0 | 0 | 0 | 0 | 0 | 0 | 7387 | - | 333.3333 | 333.3333 | - | 66.624 | 38.0983 | - | 0 | 0 | - | 7387 | - | 0 | 0 | - | 0 | 0 | - | 0 | 0 | -
7388 | 0 | 0 | 0 | 0 | 0 | 0 | 0 | 0 | 0 | 0 | 7388 | 0 | 0 | 0 | 0 | 0 | 0 | 0 | 0 | 0 | 0 | 7388 | - | 500 | 500 | - | 266.7094 | 266.7094 | - | 0 | 0 | - | 7388 | - | 0 | 0 | - | 0 | 0 | - | 0 | 0 | -
7389 | 0 | 0 | 0 | 0 | 0 | 0 | 0 | 0 | 0 | 0 | 7389 | 0 | 0 | 0 | 0 | 0 | 0 | 0 | 0 | 0 | 0 | 7389 | - | 500 | 500 | - | 500 | 500 | - | 0 | 0 | - | 7389 | - | 0 | 0 | - | 0 | 0 | - | 0 | 0 | -
7390 | 0 | 0 | 0 | 0 | 0 | 0 | 0 | 0 | 0 | 0 | 7390 | 0 | 0 | 0 | 0 | 0 | 0 | 0 | 0 | 0 | 0 | 7390 | - | 500 | 500 | - | 500 | 500 | - | 0 | 0 | - | 7390 | - | 0 | 0 | - | 0 | 0 | - | 0 | 0 | -
7391 | 342.0412 | 0 | 0 | 0 | 0 | 0 | 122.7787 | 9.5912 | 9.5912 | 342.0412 | 7391 | 0 | 0 | 0 | 0 | 0 | 0 | 0 | 0 | 0 | 342.0412 | 7391 | - | 500 | 500 | - | 500 | 500 | - | 0 | 0 | - | 7391 | - | 0 | 0 | - | 0 | 0 | - | 0 | 0 | -
7392 | 878.1927 | 813.4892 | 189.6243 | 1220.2338 | 813.4892 | 189.6243 | 83.75 | 0 | 0 | 878.1927 | 7392 | 0 | 0 | 0 | 0 | 0 | 0 | 0 | 0 | 0 | 878.1927 | 7392 | - | 500 | 500 | - | 500 | 500 | - | 0 | 0 | - | 7392 | - | 0 | 0 | - | 0 | 0 | - | 0 | 0 | -
7393 | 391.3691 | 0 | 0 | 0 | 0 | 0 | 0 | 0 | 0 | 391.3691 | 7393 | 0 | 0 | 0 | 0 | 0 | 0 | 21.2522 | 0 | 0 | 391.3691 | 7393 | - | 0 | 0 | - | 0 | 0 | - | 0 | 0 | - | 7393 | - | 0 | 0 | - | 346.7682 | 346.7682 | - | 21.2522 | 21.2522 | -
7394 | 618.6228 | 0 | 0 | 0 | 0 | 0 | 0 | 0 | 0 | 618.6228 | 7394 | 0 | 0 | 0 | 0 | 0 | 0 | 0 | 0 | 0 | 618.6228 | 7394 | - | 0 | 0 | - | 0 | 0 | - | 0 | 0 | - | 7394 | - | 0 | 0 | - | 251.4939 | 251.4939 | - | 0 | 0 | -
7395 | 210.2419 | 0 | 0 | 0 | 0 | 0 | 0 | 0 | 0 | 210.2419 | 7395 | 0 | 0 | 0 | 0 | 0 | 0 | 2.6297 | 0 | 0 | 210.2419 | 7395 | - | 0 | 0 | - | 0 | 0 | - | 0 | 0 | - | 7395 | - | 0 | 0 | - | 283.3727 | 283.3727 | - | 2.6297 | 2.6297 | -
7396 | 0 | 0 | 0 | 0 | 0 | 0 | 0 | 0 | 0 | 0 | 7396 | 0 | 0 | 0 | 0 | 0 | 0 | 37.4754 | 0 | 0 | 0 | 7396 | - | 0 | 0 | - | 0 | 0 | - | 0 | 0 | - | 7396 | - | 0 | 0 | - | 293.7848 | 293.7848 | - | 37.4754 | 37.4754 | -
7397 | 0 | 0 | 0 | 0 | 0 | 0 | 0 | 0 | 0 | 0 | 7397 | 200.8688 | 0 | 0 | 231.5872 | 0 | 0 | 0 | 0 | 0 | 0 | 7397 | - | 0 | 0 | - | 0 | 0 | - | 0 | 0 | - | 7397 | - | 212.8981 | 212.8981 | - | 268.3245 | 268.3245 | - | 0 | 0 | -
7398 | 0 | 0 | 0 | 0 | 0 | 0 | 0 | 0 | 0 | 0 | 7398 | 237.6658 | 0 | 0 | 144.1743 | 0 | 0 | 0 | 0 | 0 | 0 | 7398 | - | 0 | 0 | - | 0 | 0 | - | 0 | 0 | - | 7398 | - | 237.6658 | 237.6658 | - | 151.2606 | 151.2606 | - | 0 | 0 | -
7399 | 0 | 0 | 0 | 81.3963 | 0 | 0 | 0 | 0 | 0 | 0 | 7399 | 66.9774 | 0 | 0 | 0 | 0 | 0 | 0 | 0 | 0 | 0 | 7399 | - | 0 | 0 | - | 81.3963 | 81.3963 | - | 500 | 0 | - | 7399 | - | 66.9774 | 66.9774 | - | 0 | 0 | - | 0 | 0 | -
7400 | 126.9915 | 0 | 0 | 375.235 | 0 | 0 | 0 | 0 | 189.6243 | 126.9915 | 7400 | 0 | 0 | 0 | 0 | 0 | 0 | 0 | 0 | 0 | 126.9915 | 7400 | - | 0 | 126.9915 | - | 375.235 | 375.235 | - | 500 | 0 | - | 7400 | - | 0 | 0 | - | 0 | 0 | - | 0 | 0 | -
7401 | 99.4657 | 0 | 0 | 334.3401 | 0 | 0 | 0 | 0 | 0 | 99.4657 | 7401 | 0 | 0 | 0 | 0 | 0 | 0 | 0 | 0 | 0 | 99.4657 | 7401 | - | 99.4657 | 99.4657 | - | 334.3401 | 334.3401 | - | 500 | 0 | - | 7401 | - | 0 | 0 | - | 0 | 0 | - | 0 | 0 | -
7402 | 0 | 0 | 0 | 0 | 0 | 0 | 0 | 0 | 0 | 0 | 7402 | 141.0636 | 0 | 0 | 0 | 0 | 0 | 0 | 0 | 0 | 0 | 7402 | - | 0 | 0 | - | 0 | 0 | - | 500 | 0 | - | 7402 | - | 141.0636 | 141.0636 | - | 0 | 0 | - | 0 | 0 | -
7403 | 0 | 0 | 0 | 0 | 0 | 0 | 0 | 0 | 0 | 0 | 7403 | 217.392 | 0 | 0 | 84.7338 | 0 | 0 | 0 | 0 | 0 | 0 | 7403 | - | 0 | 0 | - | 0 | 0 | - | 0 | 0 | - | 7403 | - | 217.392 | 217.392 | - | 84.7338 | 84.7338 | - | 0 | 0 | -
7404 | 0 | 0 | 0 | 0 | 0 | 0 | 0 | 0 | 0 | 0 | 7404 | 179.3767 | 0 | 0 | 171.2629 | 0 | 0 | 0 | 0 | 0 | 0 | 7404 | - | 0 | 0 | - | 0 | 0 | - | 0 | 0 | - | 7404 | - | 179.3767 | 179.3767 | - | 321.2405 | 171.2629 | - | 0 | 0 | -
7405 | 0 | 0 | 0 | 0 | 0 | 0 | 0 | 0 | 0 | 0 | 7405 | 151.1111 | 0 | 0 | 367.132 | 208.812 | 0 | 0 | 0 | 0 | 0 | 7405 | - | 0 | 0 | - | 0 | 0 | - | 0 | 0 | - | 7405 | - | 445.2464 | 489.3067 | - | 500 | 500 | - | 0 | 0 | -
7406 | 0 | 0 | 0 | 0 | 0 | 0 | 0 | 0 | 0 | 0 | 7406 | 482.5279 | 691.4658 | 161.1807 | 710.6342 | 482.6538 | 161.1807 | 0 | 0 | 0 | 0 | 7406 | - | 0 | 0 | - | 0 | 0 | - | 0 | 0 | - | 7406 | - | 13.7751 | 500 | - | 500 | 500 | - | 0 | 0 | -
7407 | 0 | 0 | 0 | 0 | 0 | 0 | 0 | 0 | 0 | 0 | 7407 | 388.7642 | 0 | 0 | 0 | 0 | 0 | 0 | 0 | 0 | 0 | 7407 | - | 0 | 0 | - | 0 | 0 | - | 192.846 | 0 | - | 7407 | - | 388.7642 | 388.7642 | - | 198.8544 | 348.832 | - | 0 | 0 | -
7408 | 0 | 0 | 0 | 0 | 0 | 0 | 0 | 0 | 0 | 0 | 7408 | 201.1385 | 0 | 0 | 0 | 0 | 0 | 0 | 0 | 0 | 0 | 7408 | - | 0 | 0 | - | 0 | 0 | - | 0 | 0 | - | 7408 | - | 201.1385 | 201.1385 | - | 140.8534 | 140.8534 | - | 0 | 0 | -
7409 | 0 | 0 | 0 | 0 | 0 | 0 | 0 | 0 | 0 | 0 | 7409 | 0 | 0 | 0 | 0 | 0 | 0 | 0 | 0 | 0 | 0 | 7409 | - | 0 | 0 | - | 0 | 0 | - | 0 | 500 | - | 7409 | - | 234.5205 | 234.5205 | - | 0 | 0 | - | 0 | 0 | -
7410 | 0 | 0 | 0 | 0 | 0 | 0 | 0 | 0 | 0 | 0 | 7410 | 0 | 0 | 0 | 0 | 0 | 0 | 0 | 0 | 0 | 0 | 7410 | - | 0 | 0 | - | 0 | 0 | - | 0 | 0 | - | 7410 | - | 0 | 0 | - | 0 | 0 | - | 0 | 0 | -
7411 | 0 | 0 | 0 | 0 | 0 | 0 | 0 | 0 | 0 | 0 | 7411 | 0 | 0 | 0 | 0 | 0 | 0 | 229.848 | 0 | 0 | 0 | 7411 | - | 0 | 0 | - | 0 | 0 | - | 0 | 0 | - | 7411 | - | 0 | 0 | - | 0 | 0 | - | 229.848 | 229.848 | -
7412 | 0 | 0 | 0 | 0 | 0 | 0 | 0 | 0 | 0 | 0 | 7412 | 0 | 0 | 0 | 0 | 0 | 0 | 0 | 0 | 0 | 0 | 7412 | - | 0 | 0 | - | 0 | 0 | - | 0 | 0 | - | 7412 | - | 0 | 0 | - | 0 | 0 | - | 0 | 0 | -
7413 | 0 | 0 | 0 | 0 | 0 | 0 | 0 | 0 | 0 | 0 | 7413 | 0 | 0 | 0 | 0 | 0 | 0 | 0 | 0 | 0 | 0 | 7413 | - | 0 | 0 | - | 0 | 0 | - | 0 | 0 | - | 7413 | - | 0 | 0 | - | 0 | 0 | - | 0 | 0 | -
7414 | 0 | 0 | 0 | 0 | 0 | 0 | 0 | 0 | 0 | 0 | 7414 | 0 | 0 | 0 | 0 | 0 | 0 | 0 | 0 | 0 | 0 | 7414 | - | 0 | 0 | - | 0 | 0 | - | 0 | 0 | - | 7414 | - | 0 | 0 | - | 0 | 0 | - | 0 | 0 | -
7415 | 0 | 0 | 0 | 0 | 0 | 0 | 0 | 0 | 0 | 0 | 7415 | 0 | 0 | 0 | 0 | 0 | 0 | 0 | 0 | 0 | 0 | 7415 | - | 0 | 0 | - | 0 | 0 | - | 0 | 0 | - | 7415 | - | 0 | 0 | - | 0 | 0 | - | 0 | 0 | -
7416 | 0 | 0 | 0 | 195.8638 | 0 | 0 | 0 | 0 | 0 | 0 | 7416 | 0 | 0 | 0 | 0 | 0 | 0 | 0 | 0 | 0 | 0 | 7416 | - | 0 | 0 | - | 217.8638 | 217.8638 | - | 0 | 0 | - | 7416 | - | 0 | 0 | - | 0 | 0 | - | 0 | 0 | -
7417 | 0 | 0 | 0 | 0 | 0 | 0 | 0 | 0 | 0 | 0 | 7417 | 0 | 0 | 0 | 0 | 0 | 0 | 0 | 0 | 0 | 0 | 7417 | - | 0 | 0 | - | 218.3237 | 218.3237 | - | 0 | 500 | - | 7417 | - | 0 | 0 | - | 0 | 0 | - | 0 | 0 | -
7418 | 0 | 0 | 0 | 0 | 0 | 0 | 0 | 0 | 0 | 0 | 7418 | 0 | 0 | 0 | 0 | 0 | 0 | 0 | 0 | 0 | 0 | 7418 | - | 0 | 0 | - | 140.08 | 140.08 | - | 0 | 0 | - | 7418 | - | 0 | 0 | - | 0 | 0 | - | 0 | 0 | -
7419 | 0 | 0 | 0 | 0 | 0 | 0 | 0 | 0 | 0 | 0 | 7419 | 0 | 0 | 0 | 0 | 0 | 0 | 0 | 0 | 0 | 0 | 7419 | - | 0 | 0 | - | 52.2632 | 52.2632 | - | 0 | 0 | - | 7419 | - | 0 | 0 | - | 0 | 0 | - | 0 | 0 | -
7420 | 0 | 0 | 0 | 0 | 0 | 0 | 0 | 0 | 0 | 0 | 7420 | 0 | 0 | 0 | 0 | 0 | 0 | 0 | 0 | 0 | 0 | 7420 | - | 0 | 500 | - | 0 | 0 | - | 0 | 500 | - | 7420 | - | 0 | 0 | - | 0 | 0 | - | 0 | 0 | -
7421 | 0 | 0 | 0 | 0 | 0 | 0 | 392.2668 | 0 | 0 | 0 | 7421 | 0 | 0 | 0 | 0 | 0 | 0 | 0 | 0 | 0 | 0 | 7421 | - | 0 | 480.9287 | - | 84.2145 | 84.2145 | - | 0 | 500 | - | 7421 | - | 0 | 0 | - | 0 | 0 | - | 0 | 0 | -
7422 | 0 | 0 | 0 | 0 | 0 | 0 | 726.6571 | 0 | 0 | 0 | 7422 | 0 | 0 | 0 | 0 | 0 | 0 | 0 | 0 | 0 | 0 | 7422 | - | 0 | 0 | - | 40.1042 | 40.1042 | - | 0 | 0 | - | 7422 | - | 0 | 0 | - | 0 | 0 | - | 0 | 0 | -
7423 | 0 | 0 | 0 | 0 | 0 | 0 | 443.9044 | 0 | 0 | 0 | 7423 | 0 | 0 | 0 | 0 | 0 | 0 | 0 | 0 | 0 | 0 | 7423 | - | 0 | 0 | - | 0 | 0 | - | 0 | 0 | - | 7423 | - | 0 | 0 | - | 0 | 0 | - | 0 | 0 | -
7424 | 0 | 0 | 0 | 0 | 0 | 0 | 0 | 0 | 0 | 0 | 7424 | 0 | 0 | 0 | 0 | 0 | 0 | 0 | 0 | 0 | 0 | 7424 | - | 0 | 0 | - | 0 | 0 | - | 0 | 0 | - | 7424 | - | 0 | 0 | - | 0 | 0 | - | 0 | 0 | -
7425 | 0 | 0 | 0 | 0 | 0 | 0 | 0 | 0 | 0 | 0 | 7425 | 0 | 0 | 0 | 0 | 0 | 0 | 0 | 0 | 0 | 0 | 7425 | - | 0 | 0 | - | 0 | 0 | - | 0 | 0 | - | 7425 | - | 0 | 0 | - | 0 | 0 | - | 0 | 0 | -
7426 | 0 | 0 | 0 | 0 | 0 | 0 | 0 | 0 | 0 | 0 | 7426 | 0 | 0 | 0 | 0 | 0 | 0 | 0 | 0 | 0 | 0 | 7426 | - | 0 | 0 | - | 0 | 0 | - | 0 | 0 | - | 7426 | - | 0 | 0 | - | 0 | 0 | - | 0 | 0 | -
7427 | 0 | 0 | 0 | 0 | 0 | 0 | 0 | 0 | 0 | 0 | 7427 | 0 | 0 | 0 | 0 | 0 | 0 | 0 | 0 | 0 | 0 | 7427 | - | 0 | 0 | - | 0 | 0 | - | 0 | 0 | - | 7427 | - | 0 | 0 | - | 0 | 0 | - | 0 | 0 | -
7428 | 0 | 0 | 0 | 0 | 0 | 0 | 0 | 0 | 0 | 0 | 7428 | 0 | 0 | 0 | 0 | 0 | 0 | 0 | 0 | 0 | 0 | 7428 | - | 0 | 0 | - | 173.4421 | 173.4421 | - | 0 | 0 | - | 7428 | - | 0 | 0 | - | 0 | 0 | - | 0 | 0 | -
7429 | 0 | 0 | 0 | 0 | 0 | 0 | 0 | 0 | 0 | 0 | 7429 | 0 | 0 | 0 | 0 | 0 | 0 | 0 | 0 | 0 | 0 | 7429 | - | 0 | 0 | - | 329.3975 | 329.3975 | - | 500 | 0 | - | 7429 | - | 0 | 0 | - | 0 | 0 | - | 0 | 0 | -
7430 | 0 | 0 | 0 | 48.9188 | 0 | 0 | 0 | 0 | 0 | 0 | 7430 | 0 | 0 | 0 | 0 | 0 | 0 | 0 | 0 | 0 | 0 | 7430 | - | 7.2245 | 0 | - | 434.8619 | 434.8619 | - | 0 | 500 | - | 7430 | - | 0 | 0 | - | 0 | 0 | - | 0 | 0 | -
7431 | 0 | 0 | 0 | 697.1856 | 197.1856 | 179.9603 | 0 | 0 | 0 | 0 | 7431 | 0 | 0 | 0 | 0 | 0 | 0 | 0 | 0 | 0 | 0 | 7431 | - | 362.6957 | 362.6957 | - | 500 | 500 | - | 500 | 500 | - | 7431 | - | 0 | 0 | - | 0 | 0 | - | 0 | 0 | -
7432 | 0 | 0 | 0 | 154.9519 | 119.1833 | 119.1833 | 0 | 0 | 0 | 0 | 7432 | 0 | 0 | 0 | 0 | 0 | 0 | 0 | 0 | 0 | 0 | 7432 | - | 314.4014 | 0 | - | 500 | 500 | - | 0 | 0 | - | 7432 | - | 0 | 0 | - | 0 | 0 | - | 0 | 0 | -
7433 | 0 | 0 | 0 | 763.4425 | 263.4425 | 0 | 0 | 0 | 0 | 0 | 7433 | 0 | 0 | 0 | 0 | 0 | 0 | 0 | 0 | 0 | 0 | 7433 | - | 481.1262 | 0 | - | 500 | 500 | - | 0 | 0 | - | 7433 | - | 0 | 0 | - | 0 | 0 | - | 0 | 0 | -
7434 | 0 | 0 | 0 | 580.1051 | 102.1051 | 80.1051 | 0 | 0 | 0 | 0 | 7434 | 0 | 0 | 0 | 0 | 0 | 0 | 0 | 0 | 0 | 0 | 7434 | - | 500 | 500 | - | 500 | 500 | - | 500 | 0 | - | 7434 | - | 0 | 0 | - | 0 | 0 | - | 0 | 0 | -
7435 | 0 | 0 | 0 | 0 | 0 | 0 | 0 | 0 | 0 | 0 | 7435 | 0 | 0 | 0 | 0 | 0 | 0 | 0 | 0 | 0 | 0 | 7435 | - | 0 | 0 | - | 0 | 0 | - | 0 | 0 | - | 7435 | - | 0 | 0 | - | 0 | 0 | - | 0 | 0 | -
7436 | 0 | 0 | 0 | 0 | 0 | 0 | 0 | 813.4892 | 0 | 0 | 7436 | 0 | 0 | 0 | 0 | 0 | 0 | 0 | 0 | 0 | 0 | 7436 | - | 0 | 0 | - | 0 | 0 | - | 0 | 0 | - | 7436 | - | 0 | 0 | - | 0 | 0 | - | 0 | 0 | -
7437 | 0 | 0 | 0 | 0 | 0 | 0 | 0 | 0 | 0 | 0 | 7437 | 0 | 0 | 0 | 0 | 0 | 0 | 0 | 0 | 0 | 0 | 7437 | - | 0 | 0 | - | 0 | 0 | - | 0 | 0 | - | 7437 | - | 0 | 0 | - | 0 | 0 | - | 0 | 0 | -
7438 | 0 | 0 | 0 | 0 | 0 | 0 | 0 | 0 | 0 | 0 | 7438 | 0 | 0 | 0 | 0 | 0 | 0 | 0 | 0 | 0 | 0 | 7438 | - | 0 | 0 | - | 0 | 0 | - | 0 | 0 | - | 7438 | - | 0 | 0 | - | 0 | 0 | - | 0 | 0 | -
7439 | 0 | 0 | 0 | 0 | 0 | 0 | 0 | 0 | 0 | 0 | 7439 | 0 | 0 | 0 | 0 | 0 | 0 | 0 | 0 | 0 | 0 | 7439 | - | 0 | 0 | - | 0 | 0 | - | 0 | 0 | - | 7439 | - | 0 | 0 | - | 0 | 0 | - | 0 | 0 | -
7440 | 0 | 0 | 0 | 0 | 0 | 0 | 0 | 0 | 0 | 0 | 7440 | 0 | 0 | 0 | 0 | 0 | 0 | 0 | 0 | 0 | 0 | 7440 | - | 0 | 0 | - | 0 | 0 | - | 0 | 0 | - | 7440 | - | 0 | 0 | - | 0 | 0 | - | 0 | 0 | -
7441 | 0 | 0 | 0 | 0 | 0 | 0 | 0 | 0 | 0 | 0 | 7441 | 0 | 0 | 0 | 0 | 0 | 0 | 0 | 0 | 0 | 0 | 7441 | - | 0 | 0 | - | 0 | 0 | - | 0 | 0 | - | 7441 | - | 0 | 0 | - | 0 | 0 | - | 0 | 0 | -
7442 | 0 | 0 | 0 | 0 | 0 | 0 | 0 | 0 | 0 | 0 | 7442 | 0 | 0 | 0 | 0 | 0 | 0 | 0 | 0 | 0 | 0 | 7442 | - | 0 | 0 | - | 0 | 0 | - | 0 | 0 | - | 7442 | - | 0 | 0 | - | 0 | 0 | - | 493.545 | 493.545 | -
7443 | 0 | 0 | 0 | 0 | 0 | 0 | 0 | 0 | 0 | 0 | 7443 | 0 | 0 | 0 | 0 | 0 | 0 | 0 | 0 | 0 | 0 | 7443 | - | 0 | 0 | - | 0 | 0 | - | 0 | 0 | - | 7443 | - | 0 | 0 | - | 0 | 0 | - | 324.5676 | 324.5676 | -
7444 | 0 | 0 | 0 | 0 | 0 | 0 | 0 | 0 | 0 | 0 | 7444 | 0 | 0 | 0 | 0 | 0 | 0 | 0 | 0 | 0 | 0 | 7444 | - | 0 | 0 | - | 0 | 0 | - | 0 | 0 | - | 7444 | - | 0 | 0 | - | 0 | 0 | - | 34.2036 | 34.2036 | -
7445 | 0 | 0 | 0 | 0 | 0 | 0 | 0 | 0 | 0 | 0 | 7445 | 0 | 0 | 0 | 0 | 0 | 0 | 0 | 0 | 0 | 0 | 7445 | - | 0 | 0 | - | 0 | 0 | - | 0 | 0 | - | 7445 | - | 0 | 0 | - | 0 | 0 | - | 63.8771 | 63.8771 | -
7446 | 0 | 0 | 0 | 0 | 0 | 0 | 0 | 0 | 0 | 0 | 7446 | 0 | 0 | 0 | 598.4154 | 98.4154 | 89.2614 | 0 | 0 | 0 | 0 | 7446 | - | 0 | 0 | - | 0 | 0 | - | 0 | 0 | - | 7446 | - | 0 | 0 | - | 500 | 500 | - | 155.0069 | 155.0069 | -
7447 | 0 | 0 | 0 | 0 | 0 | 0 | 0 | 0 | 0 | 0 | 7447 | 0 | 0 | 0 | 486.0116 | 0 | 0 | 0 | 0 | 0 | 0 | 7447 | - | 0 | 0 | - | 0 | 0 | - | 0 | 0 | - | 7447 | - | 0 | 0 | - | 353.8833 | 353.8833 | - | 29.6648 | 29.6648 | -
7448 | 0 | 0 | 0 | 0 | 0 | 0 | 0 | 0 | 0 | 0 | 7448 | 0 | 0 | 0 | 132.7251 | 0 | 233.1 | 0 | 0 | 0 | 0 | 7448 | - | 0 | 0 | - | 0 | 0 | - | 0 | 0 | - | 7448 | - | 0 | 0 | - | 339.5051 | 0 | - | 267.5171 | 267.5171 | -
7449 | 0 | 0 | 0 | 0 | 0 | 0 | 0 | 0 | 0 | 0 | 7449 | 0 | 0 | 0 | 484.8727 | 481.2136 | 0 | 0 | 0 | 0 | 0 | 7449 | - | 0 | 0 | - | 0 | 0 | - | 0 | 0 | - | 7449 | - | 0 | 0 | - | 0 | 376.7232 | - | 311.6379 | 311.6379 | -
7450 | 0 | 0 | 0 | 0 | 0 | 0 | 0 | 0 | 0 | 0 | 7450 | 0 | 0 | 0 | 372.3727 | 0 | 0 | 0 | 0 | 0 | 0 | 7450 | - | 0 | 0 | - | 0 | 0 | - | 0 | 0 | - | 7450 | - | 0 | 0 | - | 372.3727 | 335.1546 | - | 0 | 0 | -
7451 | 0 | 0 | 0 | 79.5462 | 0 | 0 | 0 | 0 | 0 | 0 | 7451 | 0 | 0 | 0 | 0 | 0 | 0 | 0 | 0 | 0 | 0 | 7451 | - | 0 | 0 | - | 79.5462 | 79.5462 | - | 0 | 0 | - | 7451 | - | 0 | 0 | - | 0 | 0 | - | 0 | 0 | -
7452 | 0 | 0 | 0 | 0 | 0 | 0 | 0 | 0 | 0 | 0 | 7452 | 0 | 0 | 0 | 13.6032 | 0 | 0 | 0 | 0 | 0 | 0 | 7452 | - | 0 | 0 | - | 0 | 0 | - | 0 | 0 | - | 7452 | - | 0 | 0 | - | 0 | 0 | - | 0 | 0 | -
7453 | 0 | 0 | 0 | 0 | 0 | 0 | 0 | 0 | 0 | 0 | 7453 | 0 | 0 | 0 | 54.0111 | 0 | 0 | 0 | 0 | 0 | 0 | 7453 | - | 0 | 0 | - | 0 | 0 | - | 0 | 0 | - | 7453 | - | 0 | 0 | - | 0 | 0 | - | 0 | 0 | -
7454 | 0 | 0 | 0 | 0 | 0 | 0 | 0 | 0 | 0 | 0 | 7454 | 0 | 0 | 0 | 0 | 0 | 0 | 0 | 0 | 0 | 0 | 7454 | - | 0 | 67.4594 | - | 0 | 0 | - | 0 | 0 | - | 7454 | - | 0 | 0 | - | 0 | 0 | - | 0 | 0 | -
7455 | 0 | 0 | 0 | 0 | 0 | 0 | 0 | 0 | 0 | 0 | 7455 | 0 | 0 | 0 | 0 | 0 | 0 | 0 | 0 | 0 | 0 | 7455 | - | 0 | 237.8956 | - | 101.8984 | 101.8984 | - | 0 | 0 | - | 7455 | - | 0 | 0 | - | 0 | 0 | - | 0 | 0 | -
7456 | 0 | 0 | 0 | 0 | 0 | 0 | 0 | 0 | 0 | 0 | 7456 | 0 | 0 | 0 | 0 | 0 | 0 | 0 | 0 | 0 | 0 | 7456 | - | 0 | 0 | - | 48.0887 | 48.0887 | - | 0 | 0 | - | 7456 | - | 0 | 0 | - | 0 | 0 | - | 0 | 0 | -
7457 | 0 | 0 | 0 | 0 | 0 | 0 | 0 | 0 | 0 | 0 | 7457 | 0 | 0 | 0 | 0 | 0 | 0 | 0 | 0 | 0 | 0 | 7457 | - | 0 | 0 | - | 0 | 0 | - | 0 | 0 | - | 7457 | - | 0 | 0 | - | 0 | 0 | - | 0 | 0 | -
7458 | 0 | 0 | 0 | 0 | 0 | 0 | 0 | 0 | 0 | 0 | 7458 | 0 | 0 | 0 | 0 | 0 | 0 | 0 | 0 | 0 | 0 | 7458 | - | 34.7756 | 0 | - | 0 | 0 | - | 0 | 0 | - | 7458 | - | 0 | 0 | - | 0 | 0 | - | 0 | 0 | -
7459 | 0 | 0 | 0 | 0 | 0 | 0 | 0 | 0 | 0 | 0 | 7459 | 0 | 0 | 0 | 0 | 0 | 0 | 0 | 0 | 0 | 0 | 7459 | - | 73.6647 | 0 | - | 0 | 0 | - | 0 | 500 | - | 7459 | - | 0 | 0 | - | 0 | 0 | - | 0 | 0 | -
7460 | 0 | 0 | 0 | 0 | 0 | 0 | 0 | 0 | 0 | 0 | 7460 | 0 | 0 | 0 | 0 | 0 | 0 | 0 | 0 | 0 | 0 | 7460 | - | 500 | 500 | - | 179.6209 | 179.6209 | - | 0 | 0 | - | 7460 | - | 0 | 0 | - | 0 | 0 | - | 0 | 0 | -
7461 | 0 | 0 | 0 | 0 | 0 | 0 | 0 | 0 | 0 | 0 | 7461 | 0 | 0 | 0 | 0 | 0 | 0 | 0 | 0 | 0 | 0 | 7461 | - | 500 | 500 | - | 500 | 500 | - | 0 | 500 | - | 7461 | - | 0 | 0 | - | 0 | 0 | - | 0 | 0 | -
7462 | 0 | 0 | 0 | 0 | 0 | 0 | 0 | 0 | 0 | 0 | 7462 | 0 | 0 | 0 | 0 | 0 | 0 | 0 | 0 | 0 | 0 | 7462 | - | 104.5678 | 500 | - | 500 | 500 | - | 0 | 0 | - | 7462 | - | 0 | 0 | - | 0 | 0 | - | 0 | 0 | -
7463 | 0 | 0 | 0 | 0 | 0 | 0 | 0 | 0 | 0 | 0 | 7463 | 0 | 0 | 0 | 0 | 0 | 0 | 0 | 0 | 0 | 0 | 7463 | - | 500 | 500 | - | 500 | 500 | - | 0 | 500 | - | 7463 | - | 0 | 0 | - | 0 | 0 | - | 0 | 0 | -
7464 | 808.2273 | 308.2273 | 0 | 0 | 767.1713 | 146.1487 | 0 | 0 | 0 | 808.2273 | 7464 | 0 | 0 | 0 | 0 | 0 | 0 | 0 | 0 | 0 | 808.2273 | 7464 | - | 500 | 500 | - | 500 | 500 | - | 0 | 0 | - | 7464 | - | 0 | 0 | - | 0 | 0 | - | 0 | 0 | -
7465 | 658.0264 | 370.6826 | 146.1487 | 0 | 0 | 0 | 0 | 0 | 0 | 658.0264 | 7465 | 0 | 0 | 0 | 0 | 0 | 0 | 0 | 0 | 0 | 658.0264 | 7465 | - | 500 | 500 | - | 500 | 500 | - | 0 | 0 | - | 7465 | - | 0 | 0 | - | 0 | 0 | - | 0 | 0 | -
7466 | 974.214 | 474.214 | 233.1 | 1336.8547 | 859.8071 | 233.1 | 0 | 0 | 0 | 974.214 | 7466 | 0 | 0 | 0 | 0 | 0 | 0 | 0 | 0 | 0 | 974.214 | 7466 | - | 500 | 500 | - | 500 | 500 | - | 0 | 266.9449 | - | 7466 | - | 0 | 0 | - | 0 | 0 | - | 0 | 0 | -
7467 | 0 | 473.8546 | 0 | 1103.6129 | 0 | 0 | 0 | 0 | 0 | 0 | 7467 | 0 | 0 | 0 | 0 | 0 | 0 | 0 | 0 | 0 | 0 | 7467 | - | 500 | 500 | - | 500 | 500 | - | 0 | 0 | - | 7467 | - | 0 | 0 | - | 0 | 0 | - | 0 | 0 | -
7468 | 0 | 0 | 0 | 0 | 0 | 0 | 0 | 0 | 0 | 0 | 7468 | 0 | 0 | 0 | 0 | 0 | 0 | 0 | 0 | 0 | 0 | 7468 | - | 500 | 500 | - | 500 | 500 | - | 0 | 500 | - | 7468 | - | 0 | 0 | - | 0 | 0 | - | 0 | 0 | -
7469 | 0 | 0 | 0 | 0 | 0 | 0 | 0 | 0 | 0 | 0 | 7469 | 0 | 0 | 0 | 0 | 0 | 0 | 0 | 0 | 0 | 0 | 7469 | - | 242.842 | 0 | - | 500 | 500 | - | 0 | 500 | - | 7469 | - | 0 | 0 | - | 0 | 0 | - | 0 | 0 | -
7470 | 0 | 0 | 0 | 0 | 0 | 0 | 0 | 0 | 0 | 0 | 7470 | 0 | 0 | 0 | 0 | 0 | 0 | 0 | 0 | 0 | 0 | 7470 | - | 0 | 0 | - | 0 | 0 | - | 0 | 0 | - | 7470 | - | 0 | 0 | - | 0 | 0 | - | 0 | 0 | -
7471 | 0 | 0 | 0 | 0 | 0 | 0 | 0 | 0 | 0 | 0 | 7471 | 0 | 0 | 0 | 0 | 0 | 0 | 0 | 0 | 0 | 0 | 7471 | - | 0 | 0 | - | 0 | 0 | - | 0 | 0 | - | 7471 | - | 0 | 0 | - | 0 | 0 | - | 0 | 0 | -
7472 | 0 | 0 | 0 | 0 | 0 | 0 | 0 | 0 | 0 | 0 | 7472 | 0 | 0 | 0 | 0 | 0 | 0 | 0 | 0 | 0 | 0 | 7472 | - | 0 | 0 | - | 0 | 0 | - | 318.7164 | 0 | - | 7472 | - | 0 | 0 | - | 0 | 0 | - | 0 | 0 | -
7473 | 0 | 0 | 0 | 0 | 0 | 0 | 0 | 0 | 0 | 0 | 7473 | 0 | 0 | 0 | 0 | 0 | 0 | 0 | 0 | 0 | 0 | 7473 | - | 0 | 0 | - | 0 | 0 | - | 500 | 0 | - | 7473 | - | 0 | 0 | - | 0 | 0 | - | 0 | 0 | -
7474 | 0 | 0 | 0 | 0 | 0 | 0 | 0 | 0 | 0 | 0 | 7474 | 0 | 0 | 0 | 0 | 0 | 0 | 0 | 0 | 0 | 0 | 7474 | - | 0 | 0 | - | 0 | 0 | - | 500 | 0 | - | 7474 | - | 0 | 0 | - | 0 | 0 | - | 0 | 0 | -
7475 | 0 | 0 | 0 | 0 | 0 | 0 | 0 | 0 | 0 | 0 | 7475 | 0 | 0 | 0 | 0 | 0 | 0 | 0 | 0 | 0 | 0 | 7475 | - | 0 | 0 | - | 0 | 0 | - | 500 | 0 | - | 7475 | - | 0 | 0 | - | 0 | 0 | - | 0 | 0 | -
7476 | 0 | 0 | 0 | 0 | 0 | 0 | 0 | 0 | 0 | 0 | 7476 | 0 | 0 | 0 | 0 | 0 | 0 | 0 | 0 | 0 | 0 | 7476 | - | 0 | 0 | - | 0 | 0 | - | 255.3824 | 0 | - | 7476 | - | 0 | 0 | - | 0 | 0 | - | 0 | 0 | -
7477 | 0 | 0 | 0 | 0 | 0 | 0 | 0 | 0 | 0 | 0 | 7477 | 0 | 0 | 0 | 0 | 0 | 0 | 0 | 0 | 0 | 0 | 7477 | - | 0 | 0 | - | 0 | 0 | - | 0 | 0 | - | 7477 | - | 0 | 0 | - | 0 | 0 | - | 0 | 0 | -
7478 | 0 | 0 | 0 | 0 | 0 | 0 | 0 | 0 | 0 | 0 | 7478 | 0 | 0 | 0 | 0 | 0 | 0 | 0 | 0 | 0 | 0 | 7478 | - | 0 | 0 | - | 0 | 0 | - | 0 | 0 | - | 7478 | - | 0 | 0 | - | 0 | 0 | - | 0 | 0 | -
7479 | 0 | 0 | 0 | 0 | 0 | 0 | 0 | 0 | 0 | 0 | 7479 | 0 | 0 | 0 | 0 | 0 | 0 | 0 | 0 | 0 | 0 | 7479 | - | 0 | 0 | - | 0 | 0 | - | 0 | 0 | - | 7479 | - | 0 | 0 | - | 0 | 0 | - | 0 | 0 | -
7480 | 0 | 0 | 0 | 0 | 0 | 0 | 0 | 0 | 0 | 0 | 7480 | 0 | 0 | 0 | 0 | 0 | 0 | 0 | 0 | 0 | 0 | 7480 | - | 0 | 0 | - | 0 | 0 | - | 0 | 0 | - | 7480 | - | 0 | 0 | - | 0 | 0 | - | 0 | 0 | -
7481 | 0 | 0 | 0 | 0 | 0 | 0 | 0 | 0 | 0 | 0 | 7481 | 0 | 0 | 0 | 0 | 0 | 0 | 0 | 0 | 0 | 0 | 7481 | - | 0 | 0 | - | 0 | 0 | - | 0 | 0 | - | 7481 | - | 0 | 0 | - | 0 | 0 | - | 0 | 0 | -
7482 | 0 | 0 | 0 | 0 | 0 | 0 | 0 | 0 | 0 | 0 | 7482 | 0 | 0 | 0 | 0 | 0 | 0 | 0 | 0 | 0 | 0 | 7482 | - | 0 | 0 | - | 0 | 0 | - | 0 | 0 | - | 7482 | - | 0 | 0 | - | 0 | 0 | - | 0 | 0 | -
7483 | 0 | 0 | 0 | 0 | 0 | 0 | 0 | 0 | 0 | 0 | 7483 | 0 | 0 | 0 | 0 | 0 | 0 | 0 | 0 | 0 | 0 | 7483 | - | 0 | 0 | - | 0 | 0 | - | 0 | 0 | - | 7483 | - | 145.8799 | 145.8799 | - | 0 | 0 | - | 0 | 0 | -
7484 | 0 | 0 | 0 | 0 | 0 | 0 | 0 | 0 | 0 | 0 | 7484 | 0 | 0 | 0 | 0 | 0 | 0 | 0 | 0 | 0 | 0 | 7484 | - | 0 | 0 | - | 0 | 0 | - | 0 | 0 | - | 7484 | - | 287.3591 | 287.3591 | - | 0 | 0 | - | 0 | 0 | -
7485 | 0 | 0 | 0 | 0 | 0 | 0 | 0 | 0 | 0 | 0 | 7485 | 131.0204 | 0 | 0 | 0 | 0 | 0 | 0 | 0 | 0 | 0 | 7485 | - | 0 | 0 | - | 0 | 0 | - | 0 | 0 | - | 7485 | - | 281.0204 | 281.0204 | - | 500 | 400 | - | 400 | 400 | -
7486 | 0 | 0 | 0 | 0 | 0 | 0 | 0 | 0 | 0 | 0 | 7486 | 150.0903 | 0 | 0 | 0 | 0 | 0 | 0 | 0 | 0 | 0 | 7486 | - | 0 | 0 | - | 0 | 0 | - | 0 | 0 | - | 7486 | - | 300.0903 | 300.0903 | - | 500 | 500 | - | 500 | 500 | -
7487 | 0 | 0 | 0 | 0 | 0 | 0 | 0 | 0 | 0 | 0 | 7487 | 0 | 0 | 0 | 0 | 0 | 0 | 0 | 0 | 0 | 0 | 7487 | - | 0 | 0 | - | 0 | 0 | - | 0 | 0 | - | 7487 | - | 416.6831 | 416.6831 | - | 500 | 500 | - | 500 | 500 | -
7488 | 0 | 0 | 0 | 0 | 0 | 0 | 0 | 0 | 0 | 0 | 7488 | 0 | 57.7722 | 0 | 399.2972 | 0 | 0 | 80.0807 | 0 | 0 | 0 | 7488 | - | 0 | 0 | - | 0 | 0 | - | 0 | 0 | - | 7488 | - | 500 | 500 | - | 500 | 500 | - | 500 | 500 | -
7489 | 0 | 0 | 0 | 0 | 0 | 0 | 0 | 0 | 0 | 0 | 7489 | 59.2835 | 0 | 0 | 0.79844 | 499.2521 | 12.7288 | 599.1049 | 474.4378 | 89.2614 | 0 | 7489 | - | 0 | 0 | - | 0 | 0 | - | 0 | 0 | - | 7489 | - | 500 | 500 | - | 500 | 500 | - | 500 | 500 | -
7490 | 0 | 0 | 0 | 0 | 0 | 0 | 0 | 0 | 0 | 0 | 7490 | 0 | 182.7926 | 0 | 0 | 336.1373 | 0 | 0 | 436.0298 | 0 | 0 | 7490 | - | 0 | 0 | - | 0 | 0 | - | 0 | 0 | - | 7490 | - | 500 | 500 | - | 500 | 500 | - | 500 | 500 | -
7491 | 0 | 0 | 0 | 0 | 0 | 0 | 0 | 0 | 0 | 0 | 7491 | 113.9017 | 197.6848 | 36.9039 | 261.6154 | 0 | 0 | 175.7282 | 0 | 0 | 0 | 7491 | - | 0 | 0 | - | 0 | 0 | - | 0 | 0 | - | 7491 | - | 500 | 500 | - | 500 | 500 | - | 500 | 500 | -
7492 | 0 | 0 | 0 | 0 | 0 | 0 | 0 | 0 | 0 | 0 | 7492 | 568.3275 | 218.3275 | 68.3275 | 576.5326 | 75.6106 | 76.5326 | 432.5676 | 0 | 0 | 0 | 7492 | - | 0 | 0 | - | 0 | 0 | - | 0 | 0 | - | 7492 | - | 500 | 500 | - | 500 | 500 | - | 500 | 500 | -
7493 | 0 | 0 | 0 | 0 | 0 | 0 | 0 | 0 | 0 | 0 | 7493 | 717.13 | 367.13 | 217.13 | 836.1539 | 382.2517 | 233.1 | 786.9161 | 472.4641 | 233.1 | 0 | 7493 | - | 0 | 0 | - | 0 | 0 | - | 0 | 0 | - | 7493 | - | 500 | 500 | - | 500 | 500 | - | 500 | 500 | -
7494 | 0 | 0 | 0 | 0 | 0 | 0 | 0 | 0 | 0 | 0 | 7494 | 334.644 | 359.2245 | 0 | 0 | 89.68 | 0 | 0 | 0 | 0 | 0 | 7494 | - | 0 | 0 | - | 0 | 0 | - | 0 | 0 | - | 7494 | - | 500 | 500 | - | 500 | 500 | - | 500 | 500 | -
7495 | 0 | 0 | 0 | 0 | 0 | 0 | 0 | 0 | 0 | 0 | 7495 | 0 | 0 | 0 | 0 | 0 | 0 | 0 | 0 | 0 | 0 | 7495 | - | 0 | 0 | - | 0 | 0 | - | 0 | 0 | - | 7495 | - | 468.9671 | 468.9671 | - | 400 | 500 | - | 500 | 500 | -
7496 | 0 | 0 | 0 | 0 | 0 | 0 | 0 | 0 | 0 | 0 | 7496 | 0 | 0 | 0 | 0 | 0 | 0 | 0 | 0 | 0 | 0 | 7496 | - | 0 | 0 | - | 0 | 0 | - | 0 | 0 | - | 7496 | - | 0 | 0 | - | 0 | 0 | - | 0 | 0 | -
7497 | 0 | 0 | 0 | 0 | 0 | 0 | 0 | 0 | 0 | 0 | 7497 | 0 | 0 | 0 | 0 | 0 | 0 | 0 | 0 | 0 | 0 | 7497 | - | 0 | 0 | - | 314.1274 | 314.0428 | - | 0 | 0 | - | 7497 | - | 0 | 0 | - | 0 | 0 | - | 0 | 0 | -
7498 | 1.5311 | 0 | 0 | 0 | 0 | 0 | 0 | 0 | 0 | 1.5311 | 7498 | 0 | 0 | 0 | 0 | 0 | 0 | 0 | 0 | 0 | 1.5311 | 7498 | - | 6.022 | 6.022 | - | 0 | 500 | - | 0 | 0 | - | 7498 | - | 0 | 0 | - | 0 | 0 | - | 0 | 0 | -
7499 | 89.4108 | 0 | 0 | 0 | 0 | 0 | 0 | 0 | 0 | 89.4108 | 7499 | 0 | 0 | 0 | 0 | 0 | 0 | 0 | 0 | 0 | 89.4108 | 7499 | - | 89.4108 | 89.4108 | - | 0 | 500 | - | 0 | 0 | - | 7499 | - | 0 | 0 | - | 0 | 0 | - | 0 | 0 | -
7500 | 0 | 0 | 0 | 4.8636 | 0 | 0 | 0 | 0 | 0 | 0 | 7500 | 0 | 0 | 0 | 0 | 0 | 0 | 0 | 0 | 0 | 0 | 7500 | - | 0 | 0 | - | 132.0839 | 178.7506 | - | 0 | 0 | - | 7500 | - | 0 | 0 | - | 0 | 0 | - | 0 | 0 | -
7501 | 0 | 0 | 0 | 0 | 0 | 0 | 0 | 0 | 0 | 0 | 7501 | 77.3006 | 0 | 0 | 4.1341 | 0 | 0 | 0 | 0 | 0 | 0 | 7501 | - | 0 | 0 | - | 0 | 0 | - | 0 | 0 | - | 7501 | - | 77.3006 | 77.3006 | - | 4.1341 | 4.1341 | - | 0 | 0 | -
7502 | 0 | 0 | 0 | 0 | 0 | 0 | 0 | 0 | 0 | 0 | 7502 | 0 | 0 | 0 | 0 | 0 | 0 | 0 | 0 | 0 | 0 | 7502 | - | 0 | 0 | - | 0 | 0 | - | 0 | 0 | - | 7502 | - | 0 | 0 | - | 0 | 0 | - | 0 | 0 | -
7503 | 0 | 0 | 0 | 0 | 0 | 0 | 0 | 0 | 0 | 0 | 7503 | 0 | 0 | 0 | 0 | 0 | 0 | 0 | 0 | 0 | 0 | 7503 | - | 0 | 0 | - | 0 | 100.8756 | - | 0 | 0 | - | 7503 | - | 0 | 0 | - | 0 | 0 | - | 0 | 0 | -
7504 | 187.1799 | 0 | 0 | 0 | 0 | 0 | 0 | 0 | 0 | 187.1799 | 7504 | 0 | 0 | 0 | 0 | 0 | 0 | 0 | 0 | 0 | 187.1799 | 7504 | - | 187.1799 | 187.1799 | - | 0 | 353.2944 | - | 0 | 0 | - | 7504 | - | 0 | 0 | - | 0 | 0 | - | 0 | 0 | -
7505 | 345.5143 | 0 | 0 | 0 | 0 | 0 | 0 | 0 | 0 | 345.5143 | 7505 | 0 | 0 | 0 | 0 | 0 | 0 | 0 | 0 | 0 | 345.5143 | 7505 | - | 345.5143 | 345.5143 | - | 0 | 0 | - | 281.4347 | 0 | - | 7505 | - | 0 | 0 | - | 0 | 0 | - | 0 | 0 | -
7506 | 507.7023 | 7.7023 | 7.7023 | 0 | 0 | 0 | 0 | 0 | 0 | 507.7023 | 7506 | 0 | 0 | 0 | 0 | 0 | 0 | 0 | 0 | 0 | 507.7023 | 7506 | - | 500 | 500 | - | 0 | 500 | - | 0 | 0 | - | 7506 | - | 0 | 0 | - | 0 | 0 | - | 0 | 0 | -
7507 | 712.5441 | 212.5441 | 212.5441 | 0 | 0 | 0 | 0 | 0 | 0 | 712.5441 | 7507 | 0 | 0 | 0 | 0 | 0 | 0 | 0 | 0 | 0 | 712.5441 | 7507 | - | 500 | 500 | - | 0 | 0 | - | 0 | 0 | - | 7507 | - | 0 | 0 | - | 0 | 0 | - | 0 | 0 | -
7508 | 142.0944 | 331.1659 | 0 | 0 | 0 | 0 | 0 | 0 | 0 | 142.0944 | 7508 | 0 | 0 | 0 | 0 | 0 | 0 | 0 | 0 | 0 | 142.0944 | 7508 | - | 500 | 500 | - | 0 | 500 | - | 0 | 0 | - | 7508 | - | 0 | 0 | - | 0 | 0 | - | 0 | 0 | -
7509 | 0 | 0 | 0 | 0 | 0 | 0 | 0 | 0 | 0 | 0 | 7509 | 0 | 0 | 0 | 0 | 0 | 0 | 0 | 0 | 0 | 0 | 7509 | - | 0 | 0 | - | 500 | 0 | - | 500 | 0 | - | 7509 | - | 0 | 0 | - | 0 | 0 | - | 0 | 0 | -
7510 | 0 | 0 | 0 | 940.4677 | 0 | 0 | 0 | 0 | 0 | 0 | 7510 | 0 | 0 | 0 | 0 | 0 | 0 | 0 | 0 | 0 | 0 | 7510 | - | 77.4872 | 0 | - | 0 | 500 | - | 500 | 0 | - | 7510 | - | 0 | 0 | - | 0 | 0 | - | 0 | 0 | -
7511 | 0 | 0 | 0 | 1500 | 1000 | 0 | 1500 | 1000 | 0 | 0 | 7511 | 0 | 0 | 0 | 0 | 0 | 0 | 0 | 0 | 0 | 0 | 7511 | - | 500 | 500 | - | 500 | 0 | - | 0 | 0 | - | 7511 | - | 0 | 0 | - | 0 | 0 | - | 0 | 0 | -
7512 | 0 | 0 | 0 | 0 | 0 | 0 | 940.4677 | 0 | 0 | 0 | 7512 | 0 | 0 | 0 | 0 | 0 | 0 | 0 | 0 | 0 | 0 | 7512 | - | 191.8654 | 191.8654 | - | 0 | 500 | - | 500 | 500 | - | 7512 | - | 0 | 0 | - | 0 | 0 | - | 0 | 0 | -
7513 | 0 | 250.9649 | 32.2871 | 0 | 0 | 0 | 0 | 0 | 0 | 0 | 7513 | 0 | 0 | 0 | 0 | 0 | 0 | 0 | 0 | 0 | 0 | 7513 | - | 500 | 500 | - | 500 | 500 | - | 500 | 0 | - | 7513 | - | 0 | 0 | - | 0 | 0 | - | 0 | 0 | -
7514 | 0 | 0 | 0 | 0 | 0 | 0 | 0 | 0 | 0 | 0 | 7514 | 0 | 0 | 0 | 0 | 0 | 0 | 0 | 0 | 0 | 0 | 7514 | - | 452.8697 | 444.2151 | - | 0 | 500 | - | 0 | 0 | - | 7514 | - | 0 | 0 | - | 0 | 0 | - | 0 | 0 | -
7515 | 34.3206 | 0 | 0 | 0 | 0 | 0 | 0 | 0 | 0 | 34.3206 | 7515 | 0 | 0 | 0 | 0 | 0 | 0 | 0 | 0 | 0 | 34.3206 | 7515 | - | 251.3771 | 259.8423 | - | 0 | 0 | - | 0 | 0 | - | 7515 | - | 0 | 0 | - | 0 | 0 | - | 0 | 0 | -
7516 | 0 | 0 | 0 | 0 | 0 | 0 | 0 | 0 | 0 | 0 | 7516 | 0 | 0 | 0 | 0 | 0 | 0 | 0 | 0 | 0 | 0 | 7516 | - | 0 | 0 | - | 0 | 500 | - | 0 | 0 | - | 7516 | - | 0 | 0 | - | 0 | 0 | - | 0 | 0 | -
7517 | 0 | 0 | 0 | 0 | 0 | 0 | 0 | 0 | 0 | 0 | 7517 | 0 | 0 | 0 | 0 | 0 | 0 | 0 | 0 | 0 | 0 | 7517 | - | 0 | 0 | - | 330.2984 | 0 | - | 0 | 0 | - | 7517 | - | 0 | 0 | - | 0 | 0 | - | 0 | 0 | -
7518 | 0 | 0 | 0 | 0 | 0 | 0 | 0 | 0 | 0 | 0 | 7518 | 0 | 0 | 0 | 0 | 0 | 0 | 0 | 0 | 0 | 0 | 7518 | - | 0 | 0 | - | 0 | 500 | - | 0 | 0 | - | 7518 | - | 0 | 0 | - | 0 | 0 | - | 0 | 0 | -
7519 | 0 | 0 | 0 | 0 | 0 | 0 | 0 | 0 | 0 | 0 | 7519 | 0 | 0 | 0 | 0 | 0 | 0 | 0 | 0 | 0 | 0 | 7519 | - | 0 | 0 | - | 0 | 0 | - | 0 | 0 | - | 7519 | - | 0 | 0 | - | 0 | 0 | - | 0 | 0 | -
7520 | 0 | 0 | 0 | 0 | 0 | 0 | 0 | 0 | 0 | 0 | 7520 | 0 | 0 | 0 | 0 | 0 | 0 | 0 | 0 | 0 | 0 | 7520 | - | 0 | 0 | - | 500 | 0 | - | 0 | 0 | - | 7520 | - | 0 | 0 | - | 0 | 0 | - | 0 | 0 | -
7521 | 0 | 0 | 0 | 0 | 0 | 0 | 0 | 0 | 0 | 0 | 7521 | 0 | 0 | 0 | 0 | 0 | 0 | 0 | 0 | 0 | 0 | 7521 | - | 0 | 0 | - | 500 | 0 | - | 0 | 0 | - | 7521 | - | 0 | 0 | - | 0 | 0 | - | 0 | 0 | -
7522 | 0 | 0 | 0 | 0 | 28.1778 | 0 | 0 | 0 | 0 | 0 | 7522 | 0 | 0 | 0 | 0 | 0 | 0 | 0 | 0 | 0 | 0 | 7522 | - | 0 | 0 | - | 0 | 0 | - | 0 | 0 | - | 7522 | - | 0 | 0 | - | 0 | 0 | - | 0 | 0 | -
7523 | 0 | 0 | 0 | 0 | 0 | 0 | 0 | 0 | 0 | 0 | 7523 | 0 | 0 | 0 | 0 | 0 | 0 | 0 | 0 | 0 | 0 | 7523 | - | 0 | 0 | - | 0 | 175.5697 | - | 0 | 500 | - | 7523 | - | 0 | 0 | - | 0 | 0 | - | 0 | 0 | -
7524 | 0 | 0 | 0 | 0 | 0 | 0 | 0 | 0 | 0 | 0 | 7524 | 0 | 0 | 0 | 0 | 0 | 0 | 0 | 0 | 0 | 0 | 7524 | - | 0 | 0 | - | 0 | 0 | - | 0 | 500 | - | 7524 | - | 0 | 0 | - | 0 | 0 | - | 0 | 0 | -
7525 | 0 | 0 | 0 | 0 | 0 | 0 | 0 | 0 | 0 | 0 | 7525 | 0 | 0 | 0 | 0 | 0 | 0 | 0 | 0 | 0 | 0 | 7525 | - | 0 | 0 | - | 465.5244 | 1.293 | - | 0 | 500 | - | 7525 | - | 0 | 0 | - | 0 | 0 | - | 0 | 0 | -
7526 | 0 | 0 | 0 | 0 | 0 | 0 | 0 | 0 | 0 | 0 | 7526 | 0 | 0 | 0 | 0 | 0 | 0 | 0 | 0 | 0 | 0 | 7526 | - | 0 | 0 | - | 0 | 0 | - | 0 | 0 | - | 7526 | - | 0 | 0 | - | 0 | 0 | - | 0 | 0 | -
7527 | 0 | 0 | 0 | 0 | 0 | 0 | 0 | 0 | 0 | 0 | 7527 | 0 | 0 | 0 | 0 | 0 | 0 | 0 | 0 | 0 | 0 | 7527 | - | 0 | 0 | - | 0 | 0 | - | 0 | 0 | - | 7527 | - | 0 | 0 | - | 0 | 0 | - | 0 | 0 | -
7528 | 0 | 0 | 0 | 0 | 0 | 0 | 0 | 0 | 55.6174 | 0 | 7528 | 0 | 0 | 0 | 0 | 0 | 0 | 0 | 0 | 0 | 0 | 7528 | - | 0 | 0 | - | 0 | 0 | - | 0 | 0 | - | 7528 | - | 0 | 0 | - | 0 | 0 | - | 0 | 0 | -
7529 | 0 | 0 | 0 | 0 | 0 | 0 | 0 | 0 | 0 | 0 | 7529 | 0 | 0 | 0 | 0 | 0 | 0 | 0 | 0 | 0 | 0 | 7529 | - | 0 | 0 | - | 500 | 0 | - | 0 | 0 | - | 7529 | - | 0 | 0 | - | 0 | 0 | - | 0 | 0 | -
7530 | 0 | 0 | 0 | 0 | 0 | 0 | 0 | 0 | 0 | 0 | 7530 | 0 | 0 | 0 | 0 | 0 | 0 | 0 | 0 | 0 | 0 | 7530 | - | 0 | 0 | - | 500 | 0 | - | 0 | 0 | - | 7530 | - | 0 | 0 | - | 0 | 0 | - | 0 | 0 | -
7531 | 0 | 0 | 0 | 0 | 0 | 0 | 0 | 0 | 0 | 0 | 7531 | 0 | 0 | 0 | 0 | 0 | 0 | 0 | 0 | 0 | 0 | 7531 | - | 0 | 0 | - | 500 | 0 | - | 0 | 0 | - | 7531 | - | 0 | 0 | - | 0 | 0 | - | 0 | 0 | -
7532 | 0 | 0 | 0 | 0 | 0 | 233.1 | 0 | 0 | 0 | 0 | 7532 | 0 | 0 | 0 | 0 | 0 | 0 | 0 | 0 | 0 | 0 | 7532 | - | 0 | 0 | - | 500 | 0 | - | 0 | 0 | - | 7532 | - | 0 | 0 | - | 0 | 0 | - | 0 | 0 | -
7533 | 0 | 0 | 0 | 0 | 0 | 146.1487 | 0 | 0 | 0 | 0 | 7533 | 0 | 0 | 0 | 0 | 0 | 0 | 0 | 0 | 0 | 0 | 7533 | - | 483.6745 | 483.6745 | - | 500 | 0 | - | 0 | 0 | - | 7533 | - | 0 | 0 | - | 0 | 0 | - | 0 | 0 | -
7534 | 511.1121 | 11.1121 | 11.1121 | 0 | 0 | 0 | 0 | 0 | 233.1 | 511.1121 | 7534 | 0 | 0 | 0 | 0 | 0 | 0 | 0 | 0 | 0 | 511.1121 | 7534 | - | 500 | 500 | - | 0 | 0 | - | 0 | 0 | - | 7534 | - | 0 | 0 | - | 0 | 0 | - | 0 | 0 | -
7535 | 0 | 0 | 0 | 0 | 0 | 0 | 0 | 0 | 0 | 0 | 7535 | 0 | 0 | 0 | 0 | 0 | 0 | 0 | 0 | 0 | 0 | 7535 | - | 281.1258 | 281.1258 | - | 429.7363 | 0 | - | 0 | 0 | - | 7535 | - | 0 | 0 | - | 0 | 0 | - | 0 | 0 | -
7536 | 0 | 0 | 0 | 0 | 0 | 0 | 0 | 0 | 0 | 0 | 7536 | 0 | 0 | 0 | 0 | 0 | 0 | 0 | 0 | 0 | 0 | 7536 | - | 112.9953 | 112.9953 | - | 0 | 0 | - | 0 | 0 | - | 7536 | - | 0 | 0 | - | 0 | 0 | - | 0 | 0 | -
7537 | 0 | 0 | 0 | 0 | 0 | 0 | 0 | 0 | 0 | 0 | 7537 | 0 | 0 | 0 | 0 | 0 | 0 | 0 | 0 | 0 | 0 | 7537 | - | 0 | 0 | - | 0 | 0 | - | 0 | 0 | - | 7537 | - | 0 | 0 | - | 0 | 0 | - | 0 | 0 | -
7538 | 0 | 0 | 0 | 0 | 0 | 0 | 0 | 0 | 0 | 0 | 7538 | 0 | 0 | 0 | 0 | 0 | 0 | 0 | 0 | 0 | 0 | 7538 | - | 0 | 0 | - | 0 | 0 | - | 0 | 0 | - | 7538 | - | 0 | 0 | - | 0 | 0 | - | 0 | 0 | -
7539 | 0 | 0 | 0 | 0 | 0 | 0 | 0 | 0 | 87.9753 | 0 | 7539 | 12.969 | 0 | 0 | 0 | 0 | 0 | 0 | 0 | 0 | 0 | 7539 | - | 0 | 0 | - | 0 | 0 | - | 0 | 240.4555 | - | 7539 | - | 12.969 | 12.969 | - | 85.3419 | 85.3419 | - | 0 | 0 | -
7540 | 0 | 0 | 0 | 0 | 0 | 0 | 0 | 0 | 0 | 0 | 7540 | 124.928 | 0 | 0 | 0 | 0 | 0 | 0 | 0 | 0 | 0 | 7540 | - | 0 | 0 | - | 0 | 0 | - | 0 | 40.9791 | - | 7540 | - | 124.928 | 124.928 | - | 286.5712 | 286.5712 | - | 0 | 0 | -
7541 | 0 | 0 | 0 | 0 | 0 | 0 | 0 | 0 | 0 | 0 | 7541 | 222.7811 | 0 | 0 | 197.4034 | 9.8275 | 0 | 306.3951 | 0 | 0 | 0 | 7541 | - | 0 | 0 | - | 0 | 0 | - | 0 | 0 | - | 7541 | - | 222.7811 | 222.7811 | - | 500 | 500 | - | 306.3951 | 306.3951 | -
7542 | 0 | 0 | 0 | 0 | 0 | 0 | 0 | 0 | 0 | 0 | 7542 | 338.3357 | 0 | 62.918 | 503.5736 | 202.138 | 89.2614 | 573.5378 | 73.5378 | 73.5378 | 0 | 7542 | - | 0 | 0 | - | 0 | 0 | - | 0 | 0 | - | 7542 | - | 338.3357 | 275.4176 | - | 500 | 500 | - | 500 | 500 | -
7543 | 0 | 0 | 0 | 0 | 0 | 0 | 0 | 0 | 0 | 0 | 7543 | 464.5982 | 0 | 0 | 632.7831 | 331.3476 | 233.1 | 692.6105 | 194.653 | 194.653 | 0 | 7543 | - | 0 | 0 | - | 0 | 0 | - | 0 | 0 | - | 7543 | - | 464.5982 | 464.5982 | - | 500 | 500 | - | 500 | 500 | -
7544 | 0 | 0 | 0 | 0 | 0 | 0 | 0 | 0 | 0 | 0 | 7544 | 314.9519 | 0 | 0 | 410.5078 | 109.0723 | 0 | 332.4718 | 0 | 0 | 0 | 7544 | - | 0 | 0 | - | 0 | 0 | - | 0 | 0 | - | 7544 | - | 314.9519 | 314.9519 | - | 500 | 500 | - | 372.1847 | 372.1847 | -
7545 | 0 | 0 | 0 | 0 | 0 | 0 | 0 | 0 | 0 | 0 | 7545 | 327.7167 | 0 | 0 | 330.1296 | 28.6941 | 0 | 169.3823 | 0 | 0 | 0 | 7545 | - | 0 | 0 | - | 0 | 0 | - | 0 | 0 | - | 7545 | - | 327.7167 | 327.7167 | - | 500 | 500 | - | 169.3823 | 169.3823 | -
7546 | 0 | 0 | 0 | 0 | 0 | 0 | 0 | 0 | 128.4503 | 0 | 7546 | 152.3352 | 0 | 0 | 0 | 0 | 0 | 0 | 0 | 0 | 0 | 7546 | - | 0 | 0 | - | 0 | 0 | - | 0 | 0 | - | 7546 | - | 152.3352 | 152.3352 | - | 288.9838 | 288.9838 | - | 0 | 0 | -
7547 | 0 | 0 | 0 | 0 | 0 | 0 | 0 | 0 | 0 | 0 | 7547 | 0 | 0 | 0 | 0 | 0 | 0 | 0 | 0 | 0 | 0 | 7547 | - | 0 | 0 | - | 0 | 0 | - | 486.7163 | 0 | - | 7547 | - | 0 | 0 | - | 3.9629 | 3.9629 | - | 0 | 0 | -
7548 | 0 | 0 | 0 | 25.5842 | 0 | 0 | 0 | 0 | 0 | 0 | 7548 | 9.3981 | 0 | 0 | 0 | 0 | 0 | 0 | 0 | 0 | 0 | 7548 | - | 0 | 0 | - | 0 | 0 | - | 500 | 0 | - | 7548 | - | 9.3981 | 9.3981 | - | 0 | 0 | - | 0 | 0 | -
7549 | 1.1109 | 0 | 0 | 0 | 0 | 0 | 0 | 0 | 0 | 1.1109 | 7549 | 0 | 0 | 0 | 0 | 0 | 0 | 0 | 0 | 0 | 1.1109 | 7549 | - | 0 | 0 | - | 0 | 0 | - | 500 | 0 | - | 7549 | - | 0 | 0 | - | 0 | 0 | - | 0 | 0 | -
7550 | 0 | 0 | 0 | 0 | 0 | 0 | 0 | 0 | 0 | 0 | 7550 | 0 | 0 | 0 | 0 | 0 | 0 | 0 | 0 | 0 | 0 | 7550 | - | 0 | 0 | - | 0 | 0 | - | 0 | 0 | - | 7550 | - | 0 | 0 | - | 0 | 0 | - | 0 | 0 | -
7551 | 51.0862 | 0 | 0 | 0 | 0 | 0 | 0 | 0 | 0 | 51.0862 | 7551 | 0 | 0 | 0 | 0 | 0 | 0 | 0 | 0 | 0 | 51.0862 | 7551 | - | 0 | 0 | - | 0 | 0 | - | 0 | 0 | - | 7551 | - | 0 | 0 | - | 0 | 0 | - | 0 | 0 | -
7552 | 213.4754 | 0 | 0 | 0 | 0 | 0 | 0 | 0 | 0 | 213.4754 | 7552 | 0 | 0 | 0 | 0 | 0 | 0 | 0 | 0 | 0 | 213.4754 | 7552 | - | 0 | 0 | - | 0 | 0 | - | 500 | 0 | - | 7552 | - | 0 | 0 | - | 0 | 0 | - | 0 | 0 | -
7553 | 0 | 0 | 0 | 0 | 0 | 0 | 0 | 0 | 0 | 0 | 7553 | 0 | 0 | 0 | 0 | 0 | 0 | 0 | 0 | 0 | 0 | 7553 | - | 0 | 0 | - | 0 | 0 | - | 500 | 0 | - | 7553 | - | 0 | 0 | - | 0 | 0 | - | 0 | 0 | -
7554 | 0 | 0 | 0 | 0 | 0 | 0 | 0 | 0 | 0 | 0 | 7554 | 0 | 0 | 0 | 0 | 0 | 0 | 0 | 0 | 0 | 0 | 7554 | - | 0 | 0 | - | 0 | 0 | - | 0 | 333.3333 | - | 7554 | - | 0 | 0 | - | 0 | 0 | - | 0 | 0 | -
7555 | 0 | 0 | 0 | 0 | 0 | 0 | 0 | 129.0079 | 0 | 0 | 7555 | 0 | 0 | 0 | 0 | 0 | 0 | 0 | 0 | 0 | 0 | 7555 | - | 0 | 0 | - | 0 | 0 | - | 0 | 500 | - | 7555 | - | 0 | 0 | - | 483.4428 | 483.4428 | - | 0 | 0 | -
7556 | 0 | 0 | 0 | 0 | 0 | 0 | 0 | 0 | 0 | 0 | 7556 | 0 | 0 | 0 | 0 | 0 | 0 | 0 | 0 | 0 | 0 | 7556 | - | 0 | 0 | - | 0 | 0 | - | 346.617 | 500 | - | 7556 | - | 0 | 0 | - | 0 | 0 | - | 0 | 0 | -
7557 | 0 | 0 | 0 | 0 | 0 | 0 | 0 | 0 | 0 | 0 | 7557 | 0 | 0 | 0 | 0 | 0 | 0 | 0 | 0 | 0 | 0 | 7557 | - | 0 | 0 | - | 0 | 290.2791 | - | 500 | 500 | - | 7557 | - | 0 | 0 | - | 0 | 0 | - | 0 | 0 | -
7558 | 0 | 0 | 0 | 312.9387 | 0 | 0 | 0 | 0 | 0 | 0 | 7558 | 0 | 0 | 0 | 0 | 0 | 0 | 0 | 0 | 0 | 0 | 7558 | - | 0 | 0 | - | 420.2089 | 428.4092 | - | 0 | 500 | - | 7558 | - | 0 | 0 | - | 0 | 0 | - | 0 | 0 | -
7559 | 286.6681 | 0 | 0 | 881.7109 | 586.5814 | 0 | 0 | 0 | 0 | 286.6681 | 7559 | 0 | 0 | 0 | 0 | 0 | 0 | 0 | 0 | 0 | 286.6681 | 7559 | - | 286.6681 | 286.6681 | - | 250.535 | 500 | - | 0 | 500 | - | 7559 | - | 0 | 0 | - | 0 | 0 | - | 0 | 0 | -
7560 | 542.736 | 0 | 0 | 0 | 0 | 189.6243 | 1220.2338 | 0 | 0 | 542.736 | 7560 | 0 | 0 | 0 | 0 | 0 | 0 | 0 | 0 | 0 | 542.736 | 7560 | - | 92.2228 | 92.2228 | - | 500 | 500 | - | 0 | 500 | - | 7560 | - | 0 | 0 | - | 0 | 0 | - | 0 | 0 | -
7561 | 0 | 0 | 0 | 200.7128 | 0 | 0 | 0 | 0 | 0 | 0 | 7561 | 0 | 0 | 0 | 0 | 0 | 0 | 0 | 0 | 0 | 0 | 7561 | - | 500 | 500 | - | 500 | 500 | - | 500 | 0 | - | 7561 | - | 0 | 0 | - | 0 | 0 | - | 0 | 0 | -
7562 | 0 | 0 | 0 | 0 | 0 | 0 | 0 | 0 | 0 | 0 | 7562 | 0 | 0 | 0 | 0 | 0 | 0 | 0 | 0 | 0 | 0 | 7562 | - | 0 | 70.5564 | - | 0 | 217.9127 | - | 500 | 333.3333 | - | 7562 | - | 0 | 0 | - | 0 | 0 | - | 0 | 0 | -
7563 | 0 | 293.8453 | 0 | 0 | 327.9288 | 0 | 0 | 0 | 0 | 0 | 7563 | 0 | 0 | 0 | 0 | 0 | 0 | 0 | 0 | 0 | 0 | 7563 | - | 500 | 500 | - | 500 | 500 | - | 500 | 500 | - | 7563 | - | 0 | 0 | - | 0 | 0 | - | 0 | 0 | -
7564 | 428.6727 | 446.6606 | 189.6243 | 719.7472 | 485.5604 | 189.6243 | 0 | 0 | 0 | 428.6727 | 7564 | 0 | 0 | 0 | 0 | 0 | 0 | 0 | 0 | 0 | 428.6727 | 7564 | - | 500 | 500 | - | 500 | 500 | - | 0 | 0 | - | 7564 | - | 0 | 0 | - | 0 | 0 | - | 0 | 0 | -
7565 | 0 | 0 | 0 | 0 | 0 | 0 | 0 | 0 | 0 | 0 | 7565 | 0 | 0 | 0 | 0 | 0 | 0 | 0 | 0 | 0 | 0 | 7565 | - | 0 | 0 | - | 500 | 500 | - | 0 | 0 | - | 7565 | - | 0 | 0 | - | 0 | 0 | - | 0 | 0 | -
7566 | 0 | 0 | 0 | 0 | 0 | 0 | 0 | 0 | 0 | 0 | 7566 | 0 | 0 | 0 | 0 | 0 | 0 | 0 | 0 | 0 | 0 | 7566 | - | 500 | 500 | - | 0 | 0 | - | 0 | 0 | - | 7566 | - | 0 | 0 | - | 0 | 0 | - | 0 | 0 | -
7567 | 0 | 0 | 0 | 12.3604 | 0 | 0 | 0 | 813.4892 | 0 | 0 | 7567 | 0 | 0 | 0 | 0 | 0 | 0 | 0 | 0 | 0 | 0 | 7567 | - | 286.5215 | 500 | - | 431.5382 | 215.9709 | - | 500 | 500 | - | 7567 | - | 0 | 0 | - | 0 | 0 | - | 0 | 0 | -
7568 | 0 | 0 | 0 | 0 | 0 | 0 | 0 | 0 | 0 | 0 | 7568 | 0 | 0 | 0 | 0 | 0 | 0 | 0 | 0 | 0 | 0 | 7568 | - | 0 | 0 | - | 0 | 9.9468 | - | 500 | 500 | - | 7568 | - | 0 | 0 | - | 0 | 0 | - | 0 | 0 | -
7569 | 118.7508 | 72.9834 | 0 | 149.8818 | 0 | 0 | 1220.2338 | 0 | 189.6243 | 118.7508 | 7569 | 0 | 0 | 0 | 0 | 0 | 0 | 0 | 0 | 0 | 118.7508 | 7569 | - | 500 | 0 | - | 114.5146 | 26.7929 | - | 500 | 500 | - | 7569 | - | 0 | 0 | - | 0 | 0 | - | 0 | 0 | -
7570 | 672.8103 | 0 | 0 | 137.5316 | 0 | 0 | 0 | 0 | 0 | 672.8103 | 7570 | 0 | 0 | 0 | 0 | 0 | 0 | 0 | 0 | 0 | 672.8103 | 7570 | - | 500 | 287.9659 | - | 500 | 500 | - | 333.3333 | 500 | - | 7570 | - | 0 | 0 | - | 0 | 0 | - | 0 | 0 | -
7571 | 0 | 0 | 0 | 0 | 0 | 0 | 0 | 0 | 0 | 0 | 7571 | 0 | 0 | 0 | 0 | 0 | 0 | 0 | 0 | 0 | 0 | 7571 | - | 46.8118 | 474.811 | - | 287.2805 | 362.71 | - | 0 | 500 | - | 7571 | - | 0 | 0 | - | 0 | 0 | - | 0 | 0 | -
7572 | 0 | 0 | 0 | 0 | 0 | 0 | 0 | 0 | 0 | 0 | 7572 | 0 | 0 | 0 | 0 | 0 | 0 | 0 | 0 | 0 | 0 | 7572 | - | 0 | 0 | - | 0 | 0 | - | 0 | 0 | - | 7572 | - | 0 | 0 | - | 0 | 0 | - | 0 | 0 | -
7573 | 0 | 0 | 0 | 0 | 0 | 0 | 0 | 0 | 0 | 0 | 7573 | 0 | 0 | 0 | 0 | 0 | 0 | 0 | 0 | 0 | 0 | 7573 | - | 0 | 0 | - | 0 | 0 | - | 0 | 0 | - | 7573 | - | 0 | 0 | - | 0 | 0 | - | 0 | 0 | -
7574 | 0 | 0 | 0 | 0 | 0 | 0 | 0 | 0 | 0 | 0 | 7574 | 0 | 0 | 0 | 0 | 0 | 0 | 0 | 0 | 0 | 0 | 7574 | - | 0 | 0 | - | 0 | 0 | - | 0 | 0 | - | 7574 | - | 0 | 0 | - | 0 | 0 | - | 0 | 0 | -
7575 | 0 | 0 | 0 | 0 | 0 | 0 | 0 | 0 | 0 | 0 | 7575 | 0 | 0 | 0 | 0 | 0 | 0 | 0 | 0 | 0 | 0 | 7575 | - | 0 | 0 | - | 0 | 0 | - | 0 | 0 | - | 7575 | - | 0 | 0 | - | 0 | 0 | - | 0 | 0 | -
7576 | 0 | 0 | 0 | 0 | 0 | 0 | 0 | 0 | 0 | 0 | 7576 | 0 | 0 | 0 | 0 | 0 | 0 | 0 | 0 | 0 | 0 | 7576 | - | 0 | 0 | - | 0 | 0 | - | 0 | 0 | - | 7576 | - | 0 | 0 | - | 0 | 0 | - | 0 | 0 | -
7577 | 0 | 0 | 0 | 0 | 0 | 0 | 0 | 0 | 0 | 0 | 7577 | 0 | 0 | 0 | 0 | 0 | 0 | 0 | 0 | 0 | 0 | 7577 | - | 0 | 0 | - | 0 | 0 | - | 0 | 0 | - | 7577 | - | 0 | 0 | - | 0 | 0 | - | 0 | 0 | -
7578 | 0 | 0 | 0 | 0 | 0 | 0 | 0 | 0 | 0 | 0 | 7578 | 0 | 0 | 0 | 0 | 0 | 0 | 0 | 0 | 0 | 0 | 7578 | - | 0 | 0 | - | 0 | 0 | - | 0 | 0 | - | 7578 | - | 0 | 0 | - | 160.0144 | 0 | - | 0 | 0 | -
7579 | 0 | 0 | 0 | 0 | 0 | 0 | 0 | 0 | 0 | 0 | 7579 | 0 | 0 | 0 | 103.0742 | 0 | 0 | 104.8376 | 104.8376 | 31.8907 | 0 | 7579 | - | 0 | 0 | - | 0 | 0 | - | 0 | 0 | - | 7579 | - | 0 | 0 | - | 337.5428 | 337.5428 | - | 0 | 72.9469 | -
7580 | 0 | 0 | 0 | 0 | 0 | 0 | 0 | 0 | 0 | 0 | 7580 | 0 | 18.9876 | 0 | 356.7887 | 356.7887 | 0 | 395.0498 | 0 | 0 | 0 | 7580 | - | 0 | 0 | - | 0 | 0 | - | 0 | 0 | - | 7580 | - | 0 | 0 | - | 0 | 500 | - | 395.0498 | 395.0498 | -
7581 | 0 | 0 | 0 | 0 | 0 | 0 | 0 | 0 | 0 | 0 | 7581 | 0 | 122.4996 | 0 | 229.9954 | 0 | 0 | 575.1033 | 160.1531 | 233.1 | 0 | 7581 | - | 0 | 0 | - | 0 | 0 | - | 0 | 0 | - | 7581 | - | 0 | 0 | - | 500 | 500 | - | 414.9502 | 342.0033 | -
7582 | 0 | 0 | 0 | 0 | 0 | 0 | 0 | 0 | 0 | 0 | 7582 | 0 | 0 | 0 | 0 | 0 | 0 | 0 | 0 | 0 | 0 | 7582 | - | 0 | 0 | - | 0 | 0 | - | 0 | 0 | - | 7582 | - | 0 | 0 | - | 0 | 0 | - | 0 | 0 | -
7583 | 0 | 0 | 0 | 0 | 0 | 0 | 0 | 0 | 0 | 0 | 7583 | 0 | 0 | 0 | 0 | 0 | 0 | 0 | 0 | 0 | 0 | 7583 | - | 0 | 0 | - | 0 | 0 | - | 0 | 0 | - | 7583 | - | 0 | 0 | - | 0 | 0 | - | 0 | 0 | -
7584 | 0 | 0 | 0 | 0 | 0 | 0 | 0 | 0 | 0 | 0 | 7584 | 0 | 0 | 0 | 0 | 0 | 0 | 0 | 0 | 0 | 0 | 7584 | - | 0 | 0 | - | 0 | 0 | - | 0 | 0 | - | 7584 | - | 0 | 0 | - | 0 | 0 | - | 0 | 0 | -
7585 | 0 | 0 | 0 | 0 | 0 | 0 | 0 | 0 | 0 | 0 | 7585 | 0 | 0 | 0 | 0 | 0 | 0 | 0 | 0 | 0 | 0 | 7585 | - | 0 | 0 | - | 0 | 0 | - | 0 | 0 | - | 7585 | - | 0 | 0 | - | 0 | 0 | - | 0 | 0 | -
7586 | 0 | 0 | 0 | 0 | 0 | 0 | 0 | 0 | 0 | 0 | 7586 | 0 | 0 | 0 | 0 | 0 | 0 | 0 | 0 | 0 | 0 | 7586 | - | 0 | 0 | - | 0 | 0 | - | 0 | 0 | - | 7586 | - | 0 | 0 | - | 0 | 0 | - | 0 | 0 | -
7587 | 0 | 0 | 0 | 0 | 0 | 0 | 0 | 0 | 0 | 0 | 7587 | 0 | 0 | 0 | 0 | 0 | 0 | 0 | 0 | 0 | 0 | 7587 | - | 0 | 0 | - | 0 | 0 | - | 0 | 0 | - | 7587 | - | 0 | 0 | - | 0 | 0 | - | 0 | 0 | -
7588 | 0 | 0 | 0 | 0 | 0 | 0 | 614.9485 | 0 | 78.6538 | 0 | 7588 | 0 | 0 | 0 | 0 | 0 | 0 | 0 | 0 | 0 | 0 | 7588 | - | 0 | 0 | - | 0 | 0 | - | 500 | 500 | - | 7588 | - | 0 | 0 | - | 0 | 0 | - | 0 | 0 | -
7589 | 0 | 0 | 0 | 0 | 0 | 0 | 649.7465 | 311.7538 | 233.1 | 0 | 7589 | 0 | 0 | 0 | 0 | 0 | 0 | 0 | 0 | 0 | 0 | 7589 | - | 0 | 0 | - | 0 | 0 | - | 500 | 500 | - | 7589 | - | 0 | 0 | - | 0 | 0 | - | 0 | 0 | -
7590 | 0 | 0 | 0 | 0 | 0 | 0 | 0 | 0 | 0 | 0 | 7590 | 0 | 0 | 0 | 0 | 0 | 0 | 0 | 0 | 0 | 0 | 7590 | - | 0 | 0 | - | 0 | 0 | - | 0 | 0 | - | 7590 | - | 0 | 0 | - | 0 | 0 | - | 0 | 0 | -
7591 | 0 | 0 | 0 | 0 | 0 | 0 | 0 | 0 | 0 | 0 | 7591 | 0 | 0 | 0 | 0 | 0 | 0 | 0 | 0 | 0 | 0 | 7591 | - | 0 | 0 | - | 0 | 0 | - | 0 | 0 | - | 7591 | - | 0 | 0 | - | 0 | 0 | - | 0 | 0 | -
7592 | 0 | 0 | 0 | 0 | 0 | 0 | 0 | 0 | 0 | 0 | 7592 | 0 | 0 | 0 | 0 | 0 | 0 | 0 | 0 | 0 | 0 | 7592 | - | 0 | 0 | - | 0 | 0 | - | 0 | 0 | - | 7592 | - | 0 | 0 | - | 0 | 0 | - | 0 | 0 | -
7593 | 0 | 0 | 0 | 0 | 0 | 0 | 0 | 0 | 0 | 0 | 7593 | 0 | 0 | 0 | 0 | 0 | 0 | 0 | 0 | 0 | 0 | 7593 | - | 0 | 0 | - | 0 | 0 | - | 0 | 0 | - | 7593 | - | 0 | 0 | - | 0 | 0 | - | 0 | 0 | -
7594 | 0 | 0 | 0 | 0 | 0 | 0 | 0 | 0 | 0 | 0 | 7594 | 0 | 0 | 0 | 0 | 0 | 0 | 0 | 0 | 0 | 0 | 7594 | - | 0 | 0 | - | 0 | 0 | - | 0 | 0 | - | 7594 | - | 0 | 0 | - | 0 | 0 | - | 0 | 0 | -
7595 | 0 | 0 | 0 | 0 | 0 | 0 | 0 | 0 | 0 | 0 | 7595 | 0 | 0 | 0 | 0 | 0 | 0 | 0 | 0 | 0 | 0 | 7595 | - | 0 | 0 | - | 0 | 0 | - | 0 | 0 | - | 7595 | - | 0 | 0 | - | 0 | 0 | - | 0 | 0 | -
7596 | 0 | 0 | 0 | 0 | 0 | 0 | 0 | 0 | 0 | 0 | 7596 | 0 | 0 | 0 | 0 | 0 | 0 | 0 | 0 | 0 | 0 | 7596 | - | 0 | 0 | - | 0 | 0 | - | 0 | 0 | - | 7596 | - | 0 | 0 | - | 0 | 0 | - | 0 | 0 | -
7597 | 0 | 0 | 0 | 0 | 0 | 0 | 0 | 0 | 0 | 0 | 7597 | 0 | 0 | 0 | 0 | 0 | 0 | 0 | 0 | 0 | 0 | 7597 | - | 0 | 0 | - | 0 | 0 | - | 0 | 0 | - | 7597 | - | 0 | 0 | - | 0 | 0 | - | 0 | 0 | -
7598 | 0 | 0 | 0 | 0 | 0 | 0 | 0 | 0 | 0 | 0 | 7598 | 0 | 0 | 0 | 0 | 0 | 0 | 0 | 0 | 0 | 0 | 7598 | - | 0 | 0 | - | 0 | 0 | - | 0 | 0 | - | 7598 | - | 0 | 0 | - | 0 | 0 | - | 0 | 0 | -
7599 | 0 | 0 | 0 | 0 | 0 | 0 | 0 | 0 | 0 | 0 | 7599 | 0 | 0 | 0 | 0 | 0 | 0 | 879.6317 | 833.7778 | 233.1 | 0 | 7599 | - | 0 | 0 | - | 0 | 0 | - | 0 | 0 | - | 7599 | - | 0 | 0 | - | 0 | 0 | - | 500 | 500 | -
7600 | 0 | 0 | 0 | 0 | 0 | 0 | 0 | 0 | 0 | 0 | 7600 | 183.2635 | 90.5158 | 0 | 0 | 861.4953 | 162.6806 | 1066.3493 | 549.1538 | 89.2614 | 0 | 7600 | - | 0 | 0 | - | 0 | 0 | - | 0 | 0 | - | 7600 | - | 500 | 500 | - | 500 | 500 | - | 500 | 500 | -
7601 | 0 | 0 | 0 | 0 | 0 | 0 | 0 | 0 | 0 | 0 | 7601 | 0 | 0 | 0 | 541.5138 | 0 | 0 | 126.2744 | 0 | 0 | 0 | 7601 | - | 0 | 0 | - | 0 | 0 | - | 0 | 0 | - | 7601 | - | 481.4321 | 481.4321 | - | 500 | 500 | - | 500 | 500 | -
7602 | 0 | 0 | 0 | 0 | 0 | 0 | 0 | 0 | 0 | 0 | 7602 | 0 | 0 | 0 | 259.314 | 0 | 0 | 0 | 0 | 0 | 0 | 7602 | - | 0 | 0 | - | 0 | 0 | - | 0 | 0 | - | 7602 | - | 429.3063 | 279.3063 | - | 205.0652 | 192.3637 | - | 0 | 0 | -
7603 | 0 | 0 | 0 | 0 | 0 | 0 | 0 | 0 | 0 | 0 | 7603 | 0 | 0 | 10.8456 | 0 | 0 | 0 | 0 | 0 | 0 | 0 | 7603 | - | 0 | 0 | - | 0 | 0 | - | 0 | 0 | - | 7603 | - | 432.5056 | 271.66 | - | 0 | 0 | - | 0 | 0 | -
7604 | 0 | 0 | 0 | 0 | 0 | 0 | 262.5006 | 0 | 0 | 0 | 7604 | 0 | 0 | 0 | 0 | 0 | 0 | 0 | 0 | 0 | 0 | 7604 | - | 0 | 0 | - | 0 | 0 | - | 0 | 206.5006 | - | 7604 | - | 0 | 0 | - | 0 | 0 | - | 0 | 0 | -
7605 | 0 | 0 | 0 | 0 | 0 | 0 | 0 | 0 | 0 | 0 | 7605 | 0 | 0 | 0 | 0 | 0 | 0 | 0 | 0 | 0 | 0 | 7605 | - | 0 | 0 | - | 0 | 0 | - | 0 | 0 | - | 7605 | - | 0 | 0 | - | 0 | 0 | - | 0 | 0 | -
7606 | 0 | 0 | 0 | 0 | 0 | 0 | 0 | 0 | 0 | 0 | 7606 | 0 | 0 | 0 | 0 | 0 | 0 | 225.2676 | 0 | 0 | 0 | 7606 | - | 0 | 0 | - | 0 | 0 | - | 0 | 0 | - | 7606 | - | 0 | 0 | - | 0 | 0 | - | 292.3298 | 225.2676 | -
7607 | 0 | 0 | 0 | 0 | 0 | 0 | 0 | 0 | 0 | 0 | 7607 | 0 | 0 | 0 | 0 | 0 | 0 | 0 | 0 | 0 | 0 | 7607 | - | 0 | 0 | - | 0 | 0 | - | 0 | 0 | - | 7607 | - | 0 | 0 | - | 0 | 0 | - | 500 | 500 | -
7608 | 0 | 0 | 0 | 0 | 0 | 0 | 0 | 0 | 0 | 0 | 7608 | 0 | 0 | 0 | 0 | 0 | 0 | 0 | 0 | 0 | 0 | 7608 | - | 0 | 0 | - | 0 | 0 | - | 0 | 0 | - | 7608 | - | 0 | 0 | - | 0 | 0 | - | 0 | 0 | -
7609 | 0 | 0 | 0 | 0 | 0 | 0 | 0 | 0 | 0 | 0 | 7609 | 0 | 0 | 0 | 0 | 0 | 0 | 0 | 0 | 0 | 0 | 7609 | - | 0 | 0 | - | 0 | 0 | - | 0 | 0 | - | 7609 | - | 0 | 0 | - | 0 | 0 | - | 0 | 0 | -
7610 | 0 | 0 | 0 | 0 | 0 | 0 | 0 | 0 | 0 | 0 | 7610 | 0 | 0 | 0 | 0 | 0 | 0 | 0 | 0 | 0 | 0 | 7610 | - | 0 | 0 | - | 0 | 0 | - | 0 | 0 | - | 7610 | - | 0 | 0 | - | 0 | 0 | - | 0 | 0 | -
7611 | 0 | 0 | 0 | 0 | 0 | 0 | 0 | 0 | 0 | 0 | 7611 | 0 | 0 | 0 | 0 | 0 | 0 | 0 | 0 | 0 | 0 | 7611 | - | 0 | 0 | - | 0 | 0 | - | 0 | 0 | - | 7611 | - | 0 | 0 | - | 0 | 0 | - | 0 | 0 | -
7612 | 0 | 0 | 0 | 0 | 0 | 0 | 0 | 0 | 0 | 0 | 7612 | 0 | 0 | 0 | 0 | 0 | 0 | 0 | 0 | 0 | 0 | 7612 | - | 0 | 0 | - | 0 | 0 | - | 0 | 0 | - | 7612 | - | 0 | 0 | - | 0 | 0 | - | 0 | 0 | -
7613 | 0 | 0 | 0 | 0 | 0 | 0 | 0 | 0 | 0 | 0 | 7613 | 0 | 0 | 0 | 0 | 0 | 0 | 0 | 0 | 0 | 0 | 7613 | - | 0 | 0 | - | 0 | 0 | - | 0 | 0 | - | 7613 | - | 0 | 0 | - | 0 | 0 | - | 0 | 0 | -
7614 | 0 | 0 | 0 | 0 | 0 | 0 | 0 | 0 | 0 | 0 | 7614 | 0 | 0 | 0 | 0 | 0 | 0 | 0 | 0 | 0 | 0 | 7614 | - | 0 | 0 | - | 0 | 0 | - | 0 | 0 | - | 7614 | - | 0 | 0 | - | 0 | 0 | - | 0 | 0 | -
7615 | 0 | 0 | 0 | 0 | 0 | 0 | 0 | 0 | 0 | 0 | 7615 | 0 | 0 | 0 | 0 | 0 | 0 | 0 | 0 | 0 | 0 | 7615 | - | 0 | 0 | - | 0 | 0 | - | 0 | 0 | - | 7615 | - | 0 | 0 | - | 0 | 0 | - | 0 | 0 | -
7616 | 0 | 0 | 0 | 0 | 0 | 0 | 0 | 0 | 0 | 0 | 7616 | 0 | 0 | 0 | 0 | 0 | 0 | 0 | 0 | 0 | 0 | 7616 | - | 0 | 0 | - | 0 | 0 | - | 0 | 0 | - | 7616 | - | 0 | 0 | - | 0 | 0 | - | 0 | 0 | -
7617 | 0 | 0 | 0 | 0 | 0 | 0 | 0 | 0 | 0 | 0 | 7617 | 0 | 0 | 0 | 0 | 0 | 0 | 0 | 0 | 0 | 0 | 7617 | - | 0 | 0 | - | 0 | 0 | - | 0 | 0 | - | 7617 | - | 0 | 0 | - | 0 | 0 | - | 0 | 0 | -
7618 | 0 | 0 | 0 | 0 | 0 | 0 | 282.5874 | 377.9762 | 97.1464 | 0 | 7618 | 0 | 0 | 0 | 0 | 0 | 0 | 0 | 0 | 0 | 0 | 7618 | - | 0 | 0 | - | 0 | 0 | - | 500 | 500 | - | 7618 | - | 0 | 0 | - | 0 | 0 | - | 0 | 0 | -
7619 | 0 | 0 | 0 | 0 | 0 | 0 | 1500 | 1000 | 233.1 | 0 | 7619 | 0 | 0 | 0 | 0 | 0 | 0 | 0 | 0 | 0 | 0 | 7619 | - | 0 | 0 | - | 0 | 0 | - | 500 | 500 | - | 7619 | - | 0 | 0 | - | 0 | 0 | - | 0 | 0 | -
7620 | 0 | 0 | 0 | 0 | 0 | 0 | 549.0023 | 249.0023 | 49.0023 | 0 | 7620 | 0 | 0 | 0 | 0 | 0 | 0 | 0 | 0 | 0 | 0 | 7620 | - | 0 | 0 | - | 0 | 0 | - | 500 | 500 | - | 7620 | - | 0 | 0 | - | 0 | 0 | - | 0 | 0 | -
7621 | 0 | 0 | 0 | 0 | 0 | 0 | 108.878 | 0 | 0 | 0 | 7621 | 0 | 0 | 0 | 0 | 0 | 0 | 0 | 0 | 0 | 0 | 7621 | - | 0 | 0 | - | 0 | 0 | - | 119.878 | 119.878 | - | 7621 | - | 0 | 0 | - | 0 | 0 | - | 0 | 0 | -
7622 | 0 | 0 | 0 | 0 | 0 | 0 | 0 | 0 | 0 | 0 | 7622 | 0 | 0 | 0 | 0 | 0 | 0 | 0 | 0 | 0 | 0 | 7622 | - | 0 | 0 | - | 0 | 0 | - | 0 | 0 | - | 7622 | - | 0 | 0 | - | 0 | 0 | - | 0 | 0 | -
7623 | 0 | 0 | 0 | 0 | 0 | 0 | 0 | 0 | 0 | 0 | 7623 | 0 | 0 | 0 | 0 | 0 | 0 | 0 | 0 | 0 | 0 | 7623 | - | 0 | 0 | - | 0 | 0 | - | 0 | 0 | - | 7623 | - | 0 | 0 | - | 0 | 0 | - | 0 | 0 | -
7624 | 0 | 0 | 0 | 0 | 0 | 0 | 0 | 0 | 0 | 0 | 7624 | 0 | 0 | 0 | 0 | 0 | 0 | 0 | 0 | 0 | 0 | 7624 | - | 0 | 0 | - | 0 | 0 | - | 0 | 0 | - | 7624 | - | 0 | 0 | - | 0 | 0 | - | 500 | 500 | -
7625 | 0 | 0 | 0 | 0 | 0 | 0 | 0 | 0 | 0 | 0 | 7625 | 0 | 0 | 0 | 0 | 0 | 0 | 0 | 55.4057 | 0 | 0 | 7625 | - | 0 | 0 | - | 0 | 0 | - | 0 | 0 | - | 7625 | - | 0 | 0 | - | 0 | 0 | - | 500 | 500 | -
7626 | 0 | 0 | 0 | 0 | 0 | 0 | 0 | 0 | 0 | 0 | 7626 | 0 | 0 | 0 | 0 | 0 | 0 | 159.8503 | 412.9418 | 0 | 0 | 7626 | - | 0 | 0 | - | 0 | 0 | - | 0 | 0 | - | 7626 | - | 0 | 0 | - | 0 | 0 | - | 500 | 500 | -
7627 | 0 | 0 | 0 | 0 | 0 | 0 | 0 | 0 | 0 | 0 | 7627 | 0 | 0 | 0 | 0 | 0 | 0 | 0 | 0 | 0 | 0 | 7627 | - | 0 | 0 | - | 0 | 0 | - | 0 | 0 | - | 7627 | - | 0 | 0 | - | 0 | 0 | - | 0 | 0 | -
7628 | 0 | 0 | 0 | 0 | 0 | 0 | 0 | 0 | 0 | 0 | 7628 | 0 | 0 | 0 | 0 | 0 | 0 | 0 | 0 | 0 | 0 | 7628 | - | 0 | 0 | - | 0 | 0 | - | 0 | 0 | - | 7628 | - | 0 | 0 | - | 0 | 0 | - | 0 | 0 | -
7629 | 0 | 0 | 0 | 0 | 0 | 0 | 0 | 0 | 0 | 0 | 7629 | 0 | 0 | 0 | 0 | 0 | 0 | 0 | 0 | 0 | 0 | 7629 | - | 0 | 0 | - | 0 | 0 | - | 0 | 0 | - | 7629 | - | 0 | 0 | - | 0 | 0 | - | 0 | 0 | -
7630 | 0 | 0 | 0 | 0 | 0 | 0 | 0 | 0 | 0 | 0 | 7630 | 0 | 0 | 0 | 0 | 0 | 0 | 0 | 0 | 0 | 0 | 7630 | - | 0 | 0 | - | 0 | 0 | - | 0 | 0 | - | 7630 | - | 0 | 0 | - | 0 | 0 | - | 0 | 0 | -
7631 | 0 | 0 | 0 | 0 | 0 | 0 | 0 | 0 | 0 | 0 | 7631 | 0 | 0 | 0 | 0 | 0 | 0 | 0 | 0 | 0 | 0 | 7631 | - | 0 | 0 | - | 0 | 0 | - | 0 | 0 | - | 7631 | - | 0 | 0 | - | 0 | 0 | - | 0 | 0 | -
7632 | 0 | 0 | 0 | 0 | 0 | 0 | 0 | 0 | 0 | 0 | 7632 | 0 | 0 | 0 | 0 | 0 | 0 | 0 | 0 | 0 | 0 | 7632 | - | 0 | 0 | - | 0 | 0 | - | 0 | 0 | - | 7632 | - | 0 | 0 | - | 0 | 0 | - | 0 | 0 | -
7633 | 0 | 0 | 0 | 0 | 0 | 0 | 0 | 0 | 0 | 0 | 7633 | 0 | 0 | 0 | 0 | 0 | 0 | 0 | 0 | 0 | 0 | 7633 | - | 0 | 0 | - | 0 | 0 | - | 0 | 0 | - | 7633 | - | 0 | 0 | - | 0 | 0 | - | 0 | 0 | -
7634 | 0 | 0 | 0 | 0 | 0 | 0 | 0 | 0 | 0 | 0 | 7634 | 0 | 0 | 0 | 0 | 0 | 0 | 0 | 0 | 0 | 0 | 7634 | - | 0 | 0 | - | 0 | 0 | - | 0 | 0 | - | 7634 | - | 0 | 0 | - | 0 | 0 | - | 0 | 0 | -
7635 | 0 | 0 | 0 | 0 | 0 | 0 | 0 | 0 | 0 | 0 | 7635 | 0 | 0 | 0 | 0 | 0 | 0 | 0 | 0 | 0 | 0 | 7635 | - | 0 | 0 | - | 0 | 0 | - | 0 | 0 | - | 7635 | - | 0 | 0 | - | 0 | 0 | - | 0 | 0 | -
7636 | 0 | 0 | 0 | 0 | 0 | 0 | 0 | 0 | 0 | 0 | 7636 | 0 | 0 | 0 | 0 | 0 | 0 | 0 | 0 | 0 | 0 | 7636 | - | 0 | 0 | - | 0 | 0 | - | 0 | 0 | - | 7636 | - | 0 | 0 | - | 0 | 0 | - | 0 | 0 | -
7637 | 0 | 0 | 0 | 0 | 0 | 0 | 0 | 0 | 0 | 0 | 7637 | 0 | 0 | 0 | 0 | 0 | 0 | 0 | 0 | 0 | 0 | 7637 | - | 0 | 0 | - | 0 | 0 | - | 0 | 0 | - | 7637 | - | 0 | 0 | - | 0 | 0 | - | 0 | 0 | -
7638 | 0 | 0 | 0 | 0 | 0 | 0 | 0 | 0 | 0 | 0 | 7638 | 297.4902 | 62.0128 | 62.0128 | 0 | 164.6477 | 159.6808 | 1330.7918 | 680.7918 | 155.7918 | 0 | 7638 | - | 0 | 0 | - | 0 | 0 | - | 0 | 0 | - | 7638 | - | 500 | 500 | - | 500 | 500 | - | 500 | 500 | -
7639 | 0 | 0 | 0 | 0 | 0 | 0 | 0 | 0 | 0 | 0 | 7639 | 504.3407 | 166.4029 | 16.4029 | 168.9783 | 0 | 0 | 296.4653 | 0 | 166.5695 | 0 | 7639 | - | 0 | 0 | - | 0 | 0 | - | 0 | 0 | - | 7639 | - | 500 | 500 | - | 500 | 500 | - | 387.8494 | 500 | -
7640 | 0 | 0 | 0 | 0 | 0 | 0 | 0 | 0 | 0 | 0 | 7640 | 374.6484 | 24.6484 | 0 | 0 | 0 | 0 | 0 | 0 | 0 | 0 | 7640 | - | 0 | 0 | - | 0 | 0 | - | 0 | 0 | - | 7640 | - | 500 | 500 | - | 500 | 500 | - | 136.1331 | 361.1331 | -
7641 | 0 | 0 | 0 | 0 | 0 | 0 | 0 | 0 | 0 | 0 | 7641 | 339.4159 | 489.4159 | 0 | 0 | 0 | 0 | 0 | 0 | 0 | 0 | 7641 | - | 0 | 0 | - | 0 | 0 | - | 0 | 0 | - | 7641 | - | 0 | 489.4159 | - | 96.0028 | 94.1523 | - | 0 | 86.9449 | -
7642 | 0 | 0 | 0 | 0 | 0 | 0 | 0 | 0 | 0 | 0 | 7642 | 0 | 0 | 0 | 0 | 0 | 0 | 0 | 0 | 0 | 0 | 7642 | - | 0 | 0 | - | 0 | 0 | - | 0 | 0 | - | 7642 | - | 249.1363 | 249.1363 | - | 388.9569 | 163.9569 | - | 0 | 0 | -
7643 | 0 | 0 | 0 | 0 | 0 | 0 | 0 | 0 | 0 | 0 | 7643 | 0 | 0 | 0 | 0 | 0 | 0 | 0 | 0 | 0 | 0 | 7643 | - | 0 | 0 | - | 0 | 0 | - | 0 | 0 | - | 7643 | - | 402.895 | 402.895 | - | 315.9543 | 111.9843 | - | 395.7888 | 206.021 | -
7644 | 0 | 0 | 0 | 0 | 0 | 0 | 0 | 0 | 0 | 0 | 7644 | 0 | 0 | 0 | 0 | 0 | 0 | 0 | 0 | 0 | 0 | 7644 | - | 0 | 0 | - | 0 | 0 | - | 0 | 0 | - | 7644 | - | 444.5062 | 390.5874 | - | 0 | 0 | - | 500 | 500 | -
7645 | 0 | 0 | 0 | 0 | 0 | 0 | 0 | 0 | 0 | 0 | 7645 | 77.2107 | 0 | 0 | 0 | 0 | 0 | 287.2901 | 107.9369 | 0 | 0 | 7645 | - | 0 | 0 | - | 0 | 0 | - | 0 | 0 | - | 7645 | - | 429.8129 | 279.8129 | - | 0 | 0 | - | 500 | 500 | -
7646 | 0 | 0 | 0 | 0 | 0 | 0 | 0 | 0 | 0 | 0 | 7646 | 25.8191 | 0 | 0 | 243.2694 | 0 | 0 | 0 | 0 | 0 | 0 | 7646 | - | 0 | 0 | - | 0 | 0 | - | 0 | 0 | - | 7646 | - | 366.6451 | 366.6451 | - | 500 | 500 | - | 500 | 500 | -
7647 | 0 | 0 | 0 | 0 | 0 | 0 | 0 | 0 | 0 | 0 | 7647 | 245.9385 | 232.178 | 233.1 | 171.4637 | 0 | 0 | 0 | 125.8554 | 0 | 0 | 7647 | - | 0 | 0 | - | 0 | 0 | - | 0 | 0 | - | 7647 | - | 163.7606 | 162.8385 | - | 396.4637 | 500 | - | 0 | 0 | -
7648 | 0 | 0 | 0 | 0 | 0 | 0 | 0 | 0 | 0 | 0 | 7648 | 26.2705 | 176.2705 | 0 | 0 | 0 | 0 | 0 | 0 | 0 | 0 | 7648 | - | 0 | 0 | - | 0 | 0 | - | 0 | 0 | - | 7648 | - | 0 | 26.2705 | - | 0 | 0 | - | 0 | 0 | -
7649 | 0 | 0 | 0 | 0 | 0 | 0 | 0 | 0 | 0 | 0 | 7649 | 0 | 0 | 0 | 0 | 0 | 0 | 0 | 0 | 0 | 0 | 7649 | - | 0 | 0 | - | 0 | 0 | - | 0 | 0 | - | 7649 | - | 0 | 0 | - | 0 | 0 | - | 0 | 0 | -
7650 | 0 | 0 | 0 | 0 | 0 | 0 | 0 | 0 | 0 | 0 | 7650 | 0 | 0 | 0 | 0 | 0 | 0 | 0 | 0 | 0 | 0 | 7650 | - | 0 | 0 | - | 0 | 0 | - | 222.5923 | 222.5923 | - | 7650 | - | 0 | 0 | - | 0 | 0 | - | 0 | 0 | -
7651 | 0 | 0 | 0 | 0 | 0 | 0 | 0 | 0 | 0 | 0 | 7651 | 0 | 0 | 0 | 0 | 0 | 0 | 0 | 0 | 0 | 0 | 7651 | - | 0 | 0 | - | 161.179 | 161.179 | - | 476.9966 | 476.9966 | - | 7651 | - | 0 | 0 | - | 0 | 0 | - | 0 | 0 | -
7652 | 37.4627 | 0 | 0 | 0 | 0 | 0 | 0 | 175.9607 | 0 | 37.4627 | 7652 | 0 | 0 | 0 | 0 | 0 | 0 | 0 | 0 | 0 | 37.4627 | 7652 | - | 37.4627 | 0 | - | 323.483 | 323.483 | - | 500 | 500 | - | 7652 | - | 0 | 0 | - | 0 | 0 | - | 0 | 0 | -
7653 | 0 | 0 | 0 | 0 | 0 | 0 | 267.8327 | 0 | 0 | 0 | 7653 | 0 | 0 | 0 | 0 | 0 | 0 | 0 | 0 | 0 | 0 | 7653 | - | 0 | 0 | - | 477.3961 | 477.3961 | - | 500 | 500 | - | 7653 | - | 0 | 0 | - | 0 | 0 | - | 0 | 0 | -
7654 | 104.6937 | 0 | 0 | 187.295 | 0 | 0 | 0 | 163.4653 | 0 | 104.6937 | 7654 | 0 | 0 | 0 | 0 | 0 | 0 | 0 | 0 | 0 | 104.6937 | 7654 | - | 104.6937 | 104.6937 | - | 500 | 500 | - | 500 | 500 | - | 7654 | - | 0 | 0 | - | 0 | 0 | - | 0 | 0 | -
7655 | 397.0643 | 0 | 0 | 493.9967 | 152.8483 | 233.1 | 975.2962 | 0 | 0 | 397.0643 | 7655 | 0 | 0 | 0 | 0 | 0 | 0 | 0 | 0 | 0 | 397.0643 | 7655 | - | 397.0643 | 397.0643 | - | 500 | 500 | - | 500 | 500 | - | 7655 | - | 0 | 0 | - | 0 | 0 | - | 0 | 0 | -
7656 | 322.405 | 0 | 0 | 420.6481 | 79.4997 | 146.1487 | 0 | 406.0364 | 146.1487 | 322.405 | 7656 | 0 | 0 | 0 | 0 | 0 | 0 | 0 | 0 | 0 | 322.405 | 7656 | - | 322.405 | 322.405 | - | 500 | 500 | - | 500 | 500 | - | 7656 | - | 0 | 0 | - | 0 | 0 | - | 0 | 0 | -
7657 | 243.3699 | 0 | 0 | 657.8989 | 255.9816 | 0 | 0 | 206.2359 | 233.1 | 243.3699 | 7657 | 0 | 0 | 0 | 0 | 0 | 0 | 0 | 0 | 0 | 243.3699 | 7657 | - | 243.3699 | 243.3699 | - | 500 | 500 | - | 500 | 500 | - | 7657 | - | 0 | 0 | - | 0 | 0 | - | 0 | 0 | -
7658 | 203.003 | 0 | 0 | 225.0439 | 0 | 0 | 0 | 138.9124 | 0 | 203.003 | 7658 | 0 | 0 | 0 | 0 | 0 | 0 | 0 | 0 | 0 | 203.003 | 7658 | - | 203.003 | 203.003 | - | 500 | 500 | - | 500 | 500 | - | 7658 | - | 0 | 0 | - | 0 | 0 | - | 0 | 0 | -
7659 | 183.7349 | 0 | 0 | 191.9602 | 0 | 0 | 1118.2435 | 93.1294 | 0 | 183.7349 | 7659 | 0 | 0 | 0 | 0 | 0 | 0 | 0 | 0 | 0 | 183.7349 | 7659 | - | 183.7349 | 183.7349 | - | 500 | 500 | - | 500 | 500 | - | 7659 | - | 0 | 0 | - | 0 | 0 | - | 0 | 0 | -
7660 | 272.1099 | 0 | 0 | 263.6249 | 0 | 0 | 0 | 144.2962 | 0 | 272.1099 | 7660 | 0 | 0 | 0 | 0 | 0 | 0 | 0 | 0 | 0 | 272.1099 | 7660 | - | 272.1099 | 309.5726 | - | 500 | 500 | - | 500 | 500 | - | 7660 | - | 0 | 0 | - | 0 | 0 | - | 0 | 0 | -
7661 | 7.1708 | 0 | 0 | 0 | 0 | 0 | 0 | 7.0229 | 0 | 7.1708 | 7661 | 0 | 0 | 0 | 0 | 0 | 0 | 0 | 0 | 0 | 7.1708 | 7661 | - | 7.1708 | 7.1708 | - | 500 | 500 | - | 500 | 500 | - | 7661 | - | 0 | 0 | - | 0 | 0 | - | 0 | 0 | -
7662 | 0 | 0 | 0 | 0 | 0 | 0 | 79.0951 | 104.2093 | 0 | 0 | 7662 | 0 | 0 | 0 | 0 | 0 | 0 | 0 | 0 | 0 | 0 | 7662 | - | 0 | 0 | - | 352.3636 | 352.3636 | - | 500 | 500 | - | 7662 | - | 0 | 0 | - | 0 | 0 | - | 0 | 0 | -
7663 | 0 | 0 | 0 | 0 | 0 | 0 | 0 | 187.7099 | 0 | 0 | 7663 | 0 | 0 | 0 | 0 | 0 | 0 | 0 | 0 | 0 | 0 | 7663 | - | 0 | 0 | - | 176.5314 | 176.5314 | - | 216.914 | 374.9981 | - | 7663 | - | 0 | 0 | - | 0 | 0 | - | 0 | 0 | -
7664 | 0 | 0 | 0 | 0 | 0 | 0 | 0 | 0 | 0 | 0 | 7664 | 0 | 0 | 0 | 0 | 0 | 0 | 0 | 0 | 0 | 0 | 7664 | - | 0 | 0 | - | 59.6189 | 59.6189 | - | 250.1638 | 92.0797 | - | 7664 | - | 0 | 0 | - | 0 | 0 | - | 0 | 0 | -
7665 | 0 | 0 | 0 | 0 | 0 | 0 | 0 | 0 | 0 | 0 | 7665 | 0 | 0 | 0 | 0 | 0 | 0 | 0 | 0 | 0 | 0 | 7665 | - | 0 | 0 | - | 65.3068 | 65.3068 | - | 0 | 0 | - | 7665 | - | 0 | 0 | - | 0 | 0 | - | 0 | 0 | -
7666 | 0 | 0 | 0 | 0 | 0 | 0 | 0 | 0 | 0 | 0 | 7666 | 0 | 0 | 0 | 0 | 0 | 0 | 0 | 0 | 0 | 0 | 7666 | - | 0 | 0 | - | 102.0625 | 102.0625 | - | 0 | 0 | - | 7666 | - | 0 | 0 | - | 0 | 0 | - | 0 | 0 | -
7667 | 0 | 0 | 0 | 0 | 0 | 0 | 0 | 0 | 0 | 0 | 7667 | 0 | 0 | 0 | 0 | 0 | 0 | 0 | 0 | 0 | 0 | 7667 | - | 0 | 0 | - | 49.4388 | 49.4388 | - | 0 | 0 | - | 7667 | - | 0 | 0 | - | 0 | 0 | - | 0 | 0 | -
7668 | 0 | 0 | 0 | 0 | 0 | 0 | 0 | 0 | 0 | 0 | 7668 | 0 | 0 | 0 | 0 | 0 | 0 | 0 | 0 | 0 | 0 | 7668 | - | 0 | 0 | - | 0 | 0 | - | 0 | 0 | - | 7668 | - | 0 | 0 | - | 108.3619 | 108.3619 | - | 0 | 0 | -
7669 | 0 | 0 | 0 | 0 | 0 | 0 | 0 | 0 | 0 | 0 | 7669 | 0 | 0 | 0 | 216.0343 | 0 | 0 | 94.0189 | 0 | 0 | 0 | 7669 | - | 0 | 0 | - | 0 | 0 | - | 0 | 0 | - | 7669 | - | 0 | 0 | - | 366.0343 | 366.0343 | - | 292.5834 | 252.8705 | -
7670 | 0 | 0 | 0 | 0 | 0 | 0 | 0 | 0 | 0 | 0 | 7670 | 102.4949 | 0 | 0 | 301.6286 | 0 | 0 | 206.4201 | 0 | 0 | 0 | 7670 | - | 0 | 0 | - | 0 | 0 | - | 0 | 0 | - | 7670 | - | 83.1264 | 0 | - | 451.6286 | 451.6286 | - | 404.9846 | 365.2717 | -
7671 | 0 | 0 | 0 | 0 | 0 | 0 | 0 | 0 | 0 | 0 | 7671 | 0 | 0 | 0 | 227.6992 | 0 | 0 | 117.6117 | 0 | 0 | 0 | 7671 | - | 0 | 0 | - | 0 | 0 | - | 0 | 0 | - | 7671 | - | 0 | 0 | - | 377.6992 | 377.6992 | - | 316.1761 | 276.4632 | -
7672 | 0 | 0 | 0 | 0 | 0 | 0 | 0 | 0 | 0 | 0 | 7672 | 59.4407 | 0 | 0 | 211.9197 | 0 | 0 | 72.6902 | 0 | 0 | 0 | 7672 | - | 0 | 0 | - | 0 | 0 | - | 0 | 0 | - | 7672 | - | 59.4407 | 0 | - | 361.9197 | 361.9197 | - | 271.2547 | 191.8289 | -
7673 | 0 | 0 | 0 | 0 | 0 | 0 | 0 | 0 | 0 | 0 | 7673 | 182.1741 | 0 | 0 | 309.5147 | 299.6576 | 0 | 140.4002 | 0 | 0 | 0 | 7673 | - | 0 | 0 | - | 0 | 0 | - | 0 | 0 | - | 7673 | - | 182.1741 | 182.1741 | - | 159.8571 | 459.5147 | - | 338.9646 | 299.2517 | -
7674 | 0 | 0 | 0 | 0 | 0 | 0 | 0 | 0 | 0 | 0 | 7674 | 117.8331 | 0 | 0 | 227.2218 | 0 | 0 | 41.691 | 0 | 0 | 0 | 7674 | - | 0 | 0 | - | 0 | 0 | - | 0 | 0 | - | 7674 | - | 0 | 0 | - | 377.2218 | 377.2218 | - | 240.2555 | 200.5426 | -
7675 | 0 | 0 | 0 | 0 | 0 | 0 | 0 | 0 | 0 | 0 | 7675 | 111.5604 | 0 | 0 | 310.327 | 0 | 0 | 0 | 0 | 0 | 0 | 7675 | - | 0 | 0 | - | 0 | 0 | - | 0 | 0 | - | 7675 | - | 0 | 0 | - | 350.0718 | 350.0718 | - | 191.6031 | 151.8902 | -
7676 | 0 | 0 | 0 | 0 | 0 | 0 | 0 | 0 | 0 | 0 | 7676 | 0 | 0 | 0 | 118.6581 | 0 | 0 | 0 | 0 | 0 | 0 | 7676 | - | 0 | 0 | - | 0 | 0 | - | 0 | 0 | - | 7676 | - | 46.5651 | 0 | - | 268.6581 | 268.6581 | - | 94.8717 | 55.1588 | -
7677 | 0 | 0 | 0 | 0 | 0 | 0 | 0 | 0 | 0 | 0 | 7677 | 0 | 0 | 0 | 35.9716 | 0 | 0 | 0 | 0 | 0 | 0 | 7677 | - | 0 | 0 | - | 0 | 0 | - | 0 | 0 | - | 7677 | - | 0 | 0 | - | 185.9716 | 185.9716 | - | 0 | 0 | -
7678 | 0 | 0 | 0 | 0 | 0 | 0 | 94.5455 | 0 | 0 | 0 | 7678 | 0 | 0 | 0 | 0 | 0 | 0 | 0 | 0 | 0 | 0 | 7678 | - | 0 | 0 | - | 0 | 0 | - | 94.5455 | 94.5455 | - | 7678 | - | 0 | 0 | - | 98.0077 | 98.0077 | - | 0 | 0 | -
7679 | 0 | 0 | 0 | 0 | 0 | 0 | 58.5956 | 0 | 0 | 0 | 7679 | 0 | 0 | 0 | 115.4226 | 115.4226 | 0 | 0 | 0 | 0 | 0 | 7679 | - | 0 | 0 | - | 0 | 0 | - | 58.5956 | 58.5956 | - | 7679 | - | 0 | 0 | - | 0 | 115.4226 | - | 0 | 0 | -
7680 | 0 | 0 | 0 | 0 | 0 | 0 | 87.5118 | 0 | 0 | 0 | 7680 | 0 | 0 | 0 | 0 | 0 | 0 | 0 | 0 | 0 | 0 | 7680 | - | 0 | 0 | - | 0 | 0 | - | 61.4589 | 61.4589 | - | 7680 | - | 0 | 0 | - | 88.4094 | 88.4094 | - | 0 | 0 | -
7681 | 0 | 0 | 0 | 0 | 0 | 0 | 64.2839 | 0 | 0 | 0 | 7681 | 0 | 0 | 0 | 0 | 0 | 72.5084 | 0 | 0 | 0 | 0 | 7681 | - | 0 | 0 | - | 0 | 0 | - | 64.2839 | 64.2839 | - | 7681 | - | 0 | 0 | - | 72.5084 | 0 | - | 0 | 0 | -
7682 | 0 | 0 | 0 | 0 | 0 | 0 | 49.9898 | 0 | 0 | 0 | 7682 | 0 | 0 | 0 | 0 | 0 | 0 | 0 | 0 | 0 | 0 | 7682 | - | 0 | 0 | - | 0 | 0 | - | 10.2769 | 10.2769 | - | 7682 | - | 0 | 0 | - | 0 | 0 | - | 0 | 0 | -
7683 | 0 | 0 | 0 | 0 | 0 | 0 | 0 | 0 | 0 | 0 | 7683 | 0 | 0 | 0 | 0 | 0 | 0 | 0 | 0 | 0 | 0 | 7683 | - | 0 | 0 | - | 0 | 0 | - | 0 | 0 | - | 7683 | - | 0 | 0 | - | 0 | 0 | - | 67.6767 | 27.9638 | -
7684 | 0 | 0 | 0 | 0 | 0 | 0 | 0 | 0 | 0 | 0 | 7684 | 0 | 0 | 0 | 0 | 0 | 0 | 0 | 0 | 0 | 0 | 7684 | - | 0 | 0 | - | 0 | 0 | - | 0 | 0 | - | 7684 | - | 0 | 0 | - | 0 | 0 | - | 67.3962 | 27.6833 | -
7685 | 0 | 0 | 0 | 0 | 0 | 0 | 0 | 0 | 0 | 0 | 7685 | 0 | 0 | 0 | 0 | 0 | 0 | 72.3585 | 0 | 0 | 0 | 7685 | - | 0 | 0 | - | 0 | 0 | - | 0 | 0 | - | 7685 | - | 0 | 0 | - | 0 | 0 | - | 270.923 | 191.4972 | -
7686 | 0 | 0 | 0 | 0 | 0 | 0 | 0 | 0 | 0 | 0 | 7686 | 80.1836 | 0 | 0 | 0 | 0 | 0 | 293.6781 | 0 | 0 | 0 | 7686 | - | 0 | 0 | - | 0 | 0 | - | 0 | 0 | - | 7686 | - | 230.1836 | 230.1836 | - | 445.8672 | 404.4143 | - | 492.2426 | 417.9119 | -
7687 | 0 | 0 | 0 | 0 | 0 | 0 | 0 | 0 | 0 | 0 | 7687 | 89.7972 | 0 | 0 | 0 | 0 | 0 | 420.275 | 255.9683 | 233.1 | 0 | 7687 | - | 0 | 0 | - | 0 | 0 | - | 0 | 0 | - | 7687 | - | 89.7972 | 128.9294 | - | 368.1448 | 368.1448 | - | 362.8712 | 346.0266 | -
7688 | 0 | 0 | 0 | 0 | 0 | 0 | 0 | 0 | 0 | 0 | 7688 | 108.913 | 0 | 0 | 0 | 0 | 233.1 | 329.1892 | 128.202 | 48.7762 | 0 | 7688 | - | 0 | 0 | - | 0 | 0 | - | 0 | 0 | - | 7688 | - | 240.2693 | 240.2693 | - | 284.111 | 51.011 | - | 500 | 500 | -
7689 | 0 | 0 | 0 | 0 | 0 | 0 | 0 | 0 | 0 | 0 | 7689 | 361.5885 | 0 | 0 | 0 | 0 | 16.7529 | 248.9659 | 588.839 | 40.4851 | 0 | 7689 | - | 0 | 0 | - | 0 | 0 | - | 0 | 0 | - | 7689 | - | 211.5885 | 211.5885 | - | 307.1055 | 239.0866 | - | 0 | 500 | -
7690 | 0 | 0 | 0 | 0 | 0 | 0 | 0 | 0 | 0 | 0 | 7690 | 291.3767 | 0 | 0 | 0 | 0 | 0 | 338.7862 | 35.7799 | 0 | 0 | 7690 | - | 0 | 0 | - | 0 | 0 | - | 0 | 0 | - | 7690 | - | 291.3767 | 441.3767 | - | 0 | 0 | - | 500 | 500 | -
7691 | 0 | 0 | 0 | 0 | 0 | 0 | 0 | 0 | 0 | 0 | 7691 | 0 | 0 | 0 | 0 | 0 | 0 | 0 | 0 | 0 | 0 | 7691 | - | 0 | 0 | - | 0 | 0 | - | 0 | 0 | - | 7691 | - | 0 | 0 | - | 0 | 0 | - | 428.1383 | 388.4254 | -
7692 | 0 | 0 | 0 | 0 | 0 | 0 | 0 | 0 | 0 | 0 | 7692 | 0 | 0 | 0 | 0 | 0 | 0 | 0 | 374.1425 | 0 | 0 | 7692 | - | 0 | 0 | - | 0 | 0 | - | 0 | 0 | - | 7692 | - | 0 | 0 | - | 0 | 0 | - | 0 | 374.1425 | -
7693 | 0 | 0 | 0 | 0 | 0 | 0 | 0 | 0 | 0 | 0 | 7693 | 0 | 0 | 0 | 0 | 0 | 0 | 0 | 0 | 0 | 0 | 7693 | - | 0 | 0 | - | 0 | 0 | - | 0 | 0 | - | 7693 | - | 0 | 0 | - | 0 | 0 | - | 358.3892 | 278.9634 | -
7694 | 0 | 0 | 0 | 0 | 0 | 0 | 0 | 0 | 0 | 0 | 7694 | 0 | 0 | 0 | 0 | 0 | 0 | 0 | 0 | 0 | 0 | 7694 | - | 0 | 0 | - | 0 | 0 | - | 0 | 0 | - | 7694 | - | 0 | 0 | - | 0 | 0 | - | 251.7382 | 172.3124 | -
7695 | 0 | 0 | 0 | 0 | 0 | 0 | 0 | 0 | 0 | 0 | 7695 | 0 | 0 | 0 | 0 | 0 | 0 | 0 | 0 | 0 | 0 | 7695 | - | 0 | 0 | - | 0 | 0 | - | 0 | 0 | - | 7695 | - | 0 | 0 | - | 0 | 0 | - | 184.1511 | 116.0161 | -
7696 | 0 | 0 | 0 | 0 | 0 | 0 | 0 | 0 | 0 | 0 | 7696 | 0 | 0 | 0 | 0 | 0 | 0 | 0 | 0 | 0 | 0 | 7696 | - | 0 | 0 | - | 0 | 0 | - | 0 | 0 | - | 7696 | - | 0 | 0 | - | 0 | 0 | - | 0 | 0 | -
7697 | 0 | 0 | 0 | 0 | 0 | 0 | 0 | 0 | 0 | 0 | 7697 | 0 | 0 | 0 | 0 | 0 | 0 | 0 | 0 | 0 | 0 | 7697 | - | 0 | 0 | - | 0 | 0 | - | 0 | 0 | - | 7697 | - | 0 | 0 | - | 0 | 0 | - | 0 | 0 | -
7698 | 0 | 0 | 0 | 0 | 0 | 0 | 0 | 0 | 0 | 0 | 7698 | 0 | 0 | 0 | 0 | 0 | 0 | 0 | 0 | 0 | 0 | 7698 | - | 0 | 0 | - | 0 | 0 | - | 0 | 0 | - | 7698 | - | 0 | 0 | - | 0 | 0 | - | 0 | 0 | -
7699 | 0 | 0 | 0 | 0 | 0 | 0 | 0 | 0 | 0 | 0 | 7699 | 0 | 0 | 0 | 0 | 0 | 0 | 0 | 0 | 0 | 0 | 7699 | - | 0 | 0 | - | 0 | 0 | - | 0 | 333.3333 | - | 7699 | - | 0 | 0 | - | 0 | 0 | - | 0 | 0 | -
7700 | 0 | 0 | 0 | 0 | 0 | 0 | 0 | 0 | 0 | 0 | 7700 | 0 | 0 | 0 | 0 | 0 | 0 | 0 | 0 | 0 | 0 | 7700 | - | 0 | 0 | - | 91.7539 | 91.7539 | - | 0 | 500 | - | 7700 | - | 0 | 0 | - | 0 | 0 | - | 0 | 0 | -
7701 | 0 | 0 | 0 | 0 | 0 | 0 | 0 | 0 | 0 | 0 | 7701 | 0 | 0 | 0 | 0 | 0 | 0 | 0 | 0 | 0 | 0 | 7701 | - | 0 | 0 | - | 228.537 | 228.537 | - | 500 | 500 | - | 7701 | - | 0 | 0 | - | 0 | 0 | - | 0 | 0 | -
7702 | 0 | 0 | 0 | 352.8676 | 0 | 0 | 455.1976 | 0 | 0 | 0 | 7702 | 0 | 0 | 0 | 0 | 0 | 0 | 0 | 0 | 0 | 0 | 7702 | - | 0 | 0 | - | 500 | 500 | - | 500 | 0 | - | 7702 | - | 0 | 0 | - | 0 | 0 | - | 0 | 0 | -
7703 | 0 | 0 | 0 | 1025.9083 | 633.8312 | 233.1 | 0 | 0 | 0 | 0 | 7703 | 0 | 0 | 0 | 0 | 0 | 0 | 0 | 0 | 0 | 0 | 7703 | - | 500 | 500 | - | 500 | 500 | - | 500 | 500 | - | 7703 | - | 0 | 0 | - | 0 | 0 | - | 0 | 0 | -
7704 | 79.2252 | 0 | 0 | 1010.417 | 752.4872 | 146.1487 | 0 | 0 | 0 | 79.2252 | 7704 | 0 | 0 | 0 | 0 | 0 | 0 | 0 | 0 | 0 | 79.2252 | 7704 | - | 500 | 500 | - | 500 | 500 | - | 500 | 0 | - | 7704 | - | 0 | 0 | - | 0 | 0 | - | 0 | 0 | -
7705 | 343.4174 | 0 | 0 | 51.2747 | 240.66 | 0 | 0 | 0 | 0 | 343.4174 | 7705 | 0 | 0 | 0 | 0 | 0 | 0 | 0 | 0 | 0 | 343.4174 | 7705 | - | 500 | 500 | - | 500 | 500 | - | 0 | 0 | - | 7705 | - | 0 | 0 | - | 0 | 0 | - | 0 | 0 | -
7706 | 573.0276 | 100.144 | 100.6863 | 0 | 0 | 0 | 0 | 0 | 0 | 573.0276 | 7706 | 0 | 0 | 0 | 0 | 0 | 0 | 0 | 0 | 0 | 573.0276 | 7706 | - | 500 | 500 | - | 500 | 500 | - | 0 | 500 | - | 7706 | - | 0 | 0 | - | 0 | 0 | - | 0 | 0 | -
7707 | 455.9517 | 180.662 | 146.8517 | 0 | 0 | 0 | 0 | 0 | 0 | 455.9517 | 7707 | 0 | 0 | 0 | 0 | 0 | 0 | 0 | 0 | 0 | 455.9517 | 7707 | - | 500 | 500 | - | 500 | 500 | - | 0 | 500 | - | 7707 | - | 0 | 0 | - | 0 | 0 | - | 0 | 0 | -
7708 | 0 | 532.6833 | 0 | 0 | 0 | 0 | 0 | 0 | 0 | 0 | 7708 | 0 | 0 | 0 | 0 | 0 | 0 | 0 | 0 | 0 | 0 | 7708 | - | 500 | 500 | - | 500 | 500 | - | 0 | 0 | - | 7708 | - | 0 | 0 | - | 0 | 0 | - | 0 | 0 | -
7709 | 0 | 0 | 0 | 0 | 0 | 0 | 0 | 0 | 0 | 0 | 7709 | 0 | 0 | 0 | 0 | 0 | 0 | 0 | 0 | 0 | 0 | 7709 | - | 500 | 500 | - | 500 | 500 | - | 0 | 0 | - | 7709 | - | 0 | 0 | - | 0 | 0 | - | 0 | 0 | -
7710 | 0 | 0 | 0 | 0 | 0 | 0 | 0 | 0 | 0 | 0 | 7710 | 0 | 0 | 0 | 0 | 0 | 0 | 0 | 0 | 0 | 0 | 7710 | - | 500 | 3.4138 | - | 0 | 0 | - | 0 | 0 | - | 7710 | - | 0 | 0 | - | 0 | 0 | - | 0 | 0 | -
7711 | 0 | 0 | 0 | 0 | 0 | 0 | 0 | 0 | 0 | 0 | 7711 | 0 | 0 | 0 | 0 | 0 | 0 | 0 | 0 | 0 | 0 | 7711 | - | 0 | 171.9925 | - | 0 | 0 | - | 333.3333 | 0 | - | 7711 | - | 0 | 0 | - | 0 | 0 | - | 0 | 0 | -
7712 | 0 | 0 | 0 | 0 | 0 | 0 | 0 | 0 | 0 | 0 | 7712 | 0 | 0 | 0 | 0 | 0 | 0 | 0 | 0 | 0 | 0 | 7712 | - | 60.7908 | 500 | - | 0 | 0 | - | 0 | 500 | - | 7712 | - | 0 | 0 | - | 0 | 0 | - | 0 | 0 | -
7713 | 0 | 0 | 0 | 0 | 0 | 0 | 0 | 0 | 0 | 0 | 7713 | 0 | 0 | 0 | 0 | 0 | 0 | 0 | 0 | 0 | 0 | 7713 | - | 0 | 0 | - | 0 | 0 | - | 0 | 0 | - | 7713 | - | 0 | 0 | - | 0 | 0 | - | 0 | 0 | -
7714 | 0 | 0 | 0 | 0 | 0 | 0 | 0 | 0 | 0 | 0 | 7714 | 0 | 0 | 0 | 0 | 0 | 0 | 0 | 0 | 0 | 0 | 7714 | - | 0 | 0 | - | 0 | 0 | - | 0 | 0 | - | 7714 | - | 0 | 0 | - | 0 | 0 | - | 0 | 0 | -
7715 | 0 | 0 | 0 | 0 | 0 | 0 | 0 | 0 | 189.6243 | 0 | 7715 | 0 | 0 | 0 | 0 | 0 | 0 | 0 | 0 | 0 | 0 | 7715 | - | 500 | 500 | - | 0 | 0 | - | 500 | 0 | - | 7715 | - | 0 | 0 | - | 0 | 0 | - | 0 | 0 | -
7716 | 0 | 0 | 0 | 0 | 0 | 0 | 0 | 0 | 0 | 0 | 7716 | 0 | 0 | 0 | 0 | 0 | 0 | 0 | 0 | 0 | 0 | 7716 | - | 80.1425 | 0 | - | 0 | 0 | - | 500 | 0 | - | 7716 | - | 0 | 0 | - | 0 | 0 | - | 0 | 0 | -
7717 | 0 | 0 | 0 | 0 | 0 | 0 | 0 | 813.4892 | 0 | 0 | 7717 | 0 | 0 | 0 | 0 | 0 | 0 | 0 | 0 | 0 | 0 | 7717 | - | 148.7251 | 107.4172 | - | 0 | 0 | - | 0 | 0 | - | 7717 | - | 0 | 0 | - | 0 | 0 | - | 0 | 0 | -
7718 | 0 | 0 | 0 | 0 | 0 | 0 | 0 | 0 | 0 | 0 | 7718 | 0 | 0 | 0 | 0 | 0 | 0 | 0 | 0 | 0 | 0 | 7718 | - | 0 | 6.835 | - | 0 | 0 | - | 0 | 0 | - | 7718 | - | 0 | 0 | - | 0 | 0 | - | 0 | 0 | -
7719 | 0 | 0 | 0 | 0 | 0 | 0 | 0 | 0 | 0 | 0 | 7719 | 0 | 0 | 0 | 0 | 0 | 0 | 0 | 0 | 0 | 0 | 7719 | - | 213.0407 | 213.0407 | - | 170.7969 | 170.7969 | - | 0 | 0 | - | 7719 | - | 0 | 0 | - | 0 | 0 | - | 0 | 0 | -
7720 | 0 | 0 | 0 | 0 | 0 | 0 | 215.3644 | 0 | 0 | 0 | 7720 | 0 | 0 | 0 | 0 | 0 | 0 | 0 | 0 | 0 | 0 | 7720 | - | 0 | 0 | - | 0 | 0 | - | 0 | 0 | - | 7720 | - | 257.1862 | 257.1862 | - | 0 | 0 | - | 0 | 0 | -
7721 | 0 | 0 | 0 | 0 | 0 | 0 | 0 | 0 | 0 | 0 | 7721 | 549.2266 | 0 | 49.2266 | 0 | 0 | 0 | 0 | 0 | 0 | 0 | 7721 | - | 0 | 0 | - | 0 | 0 | - | 0 | 0 | - | 7721 | - | 500 | 500 | - | 0 | 0 | - | 0 | 0 | -
7722 | 0 | 0 | 0 | 0 | 0 | 0 | 0 | 0 | 0 | 0 | 7722 | 91.0625 | 0 | 0 | 0 | 0 | 0 | 0 | 0 | 0 | 0 | 7722 | - | 0 | 0 | - | 0 | 0 | - | 0 | 0 | - | 7722 | - | 500 | 500 | - | 0 | 0 | - | 0 | 0 | -
7723 | 0 | 0 | 0 | 0 | 0 | 0 | 549.6718 | 0 | 0 | 0 | 7723 | 0 | 0 | 0 | 459.6505 | 0 | 0 | 0 | 0 | 0 | 0 | 7723 | - | 0 | 0 | - | 0 | 0 | - | 0 | 0 | - | 7723 | - | 500 | 500 | - | 496.3878 | 496.3878 | - | 0 | 0 | -
7724 | 0 | 0 | 0 | 0 | 0 | 0 | 0 | 0 | 0 | 0 | 7724 | 0 | 0 | 0 | 394.83 | 223.5554 | 223.5554 | 0 | 0 | 0 | 0 | 7724 | - | 0 | 0 | - | 0 | 0 | - | 0 | 0 | - | 7724 | - | 0 | 0 | - | 500 | 500 | - | 0 | 0 | -
7725 | 0 | 0 | 0 | 0 | 0 | 0 | 0 | 0 | 0 | 0 | 7725 | 0 | 0 | 0 | 836.5654 | 467.9104 | 0 | 0 | 0 | 0 | 0 | 7725 | - | 0 | 0 | - | 0 | 0 | - | 0 | 0 | - | 7725 | - | 0 | 0 | - | 500 | 500 | - | 0 | 0 | -
7726 | 0 | 0 | 0 | 0 | 0 | 0 | 0 | 0 | 0 | 0 | 7726 | 0 | 0 | 0 | 0 | 0 | 0 | 0 | 0 | 0 | 0 | 7726 | - | 0 | 0 | - | 0 | 0 | - | 0 | 0 | - | 7726 | - | 0 | 0 | - | 191.826 | 191.826 | - | 0 | 0 | -
7727 | 0 | 0 | 0 | 280.2413 | 0 | 0 | 0 | 0 | 0 | 0 | 7727 | 0 | 0 | 0 | 0 | 0 | 0 | 0 | 0 | 0 | 0 | 7727 | - | 0 | 0 | - | 426.4601 | 426.4601 | - | 0 | 0 | - | 7727 | - | 0 | 0 | - | 0 | 0 | - | 0 | 0 | -
7728 | 521.8932 | 0 | 0 | 488.9906 | 0 | 73.382 | 0 | 0 | 0 | 521.8932 | 7728 | 0 | 0 | 0 | 0 | 0 | 0 | 0 | 0 | 0 | 521.8932 | 7728 | - | 500 | 500 | - | 500 | 500 | - | 0 | 0 | - | 7728 | - | 0 | 0 | - | 0 | 0 | - | 0 | 0 | -
7729 | 0 | 0 | 0 | 0 | 0 | 0 | 0 | 0 | 0 | 0 | 7729 | 0 | 0 | 0 | 0 | 0 | 0 | 0 | 0 | 0 | 0 | 7729 | - | 0 | 0 | - | 0 | 0 | - | 500 | 0 | - | 7729 | - | 0 | 0 | - | 0 | 0 | - | 0 | 0 | -
7730 | 0 | 0 | 0 | 0 | 0 | 0 | 0 | 0 | 0 | 0 | 7730 | 0 | 0 | 0 | 0 | 0 | 0 | 0 | 0 | 0 | 0 | 7730 | - | 0 | 0 | - | 0 | 0 | - | 0 | 0 | - | 7730 | - | 0 | 0 | - | 0 | 0 | - | 0 | 0 | -
7731 | 0 | 0 | 0 | 194.0445 | 0 | 0 | 0 | 0 | 0 | 0 | 7731 | 0 | 0 | 0 | 0 | 0 | 0 | 0 | 0 | 0 | 0 | 7731 | - | 0 | 0 | - | 483.8056 | 306.3565 | - | 0 | 0 | - | 7731 | - | 0 | 0 | - | 0 | 0 | - | 0 | 0 | -
7732 | 0 | 0 | 0 | 0 | 0 | 0 | 0 | 0 | 0 | 0 | 7732 | 0 | 0 | 0 | 0 | 0 | 0 | 0 | 0 | 0 | 0 | 7732 | - | 0 | 0 | - | 0 | 177.449 | - | 0 | 0 | - | 7732 | - | 0 | 0 | - | 0 | 0 | - | 0 | 0 | -
7733 | 0 | 0 | 0 | 0 | 0 | 0 | 0 | 0 | 0 | 0 | 7733 | 0 | 0 | 0 | 0 | 0 | 0 | 0 | 0 | 0 | 0 | 7733 | - | 0 | 0 | - | 0 | 0 | - | 0 | 0 | - | 7733 | - | 0 | 0 | - | 0 | 0 | - | 0 | 0 | -
7734 | 0 | 0 | 0 | 0 | 0 | 0 | 0 | 0 | 0 | 0 | 7734 | 150.8049 | 0 | 0 | 321.7191 | 0 | 0 | 0 | 0 | 0 | 0 | 7734 | - | 0 | 0 | - | 0 | 0 | - | 0 | 0 | - | 7734 | - | 464.1424 | 464.1424 | - | 321.7191 | 321.7191 | - | 0 | 0 | -
7735 | 0 | 0 | 0 | 0 | 0 | 0 | 0 | 0 | 0 | 0 | 7735 | 452.4803 | 0 | 0 | 632.7833 | 132.7833 | 132.7833 | 0 | 0 | 0 | 0 | 7735 | - | 0 | 0 | - | 0 | 0 | - | 0 | 0 | - | 7735 | - | 452.4803 | 452.4803 | - | 500 | 500 | - | 0 | 0 | -
7736 | 0 | 0 | 0 | 0 | 0 | 0 | 0 | 0 | 0 | 0 | 7736 | 279.7803 | 458.5893 | 0 | 247.6341 | 0 | 0 | 0 | 0 | 0 | 0 | 7736 | - | 0 | 0 | - | 0 | 0 | - | 0 | 0 | - | 7736 | - | 0 | 458.5893 | - | 247.6341 | 247.6341 | - | 0 | 0 | -
7737 | 0 | 0 | 0 | 0 | 0 | 0 | 0 | 0 | 0 | 0 | 7737 | 154.1332 | 0 | 0 | 0 | 0 | 0 | 0 | 0 | 0 | 0 | 7737 | - | 0 | 0 | - | 0 | 0 | - | 0 | 0 | - | 7737 | - | 471.5945 | 471.5945 | - | 0 | 0 | - | 0 | 0 | -
7738 | 0 | 0 | 0 | 0 | 0 | 0 | 0 | 0 | 0 | 0 | 7738 | 0 | 0 | 0 | 0 | 0 | 0 | 0 | 0 | 0 | 0 | 7738 | - | 0 | 0 | - | 0 | 0 | - | 0 | 0 | - | 7738 | - | 456.9808 | 456.9808 | - | 0 | 0 | - | 0 | 0 | -
7739 | 0 | 0 | 0 | 0 | 0 | 0 | 0 | 0 | 0 | 0 | 7739 | 0 | 0 | 0 | 0 | 0 | 0 | 0 | 0 | 0 | 0 | 7739 | - | 0 | 0 | - | 0 | 0 | - | 0 | 0 | - | 7739 | - | 69.0356 | 69.0356 | - | 500 | 500 | - | 0 | 0 | -
7740 | 0 | 0 | 0 | 0 | 0 | 0 | 0 | 0 | 0 | 0 | 7740 | 0 | 0 | 0 | 0 | 558.6825 | 28.3974 | 0 | 0 | 0 | 0 | 7740 | - | 0 | 0 | - | 0 | 0 | - | 0 | 0 | - | 7740 | - | 285.7664 | 204.0516 | - | 500 | 500 | - | 0 | 0 | -
7741 | 0 | 0 | 0 | 0 | 0 | 0 | 0 | 0 | 0 | 0 | 7741 | 0 | 0 | 0 | 0 | 0 | 0 | 0 | 0 | 0 | 0 | 7741 | - | 0 | 0 | - | 0 | 0 | - | 0 | 0 | - | 7741 | - | 0 | 0 | - | 500 | 500 | - | 0 | 0 | -
7742 | 0 | 0 | 0 | 0 | 0 | 0 | 0 | 0 | 0 | 0 | 7742 | 0 | 0 | 0 | 0 | 0 | 0 | 0 | 0 | 0 | 0 | 7742 | - | 0 | 0 | - | 0 | 0 | - | 0 | 0 | - | 7742 | - | 500 | 0 | - | 500 | 500 | - | 0 | 0 | -
7743 | 0 | 0 | 0 | 0 | 0 | 0 | 0 | 0 | 0 | 0 | 7743 | 0 | 201.9995 | 130.3037 | 0 | 0 | 0 | 0 | 0 | 0 | 0 | 7743 | - | 0 | 0 | - | 0 | 0 | - | 0 | 0 | - | 7743 | - | 0 | 123.1255 | - | 22.5293 | 22.5293 | - | 0 | 0 | -
7744 | 0 | 0 | 0 | 0 | 0 | 0 | 0 | 0 | 0 | 0 | 7744 | 0 | 30.877 | 30.877 | 0 | 0 | 0 | 0 | 0 | 0 | 0 | 7744 | - | 0 | 0 | - | 0 | 0 | - | 0 | 0 | - | 7744 | - | 0 | 0 | - | 0 | 0 | - | 0 | 0 | -
7745 | 0 | 0 | 0 | 0 | 0 | 0 | 0 | 0 | 0 | 0 | 7745 | 0 | 0 | 0 | 0 | 0 | 0 | 0 | 0 | 0 | 0 | 7745 | - | 0 | 0 | - | 0 | 0 | - | 0 | 0 | - | 7745 | - | 0 | 0 | - | 0 | 0 | - | 0 | 0 | -
7746 | 0 | 20.6353 | 73.3323 | 0 | 0 | 0 | 0 | 0 | 0 | 0 | 7746 | 0 | 0 | 0 | 0 | 0 | 0 | 0 | 0 | 0 | 0 | 7746 | - | 166.6667 | 113.9697 | - | 500 | 0 | - | 0 | 0 | - | 7746 | - | 0 | 0 | - | 0 | 0 | - | 0 | 0 | -
7747 | 0 | 24.5223 | 0 | 0 | 0 | 0 | 0 | 0 | 0 | 0 | 7747 | 0 | 0 | 0 | 0 | 0 | 0 | 0 | 0 | 0 | 0 | 7747 | - | 0 | 0 | - | 444.6138 | 0 | - | 0 | 0 | - | 7747 | - | 0 | 0 | - | 0 | 0 | - | 0 | 0 | -
7748 | 0 | 52.697 | 0 | 0 | 0 | 0 | 0 | 0 | 0 | 0 | 7748 | 0 | 0 | 0 | 0 | 0 | 0 | 0 | 0 | 0 | 0 | 7748 | - | 0 | 52.697 | - | 0 | 0 | - | 0 | 0 | - | 7748 | - | 0 | 0 | - | 0 | 0 | - | 0 | 0 | -
7749 | 0 | 151.9286 | 0 | 0 | 0 | 0 | 0 | 0 | 0 | 0 | 7749 | 0 | 0 | 0 | 0 | 0 | 0 | 0 | 0 | 0 | 0 | 7749 | - | 0 | 500 | - | 500 | 0 | - | 0 | 0 | - | 7749 | - | 0 | 0 | - | 0 | 0 | - | 0 | 0 | -
7750 | 0 | 0 | 0 | 0 | 0 | 0 | 0 | 0 | 0 | 0 | 7750 | 0 | 0 | 0 | 0 | 0 | 0 | 0 | 0 | 0 | 0 | 7750 | - | 500 | 0 | - | 500 | 500 | - | 0 | 500 | - | 7750 | - | 0 | 0 | - | 0 | 0 | - | 0 | 0 | -
7751 | 0 | 0 | 0 | 0 | 0 | 0 | 0 | 0 | 0 | 0 | 7751 | 0 | 0 | 0 | 0 | 0 | 0 | 0 | 0 | 0 | 0 | 7751 | - | 500 | 0 | - | 0 | 500 | - | 0 | 0 | - | 7751 | - | 0 | 0 | - | 0 | 0 | - | 0 | 0 | -
7752 | 0 | 0 | 0 | 0 | 0 | 0 | 0 | 0 | 0 | 0 | 7752 | 0 | 0 | 0 | 0 | 0 | 0 | 0 | 0 | 0 | 0 | 7752 | - | 500 | 0 | - | 222.0528 | 500 | - | 0 | 0 | - | 7752 | - | 0 | 0 | - | 0 | 0 | - | 0 | 0 | -
7753 | 0 | 871.8591 | 0 | 0 | 0 | 0 | 0 | 0 | 0 | 0 | 7753 | 0 | 0 | 0 | 0 | 0 | 0 | 0 | 0 | 0 | 0 | 7753 | - | 0 | 500 | - | 500 | 500 | - | 500 | 500 | - | 7753 | - | 0 | 0 | - | 0 | 0 | - | 0 | 0 | -
7754 | 922.2202 | 0 | 0 | 0 | 0 | 0 | 0 | 0 | 0 | 922.2202 | 7754 | 0 | 0 | 0 | 0 | 0 | 0 | 0 | 0 | 0 | 922.2202 | 7754 | - | 500 | 500 | - | 500 | 500 | - | 0 | 238.4362 | - | 7754 | - | 0 | 0 | - | 0 | 0 | - | 0 | 0 | -
7755 | 0 | 0 | 0 | 0 | 0 | 0 | 359.9974 | 0 | 0 | 0 | 7755 | 0 | 0 | 0 | 0 | 0 | 0 | 0 | 0 | 0 | 0 | 7755 | - | 500 | 500 | - | 500 | 500 | - | 0 | 500 | - | 7755 | - | 0 | 0 | - | 0 | 0 | - | 0 | 0 | -
7756 | 0 | 0 | 0 | 0 | 0 | 0 | 0 | 0 | 0 | 0 | 7756 | 0 | 0 | 0 | 0 | 0 | 0 | 0 | 0 | 0 | 0 | 7756 | - | 500 | 500 | - | 0 | 166.6667 | - | 0 | 68.7023 | - | 7756 | - | 0 | 0 | - | 0 | 0 | - | 0 | 0 | -
7757 | 689.0483 | 0 | 0 | 0 | 0 | 0 | 0 | 0 | 0 | 689.0483 | 7757 | 0 | 0 | 0 | 0 | 0 | 0 | 0 | 0 | 0 | 689.0483 | 7757 | - | 500 | 500 | - | 0 | 0 | - | 0 | 0 | - | 7757 | - | 0 | 0 | - | 0 | 0 | - | 0 | 0 | -
7758 | 829.1992 | 0 | 72.8164 | 940.4677 | 0 | 0 | 0 | 0 | 0 | 829.1992 | 7758 | 0 | 0 | 0 | 0 | 0 | 0 | 0 | 0 | 0 | 829.1992 | 7758 | - | 500 | 500 | - | 0 | 500 | - | 0 | 500 | - | 7758 | - | 0 | 0 | - | 0 | 0 | - | 0 | 0 | -
7759 | 0 | 0 | 0 | 0 | 0 | 0 | 0 | 0 | 0 | 0 | 7759 | 0 | 0 | 0 | 0 | 0 | 0 | 0 | 0 | 0 | 0 | 7759 | - | 500 | 500 | - | 500 | 500 | - | 0 | 26.1948 | - | 7759 | - | 0 | 0 | - | 0 | 0 | - | 0 | 0 | -
7760 | 0 | 0 | 0 | 0 | 626.9784 | 0 | 0 | 0 | 0 | 0 | 7760 | 0 | 0 | 0 | 0 | 0 | 0 | 0 | 0 | 0 | 0 | 7760 | - | 500 | 500 | - | 500 | 500 | - | 0 | 0 | - | 7760 | - | 0 | 0 | - | 0 | 0 | - | 0 | 0 | -
7761 | 0 | 505.3362 | 0 | 0 | 0 | 0 | 0 | 0 | 0 | 0 | 7761 | 0 | 0 | 0 | 0 | 0 | 0 | 0 | 0 | 0 | 0 | 7761 | - | 500 | 500 | - | 0 | 500 | - | 0 | 500 | - | 7761 | - | 0 | 0 | - | 0 | 0 | - | 0 | 0 | -
7762 | 0 | 0 | 233.1 | 1500 | 0 | 146.1487 | 0 | 0 | 0 | 0 | 7762 | 0 | 0 | 0 | 0 | 0 | 0 | 0 | 0 | 0 | 0 | 7762 | - | 500 | 500 | - | 500 | 500 | - | 0 | 0 | - | 7762 | - | 0 | 0 | - | 0 | 0 | - | 0 | 0 | -
7763 | 0 | 0 | 0 | 0 | 0 | 0 | 9.6738 | 0 | 9.6738 | 0 | 7763 | 0 | 0 | 0 | 0 | 0 | 0 | 0 | 0 | 0 | 0 | 7763 | - | 500 | 500 | - | 500 | 500 | - | 0 | 0 | - | 7763 | - | 0 | 0 | - | 0 | 0 | - | 0 | 0 | -
7764 | 0 | 0 | 0 | 0 | 1000 | 233.1 | 0 | 0 | 0 | 0 | 7764 | 0 | 0 | 0 | 0 | 0 | 0 | 0 | 0 | 0 | 0 | 7764 | - | 0 | 500 | - | 500 | 500 | - | 0 | 0 | - | 7764 | - | 0 | 0 | - | 0 | 0 | - | 0 | 0 | -
7765 | 0 | 0 | 0 | 0 | 0 | 0 | 0 | 0 | 0 | 0 | 7765 | 0 | 0 | 0 | 0 | 0 | 0 | 0 | 0 | 0 | 0 | 7765 | - | 0 | 0 | - | 500 | 0 | - | 0 | 0 | - | 7765 | - | 0 | 0 | - | 0 | 0 | - | 0 | 0 | -
7766 | 0 | 0 | 0 | 0 | 0 | 0 | 0 | 0 | 0 | 0 | 7766 | 0 | 0 | 0 | 0 | 0 | 0 | 0 | 0 | 0 | 0 | 7766 | - | 0 | 0 | - | 0 | 0 | - | 0 | 0 | - | 7766 | - | 0 | 0 | - | 0 | 0 | - | 0 | 0 | -
7767 | 0 | 0 | 0 | 0 | 0 | 0 | 0 | 0 | 0 | 0 | 7767 | 0 | 0 | 0 | 0 | 0 | 0 | 0 | 0 | 0 | 0 | 7767 | - | 0 | 0 | - | 0 | 0 | - | 0 | 0 | - | 7767 | - | 0 | 0 | - | 0 | 0 | - | 0 | 0 | -
7768 | 0 | 0 | 0 | 0 | 0 | 0 | 0 | 0 | 179.9505 | 0 | 7768 | 0 | 0 | 0 | 0 | 0 | 0 | 0 | 0 | 0 | 0 | 7768 | - | 0 | 0 | - | 0 | 0 | - | 0 | 0 | - | 7768 | - | 0 | 0 | - | 0 | 0 | - | 0 | 0 | -
7769 | 0 | 0 | 0 | 0 | 0 | 0 | 0 | 0 | 0 | 0 | 7769 | 0 | 0 | 0 | 0 | 0 | 0 | 0 | 0 | 0 | 0 | 7769 | - | 0 | 0 | - | 0 | 0 | - | 0 | 0 | - | 7769 | - | 0 | 0 | - | 0 | 0 | - | 0 | 0 | -
7770 | 0 | 0 | 0 | 0 | 0 | 0 | 0 | 0 | 0 | 0 | 7770 | 0 | 0 | 0 | 0 | 0 | 0 | 0 | 0 | 0 | 0 | 7770 | - | 0 | 0 | - | 0 | 0 | - | 0 | 0 | - | 7770 | - | 0 | 0 | - | 39.2164 | 39.2164 | - | 0 | 0 | -
7771 | 0 | 0 | 0 | 0 | 0 | 0 | 0 | 0 | 0 | 0 | 7771 | 131.7951 | 0 | 0 | 197.5756 | 0 | 0 | 0 | 0 | 0 | 0 | 7771 | - | 0 | 0 | - | 0 | 0 | - | 0 | 0 | - | 7771 | - | 150.7907 | 131.7951 | - | 500 | 500 | - | 0 | 0 | -
7772 | 0 | 0 | 0 | 0 | 0 | 0 | 0 | 0 | 0 | 0 | 7772 | 0 | 0 | 0 | 0 | 0 | 0 | 0 | 0 | 0 | 0 | 7772 | - | 0 | 0 | - | 0 | 0 | - | 0 | 0 | - | 7772 | - | 0 | 0 | - | 500 | 500 | - | 0 | 0 | -
7773 | 0 | 0 | 0 | 0 | 0 | 0 | 0 | 0 | 0 | 0 | 7773 | 0 | 0 | 0 | 710.149 | 0 | 0 | 0 | 0 | 0 | 0 | 7773 | - | 0 | 0 | - | 0 | 0 | - | 0 | 0 | - | 7773 | - | 0 | 500 | - | 500 | 500 | - | 0 | 0 | -
7774 | 0 | 0 | 0 | 0 | 0 | 0 | 0 | 0 | 0 | 0 | 7774 | 0 | 0 | 0 | 120.9696 | 0 | 0 | 0 | 0 | 0 | 0 | 7774 | - | 0 | 0 | - | 0 | 0 | - | 0 | 0 | - | 7774 | - | 0 | 18.9956 | - | 282.304 | 282.304 | - | 0 | 0 | -
7775 | 0 | 0 | 0 | 0 | 0 | 0 | 0 | 0 | 0 | 0 | 7775 | 0 | 0 | 0 | 0 | 0 | 0 | 0 | 0 | 0 | 0 | 7775 | - | 0 | 0 | - | 0 | 0 | - | 0 | 0 | - | 7775 | - | 0 | 0 | - | 0 | 0 | - | 0 | 0 | -
7776 | 0 | 0 | 0 | 0 | 0 | 0 | 0 | 0 | 0 | 0 | 7776 | 0 | 0 | 0 | 0 | 0 | 0 | 0 | 0 | 0 | 0 | 7776 | - | 0 | 0 | - | 0 | 0 | - | 0 | 0 | - | 7776 | - | 0 | 0 | - | 0 | 0 | - | 0 | 0 | -
7777 | 0 | 0 | 0 | 0 | 0 | 0 | 0 | 0 | 0 | 0 | 7777 | 0 | 0 | 0 | 0 | 0 | 0 | 0 | 0 | 0 | 0 | 7777 | - | 0 | 0 | - | 0 | 0 | - | 0 | 0 | - | 7777 | - | 500 | 0 | - | 0 | 0 | - | 0 | 0 | -
7778 | 0 | 0 | 0 | 0 | 0 | 0 | 0 | 0 | 0 | 0 | 7778 | 0 | 0 | 0 | 0 | 0 | 0 | 0 | 0 | 0 | 0 | 7778 | - | 0 | 0 | - | 0 | 0 | - | 0 | 0 | - | 7778 | - | 0 | 0 | - | 0 | 0 | - | 0 | 0 | -
7779 | 0 | 0 | 0 | 0 | 0 | 0 | 0 | 0 | 0 | 0 | 7779 | 0 | 0 | 0 | 0 | 0 | 0 | 0 | 0 | 0 | 0 | 7779 | - | 0 | 0 | - | 0 | 0 | - | 0 | 0 | - | 7779 | - | 0 | 0 | - | 0 | 0 | - | 0 | 0 | -
7780 | 0 | 0 | 0 | 0 | 0 | 0 | 0 | 0 | 0 | 0 | 7780 | 0 | 0 | 0 | 0 | 0 | 0 | 0 | 0 | 0 | 0 | 7780 | - | 0 | 0 | - | 0 | 0 | - | 500 | 0 | - | 7780 | - | 0 | 0 | - | 0 | 0 | - | 0 | 0 | -
7781 | 0 | 0 | 0 | 0 | 0 | 0 | 0 | 0 | 0 | 0 | 7781 | 0 | 0 | 0 | 0 | 0 | 0 | 0 | 0 | 0 | 0 | 7781 | - | 0 | 0 | - | 466.136 | 416.6611 | - | 500 | 0 | - | 7781 | - | 0 | 0 | - | 0 | 0 | - | 0 | 0 | -
7782 | 0 | 0 | 0 | 514.8436 | 0 | 0 | 0 | 0 | 0 | 0 | 7782 | 0 | 0 | 0 | 0 | 0 | 0 | 0 | 0 | 0 | 0 | 7782 | - | 0 | 0 | - | 500 | 500 | - | 0 | 0 | - | 7782 | - | 0 | 0 | - | 0 | 0 | - | 0 | 0 | -
7783 | 0 | 0 | 0 | 470.752 | 0 | 0 | 0 | 0 | 0 | 0 | 7783 | 0 | 0 | 0 | 0 | 0 | 0 | 0 | 0 | 0 | 0 | 7783 | - | 0 | 0 | - | 500 | 500 | - | 0 | 0 | - | 7783 | - | 0 | 0 | - | 0 | 0 | - | 0 | 0 | -
7784 | 0 | 0 | 0 | 0 | 0 | 0 | 0 | 0 | 0 | 0 | 7784 | 0 | 0 | 0 | 0 | 0 | 0 | 0 | 0 | 0 | 0 | 7784 | - | 0 | 0 | - | 274.9213 | 274.9213 | - | 500 | 0 | - | 7784 | - | 0 | 0 | - | 0 | 0 | - | 0 | 0 | -
7785 | 0 | 0 | 0 | 0 | 0 | 0 | 0 | 0 | 0 | 0 | 7785 | 0 | 0 | 0 | 0 | 0 | 0 | 0 | 0 | 0 | 0 | 7785 | - | 13.3755 | 13.3755 | - | 0 | 103.1374 | - | 0 | 0 | - | 7785 | - | 0 | 0 | - | 0 | 0 | - | 0 | 0 | -
7786 | 0 | 0 | 0 | 0 | 0 | 0 | 0 | 0 | 0 | 0 | 7786 | 0 | 0 | 0 | 0 | 0 | 0 | 0 | 0 | 0 | 0 | 7786 | - | 358.2415 | 358.2415 | - | 53.6626 | 0 | - | 0 | 0 | - | 7786 | - | 0 | 0 | - | 0 | 0 | - | 0 | 0 | -
7787 | 155.053 | 0 | 0 | 0 | 0 | 0 | 0 | 0 | 0 | 155.053 | 7787 | 0 | 0 | 0 | 0 | 0 | 0 | 0 | 0 | 0 | 155.053 | 7787 | - | 431.8283 | 431.8283 | - | 0 | 0 | - | 0 | 0 | - | 7787 | - | 0 | 0 | - | 0 | 0 | - | 0 | 0 | -
7788 | 0 | 0 | 0 | 0 | 0 | 0 | 0 | 813.4892 | 0 | 0 | 7788 | 0 | 0 | 0 | 0 | 0 | 0 | 0 | 0 | 0 | 0 | 7788 | - | 0 | 0 | - | 0 | 0 | - | 0 | 0 | - | 7788 | - | 390.7364 | 390.7364 | - | 0 | 0 | - | 0 | 0 | -
7789 | 0 | 0 | 0 | 0 | 0 | 0 | 0 | 0 | 0 | 0 | 7789 | 366.7344 | 0 | 0 | 448.3001 | 0 | 0 | 0 | 0 | 0 | 0 | 7789 | - | 0 | 0 | - | 0 | 0 | - | 333.3333 | 0 | - | 7789 | - | 366.7344 | 366.7344 | - | 448.3001 | 448.3001 | - | 0 | 0 | -
7790 | 0 | 0 | 0 | 0 | 0 | 0 | 0 | 0 | 0 | 0 | 7790 | 188.1191 | 0 | 0 | 139.9715 | 0 | 0 | 0 | 0 | 0 | 0 | 7790 | - | 0 | 0 | - | 0 | 0 | - | 0 | 0 | - | 7790 | - | 188.1191 | 188.1191 | - | 139.9715 | 139.9715 | - | 0 | 0 | -
7791 | 0 | 0 | 0 | 0 | 0 | 0 | 850.5626 | 0 | 0 | 0 | 7791 | 0 | 0 | 0 | 0 | 0 | 0 | 0 | 0 | 0 | 0 | 7791 | - | 38.3581 | 38.3581 | - | 0 | 0 | - | 500 | 0 | - | 7791 | - | 0 | 0 | - | 0 | 0 | - | 0 | 0 | -
7792 | 0 | 0 | 0 | 0 | 0 | 0 | 0 | 0 | 0 | 0 | 7792 | 0 | 0 | 0 | 0 | 0 | 0 | 0 | 0 | 0 | 0 | 7792 | - | 129.8708 | 0 | - | 0 | 0 | - | 0 | 0 | - | 7792 | - | 0 | 0 | - | 0 | 0 | - | 0 | 0 | -
7793 | 31.0066 | 0 | 0 | 180.7454 | 0 | 0 | 0 | 0 | 0 | 31.0066 | 7793 | 0 | 0 | 0 | 0 | 0 | 0 | 0 | 0 | 0 | 31.0066 | 7793 | - | 31.0066 | 31.0066 | - | 180.7454 | 180.7454 | - | 0 | 0 | - | 7793 | - | 0 | 0 | - | 0 | 0 | - | 0 | 0 | -
7794 | 286.7318 | 0 | 0 | 449.5048 | 0 | 0 | 0 | 0 | 0 | 286.7318 | 7794 | 0 | 0 | 0 | 0 | 0 | 0 | 0 | 0 | 0 | 286.7318 | 7794 | - | 500 | 286.7318 | - | 449.5048 | 449.5048 | - | 0 | 0 | - | 7794 | - | 0 | 0 | - | 0 | 0 | - | 0 | 0 | -
7795 | 138.0015 | 0 | 0 | 286.467 | 0 | 0 | 0 | 0 | 0 | 138.0015 | 7795 | 0 | 0 | 0 | 0 | 0 | 0 | 0 | 0 | 0 | 138.0015 | 7795 | - | 138.0015 | 138.0015 | - | 286.467 | 286.467 | - | 0 | 0 | - | 7795 | - | 0 | 0 | - | 0 | 0 | - | 0 | 0 | -
7796 | 137.0231 | 0 | 0 | 0 | 0 | 0 | 0 | 0 | 0 | 137.0231 | 7796 | 0 | 0 | 0 | 0 | 0 | 0 | 0 | 0 | 0 | 137.0231 | 7796 | - | 137.0231 | 137.0231 | - | 263.6148 | 263.6148 | - | 0 | 500 | - | 7796 | - | 0 | 0 | - | 0 | 0 | - | 0 | 0 | -
7797 | 60.0058 | 0 | 0 | 0 | 0 | 0 | 0 | 0 | 0 | 60.0058 | 7797 | 0 | 0 | 0 | 0 | 0 | 0 | 0 | 0 | 0 | 60.0058 | 7797 | - | 193.1347 | 193.1347 | - | 0 | 0 | - | 0 | 0 | - | 7797 | - | 0 | 0 | - | 0 | 0 | - | 0 | 0 | -
7798 | 0 | 0 | 0 | 0 | 0 | 0 | 0 | 0 | 0 | 0 | 7798 | 0 | 0 | 0 | 0 | 0 | 0 | 0 | 0 | 0 | 0 | 7798 | - | 0 | 0 | - | 0 | 0 | - | 0 | 0 | - | 7798 | - | 0 | 0 | - | 0 | 0 | - | 0 | 0 | -
7799 | 0 | 0 | 0 | 0 | 0 | 0 | 0 | 0 | 0 | 0 | 7799 | 0 | 0 | 0 | 0 | 0 | 0 | 0 | 0 | 0 | 0 | 7799 | - | 0 | 54.7938 | - | 0 | 0 | - | 0 | 0 | - | 7799 | - | 0 | 0 | - | 0 | 0 | - | 0 | 0 | -
7800 | 0 | 0 | 0 | 0 | 0 | 0 | 0 | 0 | 0 | 0 | 7800 | 0 | 0 | 0 | 0 | 0 | 0 | 0 | 0 | 0 | 0 | 7800 | - | 0 | 0 | - | 0 | 0 | - | 0 | 0 | - | 7800 | - | 0 | 0 | - | 0 | 0 | - | 0 | 0 | -
7801 | 0 | 0 | 0 | 0 | 0 | 0 | 0 | 0 | 0 | 0 | 7801 | 0 | 0 | 0 | 0 | 0 | 0 | 0 | 0 | 0 | 0 | 7801 | - | 0 | 0 | - | 0 | 0 | - | 0 | 0 | - | 7801 | - | 0 | 0 | - | 0 | 0 | - | 0 | 0 | -
7802 | 0 | 0 | 0 | 0 | 0 | 0 | 0 | 0 | 0 | 0 | 7802 | 0 | 0 | 0 | 0 | 0 | 0 | 0 | 0 | 0 | 0 | 7802 | - | 0 | 288.3452 | - | 0 | 0 | - | 0 | 0 | - | 7802 | - | 0 | 0 | - | 0 | 0 | - | 0 | 0 | -
7803 | 0 | 0 | 0 | 0 | 0 | 0 | 0 | 0 | 0 | 0 | 7803 | 0 | 0 | 0 | 0 | 0 | 0 | 0 | 0 | 0 | 0 | 7803 | - | 0 | 0 | - | 0 | 0 | - | 0 | 0 | - | 7803 | - | 0 | 0 | - | 0 | 0 | - | 0 | 0 | -
7804 | 0 | 0 | 0 | 0 | 0 | 0 | 0 | 0 | 0 | 0 | 7804 | 0 | 0 | 0 | 0 | 0 | 0 | 0 | 0 | 0 | 0 | 7804 | - | 0 | 0 | - | 0 | 0 | - | 0 | 0 | - | 7804 | - | 0 | 0 | - | 0 | 0 | - | 0 | 0 | -
7805 | 0 | 0 | 0 | 0 | 0 | 0 | 0 | 0 | 0 | 0 | 7805 | 0 | 0 | 0 | 0 | 0 | 0 | 0 | 0 | 0 | 0 | 7805 | - | 0 | 0 | - | 0 | 0 | - | 0 | 0 | - | 7805 | - | 0 | 0 | - | 428.4095 | 428.4095 | - | 451.9785 | 451.9785 | -
7806 | 0 | 0 | 0 | 0 | 0 | 0 | 0 | 0 | 0 | 0 | 7806 | 0 | 0 | 0 | 0 | 0 | 0 | 0 | 0 | 0 | 0 | 7806 | - | 0 | 0 | - | 0 | 0 | - | 0 | 0 | - | 7806 | - | 0 | 0 | - | 386.9466 | 386.9466 | - | 500 | 500 | -
7807 | 0 | 0 | 0 | 0 | 0 | 0 | 0 | 0 | 0 | 0 | 7807 | 0 | 0 | 0 | 1042.9951 | 739.4637 | 233.1 | 177.0075 | 642.7661 | 89.2614 | 0 | 7807 | - | 0 | 0 | - | 0 | 0 | - | 0 | 0 | - | 7807 | - | 0 | 0 | - | 500 | 500 | - | 500 | 500 | -
7808 | 0 | 0 | 0 | 0 | 0 | 0 | 0 | 0 | 0 | 0 | 7808 | 0 | 0 | 0 | 957.4688 | 643.468 | 89.2614 | 1145.8711 | 740.1655 | 233.1 | 0 | 7808 | - | 0 | 0 | - | 0 | 0 | - | 0 | 0 | - | 7808 | - | 0 | 0 | - | 500 | 500 | - | 500 | 500 | -
7809 | 0 | 0 | 0 | 0 | 0 | 0 | 0 | 0 | 0 | 0 | 7809 | 0 | 0 | 0 | 0 | 0 | 0 | 0 | 0 | 0 | 0 | 7809 | - | 0 | 0 | - | 0 | 0 | - | 0 | 0 | - | 7809 | - | 0 | 0 | - | 500 | 500 | - | 500 | 500 | -
7810 | 0 | 0 | 0 | 1225.5228 | 289.6676 | 233.1 | 0 | 0 | 0 | 0 | 7810 | 0 | 0 | 0 | 0 | 0 | 0 | 0 | 0 | 0 | 0 | 7810 | - | 0 | 0 | - | 0 | 0 | - | 0 | 0 | - | 7810 | - | 0 | 0 | - | 0 | 0 | - | 0 | 0 | -
7811 | 0 | 0 | 0 | 534.3383 | 0 | 0 | 0 | 0 | 0 | 0 | 7811 | 0 | 0 | 0 | 0 | 0 | 0 | 0 | 0 | 0 | 0 | 7811 | - | 0 | 0 | - | 500 | 0 | - | 0 | 0 | - | 7811 | - | 0 | 0 | - | 0 | 0 | - | 0 | 0 | -
7812 | 0 | 0 | 0 | 593.6258 | 395.3429 | 146.1487 | 0 | 0 | 0 | 0 | 7812 | 0 | 0 | 0 | 0 | 0 | 0 | 0 | 0 | 0 | 0 | 7812 | - | 0 | 0 | - | 0 | 224.5324 | - | 0 | 0 | - | 7812 | - | 176.7144 | 176.7144 | - | 0 | 0 | - | 129.9801 | 129.9801 | -
7813 | 0 | 0 | 0 | 0 | 0 | 0 | 0 | 0 | 0 | 0 | 7813 | 300.6501 | 0 | 0 | 23.3039 | 197.2551 | 0 | 0 | 0 | 0 | 0 | 7813 | - | 0 | 0 | - | 0 | 0 | - | 0 | 0 | - | 7813 | - | 450.6501 | 450.6501 | - | 500 | 500 | - | 320.509 | 320.509 | -
7814 | 0 | 0 | 0 | 0 | 0 | 0 | 0 | 0 | 0 | 0 | 7814 | 327.5105 | 0 | 0 | 517.3113 | 196.0558 | 133.4133 | 305.2594 | 0 | 0 | 0 | 7814 | - | 0 | 0 | - | 0 | 0 | - | 0 | 0 | - | 7814 | - | 477.5105 | 477.5105 | - | 500 | 500 | - | 305.2594 | 305.2594 | -
7815 | 0 | 0 | 0 | 0 | 0 | 0 | 0 | 0 | 0 | 0 | 7815 | 264.3214 | 0 | 0 | 327.0916 | 116.9669 | 116.9669 | 216.4557 | 0 | 0 | 0 | 7815 | - | 0 | 0 | - | 0 | 0 | - | 0 | 0 | - | 7815 | - | 414.3214 | 414.3214 | - | 500 | 500 | - | 216.4557 | 216.4557 | -
7816 | 0 | 0 | 0 | 0 | 0 | 0 | 0 | 0 | 0 | 0 | 7816 | 187.3752 | 0 | 0 | 549.7696 | 49.7696 | 49.7696 | 161.531 | 0 | 0 | 0 | 7816 | - | 0 | 0 | - | 0 | 0 | - | 0 | 0 | - | 7816 | - | 337.3752 | 337.3752 | - | 500 | 500 | - | 161.531 | 161.531 | -
7817 | 0 | 0 | 0 | 0 | 0 | 0 | 0 | 0 | 0 | 0 | 7817 | 151.8403 | 0 | 0 | 522.2115 | 22.2115 | 22.2115 | 68.2727 | 0 | 0 | 0 | 7817 | - | 0 | 0 | - | 0 | 0 | - | 0 | 0 | - | 7817 | - | 301.8403 | 301.8403 | - | 500 | 500 | - | 142.6332 | 142.6332 | -
7818 | 0 | 0 | 0 | 0 | 0 | 0 | 0 | 0 | 0 | 0 | 7818 | 0 | 0 | 0 | 134.7096 | 0 | 0 | 0 | 0 | 0 | 0 | 7818 | - | 0 | 0 | - | 0 | 0 | - | 0 | 0 | - | 7818 | - | 188.2486 | 188.2486 | - | 393.8629 | 393.8629 | - | 2.756 | 2.756 | -
7819 | 0 | 0 | 0 | 0 | 0 | 0 | 0 | 0 | 0 | 0 | 7819 | 0 | 0 | 0 | 0 | 0 | 0 | 0 | 0 | 0 | 0 | 7819 | - | 0 | 0 | - | 0 | 0 | - | 0 | 0 | - | 7819 | - | 39.2541 | 39.2541 | - | 196.225 | 196.225 | - | 0 | 0 | -
7820 | 0 | 0 | 0 | 0 | 0 | 0 | 0 | 0 | 0 | 0 | 7820 | 0 | 0 | 0 | 0 | 0 | 0 | 0 | 0 | 0 | 0 | 7820 | - | 0 | 0 | - | 156.4304 | 156.4304 | - | 0 | 0 | - | 7820 | - | 0 | 0 | - | 0 | 0 | - | 0 | 0 | -
7821 | 0 | 0 | 0 | 0 | 0 | 0 | 0 | 0 | 0 | 0 | 7821 | 0 | 0 | 0 | 0 | 0 | 0 | 0 | 0 | 0 | 0 | 7821 | - | 0 | 0 | - | 0 | 0 | - | 0 | 0 | - | 7821 | - | 0 | 0 | - | 0 | 0 | - | 0 | 0 | -
7822 | 0 | 0 | 0 | 0 | 0 | 0 | 0 | 0 | 0 | 0 | 7822 | 0 | 0 | 0 | 0 | 0 | 0 | 0 | 0 | 0 | 0 | 7822 | - | 0 | 0 | - | 35.3256 | 500 | - | 0 | 0 | - | 7822 | - | 0 | 0 | - | 0 | 0 | - | 0 | 0 | -
7823 | 0 | 0 | 0 | 0 | 0 | 0 | 0 | 0 | 0 | 0 | 7823 | 0 | 0 | 0 | 0 | 0 | 0 | 0 | 0 | 0 | 0 | 7823 | - | 0 | 0 | - | 500 | 500 | - | 238.6695 | 238.6695 | - | 7823 | - | 0 | 0 | - | 0 | 0 | - | 0 | 0 | -
7824 | 0 | 0 | 0 | 1337.8856 | 751.7557 | 155.6308 | 1025.3058 | 774.6786 | 146.1487 | 0 | 7824 | 0 | 0 | 0 | 0 | 0 | 0 | 0 | 0 | 0 | 0 | 7824 | - | 0 | 0 | - | 500 | 500 | - | 500 | 500 | - | 7824 | - | 0 | 0 | - | 0 | 0 | - | 0 | 0 | -
7825 | 623.5346 | 0 | 0 | 1102.582 | 875.2227 | 223.6178 | 1024.3512 | 741.2878 | 233.1 | 623.5346 | 7825 | 0 | 0 | 0 | 0 | 0 | 0 | 0 | 0 | 0 | 623.5346 | 7825 | - | 39.6677 | 39.6677 | - | 500 | 500 | - | 500 | 500 | - | 7825 | - | 0 | 0 | - | 0 | 0 | - | 0 | 0 | -
7826 | 467.2635 | 0 | 0 | 0 | 0 | 0 | 390.8107 | 111.012 | 0 | 467.2635 | 7826 | 0 | 0 | 0 | 0 | 0 | 0 | 0 | 0 | 0 | 467.2635 | 7826 | - | 467.2635 | 467.2635 | - | 500 | 500 | - | 500 | 500 | - | 7826 | - | 0 | 0 | - | 0 | 0 | - | 0 | 0 | -
7827 | 0 | 0 | 0 | 0 | 0 | 0 | 0 | 0 | 0 | 0 | 7827 | 0 | 0 | 0 | 0 | 0 | 0 | 0 | 0 | 0 | 0 | 7827 | - | 0 | 0 | - | 500 | 500 | - | 0 | 0 | - | 7827 | - | 0 | 0 | - | 0 | 0 | - | 0 | 0 | -
7828 | 0 | 0 | 0 | 0 | 0 | 0 | 0 | 0 | 0 | 0 | 7828 | 0 | 0 | 0 | 0 | 0 | 0 | 0 | 0 | 0 | 0 | 7828 | - | 0 | 0 | - | 181.3136 | 181.3136 | - | 0 | 0 | - | 7828 | - | 0 | 0 | - | 0 | 0 | - | 0 | 0 | -
7829 | 0 | 0 | 0 | 0 | 0 | 0 | 0 | 0 | 0 | 0 | 7829 | 0 | 0 | 0 | 0 | 0 | 0 | 0 | 0 | 0 | 0 | 7829 | - | 0 | 0 | - | 0 | 0 | - | 0 | 0 | - | 7829 | - | 0 | 0 | - | 0 | 0 | - | 0 | 0 | -
7830 | 0 | 0 | 0 | 0 | 0 | 0 | 0 | 0 | 0 | 0 | 7830 | 0 | 0 | 0 | 488.2027 | 204.9657 | 0 | 752.2458 | 13.2743 | 0 | 0 | 7830 | - | 0 | 0 | - | 0 | 0 | - | 0 | 0 | - | 7830 | - | 0 | 0 | - | 500 | 500 | - | 500 | 500 | -
7831 | 0 | 0 | 0 | 0 | 0 | 0 | 0 | 0 | 0 | 0 | 7831 | 0 | 0 | 0 | 911.5534 | 977.3605 | 233.1 | 0 | 0 | 0 | 0 | 7831 | - | 0 | 0 | - | 0 | 0 | - | 0 | 0 | - | 7831 | - | 0 | 0 | - | 500 | 500 | - | 391.9971 | 391.9971 | -
7832 | 0 | 0 | 0 | 0 | 0 | 0 | 0 | 0 | 0 | 0 | 7832 | 0 | 0 | 0 | 674.6414 | 200.6055 | 89.2614 | 0 | 0 | 0 | 0 | 7832 | - | 0 | 0 | - | 0 | 0 | - | 0 | 0 | - | 7832 | - | 0 | 0 | - | 500 | 500 | - | 0 | 0 | -
7833 | 0 | 0 | 0 | 1471.367 | 1000 | 233.1 | 0 | 0 | 0 | 0 | 7833 | 0 | 0 | 0 | 0 | 0 | 0 | 0 | 0 | 0 | 0 | 7833 | - | 0 | 0 | - | 500 | 500 | - | 0 | 0 | - | 7833 | - | 0 | 0 | - | 0 | 0 | - | 0 | 0 | -
7834 | 0 | 0 | 0 | 764.0938 | 626.9784 | 146.1487 | 550.174 | 0 | 0 | 0 | 7834 | 0 | 0 | 0 | 0 | 0 | 0 | 0 | 0 | 0 | 0 | 7834 | - | 0 | 0 | - | 500 | 500 | - | 500 | 500 | - | 7834 | - | 0 | 0 | - | 0 | 0 | - | 0 | 0 | -
7835 | 272.003 | 0 | 0 | 205.0069 | 0 | 0 | 0 | 0 | 0 | 272.003 | 7835 | 0 | 0 | 0 | 0 | 0 | 0 | 0 | 0 | 0 | 272.003 | 7835 | - | 0 | 0 | - | 500 | 500 | - | 500 | 500 | - | 7835 | - | 0 | 0 | - | 0 | 0 | - | 0 | 0 | -
7836 | 0 | 0 | 0 | 0 | 0 | 0 | 0 | 0 | 0 | 0 | 7836 | 0 | 0 | 0 | 0 | 0 | 0 | 0 | 0 | 0 | 0 | 7836 | - | 0 | 0 | - | 500 | 500 | - | 281.9074 | 281.9074 | - | 7836 | - | 0 | 0 | - | 0 | 0 | - | 0 | 0 | -
7837 | 0 | 0 | 0 | 0 | 0 | 0 | 0 | 0 | 0 | 0 | 7837 | 0 | 0 | 0 | 0 | 0 | 0 | 0 | 0 | 0 | 0 | 7837 | - | 0 | 0 | - | 189.2068 | 0 | - | 0 | 0 | - | 7837 | - | 0 | 0 | - | 0 | 0 | - | 223.5671 | 223.5671 | -
7838 | 0 | 0 | 0 | 0 | 0 | 0 | 0 | 0 | 0 | 0 | 7838 | 106.3204 | 56.3204 | 0 | 0 | 273.5091 | 47.2239 | 0 | 109.7829 | 0 | 0 | 7838 | - | 0 | 0 | - | 0 | 0 | - | 0 | 0 | - | 7838 | - | 500 | 500 | - | 500 | 500 | - | 500 | 500 | -
7839 | 0 | 0 | 0 | 0 | 0 | 0 | 0 | 0 | 0 | 0 | 7839 | 0 | 413.8807 | 0 | 660.8213 | 323.5953 | 0 | 827.7457 | 385.1532 | 0 | 0 | 7839 | - | 0 | 0 | - | 0 | 0 | - | 0 | 0 | - | 7839 | - | 500 | 500 | - | 500 | 500 | - | 500 | 500 | -
7840 | 0 | 0 | 0 | 0 | 0 | 0 | 0 | 0 | 0 | 0 | 7840 | 261.0096 | 303.7778 | 105.9806 | 242.6155 | 0 | 42.0374 | 420.7458 | 472.0036 | 22.0036 | 0 | 7840 | - | 0 | 0 | - | 0 | 0 | - | 0 | 0 | - | 7840 | - | 500 | 500 | - | 500 | 500 | - | 500 | 500 | -
7841 | 0 | 0 | 0 | 0 | 0 | 0 | 0 | 0 | 0 | 0 | 7841 | 628.734 | 278.734 | 128.734 | 344.0145 | 350.3203 | 0 | 541.3081 | 402.7177 | 67.2578 | 0 | 7841 | - | 0 | 0 | - | 0 | 0 | - | 0 | 0 | - | 7841 | - | 500 | 500 | - | 500 | 500 | - | 500 | 500 | -
7842 | 0 | 0 | 0 | 0 | 0 | 0 | 0 | 0 | 0 | 0 | 7842 | 587.6468 | 237.6468 | 87.6468 | 690.5069 | 435.5069 | 233.1 | 0 | 0 | 233.1 | 0 | 7842 | - | 0 | 0 | - | 0 | 0 | - | 0 | 0 | - | 7842 | - | 500 | 500 | - | 500 | 500 | - | 500 | 500 | -
7843 | 0 | 0 | 0 | 0 | 0 | 0 | 0 | 0 | 0 | 0 | 7843 | 417.37 | 92.572 | 0 | 136.4392 | 0 | 0 | 0 | 0 | 0 | 0 | 7843 | - | 0 | 0 | - | 0 | 0 | - | 0 | 0 | - | 7843 | - | 500 | 500 | - | 500 | 500 | - | 500 | 500 | -
7844 | 0 | 0 | 0 | 0 | 0 | 0 | 0 | 0 | 0 | 0 | 7844 | 0 | 0 | 0 | 0 | 0 | 0 | 0 | 0 | 0 | 0 | 7844 | - | 0 | 0 | - | 0 | 0 | - | 0 | 0 | - | 7844 | - | 424.6996 | 424.6996 | - | 0 | 0 | - | 0 | 0 | -
7845 | 0 | 0 | 0 | 0 | 0 | 0 | 0 | 0 | 0 | 0 | 7845 | 0 | 0 | 0 | 0 | 0 | 0 | 0 | 0 | 0 | 0 | 7845 | - | 0 | 0 | - | 0 | 0 | - | 500 | 500 | - | 7845 | - | 0 | 0 | - | 0 | 0 | - | 0 | 0 | -
7846 | 0 | 0 | 0 | 0 | 0 | 0 | 940.4677 | 0 | 0 | 0 | 7846 | 0 | 0 | 0 | 0 | 0 | 0 | 0 | 0 | 0 | 0 | 7846 | - | 54.433 | 54.433 | - | 500 | 500 | - | 500 | 500 | - | 7846 | - | 0 | 0 | - | 0 | 0 | - | 0 | 0 | -
7847 | 0 | 0 | 0 | 0 | 0 | 0 | 1500 | 1000 | 0 | 0 | 7847 | 0 | 0 | 0 | 0 | 0 | 0 | 0 | 0 | 0 | 0 | 7847 | - | 500 | 500 | - | 500 | 500 | - | 500 | 500 | - | 7847 | - | 0 | 0 | - | 0 | 0 | - | 0 | 0 | -
7848 | 0 | 0 | 0 | 0 | 0 | 0 | 0 | 626.9784 | 0 | 0 | 7848 | 0 | 0 | 0 | 0 | 0 | 0 | 0 | 0 | 0 | 0 | 7848 | - | 500 | 500 | - | 500 | 500 | - | 500 | 500 | - | 7848 | - | 0 | 0 | - | 0 | 0 | - | 0 | 0 | -
7849 | 0 | 0 | 0 | 0 | 0 | 0 | 0 | 0 | 0 | 0 | 7849 | 0 | 0 | 0 | 0 | 0 | 0 | 0 | 0 | 0 | 0 | 7849 | - | 500 | 500 | - | 500 | 500 | - | 500 | 500 | - | 7849 | - | 0 | 0 | - | 0 | 0 | - | 0 | 0 | -
7850 | 0 | 0 | 0 | 0 | 0 | 0 | 0 | 0 | 146.1487 | 0 | 7850 | 0 | 0 | 0 | 0 | 0 | 0 | 0 | 0 | 0 | 0 | 7850 | - | 500 | 500 | - | 500 | 500 | - | 500 | 500 | - | 7850 | - | 0 | 0 | - | 0 | 0 | - | 0 | 0 | -
7851 | 967.8379 | 763.7456 | 233.1 | 0 | 626.9784 | 146.1487 | 0 | 0 | 0 | 967.8379 | 7851 | 0 | 0 | 0 | 0 | 0 | 0 | 0 | 0 | 0 | 967.8379 | 7851 | - | 500 | 500 | - | 500 | 500 | - | 500 | 500 | - | 7851 | - | 0 | 0 | - | 0 | 0 | - | 0 | 0 | -
7852 | 1472.6298 | 863.2328 | 146.1487 | 36.4226 | 1000 | 0 | 0 | 0 | 0 | 1472.6298 | 7852 | 0 | 0 | 0 | 0 | 0 | 0 | 0 | 0 | 0 | 1472.6298 | 7852 | - | 500 | 500 | - | 500 | 500 | - | 500 | 500 | - | 7852 | - | 0 | 0 | - | 0 | 0 | - | 0 | 0 | -
7853 | 0 | 0 | 0 | 1500 | 0 | 233.1 | 0 | 0 | 233.1 | 0 | 7853 | 0 | 0 | 0 | 0 | 0 | 0 | 0 | 0 | 0 | 0 | 7853 | - | 500 | 500 | - | 500 | 500 | - | 500 | 500 | - | 7853 | - | 0 | 0 | - | 0 | 0 | - | 0 | 0 | -
7854 | 0 | 0 | 0 | 904.0451 | 0 | 0 | 0 | 0 | 0 | 0 | 7854 | 0 | 0 | 0 | 0 | 0 | 0 | 0 | 0 | 0 | 0 | 7854 | - | 500 | 500 | - | 500 | 500 | - | 500 | 500 | - | 7854 | - | 0 | 0 | - | 0 | 0 | - | 0 | 0 | -
7855 | 0 | 0 | 0 | 0 | 0 | 0 | 0 | 0 | 0 | 0 | 7855 | 0 | 0 | 0 | 0 | 0 | 0 | 0 | 0 | 0 | 0 | 7855 | - | 500 | 500 | - | 500 | 500 | - | 500 | 500 | - | 7855 | - | 0 | 0 | - | 0 | 0 | - | 0 | 0 | -
7856 | 0 | 0 | 0 | 0 | 0 | 0 | 0 | 0 | 0 | 0 | 7856 | 0 | 0 | 0 | 0 | 0 | 0 | 0 | 0 | 0 | 0 | 7856 | - | 500 | 500 | - | 500 | 500 | - | 500 | 500 | - | 7856 | - | 0 | 0 | - | 0 | 0 | - | 0 | 0 | -
7857 | 0 | 0 | 0 | 0 | 0 | 0 | 0 | 0 | 0 | 0 | 7857 | 0 | 0 | 0 | 0 | 0 | 0 | 0 | 0 | 0 | 0 | 7857 | - | 431.1222 | 431.1222 | - | 500 | 500 | - | 500 | 500 | - | 7857 | - | 0 | 0 | - | 0 | 0 | - | 0 | 0 | -
7858 | 0 | 0 | 0 | 0 | 0 | 0 | 0 | 0 | 0 | 0 | 7858 | 0 | 0 | 0 | 0 | 0 | 0 | 0 | 0 | 0 | 0 | 7858 | - | 479.1439 | 479.1439 | - | 500 | 500 | - | 166.6667 | 166.6667 | - | 7858 | - | 0 | 0 | - | 0 | 0 | - | 0 | 0 | -
7859 | 0 | 0 | 0 | 0 | 0 | 0 | 0 | 0 | 0 | 0 | 7859 | 0 | 0 | 0 | 0 | 0 | 0 | 0 | 0 | 0 | 0 | 7859 | - | 306.7841 | 306.7841 | - | 0 | 0 | - | 0 | 0 | - | 7859 | - | 0 | 0 | - | 0 | 0 | - | 0 | 0 | -
7860 | 0 | 0 | 0 | 0 | 0 | 0 | 0 | 0 | 0 | 0 | 7860 | 0 | 0 | 0 | 0 | 0 | 0 | 0 | 0 | 0 | 0 | 7860 | - | 128.7534 | 128.7534 | - | 0 | 0 | - | 0 | 0 | - | 7860 | - | 0 | 0 | - | 0 | 0 | - | 400 | 400 | -
7861 | 0 | 0 | 0 | 0 | 0 | 0 | 0 | 0 | 0 | 0 | 7861 | 0 | 0 | 0 | 0 | 0 | 0 | 0 | 0 | 0 | 0 | 7861 | - | 0 | 0 | - | 0 | 0 | - | 0 | 0 | - | 7861 | - | 225.0682 | 225.0682 | - | 0 | 0 | - | 500 | 500 | -
7862 | 0 | 0 | 0 | 0 | 0 | 0 | 0 | 0 | 0 | 0 | 7862 | 0 | 0 | 0 | 0 | 0 | 0 | 0 | 0 | 0 | 0 | 7862 | - | 0 | 0 | - | 0 | 0 | - | 0 | 0 | - | 7862 | - | 500 | 500 | - | 500 | 500 | - | 500 | 500 | -
7863 | 0 | 0 | 0 | 0 | 0 | 0 | 0 | 0 | 0 | 0 | 7863 | 0 | 0 | 0 | 0 | 0 | 0 | 0 | 0 | 0 | 0 | 7863 | - | 0 | 0 | - | 0 | 0 | - | 0 | 0 | - | 7863 | - | 500 | 500 | - | 500 | 500 | - | 500 | 500 | -
7864 | 0 | 0 | 0 | 0 | 0 | 0 | 0 | 0 | 0 | 0 | 7864 | 0 | 24.3024 | 0 | 625.2018 | 279.0593 | 0 | 1027.1136 | 638.6477 | 115.5182 | 0 | 7864 | - | 0 | 0 | - | 0 | 0 | - | 0 | 0 | - | 7864 | - | 500 | 500 | - | 500 | 500 | - | 500 | 500 | -
7865 | 0 | 0 | 0 | 0 | 0 | 0 | 0 | 0 | 0 | 0 | 7865 | 580.1022 | 554.1568 | 166.0963 | 735.6592 | 712.6534 | 233.1 | 1047.2839 | 744.284 | 206.8432 | 0 | 7865 | - | 0 | 0 | - | 0 | 0 | - | 0 | 0 | - | 7865 | - | 500 | 500 | - | 500 | 500 | - | 500 | 500 | -
7866 | 0 | 0 | 0 | 0 | 0 | 0 | 0 | 0 | 0 | 0 | 7866 | 412.0661 | 182.7064 | 0 | 713.5364 | 391.219 | 89.2614 | 0 | 0 | 0 | 0 | 7866 | - | 0 | 0 | - | 0 | 0 | - | 0 | 0 | - | 7866 | - | 500 | 500 | - | 500 | 500 | - | 500 | 500 | -
7867 | 0 | 0 | 0 | 0 | 0 | 0 | 0 | 0 | 0 | 0 | 7867 | 723.6669 | 223.6669 | 156.2651 | 0 | 0 | 0 | 0 | 0 | 0 | 0 | 7867 | - | 0 | 0 | - | 0 | 0 | - | 0 | 0 | - | 7867 | - | 500 | 500 | - | 500 | 500 | - | 500 | 500 | -
7868 | 0 | 0 | 0 | 0 | 0 | 0 | 0 | 0 | 0 | 0 | 7868 | 358.5623 | 253.9687 | 0 | 0 | 0 | 0 | 0 | 0 | 0 | 0 | 7868 | - | 0 | 0 | - | 0 | 0 | - | 0 | 0 | - | 7868 | - | 500 | 500 | - | 500 | 500 | - | 500 | 500 | -
7869 | 0 | 0 | 0 | 0 | 0 | 0 | 0 | 0 | 0 | 0 | 7869 | 0 | 144.1306 | 0 | 0 | 0 | 0 | 0 | 0 | 0 | 0 | 7869 | - | 0 | 0 | - | 0 | 0 | - | 0 | 0 | - | 7869 | - | 500 | 500 | - | 500 | 500 | - | 500 | 500 | -
7870 | 0 | 0 | 0 | 0 | 0 | 0 | 0 | 0 | 0 | 0 | 7870 | 0 | 0 | 0 | 0 | 0 | 0 | 0 | 0 | 0 | 0 | 7870 | - | 0 | 0 | - | 0 | 0 | - | 0 | 0 | - | 7870 | - | 288.6616 | 288.6616 | - | 0 | 0 | - | 500 | 500 | -
7871 | 0 | 0 | 0 | 0 | 0 | 0 | 0 | 0 | 0 | 0 | 7871 | 0 | 0 | 0 | 0 | 0 | 0 | 0 | 0 | 0 | 0 | 7871 | - | 0 | 0 | - | 0 | 0 | - | 0 | 0 | - | 7871 | - | 0 | 0 | - | 0 | 0 | - | 0 | 0 | -
7872 | 0 | 0 | 0 | 0 | 0 | 0 | 0 | 0 | 0 | 0 | 7872 | 0 | 0 | 0 | 0 | 0 | 0 | 0 | 0 | 0 | 0 | 7872 | - | 338.9359 | 338.9359 | - | 0 | 0 | - | 0 | 0 | - | 7872 | - | 0 | 0 | - | 0 | 0 | - | 0 | 0 | -
7873 | 0 | 0 | 0 | 0 | 0 | 0 | 0 | 0 | 0 | 0 | 7873 | 0 | 0 | 0 | 0 | 0 | 0 | 0 | 0 | 0 | 0 | 7873 | - | 500 | 500 | - | 500 | 500 | - | 500 | 500 | - | 7873 | - | 0 | 0 | - | 0 | 0 | - | 0 | 0 | -
7874 | 0 | 0 | 0 | 0 | 0 | 0 | 911.4307 | 0 | 0 | 0 | 7874 | 0 | 0 | 0 | 0 | 0 | 0 | 0 | 0 | 0 | 0 | 7874 | - | 500 | 500 | - | 500 | 500 | - | 500 | 409.0062 | - | 7874 | - | 0 | 0 | - | 0 | 0 | - | 0 | 0 | -
7875 | 190.3118 | 0 | 0 | 46.3624 | 0 | 0 | 0 | 0 | 0 | 190.3118 | 7875 | 0 | 0 | 0 | 0 | 0 | 0 | 0 | 0 | 0 | 190.3118 | 7875 | - | 500 | 500 | - | 500 | 500 | - | 500 | 500 | - | 7875 | - | 0 | 0 | - | 0 | 0 | - | 0 | 0 | -
7876 | 302.0287 | 445.2609 | 0 | 0 | 0 | 0 | 1500 | 0 | 0 | 302.0287 | 7876 | 0 | 0 | 0 | 0 | 0 | 0 | 0 | 0 | 0 | 302.0287 | 7876 | - | 500 | 500 | - | 500 | 500 | - | 500 | 500 | - | 7876 | - | 0 | 0 | - | 0 | 0 | - | 0 | 0 | -
7877 | 636.5769 | 516.1198 | 71.664 | 580.8901 | 1000 | 146.1487 | 0 | 0 | 0 | 636.5769 | 7877 | 0 | 0 | 0 | 0 | 0 | 0 | 0 | 0 | 0 | 636.5769 | 7877 | - | 500 | 500 | - | 500 | 500 | - | 500 | 500 | - | 7877 | - | 0 | 0 | - | 0 | 0 | - | 0 | 0 | -
7878 | 713.6574 | 213.9351 | 210.8505 | 1128.3854 | 517.0827 | 233.1 | 0 | 0 | 0 | 713.6574 | 7878 | 0 | 0 | 0 | 0 | 0 | 0 | 0 | 0 | 0 | 713.6574 | 7878 | - | 500 | 500 | - | 500 | 500 | - | 500 | 500 | - | 7878 | - | 0 | 0 | - | 0 | 0 | - | 0 | 0 | -
7879 | 597.8929 | 97.8929 | 96.7342 | 684.8298 | 109.8957 | 0 | 0 | 0 | 146.1487 | 597.8929 | 7879 | 0 | 0 | 0 | 0 | 0 | 0 | 0 | 0 | 0 | 597.8929 | 7879 | - | 500 | 500 | - | 500 | 500 | - | 500 | 500 | - | 7879 | - | 0 | 0 | - | 0 | 0 | - | 0 | 0 | -
7880 | 0 | 353.7697 | 0 | 0 | 0 | 0 | 0 | 0 | 0 | 0 | 7880 | 0 | 0 | 0 | 0 | 0 | 0 | 0 | 0 | 0 | 0 | 7880 | - | 500 | 500 | - | 500 | 500 | - | 500 | 500 | - | 7880 | - | 0 | 0 | - | 0 | 0 | - | 0 | 0 | -
7881 | 0 | 0 | 0 | 0 | 0 | 0 | 0 | 0 | 0 | 0 | 7881 | 0 | 0 | 0 | 0 | 0 | 0 | 0 | 0 | 0 | 0 | 7881 | - | 500 | 500 | - | 273.1023 | 273.1023 | - | 353.9238 | 453.9238 | - | 7881 | - | 0 | 0 | - | 0 | 0 | - | 0 | 0 | -
7882 | 0 | 0 | 0 | 0 | 0 | 0 | 0 | 0 | 233.1 | 0 | 7882 | 0 | 0 | 0 | 0 | 0 | 0 | 0 | 0 | 0 | 0 | 7882 | - | 500 | 500 | - | 0 | 0 | - | 500 | 500 | - | 7882 | - | 0 | 0 | - | 0 | 0 | - | 0 | 0 | -
7883 | 0 | 0 | 0 | 0 | 0 | 0 | 0 | 519.1863 | 0 | 0 | 7883 | 0 | 0 | 0 | 0 | 0 | 0 | 0 | 0 | 0 | 0 | 7883 | - | 500 | 500 | - | 0 | 0 | - | 500 | 500 | - | 7883 | - | 0 | 0 | - | 0 | 0 | - | 0 | 0 | -
7884 | 0 | 0 | 0 | 0 | 0 | 0 | 0 | 339.1937 | 0 | 0 | 7884 | 0 | 0 | 0 | 0 | 0 | 0 | 0 | 0 | 0 | 0 | 7884 | - | 0 | 0 | - | 0 | 0 | - | 500 | 500 | - | 7884 | - | 0 | 0 | - | 0 | 0 | - | 0 | 0 | -
7885 | 0 | 0 | 0 | 0 | 0 | 0 | 0 | 768.5984 | 0 | 0 | 7885 | 0 | 0 | 0 | 0 | 0 | 0 | 0 | 0 | 0 | 0 | 7885 | - | 0 | 0 | - | 0 | 0 | - | 0 | 500 | - | 7885 | - | 0 | 0 | - | 0 | 0 | - | 0 | 0 | -
7886 | 0 | 0 | 0 | 0 | 0 | 0 | 0 | 0 | 0 | 0 | 7886 | 0 | 0 | 0 | 0 | 0 | 0 | 0 | 0 | 0 | 0 | 7886 | - | 0 | 0 | - | 0 | 0 | - | 0 | 303.7366 | - | 7886 | - | 0 | 0 | - | 0 | 0 | - | 0 | 0 | -
7887 | 0 | 0 | 0 | 0 | 0 | 0 | 29.037 | 0 | 0 | 0 | 7887 | 0 | 0 | 0 | 0 | 0 | 0 | 0 | 0 | 0 | 0 | 7887 | - | 0 | 0 | - | 0 | 0 | - | 60.7717 | 0 | - | 7887 | - | 0 | 0 | - | 0 | 0 | - | 0 | 0 | -
7888 | 0 | 0 | 0 | 0 | 0 | 0 | 0 | 0 | 0 | 0 | 7888 | 0 | 0 | 0 | 0 | 0 | 0 | 0 | 0 | 0 | 0 | 7888 | - | 0 | 0 | - | 0 | 0 | - | 329.6454 | 0 | - | 7888 | - | 347.0233 | 347.0233 | - | 0 | 0 | - | 0 | 0 | -
7889 | 0 | 0 | 0 | 0 | 0 | 0 | 0 | 0 | 0 | 0 | 7889 | 0 | 0 | 0 | 0 | 0 | 0 | 0 | 0 | 0 | 0 | 7889 | - | 0 | 0 | - | 0 | 0 | - | 422.3257 | 0 | - | 7889 | - | 394.6484 | 358.0707 | - | 0 | 0 | - | 0 | 0 | -
7890 | 0 | 0 | 0 | 0 | 0 | 0 | 0 | 0 | 0 | 0 | 7890 | 270.5819 | 288.3791 | 31.4244 | 1037.1988 | 691.4658 | 161.1807 | 0 | 0 | 0 | 0 | 7890 | - | 0 | 0 | - | 0 | 0 | - | 0 | 0 | - | 7890 | - | 500 | 500 | - | 500 | 500 | - | 97.2276 | 97.2276 | -
7891 | 0 | 0 | 0 | 0 | 0 | 0 | 0 | 0 | 0 | 0 | 7891 | 501.2689 | 403.0867 | 129.7563 | 0 | 0 | 0 | 679.4378 | 189.7952 | 0 | 0 | 7891 | - | 0 | 0 | - | 0 | 0 | - | 0 | 0 | - | 7891 | - | 500 | 500 | - | 500 | 500 | - | 500 | 500 | -
7892 | 0 | 0 | 0 | 0 | 0 | 0 | 0 | 0 | 0 | 0 | 7892 | 265.348 | 0 | 0 | 0 | 0 | 0 | 0 | 404.483 | 17.8952 | 0 | 7892 | - | 0 | 0 | - | 0 | 0 | - | 0 | 0 | - | 7892 | - | 500 | 500 | - | 500 | 500 | - | 500 | 500 | -
7893 | 0 | 0 | 0 | 0 | 0 | 0 | 0 | 0 | 0 | 0 | 7893 | 0 | 0 | 0 | 0 | 0 | 0 | 357.7609 | 97.1877 | 143.2855 | 0 | 7893 | - | 0 | 0 | - | 0 | 0 | - | 0 | 0 | - | 7893 | - | 458.3284 | 494.906 | - | 500 | 500 | - | 500 | 500 | -
7894 | 0 | 0 | 0 | 0 | 0 | 0 | 0 | 0 | 0 | 0 | 7894 | 0 | 0 | 0 | 0 | 0 | 0 | 0 | 0 | 0 | 0 | 7894 | - | 0 | 0 | - | 0 | 0 | - | 0 | 0 | - | 7894 | - | 0 | 0 | - | 26.2129 | 26.2129 | - | 472.4843 | 472.4843 | -
7895 | 0 | 0 | 0 | 0 | 0 | 0 | 0 | 0 | 0 | 0 | 7895 | 0 | 0 | 0 | 0 | 0 | 0 | 0 | 0 | 0 | 0 | 7895 | - | 0 | 0 | - | 0 | 0 | - | 0 | 0 | - | 7895 | - | 0 | 0 | - | 0 | 0 | - | 500 | 500 | -
7896 | 0 | 0 | 0 | 0 | 0 | 0 | 0 | 0 | 0 | 0 | 7896 | 0 | 0 | 0 | 0 | 0 | 0 | 0 | 0 | 0 | 0 | 7896 | - | 0 | 0 | - | 0 | 0 | - | 0 | 0 | - | 7896 | - | 0 | 0 | - | 0 | 0 | - | 130.2881 | 130.2881 | -
7897 | 0 | 0 | 0 | 141.4841 | 0 | 0 | 0 | 0 | 0 | 0 | 7897 | 0 | 0 | 0 | 0 | 0 | 0 | 0 | 0 | 0 | 0 | 7897 | - | 0 | 0 | - | 500 | 500 | - | 500 | 500 | - | 7897 | - | 0 | 0 | - | 0 | 0 | - | 0 | 0 | -
7898 | 0 | 0 | 0 | 0 | 543.4432 | 0 | 283.9985 | 0 | 189.6243 | 0 | 7898 | 0 | 0 | 0 | 0 | 0 | 0 | 0 | 0 | 0 | 0 | 7898 | - | 0 | 0 | - | 500 | 500 | - | 500 | 500 | - | 7898 | - | 0 | 0 | - | 0 | 0 | - | 0 | 0 | -
7899 | 0 | 0 | 0 | 983.4857 | 0 | 0 | 428.1915 | 813.4892 | 0 | 0 | 7899 | 0 | 0 | 0 | 0 | 0 | 0 | 0 | 0 | 0 | 0 | 7899 | - | 0 | 0 | - | 500 | 500 | - | 500 | 500 | - | 7899 | - | 0 | 0 | - | 0 | 0 | - | 0 | 0 | -
7900 | 0 | 0 | 0 | 95.264 | 270.046 | 189.6243 | 380.5415 | 0 | 0 | 0 | 7900 | 0 | 0 | 0 | 0 | 0 | 0 | 0 | 0 | 0 | 0 | 7900 | - | 0 | 0 | - | 500 | 500 | - | 500 | 500 | - | 7900 | - | 0 | 0 | - | 0 | 0 | - | 0 | 0 | -
7901 | 0 | 0 | 0 | 0 | 0 | 0 | 127.5023 | 0 | 0 | 0 | 7901 | 0 | 0 | 0 | 0 | 0 | 0 | 0 | 0 | 0 | 0 | 7901 | - | 0 | 0 | - | 12.7423 | 12.7423 | - | 283.3783 | 431.2447 | - | 7901 | - | 0 | 0 | - | 0 | 0 | - | 0 | 0 | -
7902 | 0 | 0 | 0 | 0 | 0 | 0 | 0 | 0 | 0 | 0 | 7902 | 0 | 0 | 0 | 237.2605 | 194.2605 | 0 | 0 | 0 | 0 | 0 | 7902 | - | 0 | 0 | - | 0 | 0 | - | 59.357 | 59.357 | - | 7902 | - | 0 | 0 | - | 0 | 0 | - | 0 | 0 | -
7903 | 0 | 0 | 0 | 0 | 0 | 0 | 0 | 0 | 0 | 0 | 7903 | 0 | 0 | 0 | 660.8035 | 617.8035 | 89.2614 | 0 | 0 | 0 | 0 | 7903 | - | 0 | 0 | - | 0 | 0 | - | 0 | 0 | - | 7903 | - | 0 | 0 | - | 0 | 177.8527 | - | 0 | 0 | -
7904 | 0 | 0 | 0 | 0 | 0 | 0 | 0 | 0 | 0 | 0 | 7904 | 0 | 0 | 0 | 1176.3335 | 570.8677 | 233.1 | 0 | 0 | 0 | 0 | 7904 | - | 0 | 0 | - | 0 | 0 | - | 0 | 0 | - | 7904 | - | 0 | 0 | - | 177.8527 | 0 | - | 0 | 0 | -
7905 | 0 | 0 | 0 | 0 | 0 | 0 | 0 | 0 | 0 | 0 | 7905 | 0 | 0 | 0 | 0 | 0 | 0 | 0 | 0 | 0 | 0 | 7905 | - | 0 | 0 | - | 40.1622 | 40.1622 | - | 0 | 0 | - | 7905 | - | 0 | 0 | - | 0 | 0 | - | 0 | 0 | -
7906 | 0 | 0 | 0 | 372.757 | 381.9942 | 0 | 0 | 0 | 0 | 0 | 7906 | 0 | 0 | 0 | 0 | 0 | 0 | 0 | 0 | 0 | 0 | 7906 | - | 0 | 0 | - | 500 | 500 | - | 31.1352 | 89.6453 | - | 7906 | - | 0 | 0 | - | 0 | 0 | - | 0 | 0 | -
7907 | 0 | 0 | 0 | 567.7106 | 244.9842 | 146.1487 | 0 | 0 | 0 | 0 | 7907 | 0 | 0 | 0 | 0 | 0 | 0 | 0 | 0 | 0 | 0 | 7907 | - | 0 | 0 | - | 500 | 500 | - | 339.7585 | 133.3819 | - | 7907 | - | 0 | 0 | - | 0 | 0 | - | 0 | 0 | -
7908 | 0 | 0 | 0 | 1500 | 1000 | 233.1 | 0 | 0 | 0 | 0 | 7908 | 0 | 0 | 0 | 0 | 0 | 0 | 0 | 0 | 0 | 0 | 7908 | - | 0 | 0 | - | 500 | 500 | - | 0 | 0 | - | 7908 | - | 0 | 0 | - | 0 | 0 | - | 0 | 0 | -
7909 | 0 | 0 | 0 | 0 | 0 | 0 | 0 | 0 | 0 | 0 | 7909 | 0 | 0 | 0 | 0 | 0 | 0 | 0 | 0 | 0 | 0 | 7909 | - | 0 | 0 | - | 0 | 0 | - | 0 | 0 | - | 7909 | - | 0 | 0 | - | 0 | 0 | - | 0 | 0 | -
7910 | 0 | 0 | 0 | 0 | 0 | 0 | 0 | 0 | 0 | 0 | 7910 | 0 | 0 | 0 | 0 | 0 | 0 | 0 | 0 | 0 | 0 | 7910 | - | 0 | 0 | - | 0 | 0 | - | 0 | 0 | - | 7910 | - | 0 | 0 | - | 500 | 500 | - | 500 | 500 | -
7911 | 0 | 0 | 0 | 0 | 0 | 0 | 0 | 0 | 0 | 0 | 7911 | 68.2913 | 259.4575 | 0 | 372.6202 | 0 | 0 | 0 | 0 | 0 | 0 | 7911 | - | 0 | 0 | - | 0 | 0 | - | 0 | 0 | - | 7911 | - | 500 | 500 | - | 500 | 500 | - | 500 | 500 | -
7912 | 0 | 0 | 0 | 0 | 0 | 0 | 0 | 0 | 0 | 0 | 7912 | 0 | 0 | 0 | 0 | 0 | 0 | 0 | 0 | 0 | 0 | 7912 | - | 0 | 0 | - | 0 | 0 | - | 0 | 0 | - | 7912 | - | 272.6632 | 62.7862 | - | 500 | 500 | - | 500 | 500 | -
7913 | 0 | 0 | 0 | 0 | 0 | 0 | 0 | 0 | 0 | 0 | 7913 | 0 | 0 | 0 | 0 | 0 | 0 | 0 | 0 | 0 | 0 | 7913 | - | 0 | 0 | - | 0 | 0 | - | 0 | 0 | - | 7913 | - | 427.3368 | 427.3368 | - | 500 | 500 | - | 500 | 500 | -
7914 | 0 | 0 | 0 | 0 | 0 | 0 | 0 | 0 | 0 | 0 | 7914 | 0 | 60.9506 | 0 | 0 | 0 | 0 | 99.5433 | 0 | 0 | 0 | 7914 | - | 0 | 0 | - | 0 | 0 | - | 0 | 0 | - | 7914 | - | 500 | 500 | - | 500 | 500 | - | 500 | 500 | -
7915 | 0 | 0 | 0 | 0 | 0 | 0 | 0 | 0 | 0 | 0 | 7915 | 454.9006 | 104.9006 | 104.9006 | 631.0435 | 532.5451 | 89.2614 | 834.8572 | 653.3821 | 233.1 | 0 | 7915 | - | 0 | 0 | - | 0 | 0 | - | 0 | 0 | - | 7915 | - | 500 | 500 | - | 500 | 500 | - | 500 | 500 | -
7916 | 0 | 0 | 0 | 0 | 0 | 0 | 0 | 0 | 0 | 0 | 7916 | 420.3563 | 22.5066 | 22.5066 | 481.7586 | 850.3866 | 233.1 | 908.732 | 728.732 | 89.2614 | 0 | 7916 | - | 0 | 0 | - | 0 | 0 | - | 0 | 0 | - | 7916 | - | 500 | 500 | - | 500 | 500 | - | 500 | 500 | -
7917 | 0 | 0 | 0 | 0 | 0 | 0 | 0 | 0 | 0 | 0 | 7917 | 93.6505 | 243.6505 | 33.7734 | 588.9752 | 0 | 0 | 231.2651 | 0.81763 | 0 | 0 | 7917 | - | 0 | 0 | - | 0 | 0 | - | 0 | 0 | - | 7917 | - | 0 | 209.8771 | - | 500 | 500 | - | 500 | 500 | -
7918 | 0 | 0 | 0 | 0 | 0 | 0 | 0 | 0 | 0 | 0 | 7918 | 0 | 0 | 0 | 0 | 0 | 0 | 0 | 0 | 0 | 0 | 7918 | - | 0 | 0 | - | 0 | 0 | - | 0 | 0 | - | 7918 | - | 0 | 0 | - | 500 | 500 | - | 500 | 500 | -
7919 | 0 | 0 | 0 | 0 | 0 | 0 | 0 | 0 | 0 | 0 | 7919 | 0 | 0 | 0 | 0 | 0 | 0 | 0 | 0 | 0 | 0 | 7919 | - | 0 | 0 | - | 0 | 0 | - | 0 | 0 | - | 7919 | - | 0 | 0 | - | 479.6809 | 223.6809 | - | 198.1915 | 198.1915 | -
7920 | 0 | 0 | 0 | 0 | 0 | 0 | 235.1153 | 0 | 0 | 0 | 7920 | 0 | 0 | 0 | 0 | 0 | 0 | 0 | 0 | 0 | 0 | 7920 | - | 0 | 0 | - | 0 | 0 | - | 0 | 0 | - | 7920 | - | 0 | 0 | - | 0 | 34.7272 | - | 0 | 0 | -
7921 | 0 | 0 | 0 | 0 | 0 | 0 | 0 | 0 | 0 | 0 | 7921 | 0 | 0 | 0 | 0 | 0 | 0 | 199.848 | 0 | 0 | 0 | 7921 | - | 0 | 0 | - | 0 | 0 | - | 0 | 0 | - | 7921 | - | 0 | 0 | - | 366.3749 | 331.6477 | - | 199.848 | 199.848 | -
7922 | 0 | 0 | 0 | 0 | 0 | 0 | 0 | 0 | 0 | 0 | 7922 | 0 | 0 | 0 | 0 | 0 | 0 | 0 | 0 | 0 | 0 | 7922 | - | 0 | 0 | - | 0 | 0 | - | 0 | 0 | - | 7922 | - | 0 | 0 | - | 0 | 0 | - | 0 | 0 | -
7923 | 0 | 0 | 0 | 0 | 0 | 0 | 0 | 0 | 0 | 0 | 7923 | 0 | 0 | 0 | 0 | 0 | 0 | 0 | 0 | 0 | 0 | 7923 | - | 0 | 0 | - | 0 | 0 | - | 0 | 0 | - | 7923 | - | 0 | 0 | - | 53.9441 | 309.9441 | - | 0 | 0 | -
7924 | 0 | 0 | 0 | 0 | 0 | 0 | 0 | 0 | 0 | 0 | 7924 | 0 | 0 | 0 | 0 | 0 | 0 | 0 | 0 | 0 | 0 | 7924 | - | 0 | 0 | - | 0 | 0 | - | 0 | 0 | - | 7924 | - | 0 | 0 | - | 0 | 0 | - | 0 | 0 | -
7925 | 0 | 0 | 0 | 0 | 0 | 0 | 0 | 0 | 0 | 0 | 7925 | 0 | 0 | 0 | 0 | 0 | 0 | 0 | 0 | 0 | 0 | 7925 | - | 0 | 0 | - | 0 | 0 | - | 0 | 0 | - | 7925 | - | 0 | 0 | - | 0 | 0 | - | 0 | 0 | -
7926 | 0 | 0 | 0 | 0 | 0 | 0 | 0 | 0 | 0 | 0 | 7926 | 0 | 0 | 0 | 0 | 0 | 0 | 0 | 0 | 0 | 0 | 7926 | - | 0 | 0 | - | 0 | 0 | - | 0 | 0 | - | 7926 | - | 0 | 0 | - | 0 | 0 | - | 0 | 0 | -
7927 | 0 | 0 | 0 | 0 | 0 | 0 | 0 | 0 | 0 | 0 | 7927 | 0 | 0 | 0 | 0 | 0 | 0 | 0 | 0 | 0 | 0 | 7927 | - | 0 | 0 | - | 0 | 0 | - | 0 | 0 | - | 7927 | - | 0 | 0 | - | 0 | 0 | - | 0 | 0 | -
7928 | 0 | 0 | 0 | 0 | 0 | 0 | 0 | 0 | 0 | 0 | 7928 | 0 | 0 | 0 | 0 | 0 | 0 | 0 | 0 | 0 | 0 | 7928 | - | 0 | 0 | - | 0 | 0 | - | 0 | 0 | - | 7928 | - | 0 | 0 | - | 0 | 0 | - | 0 | 0 | -
7929 | 0 | 0 | 0 | 0 | 0 | 0 | 0 | 0 | 0 | 0 | 7929 | 0 | 0 | 0 | 0 | 0 | 0 | 0 | 0 | 0 | 0 | 7929 | - | 0 | 0 | - | 0 | 0 | - | 0 | 0 | - | 7929 | - | 0 | 0 | - | 0 | 0 | - | 0 | 0 | -
7930 | 0 | 0 | 0 | 0 | 0 | 0 | 0 | 0 | 0 | 0 | 7930 | 0 | 0 | 0 | 0 | 0 | 0 | 0 | 0 | 0 | 0 | 7930 | - | 0 | 0 | - | 500 | 399.8613 | - | 0 | 0 | - | 7930 | - | 0 | 0 | - | 0 | 0 | - | 0 | 0 | -
7931 | 0 | 0 | 0 | 0 | 0 | 0 | 0 | 0 | 0 | 0 | 7931 | 0 | 0 | 0 | 0 | 0 | 0 | 0 | 0 | 0 | 0 | 7931 | - | 0 | 0 | - | 0 | 0 | - | 0 | 0 | - | 7931 | - | 0 | 0 | - | 0 | 0 | - | 0 | 0 | -
7932 | 0 | 0 | 0 | 0 | 0 | 0 | 0 | 0 | 0 | 0 | 7932 | 0 | 0 | 0 | 0 | 0 | 0 | 0 | 0 | 0 | 0 | 7932 | - | 0 | 0 | - | 0 | 0 | - | 0 | 0 | - | 7932 | - | 0 | 0 | - | 0 | 0 | - | 0 | 0 | -
7933 | 0 | 0 | 0 | 0 | 0 | 0 | 0 | 0 | 0 | 0 | 7933 | 0 | 0 | 0 | 0 | 0 | 0 | 0 | 0 | 0 | 0 | 7933 | - | 0 | 0 | - | 0 | 0 | - | 0 | 0 | - | 7933 | - | 0 | 0 | - | 0 | 0 | - | 0 | 0 | -
7934 | 0 | 0 | 0 | 0 | 0 | 0 | 0 | 0 | 0 | 0 | 7934 | 0 | 0 | 0 | 0 | 0 | 0 | 0 | 0 | 0 | 0 | 7934 | - | 0 | 0 | - | 0 | 0 | - | 0 | 0 | - | 7934 | - | 0 | 0 | - | 0 | 0 | - | 0 | 0 | -
7935 | 0 | 0 | 0 | 0 | 0 | 0 | 0 | 0 | 0 | 0 | 7935 | 0 | 0 | 0 | 0 | 0 | 0 | 0 | 0 | 0 | 0 | 7935 | - | 0 | 0 | - | 10.3088 | 0 | - | 0 | 0 | - | 7935 | - | 0 | 0 | - | 0 | 0 | - | 0 | 0 | -
7936 | 0 | 0 | 0 | 0 | 0 | 0 | 0 | 0 | 0 | 0 | 7936 | 0 | 0 | 0 | 0 | 0 | 0 | 0 | 0 | 0 | 0 | 7936 | - | 0 | 0 | - | 198.6496 | 3.6496 | - | 0 | 0 | - | 7936 | - | 0 | 0 | - | 0 | 0 | - | 0 | 0 | -
7937 | 0 | 0 | 0 | 0 | 0 | 0 | 0 | 0 | 0 | 0 | 7937 | 0 | 0 | 0 | 0 | 0 | 0 | 0 | 0 | 0 | 0 | 7937 | - | 0 | 0 | - | 489.3952 | 215.8257 | - | 0 | 0 | - | 7937 | - | 0 | 0 | - | 0 | 0 | - | 0 | 0 | -
7938 | 0 | 0 | 0 | 0 | 0 | 0 | 0 | 0 | 0 | 0 | 7938 | 0 | 0 | 0 | 0 | 0 | 0 | 0 | 0 | 0 | 0 | 7938 | - | 0 | 0 | - | 500 | 500 | - | 0 | 0 | - | 7938 | - | 0 | 0 | - | 0 | 0 | - | 0 | 0 | -
7939 | 683.8149 | 183.8149 | 0 | 528.2923 | 314.2996 | 0 | 0 | 0 | 0 | 683.8149 | 7939 | 0 | 0 | 0 | 0 | 0 | 0 | 0 | 0 | 0 | 683.8149 | 7939 | - | 500 | 500 | - | 500 | 500 | - | 500 | 449.5167 | - | 7939 | - | 0 | 0 | - | 0 | 0 | - | 0 | 0 | -
7940 | 691.2894 | 528.4292 | 223.5703 | 815.6818 | 630.7648 | 233.1 | 0 | 0 | 0 | 691.2894 | 7940 | 0 | 0 | 0 | 0 | 0 | 0 | 0 | 0 | 0 | 691.2894 | 7940 | - | 500 | 500 | - | 500 | 500 | - | 0 | 0 | - | 7940 | - | 0 | 0 | - | 0 | 0 | - | 0 | 0 | -
7941 | 0 | 0 | 0 | 0 | 0 | 0 | 0 | 0 | 0 | 0 | 7941 | 0 | 0 | 0 | 0 | 0 | 0 | 0 | 0 | 0 | 0 | 7941 | - | 113.1012 | 113.1012 | - | 500 | 500 | - | 0 | 0 | - | 7941 | - | 0 | 0 | - | 0 | 0 | - | 0 | 0 | -
7942 | 359.9024 | 255.6406 | 135.3448 | 777.2649 | 566.1746 | 146.1487 | 683.3389 | 0 | 0 | 359.9024 | 7942 | 0 | 0 | 0 | 0 | 0 | 0 | 0 | 0 | 0 | 359.9024 | 7942 | - | 500 | 500 | - | 500 | 500 | - | 0 | 0 | - | 7942 | - | 0 | 0 | - | 0 | 0 | - | 0 | 0 | -
7943 | 147.3526 | 43.0908 | 20.3336 | 319.2286 | 115.7394 | 0 | 23.5193 | 0 | 0 | 147.3526 | 7943 | 0 | 0 | 0 | 0 | 0 | 0 | 0 | 0 | 0 | 147.3526 | 7943 | - | 500 | 500 | - | 500 | 500 | - | 241.7648 | 292.248 | - | 7943 | - | 0 | 0 | - | 0 | 0 | - | 0 | 0 | -
7944 | 0 | 0 | 0 | 0 | 0 | 0 | 0 | 0 | 0 | 0 | 7944 | 0 | 0 | 0 | 0 | 0 | 0 | 0 | 0 | 0 | 0 | 7944 | - | 0 | 0 | - | 500 | 500 | - | 0 | 0 | - | 7944 | - | 0 | 0 | - | 0 | 0 | - | 0 | 0 | -
7945 | 0 | 0 | 0 | 0 | 0 | 0 | 0 | 0 | 0 | 0 | 7945 | 0 | 0 | 0 | 0 | 0 | 0 | 0 | 0 | 0 | 0 | 7945 | - | 0 | 0 | - | 500 | 500 | - | 0 | 0 | - | 7945 | - | 0 | 0 | - | 0 | 0 | - | 0 | 0 | -
7946 | 0 | 0 | 0 | 0 | 0 | 0 | 0 | 0 | 0 | 0 | 7946 | 0 | 0 | 0 | 0 | 0 | 0 | 0 | 0 | 0 | 0 | 7946 | - | 0 | 0 | - | 500 | 500 | - | 0 | 0 | - | 7946 | - | 0 | 0 | - | 0 | 0 | - | 0 | 0 | -
7947 | 0 | 0 | 0 | 0 | 0 | 0 | 0 | 0 | 0 | 0 | 7947 | 0 | 0 | 0 | 0 | 0 | 0 | 0 | 0 | 0 | 0 | 7947 | - | 0 | 0 | - | 38.7037 | 0 | - | 0 | 0 | - | 7947 | - | 0 | 0 | - | 0 | 0 | - | 0 | 0 | -
7948 | 0 | 0 | 0 | 0 | 0 | 0 | 0 | 0 | 0 | 0 | 7948 | 0 | 0 | 0 | 0 | 0 | 0 | 0 | 0 | 0 | 0 | 7948 | - | 0 | 0 | - | 0 | 0 | - | 0 | 0 | - | 7948 | - | 0 | 0 | - | 450.9235 | 450.9235 | - | 0 | 0 | -
7949 | 0 | 0 | 0 | 0 | 0 | 0 | 0 | 0 | 0 | 0 | 7949 | 0 | 0 | 0 | 150.1308 | 182.2689 | 52.9689 | 0 | 0 | 0 | 0 | 7949 | - | 0 | 0 | - | 0 | 0 | - | 0 | 0 | - | 7949 | - | 0 | 0 | - | 500 | 500 | - | 0 | 0 | -
7950 | 0 | 0 | 0 | 0 | 0 | 0 | 0 | 0 | 0 | 0 | 7950 | 0 | 0 | 0 | 346.6725 | 417.2688 | 171.0606 | 0 | 0 | 0 | 0 | 7950 | - | 0 | 0 | - | 0 | 0 | - | 0 | 0 | - | 7950 | - | 38.9288 | 38.9288 | - | 500 | 500 | - | 0 | 0 | -
7951 | 0 | 0 | 0 | 0 | 0 | 0 | 0 | 0 | 0 | 0 | 7951 | 0 | 0 | 0 | 350.6207 | 247.8864 | 98.3319 | 0 | 0 | 0 | 0 | 7951 | - | 0 | 0 | - | 0 | 0 | - | 0 | 0 | - | 7951 | - | 142.0214 | 142.0214 | - | 500 | 500 | - | 0 | 0 | -
7952 | 0 | 0 | 0 | 120.976 | 120.976 | 0 | 0 | 0 | 0 | 0 | 7952 | 0 | 0 | 0 | 0 | 0 | 0 | 0 | 0 | 0 | 0 | 7952 | - | 0 | 0 | - | 0 | 120.976 | - | 0 | 0 | - | 7952 | - | 0 | 0 | - | 0 | 0 | - | 0 | 0 | -
7953 | 0 | 0 | 0 | 481.8284 | 481.8284 | 45.4531 | 0 | 0 | 0 | 0 | 7953 | 0 | 0 | 0 | 0 | 0 | 0 | 0 | 0 | 0 | 0 | 7953 | - | 0 | 0 | - | 0 | 436.3753 | - | 0 | 0 | - | 7953 | - | 0 | 0 | - | 0 | 0 | - | 0 | 0 | -
7954 | 0 | 0 | 0 | 293.4694 | 293.4694 | 233.1 | 0 | 0 | 0 | 0 | 7954 | 0 | 0 | 0 | 0 | 0 | 0 | 0 | 0 | 0 | 0 | 7954 | - | 0 | 0 | - | 0 | 60.3694 | - | 0 | 0 | - | 7954 | - | 0 | 0 | - | 0 | 0 | - | 0 | 0 | -
7955 | 0 | 0 | 0 | 100.6956 | 100.6956 | 100.6956 | 0 | 0 | 0 | 0 | 7955 | 0 | 0 | 0 | 0 | 0 | 0 | 0 | 0 | 0 | 0 | 7955 | - | 0 | 0 | - | 0 | 0 | - | 0 | 0 | - | 7955 | - | 0 | 0 | - | 0 | 0 | - | 0 | 0 | -
7956 | 0 | 0 | 0 | 0 | 0 | 0 | 0 | 0 | 0 | 0 | 7956 | 0 | 0 | 0 | 17.4525 | 0 | 0 | 0 | 0 | 0 | 0 | 7956 | - | 0 | 0 | - | 0 | 0 | - | 0 | 0 | - | 7956 | - | 0 | 0 | - | 17.4525 | 17.4525 | - | 0 | 0 | -
7957 | 0 | 0 | 0 | 0 | 0 | 0 | 0 | 0 | 0 | 0 | 7957 | 0 | 0 | 0 | 138.5658 | 0 | 0 | 20.8963 | 0 | 0 | 0 | 7957 | - | 0 | 0 | - | 0 | 0 | - | 0 | 0 | - | 7957 | - | 0 | 0 | - | 138.5658 | 138.5658 | - | 20.8963 | 20.8963 | -
7958 | 0 | 0 | 0 | 0 | 0 | 0 | 0 | 0 | 0 | 0 | 7958 | 0 | 0 | 0 | 184.9284 | 0 | 0 | 86.6304 | 0 | 0 | 0 | 7958 | - | 0 | 0 | - | 0 | 0 | - | 0 | 0 | - | 7958 | - | 0 | 0 | - | 184.9284 | 184.9284 | - | 86.6304 | 86.6304 | -
7959 | 0 | 0 | 0 | 0 | 0 | 0 | 0 | 0 | 0 | 0 | 7959 | 414.4868 | 0 | 0 | 323.0567 | 246.0257 | 0 | 220.0349 | 0 | 0 | 0 | 7959 | - | 0 | 0 | - | 0 | 0 | - | 0 | 0 | - | 7959 | - | 500 | 500 | - | 500 | 500 | - | 220.0349 | 220.0349 | -
7960 | 0 | 0 | 0 | 0 | 0 | 0 | 0 | 0 | 0 | 0 | 7960 | 777.1898 | 598.1898 | 233.1 | 543.0848 | 750.8756 | 233.1 | 208.385 | 0 | 0 | 0 | 7960 | - | 0 | 0 | - | 0 | 0 | - | 0 | 0 | - | 7960 | - | 500 | 500 | - | 500 | 500 | - | 208.385 | 208.385 | -
7961 | 0 | 0 | 0 | 0 | 0 | 0 | 0 | 0 | 0 | 0 | 7961 | 408.3288 | 261.1393 | 89.2614 | 255.5573 | 386.0304 | 89.2614 | 64.8829 | 0 | 0 | 0 | 7961 | - | 0 | 0 | - | 0 | 0 | - | 0 | 0 | - | 7961 | - | 500 | 500 | - | 500 | 500 | - | 64.8829 | 64.8829 | -
7962 | 0 | 0 | 0 | 0 | 0 | 0 | 0 | 0 | 0 | 0 | 7962 | 0 | 0 | 0 | 210.662 | 0 | 0 | 0 | 0 | 0 | 0 | 7962 | - | 0 | 0 | - | 0 | 0 | - | 0 | 0 | - | 7962 | - | 0 | 0 | - | 454.0561 | 454.0561 | - | 0 | 0 | -
7963 | 0 | 0 | 0 | 0 | 0 | 0 | 0 | 0 | 0 | 0 | 7963 | 0 | 0 | 0 | 216.8663 | 0 | 0 | 0 | 0 | 0 | 0 | 7963 | - | 0 | 0 | - | 0 | 0 | - | 0 | 0 | - | 7963 | - | 30.6618 | 30.6618 | - | 216.8663 | 216.8663 | - | 0 | 0 | -
7964 | 0 | 0 | 0 | 0 | 0 | 0 | 0 | 0 | 0 | 0 | 7964 | 0 | 0 | 0 | 163.7437 | 0 | 0 | 0 | 0 | 0 | 0 | 7964 | - | 0 | 0 | - | 0 | 0 | - | 0 | 0 | - | 7964 | - | 0 | 0 | - | 163.7437 | 163.7437 | - | 0 | 0 | -
7965 | 0 | 0 | 0 | 0 | 0 | 0 | 0 | 0 | 0 | 0 | 7965 | 0 | 0 | 0 | 20.4802 | 0 | 0 | 0 | 0 | 0 | 0 | 7965 | - | 0 | 0 | - | 0 | 0 | - | 0 | 0 | - | 7965 | - | 0 | 0 | - | 20.4802 | 20.4802 | - | 0 | 0 | -
7966 | 0 | 0 | 0 | 0 | 0 | 0 | 0 | 0 | 0 | 0 | 7966 | 0 | 0 | 0 | 0 | 0 | 0 | 0 | 0 | 0 | 0 | 7966 | - | 0 | 0 | - | 0 | 0 | - | 0 | 0 | - | 7966 | - | 0 | 0 | - | 0 | 0 | - | 0 | 0 | -
7967 | 0 | 0 | 0 | 0 | 0 | 0 | 0 | 0 | 0 | 0 | 7967 | 0 | 0 | 0 | 0 | 0 | 0 | 0 | 0 | 0 | 0 | 7967 | - | 0 | 0 | - | 0 | 0 | - | 0 | 0 | - | 7967 | - | 0 | 0 | - | 0 | 0 | - | 0 | 0 | -
7968 | 0 | 0 | 0 | 0 | 0 | 0 | 0 | 0 | 0 | 0 | 7968 | 0 | 0 | 0 | 0 | 0 | 0 | 0 | 0 | 0 | 0 | 7968 | - | 0 | 0 | - | 0 | 0 | - | 0 | 0 | - | 7968 | - | 0 | 0 | - | 0 | 0 | - | 0 | 0 | -
7969 | 0 | 0 | 0 | 0 | 0 | 0 | 0 | 0 | 0 | 0 | 7969 | 0 | 0 | 0 | 0 | 0 | 0 | 0 | 0 | 0 | 0 | 7969 | - | 0 | 0 | - | 0 | 0 | - | 0 | 0 | - | 7969 | - | 0 | 0 | - | 0 | 0 | - | 0 | 0 | -
7970 | 0 | 0 | 0 | 0 | 0 | 0 | 0 | 0 | 0 | 0 | 7970 | 0 | 0 | 0 | 0 | 0 | 0 | 0 | 0 | 0 | 0 | 7970 | - | 0 | 0 | - | 0 | 0 | - | 0 | 0 | - | 7970 | - | 0 | 0 | - | 0 | 0 | - | 0 | 0 | -
7971 | 0 | 0 | 0 | 0 | 0 | 0 | 0 | 0 | 0 | 0 | 7971 | 0 | 0 | 0 | 0 | 0 | 0 | 0 | 0 | 0 | 0 | 7971 | - | 0 | 0 | - | 0 | 0 | - | 0 | 0 | - | 7971 | - | 0 | 0 | - | 0 | 0 | - | 0 | 0 | -
7972 | 0 | 0 | 0 | 0 | 0 | 0 | 0 | 0 | 0 | 0 | 7972 | 0 | 0 | 0 | 0 | 0 | 0 | 0 | 0 | 0 | 0 | 7972 | - | 0 | 0 | - | 0 | 0 | - | 0 | 0 | - | 7972 | - | 0 | 0 | - | 0 | 0 | - | 0 | 0 | -
7973 | 0 | 0 | 0 | 0 | 0 | 0 | 0 | 0 | 0 | 0 | 7973 | 0 | 0 | 0 | 0 | 0 | 0 | 0 | 0 | 0 | 0 | 7973 | - | 0 | 0 | - | 0 | 0 | - | 0 | 0 | - | 7973 | - | 0 | 0 | - | 0 | 0 | - | 0 | 0 | -
7974 | 0 | 0 | 0 | 0 | 0 | 0 | 0 | 0 | 0 | 0 | 7974 | 0 | 0 | 0 | 0 | 0 | 0 | 0 | 0 | 0 | 0 | 7974 | - | 0 | 0 | - | 0 | 0 | - | 0 | 0 | - | 7974 | - | 0 | 0 | - | 0 | 0 | - | 0 | 0 | -
7975 | 0 | 0 | 0 | 0 | 0 | 0 | 0 | 0 | 0 | 0 | 7975 | 0 | 0 | 0 | 0 | 0 | 0 | 0 | 0 | 0 | 0 | 7975 | - | 0 | 0 | - | 0 | 0 | - | 0 | 0 | - | 7975 | - | 0 | 0 | - | 0 | 0 | - | 0 | 0 | -
7976 | 0 | 0 | 0 | 0 | 0 | 0 | 0 | 0 | 0 | 0 | 7976 | 0 | 0 | 0 | 0 | 0 | 0 | 0 | 0 | 0 | 0 | 7976 | - | 0 | 0 | - | 0 | 0 | - | 0 | 0 | - | 7976 | - | 0 | 0 | - | 0 | 0 | - | 0 | 0 | -
7977 | 0 | 0 | 0 | 0 | 0 | 0 | 0 | 0 | 0 | 0 | 7977 | 0 | 0 | 0 | 0 | 0 | 0 | 0 | 0 | 0 | 0 | 7977 | - | 0 | 0 | - | 0 | 0 | - | 0 | 0 | - | 7977 | - | 0 | 0 | - | 0 | 0 | - | 0 | 0 | -
7978 | 0 | 0 | 0 | 0 | 0 | 0 | 0 | 0 | 0 | 0 | 7978 | 0 | 0 | 0 | 0 | 0 | 0 | 0 | 0 | 0 | 0 | 7978 | - | 0 | 0 | - | 0 | 0 | - | 0 | 0 | - | 7978 | - | 0 | 0 | - | 0 | 0 | - | 0 | 0 | -
7979 | 0 | 0 | 0 | 0 | 0 | 0 | 0 | 0 | 0 | 0 | 7979 | 0 | 0 | 0 | 0 | 0 | 0 | 0 | 0 | 0 | 0 | 7979 | - | 0 | 0 | - | 0 | 0 | - | 0 | 0 | - | 7979 | - | 0 | 0 | - | 0 | 0 | - | 0 | 0 | -
7980 | 0 | 0 | 0 | 0 | 0 | 0 | 0 | 0 | 0 | 0 | 7980 | 0 | 0 | 0 | 0 | 0 | 0 | 0 | 0 | 0 | 0 | 7980 | - | 0 | 0 | - | 0 | 0 | - | 0 | 0 | - | 7980 | - | 0 | 0 | - | 0 | 0 | - | 0 | 0 | -
7981 | 0 | 0 | 0 | 0 | 0 | 0 | 0 | 0 | 0 | 0 | 7981 | 0 | 0 | 0 | 0 | 0 | 0 | 0 | 0 | 0 | 0 | 7981 | - | 0 | 0 | - | 0 | 0 | - | 0 | 0 | - | 7981 | - | 0 | 0 | - | 0 | 0 | - | 0 | 0 | -
7982 | 0 | 0 | 0 | 0 | 0 | 0 | 0 | 0 | 0 | 0 | 7982 | 0 | 0 | 0 | 0 | 0 | 0 | 0 | 0 | 0 | 0 | 7982 | - | 0 | 0 | - | 0 | 0 | - | 0 | 0 | - | 7982 | - | 0 | 0 | - | 0 | 0 | - | 0 | 0 | -
7983 | 0 | 0 | 0 | 0 | 0 | 0 | 0 | 0 | 0 | 0 | 7983 | 0 | 0 | 0 | 0 | 0 | 0 | 0 | 0 | 0 | 0 | 7983 | - | 0 | 0 | - | 0 | 0 | - | 0 | 0 | - | 7983 | - | 0 | 0 | - | 0 | 0 | - | 0 | 0 | -
7984 | 0 | 0 | 0 | 0 | 0 | 0 | 0 | 0 | 0 | 0 | 7984 | 0 | 0 | 0 | 0 | 0 | 0 | 0 | 0 | 0 | 0 | 7984 | - | 188.7404 | 188.7404 | - | 0 | 0 | - | 500 | 0 | - | 7984 | - | 0 | 0 | - | 0 | 0 | - | 0 | 0 | -
7985 | 343.1371 | 0 | 0 | 0 | 0 | 0 | 1500 | 0 | 0 | 343.1371 | 7985 | 0 | 0 | 0 | 0 | 0 | 0 | 0 | 0 | 0 | 343.1371 | 7985 | - | 442.7668 | 442.7668 | - | 500 | 500 | - | 0 | 166.6667 | - | 7985 | - | 0 | 0 | - | 0 | 0 | - | 0 | 0 | -
7986 | 46.0229 | 123.3888 | 76.6214 | 0 | 0 | 0 | 940.4677 | 1000 | 0 | 46.0229 | 7986 | 0 | 0 | 0 | 0 | 0 | 0 | 0 | 0 | 0 | 46.0229 | 7986 | - | 500 | 500 | - | 500 | 500 | - | 500 | 500 | - | 7986 | - | 0 | 0 | - | 0 | 0 | - | 0 | 0 | -
7987 | 0 | 410.0678 | 0 | 0 | 0 | 0 | 0 | 626.9784 | 0 | 0 | 7987 | 0 | 0 | 0 | 0 | 0 | 0 | 0 | 0 | 0 | 0 | 7987 | - | 500 | 500 | - | 188.4917 | 500 | - | 500 | 500 | - | 7987 | - | 0 | 0 | - | 0 | 0 | - | 0 | 0 | -
7988 | 0 | 197.6622 | 186.8771 | 0 | 0 | 0 | 0 | 0 | 0 | 0 | 7988 | 0 | 0 | 0 | 0 | 0 | 0 | 0 | 0 | 0 | 0 | 7988 | - | 500 | 500 | - | 0 | 0 | - | 0 | 500 | - | 7988 | - | 0 | 0 | - | 0 | 0 | - | 0 | 0 | -
7989 | 0 | 0 | 0 | 0 | 0 | 0 | 0 | 0 | 0 | 0 | 7989 | 0 | 0 | 0 | 0 | 0 | 0 | 0 | 0 | 0 | 0 | 7989 | - | 500 | 152.8522 | - | 0 | 0 | - | 500 | 0 | - | 7989 | - | 0 | 0 | - | 0 | 0 | - | 0 | 0 | -
7990 | 0 | 0 | 0 | 0 | 0 | 0 | 0 | 0 | 0 | 0 | 7990 | 0 | 0 | 0 | 0 | 0 | 0 | 0 | 0 | 0 | 0 | 7990 | - | 152.8522 | 500 | - | 0 | 0 | - | 500 | 0 | - | 7990 | - | 0 | 0 | - | 0 | 0 | - | 0 | 0 | -
7991 | 0 | 222.2755 | 0 | 0 | 0 | 0 | 0 | 0 | 0 | 0 | 7991 | 0 | 0 | 0 | 0 | 0 | 0 | 0 | 0 | 0 | 0 | 7991 | - | 500 | 500 | - | 0 | 94.2648 | - | 0 | 500 | - | 7991 | - | 0 | 0 | - | 0 | 0 | - | 0 | 0 | -
7992 | 0 | 81.9115 | 0 | 0 | 0 | 0 | 0 | 0 | 233.1 | 0 | 7992 | 0 | 0 | 0 | 0 | 0 | 0 | 0 | 0 | 0 | 0 | 7992 | - | 500 | 500 | - | 0 | 33.3621 | - | 500 | 0 | - | 7992 | - | 0 | 0 | - | 0 | 0 | - | 0 | 0 | -
7993 | 0 | 11.1059 | 0 | 0 | 0 | 0 | 0 | 0 | 0 | 0 | 7993 | 0 | 0 | 0 | 0 | 0 | 0 | 0 | 0 | 0 | 0 | 7993 | - | 500 | 500 | - | 0 | 132.4663 | - | 0 | 0 | - | 7993 | - | 0 | 0 | - | 0 | 0 | - | 0 | 0 | -
7994 | 100.7598 | 12.8046 | 12.8046 | 0 | 0 | 0 | 0 | 0 | 0 | 100.7598 | 7994 | 0 | 0 | 0 | 0 | 0 | 0 | 0 | 0 | 0 | 100.7598 | 7994 | - | 500 | 500 | - | 500 | 500 | - | 0 | 500 | - | 7994 | - | 0 | 0 | - | 0 | 0 | - | 0 | 0 | -
7995 | 543.2434 | 43.2434 | 43.2434 | 0 | 0 | 0 | 0 | 0 | 0 | 543.2434 | 7995 | 0 | 0 | 0 | 0 | 0 | 0 | 0 | 0 | 0 | 543.2434 | 7995 | - | 500 | 500 | - | 500 | 500 | - | 0 | 0 | - | 7995 | - | 0 | 0 | - | 0 | 0 | - | 0 | 0 | -
7996 | 559.7022 | 59.7022 | 59.7022 | 104.1474 | 482.2467 | 233.1 | 0 | 0 | 0 | 559.7022 | 7996 | 0 | 0 | 0 | 0 | 0 | 0 | 0 | 0 | 0 | 559.7022 | 7996 | - | 500 | 500 | - | 500 | 500 | - | 0 | 0 | - | 7996 | - | 0 | 0 | - | 0 | 0 | - | 0 | 0 | -
7997 | 444.1477 | 0 | 0 | 1106.0683 | 400.7819 | 0 | 0 | 0 | 0 | 444.1477 | 7997 | 0 | 0 | 0 | 0 | 0 | 0 | 0 | 0 | 0 | 444.1477 | 7997 | - | 444.1477 | 444.1477 | - | 500 | 500 | - | 0 | 500 | - | 7997 | - | 0 | 0 | - | 0 | 0 | - | 0 | 0 | -
7998 | 288.8513 | 0 | 0 | 1230.252 | 743.9498 | 146.1487 | 0 | 0 | 0 | 288.8513 | 7998 | 0 | 0 | 0 | 0 | 0 | 0 | 0 | 0 | 0 | 288.8513 | 7998 | - | 323.5562 | 323.5562 | - | 500 | 500 | - | 500 | 0 | - | 7998 | - | 0 | 0 | - | 0 | 0 | - | 0 | 0 | -
7999 | 114.6033 | 0 | 0 | 0 | 0 | 0 | 0 | 0 | 0 | 114.6033 | 7999 | 0 | 0 | 0 | 0 | 0 | 0 | 0 | 0 | 0 | 114.6033 | 7999 | - | 114.6033 | 114.6033 | - | 500 | 500 | - | 0 | 0 | - | 7999 | - | 0 | 0 | - | 0 | 0 | - | 0 | 0 | -
8000 | 0 | 0 | 0 | 0 | 0 | 0 | 0 | 0 | 0 | 0 | 8000 | 0 | 0 | 0 | 0 | 0 | 0 | 0 | 0 | 0 | 0 | 8000 | - | 0 | 0 | - | 0 | 237.7445 | - | 166.6667 | 0 | - | 8000 | - | 0 | 0 | - | 0 | 0 | - | 0 | 0 | -
8001 | 0 | 0 | 0 | 0 | 0 | 0 | 0 | 0 | 0 | 0 | 8001 | 223.0942 | 132.4324 | 36.9409 | 0 | 0 | 0 | 0 | 0 | 0 | 0 | 8001 | - | 0 | 0 | - | 0 | 0 | - | 500 | 500 | - | 8001 | - | 500 | 500 | - | 0 | 0 | - | 0 | 0 | -
8002 | 0 | 0 | 0 | 0 | 0 | 0 | 0 | 0 | 0 | 0 | 8002 | 156.5823 | 52.3205 | 52.3205 | 0 | 0 | 0 | 0 | 0 | 0 | 0 | 8002 | - | 0 | 0 | - | 0 | 0 | - | 0 | 0 | - | 8002 | - | 500 | 500 | - | 0 | 0 | - | 0 | 0 | -
8003 | 0 | 0 | 0 | 0 | 0 | 0 | 0 | 0 | 0 | 0 | 8003 | 620.6615 | 120.6615 | 233.1 | 625.7972 | 125.7972 | 158.5955 | 0 | 0 | 0 | 0 | 8003 | - | 0 | 0 | - | 0 | 0 | - | 500 | 0 | - | 8003 | - | 500 | 374.7354 | - | 500 | 467.2017 | - | 0 | 0 | -
8004 | 0 | 0 | 0 | 0 | 0 | 0 | 0 | 0 | 0 | 0 | 8004 | 237.2603 | 96.5756 | 0 | 199.5345 | 663.7658 | 163.7658 | 0 | 0 | 0 | 0 | 8004 | - | 0 | 0 | - | 0 | 0 | - | 0 | 0 | - | 8004 | - | 500 | 500 | - | 0 | 500 | - | 0 | 0 | -
8005 | 0 | 0 | 0 | 0 | 0 | 0 | 0 | 0 | 0 | 0 | 8005 | 100.6028 | 0 | 0 | 492.3651 | 451.5249 | 0 | 0 | 0 | 0 | 0 | 8005 | - | 0 | 0 | - | 0 | 0 | - | 0 | 0 | - | 8005 | - | 496.341 | 496.341 | - | 40.8402 | 492.3651 | - | 0 | 0 | -
8006 | 0 | 0 | 0 | 0 | 0 | 0 | 0 | 0 | 0 | 0 | 8006 | 79.2914 | 0 | 0 | 210.5529 | 0 | 0 | 0 | 0 | 0 | 0 | 8006 | - | 0 | 0 | - | 0 | 0 | - | 0 | 0 | - | 8006 | - | 349.7651 | 475.0296 | - | 452.9214 | 452.9214 | - | 0 | 0 | -
8007 | 0 | 0 | 0 | 0 | 0 | 0 | 0 | 0 | 0 | 0 | 8007 | 439.6894 | 0 | 0 | 404.3041 | 0 | 0 | 0 | 0 | 0 | 0 | 8007 | - | 0 | 0 | - | 0 | 0 | - | 0 | 0 | - | 8007 | - | 444.1347 | 444.1347 | - | 404.3041 | 404.3041 | - | 0 | 0 | -
8008 | 0 | 0 | 0 | 0 | 0 | 0 | 0 | 0 | 146.1487 | 0 | 8008 | 217.2156 | 0 | 0 | 141.8437 | 141.8437 | 0 | 0 | 0 | 0 | 0 | 8008 | - | 0 | 0 | - | 0 | 0 | - | 500 | 0 | - | 8008 | - | 217.2156 | 217.2156 | - | 0 | 141.8437 | - | 0 | 0 | -
8009 | 0 | 0 | 0 | 0 | 0 | 0 | 0 | 0 | 0 | 0 | 8009 | 0 | 0 | 0 | 0 | 0 | 0 | 0 | 0 | 0 | 0 | 8009 | - | 0 | 0 | - | 39.2938 | 39.2938 | - | 0 | 0 | - | 8009 | - | 0 | 0 | - | 0 | 0 | - | 0 | 0 | -
8010 | 97.8204 | 0 | 0 | 0 | 0 | 0 | 0 | 0 | 0 | 97.8204 | 8010 | 0 | 0 | 0 | 0 | 0 | 0 | 0 | 0 | 0 | 97.8204 | 8010 | - | 97.8204 | 97.8204 | - | 221.3474 | 221.3474 | - | 0 | 0 | - | 8010 | - | 0 | 0 | - | 0 | 0 | - | 0 | 0 | -
8011 | 107.9467 | 0 | 0 | 0 | 0 | 0 | 0 | 0 | 0 | 107.9467 | 8011 | 0 | 0 | 0 | 0 | 0 | 0 | 0 | 0 | 0 | 107.9467 | 8011 | - | 107.9467 | 107.9467 | - | 249.8669 | 249.8669 | - | 0 | 500 | - | 8011 | - | 0 | 0 | - | 0 | 0 | - | 0 | 0 | -
8012 | 84.8911 | 0 | 0 | 0 | 0 | 0 | 0 | 0 | 0 | 84.8911 | 8012 | 0 | 0 | 0 | 0 | 0 | 0 | 0 | 0 | 0 | 84.8911 | 8012 | - | 84.8911 | 84.8911 | - | 246.0113 | 246.0113 | - | 0 | 500 | - | 8012 | - | 0 | 0 | - | 0 | 0 | - | 0 | 0 | -
8013 | 251.7191 | 0 | 0 | 447.6625 | 0 | 0 | 0 | 0 | 0 | 251.7191 | 8013 | 0 | 0 | 0 | 0 | 0 | 0 | 0 | 0 | 0 | 251.7191 | 8013 | - | 251.7191 | 251.7191 | - | 447.6625 | 447.6625 | - | 0 | 0 | - | 8013 | - | 0 | 0 | - | 0 | 0 | - | 0 | 0 | -
8014 | 508.8189 | 8.8189 | 8.8189 | 741.2248 | 201.6114 | 0 | 0 | 0 | 0 | 508.8189 | 8014 | 0 | 0 | 0 | 0 | 0 | 0 | 0 | 0 | 0 | 508.8189 | 8014 | - | 500 | 500 | - | 500 | 500 | - | 0 | 0 | - | 8014 | - | 0 | 0 | - | 0 | 0 | - | 0 | 0 | -
8015 | 480.6047 | 127.4407 | 127.4407 | 881.6525 | 381.6525 | 146.1487 | 0 | 0 | 0 | 480.6047 | 8015 | 0 | 0 | 0 | 0 | 0 | 0 | 0 | 0 | 0 | 480.6047 | 8015 | - | 500 | 500 | - | 500 | 500 | - | 0 | 0 | - | 8015 | - | 0 | 0 | - | 0 | 0 | - | 0 | 0 | -
8016 | 211.2052 | 170.6828 | 12.1755 | 369.9279 | 0 | 0 | 0 | 0 | 0 | 211.2052 | 8016 | 0 | 0 | 0 | 0 | 0 | 0 | 0 | 0 | 0 | 211.2052 | 8016 | - | 500 | 500 | - | 500 | 500 | - | 500 | 500 | - | 8016 | - | 0 | 0 | - | 0 | 0 | - | 0 | 0 | -
8017 | 289.8426 | 224.9636 | 118.7213 | 0 | 497.3296 | 233.1 | 0 | 0 | 0 | 289.8426 | 8017 | 0 | 0 | 0 | 0 | 0 | 0 | 0 | 0 | 0 | 289.8426 | 8017 | - | 500 | 500 | - | 500 | 500 | - | 500 | 500 | - | 8017 | - | 0 | 0 | - | 0 | 0 | - | 0 | 0 | -
8018 | 407.619 | 112.0923 | 112.0923 | 0 | 527.03 | 0 | 0 | 0 | 0 | 407.619 | 8018 | 0 | 0 | 0 | 0 | 0 | 0 | 0 | 0 | 0 | 407.619 | 8018 | - | 500 | 500 | - | 500 | 500 | - | 0 | 500 | - | 8018 | - | 0 | 0 | - | 0 | 0 | - | 0 | 0 | -
8019 | 0 | 167.4175 | 0 | 0 | 19.3549 | 0 | 0 | 0 | 0 | 0 | 8019 | 0 | 0 | 0 | 0 | 0 | 0 | 0 | 0 | 0 | 0 | 8019 | - | 500 | 500 | - | 500 | 500 | - | 500 | 500 | - | 8019 | - | 0 | 0 | - | 0 | 0 | - | 0 | 0 | -
8020 | 0 | 126.3302 | 0 | 0 | 0 | 0 | 0 | 0 | 0 | 0 | 8020 | 0 | 0 | 0 | 0 | 0 | 0 | 0 | 0 | 0 | 0 | 8020 | - | 500 | 500 | - | 0 | 500 | - | 0 | 0 | - | 8020 | - | 0 | 0 | - | 0 | 0 | - | 0 | 0 | -
8021 | 0 | 0 | 0 | 0 | 0 | 0 | 0 | 0 | 0 | 0 | 8021 | 0 | 0 | 0 | 0 | 0 | 0 | 0 | 0 | 0 | 0 | 8021 | - | 256.227 | 256.227 | - | 0 | 0 | - | 0 | 0 | - | 8021 | - | 0 | 0 | - | 0 | 0 | - | 0 | 0 | -
8022 | 0 | 0 | 0 | 0 | 0 | 0 | 0 | 0 | 0 | 0 | 8022 | 0 | 0 | 0 | 0 | 0 | 0 | 0 | 0 | 0 | 0 | 8022 | - | 31.5887 | 31.5887 | - | 0 | 0 | - | 0 | 0 | - | 8022 | - | 0 | 0 | - | 0 | 0 | - | 0 | 0 | -
8023 | 0 | 0 | 0 | 0 | 0 | 0 | 0 | 0 | 0 | 0 | 8023 | 0 | 0 | 0 | 0 | 0 | 0 | 0 | 0 | 0 | 0 | 8023 | - | 0 | 0 | - | 0 | 0 | - | 0 | 0 | - | 8023 | - | 0 | 0 | - | 0 | 0 | - | 0 | 0 | -
8024 | 0 | 0 | 0 | 0 | 0 | 0 | 0 | 0 | 0 | 0 | 8024 | 0 | 0 | 0 | 0 | 0 | 0 | 0 | 0 | 0 | 0 | 8024 | - | 0 | 0 | - | 0 | 0 | - | 0 | 0 | - | 8024 | - | 0 | 0 | - | 0 | 0 | - | 0 | 0 | -
8025 | 0 | 0 | 0 | 0 | 0 | 0 | 0 | 0 | 0 | 0 | 8025 | 0 | 0 | 0 | 0 | 0 | 0 | 0 | 0 | 0 | 0 | 8025 | - | 0 | 0 | - | 0 | 0 | - | 0 | 0 | - | 8025 | - | 0 | 0 | - | 0 | 0 | - | 0 | 0 | -
8026 | 0 | 0 | 0 | 0 | 0 | 0 | 0 | 0 | 0 | 0 | 8026 | 0 | 0 | 0 | 0 | 0 | 0 | 0 | 0 | 0 | 0 | 8026 | - | 0 | 0 | - | 0 | 0 | - | 0 | 0 | - | 8026 | - | 0 | 0 | - | 0 | 0 | - | 0.10424 | 0 | -
8027 | 0 | 0 | 0 | 0 | 0 | 0 | 0 | 0 | 0 | 0 | 8027 | 0 | 0 | 0 | 0 | 0 | 0 | 0 | 0 | 0 | 0 | 8027 | - | 0 | 0 | - | 0 | 0 | - | 0 | 0 | - | 8027 | - | 0 | 0 | - | 0 | 0 | - | 321.6978 | 320.4353 | -
8028 | 0 | 0 | 0 | 0 | 0 | 0 | 0 | 0 | 0 | 0 | 8028 | 0 | 0 | 0 | 362.6807 | 110.2252 | 18.0298 | 221.7523 | 0 | 0 | 0 | 8028 | - | 0 | 0 | - | 0 | 0 | - | 0 | 0 | - | 8028 | - | 0 | 0 | - | 500 | 500 | - | 500 | 500 | -
8029 | 0 | 0 | 0 | 0 | 0 | 0 | 0 | 0 | 0 | 0 | 8029 | 0 | 0 | 0 | 0 | 185.4271 | 76.4441 | 548.1542 | 301.5062 | 89.2614 | 0 | 8029 | - | 0 | 0 | - | 0 | 0 | - | 0 | 0 | - | 8029 | - | 0 | 0 | - | 500 | 500 | - | 500 | 500 | -
8030 | 0 | 0 | 0 | 0 | 0 | 0 | 0 | 0 | 0 | 0 | 8030 | 0 | 0 | 0 | 0 | 658.2745 | 0 | 833.549 | 482.8422 | 233.1 | 0 | 8030 | - | 0 | 0 | - | 0 | 0 | - | 0 | 0 | - | 8030 | - | 0 | 0 | - | 500 | 500 | - | 500 | 500 | -
8031 | 0 | 0 | 0 | 0 | 0 | 0 | 0 | 0 | 0 | 0 | 8031 | 0 | 0 | 0 | 386.7516 | 176.3626 | 83.2452 | 249.9757 | 0 | 0 | 0 | 8031 | - | 0 | 0 | - | 0 | 0 | - | 0 | 0 | - | 8031 | - | 0 | 0 | - | 500 | 500 | - | 500 | 500 | -
8032 | 0 | 0 | 0 | 0 | 0 | 0 | 987.9689 | 106.7128 | 146.1487 | 0 | 8032 | 0 | 0 | 0 | 0 | 0 | 0 | 0 | 0 | 0 | 0 | 8032 | - | 0 | 0 | - | 0 | 0 | - | 0 | 0 | - | 8032 | - | 0 | 0 | - | 0 | 0 | - | 167.2844 | 206.7202 | -
8033 | 0 | 0 | 0 | 0 | 0 | 0 | 1159.956 | 816.05 | 233.1 | 0 | 8033 | 0 | 0 | 0 | 0 | 0 | 0 | 0 | 0 | 0 | 0 | 8033 | - | 0 | 0 | - | 0 | 0 | - | 0 | 0 | - | 8033 | - | 0 | 0 | - | 50.9939 | 138.9503 | - | 0 | 0 | -
8034 | 0 | 0 | 0 | 0 | 0 | 0 | 32.5823 | 0 | 0 | 0 | 8034 | 0 | 0 | 0 | 0 | 0 | 0 | 0 | 0 | 0 | 0 | 8034 | - | 0 | 0 | - | 0 | 0 | - | 0 | 0 | - | 8034 | - | 500 | 500 | - | 500 | 500 | - | 500 | 500 | -
8035 | 0 | 0 | 0 | 0 | 0 | 0 | 0 | 0 | 0 | 0 | 8035 | 500.7988 | 300.7988 | 0.79878 | 332.1874 | 0 | 0 | 491.6635 | 326.3211 | 0 | 0 | 8035 | - | 0 | 0 | - | 0 | 0 | - | 0 | 0 | - | 8035 | - | 500 | 500 | - | 500 | 500 | - | 500 | 500 | -
8036 | 0 | 0 | 0 | 0 | 0 | 0 | 0 | 0 | 0 | 0 | 8036 | 518.5111 | 468.5111 | 88.4626 | 422.7194 | 59.8092 | 5.6063 | 651.2373 | 446.0514 | 89.2614 | 0 | 8036 | - | 0 | 0 | - | 0 | 0 | - | 0 | 0 | - | 8036 | - | 500 | 500 | - | 500 | 500 | - | 500 | 500 | -
8037 | 0 | 0 | 0 | 0 | 0 | 0 | 0 | 0 | 0 | 0 | 8037 | 806.8922 | 606.8922 | 233.1 | 570.0585 | 192.8331 | 139.0359 | 765.6186 | 610.5591 | 233.1 | 0 | 8037 | - | 0 | 0 | - | 0 | 0 | - | 0 | 0 | - | 8037 | - | 500 | 500 | - | 500 | 500 | - | 500 | 500 | -
8038 | 0 | 0 | 0 | 0 | 0 | 0 | 0 | 0 | 0 | 0 | 8038 | 248.1954 | 6.7296 | 0 | 0 | 0 | 0 | 165.8781 | 0 | 0 | 0 | 8038 | - | 0 | 0 | - | 0 | 0 | - | 0 | 0 | - | 8038 | - | 500 | 500 | - | 500 | 500 | - | 500 | 500 | -
8039 | 0 | 0 | 0 | 0 | 0 | 0 | 0 | 0 | 0 | 0 | 8039 | 0 | 0 | 0 | 0 | 0 | 0 | 0 | 0 | 0 | 0 | 8039 | - | 0 | 0 | - | 0 | 0 | - | 0 | 0 | - | 8039 | - | 223.5155 | 223.5155 | - | 500 | 412.0436 | - | 376.0537 | 372.8445 | -
8040 | 0 | 0 | 0 | 0 | 0 | 0 | 0 | 0 | 0 | 0 | 8040 | 0 | 0 | 0 | 0 | 0 | 0 | 0 | 0 | 0 | 0 | 8040 | - | 0 | 0 | - | 0 | 0 | - | 0 | 0 | - | 8040 | - | 0 | 0 | - | 349.0061 | 349.0061 | - | 34.8599 | 0 | -
8041 | 0 | 0 | 0 | 0 | 0 | 0 | 0 | 0 | 0 | 0 | 8041 | 0 | 0 | 0 | 0 | 0 | 0 | 0 | 0 | 0 | 0 | 8041 | - | 0 | 0 | - | 0 | 0 | - | 0 | 0 | - | 8041 | - | 0 | 0 | - | 0 | 0 | - | 0 | 0 | -
8042 | 0 | 0 | 0 | 0 | 0 | 0 | 0 | 0 | 0 | 0 | 8042 | 0 | 0 | 0 | 0 | 0 | 0 | 0 | 0 | 0 | 0 | 8042 | - | 0 | 0 | - | 0 | 0 | - | 0 | 0 | - | 8042 | - | 0 | 0 | - | 0 | 0 | - | 0 | 0 | -
8043 | 0 | 0 | 0 | 487.4533 | 0 | 0 | 0 | 0 | 0 | 0 | 8043 | 0 | 0 | 0 | 0 | 0 | 0 | 0 | 0 | 0 | 0 | 8043 | - | 0 | 0 | - | 500 | 500 | - | 0 | 0 | - | 8043 | - | 0 | 0 | - | 0 | 0 | - | 0 | 0 | -
8044 | 0 | 0 | 0 | 100.7033 | 0 | 0 | 0 | 0 | 0 | 0 | 8044 | 0 | 0 | 0 | 0 | 0 | 0 | 0 | 0 | 0 | 0 | 8044 | - | 0 | 0 | - | 117.2014 | 117.2014 | - | 500 | 0 | - | 8044 | - | 0 | 0 | - | 0 | 0 | - | 0 | 0 | -
8045 | 0 | 0 | 0 | 0 | 0 | 0 | 0 | 0 | 0 | 0 | 8045 | 0 | 0 | 0 | 6.3121 | 0 | 0 | 0 | 0 | 0 | 0 | 8045 | - | 0 | 0 | - | 0 | 0 | - | 0 | 0 | - | 8045 | - | 143.5219 | 143.5219 | - | 6.3121 | 6.3121 | - | 0 | 0 | -
8046 | 0 | 0 | 0 | 0 | 0 | 0 | 0 | 0 | 0 | 0 | 8046 | 0 | 0 | 0 | 146.789 | 0 | 0 | 0 | 0 | 0 | 0 | 8046 | - | 0 | 0 | - | 0 | 0 | - | 0 | 0 | - | 8046 | - | 291.209 | 291.209 | - | 146.789 | 146.789 | - | 0 | 0 | -
8047 | 0 | 0 | 0 | 0 | 0 | 0 | 0 | 0 | 0 | 0 | 8047 | 0 | 0 | 0 | 274.3168 | 0 | 0 | 0 | 0 | 0 | 0 | 8047 | - | 0 | 0 | - | 0 | 0 | - | 0 | 0 | - | 8047 | - | 420.4925 | 420.4925 | - | 274.3168 | 274.3168 | - | 0 | 0 | -
8048 | 0 | 0 | 0 | 0 | 0 | 0 | 0 | 0 | 0 | 0 | 8048 | 0 | 0 | 0 | 72.5152 | 0 | 0 | 0 | 0 | 0 | 0 | 8048 | - | 0 | 0 | - | 0 | 0 | - | 0 | 0 | - | 8048 | - | 239.8006 | 239.8006 | - | 72.5152 | 72.5152 | - | 0 | 0 | -
8049 | 0 | 0 | 0 | 0 | 0 | 0 | 0 | 0 | 0 | 0 | 8049 | 0 | 0 | 0 | 0 | 0 | 0 | 0 | 0 | 0 | 0 | 8049 | - | 0 | 0 | - | 0 | 0 | - | 0 | 0 | - | 8049 | - | 96.4604 | 96.4604 | - | 0 | 0 | - | 0 | 0 | -
8050 | 0 | 0 | 0 | 0 | 0 | 0 | 0 | 0 | 0 | 0 | 8050 | 0 | 0 | 0 | 0 | 0 | 0 | 0 | 0 | 0 | 0 | 8050 | - | 0 | 0 | - | 0 | 0 | - | 115.3508 | 0 | - | 8050 | - | 0 | 0 | - | 0 | 0 | - | 0 | 0 | -
8051 | 0 | 0 | 0 | 0 | 0 | 0 | 0 | 0 | 0 | 0 | 8051 | 0 | 0 | 0 | 0 | 0 | 0 | 0 | 0 | 0 | 0 | 8051 | - | 0 | 0 | - | 0 | 0 | - | 0 | 0 | - | 8051 | - | 0 | 0 | - | 0 | 0 | - | 0 | 0 | -
8052 | 0 | 0 | 0 | 0 | 0 | 0 | 0 | 0 | 0 | 0 | 8052 | 0 | 0 | 0 | 0 | 0 | 0 | 0 | 0 | 0 | 0 | 8052 | - | 0 | 0 | - | 0 | 0 | - | 217.9825 | 0 | - | 8052 | - | 0 | 0 | - | 0 | 0 | - | 0 | 0 | -
8053 | 0 | 0 | 0 | 0 | 0 | 0 | 0 | 0 | 0 | 0 | 8053 | 0 | 0 | 0 | 0 | 0 | 0 | 0 | 0 | 0 | 0 | 8053 | - | 0 | 0 | - | 0 | 0 | - | 0 | 0 | - | 8053 | - | 0 | 0 | - | 0 | 0 | - | 0 | 0 | -
8054 | 0 | 0 | 0 | 0 | 0 | 0 | 0 | 0 | 0 | 0 | 8054 | 0 | 0 | 0 | 0 | 0 | 0 | 0 | 0 | 0 | 0 | 8054 | - | 0 | 0 | - | 0 | 0 | - | 0 | 500 | - | 8054 | - | 0 | 0 | - | 0 | 0 | - | 0 | 0 | -
8055 | 0 | 0 | 0 | 0 | 0 | 0 | 52.7461 | 0 | 0 | 0 | 8055 | 0 | 0 | 0 | 0 | 0 | 0 | 0 | 0 | 0 | 0 | 8055 | - | 0 | 0 | - | 230.5623 | 16.8706 | - | 0 | 0 | - | 8055 | - | 0 | 0 | - | 0 | 0 | - | 0 | 0 | -
8056 | 0 | 0 | 0 | 0 | 0 | 0 | 0 | 0 | 189.6243 | 0 | 8056 | 0 | 0 | 0 | 0 | 0 | 0 | 0 | 0 | 0 | 0 | 8056 | - | 0 | 0 | - | 500 | 305.0509 | - | 0 | 500 | - | 8056 | - | 0 | 0 | - | 0 | 0 | - | 0 | 0 | -
8057 | 0 | 0 | 0 | 0 | 0 | 0 | 0 | 0 | 0 | 0 | 8057 | 0 | 0 | 0 | 0 | 0 | 0 | 0 | 0 | 0 | 0 | 8057 | - | 0 | 0 | - | 102.7711 | 500 | - | 0 | 0 | - | 8057 | - | 0 | 0 | - | 0 | 0 | - | 0 | 0 | -
8058 | 0 | 0 | 0 | 0 | 0 | 0 | 0 | 146.0015 | 0 | 0 | 8058 | 0 | 0 | 0 | 0 | 0 | 0 | 0 | 0 | 0 | 0 | 8058 | - | 0 | 0 | - | 500 | 46.4155 | - | 500 | 500 | - | 8058 | - | 0 | 0 | - | 0 | 0 | - | 0 | 0 | -
8059 | 0 | 0 | 0 | 0 | 0 | 0 | 0 | 0 | 0 | 0 | 8059 | 0 | 0 | 0 | 0 | 0 | 0 | 0 | 0 | 0 | 0 | 8059 | - | 0 | 0 | - | 0 | 0 | - | 0 | 0 | - | 8059 | - | 0 | 0 | - | 0 | 0 | - | 0 | 0 | -
8060 | 0 | 0 | 0 | 0 | 0 | 0 | 0 | 0 | 0 | 0 | 8060 | 0 | 0 | 0 | 0 | 0 | 0 | 0 | 0 | 0 | 0 | 8060 | - | 0 | 0 | - | 0 | 500 | - | 500 | 333.3333 | - | 8060 | - | 0 | 0 | - | 0 | 0 | - | 0 | 0 | -
8061 | 0 | 0 | 0 | 0 | 0 | 0 | 0 | 0 | 0 | 0 | 8061 | 0 | 0 | 0 | 0 | 0 | 0 | 0 | 0 | 0 | 0 | 8061 | - | 0 | 0 | - | 500 | 464.9963 | - | 0 | 500 | - | 8061 | - | 0 | 0 | - | 0 | 0 | - | 0 | 0 | -
8062 | 0 | 0 | 0 | 0 | 0 | 0 | 0 | 0 | 0 | 0 | 8062 | 0 | 0 | 0 | 0 | 0 | 0 | 0 | 0 | 0 | 0 | 8062 | - | 500 | 500 | - | 500 | 500 | - | 500 | 500 | - | 8062 | - | 0 | 0 | - | 0 | 0 | - | 0 | 0 | -
8063 | 0 | 0 | 0 | 0 | 0 | 0 | 1167.4877 | 667.4877 | 0 | 0 | 8063 | 0 | 0 | 0 | 0 | 0 | 0 | 0 | 0 | 0 | 0 | 8063 | - | 500 | 500 | - | 500 | 500 | - | 500 | 500 | - | 8063 | - | 0 | 0 | - | 0 | 0 | - | 0 | 0 | -
8064 | 1220.2338 | 813.4892 | 189.6243 | 1220.2338 | 813.4892 | 189.6243 | 0 | 0 | 0 | 1220.2338 | 8064 | 0 | 0 | 0 | 0 | 0 | 0 | 0 | 0 | 0 | 1220.2338 | 8064 | - | 500 | 500 | - | 500 | 500 | - | 500 | 0 | - | 8064 | - | 0 | 0 | - | 0 | 0 | - | 0 | 0 | -
8065 | 483.6711 | 0 | 0 | 191.389 | 279.3166 | 0 | 0 | 0 | 0 | 483.6711 | 8065 | 0 | 0 | 0 | 0 | 0 | 0 | 0 | 0 | 0 | 483.6711 | 8065 | - | 500 | 500 | - | 500 | 500 | - | 500 | 500 | - | 8065 | - | 0 | 0 | - | 0 | 0 | - | 0 | 0 | -
8066 | 736.5627 | 813.4892 | 125.3976 | 348.0574 | 534.1726 | 189.6243 | 0 | 0 | 0 | 736.5627 | 8066 | 0 | 0 | 0 | 0 | 0 | 0 | 0 | 0 | 0 | 736.5627 | 8066 | - | 500 | 500 | - | 500 | 500 | - | 500 | 500 | - | 8066 | - | 0 | 0 | - | 0 | 0 | - | 0 | 0 | -
8067 | 0 | 0 | 64.2268 | 411.0774 | 0 | 0 | 0 | 0 | 189.6243 | 0 | 8067 | 0 | 0 | 0 | 0 | 0 | 0 | 0 | 0 | 0 | 0 | 8067 | - | 500 | 500 | - | 500 | 500 | - | 500 | 500 | - | 8067 | - | 0 | 0 | - | 0 | 0 | - | 0 | 0 | -
8068 | 0 | 0 | 0 | 269.71 | 0 | 0 | 0 | 0 | 0 | 0 | 8068 | 0 | 0 | 0 | 0 | 0 | 0 | 0 | 0 | 0 | 0 | 8068 | - | 500 | 500 | - | 500 | 500 | - | 500 | 500 | - | 8068 | - | 0 | 0 | - | 0 | 0 | - | 0 | 0 | -
8069 | 0 | 0 | 0 | 0 | 0 | 0 | 754.7239 | 421.3906 | 0 | 0 | 8069 | 0 | 0 | 0 | 0 | 0 | 0 | 0 | 0 | 0 | 0 | 8069 | - | 0 | 303.6569 | - | 500 | 333.3333 | - | 333.3333 | 500 | - | 8069 | - | 0 | 0 | - | 0 | 0 | - | 0 | 0 | -
8070 | 0 | 0 | 0 | 0 | 0 | 0 | 465.5099 | 392.0987 | 0 | 0 | 8070 | 0 | 0 | 0 | 0 | 0 | 0 | 0 | 0 | 0 | 0 | 8070 | - | 333.3333 | 234.8519 | - | 500 | 500 | - | 0 | 0 | - | 8070 | - | 0 | 0 | - | 0 | 0 | - | 0 | 0 | -
8071 | 0 | 0 | 0 | 0 | 0 | 0 | 0 | 0 | 0 | 0 | 8071 | 0 | 0 | 0 | 0 | 0 | 0 | 0 | 0 | 0 | 0 | 8071 | - | 500 | 294.8246 | - | 0 | 500 | - | 500 | 500 | - | 8071 | - | 0 | 0 | - | 0 | 0 | - | 0 | 0 | -
8072 | 0 | 0 | 0 | 0 | 0 | 0 | 0 | 0 | 0 | 0 | 8072 | 0 | 0 | 0 | 0 | 0 | 0 | 0 | 0 | 0 | 0 | 8072 | - | 500 | 500 | - | 333.3333 | 0 | - | 500 | 333.3333 | - | 8072 | - | 0 | 0 | - | 0 | 0 | - | 0 | 0 | -
8073 | 0 | 0 | 0 | 0 | 0 | 0 | 0 | 0 | 0 | 0 | 8073 | 0 | 0 | 0 | 0 | 0 | 0 | 0 | 0 | 0 | 0 | 8073 | - | 0 | 0 | - | 0 | 0 | - | 0 | 0 | - | 8073 | - | 0 | 0 | - | 0 | 0 | - | 0 | 0 | -
8074 | 0 | 0 | 0 | 0 | 0 | 0 | 0 | 0 | 0 | 0 | 8074 | 0 | 0 | 0 | 0 | 0 | 0 | 0 | 0 | 0 | 0 | 8074 | - | 0 | 0 | - | 0 | 0 | - | 0 | 0 | - | 8074 | - | 0 | 0 | - | 0 | 0 | - | 0 | 0 | -
8075 | 0 | 0 | 0 | 0 | 0 | 0 | 0 | 0 | 0 | 0 | 8075 | 0 | 0 | 0 | 0 | 0 | 0 | 0 | 0 | 0 | 0 | 8075 | - | 0 | 0 | - | 0 | 0 | - | 0 | 0 | - | 8075 | - | 0 | 0 | - | 0 | 0 | - | 0 | 0 | -
8076 | 0 | 0 | 0 | 0 | 0 | 0 | 0 | 0 | 0 | 0 | 8076 | 0 | 0 | 0 | 0 | 0 | 0 | 0 | 0 | 0 | 0 | 8076 | - | 0 | 0 | - | 0 | 0 | - | 0 | 0 | - | 8076 | - | 0 | 0 | - | 0 | 0 | - | 0 | 0 | -
8077 | 0 | 0 | 0 | 0 | 0 | 0 | 0 | 0 | 0 | 0 | 8077 | 0 | 0 | 0 | 0 | 0 | 0 | 0 | 0 | 0 | 0 | 8077 | - | 0 | 0 | - | 0 | 0 | - | 0 | 0 | - | 8077 | - | 0 | 0 | - | 0 | 0 | - | 0 | 0 | -
8078 | 0 | 0 | 0 | 0 | 0 | 0 | 0 | 0 | 0 | 0 | 8078 | 0 | 0 | 0 | 0 | 0 | 0 | 0 | 0 | 0 | 0 | 8078 | - | 0 | 0 | - | 0 | 0 | - | 0 | 0 | - | 8078 | - | 0 | 0 | - | 0 | 0 | - | 0 | 0 | -
8079 | 0 | 0 | 0 | 0 | 0 | 0 | 0 | 0 | 0 | 0 | 8079 | 0 | 0 | 0 | 0 | 0 | 0 | 0 | 0 | 0 | 0 | 8079 | - | 0 | 0 | - | 0 | 0 | - | 0 | 0 | - | 8079 | - | 0 | 0 | - | 0 | 0 | - | 500 | 500 | -
8080 | 0 | 0 | 0 | 0 | 0 | 0 | 0 | 0 | 0 | 0 | 8080 | 0 | 0 | 0 | 783.6858 | 533.6858 | 233.1 | 378.8706 | 283.8706 | 0 | 0 | 8080 | - | 0 | 0 | - | 0 | 0 | - | 0 | 0 | - | 8080 | - | 0 | 0 | - | 500 | 408.7075 | - | 500 | 500 | -
8081 | 0 | 0 | 0 | 0 | 0 | 0 | 0 | 0 | 0 | 0 | 8081 | 0 | 0 | 0 | 801.1021 | 405.9443 | 89.2614 | 688.6146 | 368.6146 | 202.4852 | 0 | 8081 | - | 0 | 0 | - | 0 | 0 | - | 0 | 0 | - | 8081 | - | 0 | 0 | - | 500 | 316.683 | - | 500 | 500 | -
8082 | 0 | 0 | 0 | 0 | 0 | 0 | 0 | 0 | 0 | 0 | 8082 | 0 | 0 | 0 | 489.6096 | 443.3015 | 0 | 1006.9123 | 730.4464 | 119.8761 | 0 | 8082 | - | 0 | 0 | - | 0 | 0 | - | 0 | 0 | - | 8082 | - | 0 | 0 | - | 215 | 489.6096 | - | 500 | 500 | -
8083 | 0 | 0 | 0 | 0 | 0 | 0 | 0 | 0 | 0 | 0 | 8083 | 0 | 0 | 0 | 0 | 0 | 0 | 0 | 0 | 0 | 0 | 8083 | - | 0 | 0 | - | 0 | 0 | - | 0 | 0 | - | 8083 | - | 0 | 0 | - | 0 | 0 | - | 500 | 500 | -
8084 | 0 | 0 | 0 | 0 | 0 | 0 | 0 | 0 | 0 | 0 | 8084 | 0 | 0 | 0 | 0 | 0 | 0 | 0 | 0 | 0 | 0 | 8084 | - | 0 | 0 | - | 0 | 0 | - | 0 | 0 | - | 8084 | - | 0 | 0 | - | 0 | 0 | - | 0 | 0 | -
8085 | 0 | 0 | 0 | 0 | 0 | 0 | 0 | 0 | 0 | 0 | 8085 | 0 | 0 | 0 | 0 | 0 | 0 | 0 | 0 | 0 | 0 | 8085 | - | 0 | 0 | - | 0 | 0 | - | 0 | 0 | - | 8085 | - | 0 | 0 | - | 0 | 0 | - | 0 | 0 | -
8086 | 0 | 0 | 0 | 0 | 0 | 0 | 0 | 0 | 0 | 0 | 8086 | 0 | 0 | 0 | 0 | 0 | 0 | 0 | 0 | 0 | 0 | 8086 | - | 0 | 0 | - | 0 | 0 | - | 0 | 0 | - | 8086 | - | 0 | 0 | - | 0 | 0 | - | 0 | 0 | -
8087 | 0 | 0 | 0 | 0 | 0 | 0 | 0 | 0 | 0 | 0 | 8087 | 0 | 0 | 0 | 0 | 0 | 0 | 0 | 0 | 0 | 0 | 8087 | - | 0 | 0 | - | 0 | 0 | - | 500 | 500 | - | 8087 | - | 0 | 0 | - | 0 | 0 | - | 0 | 0 | -
8088 | 0 | 0 | 0 | 91.9126 | 178.2807 | 0 | 1500 | 1000 | 233.1 | 0 | 8088 | 0 | 0 | 0 | 0 | 0 | 0 | 0 | 0 | 0 | 0 | 8088 | - | 0 | 0 | - | 500 | 500 | - | 500 | 500 | - | 8088 | - | 0 | 0 | - | 0 | 0 | - | 0 | 0 | -
8089 | 0 | 0 | 0 | 1229.5201 | 729.5201 | 233.1 | 940.4677 | 626.9784 | 146.1487 | 0 | 8089 | 0 | 0 | 0 | 0 | 0 | 0 | 0 | 0 | 0 | 0 | 8089 | - | 0 | 0 | - | 500 | 500 | - | 500 | 500 | - | 8089 | - | 0 | 0 | - | 0 | 0 | - | 0 | 0 | -
8090 | 0 | 0 | 0 | 1119.035 | 719.1776 | 146.1487 | 0 | 0 | 0 | 0 | 8090 | 0 | 0 | 0 | 0 | 0 | 0 | 0 | 0 | 0 | 0 | 8090 | - | 0 | 0 | - | 500 | 500 | - | 500 | 500 | - | 8090 | - | 0 | 0 | - | 0 | 0 | - | 0 | 0 | -
8091 | 0 | 0 | 0 | 0 | 0 | 0 | 0 | 0 | 0 | 0 | 8091 | 0 | 0 | 0 | 0 | 0 | 0 | 0 | 0 | 0 | 0 | 8091 | - | 0 | 0 | - | 0 | 0 | - | 445.6921 | 445.6921 | - | 8091 | - | 0 | 0 | - | 0 | 0 | - | 0 | 0 | -
8092 | 0 | 0 | 0 | 0 | 0 | 0 | 0 | 0 | 0 | 0 | 8092 | 0 | 0 | 0 | 0 | 0 | 0 | 0 | 0 | 0 | 0 | 8092 | - | 0 | 0 | - | 0 | 0 | - | 0 | 0 | - | 8092 | - | 0 | 0 | - | 0 | 0 | - | 0 | 0 | -
8093 | 0 | 0 | 0 | 0 | 0 | 0 | 0 | 0 | 0 | 0 | 8093 | 0 | 0 | 0 | 0 | 0 | 0 | 0 | 0 | 0 | 0 | 8093 | - | 0 | 0 | - | 0 | 0 | - | 0 | 0 | - | 8093 | - | 0 | 0 | - | 0 | 0 | - | 0 | 0 | -
8094 | 0 | 0 | 0 | 0 | 0 | 0 | 0 | 0 | 0 | 0 | 8094 | 0 | 0 | 0 | 0 | 0 | 0 | 0 | 0 | 0 | 0 | 8094 | - | 0 | 0 | - | 0 | 0 | - | 0 | 0 | - | 8094 | - | 0 | 0 | - | 0 | 0 | - | 0 | 0 | -
8095 | 0 | 0 | 0 | 0 | 0 | 0 | 0 | 0 | 0 | 0 | 8095 | 0 | 0 | 0 | 0 | 0 | 0 | 0 | 0 | 0 | 0 | 8095 | - | 0 | 0 | - | 0 | 0 | - | 0 | 0 | - | 8095 | - | 0 | 0 | - | 0 | 0 | - | 0 | 0 | -
8096 | 0 | 0 | 0 | 0 | 0 | 0 | 0 | 0 | 0 | 0 | 8096 | 0 | 0 | 0 | 0 | 0 | 0 | 0 | 0 | 0 | 0 | 8096 | - | 0 | 0 | - | 0 | 0 | - | 0 | 0 | - | 8096 | - | 0 | 0 | - | 0 | 0 | - | 224.2814 | 224.2814 | -
8097 | 0 | 0 | 0 | 0 | 0 | 0 | 0 | 0 | 0 | 0 | 8097 | 0 | 0 | 0 | 0 | 0 | 0 | 0 | 0 | 0 | 0 | 8097 | - | 0 | 0 | - | 0 | 0 | - | 0 | 0 | - | 8097 | - | 0 | 0 | - | 0 | 0 | - | 0 | 0 | -
8098 | 0 | 0 | 0 | 0 | 0 | 0 | 0 | 0 | 0 | 0 | 8098 | 0 | 0 | 0 | 0 | 0 | 0 | 0 | 0 | 0 | 0 | 8098 | - | 0 | 0 | - | 0 | 0 | - | 0 | 0 | - | 8098 | - | 0 | 0 | - | 0 | 0 | - | 0 | 0 | -
8099 | 0 | 0 | 0 | 0 | 0 | 0 | 0 | 0 | 0 | 0 | 8099 | 0 | 0 | 0 | 0 | 0 | 0 | 0 | 0 | 0 | 0 | 8099 | - | 0 | 0 | - | 0 | 0 | - | 0 | 0 | - | 8099 | - | 0 | 0 | - | 0 | 0 | - | 0 | 0 | -
8100 | 0 | 0 | 0 | 0 | 0 | 0 | 0 | 0 | 0 | 0 | 8100 | 0 | 0 | 0 | 0 | 0 | 0 | 0 | 0 | 0 | 0 | 8100 | - | 0 | 0 | - | 0 | 0 | - | 0 | 0 | - | 8100 | - | 0 | 0 | - | 0 | 0 | - | 0 | 0 | -
8101 | 0 | 0 | 0 | 0 | 0 | 0 | 0 | 0 | 0 | 0 | 8101 | 0 | 0 | 0 | 0 | 0 | 0 | 0 | 0 | 0 | 0 | 8101 | - | 0 | 0 | - | 0 | 0 | - | 0 | 0 | - | 8101 | - | 0 | 0 | - | 0 | 0 | - | 0 | 0 | -
8102 | 0 | 0 | 0 | 0 | 0 | 0 | 0 | 0 | 0 | 0 | 8102 | 0 | 0 | 0 | 0 | 0 | 0 | 0 | 0 | 0 | 0 | 8102 | - | 0 | 0 | - | 0 | 0 | - | 0 | 0 | - | 8102 | - | 0 | 0 | - | 0 | 0 | - | 0 | 0 | -
8103 | 0 | 0 | 0 | 0 | 0 | 0 | 0 | 0 | 0 | 0 | 8103 | 0 | 0 | 0 | 0 | 0 | 0 | 0 | 0 | 0 | 0 | 8103 | - | 0 | 0 | - | 0 | 0 | - | 0 | 0 | - | 8103 | - | 0 | 0 | - | 0 | 0 | - | 500 | 500 | -
8104 | 0 | 0 | 0 | 0 | 0 | 0 | 0 | 0 | 0 | 0 | 8104 | 0 | 0 | 0 | 0 | 0 | 0 | 0 | 0 | 0 | 0 | 8104 | - | 0 | 0 | - | 0 | 0 | - | 0 | 0 | - | 8104 | - | 0 | 0 | - | 92.3777 | 376.9865 | - | 500 | 500 | -
8105 | 0 | 0 | 0 | 0 | 0 | 0 | 0 | 0 | 0 | 0 | 8105 | 0 | 0 | 0 | 0 | 0 | 0 | 0 | 44.0942 | 0 | 0 | 8105 | - | 0 | 0 | - | 0 | 0 | - | 0 | 0 | - | 8105 | - | 0 | 0 | - | 447.7586 | 447.7586 | - | 500 | 500 | -
8106 | 0 | 0 | 0 | 0 | 0 | 0 | 0 | 0 | 0 | 0 | 8106 | 0 | 0 | 0 | 455.6979 | 0 | 0 | 669.652 | 316.1768 | 0 | 0 | 8106 | - | 0 | 0 | - | 0 | 0 | - | 0 | 0 | - | 8106 | - | 0 | 0 | - | 500 | 500 | - | 500 | 500 | -
8107 | 0 | 0 | 0 | 0 | 0 | 0 | 0 | 0 | 0 | 0 | 8107 | 0 | 0 | 0 | 662.136 | 219.4613 | 0 | 566.142 | 367.3209 | 89.2614 | 0 | 8107 | - | 0 | 0 | - | 0 | 0 | - | 0 | 0 | - | 8107 | - | 0 | 0 | - | 500 | 500 | - | 500 | 500 | -
8108 | 0 | 0 | 0 | 0 | 0 | 0 | 0 | 0 | 0 | 0 | 8108 | 0 | 0 | 0 | 348.4814 | 293.4814 | 233.1 | 838.6035 | 338.6035 | 233.1 | 0 | 8108 | - | 0 | 0 | - | 0 | 0 | - | 0 | 0 | - | 8108 | - | 0 | 0 | - | 500 | 500 | - | 500 | 500 | -
8109 | 0 | 0 | 0 | 0 | 0 | 0 | 0 | 0 | 0 | 0 | 8109 | 0 | 0 | 0 | 608.0822 | 108.0822 | 89.2614 | 0 | 316.7362 | 0 | 0 | 8109 | - | 0 | 0 | - | 0 | 0 | - | 0 | 0 | - | 8109 | - | 0 | 0 | - | 500 | 500 | - | 500 | 500 | -
8110 | 0 | 0 | 0 | 0 | 0 | 0 | 0 | 0 | 0 | 0 | 8110 | 0 | 0 | 0 | 0 | 0 | 0 | 0 | 0 | 0 | 0 | 8110 | - | 0 | 0 | - | 0 | 0 | - | 0 | 0 | - | 8110 | - | 0 | 0 | - | 136.0702 | 136.0702 | - | 500 | 500 | -
8111 | 0 | 0 | 0 | 0 | 0 | 0 | 0 | 0 | 0 | 0 | 8111 | 0 | 0 | 0 | 0 | 0 | 0 | 0 | 0 | 0 | 0 | 8111 | - | 0 | 0 | - | 0 | 0 | - | 0 | 0 | - | 8111 | - | 0 | 0 | - | 0 | 0 | - | 500 | 500 | -
8112 | 0 | 0 | 0 | 0 | 0 | 0 | 0 | 0 | 0 | 0 | 8112 | 0 | 0 | 0 | 0 | 0 | 0 | 0 | 0 | 0 | 0 | 8112 | - | 0 | 0 | - | 0 | 0 | - | 0 | 0 | - | 8112 | - | 0 | 0 | - | 0 | 0 | - | 156.7292 | 156.7292 | -
8113 | 0 | 0 | 0 | 0 | 0 | 0 | 0 | 0 | 0 | 0 | 8113 | 0 | 0 | 0 | 0 | 0 | 0 | 0 | 0 | 0 | 0 | 8113 | - | 0 | 0 | - | 0 | 0 | - | 0 | 0 | - | 8113 | - | 0 | 0 | - | 0 | 0 | - | 0 | 0 | -
8114 | 0 | 0 | 0 | 0 | 0 | 0 | 0 | 0 | 0 | 0 | 8114 | 0 | 0 | 0 | 0 | 0 | 0 | 0 | 0 | 0 | 0 | 8114 | - | 0 | 0 | - | 0 | 0 | - | 0 | 0 | - | 8114 | - | 0 | 0 | - | 0 | 0 | - | 0 | 0 | -
8115 | 0 | 0 | 0 | 0 | 0 | 0 | 0 | 0 | 0 | 0 | 8115 | 0 | 0 | 0 | 0 | 0 | 0 | 0 | 0 | 0 | 0 | 8115 | - | 0 | 0 | - | 0 | 0 | - | 0 | 0 | - | 8115 | - | 0 | 0 | - | 0 | 0 | - | 0 | 0 | -
8116 | 0 | 0 | 0 | 0 | 0 | 0 | 0 | 0 | 0 | 0 | 8116 | 0 | 0 | 0 | 0 | 0 | 0 | 0 | 0 | 0 | 0 | 8116 | - | 0 | 0 | - | 0 | 0 | - | 0 | 0 | - | 8116 | - | 0 | 0 | - | 0 | 0 | - | 0 | 0 | -
8117 | 0 | 0 | 0 | 0 | 0 | 0 | 0 | 0 | 0 | 0 | 8117 | 0 | 0 | 0 | 0 | 0 | 0 | 0 | 0 | 0 | 0 | 8117 | - | 0 | 0 | - | 0 | 0 | - | 0 | 0 | - | 8117 | - | 0 | 0 | - | 0 | 0 | - | 0 | 0 | -
8118 | 0 | 0 | 0 | 0 | 0 | 0 | 0 | 0 | 0 | 0 | 8118 | 0 | 0 | 0 | 0 | 0 | 0 | 0 | 0 | 0 | 0 | 8118 | - | 0 | 0 | - | 0 | 0 | - | 0 | 0 | - | 8118 | - | 0 | 0 | - | 0 | 0 | - | 0 | 0 | -
8119 | 0 | 0 | 0 | 0 | 0 | 0 | 0 | 0 | 0 | 0 | 8119 | 0 | 0 | 0 | 0 | 0 | 0 | 0 | 0 | 0 | 0 | 8119 | - | 0 | 0 | - | 0 | 190.0363 | - | 0 | 0 | - | 8119 | - | 0 | 0 | - | 0 | 0 | - | 0 | 0 | -
8120 | 0 | 0 | 0 | 0 | 0 | 0 | 0 | 0 | 0 | 0 | 8120 | 0 | 0 | 0 | 0 | 0 | 0 | 0 | 0 | 0 | 0 | 8120 | - | 0 | 0 | - | 273.6335 | 0 | - | 0 | 0 | - | 8120 | - | 0 | 0 | - | 0 | 0 | - | 0 | 0 | -
8121 | 0 | 0 | 0 | 127.9137 | 0 | 0 | 0 | 0 | 0 | 0 | 8121 | 0 | 0 | 0 | 0 | 0 | 0 | 0 | 0 | 0 | 0 | 8121 | - | 0 | 0 | - | 0 | 0 | - | 0 | 0 | - | 8121 | - | 0 | 0 | - | 0 | 0 | - | 0 | 0 | -
8122 | 0 | 0 | 0 | 0 | 0 | 0 | 0 | 436.0283 | 0 | 0 | 8122 | 0 | 0 | 0 | 0 | 0 | 0 | 0 | 0 | 0 | 0 | 8122 | - | 0 | 0 | - | 0 | 0 | - | 0 | 430.8683 | - | 8122 | - | 0 | 0 | - | 0 | 0 | - | 0 | 0 | -
8123 | 0 | 0 | 0 | 0 | 0 | 0 | 0 | 0 | 0 | 0 | 8123 | 0 | 0 | 0 | 0 | 0 | 0 | 0 | 0 | 0 | 0 | 8123 | - | 0 | 0 | - | 0 | 0 | - | 0 | 500 | - | 8123 | - | 0 | 0 | - | 0 | 0 | - | 0 | 0 | -
8124 | 0 | 0 | 0 | 0 | 0 | 0 | 615.8061 | 0 | 0 | 0 | 8124 | 0 | 0 | 0 | 0 | 0 | 0 | 0 | 0 | 0 | 0 | 8124 | - | 0 | 0 | - | 0 | 0 | - | 0 | 323.7621 | - | 8124 | - | 0 | 0 | - | 0 | 0 | - | 0 | 0 | -
8125 | 0 | 0 | 0 | 569.2888 | 0 | 0 | 0 | 0 | 0 | 0 | 8125 | 0 | 0 | 0 | 0 | 0 | 0 | 0 | 0 | 0 | 0 | 8125 | - | 0 | 0 | - | 500 | 500 | - | 492.2331 | 137.0731 | - | 8125 | - | 0 | 0 | - | 0 | 0 | - | 0 | 0 | -
8126 | 0 | 0 | 0 | 1016.9179 | 620.8705 | 95.6866 | 159.2461 | 0 | 0 | 0 | 8126 | 0 | 0 | 0 | 0 | 0 | 0 | 0 | 0 | 0 | 0 | 8126 | - | 0 | 0 | - | 0 | 500 | - | 0 | 0 | - | 8126 | - | 0 | 0 | - | 0 | 0 | - | 0 | 0 | -
8127 | 0 | 0 | 0 | 0 | 0 | 0 | 0 | 0 | 0 | 0 | 8127 | 0 | 0 | 0 | 0 | 0 | 0 | 0 | 0 | 0 | 0 | 8127 | - | 0 | 0 | - | 0 | 0 | - | 242.9783 | 500 | - | 8127 | - | 0 | 0 | - | 0 | 0 | - | 0 | 0 | -
8128 | 0 | 0 | 0 | 0 | 0 | 0 | 135.3033 | 0 | 233.1 | 0 | 8128 | 0 | 0 | 0 | 0 | 0 | 0 | 0 | 0 | 0 | 0 | 8128 | - | 0 | 0 | - | 322.6563 | 0 | - | 500 | 387.6706 | - | 8128 | - | 0 | 0 | - | 0 | 0 | - | 0 | 0 | -
8129 | 0 | 0 | 0 | 97.0062 | 0 | 81.2375 | 453.9031 | 0 | 0 | 0 | 8129 | 0 | 0 | 0 | 0 | 0 | 0 | 0 | 0 | 0 | 0 | 8129 | - | 0 | 0 | - | 117.0062 | 500 | - | 500 | 500 | - | 8129 | - | 0 | 0 | - | 0 | 0 | - | 0 | 0 | -
8130 | 0 | 0 | 0 | 29.8127 | 0 | 0 | 141.8824 | 324.7702 | 0 | 0 | 8130 | 0 | 0 | 0 | 0 | 0 | 0 | 0 | 0 | 0 | 0 | 8130 | - | 0 | 0 | - | 49.8127 | 394.652 | - | 445.858 | 500 | - | 8130 | - | 0 | 0 | - | 0 | 0 | - | 0 | 0 | -
8131 | 0 | 0 | 0 | 290.3096 | 0 | 0 | 441.1771 | 270.0414 | 0 | 0 | 8131 | 0 | 0 | 0 | 0 | 0 | 0 | 0 | 0 | 0 | 0 | 8131 | - | 0 | 0 | - | 333.3096 | 0 | - | 500 | 50.6488 | - | 8131 | - | 0 | 0 | - | 0 | 0 | - | 0 | 0 | -
8132 | 0 | 0 | 0 | 0 | 0 | 202.3246 | 0 | 198.2383 | 0 | 0 | 8132 | 0 | 0 | 0 | 0 | 0 | 0 | 0 | 0 | 0 | 0 | 8132 | - | 0 | 0 | - | 0 | 24.6515 | - | 500 | 500 | - | 8132 | - | 0 | 0 | - | 0 | 0 | - | 0 | 0 | -
8133 | 0 | 0 | 0 | 0 | 0 | 0 | 0 | 0 | 0 | 0 | 8133 | 0 | 0 | 0 | 0 | 0 | 0 | 0 | 0 | 0 | 0 | 8133 | - | 0 | 0 | - | 0 | 0 | - | 425.1152 | 500 | - | 8133 | - | 0 | 0 | - | 0 | 0 | - | 0 | 0 | -
8134 | 0 | 0 | 0 | 0 | 0 | 0 | 0 | 203.3897 | 0 | 0 | 8134 | 0 | 0 | 0 | 0 | 0 | 0 | 0 | 0 | 0 | 0 | 8134 | - | 0 | 0 | - | 0 | 401.8923 | - | 500 | 247.2942 | - | 8134 | - | 0 | 0 | - | 0 | 0 | - | 0 | 0 | -
8135 | 0 | 0 | 0 | 0 | 0 | 0 | 0 | 0 | 0 | 0 | 8135 | 0 | 0 | 0 | 0 | 0 | 0 | 0 | 0 | 0 | 0 | 8135 | - | 0 | 0 | - | 239.9417 | 0 | - | 430.824 | 500 | - | 8135 | - | 0 | 0 | - | 0 | 0 | - | 0 | 0 | -
8136 | 0 | 0 | 0 | 134.2172 | 0 | 0 | 0 | 0 | 0 | 0 | 8136 | 0 | 0 | 0 | 0 | 0 | 0 | 0 | 0 | 0 | 0 | 8136 | - | 0 | 0 | - | 369.8023 | 369.8023 | - | 500 | 0 | - | 8136 | - | 0 | 0 | - | 0 | 0 | - | 0 | 0 | -
8137 | 0 | 0 | 0 | 108.2544 | 0 | 0 | 0 | 11.1334 | 78.1729 | 0 | 8137 | 0 | 0 | 0 | 0 | 0 | 0 | 0 | 0 | 0 | 0 | 8137 | - | 0 | 0 | - | 500 | 128.2544 | - | 500 | 500 | - | 8137 | - | 0 | 0 | - | 0 | 0 | - | 0 | 0 | -
8138 | 0 | 0 | 0 | 66.7471 | 109.7471 | 0 | 93.142 | 0 | 0 | 0 | 8138 | 0 | 0 | 0 | 0 | 0 | 0 | 0 | 0 | 0 | 0 | 8138 | - | 0 | 0 | - | 0 | 500 | - | 452.9725 | 452.045 | - | 8138 | - | 0 | 0 | - | 0 | 0 | - | 0 | 0 | -
8139 | 0 | 0 | 0 | 0 | 0 | 0 | 400.0076 | 89.7535 | 52.9918 | 0 | 8139 | 0 | 0 | 0 | 0 | 0 | 0 | 0 | 0 | 0 | 0 | 8139 | - | 0 | 0 | - | 451.7576 | 0 | - | 500 | 36.369 | - | 8139 | - | 0 | 0 | - | 0 | 0 | - | 0 | 0 | -
8140 | 0 | 0 | 0 | 0 | 0 | 0 | 0 | 13.8252 | 14.9839 | 0 | 8140 | 0 | 0 | 0 | 0 | 0 | 0 | 0 | 0 | 0 | 0 | 8140 | - | 0 | 0 | - | 146.0388 | 146.0388 | - | 0 | 500 | - | 8140 | - | 0 | 0 | - | 0 | 0 | - | 0 | 0 | -
8141 | 0 | 0 | 0 | 0 | 0 | 0 | 0 | 0 | 0 | 0 | 8141 | 0 | 0 | 0 | 0 | 0 | 0 | 0 | 0 | 0 | 0 | 8141 | - | 0 | 0 | - | 0 | 0 | - | 176.6856 | 100.9355 | - | 8141 | - | 0 | 0 | - | 0 | 0 | - | 0 | 0 | -
8142 | 0 | 0 | 0 | 0 | 0 | 0 | 0 | 79.7985 | 0 | 0 | 8142 | 0 | 0 | 0 | 0 | 0 | 0 | 0 | 0 | 0 | 0 | 8142 | - | 0 | 0 | - | 0 | 0 | - | 0 | 0 | - | 8142 | - | 0 | 0 | - | 0 | 0 | - | 0 | 0 | -
8143 | 0 | 0 | 0 | 0 | 0 | 0 | 0 | 0 | 0 | 0 | 8143 | 0 | 0 | 0 | 0 | 0 | 0 | 0 | 0 | 0 | 0 | 8143 | - | 0 | 0 | - | 0 | 0 | - | 0 | 0 | - | 8143 | - | 0 | 0 | - | 0 | 0 | - | 0 | 0 | -
8144 | 0 | 0 | 0 | 0 | 0 | 0 | 0 | 0 | 0 | 0 | 8144 | 0 | 0 | 0 | 0 | 0 | 0 | 0 | 0 | 0 | 0 | 8144 | - | 0 | 0 | - | 0 | 0 | - | 0 | 0 | - | 8144 | - | 0 | 0 | - | 0 | 0 | - | 0 | 0 | -
8145 | 0 | 0 | 0 | 0 | 0 | 0 | 0 | 0 | 0 | 0 | 8145 | 0 | 0 | 0 | 0 | 0 | 0 | 0 | 0 | 0 | 0 | 8145 | - | 0 | 0 | - | 0 | 0 | - | 0 | 0 | - | 8145 | - | 0 | 0 | - | 0 | 0 | - | 0 | 0 | -
8146 | 0 | 0 | 0 | 0 | 0 | 0 | 0 | 0 | 0 | 0 | 8146 | 0 | 0 | 0 | 0 | 0 | 0 | 0 | 0 | 0 | 0 | 8146 | - | 0 | 0 | - | 0 | 0 | - | 0 | 0 | - | 8146 | - | 0 | 0 | - | 0 | 0 | - | 0 | 0 | -
8147 | 0 | 0 | 0 | 0 | 0 | 0 | 0 | 0 | 0 | 0 | 8147 | 0 | 0 | 0 | 0 | 0 | 0 | 0 | 0 | 0 | 0 | 8147 | - | 0 | 0 | - | 0 | 0 | - | 0 | 0 | - | 8147 | - | 0 | 0 | - | 0 | 0 | - | 0 | 0 | -
8148 | 0 | 0 | 0 | 0 | 0 | 0 | 0 | 0 | 0 | 0 | 8148 | 0 | 0 | 0 | 0 | 0 | 0 | 0 | 0 | 0 | 0 | 8148 | - | 0 | 0 | - | 0 | 0 | - | 0 | 0 | - | 8148 | - | 0 | 0 | - | 0 | 0 | - | 0 | 0 | -
8149 | 0 | 0 | 0 | 0 | 0 | 0 | 0 | 0 | 0 | 0 | 8149 | 0 | 0 | 0 | 0 | 0 | 0 | 0 | 0 | 0 | 0 | 8149 | - | 0 | 0 | - | 0 | 0 | - | 0 | 0 | - | 8149 | - | 0 | 0 | - | 0 | 0 | - | 0 | 0 | -
8150 | 0 | 0 | 0 | 0 | 0 | 0 | 0 | 0 | 0 | 0 | 8150 | 0 | 0 | 0 | 0 | 0 | 0 | 0 | 0 | 0 | 0 | 8150 | - | 0 | 0 | - | 0 | 0 | - | 0 | 0 | - | 8150 | - | 0 | 0 | - | 0 | 0 | - | 0 | 0 | -
8151 | 0 | 0 | 0 | 0 | 0 | 0 | 0 | 0 | 0 | 0 | 8151 | 0 | 0 | 0 | 0 | 0 | 0 | 0 | 0 | 0 | 0 | 8151 | - | 0 | 0 | - | 0 | 0 | - | 0 | 0 | - | 8151 | - | 0 | 0 | - | 0 | 0 | - | 0 | 0 | -
8152 | 0 | 0 | 0 | 0 | 0 | 0 | 0 | 0 | 0 | 0 | 8152 | 0 | 0 | 0 | 0 | 0 | 0 | 0 | 0 | 0 | 0 | 8152 | - | 0 | 0 | - | 0 | 0 | - | 0 | 0 | - | 8152 | - | 0 | 0 | - | 0 | 0 | - | 0 | 0 | -
8153 | 0 | 0 | 0 | 0 | 0 | 0 | 0 | 0 | 0 | 0 | 8153 | 0 | 0 | 0 | 0 | 0 | 0 | 0 | 0 | 0 | 0 | 8153 | - | 0 | 0 | - | 0 | 0 | - | 0 | 0 | - | 8153 | - | 0 | 0 | - | 0 | 0 | - | 0 | 0 | -
8154 | 0 | 0 | 0 | 0 | 0 | 0 | 0 | 0 | 0 | 0 | 8154 | 0 | 0 | 0 | 0 | 0 | 0 | 0 | 0 | 0 | 0 | 8154 | - | 0 | 0 | - | 0 | 0 | - | 0 | 0 | - | 8154 | - | 0 | 0 | - | 43.0451 | 43.0451 | - | 0 | 0 | -
8155 | 0 | 0 | 0 | 0 | 0 | 0 | 0 | 0 | 0 | 0 | 8155 | 0 | 0 | 0 | 0 | 0 | 0 | 10.6739 | 0 | 0 | 0 | 8155 | - | 0 | 0 | - | 0 | 0 | - | 0 | 0 | - | 8155 | - | 0 | 0 | - | 97.1498 | 500 | - | 500 | 96.111 | -
8156 | 0 | 0 | 0 | 0 | 0 | 0 | 0 | 0 | 0 | 0 | 8156 | 0 | 0 | 0 | 0 | 0 | 0 | 0 | 0 | 0 | 0 | 8156 | - | 0 | 0 | - | 0 | 0 | - | 0 | 0 | - | 8156 | - | 0 | 0 | - | 500 | 500 | - | 281.2829 | 223.8562 | -
8157 | 0 | 0 | 0 | 0 | 0 | 0 | 0 | 0 | 0 | 0 | 8157 | 0 | 0 | 0 | 98.0768 | 0 | 0 | 0 | 0 | 0 | 0 | 8157 | - | 0 | 0 | - | 0 | 0 | - | 0 | 0 | - | 8157 | - | 0 | 0 | - | 183.7507 | 500 | - | 500 | 36.623 | -
8158 | 0 | 0 | 0 | 0 | 0 | 0 | 0 | 0 | 0 | 0 | 8158 | 0 | 0 | 0 | 0 | 0 | 0 | 0 | 0 | 0 | 0 | 8158 | - | 0 | 0 | - | 0 | 0 | - | 0 | 0 | - | 8158 | - | 0 | 0 | - | 500 | 500 | - | 341.5656 | 322.4071 | -
8159 | 0 | 0 | 0 | 0 | 0 | 0 | 0 | 0 | 0 | 0 | 8159 | 0 | 0 | 0 | 0 | 0 | 0 | 0 | 0 | 0 | 0 | 8159 | - | 0 | 0 | - | 0 | 0 | - | 0 | 0 | - | 8159 | - | 0 | 0 | - | 0 | 0 | - | 0 | 0 | -
8160 | 0 | 0 | 0 | 0 | 0 | 0 | 0 | 0 | 0 | 0 | 8160 | 0 | 0 | 0 | 0 | 0 | 0 | 0 | 0 | 0 | 0 | 8160 | - | 0 | 0 | - | 0 | 0 | - | 0 | 0 | - | 8160 | - | 0 | 0 | - | 191.1425 | 0 | - | 0 | 0 | -
8161 | 0 | 0 | 0 | 0 | 0 | 0 | 0 | 0 | 0 | 0 | 8161 | 0 | 0 | 0 | 0 | 0 | 0 | 0 | 0 | 0 | 0 | 8161 | - | 0 | 0 | - | 0 | 0 | - | 0 | 0 | - | 8161 | - | 0 | 0 | - | 0 | 0 | - | 0 | 0 | -
8162 | 0 | 0 | 0 | 0 | 0 | 0 | 0 | 0 | 0 | 0 | 8162 | 0 | 0 | 0 | 0 | 0 | 0 | 0 | 0 | 0 | 0 | 8162 | - | 0 | 0 | - | 0 | 0 | - | 0 | 0 | - | 8162 | - | 0 | 0 | - | 0 | 0 | - | 0 | 0 | -
8163 | 0 | 0 | 0 | 0 | 0 | 0 | 0 | 0 | 0 | 0 | 8163 | 0 | 0 | 0 | 0 | 0 | 0 | 0 | 0 | 0 | 0 | 8163 | - | 0 | 0 | - | 0 | 0 | - | 0 | 0 | - | 8163 | - | 0 | 0 | - | 0 | 0 | - | 0 | 0 | -
8164 | 0 | 0 | 0 | 0 | 0 | 0 | 0 | 0 | 0 | 0 | 8164 | 0 | 0 | 0 | 0 | 0 | 0 | 0 | 0 | 0 | 0 | 8164 | - | 0 | 0 | - | 0 | 0 | - | 0 | 0 | - | 8164 | - | 0 | 0 | - | 0 | 0 | - | 0 | 0 | -
8165 | 0 | 0 | 0 | 0 | 0 | 0 | 0 | 0 | 0 | 0 | 8165 | 0 | 0 | 0 | 0 | 0 | 0 | 0 | 0 | 0 | 0 | 8165 | - | 0 | 0 | - | 0 | 0 | - | 0 | 0 | - | 8165 | - | 0 | 0 | - | 0 | 0 | - | 0 | 0 | -
8166 | 0 | 0 | 0 | 0 | 0 | 0 | 0 | 0 | 0 | 0 | 8166 | 0 | 0 | 0 | 0 | 0 | 0 | 0 | 0 | 0 | 0 | 8166 | - | 0 | 0 | - | 0 | 0 | - | 0 | 0 | - | 8166 | - | 0 | 0 | - | 0 | 0 | - | 185.7894 | 79.2996 | -
8167 | 0 | 0 | 0 | 0 | 0 | 0 | 0 | 0 | 0 | 0 | 8167 | 0 | 0 | 0 | 0 | 0 | 0 | 0 | 0 | 0 | 0 | 8167 | - | 0 | 0 | - | 0 | 0 | - | 0 | 0 | - | 8167 | - | 0 | 0 | - | 0 | 55.9096 | - | 135.5194 | 500 | -
8168 | 0 | 0 | 0 | 0 | 0 | 0 | 0 | 0 | 0 | 0 | 8168 | 0 | 0 | 0 | 0 | 0 | 0 | 20.1877 | 81.1193 | 0 | 0 | 8168 | - | 0 | 0 | - | 0 | 0 | - | 0 | 0 | - | 8168 | - | 0 | 0 | - | 55.2497 | 0 | - | 0 | 500 | -
8169 | 0 | 0 | 0 | 0 | 0 | 0 | 0 | 0 | 0 | 0 | 8169 | 0 | 0 | 0 | 0 | 0 | 0 | 0 | 0 | 0 | 0 | 8169 | - | 0 | 0 | - | 0 | 0 | - | 0 | 0 | - | 8169 | - | 0 | 0 | - | 0 | 0 | - | 500 | 500 | -
8170 | 0 | 0 | 0 | 0 | 0 | 0 | 0 | 0 | 0 | 0 | 8170 | 0 | 0 | 0 | 0 | 0 | 0 | 0 | 0 | 0 | 0 | 8170 | - | 0 | 0 | - | 0 | 0 | - | 0 | 0 | - | 8170 | - | 0 | 0 | - | 0 | 26.9255 | - | 347.7448 | 500 | -
8171 | 0 | 0 | 0 | 0 | 0 | 0 | 0 | 0 | 0 | 0 | 8171 | 0 | 0 | 0 | 0 | 0 | 0 | 220.4795 | 0 | 0 | 0 | 8171 | - | 0 | 0 | - | 0 | 0 | - | 0 | 0 | - | 8171 | - | 0 | 0 | - | 0 | 0 | - | 0 | 0 | -
8172 | 0 | 0 | 0 | 0 | 0 | 0 | 0 | 0 | 0 | 0 | 8172 | 0 | 0 | 0 | 2.9124 | 0 | 0 | 95.2658 | 0 | 0 | 0 | 8172 | - | 0 | 0 | - | 0 | 0 | - | 0 | 0 | - | 8172 | - | 0 | 0 | - | 500 | 302.9124 | - | 500 | 500 | -
8173 | 0 | 0 | 0 | 0 | 0 | 0 | 0 | 0 | 0 | 0 | 8173 | 0 | 0 | 0 | 105.8125 | 0 | 0 | 360.6129 | 0 | 0 | 0 | 8173 | - | 0 | 0 | - | 0 | 0 | - | 0 | 0 | - | 8173 | - | 0 | 0 | - | 500 | 500 | - | 500 | 500 | -
8174 | 0 | 0 | 0 | 0 | 0 | 0 | 0 | 0 | 0 | 0 | 8174 | 0 | 0 | 0 | 11.5572 | 0 | 0 | 222.2679 | 0 | 0 | 0 | 8174 | - | 0 | 0 | - | 0 | 0 | - | 0 | 0 | - | 8174 | - | 0 | 0 | - | 500 | 500 | - | 500 | 500 | -
8175 | 0 | 0 | 0 | 0 | 0 | 0 | 0 | 0 | 0 | 0 | 8175 | 0 | 0 | 0 | 0 | 0 | 0 | 0 | 0 | 0 | 0 | 8175 | - | 0 | 0 | - | 0 | 0 | - | 0 | 0 | - | 8175 | - | 0 | 0 | - | 500 | 0 | - | 363.3155 | 0 | -
8176 | 0 | 0 | 0 | 0 | 0 | 0 | 0 | 0 | 0 | 0 | 8176 | 0 | 0 | 0 | 0 | 0 | 0 | 0 | 0 | 0 | 0 | 8176 | - | 0 | 0 | - | 0 | 0 | - | 0 | 0 | - | 8176 | - | 0 | 0 | - | 0 | 0 | - | 0 | 0 | -
8177 | 0 | 0 | 0 | 0 | 0 | 0 | 0 | 0 | 0 | 0 | 8177 | 0 | 0 | 0 | 0 | 0 | 0 | 0 | 0 | 0 | 0 | 8177 | - | 0 | 0 | - | 0 | 0 | - | 0 | 0 | - | 8177 | - | 0 | 0 | - | 8.4549 | 0 | - | 0 | 0 | -
8178 | 0 | 0 | 0 | 0 | 0 | 0 | 0 | 0 | 0 | 0 | 8178 | 0 | 0 | 0 | 0 | 0 | 0 | 0 | 0 | 0 | 0 | 8178 | - | 0 | 0 | - | 0 | 0 | - | 0 | 0 | - | 8178 | - | 0 | 0 | - | 0 | 0 | - | 0 | 0 | -
8179 | 0 | 0 | 0 | 0 | 0 | 0 | 0 | 0 | 0 | 0 | 8179 | 0 | 0 | 0 | 0 | 0 | 0 | 0 | 0 | 0 | 0 | 8179 | - | 0 | 0 | - | 0 | 0 | - | 0 | 0 | - | 8179 | - | 0 | 0 | - | 0 | 0 | - | 0 | 0 | -
8180 | 0 | 0 | 0 | 0 | 0 | 0 | 0 | 0 | 0 | 0 | 8180 | 0 | 0 | 0 | 0 | 0 | 0 | 0 | 0 | 0 | 0 | 8180 | - | 0 | 0 | - | 0 | 0 | - | 0 | 0 | - | 8180 | - | 0 | 0 | - | 0 | 0 | - | 0 | 0 | -
8181 | 0 | 0 | 0 | 0 | 0 | 0 | 0 | 0 | 0 | 0 | 8181 | 0 | 0 | 0 | 0 | 0 | 0 | 0 | 0 | 0 | 0 | 8181 | - | 0 | 0 | - | 0 | 0 | - | 0 | 0 | - | 8181 | - | 0 | 0 | - | 0 | 0 | - | 0 | 0 | -
8182 | 0 | 0 | 0 | 0 | 0 | 0 | 0 | 0 | 0 | 0 | 8182 | 0 | 0 | 0 | 0 | 0 | 0 | 0 | 0 | 0 | 0 | 8182 | - | 0 | 0 | - | 0 | 0 | - | 0 | 0 | - | 8182 | - | 0 | 0 | - | 0 | 0 | - | 0 | 0 | -
8183 | 0 | 0 | 0 | 0 | 0 | 0 | 0 | 0 | 0 | 0 | 8183 | 0 | 0 | 0 | 0 | 0 | 0 | 0 | 0 | 0 | 0 | 8183 | - | 0 | 0 | - | 0 | 0 | - | 0 | 0 | - | 8183 | - | 0 | 0 | - | 0 | 0 | - | 0 | 0 | -
8184 | 0 | 0 | 0 | 0 | 0 | 0 | 0 | 0 | 0 | 0 | 8184 | 0 | 0 | 0 | 0 | 0 | 0 | 0 | 0 | 0 | 0 | 8184 | - | 0 | 0 | - | 0 | 0 | - | 0 | 0 | - | 8184 | - | 0 | 0 | - | 0 | 0 | - | 0 | 0 | -
8185 | 0 | 0 | 0 | 0 | 0 | 0 | 0 | 0 | 0 | 0 | 8185 | 0 | 0 | 0 | 0 | 0 | 0 | 0 | 0 | 0 | 0 | 8185 | - | 0 | 0 | - | 0 | 0 | - | 0 | 0 | - | 8185 | - | 0 | 0 | - | 0 | 0 | - | 0 | 0 | -
8186 | 0 | 0 | 0 | 0 | 0 | 0 | 0 | 0 | 0 | 0 | 8186 | 0 | 0 | 0 | 0 | 0 | 0 | 0 | 0 | 0 | 0 | 8186 | - | 0 | 0 | - | 0 | 0 | - | 0 | 0 | - | 8186 | - | 0 | 0 | - | 0 | 0 | - | 0 | 0 | -
8187 | 0 | 0 | 0 | 0 | 0 | 0 | 0 | 0 | 0 | 0 | 8187 | 0 | 0 | 0 | 0 | 0 | 0 | 0 | 0 | 0 | 0 | 8187 | - | 0 | 0 | - | 0 | 0 | - | 0 | 0 | - | 8187 | - | 0 | 0 | - | 0 | 0 | - | 0 | 0 | -
8188 | 0 | 0 | 0 | 0 | 0 | 0 | 0 | 0 | 0 | 0 | 8188 | 0 | 0 | 0 | 0 | 0 | 0 | 0 | 0 | 0 | 0 | 8188 | - | 0 | 0 | - | 0 | 0 | - | 0 | 0 | - | 8188 | - | 0 | 0 | - | 0 | 0 | - | 0 | 0 | -
8189 | 0 | 0 | 0 | 0 | 0 | 0 | 0 | 0 | 0 | 0 | 8189 | 0 | 0 | 121.5173 | 0 | 0 | 0 | 0 | 0 | 0 | 0 | 8189 | - | 0 | 0 | - | 0 | 0 | - | 0 | 0 | - | 8189 | - | 221.7189 | 0 | - | 0 | 0 | - | 0 | 0 | -
8190 | 0 | 0 | 0 | 0 | 0 | 0 | 0 | 0 | 0 | 0 | 8190 | 0 | 280.1958 | 0 | 0 | 0 | 0 | 0 | 0 | 0 | 0 | 8190 | - | 0 | 0 | - | 0 | 0 | - | 0 | 0 | - | 8190 | - | 125.7284 | 405.9242 | - | 235.1897 | 385.1897 | - | 0 | 0 | -
8191 | 0 | 0 | 0 | 0 | 0 | 0 | 0 | 0 | 0 | 0 | 8191 | 206.6953 | 0 | 0 | 659.3423 | 309.6926 | 89.2614 | 356.9275 | 301.8124 | 89.2614 | 0 | 8191 | - | 0 | 0 | - | 0 | 0 | - | 0 | 0 | - | 8191 | - | 500 | 476.5379 | - | 500 | 500 | - | 500 | 500 | -
8192 | 0 | 0 | 0 | 0 | 0 | 0 | 0 | 0 | 0 | 0 | 8192 | 563.3565 | 63.3565 | 63.3565 | 1051.7418 | 1000 | 233.1 | 787.9823 | 1000 | 233.1 | 0 | 8192 | - | 0 | 0 | - | 0 | 0 | - | 0 | 0 | - | 8192 | - | 500 | 500 | - | 500 | 500 | - | 244.7823 | 500 | -
8193 | 0 | 0 | 0 | 0 | 0 | 0 | 0 | 0 | 0 | 0 | 8193 | 604.7781 | 104.7781 | 104.7781 | 144.9545 | 73.2391 | 0 | 0 | 0 | 0 | 0 | 8193 | - | 0 | 0 | - | 0 | 0 | - | 0 | 0 | - | 8193 | - | 500 | 500 | - | 500 | 500 | - | 0 | 141.703 | -
8194 | 0 | 0 | 0 | 0 | 0 | 0 | 0 | 0 | 0 | 0 | 8194 | 0 | 0 | 0 | 0 | 0 | 0 | 0 | 0 | 0 | 0 | 8194 | - | 0 | 0 | - | 0 | 0 | - | 0 | 0 | - | 8194 | - | 195.6638 | 117.6638 | - | 0 | 0 | - | 0 | 0 | -
8195 | 0 | 0 | 0 | 0 | 0 | 0 | 0 | 0 | 0 | 0 | 8195 | 0 | 0 | 0 | 0 | 0 | 0 | 0 | 0 | 0 | 0 | 8195 | - | 0 | 0 | - | 0 | 0 | - | 0 | 0 | - | 8195 | - | 0 | 0 | - | 0 | 0 | - | 0 | 0 | -
8196 | 0 | 0 | 0 | 0 | 0 | 0 | 0 | 0 | 0 | 0 | 8196 | 0 | 0 | 0 | 0 | 0 | 0 | 0 | 0 | 0 | 0 | 8196 | - | 0 | 0 | - | 0 | 0 | - | 0 | 0 | - | 8196 | - | 0 | 0 | - | 0 | 0 | - | 0 | 0 | -
8197 | 0 | 0 | 0 | 0 | 0 | 0 | 0 | 0 | 0 | 0 | 8197 | 39.1561 | 583.1561 | 5.1561 | 0 | 0 | 0 | 0 | 0 | 0 | 0 | 8197 | - | 0 | 0 | - | 0 | 0 | - | 0 | 0 | - | 8197 | - | 0 | 500 | - | 0 | 0 | - | 0 | 0 | -
8198 | 0 | 0 | 0 | 0 | 0 | 0 | 0 | 0 | 0 | 0 | 8198 | 73.0481 | 117.0481 | 0 | 0 | 0 | 0 | 0 | 0 | 0 | 0 | 8198 | - | 0 | 0 | - | 0 | 0 | - | 0 | 0 | - | 8198 | - | 500 | 500 | - | 86.0176 | 86.0176 | - | 0 | 0 | -
8199 | 0 | 0 | 0 | 0 | 0 | 0 | 0 | 0 | 0 | 0 | 8199 | 61.5533 | 86.587 | 27.5533 | 0 | 0 | 0 | 0 | 0 | 0 | 0 | 8199 | - | 0 | 0 | - | 0 | 0 | - | 0 | 0 | - | 8199 | - | 500 | 500 | - | 0 | 0 | - | 0 | 0 | -
8200 | 0 | 0 | 0 | 0 | 0 | 0 | 0 | 0 | 0 | 0 | 8200 | 36.6008 | 80.6008 | 0 | 0 | 0 | 0 | 0 | 0 | 0 | 0 | 8200 | - | 0 | 0 | - | 0 | 0 | - | 0 | 0 | - | 8200 | - | 500 | 500 | - | 0 | 0 | - | 0 | 0 | -
8201 | 0 | 0 | 0 | 0 | 0 | 0 | 0 | 0 | 0 | 0 | 8201 | 489.2092 | 67.2092 | 0 | 0 | 0 | 0 | 0 | 0 | 0 | 0 | 8201 | - | 0 | 0 | - | 0 | 0 | - | 0 | 0 | - | 8201 | - | 500 | 489.2092 | - | 0 | 0 | - | 0 | 0 | -
8202 | 0 | 0 | 0 | 0 | 0 | 0 | 0 | 0 | 0 | 0 | 8202 | 0 | 0 | 0 | 0 | 0 | 0 | 0 | 0 | 0 | 0 | 8202 | - | 0 | 0 | - | 0 | 0 | - | 0 | 0 | - | 8202 | - | 467.9876 | 389.9876 | - | 0 | 0 | - | 0 | 0 | -
8203 | 0 | 0 | 0 | 0 | 0 | 0 | 0 | 0 | 0 | 0 | 8203 | 0 | 0 | 0 | 0 | 0 | 0 | 0 | 0 | 0 | 0 | 8203 | - | 0 | 0 | - | 0 | 0 | - | 0 | 0 | - | 8203 | - | 408.0884 | 117.8644 | - | 0 | 0 | - | 0 | 0 | -
8204 | 0 | 0 | 0 | 0 | 0 | 0 | 0 | 0 | 0 | 0 | 8204 | 0 | 0 | 0 | 0 | 0 | 0 | 0 | 0 | 0 | 0 | 8204 | - | 0 | 0 | - | 0 | 0 | - | 0 | 0 | - | 8204 | - | 337.0846 | 259.0846 | - | 0 | 0 | - | 0 | 0 | -
8205 | 0 | 0 | 0 | 0 | 0 | 0 | 0 | 0 | 0 | 0 | 8205 | 0 | 0 | 0 | 0 | 0 | 0 | 0 | 0 | 0 | 0 | 8205 | - | 0 | 0 | - | 0 | 0 | - | 0 | 0 | - | 8205 | - | 143.7282 | 143.7282 | - | 0 | 0 | - | 0 | 0 | -
8206 | 0 | 0 | 0 | 0 | 0 | 0 | 0 | 0 | 0 | 0 | 8206 | 0 | 0 | 0 | 0 | 0 | 0 | 0 | 0 | 0 | 0 | 8206 | - | 0 | 0 | - | 0 | 0 | - | 0 | 0 | - | 8206 | - | 0 | 0 | - | 0 | 0 | - | 0 | 0 | -
8207 | 0 | 0 | 0 | 0 | 0 | 0 | 0 | 0 | 0 | 0 | 8207 | 0 | 0 | 0 | 0 | 0 | 0 | 0 | 0 | 0 | 0 | 8207 | - | 0 | 0 | - | 0 | 0 | - | 0 | 0 | - | 8207 | - | 0 | 0 | - | 0 | 0 | - | 0 | 0 | -
8208 | 0 | 0 | 0 | 0 | 0 | 0 | 0 | 0 | 0 | 0 | 8208 | 0 | 0 | 0 | 0 | 0 | 0 | 0 | 0 | 0 | 0 | 8208 | - | 0 | 0 | - | 0 | 0 | - | 0 | 0 | - | 8208 | - | 0 | 0 | - | 0 | 0 | - | 0 | 0 | -
8209 | 0 | 0 | 0 | 0 | 0 | 0 | 0 | 0 | 0 | 0 | 8209 | 0 | 0 | 0 | 0 | 0 | 0 | 0 | 0 | 0 | 0 | 8209 | - | 0 | 0 | - | 0 | 0 | - | 0 | 0 | - | 8209 | - | 0 | 0 | - | 0 | 0 | - | 0 | 0 | -
8210 | 0 | 0 | 0 | 0 | 0 | 0 | 0 | 0 | 0 | 0 | 8210 | 0 | 0 | 0 | 0 | 0 | 0 | 0 | 0 | 0 | 0 | 8210 | - | 128.9867 | 128.9867 | - | 0 | 0 | - | 0 | 0 | - | 8210 | - | 0 | 0 | - | 0 | 0 | - | 0 | 0 | -
8211 | 184.8792 | 0 | 0 | 0 | 0 | 0 | 0 | 0 | 0 | 184.8792 | 8211 | 0 | 0 | 0 | 0 | 0 | 0 | 0 | 0 | 0 | 184.8792 | 8211 | - | 500 | 500 | - | 0 | 0 | - | 0 | 0 | - | 8211 | - | 0 | 0 | - | 0 | 0 | - | 0 | 0 | -
8212 | 652.581 | 152.581 | 152.581 | 0 | 0 | 0 | 0 | 0 | 0 | 652.581 | 8212 | 0 | 0 | 0 | 0 | 0 | 0 | 0 | 0 | 0 | 652.581 | 8212 | - | 500 | 500 | - | 0 | 0 | - | 0 | 0 | - | 8212 | - | 0 | 0 | - | 0 | 0 | - | 0 | 0 | -
8213 | 0 | 0 | 0 | 0 | 0 | 0 | 0 | 0 | 0 | 0 | 8213 | 0 | 0 | 0 | 0 | 0 | 0 | 0 | 0 | 0 | 0 | 8213 | - | 242.8279 | 242.8279 | - | 0 | 0 | - | 0 | 0 | - | 8213 | - | 0 | 0 | - | 0 | 0 | - | 0 | 0 | -
8214 | 0 | 0 | 0 | 0 | 0 | 0 | 0 | 0 | 0 | 0 | 8214 | 0 | 0 | 0 | 0 | 0 | 0 | 0 | 0 | 0 | 0 | 8214 | - | 0 | 0 | - | 0 | 0 | - | 0 | 0 | - | 8214 | - | 0 | 0 | - | 0 | 0 | - | 0 | 0 | -
8215 | 0 | 0 | 0 | 0 | 0 | 0 | 0 | 0 | 0 | 0 | 8215 | 0 | 0 | 0 | 0 | 0 | 0 | 0 | 0 | 0 | 0 | 8215 | - | 290.6723 | 290.6723 | - | 0 | 0 | - | 0 | 0 | - | 8215 | - | 0 | 0 | - | 0 | 0 | - | 0 | 0 | -
8216 | 0 | 0 | 0 | 0 | 0 | 0 | 0 | 0 | 0 | 0 | 8216 | 0 | 0 | 0 | 0 | 0 | 0 | 0 | 0 | 0 | 0 | 8216 | - | 0 | 0 | - | 0 | 0 | - | 0 | 0 | - | 8216 | - | 0 | 0 | - | 0 | 0 | - | 0 | 0 | -
8217 | 0 | 0 | 0 | 0 | 0 | 0 | 0 | 0 | 0 | 0 | 8217 | 0 | 0 | 0 | 0 | 0 | 0 | 0 | 0 | 0 | 0 | 8217 | - | 0 | 0 | - | 0 | 245.126 | - | 0 | 0 | - | 8217 | - | 0 | 0 | - | 0 | 0 | - | 0 | 0 | -
8218 | 0 | 0 | 0 | 0 | 0 | 0 | 0 | 0 | 0 | 0 | 8218 | 0 | 0 | 0 | 0 | 0 | 0 | 0 | 0 | 0 | 0 | 8218 | - | 0 | 0 | - | 236.2039 | 0 | - | 0 | 0 | - | 8218 | - | 0 | 0 | - | 0 | 0 | - | 0 | 0 | -
8219 | 0 | 0 | 0 | 0 | 239.8357 | 0 | 0 | 0 | 0 | 0 | 8219 | 0 | 0 | 0 | 0 | 0 | 0 | 0 | 0 | 0 | 0 | 8219 | - | 0 | 0 | - | 34.7493 | 0 | - | 0 | 0 | - | 8219 | - | 0 | 0 | - | 0 | 0 | - | 0 | 0 | -
8220 | 0 | 0 | 0 | 0 | 0 | 0 | 0 | 0 | 0 | 0 | 8220 | 0 | 0 | 0 | 0 | 0 | 0 | 0 | 0 | 0 | 0 | 8220 | - | 0 | 0 | - | 275.8593 | 221.2416 | - | 143.9513 | 143.9513 | - | 8220 | - | 0 | 0 | - | 0 | 0 | - | 0 | 0 | -
8221 | 0 | 0 | 0 | 0 | 0 | 0 | 0 | 0 | 0 | 0 | 8221 | 0 | 0 | 0 | 0 | 0 | 0 | 0 | 0 | 0 | 0 | 8221 | - | 0 | 0 | - | 195.4224 | 119.227 | - | 0 | 0 | - | 8221 | - | 0 | 0 | - | 0 | 0 | - | 0 | 0 | -
8222 | 0 | 0 | 0 | 0 | 0 | 0 | 0 | 0 | 0 | 0 | 8222 | 0 | 0 | 0 | 0 | 0 | 0 | 0 | 0 | 0 | 0 | 8222 | - | 0 | 0 | - | 0 | 0 | - | 0 | 0 | - | 8222 | - | 0 | 0 | - | 0 | 0 | - | 14.1962 | 14.1962 | -
8223 | 0 | 0 | 0 | 0 | 0 | 0 | 0 | 0 | 0 | 0 | 8223 | 0 | 0 | 0 | 0 | 0 | 0 | 0 | 0 | 0 | 0 | 8223 | - | 0 | 0 | - | 0 | 205.3868 | - | 0 | 0 | - | 8223 | - | 0 | 0 | - | 0 | 0 | - | 102.4044 | 102.4044 | -
8224 | 0 | 0 | 0 | 0 | 0 | 0 | 0 | 0 | 0 | 0 | 8224 | 0 | 0 | 0 | 0 | 0 | 0 | 0 | 0 | 0 | 0 | 8224 | - | 0 | 0 | - | 0 | 500 | - | 0 | 0 | - | 8224 | - | 0 | 0 | - | 0 | 0 | - | 0 | 0 | -
8225 | 0 | 0 | 0 | 0 | 0 | 0 | 0 | 0 | 0 | 0 | 8225 | 0 | 0 | 0 | 0 | 0 | 0 | 0 | 0 | 0 | 0 | 8225 | - | 0 | 0 | - | 500 | 270.173 | - | 0 | 0 | - | 8225 | - | 0 | 0 | - | 0 | 0 | - | 0 | 0 | -
8226 | 0 | 0 | 0 | 0 | 0 | 0 | 0 | 0 | 0 | 0 | 8226 | 0 | 0 | 0 | 0 | 0 | 0 | 0 | 0 | 0 | 0 | 8226 | - | 0 | 0 | - | 0 | 0 | - | 333.3333 | 333.3333 | - | 8226 | - | 0 | 0 | - | 0 | 0 | - | 0 | 0 | -
8227 | 0 | 0 | 0 | 0 | 0 | 0 | 0 | 0 | 189.6243 | 0 | 8227 | 0 | 0 | 0 | 0 | 0 | 0 | 0 | 0 | 0 | 0 | 8227 | - | 46.2123 | 46.2123 | - | 92.7275 | 312.7275 | - | 500 | 500 | - | 8227 | - | 0 | 0 | - | 0 | 0 | - | 0 | 0 | -
8228 | 0 | 0 | 0 | 0 | 0 | 0 | 0 | 813.4892 | 0 | 0 | 8228 | 0 | 0 | 0 | 0 | 0 | 0 | 0 | 0 | 0 | 0 | 8228 | - | 38.1149 | 38.1149 | - | 500 | 102.6806 | - | 500 | 500 | - | 8228 | - | 0 | 0 | - | 0 | 0 | - | 0 | 0 | -
8229 | 0 | 0 | 0 | 0 | 0 | 0 | 0 | 0 | 0 | 0 | 8229 | 0 | 0 | 0 | 0 | 0 | 0 | 0 | 0 | 0 | 0 | 8229 | - | 86.5193 | 86.5193 | - | 498.371 | 85.4873 | - | 500 | 500 | - | 8229 | - | 0 | 0 | - | 0 | 0 | - | 0 | 0 | -
8230 | 0 | 0 | 0 | 0 | 0 | 0 | 0 | 0 | 0 | 0 | 8230 | 0 | 0 | 0 | 0 | 0 | 0 | 0 | 0 | 0 | 0 | 8230 | - | 500 | 500 | - | 0 | 271.2835 | - | 500 | 500 | - | 8230 | - | 0 | 0 | - | 0 | 0 | - | 0 | 0 | -
8231 | 0 | 0 | 0 | 97.9035 | 0 | 0 | 1220.2338 | 0 | 0 | 0 | 8231 | 0 | 0 | 0 | 0 | 0 | 0 | 0 | 0 | 0 | 0 | 8231 | - | 500 | 500 | - | 500 | 500 | - | 500 | 500 | - | 8231 | - | 0 | 0 | - | 0 | 0 | - | 0 | 0 | -
8232 | 382.7737 | 660.9083 | 37.0434 | 1122.3303 | 573.6535 | 189.6243 | 0 | 0 | 0 | 382.7737 | 8232 | 0 | 0 | 0 | 0 | 0 | 0 | 0 | 0 | 0 | 382.7737 | 8232 | - | 500 | 500 | - | 500 | 500 | - | 500 | 500 | - | 8232 | - | 0 | 0 | - | 0 | 0 | - | 0 | 0 | -
8233 | 314.8375 | 0 | 0 | 0 | 486.8363 | 0 | 0 | 0 | 0 | 314.8375 | 8233 | 0 | 0 | 0 | 0 | 0 | 0 | 0 | 0 | 0 | 314.8375 | 8233 | - | 334.8375 | 338.4703 | - | 500 | 500 | - | 0 | 0 | - | 8233 | - | 0 | 0 | - | 0 | 0 | - | 0 | 0 | -
8234 | 749.1723 | 0 | 0 | 1220.2338 | 0 | 0 | 0 | 0 | 0 | 749.1723 | 8234 | 0 | 0 | 0 | 0 | 0 | 0 | 0 | 0 | 0 | 749.1723 | 8234 | - | 394.6466 | 394.6466 | - | 500 | 500 | - | 0 | 0 | - | 8234 | - | 0 | 0 | - | 0 | 0 | - | 0 | 0 | -
8235 | 104.1433 | 0 | 0 | 0 | 326.6529 | 189.6243 | 0 | 0 | 0 | 104.1433 | 8235 | 0 | 0 | 0 | 0 | 0 | 0 | 0 | 0 | 0 | 104.1433 | 8235 | - | 500 | 500 | - | 500 | 500 | - | 0 | 0 | - | 8235 | - | 0 | 0 | - | 0 | 0 | - | 0 | 0 | -
8236 | 52.0808 | 0 | 0 | 0 | 0 | 0 | 1220.2338 | 0 | 0 | 52.0808 | 8236 | 0 | 0 | 0 | 0 | 0 | 0 | 0 | 0 | 0 | 52.0808 | 8236 | - | 143.513 | 467.819 | - | 500 | 500 | - | 0 | 0 | - | 8236 | - | 0 | 0 | - | 0 | 0 | - | 0 | 0 | -
8237 | 0 | 0 | 0 | 0 | 0 | 0 | 0 | 0 | 0 | 0 | 8237 | 0 | 0 | 0 | 0 | 0 | 0 | 0 | 0 | 0 | 0 | 8237 | - | 0 | 202.4472 | - | 500 | 500 | - | 0 | 0 | - | 8237 | - | 0 | 0 | - | 0 | 0 | - | 0 | 0 | -
8238 | 0 | 0 | 0 | 0 | 0 | 0 | 0 | 0 | 0 | 0 | 8238 | 0 | 0 | 0 | 0 | 0 | 0 | 0 | 0 | 0 | 0 | 8238 | - | 0 | 0 | - | 500 | 500 | - | 0 | 0 | - | 8238 | - | 0 | 0 | - | 0 | 0 | - | 0 | 0 | -
8239 | 0 | 0 | 0 | 0 | 0 | 0 | 0 | 0 | 0 | 0 | 8239 | 0 | 0 | 0 | 0 | 0 | 0 | 0 | 0 | 0 | 0 | 8239 | - | 0 | 0 | - | 0 | 0 | - | 0 | 500 | - | 8239 | - | 0 | 0 | - | 0 | 0 | - | 0 | 0 | -
8240 | 0 | 0 | 0 | 0 | 0 | 0 | 0 | 0 | 0 | 0 | 8240 | 0 | 0 | 0 | 0 | 0 | 0 | 0 | 0 | 0 | 0 | 8240 | - | 0 | 0 | - | 56.2659 | 0 | - | 0 | 333.3333 | - | 8240 | - | 0 | 0 | - | 0 | 0 | - | 0 | 0 | -
8241 | 0 | 0 | 0 | 0 | 0 | 0 | 0 | 0 | 0 | 0 | 8241 | 0 | 0 | 0 | 0 | 0 | 0 | 0 | 0 | 0 | 0 | 8241 | - | 0 | 0 | - | 277.0674 | 129.93 | - | 333.3333 | 0 | - | 8241 | - | 0 | 0 | - | 0 | 0 | - | 0 | 0 | -
8242 | 0 | 0 | 0 | 0 | 0 | 0 | 0 | 0 | 0 | 0 | 8242 | 0 | 0 | 0 | 0 | 0 | 0 | 0 | 0 | 0 | 0 | 8242 | - | 0 | 0 | - | 0 | 0 | - | 500 | 500 | - | 8242 | - | 0 | 0 | - | 0 | 0 | - | 0 | 0 | -
8243 | 0 | 0 | 0 | 0 | 0 | 0 | 0 | 0 | 0 | 0 | 8243 | 0 | 0 | 0 | 0 | 0 | 0 | 0 | 0 | 0 | 0 | 8243 | - | 0 | 0 | - | 0 | 0 | - | 500 | 500 | - | 8243 | - | 0 | 0 | - | 0 | 0 | - | 0 | 0 | -
8244 | 0 | 0 | 0 | 0 | 0 | 0 | 0 | 0 | 0 | 0 | 8244 | 0 | 0 | 0 | 0 | 0 | 0 | 0 | 0 | 0 | 0 | 8244 | - | 0 | 0 | - | 0 | 203.4033 | - | 500 | 500 | - | 8244 | - | 0 | 0 | - | 0 | 0 | - | 0 | 0 | -
8245 | 0 | 0 | 0 | 0 | 0 | 0 | 0 | 813.4892 | 0 | 0 | 8245 | 0 | 0 | 0 | 0 | 0 | 0 | 0 | 0 | 0 | 0 | 8245 | - | 0 | 0 | - | 0 | 0 | - | 500 | 500 | - | 8245 | - | 0 | 0 | - | 0 | 0 | - | 0 | 0 | -
8246 | 0 | 0 | 0 | 0 | 0 | 0 | 0 | 0 | 0 | 0 | 8246 | 0 | 0 | 0 | 0 | 0 | 0 | 0 | 0 | 0 | 0 | 8246 | - | 0 | 0 | - | 0 | 0 | - | 500 | 0 | - | 8246 | - | 0 | 0 | - | 0 | 0 | - | 0 | 0 | -
8247 | 0 | 0 | 0 | 0 | 0 | 0 | 0 | 0 | 0 | 0 | 8247 | 0 | 0 | 0 | 0 | 0 | 0 | 0 | 0 | 0 | 0 | 8247 | - | 0 | 0 | - | 0 | 0 | - | 500 | 0 | - | 8247 | - | 0 | 0 | - | 0 | 0 | - | 0 | 0 | -
8248 | 0 | 0 | 0 | 0 | 0 | 0 | 0 | 0 | 0 | 0 | 8248 | 0 | 0 | 0 | 0 | 0 | 0 | 0 | 0 | 0 | 0 | 8248 | - | 0 | 0 | - | 0 | 0 | - | 0 | 0 | - | 8248 | - | 0 | 0 | - | 0 | 0 | - | 0 | 0 | -
8249 | 0 | 0 | 0 | 0 | 0 | 0 | 0 | 0 | 0 | 0 | 8249 | 0 | 0 | 0 | 0 | 0 | 0 | 0 | 0 | 0 | 0 | 8249 | - | 0 | 0 | - | 0 | 0 | - | 0 | 0 | - | 8249 | - | 0 | 0 | - | 0 | 0 | - | 0 | 0 | -
8250 | 0 | 0 | 0 | 0 | 0 | 0 | 0 | 0 | 0 | 0 | 8250 | 0 | 0 | 0 | 0 | 0 | 0 | 0 | 0 | 0 | 0 | 8250 | - | 34.6243 | 0 | - | 0 | 0 | - | 0 | 0 | - | 8250 | - | 0 | 0 | - | 0 | 0 | - | 0 | 0 | -
8251 | 0 | 0 | 0 | 0 | 0 | 0 | 0 | 0 | 0 | 0 | 8251 | 0 | 0 | 0 | 0 | 0 | 0 | 0 | 0 | 0 | 0 | 8251 | - | 32.0132 | 0 | - | 0 | 0 | - | 0 | 0 | - | 8251 | - | 0 | 0 | - | 0 | 0 | - | 0 | 0 | -
8252 | 0 | 0 | 0 | 0 | 0 | 0 | 0 | 0 | 0 | 0 | 8252 | 0 | 0 | 0 | 0 | 0 | 0 | 0 | 0 | 0 | 0 | 8252 | - | 0 | 0 | - | 0 | 0 | - | 0 | 500 | - | 8252 | - | 0 | 0 | - | 0 | 0 | - | 0 | 0 | -
8253 | 0 | 0 | 0 | 0 | 0 | 0 | 0 | 0 | 189.6243 | 0 | 8253 | 0 | 0 | 0 | 0 | 0 | 0 | 0 | 0 | 0 | 0 | 8253 | - | 23.1357 | 0 | - | 0 | 0 | - | 0 | 0 | - | 8253 | - | 0 | 0 | - | 0 | 0 | - | 0 | 0 | -
8254 | 0 | 0 | 0 | 0 | 0 | 0 | 0 | 0 | 0 | 0 | 8254 | 0 | 0 | 0 | 0 | 0 | 0 | 0 | 0 | 0 | 0 | 8254 | - | 145.1549 | 0 | - | 0 | 0 | - | 0 | 0 | - | 8254 | - | 0 | 0 | - | 0 | 0 | - | 0 | 0 | -
8255 | 0 | 0 | 0 | 0 | 0 | 0 | 0 | 0 | 0 | 0 | 8255 | 0 | 0 | 0 | 0 | 0 | 0 | 0 | 0 | 0 | 0 | 8255 | - | 277.0362 | 0 | - | 0 | 0 | - | 0 | 0 | - | 8255 | - | 0 | 0 | - | 0 | 0 | - | 0 | 0 | -
8256 | 0 | 0 | 0 | 0 | 0 | 0 | 0 | 0 | 0 | 0 | 8256 | 0 | 0 | 0 | 0 | 0 | 0 | 0 | 0 | 0 | 0 | 8256 | - | 0 | 241.7654 | - | 0 | 0 | - | 0 | 0 | - | 8256 | - | 0 | 0 | - | 0 | 0 | - | 0 | 0 | -
8257 | 0 | 0 | 0 | 0 | 0 | 0 | 0 | 0 | 0 | 0 | 8257 | 0 | 0 | 0 | 0 | 0 | 0 | 0 | 0 | 0 | 0 | 8257 | - | 0 | 0 | - | 0 | 0 | - | 0 | 0 | - | 8257 | - | 0 | 0 | - | 0 | 0 | - | 0 | 0 | -
8258 | 0 | 0 | 0 | 0 | 0 | 0 | 0 | 0 | 0 | 0 | 8258 | 0 | 0 | 0 | 0 | 0 | 0 | 0 | 0 | 0 | 0 | 8258 | - | 260.1872 | 0 | - | 0 | 0 | - | 0 | 0 | - | 8258 | - | 0 | 0 | - | 0 | 0 | - | 0 | 0 | -
8259 | 0 | 0 | 0 | 0 | 0 | 0 | 0 | 0 | 0 | 0 | 8259 | 0 | 0 | 0 | 0 | 0 | 0 | 0 | 0 | 0 | 0 | 8259 | - | 0 | 0 | - | 0 | 0 | - | 0 | 0 | - | 8259 | - | 0 | 0 | - | 0 | 0 | - | 0 | 0 | -
8260 | 0 | 0 | 0 | 0 | 0 | 0 | 0 | 0 | 0 | 0 | 8260 | 0 | 0 | 0 | 0 | 0 | 0 | 0 | 0 | 0 | 0 | 8260 | - | 0 | 0 | - | 0 | 0 | - | 0 | 0 | - | 8260 | - | 0 | 0 | - | 0 | 0 | - | 0 | 0 | -
8261 | 0 | 0 | 0 | 0 | 0 | 0 | 0 | 0 | 0 | 0 | 8261 | 0 | 0 | 0 | 0 | 0 | 0 | 0 | 0 | 0 | 0 | 8261 | - | 0 | 0 | - | 0 | 0 | - | 0 | 0 | - | 8261 | - | 0 | 0 | - | 0 | 0 | - | 0 | 0 | -
8262 | 0 | 0 | 0 | 0 | 0 | 0 | 0 | 0 | 0 | 0 | 8262 | 0 | 0 | 0 | 0 | 0 | 0 | 0 | 0 | 0 | 0 | 8262 | - | 0 | 0 | - | 0 | 0 | - | 0 | 0 | - | 8262 | - | 0 | 0 | - | 0 | 0 | - | 0 | 0 | -
8263 | 0 | 0 | 0 | 0 | 0 | 0 | 0 | 0 | 0 | 0 | 8263 | 0 | 0 | 0 | 0 | 0 | 0 | 0 | 0 | 0 | 0 | 8263 | - | 0 | 0 | - | 0 | 0 | - | 0 | 0 | - | 8263 | - | 0 | 0 | - | 0 | 0 | - | 0 | 0 | -
8264 | 0 | 0 | 0 | 0 | 0 | 0 | 0 | 0 | 0 | 0 | 8264 | 0 | 0 | 0 | 0 | 0 | 0 | 0 | 0 | 0 | 0 | 8264 | - | 0 | 0 | - | 0 | 0 | - | 0 | 0 | - | 8264 | - | 0 | 0 | - | 0 | 0 | - | 0 | 0 | -
8265 | 0 | 0 | 0 | 0 | 0 | 0 | 0 | 0 | 0 | 0 | 8265 | 0 | 0 | 0 | 0 | 0 | 0 | 0 | 0 | 0 | 0 | 8265 | - | 0 | 0 | - | 0 | 0 | - | 0 | 0 | - | 8265 | - | 0 | 0 | - | 0 | 0 | - | 114.4877 | 0 | -
8266 | 0 | 0 | 0 | 0 | 0 | 0 | 0 | 0 | 0 | 0 | 8266 | 0 | 0 | 0 | 0 | 128.1927 | 0 | 0 | 0 | 0 | 0 | 8266 | - | 0 | 0 | - | 0 | 0 | - | 0 | 0 | - | 8266 | - | 0 | 0 | - | 0 | 165.2185 | - | 91.4007 | 0 | -
8267 | 0 | 0 | 0 | 0 | 0 | 0 | 0 | 0 | 0 | 0 | 8267 | 0 | 0 | 0 | 0 | 0 | 0 | 0 | 0 | 0 | 0 | 8267 | - | 0 | 0 | - | 0 | 0 | - | 0 | 0 | - | 8267 | - | 0 | 0 | - | 500 | 0 | - | 107.5753 | 500 | -
8268 | 0 | 0 | 0 | 0 | 0 | 0 | 0 | 0 | 0 | 0 | 8268 | 0 | 0 | 0 | 186.6932 | 411.6932 | 0 | 0 | 0 | 0 | 0 | 8268 | - | 0 | 0 | - | 0 | 0 | - | 0 | 0 | - | 8268 | - | 0 | 0 | - | 0 | 500 | - | 271.6797 | 208.6749 | -
8269 | 0 | 0 | 0 | 0 | 0 | 0 | 0 | 0 | 0 | 0 | 8269 | 0 | 0 | 0 | 91.2658 | 0 | 0 | 0 | 0 | 0 | 0 | 8269 | - | 0 | 0 | - | 0 | 0 | - | 0 | 0 | - | 8269 | - | 0 | 0 | - | 500 | 500 | - | 500 | 500 | -
8270 | 0 | 0 | 0 | 0 | 0 | 0 | 0 | 0 | 0 | 0 | 8270 | 0 | 0 | 0 | 436.8412 | 0 | 0 | 162.1525 | 0 | 0 | 0 | 8270 | - | 0 | 0 | - | 0 | 0 | - | 0 | 0 | - | 8270 | - | 0 | 0 | - | 500 | 500 | - | 500 | 500 | -
8271 | 0 | 0 | 0 | 0 | 0 | 0 | 0 | 0 | 0 | 0 | 8271 | 12.8246 | 0 | 0 | 277.07 | 0 | 233.1 | 295.0502 | 400.0502 | 0 | 0 | 8271 | - | 0 | 0 | - | 0 | 0 | - | 0 | 0 | - | 8271 | - | 341.3897 | 337.6908 | - | 500 | 500 | - | 500 | 500 | -
8272 | 0 | 0 | 0 | 0 | 0 | 0 | 0 | 0 | 0 | 0 | 8272 | 156.368 | 0 | 0 | 408.0176 | 0 | 0 | 486.3728 | 490.0138 | 66.0201 | 0 | 8272 | - | 0 | 0 | - | 0 | 0 | - | 0 | 0 | - | 8272 | - | 359.7295 | 358.2544 | - | 500 | 500 | - | 500 | 500 | -
8273 | 0 | 0 | 0 | 0 | 0 | 0 | 0 | 0 | 0 | 0 | 8273 | 290.3525 | 0 | 0 | 0 | 0 | 0 | 557.1837 | 444.4481 | 171.086 | 0 | 8273 | - | 0 | 0 | - | 0 | 0 | - | 0 | 0 | - | 8273 | - | 487.4374 | 487.4374 | - | 500 | 500 | - | 500 | 500 | -
8274 | 0 | 0 | 0 | 0 | 0 | 0 | 0 | 0 | 0 | 0 | 8274 | 19.8034 | 0 | 0 | 167.4012 | 392.4012 | 0 | 264.5919 | 48.4196 | 85.2553 | 0 | 8274 | - | 0 | 0 | - | 0 | 0 | - | 0 | 0 | - | 8274 | - | 216.8034 | 19.8034 | - | 0 | 500 | - | 500 | 500 | -
8275 | 0 | 0 | 0 | 0 | 0 | 0 | 0 | 0 | 0 | 0 | 8275 | 75.9733 | 0 | 0 | 56.977 | 0 | 0 | 309.0464 | 0 | 0 | 0 | 8275 | - | 0 | 0 | - | 0 | 0 | - | 0 | 0 | - | 8275 | - | 432.3163 | 432.3163 | - | 500 | 234.7815 | - | 500 | 500 | -
8276 | 0 | 0 | 0 | 0 | 0 | 0 | 0 | 0 | 0 | 0 | 8276 | 0 | 0 | 0 | 0 | 0 | 0 | 0 | 0 | 0 | 0 | 8276 | - | 0 | 0 | - | 0 | 0 | - | 0 | 0 | - | 8276 | - | 145.9293 | 145.9293 | - | 500 | 500 | - | 500 | 500 | -
8277 | 0 | 0 | 0 | 0 | 0 | 0 | 0 | 0 | 0 | 0 | 8277 | 0 | 0 | 0 | 0 | 0 | 0 | 0 | 0 | 0 | 0 | 8277 | - | 0 | 0 | - | 0 | 0 | - | 0 | 0 | - | 8277 | - | 244.7286 | 71.3691 | - | 500 | 0 | - | 0 | 0 | -
8278 | 0 | 0 | 0 | 0 | 0 | 0 | 0 | 0 | 0 | 0 | 8278 | 0 | 0 | 0 | 0 | 0 | 0 | 0 | 0 | 0 | 0 | 8278 | - | 0 | 0 | - | 0 | 0 | - | 0 | 0 | - | 8278 | - | 0 | 0 | - | 0 | 0 | - | 0 | 0 | -
8279 | 0 | 0 | 0 | 0 | 0 | 0 | 0 | 0 | 0 | 0 | 8279 | 0 | 0 | 0 | 0 | 0 | 0 | 0 | 0 | 0 | 0 | 8279 | - | 0 | 0 | - | 0 | 0 | - | 0 | 0 | - | 8279 | - | 0 | 0 | - | 0 | 0 | - | 0 | 0 | -
8280 | 0 | 0 | 0 | 0 | 0 | 0 | 0 | 0 | 0 | 0 | 8280 | 0 | 0 | 0 | 0 | 0 | 0 | 0 | 0 | 0 | 0 | 8280 | - | 0 | 0 | - | 0 | 0 | - | 0 | 0 | - | 8280 | - | 0 | 0 | - | 0 | 0 | - | 0 | 0 | -
8281 | 0 | 0 | 0 | 0 | 0 | 0 | 0 | 0 | 0 | 0 | 8281 | 0 | 0 | 0 | 0 | 0 | 0 | 0 | 0 | 0 | 0 | 8281 | - | 0 | 0 | - | 0 | 0 | - | 0 | 0 | - | 8281 | - | 0 | 0 | - | 0 | 0 | - | 0 | 0 | -
8282 | 0 | 0 | 0 | 0 | 0 | 0 | 0 | 0 | 0 | 0 | 8282 | 0 | 0 | 0 | 0 | 0 | 0 | 0 | 0 | 0 | 0 | 8282 | - | 0 | 0 | - | 0 | 0 | - | 0 | 0 | - | 8282 | - | 0 | 0 | - | 0 | 0 | - | 0 | 0 | -
8283 | 0 | 0 | 0 | 0 | 0 | 0 | 0 | 0 | 0 | 0 | 8283 | 0 | 0 | 0 | 0 | 0 | 0 | 0 | 0 | 0 | 0 | 8283 | - | 0 | 0 | - | 0 | 0 | - | 0 | 0 | - | 8283 | - | 0 | 0 | - | 0 | 0 | - | 0 | 0 | -
8284 | 0 | 0 | 0 | 0 | 0 | 0 | 0 | 0 | 0 | 0 | 8284 | 0 | 0 | 0 | 0 | 0 | 0 | 0 | 0 | 0 | 0 | 8284 | - | 0 | 0 | - | 0 | 0 | - | 0 | 0 | - | 8284 | - | 0 | 0 | - | 0 | 0 | - | 0 | 0 | -
8285 | 0 | 0 | 0 | 0 | 0 | 0 | 0 | 0 | 0 | 0 | 8285 | 0 | 0 | 0 | 0 | 0 | 0 | 0 | 0 | 0 | 0 | 8285 | - | 0 | 0 | - | 0 | 0 | - | 0 | 0 | - | 8285 | - | 0 | 0 | - | 0 | 0 | - | 0 | 0 | -
8286 | 0 | 0 | 0 | 0 | 0 | 0 | 0 | 0 | 0 | 0 | 8286 | 0 | 0 | 0 | 0 | 0 | 0 | 0 | 0 | 0 | 0 | 8286 | - | 0 | 0 | - | 0 | 0 | - | 0 | 0 | - | 8286 | - | 0 | 0 | - | 0 | 0 | - | 0 | 0 | -
8287 | 0 | 0 | 0 | 0 | 0 | 0 | 0 | 0 | 0 | 0 | 8287 | 0 | 0 | 0 | 0 | 0 | 0 | 0 | 0 | 0 | 0 | 8287 | - | 0 | 0 | - | 0 | 0 | - | 0 | 0 | - | 8287 | - | 0 | 0 | - | 0 | 0 | - | 0 | 0 | -
8288 | 0 | 0 | 0 | 0 | 0 | 0 | 0 | 0 | 0 | 0 | 8288 | 0 | 0 | 0 | 0 | 0 | 0 | 0 | 0 | 0 | 0 | 8288 | - | 0 | 0 | - | 0 | 0 | - | 0 | 0 | - | 8288 | - | 0 | 0 | - | 0 | 0 | - | 0 | 0 | -
8289 | 0 | 0 | 0 | 0 | 0 | 0 | 0 | 0 | 0 | 0 | 8289 | 0 | 0 | 0 | 0 | 0 | 0 | 0 | 0 | 0 | 0 | 8289 | - | 0 | 0 | - | 0 | 0 | - | 0 | 0 | - | 8289 | - | 0 | 0 | - | 0 | 0 | - | 0 | 0 | -
8290 | 0 | 0 | 0 | 0 | 0 | 0 | 0 | 0 | 0 | 0 | 8290 | 0 | 0 | 0 | 0 | 0 | 0 | 0 | 0 | 0 | 0 | 8290 | - | 0 | 0 | - | 0 | 0 | - | 0 | 0 | - | 8290 | - | 0 | 0 | - | 0 | 0 | - | 0 | 0 | -
8291 | 0 | 0 | 0 | 0 | 0 | 0 | 0 | 0 | 0 | 0 | 8291 | 0 | 0 | 0 | 0 | 0 | 0 | 0 | 0 | 0 | 0 | 8291 | - | 0 | 0 | - | 0 | 0 | - | 0 | 0 | - | 8291 | - | 0 | 0 | - | 0 | 0 | - | 0 | 0 | -
8292 | 0 | 0 | 0 | 0 | 0 | 0 | 0 | 0 | 0 | 0 | 8292 | 0 | 0 | 0 | 0 | 0 | 0 | 0 | 0 | 0 | 0 | 8292 | - | 0 | 0 | - | 0 | 0 | - | 0 | 0 | - | 8292 | - | 0 | 0 | - | 0 | 0 | - | 0 | 0 | -
8293 | 0 | 0 | 0 | 0 | 0 | 0 | 0 | 0 | 0 | 0 | 8293 | 0 | 0 | 0 | 0 | 0 | 0 | 0 | 0 | 0 | 0 | 8293 | - | 0 | 0 | - | 0 | 0 | - | 0 | 0 | - | 8293 | - | 0 | 0 | - | 0 | 0 | - | 0 | 0 | -
8294 | 0 | 0 | 0 | 0 | 0 | 0 | 0 | 0 | 0 | 0 | 8294 | 0 | 0 | 0 | 0 | 0 | 0 | 0 | 0 | 0 | 0 | 8294 | - | 0 | 0 | - | 0 | 0 | - | 0 | 0 | - | 8294 | - | 0 | 0 | - | 0 | 0 | - | 0 | 0 | -
8295 | 0 | 0 | 0 | 0 | 0 | 0 | 0 | 0 | 0 | 0 | 8295 | 0 | 320.9035 | 161.1807 | 0 | 0 | 0 | 0 | 0 | 0 | 0 | 8295 | - | 0 | 0 | - | 0 | 0 | - | 0 | 0 | - | 8295 | - | 500 | 500 | - | 0 | 0 | - | 0 | 0 | -
8296 | 0 | 0 | 0 | 0 | 0 | 0 | 0 | 0 | 0 | 0 | 8296 | 285.3089 | 7.8123 | 0 | 0 | 0 | 0 | 0 | 0 | 0 | 0 | 8296 | - | 0 | 0 | - | 0 | 0 | - | 0 | 0 | - | 8296 | - | 468.0502 | 480.8338 | - | 500 | 0 | - | 0 | 0 | -
8297 | 0 | 0 | 0 | 0 | 0 | 0 | 0 | 0 | 0 | 0 | 8297 | 230.0075 | 0 | 0 | 339.7423 | 0 | 0 | 0 | 0 | 0 | 0 | 8297 | - | 0 | 0 | - | 0 | 0 | - | 0 | 0 | - | 8297 | - | 230.0075 | 230.0075 | - | 67.7226 | 500 | - | 0 | 4.1996 | -
8298 | 0 | 0 | 0 | 0 | 0 | 0 | 0 | 0 | 0 | 0 | 8298 | 225.4995 | 225.4995 | 0 | 110.3893 | 0 | 0 | 0 | 0 | 0 | 0 | 8298 | - | 0 | 0 | - | 0 | 0 | - | 0 | 0 | - | 8298 | - | 0 | 225.4995 | - | 332.2774 | 0 | - | 0 | 0 | -
8299 | 0 | 0 | 0 | 0 | 0 | 0 | 0 | 0 | 0 | 0 | 8299 | 192.1856 | 0 | 0 | 0 | 0 | 0 | 0 | 0 | 0 | 0 | 8299 | - | 0 | 0 | - | 0 | 0 | - | 0 | 0 | - | 8299 | - | 192.1856 | 192.1856 | - | 0 | 500 | - | 0 | 0 | -
8300 | 0 | 0 | 0 | 0 | 0 | 0 | 0 | 0 | 0 | 0 | 8300 | 137.2505 | 137.2505 | 0 | 0 | 450.6446 | 0 | 0 | 0 | 0 | 0 | 8300 | - | 0 | 0 | - | 0 | 0 | - | 0 | 0 | - | 8300 | - | 0 | 137.2505 | - | 0 | 0 | - | 0 | 0 | -
8301 | 0 | 0 | 0 | 0 | 0 | 0 | 0 | 0 | 0 | 0 | 8301 | 0 | 0 | 0 | 0 | 0 | 89.2614 | 0 | 0 | 0 | 0 | 8301 | - | 0 | 0 | - | 0 | 0 | - | 0 | 0 | - | 8301 | - | 82.2494 | 82.2494 | - | 0 | 0 | - | 0 | 0 | -
8302 | 0 | 0 | 0 | 0 | 0 | 0 | 0 | 0 | 0 | 0 | 8302 | 0 | 0 | 0 | 0 | 0 | 0 | 0 | 0 | 0 | 0 | 8302 | - | 0 | 0 | - | 0 | 0 | - | 0 | 0 | - | 8302 | - | 0 | 0 | - | 0 | 0 | - | 0 | 0 | -
8303 | 0 | 0 | 0 | 0 | 0 | 0 | 0 | 0 | 0 | 0 | 8303 | 0 | 0 | 0 | 0 | 0 | 0 | 0 | 0 | 0 | 0 | 8303 | - | 0 | 0 | - | 0 | 0 | - | 0 | 0 | - | 8303 | - | 0 | 0 | - | 0 | 0 | - | 0 | 0 | -
8304 | 0 | 0 | 0 | 0 | 0 | 0 | 0 | 0 | 0 | 0 | 8304 | 0 | 0 | 0 | 0 | 0 | 0 | 0 | 0 | 0 | 0 | 8304 | - | 0 | 0 | - | 0 | 0 | - | 0 | 0 | - | 8304 | - | 0 | 0 | - | 0 | 0 | - | 0 | 0 | -
8305 | 0 | 0 | 0 | 0 | 0 | 0 | 0 | 0 | 0 | 0 | 8305 | 0 | 0 | 0 | 0 | 0 | 0 | 0 | 0 | 0 | 0 | 8305 | - | 0 | 0 | - | 0 | 0 | - | 0 | 0 | - | 8305 | - | 0 | 0 | - | 0 | 0 | - | 0 | 0 | -
8306 | 0 | 0 | 0 | 0 | 0 | 0 | 0 | 0 | 0 | 0 | 8306 | 0 | 0 | 0 | 0 | 0 | 0 | 0 | 0 | 0 | 0 | 8306 | - | 0 | 0 | - | 0 | 0 | - | 0 | 0 | - | 8306 | - | 0 | 0 | - | 0 | 0 | - | 0 | 0 | -
8307 | 0 | 0 | 0 | 0 | 0 | 0 | 0 | 0 | 0 | 0 | 8307 | 0 | 0 | 0 | 0 | 0 | 0 | 0 | 0 | 0 | 0 | 8307 | - | 0 | 0 | - | 0 | 0 | - | 0 | 0 | - | 8307 | - | 0 | 0 | - | 0 | 0 | - | 0 | 0 | -
8308 | 0 | 0 | 0 | 0 | 0 | 0 | 0 | 0 | 0 | 0 | 8308 | 0 | 0 | 0 | 0 | 0 | 0 | 0 | 0 | 0 | 0 | 8308 | - | 0 | 0 | - | 0 | 0 | - | 0 | 0 | - | 8308 | - | 0 | 0 | - | 0 | 0 | - | 0 | 0 | -
8309 | 0 | 0 | 0 | 0 | 0 | 0 | 0 | 0 | 0 | 0 | 8309 | 0 | 0 | 0 | 0 | 0 | 0 | 0 | 0 | 0 | 0 | 8309 | - | 0 | 0 | - | 0 | 0 | - | 0 | 0 | - | 8309 | - | 0 | 0 | - | 0 | 0 | - | 0 | 0 | -
8310 | 0 | 0 | 0 | 0 | 0 | 0 | 0 | 0 | 0 | 0 | 8310 | 64.6202 | 0 | 0 | 0 | 0 | 0 | 0 | 0 | 0 | 0 | 8310 | - | 0 | 0 | - | 0 | 0 | - | 0 | 0 | - | 8310 | - | 64.6202 | 64.6202 | - | 0 | 0 | - | 180.9214 | 0 | -
8311 | 0 | 0 | 0 | 0 | 0 | 0 | 0 | 0 | 0 | 0 | 8311 | 176.0624 | 0 | 0 | 0 | 0 | 0 | 0 | 0 | 0 | 0 | 8311 | - | 0 | 0 | - | 0 | 0 | - | 0 | 0 | - | 8311 | - | 204.4729 | 204.4729 | - | 0 | 0 | - | 0 | 101.9475 | -
8312 | 0 | 0 | 0 | 0 | 0 | 0 | 0 | 0 | 0 | 0 | 8312 | 0 | 0 | 0 | 0 | 0 | 0 | 0 | 0 | 0 | 0 | 8312 | - | 0 | 0 | - | 0 | 0 | - | 0 | 0 | - | 8312 | - | 204.4171 | 204.4171 | - | 0 | 0 | - | 0 | 0 | -
8313 | 0 | 0 | 0 | 0 | 0 | 0 | 0 | 0 | 0 | 0 | 8313 | 0 | 0 | 0 | 0 | 0 | 0 | 0 | 0 | 0 | 0 | 8313 | - | 0 | 0 | - | 0 | 0 | - | 0 | 0 | - | 8313 | - | 55.092 | 55.092 | - | 0 | 0 | - | 0 | 0 | -
8314 | 0 | 0 | 0 | 0 | 0 | 0 | 0 | 0 | 0 | 0 | 8314 | 0 | 0 | 0 | 0 | 0 | 0 | 0 | 0 | 0 | 0 | 8314 | - | 0 | 0 | - | 0 | 0 | - | 0 | 0 | - | 8314 | - | 0 | 0 | - | 0 | 0 | - | 0 | 0 | -
8315 | 0 | 0 | 0 | 0 | 0 | 0 | 0 | 0 | 0 | 0 | 8315 | 0 | 0 | 0 | 0 | 0 | 0 | 0 | 0 | 0 | 0 | 8315 | - | 0 | 0 | - | 0 | 0 | - | 0 | 0 | - | 8315 | - | 0 | 0 | - | 0 | 0 | - | 0 | 0 | -
8316 | 0 | 0 | 0 | 0 | 0 | 0 | 0 | 0 | 0 | 0 | 8316 | 53.9114 | 0 | 0 | 0 | 0 | 0 | 0 | 0 | 0 | 0 | 8316 | - | 0 | 0 | - | 0 | 0 | - | 0 | 0 | - | 8316 | - | 53.9114 | 53.9114 | - | 0 | 0 | - | 0 | 0 | -
8317 | 0 | 0 | 0 | 0 | 0 | 0 | 0 | 0 | 0 | 0 | 8317 | 113.4454 | 0 | 0 | 0 | 0 | 0 | 0 | 0 | 0 | 0 | 8317 | - | 0 | 0 | - | 0 | 0 | - | 0 | 0 | - | 8317 | - | 113.4454 | 113.4454 | - | 0 | 0 | - | 0 | 0 | -
8318 | 0 | 0 | 0 | 0 | 0 | 0 | 0 | 0 | 0 | 0 | 8318 | 40.7844 | 0 | 0 | 0 | 0 | 0 | 0 | 0 | 0 | 0 | 8318 | - | 0 | 0 | - | 0 | 0 | - | 0 | 0 | - | 8318 | - | 40.7844 | 40.7844 | - | 0 | 0 | - | 0 | 0 | -
8319 | 0 | 0 | 0 | 0 | 0 | 0 | 0 | 0 | 0 | 0 | 8319 | 0 | 0 | 0 | 0 | 0 | 0 | 0 | 0 | 0 | 0 | 8319 | - | 0 | 0 | - | 0 | 0 | - | 0 | 0 | - | 8319 | - | 0 | 0 | - | 0 | 0 | - | 0 | 0 | -
8320 | 0 | 0 | 0 | 0 | 0 | 0 | 0 | 0 | 0 | 0 | 8320 | 0 | 0 | 0 | 0 | 0 | 0 | 0 | 0 | 0 | 0 | 8320 | - | 0 | 0 | - | 0 | 0 | - | 0 | 0 | - | 8320 | - | 0 | 0 | - | 0 | 0 | - | 396.1259 | 0 | -
8321 | 0 | 0 | 0 | 0 | 0 | 0 | 0 | 0 | 0 | 0 | 8321 | 0 | 0 | 0 | 0 | 0 | 0 | 0 | 0 | 0 | 0 | 8321 | - | 0 | 0 | - | 0 | 0 | - | 0 | 0 | - | 8321 | - | 0 | 0 | - | 0 | 0 | - | 0 | 156.3329 | -
8322 | 0 | 0 | 0 | 0 | 0 | 0 | 0 | 0 | 0 | 0 | 8322 | 0 | 0 | 0 | 0 | 0 | 0 | 0 | 0 | 0 | 0 | 8322 | - | 0 | 0 | - | 0 | 0 | - | 0 | 0 | - | 8322 | - | 0 | 0 | - | 0 | 0 | - | 237.8094 | 336.6391 | -
8323 | 0 | 0 | 0 | 0 | 0 | 0 | 0 | 0 | 0 | 0 | 8323 | 0 | 0 | 0 | 0 | 0 | 0 | 0 | 0 | 0 | 0 | 8323 | - | 0 | 0 | - | 0 | 0 | - | 0 | 0 | - | 8323 | - | 0 | 0 | - | 0 | 0 | - | 0 | 92.2061 | -
8324 | 0 | 0 | 0 | 0 | 0 | 0 | 0 | 0 | 0 | 0 | 8324 | 0 | 0 | 0 | 0 | 0 | 0 | 0 | 0 | 0 | 0 | 8324 | - | 0 | 0 | - | 0 | 0 | - | 0 | 0 | - | 8324 | - | 0 | 0 | - | 0 | 0 | - | 0 | 0 | -
8325 | 0 | 0 | 0 | 0 | 0 | 0 | 0 | 0 | 0 | 0 | 8325 | 0 | 0 | 0 | 0 | 0 | 0 | 0 | 0 | 0 | 0 | 8325 | - | 0 | 0 | - | 0 | 0 | - | 0 | 0 | - | 8325 | - | 0 | 0 | - | 0 | 0 | - | 0 | 0 | -
8326 | 0 | 0 | 0 | 0 | 0 | 0 | 0 | 0 | 0 | 0 | 8326 | 0 | 0 | 0 | 0 | 0 | 0 | 0 | 0 | 0 | 0 | 8326 | - | 0 | 0 | - | 0 | 0 | - | 95.9501 | 95.9501 | - | 8326 | - | 0 | 0 | - | 0 | 0 | - | 0 | 0 | -
8327 | 0 | 0 | 0 | 0 | 0 | 0 | 0 | 0 | 0 | 0 | 8327 | 0 | 0 | 0 | 0 | 0 | 0 | 0 | 0 | 0 | 0 | 8327 | - | 0 | 0 | - | 25.3276 | 25.3276 | - | 325.6662 | 325.6662 | - | 8327 | - | 0 | 0 | - | 0 | 0 | - | 0 | 0 | -
8328 | 0 | 0 | 0 | 172.7981 | 0 | 0 | 0 | 0 | 0 | 0 | 8328 | 0 | 0 | 0 | 0 | 0 | 0 | 0 | 0 | 0 | 0 | 8328 | - | 0 | 0 | - | 331.6497 | 331.6497 | - | 500 | 500 | - | 8328 | - | 0 | 0 | - | 0 | 0 | - | 0 | 0 | -
8329 | 0 | 0 | 0 | 392.1808 | 51.0324 | 11.3195 | 509.8543 | 362.8063 | 115.1778 | 0 | 8329 | 0 | 0 | 0 | 0 | 0 | 0 | 0 | 0 | 0 | 0 | 8329 | - | 0 | 0 | - | 500 | 500 | - | 500 | 500 | - | 8329 | - | 0 | 0 | - | 0 | 0 | - | 0 | 0 | -
8330 | 127.4307 | 0 | 0 | 424.2763 | 83.1279 | 43.415 | 926.5468 | 426.5468 | 233.1 | 127.4307 | 8330 | 0 | 0 | 0 | 0 | 0 | 0 | 0 | 0 | 0 | 127.4307 | 8330 | - | 0 | 0 | - | 500 | 500 | - | 500 | 500 | - | 8330 | - | 0 | 0 | - | 0 | 0 | - | 0 | 0 | -
8331 | 355.0991 | 0 | 0 | 483.6399 | 142.4915 | 102.7786 | 1004.0666 | 504.0666 | 30.9708 | 355.0991 | 8331 | 0 | 0 | 0 | 0 | 0 | 0 | 0 | 0 | 0 | 355.0991 | 8331 | - | 0 | 0 | - | 500 | 500 | - | 500 | 500 | - | 8331 | - | 0 | 0 | - | 0 | 0 | - | 0 | 0 | -
8332 | 302.3849 | 0 | 0 | 443.1168 | 101.9683 | 62.2554 | 0 | 333.5587 | 0 | 302.3849 | 8332 | 0 | 0 | 0 | 0 | 0 | 0 | 0 | 0 | 0 | 302.3849 | 8332 | - | 0 | 0 | - | 500 | 500 | - | 500 | 500 | - | 8332 | - | 0 | 0 | - | 0 | 0 | - | 0 | 0 | -
8333 | 0 | 0 | 0 | 406.307 | 65.1585 | 25.4456 | 0 | 0 | 0 | 0 | 8333 | 0 | 0 | 0 | 0 | 0 | 0 | 0 | 0 | 0 | 0 | 8333 | - | 0 | 0 | - | 500 | 500 | - | 500 | 500 | - | 8333 | - | 0 | 0 | - | 0 | 0 | - | 0 | 0 | -
8334 | 0 | 0 | 0 | 118.1487 | 89.968 | 50.2551 | 0 | 0 | 0 | 0 | 8334 | 0 | 0 | 0 | 0 | 0 | 0 | 0 | 0 | 0 | 0 | 8334 | - | 0 | 0 | - | 500 | 500 | - | 500 | 500 | - | 8334 | - | 0 | 0 | - | 0 | 0 | - | 0 | 0 | -
8335 | 0 | 0 | 0 | 0 | 137.8404 | 83.7793 | 0 | 0 | 0 | 0 | 8335 | 0 | 0 | 0 | 0 | 0 | 0 | 0 | 0 | 0 | 0 | 8335 | - | 0 | 0 | - | 500 | 500 | - | 271.5429 | 298.677 | - | 8335 | - | 0 | 0 | - | 0 | 0 | - | 0 | 0 | -
8336 | 0 | 0 | 0 | 0 | 705.1685 | 0 | 0 | 0 | 0 | 0 | 8336 | 0 | 0 | 0 | 0 | 0 | 0 | 0 | 0 | 0 | 0 | 8336 | - | 0 | 0 | - | 500 | 500 | - | 0 | 0 | - | 8336 | - | 0 | 0 | - | 0 | 0 | - | 0 | 0 | -
8337 | 0 | 0 | 0 | 0 | 250.2228 | 0 | 0 | 0 | 0 | 0 | 8337 | 0 | 0 | 0 | 0 | 0 | 0 | 0 | 0 | 0 | 0 | 8337 | - | 0 | 0 | - | 500 | 500 | - | 0 | 0 | - | 8337 | - | 0 | 0 | - | 0 | 0 | - | 0 | 0 | -
8338 | 0 | 0 | 0 | 0 | 0 | 0 | 0 | 0 | 0 | 0 | 8338 | 0 | 0 | 0 | 0 | 0 | 0 | 0 | 0 | 0 | 0 | 8338 | - | 0 | 0 | - | 34.6809 | 34.6809 | - | 127.8284 | 100.6943 | - | 8338 | - | 0 | 0 | - | 0 | 0 | - | 0 | 0 | -
8339 | 0 | 0 | 0 | 0 | 0 | 0 | 0 | 0 | 0 | 0 | 8339 | 0 | 0 | 0 | 0 | 0 | 0 | 0 | 0 | 0 | 0 | 8339 | - | 0 | 0 | - | 0 | 0 | - | 0 | 0 | - | 8339 | - | 0 | 0 | - | 0 | 0 | - | 0 | 0 | -
8340 | 0 | 0 | 0 | 0 | 0 | 0 | 0 | 0 | 0 | 0 | 8340 | 0 | 0 | 0 | 0 | 0 | 0 | 0 | 0 | 0 | 0 | 8340 | - | 0 | 0 | - | 0 | 0 | - | 0 | 0 | - | 8340 | - | 0 | 0 | - | 63.3636 | 63.3636 | - | 0 | 0 | -
8341 | 0 | 0 | 0 | 0 | 0 | 0 | 0 | 0 | 0 | 0 | 8341 | 0 | 0 | 0 | 0 | 0 | 0 | 0 | 0 | 0 | 0 | 8341 | - | 0 | 0 | - | 0 | 0 | - | 0 | 0 | - | 8341 | - | 0 | 0 | - | 500 | 500 | - | 500 | 500 | -
8342 | 0 | 0 | 0 | 0 | 0 | 0 | 0 | 0 | 0 | 0 | 8342 | 0 | 0 | 0 | 0 | 0 | 0 | 0 | 0 | 0 | 0 | 8342 | - | 0 | 0 | - | 0 | 0 | - | 0 | 0 | - | 8342 | - | 0 | 0 | - | 500 | 500 | - | 500 | 500 | -
8343 | 0 | 0 | 0 | 0 | 0 | 0 | 0 | 0 | 0 | 0 | 8343 | 0 | 0 | 0 | 314.9908 | 0 | 0 | 0 | 0 | 0 | 0 | 8343 | - | 0 | 0 | - | 0 | 0 | - | 0 | 0 | - | 8343 | - | 0 | 0 | - | 500 | 500 | - | 500 | 500 | -
8344 | 0 | 0 | 0 | 0 | 0 | 0 | 0 | 0 | 0 | 0 | 8344 | 0 | 0 | 0 | 0 | 0 | 29.647 | 0 | 65.5006 | 0 | 0 | 8344 | - | 0 | 0 | - | 0 | 0 | - | 0 | 0 | - | 8344 | - | 0 | 0 | - | 500 | 500 | - | 500 | 500 | -
8345 | 0 | 0 | 0 | 0 | 0 | 0 | 0 | 0 | 0 | 0 | 8345 | 0 | 0 | 0 | 971.7337 | 0 | 0 | 401.6336 | 325.2484 | 0 | 0 | 8345 | - | 0 | 0 | - | 0 | 0 | - | 0 | 0 | - | 8345 | - | 0 | 0 | - | 500 | 500 | - | 500 | 500 | -
8346 | 0 | 0 | 0 | 0 | 0 | 0 | 0 | 0 | 0 | 0 | 8346 | 297.6878 | 0 | 0 | 0 | 751.3539 | 59.6144 | 970.8701 | 610.1771 | 89.2614 | 0 | 8346 | - | 0 | 0 | - | 0 | 0 | - | 0 | 0 | - | 8346 | - | 0 | 0 | - | 500 | 500 | - | 500 | 500 | -
8347 | 0 | 0 | 0 | 0 | 0 | 0 | 0 | 0 | 0 | 0 | 8347 | 369.4896 | 0 | 0 | 787.6731 | 631.5778 | 233.1 | 701.8939 | 382.0056 | 233.1 | 0 | 8347 | - | 0 | 0 | - | 0 | 0 | - | 0 | 0 | - | 8347 | - | 0 | 0 | - | 500 | 500 | - | 500 | 500 | -
8348 | 0 | 0 | 0 | 0 | 0 | 0 | 0 | 0 | 0 | 0 | 8348 | 0 | 0 | 0 | 0 | 0 | 0 | 0 | 0 | 0 | 0 | 8348 | - | 0 | 0 | - | 0 | 0 | - | 0 | 0 | - | 8348 | - | 0 | 0 | - | 39.4831 | 39.4831 | - | 0 | 0 | -
8349 | 0 | 0 | 0 | 0 | 0 | 0 | 0 | 0 | 0 | 0 | 8349 | 0 | 0 | 0 | 0 | 0 | 0 | 0 | 0 | 0 | 0 | 8349 | - | 0 | 0 | - | 0 | 0 | - | 0 | 0 | - | 8349 | - | 0 | 0 | - | 154.512 | 154.512 | - | 0 | 0 | -
8350 | 0 | 0 | 0 | 0 | 0 | 0 | 0 | 0 | 0 | 0 | 8350 | 0 | 0 | 0 | 0 | 0 | 0 | 0 | 0 | 0 | 0 | 8350 | - | 0 | 0 | - | 0 | 0 | - | 0 | 0 | - | 8350 | - | 0 | 0 | - | 147.8971 | 147.8971 | - | 0 | 0 | -
8351 | 0 | 0 | 0 | 0 | 0 | 0 | 0 | 0 | 0 | 0 | 8351 | 0 | 0 | 0 | 0 | 0 | 0 | 0 | 0 | 0 | 0 | 8351 | - | 0 | 0 | - | 0 | 0 | - | 0 | 0 | - | 8351 | - | 0 | 0 | - | 56.9874 | 56.9874 | - | 0 | 0 | -
8352 | 0 | 0 | 0 | 0 | 0 | 0 | 0 | 0 | 0 | 0 | 8352 | 0 | 0 | 0 | 0 | 0 | 0 | 0 | 0 | 0 | 0 | 8352 | - | 0 | 0 | - | 0 | 0 | - | 0 | 0 | - | 8352 | - | 0 | 0 | - | 0 | 0 | - | 0 | 0 | -
8353 | 0 | 0 | 0 | 0 | 0 | 0 | 0 | 0 | 0 | 0 | 8353 | 0 | 0 | 0 | 0 | 0 | 0 | 0 | 0 | 0 | 0 | 8353 | - | 0 | 0 | - | 0 | 0 | - | 0 | 0 | - | 8353 | - | 0 | 0 | - | 0 | 0 | - | 0 | 0 | -
8354 | 0 | 0 | 0 | 0 | 0 | 0 | 0 | 0 | 0 | 0 | 8354 | 0 | 0 | 0 | 0 | 0 | 0 | 0 | 0 | 0 | 0 | 8354 | - | 0 | 0 | - | 0 | 0 | - | 0 | 0 | - | 8354 | - | 0 | 0 | - | 0 | 0 | - | 0 | 0 | -
8355 | 0 | 0 | 0 | 0 | 0 | 0 | 0 | 0 | 0 | 0 | 8355 | 0 | 0 | 0 | 0 | 0 | 0 | 0 | 0 | 0 | 0 | 8355 | - | 0 | 0 | - | 0 | 0 | - | 0 | 0 | - | 8355 | - | 0 | 0 | - | 0 | 0 | - | 0 | 0 | -
8356 | 0 | 0 | 0 | 0 | 0 | 0 | 0 | 0 | 0 | 0 | 8356 | 0 | 0 | 0 | 0 | 0 | 0 | 0 | 0 | 0 | 0 | 8356 | - | 0 | 0 | - | 0 | 0 | - | 0 | 0 | - | 8356 | - | 0 | 0 | - | 0 | 0 | - | 0 | 0 | -
8357 | 0 | 0 | 0 | 0 | 0 | 0 | 0 | 0 | 0 | 0 | 8357 | 0 | 0 | 0 | 0 | 0 | 0 | 0 | 0 | 0 | 0 | 8357 | - | 0 | 0 | - | 0 | 0 | - | 0 | 0 | - | 8357 | - | 0 | 0 | - | 0 | 0 | - | 0 | 0 | -
8358 | 0 | 0 | 0 | 0 | 0 | 0 | 0 | 0 | 0 | 0 | 8358 | 0 | 0 | 0 | 0 | 0 | 0 | 0 | 0 | 0 | 0 | 8358 | - | 0 | 0 | - | 0 | 0 | - | 0 | 0 | - | 8358 | - | 0 | 0 | - | 0 | 0 | - | 0 | 0 | -
8359 | 0 | 0 | 0 | 0 | 0 | 0 | 0 | 0 | 0 | 0 | 8359 | 0 | 0 | 0 | 0 | 0 | 0 | 0 | 0 | 0 | 0 | 8359 | - | 0 | 0 | - | 0 | 0 | - | 0 | 0 | - | 8359 | - | 0 | 0 | - | 0 | 0 | - | 0 | 0 | -
8360 | 0 | 0 | 0 | 0 | 0 | 0 | 0 | 0 | 0 | 0 | 8360 | 0 | 0 | 0 | 0 | 0 | 0 | 0 | 0 | 0 | 0 | 8360 | - | 0 | 0 | - | 0 | 0 | - | 0 | 0 | - | 8360 | - | 0 | 0 | - | 0 | 0 | - | 0 | 0 | -
8361 | 0 | 0 | 0 | 0 | 0 | 0 | 0 | 0 | 0 | 0 | 8361 | 0 | 0 | 0 | 0 | 0 | 0 | 0 | 0 | 0 | 0 | 8361 | - | 0 | 0 | - | 0 | 0 | - | 0 | 0 | - | 8361 | - | 0 | 0 | - | 0 | 0 | - | 0 | 0 | -
8362 | 0 | 0 | 0 | 0 | 0 | 0 | 0 | 0 | 0 | 0 | 8362 | 0 | 0 | 0 | 0 | 0 | 0 | 0 | 0 | 0 | 0 | 8362 | - | 0 | 0 | - | 0 | 0 | - | 0 | 0 | - | 8362 | - | 0 | 0 | - | 0 | 0 | - | 0 | 0 | -
8363 | 0 | 0 | 0 | 0 | 0 | 0 | 0 | 0 | 0 | 0 | 8363 | 0 | 0 | 0 | 0 | 0 | 0 | 0 | 0 | 0 | 0 | 8363 | - | 0 | 0 | - | 0 | 0 | - | 0 | 0 | - | 8363 | - | 0 | 0 | - | 0 | 0 | - | 0 | 0 | -
8364 | 0 | 0 | 0 | 0 | 0 | 0 | 0 | 0 | 0 | 0 | 8364 | 0 | 0 | 0 | 0 | 0 | 0 | 0 | 0 | 0 | 0 | 8364 | - | 0 | 0 | - | 0 | 0 | - | 0 | 0 | - | 8364 | - | 0 | 0 | - | 0 | 0 | - | 0 | 0 | -
8365 | 0 | 0 | 0 | 0 | 0 | 0 | 0 | 0 | 0 | 0 | 8365 | 0 | 0 | 0 | 0 | 0 | 0 | 0 | 0 | 0 | 0 | 8365 | - | 0 | 0 | - | 0 | 0 | - | 0 | 0 | - | 8365 | - | 0 | 0 | - | 0 | 0 | - | 0 | 0 | -
8366 | 0 | 0 | 0 | 0 | 0 | 0 | 0 | 0 | 0 | 0 | 8366 | 0 | 0 | 0 | 0 | 0 | 0 | 0 | 0 | 0 | 0 | 8366 | - | 0 | 0 | - | 0 | 0 | - | 0 | 0 | - | 8366 | - | 0 | 0 | - | 0 | 0 | - | 0 | 0 | -
8367 | 0 | 0 | 0 | 0 | 0 | 0 | 0 | 0 | 0 | 0 | 8367 | 0 | 0 | 0 | 0 | 0 | 0 | 0 | 0 | 0 | 0 | 8367 | - | 0 | 0 | - | 0 | 0 | - | 0 | 0 | - | 8367 | - | 0 | 0 | - | 0 | 0 | - | 0 | 0 | -
8368 | 0 | 0 | 0 | 0 | 0 | 0 | 0 | 0 | 189.6243 | 0 | 8368 | 0 | 0 | 0 | 0 | 0 | 0 | 0 | 0 | 0 | 0 | 8368 | - | 0 | 0 | - | 0 | 0 | - | 0 | 0 | - | 8368 | - | 0 | 0 | - | 0 | 0 | - | 0 | 0 | -
8369 | 0 | 0 | 0 | 0 | 0 | 0 | 0 | 0 | 0 | 0 | 8369 | 0 | 0 | 0 | 0 | 0 | 0 | 0 | 0 | 0 | 0 | 8369 | - | 0 | 0 | - | 0 | 0 | - | 0 | 0 | - | 8369 | - | 0 | 0 | - | 0 | 0 | - | 0 | 0 | -
8370 | 0 | 0 | 0 | 0 | 0 | 0 | 0 | 0 | 0 | 0 | 8370 | 0 | 0 | 0 | 0 | 0 | 0 | 0 | 0 | 0 | 0 | 8370 | - | 0 | 0 | - | 0 | 0 | - | 0 | 0 | - | 8370 | - | 0 | 0 | - | 0 | 0 | - | 0 | 0 | -
8371 | 0 | 0 | 0 | 0 | 0 | 0 | 0 | 0 | 0 | 0 | 8371 | 0 | 0 | 0 | 0 | 0 | 0 | 0 | 0 | 0 | 0 | 8371 | - | 0 | 0 | - | 0 | 0 | - | 0 | 0 | - | 8371 | - | 0 | 0 | - | 0 | 0 | - | 0 | 0 | -
8372 | 0 | 0 | 0 | 0 | 0 | 0 | 0 | 0 | 0 | 0 | 8372 | 0 | 0 | 0 | 0 | 0 | 0 | 0 | 0 | 0 | 0 | 8372 | - | 0 | 0 | - | 0 | 0 | - | 0 | 0 | - | 8372 | - | 0 | 0 | - | 0 | 0 | - | 0 | 0 | -
8373 | 0 | 0 | 0 | 0 | 0 | 0 | 0 | 0 | 0 | 0 | 8373 | 0 | 0 | 0 | 0 | 0 | 0 | 0 | 0 | 0 | 0 | 8373 | - | 0 | 0 | - | 0 | 0 | - | 0 | 0 | - | 8373 | - | 0 | 0 | - | 0 | 0 | - | 0 | 0 | -
8374 | 0 | 0 | 0 | 0 | 0 | 0 | 0 | 0 | 0 | 0 | 8374 | 0 | 0 | 0 | 0 | 0 | 0 | 0 | 0 | 0 | 0 | 8374 | - | 0 | 0 | - | 0 | 0 | - | 0 | 0 | - | 8374 | - | 0 | 0 | - | 0 | 0 | - | 0 | 0 | -
8375 | 0 | 0 | 0 | 0 | 0 | 0 | 0 | 0 | 0 | 0 | 8375 | 0 | 0 | 0 | 0 | 0 | 0 | 0 | 0 | 0 | 0 | 8375 | - | 0 | 0 | - | 0 | 0 | - | 0 | 0 | - | 8375 | - | 0 | 0 | - | 0 | 0 | - | 0 | 0 | -
8376 | 0 | 0 | 0 | 0 | 0 | 0 | 0 | 0 | 0 | 0 | 8376 | 0 | 0 | 0 | 0 | 0 | 0 | 0 | 0 | 0 | 0 | 8376 | - | 0 | 0 | - | 0 | 0 | - | 0 | 0 | - | 8376 | - | 0 | 0 | - | 0 | 0 | - | 0 | 0 | -
8377 | 0 | 0 | 0 | 0 | 0 | 0 | 0 | 0 | 0 | 0 | 8377 | 0 | 0 | 0 | 0 | 0 | 0 | 0 | 0 | 0 | 0 | 8377 | - | 0 | 0 | - | 333.3333 | 333.3333 | - | 0 | 0 | - | 8377 | - | 0 | 0 | - | 0 | 0 | - | 0 | 0 | -
8378 | 0 | 0 | 0 | 0 | 0 | 0 | 0 | 0 | 0 | 0 | 8378 | 0 | 0 | 0 | 0 | 0 | 0 | 0 | 0 | 0 | 0 | 8378 | - | 0 | 0 | - | 500 | 500 | - | 500 | 0 | - | 8378 | - | 0 | 0 | - | 0 | 0 | - | 0 | 0 | -
8379 | 0 | 0 | 0 | 0 | 0 | 0 | 0 | 0 | 0 | 0 | 8379 | 0 | 0 | 0 | 0 | 0 | 0 | 0 | 0 | 0 | 0 | 8379 | - | 0 | 0 | - | 500 | 500 | - | 500 | 500 | - | 8379 | - | 0 | 0 | - | 0 | 0 | - | 0 | 0 | -
8380 | 0 | 100.3213 | 0 | 0 | 0 | 0 | 0 | 0 | 0 | 0 | 8380 | 0 | 0 | 0 | 0 | 0 | 0 | 0 | 0 | 0 | 0 | 8380 | - | 500 | 500 | - | 500 | 500 | - | 0 | 500 | - | 8380 | - | 0 | 0 | - | 0 | 0 | - | 0 | 0 | -
8381 | 0 | 266.4958 | 45.8583 | 0 | 0 | 0 | 0 | 0 | 0 | 0 | 8381 | 0 | 0 | 0 | 0 | 0 | 0 | 0 | 0 | 0 | 0 | 8381 | - | 500 | 500 | - | 0 | 500 | - | 0 | 333.3333 | - | 8381 | - | 0 | 0 | - | 0 | 0 | - | 0 | 0 | -
8382 | 0 | 0 | 0 | 0 | 0 | 189.6243 | 0 | 0 | 0 | 0 | 8382 | 0 | 0 | 0 | 0 | 0 | 0 | 0 | 0 | 0 | 0 | 8382 | - | 342.4229 | 444.4407 | - | 500 | 500 | - | 500 | 0 | - | 8382 | - | 0 | 0 | - | 0 | 0 | - | 0 | 0 | -
8383 | 0 | 0 | 0 | 0 | 0 | 0 | 0 | 0 | 0 | 0 | 8383 | 0 | 0 | 0 | 0 | 0 | 0 | 0 | 0 | 0 | 0 | 8383 | - | 0 | 0 | - | 500 | 500 | - | 500 | 0 | - | 8383 | - | 0 | 0 | - | 0 | 0 | - | 0 | 0 | -
8384 | 0 | 0 | 0 | 0 | 0 | 0 | 0 | 0 | 0 | 0 | 8384 | 0 | 0 | 0 | 0 | 0 | 0 | 0 | 0 | 0 | 0 | 8384 | - | 0 | 0 | - | 500 | 0 | - | 0 | 0 | - | 8384 | - | 0 | 0 | - | 0 | 0 | - | 0 | 0 | -
8385 | 0 | 0 | 0 | 0 | 0 | 0 | 0 | 0 | 0 | 0 | 8385 | 0 | 0 | 0 | 0 | 0 | 0 | 0 | 0 | 0 | 0 | 8385 | - | 0 | 0 | - | 0 | 0 | - | 0 | 0 | - | 8385 | - | 0 | 0 | - | 0 | 0 | - | 0 | 0 | -
8386 | 0 | 0 | 0 | 0 | 0 | 0 | 0 | 0 | 0 | 0 | 8386 | 0 | 0 | 0 | 0 | 0 | 0 | 0 | 0 | 0 | 0 | 8386 | - | 0 | 0 | - | 0 | 0 | - | 0 | 0 | - | 8386 | - | 0 | 0 | - | 0 | 0 | - | 0 | 0 | -
8387 | 0 | 0 | 0 | 0 | 0 | 0 | 0 | 0 | 0 | 0 | 8387 | 0 | 0 | 0 | 0 | 0 | 0 | 0 | 0 | 0 | 0 | 8387 | - | 0 | 0 | - | 0 | 0 | - | 0 | 500 | - | 8387 | - | 0 | 0 | - | 0 | 0 | - | 0 | 0 | -
8388 | 0 | 0 | 0 | 0 | 0 | 0 | 0 | 0 | 0 | 0 | 8388 | 0 | 0 | 0 | 0 | 0 | 0 | 0 | 0 | 0 | 0 | 8388 | - | 0 | 0 | - | 0 | 0 | - | 333.3333 | 0 | - | 8388 | - | 0 | 0 | - | 0 | 0 | - | 0 | 0 | -
8389 | 0 | 0 | 0 | 0 | 0 | 0 | 0 | 0 | 0 | 0 | 8389 | 0 | 0 | 0 | 0 | 0 | 0 | 0 | 0 | 0 | 0 | 8389 | - | 0 | 0 | - | 0 | 0 | - | 500 | 0 | - | 8389 | - | 0 | 0 | - | 0 | 0 | - | 0 | 0 | -
8390 | 0 | 0 | 0 | 0 | 0 | 0 | 0 | 0 | 0 | 0 | 8390 | 0 | 0 | 0 | 0 | 0 | 0 | 0 | 0 | 0 | 0 | 8390 | - | 0 | 0 | - | 0 | 0 | - | 0 | 0 | - | 8390 | - | 0 | 0 | - | 0 | 0 | - | 0 | 0 | -
8391 | 0 | 0 | 0 | 0 | 0 | 0 | 0 | 0 | 0 | 0 | 8391 | 0 | 0 | 0 | 0 | 0 | 0 | 0 | 0 | 0 | 0 | 8391 | - | 0 | 0 | - | 0 | 0 | - | 0 | 0 | - | 8391 | - | 0 | 0 | - | 0 | 0 | - | 0 | 0 | -
8392 | 0 | 0 | 0 | 0 | 0 | 0 | 0 | 0 | 0 | 0 | 8392 | 0 | 0 | 0 | 0 | 0 | 0 | 0 | 0 | 0 | 0 | 8392 | - | 388.0101 | 500 | - | 0 | 0 | - | 500 | 0 | - | 8392 | - | 0 | 0 | - | 0 | 0 | - | 0 | 0 | -
8393 | 0 | 0 | 0 | 0 | 0 | 0 | 0 | 0 | 0 | 0 | 8393 | 0 | 0 | 0 | 0 | 0 | 0 | 0 | 0 | 0 | 0 | 8393 | - | 102.9004 | 0 | - | 0 | 0 | - | 0 | 0 | - | 8393 | - | 0 | 0 | - | 0 | 0 | - | 0 | 0 | -
8394 | 0 | 0 | 0 | 0 | 0 | 0 | 0 | 0 | 0 | 0 | 8394 | 0 | 0 | 0 | 0 | 0 | 0 | 0 | 0 | 0 | 0 | 8394 | - | 0 | 0 | - | 0 | 0 | - | 0 | 0 | - | 8394 | - | 0 | 0 | - | 0 | 0 | - | 0 | 0 | -
8395 | 0 | 0 | 0 | 0 | 0 | 0 | 0 | 0 | 0 | 0 | 8395 | 0 | 0 | 0 | 0 | 0 | 0 | 0 | 0 | 0 | 0 | 8395 | - | 0 | 0 | - | 0 | 0 | - | 0 | 0 | - | 8395 | - | 0 | 0 | - | 0 | 0 | - | 0 | 0 | -
8396 | 0 | 0 | 0 | 0 | 813.4892 | 0 | 0 | 813.4892 | 0 | 0 | 8396 | 0 | 0 | 0 | 0 | 0 | 0 | 0 | 0 | 0 | 0 | 8396 | - | 0 | 71.4614 | - | 0 | 0 | - | 0 | 0 | - | 8396 | - | 0 | 0 | - | 0 | 0 | - | 0 | 0 | -
8397 | 0 | 0 | 0 | 1220.2338 | 0 | 0 | 1220.2338 | 0 | 0 | 0 | 8397 | 0 | 0 | 0 | 0 | 0 | 0 | 0 | 0 | 0 | 0 | 8397 | - | 0 | 0 | - | 0 | 0 | - | 0 | 500 | - | 8397 | - | 0 | 0 | - | 0 | 0 | - | 0 | 0 | -
8398 | 0 | 0 | 0 | 0 | 0 | 0 | 0 | 0 | 0 | 0 | 8398 | 0 | 0 | 0 | 0 | 0 | 0 | 0 | 0 | 0 | 0 | 8398 | - | 500 | 317.4312 | - | 0 | 0 | - | 0 | 0 | - | 8398 | - | 0 | 0 | - | 0 | 0 | - | 0 | 0 | -
8399 | 630.7004 | 55.7898 | 0 | 0 | 0 | 0 | 0 | 0 | 0 | 630.7004 | 8399 | 0 | 0 | 0 | 0 | 0 | 0 | 0 | 0 | 0 | 630.7004 | 8399 | - | 500 | 500 | - | 0 | 0 | - | 0 | 500 | - | 8399 | - | 0 | 0 | - | 0 | 0 | - | 0 | 0 | -
8400 | 589.5334 | 390.8823 | 143.766 | 0 | 0 | 0 | 0 | 0 | 0 | 589.5334 | 8400 | 0 | 0 | 0 | 0 | 0 | 0 | 0 | 0 | 0 | 589.5334 | 8400 | - | 500 | 500 | - | 0 | 0 | - | 0 | 500 | - | 8400 | - | 0 | 0 | - | 0 | 0 | - | 0 | 0 | -
8401 | 576.7952 | 76.7952 | 76.7952 | 0 | 0 | 0 | 0 | 0 | 0 | 576.7952 | 8401 | 0 | 0 | 0 | 0 | 0 | 0 | 0 | 0 | 0 | 576.7952 | 8401 | - | 500 | 500 | - | 500 | 500 | - | 0 | 0 | - | 8401 | - | 0 | 0 | - | 0 | 0 | - | 0 | 0 | -
8402 | 486.0573 | 210.0991 | 74.887 | 0 | 0 | 0 | 0 | 0 | 0 | 486.0573 | 8402 | 0 | 0 | 0 | 0 | 0 | 0 | 0 | 0 | 0 | 486.0573 | 8402 | - | 500 | 500 | - | 500 | 500 | - | 500 | 0 | - | 8402 | - | 0 | 0 | - | 0 | 0 | - | 0 | 0 | -
8403 | 157.3814 | 38.4845 | 37.9422 | 0 | 0 | 0 | 0 | 0 | 0 | 157.3814 | 8403 | 0 | 0 | 0 | 0 | 0 | 0 | 0 | 0 | 0 | 157.3814 | 8403 | - | 500 | 500 | - | 500 | 500 | - | 500 | 0 | - | 8403 | - | 0 | 0 | - | 0 | 0 | - | 0 | 0 | -
8404 | 0 | 488.1105 | 0 | 0 | 0 | 0 | 0 | 0 | 0 | 0 | 8404 | 0 | 0 | 0 | 0 | 0 | 0 | 0 | 0 | 0 | 0 | 8404 | - | 500 | 500 | - | 500 | 500 | - | 500 | 0 | - | 8404 | - | 0 | 0 | - | 0 | 0 | - | 0 | 0 | -
8405 | 0 | 0 | 0 | 1220.2338 | 813.4892 | 0 | 0 | 0 | 0 | 0 | 8405 | 0 | 0 | 0 | 0 | 0 | 0 | 0 | 0 | 0 | 0 | 8405 | - | 424.2016 | 392.8543 | - | 500 | 0 | - | 500 | 0 | - | 8405 | - | 0 | 0 | - | 0 | 0 | - | 0 | 0 | -
8406 | 0 | 0 | 0 | 0 | 0 | 189.6243 | 0 | 0 | 0 | 0 | 8406 | 0 | 0 | 0 | 0 | 0 | 0 | 0 | 0 | 0 | 0 | 8406 | - | 410.0878 | 410.0878 | - | 333.3333 | 359.7654 | - | 500 | 0 | - | 8406 | - | 0 | 0 | - | 0 | 0 | - | 0 | 0 | -
8407 | 0 | 0 | 0 | 0 | 0 | 0 | 0 | 0 | 0 | 0 | 8407 | 0 | 0 | 0 | 0 | 0 | 0 | 0 | 0 | 0 | 0 | 8407 | - | 480.9029 | 500 | - | 500 | 500 | - | 0 | 228.0968 | - | 8407 | - | 0 | 0 | - | 0 | 0 | - | 0 | 0 | -
8408 | 0 | 0 | 0 | 0 | 0 | 0 | 1220.2338 | 0 | 0 | 0 | 8408 | 0 | 0 | 0 | 0 | 0 | 0 | 0 | 0 | 0 | 0 | 8408 | - | 18.141 | 30.3912 | - | 0 | 473.5679 | - | 0 | 500 | - | 8408 | - | 0 | 0 | - | 0 | 0 | - | 0 | 0 | -
8409 | 0 | 0 | 0 | 0 | 0 | 0 | 0 | 0 | 189.6243 | 0 | 8409 | 0 | 0 | 0 | 0 | 0 | 0 | 0 | 0 | 0 | 0 | 8409 | - | 0 | 0 | - | 0 | 0 | - | 0 | 0 | - | 8409 | - | 0 | 0 | - | 0 | 0 | - | 0 | 0 | -
8410 | 0 | 0 | 0 | 0 | 0 | 0 | 0 | 330.8981 | 0 | 0 | 8410 | 0 | 0 | 0 | 0 | 0 | 0 | 0 | 0 | 0 | 0 | 8410 | - | 0 | 0 | - | 0 | 0 | - | 0 | 500 | - | 8410 | - | 0 | 0 | - | 0 | 0 | - | 0 | 0 | -
8411 | 0 | 0 | 0 | 0 | 0 | 0 | 0 | 482.5911 | 0 | 0 | 8411 | 0 | 0 | 0 | 0 | 0 | 0 | 0 | 0 | 0 | 0 | 8411 | - | 0 | 0 | - | 0 | 0 | - | 500 | 0 | - | 8411 | - | 0 | 0 | - | 0 | 0 | - | 0 | 0 | -
8412 | 0 | 0 | 0 | 0 | 0 | 0 | 0 | 0 | 0 | 0 | 8412 | 0 | 0 | 0 | 0 | 0 | 0 | 0 | 0 | 0 | 0 | 8412 | - | 0 | 0 | - | 0 | 0 | - | 333.3333 | 0 | - | 8412 | - | 0 | 0 | - | 0 | 0 | - | 0 | 0 | -
8413 | 0 | 0 | 0 | 0 | 0 | 0 | 0 | 0 | 0 | 0 | 8413 | 0 | 0 | 0 | 0 | 0 | 0 | 0 | 0 | 0 | 0 | 8413 | - | 0 | 0 | - | 0 | 0 | - | 0 | 0 | - | 8413 | - | 0 | 0 | - | 0 | 0 | - | 0 | 0 | -
8414 | 0 | 0 | 0 | 0 | 0 | 0 | 0 | 0 | 0 | 0 | 8414 | 0 | 0 | 0 | 0 | 0 | 0 | 0 | 0 | 0 | 0 | 8414 | - | 0 | 0 | - | 0 | 0 | - | 0 | 0 | - | 8414 | - | 0 | 0 | - | 0 | 0 | - | 183.7964 | 183.7964 | -
8415 | 0 | 0 | 0 | 0 | 0 | 0 | 0 | 0 | 0 | 0 | 8415 | 116.8775 | 0 | 0 | 0 | 0 | 0 | 0 | 0 | 0 | 0 | 8415 | - | 0 | 0 | - | 0 | 0 | - | 0 | 0 | - | 8415 | - | 289.0315 | 289.0315 | - | 0 | 0 | - | 500 | 500 | -
8416 | 0 | 0 | 0 | 0 | 0 | 0 | 0 | 0 | 0 | 0 | 8416 | 115.9003 | 0 | 0 | 0 | 0 | 0 | 0 | 146.8009 | 0 | 0 | 8416 | - | 0 | 0 | - | 0 | 0 | - | 0 | 0 | - | 8416 | - | 500 | 500 | - | 500 | 500 | - | 500 | 500 | -
8417 | 0 | 0 | 0 | 0 | 0 | 0 | 0 | 0 | 0 | 0 | 8417 | 1034.5688 | 1000 | 233.1 | 1172.1401 | 860.7183 | 233.1 | 1094.866 | 594.866 | 233.1 | 0 | 8417 | - | 0 | 0 | - | 0 | 0 | - | 0 | 0 | - | 8417 | - | 500 | 500 | - | 500 | 500 | - | 500 | 500 | -
8418 | 0 | 0 | 0 | 0 | 0 | 0 | 0 | 0 | 0 | 0 | 8418 | 312.1957 | 382.9317 | 89.2614 | 902.2574 | 522.2133 | 89.2614 | 979.5315 | 641.2647 | 89.2614 | 0 | 8418 | - | 0 | 0 | - | 0 | 0 | - | 0 | 0 | - | 8418 | - | 500 | 500 | - | 500 | 500 | - | 500 | 500 | -
8419 | 0 | 0 | 0 | 0 | 0 | 0 | 0 | 0 | 0 | 0 | 8419 | 0 | 0 | 0 | 0 | 0 | 0 | 0 | 0 | 0 | 0 | 8419 | - | 0 | 0 | - | 0 | 0 | - | 0 | 0 | - | 8419 | - | 500 | 500 | - | 500 | 500 | - | 500 | 500 | -
8420 | 0 | 0 | 0 | 41.3633 | 0 | 0 | 0 | 0 | 0 | 0 | 8420 | 0 | 0 | 0 | 0 | 0 | 0 | 0 | 0 | 0 | 0 | 8420 | - | 0 | 0 | - | 0 | 0 | - | 0 | 0 | - | 8420 | - | 212.2437 | 212.2437 | - | 0 | 0 | - | 500 | 500 | -
8421 | 0 | 0 | 0 | 128.6894 | 0 | 0 | 52.0808 | 0 | 0 | 0 | 8421 | 0 | 0 | 0 | 0 | 0 | 0 | 0 | 0 | 0 | 0 | 8421 | - | 0 | 0 | - | 0 | 0 | - | 0 | 0 | - | 8421 | - | 495.8565 | 495.8565 | - | 0 | 130.8253 | - | 0 | 0 | -
8422 | 0 | 0 | 0 | 54.9027 | 0 | 0 | 247.5915 | 0 | 0 | 0 | 8422 | 151.6505 | 0 | 0 | 0 | 0 | 0 | 0 | 0 | 0 | 0 | 8422 | - | 0 | 0 | - | 0 | 0 | - | 0 | 0 | - | 8422 | - | 500 | 500 | - | 500 | 500 | - | 0 | 0 | -
8423 | 0 | 0 | 0 | 0 | 0 | 0 | 210.8682 | 0 | 0 | 0 | 8423 | 111.2004 | 0 | 0 | 0 | 0 | 0 | 0 | 0 | 0 | 0 | 8423 | - | 0 | 0 | - | 0 | 0 | - | 0 | 0 | - | 8423 | - | 392.517 | 392.517 | - | 500 | 493.9263 | - | 0 | 0 | -
8424 | 0 | 0 | 0 | 0 | 0 | 0 | 90.5912 | 0 | 0 | 0 | 8424 | 142.349 | 0 | 0 | 0 | 0 | 0 | 0 | 0 | 0 | 0 | 8424 | - | 0 | 0 | - | 0 | 0 | - | 90.5912 | 0 | - | 8424 | - | 350.3193 | 350.3193 | - | 500 | 500 | - | 0 | 0 | -
8425 | 0 | 0 | 0 | 0 | 0 | 0 | 0 | 0 | 0 | 0 | 8425 | 89.6551 | 0 | 0 | 0 | 0 | 0 | 0 | 0 | 0 | 0 | 8425 | - | 0 | 0 | - | 0 | 0 | - | 0 | 0 | - | 8425 | - | 278.8594 | 278.8594 | - | 500 | 372.4471 | - | 0 | 0 | -
8426 | 0 | 0 | 0 | 0 | 0 | 0 | 0 | 0 | 0 | 0 | 8426 | 0 | 0 | 0 | 0 | 0 | 0 | 220.9759 | 0 | 0 | 0 | 8426 | - | 0 | 0 | - | 0 | 0 | - | 0 | 0 | - | 8426 | - | 144.8892 | 144.8892 | - | 465.5693 | 465.5693 | - | 220.9759 | 220.9759 | -
8427 | 0 | 0 | 0 | 0 | 0 | 0 | 0 | 0 | 0 | 0 | 8427 | 0 | 0 | 0 | 130.7916 | 0 | 0 | 149.6847 | 0 | 0 | 0 | 8427 | - | 0 | 0 | - | 0 | 0 | - | 0 | 0 | - | 8427 | - | 131.6297 | 131.6297 | - | 423.0173 | 423.0173 | - | 149.6847 | 149.6847 | -
8428 | 0 | 0 | 0 | 0 | 0 | 0 | 0 | 0 | 0 | 0 | 8428 | 0 | 0 | 0 | 60.4206 | 0 | 0 | 140.3014 | 0 | 0 | 0 | 8428 | - | 0 | 0 | - | 0 | 0 | - | 0 | 0 | - | 8428 | - | 197.5373 | 197.5373 | - | 452.286 | 452.286 | - | 140.3014 | 140.3014 | -
8429 | 0 | 0 | 0 | 0 | 0 | 0 | 0 | 0 | 0 | 0 | 8429 | 0 | 0 | 0 | 0 | 0 | 0 | 0 | 0 | 0 | 0 | 8429 | - | 0 | 0 | - | 0 | 0 | - | 500 | 0 | - | 8429 | - | 184.9981 | 184.9981 | - | 59.1274 | 61.9288 | - | 0 | 0 | -
8430 | 0 | 0 | 0 | 0 | 0 | 0 | 0 | 0 | 0 | 0 | 8430 | 0 | 0 | 0 | 0 | 0 | 0 | 0 | 0 | 0 | 0 | 8430 | - | 0 | 0 | - | 0 | 0 | - | 0 | 0 | - | 8430 | - | 179.0556 | 179.0556 | - | 0 | 0 | - | 0 | 0 | -
8431 | 0 | 0 | 0 | 0 | 0 | 0 | 0 | 0 | 0 | 0 | 8431 | 0 | 0 | 0 | 0 | 0 | 0 | 0 | 0 | 0 | 0 | 8431 | - | 0 | 0 | - | 0 | 0 | - | 0 | 0 | - | 8431 | - | 43.0627 | 43.0627 | - | 0 | 0 | - | 0 | 0 | -
8432 | 0 | 0 | 0 | 0 | 0 | 0 | 0 | 0 | 233.1 | 0 | 8432 | 0 | 0 | 0 | 0 | 0 | 0 | 0 | 0 | 0 | 0 | 8432 | - | 0 | 0 | - | 0 | 0 | - | 0 | 0 | - | 8432 | - | 0 | 0 | - | 0 | 0 | - | 0 | 0 | -
8433 | 0 | 0 | 0 | 0 | 0 | 0 | 0 | 0 | 0 | 0 | 8433 | 0 | 0 | 0 | 0 | 0 | 0 | 0 | 0 | 0 | 0 | 8433 | - | 0 | 0 | - | 0 | 500 | - | 0 | 0 | - | 8433 | - | 0 | 0 | - | 0 | 0 | - | 0 | 0 | -
8434 | 0 | 0 | 0 | 0 | 0 | 0 | 0 | 0 | 0 | 0 | 8434 | 0 | 0 | 0 | 0 | 0 | 0 | 0 | 0 | 0 | 0 | 8434 | - | 0 | 0 | - | 500 | 0 | - | 0 | 0 | - | 8434 | - | 0 | 0 | - | 0 | 0 | - | 0 | 0 | -
8435 | 0 | 0 | 0 | 0 | 0 | 0 | 0 | 0 | 0 | 0 | 8435 | 0 | 0 | 0 | 0 | 0 | 0 | 0 | 0 | 0 | 0 | 8435 | - | 0 | 0 | - | 0 | 500 | - | 0 | 0 | - | 8435 | - | 0 | 0 | - | 0 | 0 | - | 0 | 0 | -
8436 | 0 | 0 | 0 | 0 | 0 | 0 | 0 | 0 | 0 | 0 | 8436 | 0 | 0 | 0 | 0 | 0 | 0 | 0 | 0 | 0 | 0 | 8436 | - | 0 | 0 | - | 0 | 0 | - | 0 | 0 | - | 8436 | - | 0 | 0 | - | 0 | 0 | - | 0 | 0 | -
8437 | 0 | 0 | 0 | 0 | 0 | 0 | 0 | 0 | 0 | 0 | 8437 | 0 | 0 | 0 | 0 | 0 | 0 | 0 | 0 | 0 | 0 | 8437 | - | 0 | 0 | - | 0 | 0 | - | 0 | 0 | - | 8437 | - | 0 | 0 | - | 0 | 0 | - | 0 | 0 | -
8438 | 0 | 0 | 0 | 0 | 0 | 0 | 0 | 0 | 0 | 0 | 8438 | 0 | 0 | 0 | 0 | 0 | 0 | 0 | 0 | 0 | 0 | 8438 | - | 0 | 0 | - | 0 | 0 | - | 0 | 0 | - | 8438 | - | 0 | 0 | - | 0 | 0 | - | 0 | 0 | -
8439 | 0 | 0 | 0 | 0 | 0 | 0 | 0 | 0 | 0 | 0 | 8439 | 0 | 0 | 0 | 0 | 0 | 0 | 0 | 0 | 0 | 0 | 8439 | - | 0 | 0 | - | 500 | 0 | - | 0 | 0 | - | 8439 | - | 0 | 0 | - | 0 | 0 | - | 0 | 0 | -
8440 | 0 | 0 | 0 | 0 | 0 | 0 | 0 | 0 | 0 | 0 | 8440 | 0 | 0 | 0 | 0 | 0 | 0 | 0 | 0 | 0 | 0 | 8440 | - | 0 | 0 | - | 500 | 0 | - | 0 | 0 | - | 8440 | - | 0 | 0 | - | 0 | 0 | - | 0 | 0 | -
8441 | 0 | 0 | 0 | 0 | 0 | 0 | 0 | 0 | 0 | 0 | 8441 | 0 | 0 | 0 | 0 | 0 | 0 | 0 | 0 | 0 | 0 | 8441 | - | 0 | 0 | - | 0 | 0 | - | 0 | 0 | - | 8441 | - | 0 | 0 | - | 0 | 0 | - | 0 | 0 | -
8442 | 0 | 0 | 0 | 0 | 0 | 0 | 0 | 0 | 0 | 0 | 8442 | 0 | 0 | 0 | 0 | 0 | 0 | 0 | 0 | 0 | 0 | 8442 | - | 0 | 0 | - | 0 | 0 | - | 0 | 0 | - | 8442 | - | 0 | 0 | - | 0 | 0 | - | 0 | 0 | -
8443 | 0 | 0 | 0 | 0 | 0 | 0 | 0 | 0 | 0 | 0 | 8443 | 0 | 0 | 0 | 0 | 0 | 0 | 0 | 0 | 0 | 0 | 8443 | - | 0 | 0 | - | 0 | 0 | - | 0 | 0 | - | 8443 | - | 0 | 0 | - | 0 | 0 | - | 0 | 0 | -
8444 | 0 | 0 | 0 | 1500 | 0 | 0 | 0 | 0 | 0 | 0 | 8444 | 0 | 0 | 0 | 0 | 0 | 0 | 0 | 0 | 0 | 0 | 8444 | - | 500 | 500 | - | 0 | 0 | - | 0 | 0 | - | 8444 | - | 0 | 0 | - | 0 | 0 | - | 0 | 0 | -
8445 | 0 | 0 | 0 | 0 | 0 | 0 | 0 | 0 | 0 | 0 | 8445 | 0 | 0 | 0 | 0 | 0 | 0 | 0 | 0 | 0 | 0 | 8445 | - | 500 | 500 | - | 500 | 500 | - | 0 | 0 | - | 8445 | - | 0 | 0 | - | 0 | 0 | - | 0 | 0 | -
8446 | 0 | 0 | 0 | 0 | 0 | 0 | 0 | 0 | 0 | 0 | 8446 | 0 | 0 | 0 | 0 | 0 | 0 | 0 | 0 | 0 | 0 | 8446 | - | 500 | 500 | - | 0 | 500 | - | 0 | 0 | - | 8446 | - | 0 | 0 | - | 0 | 0 | - | 0 | 0 | -
8447 | 0 | 0 | 0 | 0 | 0 | 0 | 0 | 0 | 0 | 0 | 8447 | 0 | 0 | 0 | 0 | 0 | 0 | 0 | 0 | 0 | 0 | 8447 | - | 500 | 500 | - | 500 | 500 | - | 0 | 0 | - | 8447 | - | 0 | 0 | - | 0 | 0 | - | 0 | 0 | -
8448 | 0 | 0 | 0 | 0 | 0 | 233.1 | 0 | 0 | 0 | 0 | 8448 | 0 | 0 | 0 | 0 | 0 | 0 | 0 | 0 | 0 | 0 | 8448 | - | 500 | 500 | - | 500 | 410.7937 | - | 500 | 0 | - | 8448 | - | 0 | 0 | - | 0 | 0 | - | 0 | 0 | -
8449 | 0 | 0 | 0 | 0 | 0 | 0 | 0 | 0 | 0 | 0 | 8449 | 0 | 0 | 0 | 0 | 0 | 0 | 0 | 0 | 0 | 0 | 8449 | - | 500 | 500 | - | 500 | 500 | - | 0 | 0 | - | 8449 | - | 0 | 0 | - | 0 | 0 | - | 0 | 0 | -
8450 | 0 | 0 | 0 | 0 | 0 | 0 | 0 | 0 | 0 | 0 | 8450 | 0 | 0 | 0 | 0 | 0 | 0 | 0 | 0 | 0 | 0 | 8450 | - | 500 | 500 | - | 500 | 500 | - | 0 | 0 | - | 8450 | - | 0 | 0 | - | 0 | 0 | - | 0 | 0 | -
8451 | 360.2306 | 546.7413 | 0 | 0 | 0 | 65.008 | 0 | 0 | 0 | 360.2306 | 8451 | 0 | 0 | 0 | 0 | 0 | 0 | 0 | 0 | 0 | 360.2306 | 8451 | - | 500 | 500 | - | 500 | 255.8729 | - | 0 | 0 | - | 8451 | - | 0 | 0 | - | 0 | 0 | - | 0 | 0 | -
8452 | 1083.6218 | 583.6218 | 146.1487 | 0 | 0 | 0 | 0 | 0 | 0 | 1083.6218 | 8452 | 0 | 0 | 0 | 0 | 0 | 0 | 0 | 0 | 0 | 1083.6218 | 8452 | - | 500 | 500 | - | 0 | 0 | - | 0 | 0 | - | 8452 | - | 0 | 0 | - | 0 | 0 | - | 0 | 0 | -
8453 | 996.6153 | 496.6153 | 233.1 | 0 | 0 | 0 | 0 | 0 | 0 | 996.6153 | 8453 | 0 | 0 | 0 | 0 | 0 | 0 | 0 | 0 | 0 | 996.6153 | 8453 | - | 500 | 500 | - | 0 | 0 | - | 500 | 0 | - | 8453 | - | 0 | 0 | - | 0 | 0 | - | 0 | 0 | -
8454 | 0 | 0 | 0 | 0 | 992.3457 | 0 | 0 | 0 | 0 | 0 | 8454 | 0 | 0 | 0 | 0 | 0 | 0 | 0 | 0 | 0 | 0 | 8454 | - | 184.2763 | 212.0841 | - | 0 | 0 | - | 0 | 166.6667 | - | 8454 | - | 0 | 0 | - | 0 | 0 | - | 0 | 0 | -
8455 | 0 | 0 | 0 | 0 | 0 | 0 | 0 | 0 | 0 | 0 | 8455 | 0 | 0 | 0 | 0 | 0 | 0 | 0 | 0 | 0 | 0 | 8455 | - | 0 | 0 | - | 0 | 0 | - | 0 | 0 | - | 8455 | - | 0 | 0 | - | 0 | 0 | - | 0 | 0 | -
8456 | 0 | 0 | 0 | 0 | 0 | 0 | 0 | 0 | 0 | 0 | 8456 | 0 | 0 | 0 | 0 | 0 | 0 | 0 | 0 | 0 | 0 | 8456 | - | 82.5597 | 478.6524 | - | 500 | 500 | - | 0 | 0 | - | 8456 | - | 0 | 0 | - | 0 | 0 | - | 0 | 0 | -
8457 | 0 | 0 | 0 | 0 | 0 | 0 | 0 | 0 | 0 | 0 | 8457 | 0 | 0 | 0 | 0 | 0 | 0 | 0 | 0 | 0 | 0 | 8457 | - | 244.5771 | 244.5771 | - | 500 | 500 | - | 0 | 500 | - | 8457 | - | 0 | 0 | - | 0 | 0 | - | 0 | 0 | -
8458 | 0 | 0 | 0 | 0 | 0 | 0 | 0 | 0 | 0 | 0 | 8458 | 0 | 0 | 0 | 0 | 0 | 0 | 0 | 0 | 0 | 0 | 8458 | - | 0 | 0 | - | 0 | 0 | - | 0 | 0 | - | 8458 | - | 0 | 0 | - | 0 | 0 | - | 0 | 0 | -
8459 | 0 | 0 | 0 | 0 | 0 | 0 | 0 | 0 | 0 | 0 | 8459 | 0 | 0 | 0 | 0 | 0 | 0 | 0 | 0 | 0 | 0 | 8459 | - | 500 | 500 | - | 0 | 500 | - | 0 | 500 | - | 8459 | - | 0 | 0 | - | 0 | 0 | - | 0 | 0 | -
8460 | 0 | 0 | 0 | 0 | 0 | 0 | 0 | 0 | 0 | 0 | 8460 | 0 | 0 | 0 | 0 | 0 | 0 | 0 | 0 | 0 | 0 | 8460 | - | 56.3462 | 0 | - | 201.3004 | 0 | - | 500 | 0 | - | 8460 | - | 0 | 0 | - | 0 | 0 | - | 0 | 0 | -
8461 | 0 | 0 | 0 | 0 | 0 | 0 | 0 | 0 | 0 | 0 | 8461 | 0 | 0 | 0 | 0 | 0 | 0 | 0 | 0 | 0 | 0 | 8461 | - | 0 | 0 | - | 0 | 0 | - | 0 | 0 | - | 8461 | - | 0 | 0 | - | 0 | 0 | - | 0 | 0 | -
8462 | 0 | 0 | 0 | 940.4677 | 0 | 0 | 0 | 0 | 0 | 0 | 8462 | 0 | 0 | 0 | 0 | 0 | 0 | 0 | 0 | 0 | 0 | 8462 | - | 54.2102 | 0 | - | 0 | 500 | - | 0 | 500 | - | 8462 | - | 0 | 0 | - | 0 | 0 | - | 0 | 0 | -
8463 | 0 | 0 | 0 | 0 | 0 | 0 | 0 | 0 | 0 | 0 | 8463 | 0 | 0 | 0 | 0 | 0 | 0 | 0 | 0 | 0 | 0 | 8463 | - | 500 | 231.3531 | - | 0 | 0 | - | 500 | 500 | - | 8463 | - | 0 | 0 | - | 0 | 0 | - | 0 | 0 | -
8464 | 0 | 0 | 0 | 0 | 634.6327 | 0 | 0 | 0 | 0 | 0 | 8464 | 0 | 0 | 0 | 0 | 0 | 0 | 0 | 0 | 0 | 0 | 8464 | - | 0 | 0 | - | 0 | 0 | - | 0 | 0 | - | 8464 | - | 0 | 0 | - | 0 | 0 | - | 0 | 0 | -
8465 | 0 | 0 | 0 | 0 | 0 | 0 | 0 | 0 | 0 | 0 | 8465 | 0 | 0 | 0 | 0 | 0 | 0 | 0 | 0 | 0 | 0 | 8465 | - | 0 | 0 | - | 0 | 0 | - | 0 | 500 | - | 8465 | - | 0 | 0 | - | 0 | 0 | - | 0 | 0 | -
8466 | 0 | 0 | 0 | 0 | 0 | 0 | 0 | 0 | 0 | 0 | 8466 | 0 | 0 | 0 | 0 | 0 | 0 | 0 | 0 | 0 | 0 | 8466 | - | 0 | 0 | - | 0 | 0 | - | 0 | 500 | - | 8466 | - | 0 | 0 | - | 0 | 0 | - | 0 | 0 | -
8467 | 0 | 0 | 0 | 0 | 0 | 0 | 0 | 0 | 0 | 0 | 8467 | 0 | 0 | 0 | 0 | 0 | 0 | 0 | 0 | 0 | 0 | 8467 | - | 0 | 0 | - | 0 | 0 | - | 0 | 0 | - | 8467 | - | 0 | 0 | - | 0 | 0 | - | 0 | 0 | -
8468 | 0 | 0 | 0 | 0 | 0 | 0 | 0 | 128.3067 | 0 | 0 | 8468 | 0 | 0 | 0 | 0 | 0 | 0 | 0 | 0 | 0 | 0 | 8468 | - | 0 | 0 | - | 0 | 0 | - | 0 | 0 | - | 8468 | - | 0 | 0 | - | 0 | 0 | - | 0 | 0 | -
8469 | 0 | 0 | 0 | 0 | 0 | 0 | 0 | 0 | 0 | 0 | 8469 | 0 | 0 | 0 | 0 | 0 | 0 | 0 | 0 | 0 | 0 | 8469 | - | 0 | 0 | - | 0 | 0 | - | 0 | 0 | - | 8469 | - | 0 | 0 | - | 0 | 0 | - | 0 | 0 | -
8470 | 0 | 0 | 0 | 0 | 0 | 0 | 0 | 0 | 0 | 0 | 8470 | 0 | 0 | 0 | 0 | 0 | 0 | 0 | 0 | 0 | 0 | 8470 | - | 0 | 0 | - | 0 | 0 | - | 41.9557 | 0 | - | 8470 | - | 0 | 0 | - | 0 | 0 | - | 0 | 0 | -
8471 | 0 | 0 | 0 | 0 | 0 | 0 | 0 | 0 | 0 | 0 | 8471 | 0 | 0 | 0 | 0 | 0 | 0 | 0 | 0 | 0 | 0 | 8471 | - | 0 | 0 | - | 0 | 0 | - | 0 | 0 | - | 8471 | - | 0 | 0 | - | 0 | 0 | - | 0 | 0 | -
8472 | 0 | 0 | 0 | 0 | 0 | 0 | 0 | 0 | 0 | 0 | 8472 | 0 | 0 | 0 | 0 | 0 | 0 | 0 | 0 | 0 | 0 | 8472 | - | 0 | 0 | - | 0 | 0 | - | 0 | 0 | - | 8472 | - | 0 | 0 | - | 0 | 0 | - | 0 | 0 | -
8473 | 0 | 0 | 0 | 0 | 0 | 0 | 0 | 0 | 0 | 0 | 8473 | 0 | 0 | 0 | 0 | 0 | 0 | 0 | 0 | 0 | 0 | 8473 | - | 0 | 0 | - | 0 | 0 | - | 0 | 0 | - | 8473 | - | 0 | 0 | - | 0 | 0 | - | 0 | 0 | -
8474 | 0 | 0 | 0 | 0 | 0 | 0 | 1500 | 0 | 0 | 0 | 8474 | 0 | 0 | 0 | 0 | 0 | 0 | 0 | 0 | 0 | 0 | 8474 | - | 0 | 0 | - | 0 | 0 | - | 0 | 0 | - | 8474 | - | 0 | 0 | - | 0 | 0 | - | 0 | 0 | -
8475 | 0 | 0 | 0 | 0 | 0 | 0 | 940.4677 | 0 | 0 | 0 | 8475 | 0 | 0 | 0 | 0 | 0 | 0 | 0 | 0 | 0 | 0 | 8475 | - | 0 | 0 | - | 0 | 0 | - | 0 | 500 | - | 8475 | - | 0 | 0 | - | 0 | 0 | - | 0 | 0 | -
8476 | 0 | 0 | 0 | 0 | 0 | 0 | 0 | 0 | 0 | 0 | 8476 | 0 | 0 | 0 | 0 | 0 | 0 | 0 | 0 | 0 | 0 | 8476 | - | 44.6972 | 0 | - | 0 | 0 | - | 0 | 500 | - | 8476 | - | 0 | 0 | - | 0 | 0 | - | 0 | 0 | -
8477 | 0 | 0 | 0 | 0 | 0 | 0 | 0 | 1000 | 0 | 0 | 8477 | 0 | 0 | 0 | 0 | 0 | 0 | 0 | 0 | 0 | 0 | 8477 | - | 0 | 0 | - | 0 | 0 | - | 0 | 0 | - | 8477 | - | 0 | 0 | - | 0 | 0 | - | 0 | 0 | -
8478 | 0 | 0 | 0 | 0 | 0 | 0 | 0 | 0 | 146.1487 | 0 | 8478 | 0 | 0 | 0 | 0 | 0 | 0 | 0 | 0 | 0 | 0 | 8478 | - | 0 | 0 | - | 0 | 0 | - | 0 | 0 | - | 8478 | - | 0 | 0 | - | 0 | 0 | - | 0 | 0 | -
8479 | 0 | 0 | 0 | 0 | 0 | 81.1406 | 0 | 0 | 0 | 0 | 8479 | 0 | 0 | 0 | 0 | 0 | 0 | 0 | 0 | 0 | 0 | 8479 | - | 0 | 0 | - | 0 | 0 | - | 0 | 0 | - | 8479 | - | 0 | 0 | - | 0 | 0 | - | 0 | 0 | -
8480 | 0 | 0 | 0 | 0 | 0 | 0 | 0 | 0 | 0 | 0 | 8480 | 0 | 0 | 0 | 0 | 0 | 0 | 0 | 0 | 0 | 0 | 8480 | - | 0 | 0 | - | 500 | 0 | - | 500 | 500 | - | 8480 | - | 0 | 0 | - | 0 | 0 | - | 0 | 0 | -
8481 | 0 | 0 | 0 | 0 | 0 | 0 | 0 | 0 | 0 | 0 | 8481 | 0 | 0 | 0 | 0 | 0 | 0 | 0 | 0 | 0 | 0 | 8481 | - | 0 | 0 | - | 0 | 0 | - | 0 | 0 | - | 8481 | - | 0 | 0 | - | 0 | 0 | - | 0 | 0 | -
8482 | 0 | 0 | 0 | 0 | 0 | 0 | 0 | 0 | 0 | 0 | 8482 | 0 | 0 | 0 | 0 | 0 | 0 | 0 | 0 | 0 | 0 | 8482 | - | 0 | 0 | - | 0 | 0 | - | 0 | 500 | - | 8482 | - | 0 | 0 | - | 0 | 0 | - | 0 | 0 | -
8483 | 0 | 0 | 0 | 0 | 0 | 0 | 0 | 0 | 0 | 0 | 8483 | 0 | 0 | 0 | 0 | 0 | 0 | 0 | 0 | 0 | 0 | 8483 | - | 0 | 0 | - | 0 | 0 | - | 0 | 0 | - | 8483 | - | 0 | 0 | - | 0 | 0 | - | 0 | 0 | -
8484 | 0 | 0 | 0 | 0 | 0 | 0 | 0 | 498.6718 | 0 | 0 | 8484 | 0 | 0 | 0 | 0 | 0 | 0 | 0 | 0 | 0 | 0 | 8484 | - | 0 | 0 | - | 0 | 0 | - | 0 | 0 | - | 8484 | - | 0 | 0 | - | 0 | 0 | - | 0 | 0 | -
8485 | 0 | 0 | 0 | 0 | 0 | 0 | 0 | 0 | 0 | 0 | 8485 | 0 | 0 | 0 | 0 | 0 | 0 | 0 | 0 | 0 | 0 | 8485 | - | 0 | 0 | - | 0 | 0 | - | 500 | 0 | - | 8485 | - | 0 | 0 | - | 0 | 0 | - | 0 | 0 | -
8486 | 0 | 0 | 0 | 0 | 0 | 0 | 0 | 0 | 0 | 0 | 8486 | 0 | 0 | 0 | 0 | 0 | 0 | 0 | 0 | 0 | 0 | 8486 | - | 0 | 0 | - | 0 | 0 | - | 0 | 0 | - | 8486 | - | 0 | 0 | - | 0 | 0 | - | 0 | 0 | -
8487 | 0 | 0 | 0 | 0 | 0 | 0 | 0 | 0 | 0 | 0 | 8487 | 189.6177 | 0 | 0 | 0 | 0 | 0 | 0 | 0 | 0 | 0 | 8487 | - | 0 | 0 | - | 0 | 0 | - | 0 | 0 | - | 8487 | - | 189.6177 | 189.6177 | - | 0 | 0 | - | 0 | 0 | -
8488 | 0 | 0 | 0 | 0 | 0 | 0 | 0 | 0 | 0 | 0 | 8488 | 115.9368 | 0 | 0 | 0 | 0 | 0 | 0 | 0 | 0 | 0 | 8488 | - | 0 | 0 | - | 0 | 0 | - | 0 | 0 | - | 8488 | - | 115.9368 | 115.9368 | - | 0 | 0 | - | 0 | 0 | -
8489 | 0 | 0 | 0 | 0 | 0 | 0 | 0 | 0 | 0 | 0 | 8489 | 0 | 0 | 0 | 0 | 0 | 0 | 0 | 0 | 0 | 0 | 8489 | - | 0 | 0 | - | 0 | 0 | - | 0 | 0 | - | 8489 | - | 0 | 0 | - | 0 | 0 | - | 0 | 0 | -
8490 | 0 | 0 | 0 | 0 | 0 | 0 | 0 | 0 | 0 | 0 | 8490 | 0 | 0 | 0 | 0 | 0 | 0 | 0 | 0 | 0 | 0 | 8490 | - | 0 | 360.1107 | - | 0 | 500 | - | 0 | 500 | - | 8490 | - | 0 | 0 | - | 0 | 0 | - | 0 | 0 | -
8491 | 264.034 | 0 | 0 | 0 | 0 | 0 | 0 | 0 | 0 | 264.034 | 8491 | 0 | 0 | 0 | 0 | 0 | 0 | 0 | 0 | 0 | 264.034 | 8491 | - | 121.6583 | 0 | - | 465.3663 | 0 | - | 0 | 0 | - | 8491 | - | 0 | 0 | - | 0 | 0 | - | 0 | 0 | -
8492 | 95.4419 | 0 | 0 | 0 | 0 | 0 | 0 | 0 | 0 | 95.4419 | 8492 | 0 | 0 | 0 | 0 | 0 | 0 | 0 | 0 | 0 | 95.4419 | 8492 | - | 95.4419 | 0 | - | 0 | 0 | - | 0 | 500 | - | 8492 | - | 0 | 0 | - | 0 | 0 | - | 0 | 0 | -
8493 | 0 | 0 | 0 | 0 | 0 | 0 | 0 | 0 | 0 | 0 | 8493 | 0 | 0 | 0 | 0 | 0 | 0 | 0 | 0 | 0 | 0 | 8493 | - | 160.1276 | 17.1171 | - | 0 | 0 | - | 0 | 500 | - | 8493 | - | 0 | 0 | - | 0 | 0 | - | 0 | 0 | -
8494 | 0 | 0 | 0 | 0 | 0 | 0 | 0 | 0 | 0 | 0 | 8494 | 0 | 0 | 0 | 0 | 0 | 0 | 0 | 0 | 0 | 0 | 8494 | - | 0 | 0 | - | 0 | 0 | - | 0 | 0 | - | 8494 | - | 0 | 0 | - | 0 | 0 | - | 0 | 0 | -
8495 | 0 | 0 | 0 | 0 | 0 | 0 | 0 | 0 | 0 | 0 | 8495 | 0 | 0 | 0 | 0 | 0 | 0 | 0 | 0 | 0 | 0 | 8495 | - | 0 | 0 | - | 0 | 0 | - | 500 | 0 | - | 8495 | - | 0 | 0 | - | 0 | 0 | - | 0 | 0 | -
8496 | 0 | 0 | 0 | 0 | 0 | 0 | 0 | 0 | 0 | 0 | 8496 | 0 | 0 | 0 | 0 | 0 | 0 | 0 | 0 | 0 | 0 | 8496 | - | 0 | 0 | - | 0 | 0 | - | 0 | 0 | - | 8496 | - | 0 | 0 | - | 0 | 0 | - | 0 | 0 | -
8497 | 0 | 0 | 0 | 0 | 0 | 0 | 0 | 0 | 0 | 0 | 8497 | 0 | 0 | 0 | 0 | 0 | 0 | 0 | 0 | 0 | 0 | 8497 | - | 0 | 0 | - | 0 | 0 | - | 136.6194 | 0 | - | 8497 | - | 0 | 0 | - | 0 | 0 | - | 0 | 0 | -
8498 | 0 | 0 | 0 | 0 | 0 | 0 | 0 | 0 | 0 | 0 | 8498 | 0 | 0 | 0 | 0 | 0 | 0 | 0 | 0 | 0 | 0 | 8498 | - | 0 | 0 | - | 0 | 0 | - | 236.9551 | 0 | - | 8498 | - | 0 | 0 | - | 0 | 0 | - | 0 | 0 | -
8499 | 0 | 0 | 0 | 0 | 0 | 0 | 0 | 0 | 0 | 0 | 8499 | 0 | 0 | 0 | 110.3674 | 0 | 0 | 0 | 0 | 0 | 0 | 8499 | - | 0 | 0 | - | 0 | 0 | - | 55.3088 | 0 | - | 8499 | - | 0 | 0 | - | 110.3674 | 110.3674 | - | 0 | 0 | -
8500 | 0 | 0 | 0 | 0 | 0 | 0 | 0 | 0 | 0 | 0 | 8500 | 0 | 0 | 0 | 256.6528 | 0 | 0 | 0 | 0 | 0 | 0 | 8500 | - | 0 | 0 | - | 0 | 0 | - | 0 | 0 | - | 8500 | - | 0 | 0 | - | 256.6528 | 256.6528 | - | 0 | 0 | -
8501 | 0 | 0 | 0 | 0 | 0 | 0 | 0 | 0 | 0 | 0 | 8501 | 0 | 0 | 0 | 0 | 0 | 0 | 0 | 0 | 0 | 0 | 8501 | - | 0 | 0 | - | 0 | 0 | - | 0 | 0 | - | 8501 | - | 0 | 0 | - | 0 | 0 | - | 0 | 0 | -
8502 | 0 | 0 | 0 | 0 | 0 | 0 | 0 | 0 | 0 | 0 | 8502 | 0 | 0 | 0 | 0 | 0 | 0 | 0 | 0 | 0 | 0 | 8502 | - | 0 | 0 | - | 0 | 0 | - | 0 | 0 | - | 8502 | - | 0 | 0 | - | 0 | 0 | - | 0 | 0 | -
8503 | 0 | 0 | 0 | 0 | 0 | 0 | 0 | 0 | 0 | 0 | 8503 | 0 | 0 | 0 | 0 | 0 | 0 | 0 | 0 | 0 | 0 | 8503 | - | 0 | 0 | - | 177.4536 | 140.8025 | - | 0 | 0 | - | 8503 | - | 0 | 0 | - | 0 | 0 | - | 0 | 0 | -
8504 | 0 | 0 | 0 | 295.1374 | 0 | 0 | 0 | 0 | 0 | 0 | 8504 | 0 | 0 | 0 | 0 | 0 | 0 | 0 | 0 | 0 | 0 | 8504 | - | 0 | 0 | - | 275.6577 | 180.8903 | - | 0 | 0 | - | 8504 | - | 0 | 0 | - | 0 | 0 | - | 0 | 0 | -
8505 | 0 | 0 | 0 | 136.6511 | 0 | 0 | 0 | 0 | 0 | 0 | 8505 | 0 | 0 | 0 | 0 | 0 | 0 | 0 | 0 | 0 | 0 | 8505 | - | 0 | 0 | - | 0 | 131.4185 | - | 0 | 0 | - | 8505 | - | 0 | 0 | - | 0 | 0 | - | 0 | 0 | -
8506 | 0 | 0 | 0 | 0 | 0 | 0 | 0 | 0 | 0 | 0 | 8506 | 0 | 0 | 0 | 0 | 0 | 0 | 0 | 0 | 0 | 0 | 8506 | - | 0 | 0 | - | 0 | 0 | - | 0 | 0 | - | 8506 | - | 0 | 0 | - | 0 | 0 | - | 0 | 0 | -
8507 | 0 | 0 | 0 | 0 | 0 | 0 | 0 | 0 | 0 | 0 | 8507 | 0 | 0 | 0 | 0 | 0 | 0 | 0 | 0 | 0 | 0 | 8507 | - | 0 | 0 | - | 0 | 0 | - | 0 | 0 | - | 8507 | - | 0 | 0 | - | 0 | 0 | - | 0 | 0 | -
8508 | 0 | 0 | 0 | 0 | 0 | 0 | 0 | 0 | 0 | 0 | 8508 | 0 | 0 | 0 | 0 | 0 | 0 | 0 | 0 | 0 | 0 | 8508 | - | 0 | 0 | - | 0 | 0 | - | 0 | 0 | - | 8508 | - | 0 | 0 | - | 0 | 0 | - | 0 | 0 | -
8509 | 0 | 0 | 0 | 0 | 0 | 0 | 0 | 0 | 0 | 0 | 8509 | 0 | 0 | 0 | 0 | 0 | 0 | 0 | 0 | 0 | 0 | 8509 | - | 0 | 0 | - | 0 | 0 | - | 0 | 0 | - | 8509 | - | 0 | 0 | - | 0 | 0 | - | 0 | 0 | -
8510 | 0 | 0 | 0 | 0 | 0 | 0 | 0 | 0 | 0 | 0 | 8510 | 0 | 0 | 0 | 0 | 0 | 0 | 505.9303 | 0 | 0 | 0 | 8510 | - | 0 | 0 | - | 0 | 0 | - | 0 | 0 | - | 8510 | - | 0 | 0 | - | 0 | 0 | - | 355.9303 | 500 | -
8511 | 0 | 0 | 0 | 0 | 0 | 0 | 0 | 0 | 0 | 0 | 8511 | 0 | 0 | 0 | 0 | 0 | 0 | 32.798 | 0 | 0 | 0 | 8511 | - | 0 | 0 | - | 0 | 0 | - | 0 | 0 | - | 8511 | - | 16.1621 | 16.1621 | - | 0 | 0 | - | 121.42 | 0 | -
8512 | 0 | 0 | 0 | 0 | 0 | 0 | 0 | 0 | 0 | 0 | 8512 | 0 | 0 | 0 | 0 | 0 | 0 | 0 | 0 | 0 | 0 | 8512 | - | 0 | 0 | - | 0 | 0 | - | 0 | 0 | - | 8512 | - | 0 | 49.3051 | - | 0 | 0 | - | 0 | 0 | -
8513 | 0 | 0 | 0 | 0 | 0 | 0 | 0 | 0 | 0 | 0 | 8513 | 0 | 0 | 0 | 0 | 0 | 0 | 62.4796 | 0 | 0 | 0 | 8513 | - | 0 | 0 | - | 0 | 0 | - | 0 | 0 | - | 8513 | - | 0 | 0 | - | 0 | 241.7765 | - | 62.4796 | 72.9157 | -
8514 | 0 | 0 | 0 | 0 | 0 | 0 | 0 | 0 | 0 | 0 | 8514 | 0 | 0 | 0 | 0 | 0 | 0 | 0 | 0 | 0 | 0 | 8514 | - | 0 | 0 | - | 0 | 0 | - | 0 | 0 | - | 8514 | - | 0 | 0 | - | 0 | 0 | - | 0 | 0 | -
8515 | 0 | 0 | 0 | 0 | 0 | 0 | 0 | 0 | 0 | 0 | 8515 | 0 | 0 | 0 | 0 | 0 | 0 | 0 | 0 | 0 | 0 | 8515 | - | 0 | 0 | - | 0 | 0 | - | 0 | 0 | - | 8515 | - | 0 | 0 | - | 35.5866 | 0 | - | 33.0859 | 0 | -
8516 | 0 | 0 | 0 | 0 | 0 | 0 | 0 | 0 | 0 | 0 | 8516 | 0 | 0 | 0 | 0 | 0 | 0 | 0 | 0 | 0 | 0 | 8516 | - | 0 | 0 | - | 0 | 0 | - | 0 | 0 | - | 8516 | - | 0 | 0 | - | 0 | 0 | - | 0 | 0 | -
8517 | 0 | 0 | 0 | 0 | 0 | 0 | 0 | 0 | 0 | 0 | 8517 | 0 | 0 | 0 | 0 | 0 | 0 | 0 | 0 | 0 | 0 | 8517 | - | 0 | 0 | - | 0 | 0 | - | 0 | 0 | - | 8517 | - | 0 | 0 | - | 56.2666 | 0 | - | 0 | 0 | -
8518 | 0 | 0 | 0 | 0 | 0 | 0 | 16.3363 | 0 | 0 | 0 | 8518 | 0 | 0 | 0 | 0 | 0 | 0 | 0 | 0 | 0 | 0 | 8518 | - | 0 | 0 | - | 0 | 0 | - | 16.3363 | 16.3363 | - | 8518 | - | 0 | 0 | - | 0 | 0 | - | 0 | 0 | -
8519 | 0 | 0 | 0 | 0 | 0 | 0 | 142.4953 | 0 | 0 | 0 | 8519 | 0 | 0 | 0 | 0 | 0 | 0 | 0 | 0 | 0 | 0 | 8519 | - | 0 | 0 | - | 0 | 0 | - | 142.4953 | 142.4953 | - | 8519 | - | 0 | 0 | - | 0 | 0 | - | 0 | 0 | -
8520 | 0 | 0 | 0 | 0 | 0 | 0 | 286.0859 | 0 | 0 | 0 | 8520 | 0 | 0 | 0 | 0 | 0 | 0 | 0 | 0 | 0 | 0 | 8520 | - | 0 | 0 | - | 0 | 0 | - | 286.0859 | 286.0859 | - | 8520 | - | 0 | 0 | - | 0 | 0 | - | 0 | 0 | -
8521 | 0 | 0 | 0 | 0 | 0 | 0 | 186.0089 | 0 | 0 | 0 | 8521 | 0 | 0 | 0 | 0 | 0 | 0 | 0 | 0 | 0 | 0 | 8521 | - | 0 | 0 | - | 0 | 0 | - | 186.0089 | 186.0089 | - | 8521 | - | 0 | 0 | - | 0 | 0 | - | 0 | 0 | -
8522 | 0 | 0 | 0 | 0 | 0 | 0 | 39.7987 | 0 | 0 | 0 | 8522 | 0 | 0 | 0 | 0 | 0 | 0 | 0 | 0 | 0 | 0 | 8522 | - | 0 | 0 | - | 0 | 0 | - | 39.7987 | 39.7987 | - | 8522 | - | 0 | 0 | - | 0 | 0 | - | 0 | 0 | -
8523 | 0 | 0 | 0 | 0 | 0 | 0 | 36.5783 | 0 | 0 | 0 | 8523 | 0 | 0 | 0 | 0 | 0 | 0 | 0 | 0 | 0 | 0 | 8523 | - | 0 | 0 | - | 0 | 0 | - | 36.5783 | 36.5783 | - | 8523 | - | 0 | 0 | - | 0 | 0 | - | 0 | 0 | -
8524 | 0 | 0 | 0 | 0 | 0 | 0 | 0 | 0 | 0 | 0 | 8524 | 0 | 0 | 0 | 0 | 0 | 0 | 0 | 0 | 0 | 0 | 8524 | - | 0 | 0 | - | 0 | 0 | - | 0 | 0 | - | 8524 | - | 0 | 0 | - | 0 | 0 | - | 0 | 0 | -
8525 | 0 | 0 | 0 | 0 | 0 | 0 | 0 | 0 | 0 | 0 | 8525 | 0 | 0 | 0 | 0 | 0 | 0 | 0 | 0 | 0 | 0 | 8525 | - | 0 | 0 | - | 0 | 0 | - | 0 | 0 | - | 8525 | - | 453.3873 | 453.3873 | - | 0 | 0 | - | 0 | 0 | -
8526 | 0 | 0 | 0 | 0 | 0 | 0 | 0 | 0 | 0 | 0 | 8526 | 0 | 0 | 0 | 0 | 0 | 0 | 0 | 0 | 0 | 0 | 8526 | - | 0 | 0 | - | 0 | 0 | - | 0 | 0 | - | 8526 | - | 500 | 500 | - | 0 | 0 | - | 123.3565 | 123.3565 | -
8527 | 0 | 0 | 0 | 0 | 0 | 0 | 0 | 0 | 0 | 0 | 8527 | 492.9003 | 990.6655 | 89.2614 | 0 | 0 | 0 | 0 | 0 | 0 | 0 | 8527 | - | 0 | 0 | - | 0 | 0 | - | 0 | 0 | - | 8527 | - | 500 | 500 | - | 500 | 500 | - | 378.7476 | 378.7476 | -
8528 | 0 | 0 | 0 | 0 | 0 | 0 | 0 | 0 | 0 | 0 | 8528 | 0 | 392.2661 | 233.1 | 1500 | 1000 | 233.1 | 0 | 0 | 0 | 0 | 8528 | - | 0 | 0 | - | 0 | 0 | - | 0 | 0 | - | 8528 | - | 500 | 500 | - | 500 | 500 | - | 500 | 500 | -
8529 | 0 | 0 | 0 | 0 | 0 | 0 | 0 | 0 | 0 | 0 | 8529 | 0 | 0 | 0 | 0 | 0 | 0 | 0 | 0 | 0 | 0 | 8529 | - | 0 | 0 | - | 0 | 0 | - | 0 | 0 | - | 8529 | - | 500 | 500 | - | 324.692 | 500 | - | 397.896 | 397.896 | -
8530 | 0 | 0 | 0 | 0 | 0 | 0 | 0 | 0 | 0 | 0 | 8530 | 0 | 0 | 0 | 0 | 0 | 0 | 0 | 0 | 0 | 0 | 8530 | - | 0 | 0 | - | 0 | 0 | - | 0 | 0 | - | 8530 | - | 0 | 0 | - | 119.5209 | 0 | - | 0 | 0 | -
8531 | 0 | 0 | 0 | 0 | 0 | 0 | 0 | 0 | 0 | 0 | 8531 | 0 | 0 | 0 | 0 | 0 | 0 | 0 | 0 | 0 | 0 | 8531 | - | 0 | 0 | - | 0 | 0 | - | 0 | 0 | - | 8531 | - | 0 | 0 | - | 357.7051 | 109.2526 | - | 0 | 0 | -
8532 | 0 | 0 | 0 | 0 | 0 | 0 | 0 | 0 | 0 | 0 | 8532 | 0 | 0 | 0 | 0 | 0 | 0 | 0 | 0 | 0 | 0 | 8532 | - | 0 | 0 | - | 0 | 0 | - | 0 | 0 | - | 8532 | - | 258.2582 | 258.2582 | - | 500 | 500 | - | 500 | 500 | -
8533 | 0 | 0 | 0 | 0 | 0 | 0 | 0 | 0 | 0 | 0 | 8533 | 209.2759 | 0 | 0 | 45.9673 | 0 | 0 | 0 | 0 | 0 | 0 | 8533 | - | 0 | 0 | - | 0 | 0 | - | 0 | 0 | - | 8533 | - | 400.4127 | 281.4755 | - | 500 | 500 | - | 500 | 500 | -
8534 | 0 | 0 | 0 | 0 | 0 | 0 | 0 | 0 | 0 | 0 | 8534 | 244.5818 | 0 | 0 | 98.8255 | 0 | 0 | 0 | 0 | 0 | 0 | 8534 | - | 0 | 0 | - | 0 | 0 | - | 0 | 0 | - | 8534 | - | 244.5818 | 244.5818 | - | 500 | 500 | - | 500 | 500 | -
8535 | 0 | 0 | 0 | 0 | 0 | 0 | 0 | 0 | 0 | 0 | 8535 | 0 | 0 | 0 | 237.6179 | 0 | 0 | 0 | 0 | 0 | 0 | 8535 | - | 0 | 0 | - | 0 | 0 | - | 0 | 0 | - | 8535 | - | 449.5584 | 452.1939 | - | 500 | 500 | - | 500 | 500 | -
8536 | 0 | 0 | 0 | 0 | 0 | 0 | 0 | 0 | 0 | 0 | 8536 | 338.0529 | 0 | 0 | 0 | 0 | 0 | 827.9893 | 447.7461 | 191.0813 | 0 | 8536 | - | 0 | 0 | - | 0 | 0 | - | 0 | 0 | - | 8536 | - | 488.0529 | 488.0529 | - | 500 | 500 | - | 500 | 500 | -
8537 | 0 | 0 | 0 | 0 | 0 | 0 | 0 | 0 | 0 | 0 | 8537 | 366.2047 | 0 | 0 | 191.9867 | 382.9317 | 89.2614 | 822.2998 | 501.2809 | 131.2801 | 0 | 8537 | - | 0 | 0 | - | 0 | 0 | - | 0 | 0 | - | 8537 | - | 366.2047 | 500 | - | 500 | 500 | - | 500 | 500 | -
8538 | 0 | 0 | 0 | 0 | 0 | 0 | 0 | 0 | 0 | 0 | 8538 | 321.8521 | 0 | 0 | 0 | 0 | 0 | 424.1084 | 427.0766 | 0 | 0 | 8538 | - | 0 | 0 | - | 0 | 0 | - | 0 | 0 | - | 8538 | - | 471.8521 | 321.8521 | - | 500 | 500 | - | 500 | 500 | -
8539 | 0 | 0 | 0 | 0 | 0 | 0 | 0 | 0 | 0 | 0 | 8539 | 101.5298 | 0 | 0 | 0 | 0 | 0 | 0 | 6.828 | 0 | 0 | 8539 | - | 0 | 0 | - | 0 | 0 | - | 0 | 0 | - | 8539 | - | 251.5298 | 251.5298 | - | 6.2288 | 48.9708 | - | 500 | 500 | -
8540 | 0 | 0 | 0 | 0 | 0 | 0 | 0 | 0 | 0 | 0 | 8540 | 0 | 0 | 0 | 0 | 0 | 0 | 0 | 0 | 0 | 0 | 8540 | - | 0 | 0 | - | 0 | 0 | - | 0 | 0 | - | 8540 | - | 0 | 83.2012 | - | 0 | 0 | - | 0 | 0 | -
8541 | 0 | 0 | 0 | 0 | 0 | 0 | 0 | 0 | 0 | 0 | 8541 | 0 | 0 | 0 | 0 | 0 | 0 | 0 | 0 | 0 | 0 | 8541 | - | 0 | 0 | - | 0 | 0 | - | 0 | 0 | - | 8541 | - | 0 | 0 | - | 0 | 0 | - | 0 | 0 | -
8542 | 0 | 0 | 0 | 0 | 0 | 0 | 0 | 0 | 0 | 0 | 8542 | 0 | 0 | 0 | 0 | 0 | 0 | 0 | 0 | 0 | 0 | 8542 | - | 0 | 0 | - | 0 | 0 | - | 0 | 0 | - | 8542 | - | 0 | 0 | - | 0 | 0 | - | 0 | 0 | -
8543 | 0 | 0 | 0 | 0 | 0 | 0 | 0 | 0 | 0 | 0 | 8543 | 0 | 0 | 0 | 0 | 0 | 0 | 0 | 0 | 0 | 0 | 8543 | - | 0 | 0 | - | 0 | 0 | - | 20.907 | 0 | - | 8543 | - | 0 | 0 | - | 0 | 0 | - | 0 | 0 | -
8544 | 0 | 0 | 0 | 0 | 0 | 0 | 0 | 0 | 0 | 0 | 8544 | 0 | 0 | 0 | 0 | 0 | 0 | 0 | 0 | 0 | 0 | 8544 | - | 0 | 0 | - | 0 | 0 | - | 0 | 0 | - | 8544 | - | 0 | 0 | - | 0 | 0 | - | 0 | 0 | -
8545 | 0 | 0 | 0 | 0 | 0 | 0 | 0 | 0 | 0 | 0 | 8545 | 0 | 0 | 0 | 0 | 0 | 0 | 0 | 0 | 0 | 0 | 8545 | - | 0 | 0 | - | 0 | 0 | - | 0 | 0 | - | 8545 | - | 0 | 0 | - | 0 | 0 | - | 0 | 0 | -
8546 | 0 | 0 | 0 | 0 | 0 | 0 | 0 | 0 | 0 | 0 | 8546 | 0 | 0 | 0 | 0 | 0 | 0 | 0 | 0 | 0 | 0 | 8546 | - | 0 | 0 | - | 0 | 0 | - | 0 | 0 | - | 8546 | - | 0 | 0 | - | 0 | 0 | - | 0 | 0 | -
8547 | 0 | 0 | 0 | 0 | 0 | 0 | 0 | 0 | 0 | 0 | 8547 | 0 | 0 | 0 | 0 | 0 | 0 | 0 | 0 | 0 | 0 | 8547 | - | 0 | 0 | - | 0 | 0 | - | 0 | 0 | - | 8547 | - | 0 | 0 | - | 0 | 0 | - | 0 | 0 | -
8548 | 0 | 0 | 0 | 0 | 0 | 0 | 0 | 0 | 0 | 0 | 8548 | 0 | 0 | 0 | 0 | 0 | 0 | 0 | 0 | 0 | 0 | 8548 | - | 0 | 0 | - | 0 | 0 | - | 0 | 500 | - | 8548 | - | 0 | 0 | - | 0 | 0 | - | 0 | 0 | -
8549 | 0 | 0 | 0 | 0 | 0 | 0 | 0 | 0 | 0 | 0 | 8549 | 0 | 0 | 0 | 0 | 0 | 0 | 0 | 0 | 0 | 0 | 8549 | - | 0 | 0 | - | 0 | 0 | - | 500 | 500 | - | 8549 | - | 0 | 0 | - | 0 | 0 | - | 0 | 0 | -
8550 | 0 | 0 | 0 | 0 | 0 | 0 | 0 | 0 | 0 | 0 | 8550 | 0 | 0 | 0 | 0 | 0 | 0 | 0 | 0 | 0 | 0 | 8550 | - | 0 | 0 | - | 0 | 0 | - | 500 | 0 | - | 8550 | - | 0 | 0 | - | 0 | 0 | - | 0 | 0 | -
8551 | 0 | 0 | 0 | 0 | 0 | 0 | 0 | 0 | 0 | 0 | 8551 | 0 | 0 | 0 | 0 | 0 | 0 | 0 | 0 | 0 | 0 | 8551 | - | 0 | 0 | - | 333.3333 | 333.3333 | - | 500 | 209.9307 | - | 8551 | - | 0 | 0 | - | 0 | 0 | - | 0 | 0 | -
8552 | 0 | 0 | 0 | 0 | 0 | 0 | 0 | 0 | 0 | 0 | 8552 | 0 | 0 | 0 | 0 | 0 | 0 | 0 | 0 | 0 | 0 | 8552 | - | 500 | 500 | - | 500 | 500 | - | 0 | 500 | - | 8552 | - | 0 | 0 | - | 0 | 0 | - | 0 | 0 | -
8553 | 0 | 0 | 0 | 0 | 0 | 0 | 0 | 0 | 0 | 0 | 8553 | 0 | 0 | 0 | 0 | 0 | 0 | 0 | 0 | 0 | 0 | 8553 | - | 500 | 500 | - | 500 | 500 | - | 0 | 500 | - | 8553 | - | 0 | 0 | - | 0 | 0 | - | 0 | 0 | -
8554 | 738.4917 | 294.4668 | 70.7036 | 661.1711 | 248.813 | 189.6243 | 0 | 0 | 0 | 738.4917 | 8554 | 0 | 0 | 0 | 0 | 0 | 0 | 0 | 0 | 0 | 738.4917 | 8554 | - | 500 | 500 | - | 500 | 500 | - | 0 | 0 | - | 8554 | - | 0 | 0 | - | 0 | 0 | - | 0 | 0 | -
8555 | 481.7421 | 514.659 | 118.9208 | 559.0627 | 564.6763 | 0 | 0 | 0 | 0 | 481.7421 | 8555 | 0 | 0 | 0 | 0 | 0 | 0 | 0 | 0 | 0 | 481.7421 | 8555 | - | 500 | 500 | - | 500 | 500 | - | 500 | 0 | - | 8555 | - | 0 | 0 | - | 0 | 0 | - | 0 | 0 | -
8556 | 0 | 4.3635 | 0 | 0 | 0 | 0 | 0 | 0 | 0 | 0 | 8556 | 0 | 0 | 0 | 0 | 0 | 0 | 0 | 0 | 0 | 0 | 8556 | - | 500 | 500 | - | 500 | 500 | - | 0 | 0 | - | 8556 | - | 0 | 0 | - | 0 | 0 | - | 0 | 0 | -
8557 | 0 | 0 | 0 | 0 | 0 | 0 | 1220.2338 | 0 | 0 | 0 | 8557 | 0 | 0 | 0 | 0 | 0 | 0 | 0 | 0 | 0 | 0 | 8557 | - | 500 | 500 | - | 500 | 500 | - | 0 | 500 | - | 8557 | - | 0 | 0 | - | 0 | 0 | - | 0 | 0 | -
8558 | 0 | 0 | 0 | 0 | 0 | 0 | 0 | 0 | 0 | 0 | 8558 | 0 | 0 | 0 | 0 | 0 | 0 | 0 | 0 | 0 | 0 | 8558 | - | 333.3333 | 333.3333 | - | 0 | 0 | - | 312.4264 | 0 | - | 8558 | - | 0 | 0 | - | 0 | 0 | - | 0 | 0 | -
8559 | 0 | 0 | 0 | 0 | 0 | 0 | 0 | 0 | 0 | 0 | 8559 | 0 | 0 | 0 | 0 | 0 | 0 | 0 | 0 | 0 | 0 | 8559 | - | 0 | 0 | - | 0 | 0 | - | 0 | 0 | - | 8559 | - | 0 | 0 | - | 0 | 0 | - | 0 | 0 | -
8560 | 0 | 0 | 0 | 0 | 0 | 0 | 0 | 0 | 0 | 0 | 8560 | 0 | 0 | 0 | 0 | 0 | 0 | 0 | 0 | 0 | 0 | 8560 | - | 0 | 0 | - | 0 | 0 | - | 0 | 0 | - | 8560 | - | 0 | 0 | - | 0 | 0 | - | 0 | 0 | -
8561 | 0 | 0 | 0 | 0 | 0 | 0 | 0 | 0 | 0 | 0 | 8561 | 0 | 0 | 0 | 0 | 0 | 0 | 0 | 0 | 0 | 0 | 8561 | - | 0 | 0 | - | 0 | 0 | - | 0 | 123.4027 | - | 8561 | - | 0 | 0 | - | 0 | 0 | - | 0 | 0 | -
8562 | 0 | 0 | 0 | 0 | 0 | 0 | 0 | 0 | 0 | 0 | 8562 | 0 | 0 | 0 | 0 | 0 | 0 | 0 | 0 | 0 | 0 | 8562 | - | 0 | 0 | - | 0 | 0 | - | 0 | 0 | - | 8562 | - | 0 | 0 | - | 0 | 0 | - | 0 | 0 | -
8563 | 0 | 0 | 0 | 0 | 0 | 0 | 0 | 0 | 0 | 0 | 8563 | 0 | 0 | 0 | 0 | 0 | 0 | 0 | 0 | 0 | 0 | 8563 | - | 0 | 0 | - | 0 | 0 | - | 500 | 0 | - | 8563 | - | 0 | 0 | - | 0 | 0 | - | 0 | 0 | -
8564 | 0 | 0 | 0 | 0 | 0 | 0 | 0 | 813.4892 | 0 | 0 | 8564 | 0 | 0 | 0 | 0 | 0 | 0 | 0 | 0 | 0 | 0 | 8564 | - | 0 | 0 | - | 0 | 0 | - | 0 | 0 | - | 8564 | - | 0 | 0 | - | 0 | 0 | - | 0 | 0 | -
8565 | 0 | 0 | 0 | 0 | 0 | 0 | 0 | 0 | 189.6243 | 0 | 8565 | 0 | 0 | 0 | 0 | 0 | 0 | 0 | 0 | 0 | 0 | 8565 | - | 0 | 0 | - | 0 | 0 | - | 500 | 500 | - | 8565 | - | 0 | 0 | - | 0 | 0 | - | 0 | 0 | -
8566 | 0 | 0 | 0 | 0 | 0 | 0 | 0 | 0 | 0 | 0 | 8566 | 0 | 0 | 0 | 0 | 0 | 0 | 0 | 0 | 0 | 0 | 8566 | - | 0 | 0 | - | 0 | 0 | - | 0 | 0 | - | 8566 | - | 0 | 0 | - | 0 | 0 | - | 0 | 0 | -
8567 | 0 | 0 | 0 | 0 | 0 | 0 | 0 | 0 | 0 | 0 | 8567 | 0 | 0 | 0 | 0 | 0 | 0 | 0 | 0 | 0 | 0 | 8567 | - | 0 | 0 | - | 0 | 0 | - | 0 | 0 | - | 8567 | - | 0 | 0 | - | 0 | 0 | - | 0 | 0 | -
8568 | 0 | 0 | 0 | 0 | 0 | 0 | 0 | 0 | 0 | 0 | 8568 | 0 | 0 | 0 | 0 | 0 | 0 | 0 | 0 | 0 | 0 | 8568 | - | 0 | 0 | - | 0 | 0 | - | 0 | 0 | - | 8568 | - | 0 | 0 | - | 0 | 0 | - | 0 | 0 | -
8569 | 570.7814 | 70.7814 | 70.7814 | 0 | 0 | 0 | 0 | 0 | 84.611 | 570.7814 | 8569 | 0 | 0 | 0 | 0 | 0 | 0 | 0 | 0 | 0 | 570.7814 | 8569 | - | 500 | 500 | - | 458.3868 | 228.8368 | - | 0 | 0 | - | 8569 | - | 0 | 0 | - | 0 | 0 | - | 0 | 0 | -
8570 | 92.6107 | 0 | 0 | 0 | 324.5458 | 0 | 0 | 0 | 0 | 92.6107 | 8570 | 0 | 0 | 0 | 0 | 0 | 0 | 0 | 0 | 0 | 92.6107 | 8570 | - | 488.3489 | 488.3489 | - | 500 | 500 | - | 0 | 0 | - | 8570 | - | 0 | 0 | - | 0 | 0 | - | 0 | 0 | -
8571 | 207.1146 | 102.8528 | 102.8528 | 251.206 | 333.1898 | 33.8708 | 0 | 0 | 0 | 207.1146 | 8571 | 0 | 0 | 0 | 0 | 0 | 0 | 0 | 0 | 0 | 207.1146 | 8571 | - | 500 | 500 | - | 108.9093 | 408.2283 | - | 0 | 0 | - | 8571 | - | 0 | 0 | - | 0 | 0 | - | 0 | 0 | -
8572 | 188.1875 | 71.3036 | 15.9901 | 655.7535 | 155.7535 | 155.7535 | 0 | 0 | 0 | 188.1875 | 8572 | 0 | 0 | 0 | 0 | 0 | 0 | 0 | 0 | 0 | 188.1875 | 8572 | - | 500 | 500 | - | 500 | 500 | - | 0 | 0 | - | 8572 | - | 0 | 0 | - | 0 | 0 | - | 0 | 0 | -
8573 | 19.3859 | 0 | 0 | 313.2743 | 0 | 0 | 0 | 0 | 0 | 19.3859 | 8573 | 0 | 0 | 0 | 0 | 0 | 0 | 0 | 0 | 0 | 19.3859 | 8573 | - | 415.1241 | 415.1241 | - | 500 | 430.231 | - | 0 | 0 | - | 8573 | - | 0 | 0 | - | 0 | 0 | - | 0 | 0 | -
8574 | 142.1537 | 0 | 0 | 0 | 0 | 0 | 393.8598 | 0 | 0 | 142.1537 | 8574 | 0 | 0 | 0 | 0 | 0 | 0 | 0 | 0 | 0 | 142.1537 | 8574 | - | 142.1537 | 142.1537 | - | 197.1686 | 197.1686 | - | 0 | 0 | - | 8574 | - | 0 | 0 | - | 0 | 0 | - | 0 | 0 | -
8575 | 0 | 0 | 0 | 0 | 0 | 0 | 204.8609 | 0 | 0 | 0 | 8575 | 0 | 0 | 0 | 0 | 0 | 0 | 0 | 0 | 0 | 0 | 8575 | - | 0 | 0 | - | 0 | 0 | - | 0 | 0 | - | 8575 | - | 0 | 0 | - | 317.7179 | 317.7179 | - | 0 | 0 | -
8576 | 0 | 0 | 0 | 0 | 0 | 0 | 0 | 0 | 0 | 0 | 8576 | 0 | 2.3544 | 0 | 123.2243 | 0 | 0 | 120.9139 | 0 | 0 | 0 | 8576 | - | 0 | 0 | - | 0 | 0 | - | 0 | 0 | - | 8576 | - | 500 | 500 | - | 500 | 500 | - | 120.9139 | 120.9139 | -
8577 | 0 | 0 | 0 | 0 | 0 | 0 | 0 | 0 | 0 | 0 | 8577 | 724.0996 | 343.2655 | 233.1 | 886.4428 | 361.9353 | 233.1 | 798.4199 | 298.4199 | 233.1 | 0 | 8577 | - | 0 | 0 | - | 0 | 0 | - | 0 | 0 | - | 8577 | - | 500 | 500 | - | 500 | 500 | - | 500 | 500 | -
8578 | 0 | 0 | 0 | 0 | 0 | 0 | 0 | 0 | 0 | 0 | 8578 | 456.9821 | 467.3075 | 89.2614 | 481.479 | 431.479 | 0 | 276.3119 | 0 | 0 | 0 | 8578 | - | 0 | 0 | - | 0 | 0 | - | 0 | 0 | - | 8578 | - | 500 | 500 | - | 500 | 500 | - | 276.3119 | 276.3119 | -
8579 | 0 | 0 | 0 | 0 | 0 | 0 | 0 | 0 | 0 | 0 | 8579 | 0 | 45.3826 | 0 | 530.7223 | 480.7223 | 89.2614 | 331.6616 | 0 | 0 | 0 | 8579 | - | 0 | 0 | - | 0 | 0 | - | 0 | 0 | - | 8579 | - | 500 | 500 | - | 500 | 500 | - | 331.6616 | 331.6616 | -
8580 | 0 | 0 | 0 | 0 | 0 | 0 | 0 | 0 | 0 | 0 | 8580 | 0 | 0 | 0 | 0 | 108.7952 | 0 | 18.8041 | 0 | 0 | 0 | 8580 | - | 0 | 0 | - | 0 | 0 | - | 0 | 0 | - | 8580 | - | 162.3415 | 162.3415 | - | 500 | 500 | - | 18.8041 | 18.8041 | -
8581 | 0 | 0 | 0 | 0 | 0 | 0 | 0 | 0 | 0 | 0 | 8581 | 0 | 0 | 0 | 0 | 0 | 0 | 0 | 0 | 0 | 0 | 8581 | - | 0 | 0 | - | 0 | 0 | - | 0 | 0 | - | 8581 | - | 0 | 0 | - | 401.8912 | 401.8912 | - | 0 | 0 | -
8582 | 0 | 0 | 0 | 59.9323 | 0 | 0 | 0 | 0 | 0 | 0 | 8582 | 0 | 0 | 0 | 0 | 0 | 0 | 0 | 0 | 0 | 0 | 8582 | - | 0 | 0 | - | 59.9323 | 59.9323 | - | 0 | 0 | - | 8582 | - | 0 | 0 | - | 0 | 0 | - | 0 | 0 | -
8583 | 0 | 0 | 0 | 40.8141 | 0 | 0 | 0 | 0 | 0 | 0 | 8583 | 0 | 0 | 0 | 0 | 0 | 0 | 0 | 0 | 0 | 0 | 8583 | - | 0 | 0 | - | 40.8141 | 40.8141 | - | 0 | 0 | - | 8583 | - | 0 | 0 | - | 0 | 0 | - | 0 | 0 | -
8584 | 0 | 0 | 0 | 0 | 0 | 0 | 0 | 0 | 0 | 0 | 8584 | 0 | 0 | 0 | 0 | 0 | 0 | 0 | 0 | 0 | 0 | 8584 | - | 0 | 0 | - | 0 | 0 | - | 0 | 0 | - | 8584 | - | 500 | 500 | - | 309.2826 | 309.2826 | - | 0 | 0 | -
8585 | 0 | 0 | 0 | 0 | 0 | 0 | 0 | 0 | 0 | 0 | 8585 | 402.5349 | 41.3529 | 0 | 0 | 0 | 0 | 0 | 0 | 0 | 0 | 8585 | - | 0 | 0 | - | 0 | 0 | - | 0 | 0 | - | 8585 | - | 500 | 500 | - | 330.9777 | 330.9777 | - | 0 | 0 | -
8586 | 0 | 0 | 0 | 0 | 0 | 0 | 0 | 0 | 0 | 0 | 8586 | 326.4508 | 0 | 0 | 105.5057 | 0 | 0 | 0 | 0 | 0 | 0 | 8586 | - | 0 | 0 | - | 0 | 0 | - | 0 | 0 | - | 8586 | - | 326.4508 | 326.4508 | - | 326.1649 | 326.1649 | - | 0 | 0 | -
8587 | 0 | 0 | 0 | 0 | 0 | 0 | 0 | 0 | 0 | 0 | 8587 | 61.38 | 0 | 0 | 22.3869 | 0 | 0 | 0 | 0 | 0 | 0 | 8587 | - | 0 | 0 | - | 0 | 0 | - | 0 | 0 | - | 8587 | - | 254.4025 | 254.4025 | - | 220.9514 | 220.9514 | - | 0 | 0 | -
8588 | 0 | 0 | 0 | 0 | 0 | 0 | 0 | 0 | 0 | 0 | 8588 | 0 | 0 | 0 | 10.271 | 0 | 0 | 0 | 0 | 0 | 0 | 8588 | - | 0 | 0 | - | 0 | 0 | - | 0 | 0 | - | 8588 | - | 241.5992 | 241.5992 | - | 208.8355 | 208.8355 | - | 0 | 0 | -
8589 | 0 | 0 | 0 | 0 | 0 | 0 | 0 | 0 | 0 | 0 | 8589 | 0 | 0 | 0 | 0 | 0 | 0 | 0 | 0 | 0 | 0 | 8589 | - | 0 | 0 | - | 0 | 0 | - | 0 | 0 | - | 8589 | - | 233.1716 | 233.1716 | - | 0 | 0 | - | 0 | 0 | -
8590 | 0 | 0 | 0 | 0 | 0 | 0 | 0 | 0 | 0 | 0 | 8590 | 0 | 0 | 0 | 0 | 0 | 0 | 0 | 0 | 0 | 0 | 8590 | - | 0 | 0 | - | 0 | 0 | - | 0 | 0 | - | 8590 | - | 375.3051 | 375.3051 | - | 0 | 0 | - | 0 | 0 | -
8591 | 0 | 0 | 0 | 0 | 0 | 0 | 0 | 0 | 0 | 0 | 8591 | 102.9502 | 0 | 0 | 0 | 0 | 0 | 0 | 0 | 0 | 0 | 8591 | - | 0 | 0 | - | 0 | 0 | - | 0 | 0 | - | 8591 | - | 144.9886 | 144.9886 | - | 0 | 0 | - | 0 | 0 | -
8592 | 60.4415 | 0 | 0 | 0 | 0 | 0 | 0 | 0 | 0 | 60.4415 | 8592 | 0 | 0 | 0 | 0 | 0 | 0 | 0 | 0 | 0 | 60.4415 | 8592 | - | 60.4415 | 60.4415 | - | 0 | 0 | - | 0 | 500 | - | 8592 | - | 0 | 0 | - | 0 | 0 | - | 0 | 0 | -
8593 | 0 | 0 | 0 | 0 | 0 | 0 | 0 | 0 | 0 | 0 | 8593 | 8.4175 | 0 | 0 | 0 | 0 | 0 | 0 | 0 | 0 | 0 | 8593 | - | 0 | 0 | - | 0 | 0 | - | 0 | 0 | - | 8593 | - | 29.6982 | 29.6982 | - | 0 | 0 | - | 0 | 0 | -
8594 | 0 | 0 | 0 | 0 | 0 | 0 | 0 | 0 | 0 | 0 | 8594 | 42.9578 | 0 | 0 | 0 | 0 | 0 | 0 | 0 | 0 | 0 | 8594 | - | 0 | 0 | - | 0 | 0 | - | 0 | 0 | - | 8594 | - | 42.9578 | 42.9578 | - | 0 | 0 | - | 0 | 0 | -
8595 | 101.4894 | 0 | 0 | 0 | 0 | 0 | 0 | 0 | 0 | 101.4894 | 8595 | 0 | 0 | 0 | 0 | 0 | 0 | 0 | 0 | 0 | 101.4894 | 8595 | - | 106.5012 | 0 | - | 0 | 0 | - | 0 | 0 | - | 8595 | - | 0 | 0 | - | 0 | 0 | - | 0 | 0 | -
8596 | 0 | 0 | 0 | 0 | 0 | 0 | 0 | 0 | 0 | 0 | 8596 | 0 | 0 | 0 | 0 | 0 | 0 | 0 | 0 | 0 | 0 | 8596 | - | 0 | 106.5012 | - | 0 | 0 | - | 0 | 0 | - | 8596 | - | 0 | 0 | - | 0 | 0 | - | 0 | 0 | -
8597 | 0 | 0 | 0 | 0 | 0 | 0 | 0 | 0 | 0 | 0 | 8597 | 86.266 | 0 | 0 | 0 | 0 | 0 | 0 | 0 | 0 | 0 | 8597 | - | 0 | 0 | - | 0 | 0 | - | 0 | 500 | - | 8597 | - | 86.266 | 86.266 | - | 0 | 0 | - | 0 | 0 | -
8598 | 0 | 0 | 0 | 0 | 0 | 0 | 0 | 0 | 0 | 0 | 8598 | 0 | 0 | 0 | 0 | 0 | 0 | 0 | 0 | 0 | 0 | 8598 | - | 0 | 0 | - | 0 | 0 | - | 0 | 0 | - | 8598 | - | 0 | 0 | - | 0 | 0 | - | 0 | 0 | -
8599 | 0 | 0 | 0 | 0 | 0 | 0 | 0 | 0 | 233.1 | 0 | 8599 | 0 | 0 | 0 | 0 | 0 | 0 | 0 | 0 | 0 | 0 | 8599 | - | 0 | 0 | - | 0 | 0 | - | 0 | 500 | - | 8599 | - | 0 | 0 | - | 0 | 0 | - | 0 | 0 | -
8600 | 0 | 0 | 0 | 0 | 0 | 0 | 0 | 0 | 0 | 0 | 8600 | 0 | 0 | 0 | 0 | 0 | 0 | 0 | 0 | 0 | 0 | 8600 | - | 0 | 0 | - | 0 | 0 | - | 0 | 0 | - | 8600 | - | 0 | 0 | - | 0 | 0 | - | 0 | 0 | -
8601 | 0 | 0 | 0 | 0 | 0 | 0 | 0 | 0 | 0 | 0 | 8601 | 0 | 0 | 0 | 0 | 0 | 0 | 0 | 0 | 0 | 0 | 8601 | - | 0 | 0 | - | 0 | 0 | - | 0 | 0 | - | 8601 | - | 0 | 0 | - | 0 | 0 | - | 0 | 0 | -
8602 | 0 | 0 | 0 | 0 | 0 | 0 | 0 | 0 | 146.1487 | 0 | 8602 | 0 | 0 | 0 | 0 | 0 | 0 | 0 | 0 | 0 | 0 | 8602 | - | 0 | 0 | - | 0 | 0 | - | 0 | 0 | - | 8602 | - | 0 | 0 | - | 0 | 0 | - | 0 | 0 | -
8603 | 0 | 0 | 0 | 0 | 0 | 0 | 0 | 0 | 0 | 0 | 8603 | 0 | 0 | 0 | 0 | 0 | 0 | 0 | 0 | 0 | 0 | 8603 | - | 0 | 0 | - | 0 | 0 | - | 0 | 0 | - | 8603 | - | 0 | 0 | - | 0 | 0 | - | 0 | 0 | -
8604 | 0 | 0 | 0 | 0 | 0 | 0 | 0 | 0 | 0 | 0 | 8604 | 0 | 0 | 0 | 0 | 0 | 0 | 0 | 0 | 0 | 0 | 8604 | - | 0 | 0 | - | 0 | 0 | - | 0 | 0 | - | 8604 | - | 0 | 0 | - | 0 | 0 | - | 0 | 0 | -
8605 | 0 | 0 | 0 | 0 | 0 | 0 | 0 | 0 | 0 | 0 | 8605 | 0 | 0 | 0 | 0 | 0 | 0 | 0 | 0 | 0 | 0 | 8605 | - | 0 | 0 | - | 0 | 0 | - | 500 | 0 | - | 8605 | - | 0 | 0 | - | 0 | 0 | - | 0 | 0 | -
8606 | 0 | 0 | 0 | 0 | 0 | 0 | 0 | 0 | 0 | 0 | 8606 | 0 | 0 | 0 | 0 | 0 | 0 | 0 | 0 | 0 | 0 | 8606 | - | 249.4982 | 249.4982 | - | 0 | 0 | - | 0 | 0 | - | 8606 | - | 0 | 0 | - | 0 | 0 | - | 0 | 0 | -
8607 | 0 | 0 | 0 | 0 | 0 | 0 | 0 | 0 | 0 | 0 | 8607 | 0 | 0 | 0 | 0 | 0 | 0 | 0 | 0 | 0 | 0 | 8607 | - | 0 | 0 | - | 0 | 0 | - | 0 | 0 | - | 8607 | - | 0 | 0 | - | 0 | 0 | - | 0 | 0 | -
8608 | 0 | 0 | 0 | 0 | 0 | 0 | 0 | 0 | 0 | 0 | 8608 | 0 | 0 | 0 | 0 | 0 | 0 | 0 | 0 | 0 | 0 | 8608 | - | 0 | 0 | - | 500 | 0 | - | 0 | 0 | - | 8608 | - | 0 | 0 | - | 0 | 0 | - | 0 | 0 | -
8609 | 0 | 0 | 0 | 0 | 0 | 0 | 0 | 0 | 0 | 0 | 8609 | 0 | 0 | 0 | 0 | 0 | 0 | 0 | 0 | 0 | 0 | 8609 | - | 0 | 0 | - | 500 | 500 | - | 0 | 0 | - | 8609 | - | 0 | 0 | - | 0 | 0 | - | 0 | 0 | -
8610 | 0 | 0 | 0 | 0 | 0 | 0 | 0 | 0 | 0 | 0 | 8610 | 0 | 0 | 0 | 0 | 0 | 0 | 0 | 0 | 0 | 0 | 8610 | - | 482.6269 | 93.8921 | - | 0 | 0 | - | 0 | 0 | - | 8610 | - | 0 | 0 | - | 0 | 0 | - | 0 | 0 | -
8611 | 0 | 0 | 0 | 0 | 0 | 0 | 0 | 0 | 0 | 0 | 8611 | 0 | 0 | 0 | 0 | 0 | 0 | 0 | 0 | 0 | 0 | 8611 | - | 500 | 500 | - | 166.6667 | 500 | - | 0 | 0 | - | 8611 | - | 0 | 0 | - | 0 | 0 | - | 0 | 0 | -
8612 | 447.3676 | 436.5134 | 41.5003 | 0 | 0 | 98.6467 | 0 | 0 | 0 | 447.3676 | 8612 | 0 | 0 | 0 | 0 | 0 | 0 | 0 | 0 | 0 | 447.3676 | 8612 | - | 500 | 500 | - | 500 | 500 | - | 373.6932 | 0 | - | 8612 | - | 0 | 0 | - | 0 | 0 | - | 0 | 0 | -
8613 | 588.1381 | 219.4494 | 172.8761 | 1500 | 553.0398 | 0 | 0 | 0 | 0 | 588.1381 | 8613 | 0 | 0 | 0 | 0 | 0 | 0 | 0 | 0 | 0 | 588.1381 | 8613 | - | 500 | 500 | - | 500 | 500 | - | 500 | 0 | - | 8613 | - | 0 | 0 | - | 0 | 0 | - | 0 | 0 | -
8614 | 0 | 100.8795 | 0 | 0 | 0 | 47.502 | 0 | 0 | 0 | 0 | 8614 | 0 | 0 | 0 | 0 | 0 | 0 | 0 | 0 | 0 | 0 | 8614 | - | 500 | 500 | - | 500 | 500 | - | 500 | 0 | - | 8614 | - | 0 | 0 | - | 0 | 0 | - | 0 | 0 | -
8615 | 0 | 0 | 0 | 0 | 0 | 0 | 940.4677 | 0 | 0 | 0 | 8615 | 0 | 0 | 0 | 0 | 0 | 0 | 0 | 0 | 0 | 0 | 8615 | - | 451.8849 | 500 | - | 500 | 500 | - | 500 | 373.6932 | - | 8615 | - | 0 | 0 | - | 0 | 0 | - | 0 | 0 | -
8616 | 0 | 0 | 0 | 0 | 0 | 0 | 0 | 164.5715 | 0 | 0 | 8616 | 0 | 0 | 0 | 0 | 0 | 0 | 0 | 0 | 0 | 0 | 8616 | - | 500 | 500 | - | 500 | 500 | - | 500 | 0 | - | 8616 | - | 0 | 0 | - | 0 | 0 | - | 0 | 0 | -
8617 | 0 | 0 | 0 | 0 | 0 | 0 | 1500 | 0 | 0 | 0 | 8617 | 0 | 0 | 0 | 0 | 0 | 0 | 0 | 0 | 0 | 0 | 8617 | - | 407.5841 | 500 | - | 500 | 500 | - | 500 | 500 | - | 8617 | - | 0 | 0 | - | 0 | 0 | - | 0 | 0 | -
8618 | 484.6559 | 0 | 0 | 0 | 649.4412 | 0 | 0 | 0 | 0 | 484.6559 | 8618 | 0 | 0 | 0 | 0 | 0 | 0 | 0 | 0 | 0 | 484.6559 | 8618 | - | 500 | 500 | - | 500 | 500 | - | 0 | 0 | - | 8618 | - | 0 | 0 | - | 0 | 0 | - | 0 | 0 | -
8619 | 456.2407 | 0 | 0 | 407.5316 | 0 | 0 | 0 | 0 | 0 | 456.2407 | 8619 | 0 | 0 | 0 | 0 | 0 | 0 | 0 | 0 | 0 | 456.2407 | 8619 | - | 500 | 500 | - | 500 | 500 | - | 500 | 500 | - | 8619 | - | 0 | 0 | - | 0 | 0 | - | 0 | 0 | -
8620 | 24.8255 | 175.7122 | 0 | 532.936 | 0 | 0 | 0 | 0 | 0 | 24.8255 | 8620 | 0 | 0 | 0 | 0 | 0 | 0 | 0 | 0 | 0 | 24.8255 | 8620 | - | 500 | 500 | - | 500 | 500 | - | 500 | 500 | - | 8620 | - | 0 | 0 | - | 0 | 0 | - | 0 | 0 | -
8621 | 439.2399 | 694.4239 | 164.8722 | 0 | 424.4975 | 233.1 | 0 | 1000 | 0 | 439.2399 | 8621 | 0 | 0 | 0 | 0 | 0 | 0 | 0 | 0 | 0 | 439.2399 | 8621 | - | 500 | 500 | - | 500 | 500 | - | 0 | 500 | - | 8621 | - | 0 | 0 | - | 0 | 0 | - | 0 | 0 | -
8622 | 0 | 0 | 0 | 0 | 0 | 0 | 0 | 0 | 0 | 0 | 8622 | 0 | 0 | 0 | 0 | 0 | 0 | 0 | 0 | 0 | 0 | 8622 | - | 500 | 500 | - | 500 | 500 | - | 0 | 0 | - | 8622 | - | 0 | 0 | - | 0 | 0 | - | 0 | 0 | -
8623 | 0 | 0 | 0 | 0 | 0 | 0 | 0 | 0 | 0 | 0 | 8623 | 0 | 0 | 0 | 0 | 0 | 0 | 0 | 0 | 0 | 0 | 8623 | - | 75.0726 | 323.2764 | - | 0 | 166.6667 | - | 500 | 500 | - | 8623 | - | 0 | 0 | - | 0 | 0 | - | 0 | 0 | -
8624 | 0 | 0 | 0 | 0 | 0 | 0 | 0 | 0 | 0 | 0 | 8624 | 0 | 0 | 0 | 0 | 0 | 0 | 0 | 0 | 0 | 0 | 8624 | - | 0 | 0 | - | 0 | 0 | - | 0 | 500 | - | 8624 | - | 0 | 0 | - | 0 | 0 | - | 0 | 0 | -
8625 | 0 | 0 | 0 | 0 | 0 | 0 | 0 | 0 | 0 | 0 | 8625 | 29.2465 | 0 | 0 | 0 | 0 | 0 | 0 | 0 | 0 | 0 | 8625 | - | 0 | 0 | - | 0 | 0 | - | 0 | 0 | - | 8625 | - | 27.8702 | 27.8702 | - | 0 | 0 | - | 0 | 0 | -
8626 | 34.4077 | 0 | 0 | 0 | 0 | 0 | 0 | 0 | 0 | 34.4077 | 8626 | 0 | 0 | 0 | 0 | 0 | 0 | 0 | 0 | 0 | 34.4077 | 8626 | - | 34.4077 | 34.4077 | - | 0 | 0 | - | 0 | 0 | - | 8626 | - | 0 | 0 | - | 0 | 0 | - | 0 | 0 | -
8627 | 0 | 0 | 0 | 0 | 0 | 0 | 0 | 0 | 0 | 0 | 8627 | 0 | 0 | 0 | 0 | 0 | 0 | 0 | 0 | 0 | 0 | 8627 | - | 0 | 0 | - | 0 | 0 | - | 0 | 0 | - | 8627 | - | 0 | 0 | - | 0 | 0 | - | 0 | 0 | -
8628 | 0 | 0 | 0 | 0 | 0 | 0 | 0 | 0 | 0 | 0 | 8628 | 0 | 0 | 0 | 0 | 0 | 0 | 0 | 0 | 0 | 0 | 8628 | - | 0 | 0 | - | 0 | 0 | - | 0 | 0 | - | 8628 | - | 0 | 0 | - | 0 | 0 | - | 0 | 0 | -
8629 | 0 | 0 | 0 | 0 | 0 | 0 | 0 | 0 | 0 | 0 | 8629 | 0 | 0 | 0 | 0 | 0 | 0 | 0 | 0 | 0 | 0 | 8629 | - | 0 | 0 | - | 0 | 0 | - | 0 | 0 | - | 8629 | - | 0 | 0 | - | 0 | 0 | - | 0 | 0 | -
8630 | 0 | 0 | 0 | 0 | 0 | 0 | 0 | 0 | 0 | 0 | 8630 | 0 | 0 | 0 | 0 | 0 | 0 | 0 | 0 | 0 | 0 | 8630 | - | 0 | 0 | - | 0 | 0 | - | 0 | 0 | - | 8630 | - | 0 | 0 | - | 0 | 0 | - | 0 | 0 | -
8631 | 0 | 0 | 0 | 0 | 0 | 0 | 0 | 0 | 0 | 0 | 8631 | 0 | 0 | 0 | 0 | 0 | 0 | 72.7431 | 0 | 0 | 0 | 8631 | - | 0 | 0 | - | 0 | 0 | - | 0 | 0 | - | 8631 | - | 0 | 0 | - | 343.4264 | 0 | - | 122.5431 | 122.5431 | -
8632 | 0 | 0 | 0 | 0 | 0 | 0 | 0 | 0 | 0 | 0 | 8632 | 0 | 0 | 0 | 0 | 0 | 0 | 59.8167 | 0 | 0 | 0 | 8632 | - | 0 | 0 | - | 0 | 0 | - | 0 | 0 | - | 8632 | - | 0 | 0 | - | 51.312 | 500 | - | 59.8167 | 59.8167 | -
8633 | 0 | 0 | 0 | 0 | 0 | 0 | 0 | 0 | 0 | 0 | 8633 | 0 | 0 | 0 | 0 | 0 | 0 | 0 | 0 | 0 | 0 | 8633 | - | 0 | 0 | - | 0 | 0 | - | 0 | 0 | - | 8633 | - | 0 | 0 | - | 500 | 0 | - | 49.3837 | 0 | -
8634 | 0 | 0 | 0 | 0 | 0 | 0 | 0 | 0 | 0 | 0 | 8634 | 0 | 0 | 0 | 0 | 0 | 0 | 54.9721 | 0 | 0 | 0 | 8634 | - | 0 | 0 | - | 0 | 0 | - | 0 | 0 | - | 8634 | - | 0 | 32.4289 | - | 53.8076 | 53.8076 | - | 54.9721 | 104.3558 | -
8635 | 0 | 0 | 0 | 0 | 0 | 0 | 0 | 0 | 0 | 0 | 8635 | 0 | 0 | 0 | 0 | 0 | 0 | 8.6945 | 0 | 0 | 0 | 8635 | - | 0 | 0 | - | 0 | 0 | - | 0 | 0 | - | 8635 | - | 370.8233 | 95.5244 | - | 0 | 0 | - | 30.4359 | 30.4359 | -
8636 | 0 | 0 | 0 | 0 | 0 | 0 | 0 | 0 | 0 | 0 | 8636 | 0 | 0 | 0 | 0 | 0 | 0 | 0 | 0 | 0 | 0 | 8636 | - | 0 | 0 | - | 0 | 0 | - | 0 | 0 | - | 8636 | - | 29.1767 | 272.0467 | - | 0 | 0 | - | 0 | 0 | -
8637 | 0 | 0 | 0 | 0 | 0 | 0 | 0 | 0 | 0 | 0 | 8637 | 0 | 0 | 0 | 0 | 0 | 0 | 0 | 0 | 0 | 0 | 8637 | - | 0 | 0 | - | 0 | 0 | - | 0 | 0 | - | 8637 | - | 0 | 0 | - | 0 | 0 | - | 0 | 0 | -
8638 | 0 | 0 | 0 | 0 | 0 | 0 | 85.8864 | 0 | 0 | 0 | 8638 | 0 | 0 | 0 | 0 | 0 | 0 | 0 | 0 | 0 | 0 | 8638 | - | 0 | 0 | - | 0 | 0 | - | 125.5992 | 125.5992 | - | 8638 | - | 0 | 0 | - | 0 | 0 | - | 0 | 0 | -
8639 | 0 | 0 | 0 | 0 | 0 | 0 | 144.9684 | 0 | 0 | 0 | 8639 | 0 | 0 | 0 | 0 | 0 | 0 | 0 | 0 | 0 | 0 | 8639 | - | 0 | 0 | - | 0 | 0 | - | 195.3353 | 195.3353 | - | 8639 | - | 0 | 0 | - | 0 | 0 | - | 0 | 0 | -
8640 | 0 | 0 | 0 | 0 | 0 | 0 | 0 | 0 | 0 | 0 | 8640 | 0 | 0 | 0 | 0 | 0 | 0 | 0 | 0 | 0 | 0 | 8640 | - | 0 | 0 | - | 0 | 0 | - | 70.6106 | 70.6106 | - | 8640 | - | 0 | 0 | - | 0 | 0 | - | 0 | 0 | -
8641 | 0 | 0 | 0 | 0 | 0 | 0 | 0 | 0 | 0 | 0 | 8641 | 0 | 0 | 0 | 0 | 0 | 0 | 0 | 0 | 0 | 0 | 8641 | - | 0 | 0 | - | 0 | 0 | - | 0 | 0 | - | 8641 | - | 0 | 0 | - | 0 | 0 | - | 0 | 0 | -
8642 | 0 | 0 | 0 | 0 | 0 | 0 | 0 | 0 | 0 | 0 | 8642 | 0 | 0 | 0 | 0 | 0 | 0 | 0 | 0 | 0 | 0 | 8642 | - | 0 | 0 | - | 0 | 0 | - | 0 | 0 | - | 8642 | - | 500 | 500 | - | 0 | 0 | - | 0 | 0 | -
8643 | 0 | 0 | 0 | 0 | 0 | 0 | 0 | 0 | 0 | 0 | 8643 | 0 | 0 | 0 | 0 | 0 | 0 | 0 | 0 | 0 | 0 | 8643 | - | 0 | 0 | - | 0 | 0 | - | 0 | 0 | - | 8643 | - | 500 | 500 | - | 0 | 0 | - | 0 | 0 | -
8644 | 0 | 0 | 0 | 0 | 0 | 0 | 0 | 0 | 0 | 0 | 8644 | 0 | 0 | 0 | 0 | 0 | 0 | 0 | 0 | 0 | 0 | 8644 | - | 0 | 0 | - | 0 | 0 | - | 0 | 0 | - | 8644 | - | 500 | 500 | - | 0 | 0 | - | 0 | 0 | -
8645 | 0 | 0 | 0 | 0 | 0 | 0 | 0 | 0 | 0 | 0 | 8645 | 0 | 0 | 0 | 0 | 0 | 0 | 0 | 0 | 0 | 0 | 8645 | - | 0 | 0 | - | 0 | 0 | - | 0 | 0 | - | 8645 | - | 500 | 500 | - | 500 | 500 | - | 0 | 0 | -
8646 | 0 | 0 | 0 | 0 | 0 | 0 | 0 | 0 | 0 | 0 | 8646 | 278.9449 | 40.9655 | 0 | 0 | 0 | 0 | 0 | 0 | 0 | 0 | 8646 | - | 0 | 0 | - | 0 | 0 | - | 0 | 0 | - | 8646 | - | 500 | 500 | - | 500 | 500 | - | 500 | 500 | -
8647 | 0 | 0 | 0 | 0 | 0 | 0 | 0 | 0 | 0 | 0 | 8647 | 465.3286 | 264.3286 | 0 | 709.2669 | 358.2669 | 89.2614 | 1035.8297 | 535.8297 | 233.1 | 0 | 8647 | - | 0 | 0 | - | 0 | 0 | - | 0 | 0 | - | 8647 | - | 500 | 500 | - | 500 | 500 | - | 500 | 500 | -
8648 | 0 | 0 | 0 | 0 | 0 | 0 | 0 | 0 | 0 | 0 | 8648 | 687.2234 | 486.2234 | 233.1 | 863.9648 | 724.499 | 233.1 | 1038.5678 | 847.102 | 89.2614 | 0 | 8648 | - | 0 | 0 | - | 0 | 0 | - | 0 | 0 | - | 8648 | - | 500 | 500 | - | 500 | 500 | - | 500 | 500 | -
8649 | 0 | 0 | 0 | 0 | 0 | 0 | 0 | 0 | 0 | 0 | 8649 | 507.9895 | 354.1747 | 89.2614 | 501.1658 | 300.1658 | 0 | 0 | 0 | 0 | 0 | 8649 | - | 0 | 0 | - | 0 | 0 | - | 0 | 0 | - | 8649 | - | 500 | 500 | - | 500 | 500 | - | 500 | 500 | -
8650 | 0 | 0 | 0 | 0 | 0 | 0 | 0 | 0 | 0 | 0 | 8650 | 134.9111 | 237.2395 | 0 | 0 | 0 | 0 | 0 | 0 | 0 | 0 | 8650 | - | 0 | 0 | - | 0 | 0 | - | 0 | 0 | - | 8650 | - | 500 | 500 | - | 500 | 500 | - | 400 | 400 | -
8651 | 0 | 0 | 0 | 0 | 0 | 0 | 0 | 0 | 0 | 0 | 8651 | 0 | 0 | 0 | 0 | 0 | 0 | 0 | 0 | 0 | 0 | 8651 | - | 0 | 0 | - | 0 | 0 | - | 0 | 0 | - | 8651 | - | 500 | 500 | - | 0 | 0 | - | 0 | 0 | -
8652 | 0 | 0 | 0 | 0 | 0 | 0 | 0 | 0 | 0 | 0 | 8652 | 0 | 0 | 0 | 0 | 0 | 0 | 0 | 0 | 0 | 0 | 8652 | - | 0 | 0 | - | 0 | 0 | - | 0 | 0 | - | 8652 | - | 0 | 0 | - | 0 | 0 | - | 0 | 0 | -
8653 | 0 | 0 | 0 | 0 | 0 | 0 | 0 | 0 | 0 | 0 | 8653 | 0 | 0 | 0 | 0 | 0 | 0 | 0 | 0 | 0 | 0 | 8653 | - | 0 | 0 | - | 0 | 0 | - | 0 | 0 | - | 8653 | - | 0 | 0 | - | 0 | 0 | - | 500 | 500 | -
8654 | 0 | 0 | 0 | 0 | 0 | 0 | 0 | 0 | 0 | 0 | 8654 | 0 | 0 | 0 | 0 | 0 | 0 | 0 | 0 | 0 | 0 | 8654 | - | 0 | 0 | - | 0 | 0 | - | 0 | 0 | - | 8654 | - | 0 | 0 | - | 0 | 500 | - | 500 | 500 | -
8655 | 0 | 0 | 0 | 0 | 0 | 0 | 0 | 0 | 0 | 0 | 8655 | 0 | 0 | 0 | 0 | 0 | 0 | 0 | 0 | 0 | 0 | 8655 | - | 0 | 0 | - | 0 | 0 | - | 0 | 0 | - | 8655 | - | 0 | 0 | - | 500 | 500 | - | 500 | 500 | -
8656 | 0 | 0 | 0 | 0 | 0 | 0 | 0 | 0 | 0 | 0 | 8656 | 0 | 0 | 0 | 0 | 0 | 0 | 0 | 0 | 0 | 0 | 8656 | - | 0 | 0 | - | 0 | 0 | - | 0 | 0 | - | 8656 | - | 0 | 0 | - | 500 | 500 | - | 500 | 500 | -
8657 | 0 | 0 | 0 | 0 | 0 | 0 | 0 | 0 | 0 | 0 | 8657 | 0 | 0 | 0 | 0 | 0 | 0 | 0 | 0 | 0 | 0 | 8657 | - | 0 | 0 | - | 0 | 0 | - | 0 | 0 | - | 8657 | - | 0 | 0 | - | 451.454 | 346.1924 | - | 500 | 500 | -
8658 | 0 | 0 | 0 | 0 | 0 | 0 | 0 | 0 | 0 | 0 | 8658 | 0 | 0 | 0 | 0 | 0 | 0 | 0 | 0 | 0 | 0 | 8658 | - | 0 | 0 | - | 0 | 0 | - | 0 | 0 | - | 8658 | - | 0 | 0 | - | 0 | 0 | - | 500 | 500 | -
8659 | 0 | 0 | 0 | 0 | 0 | 0 | 0 | 0 | 0 | 0 | 8659 | 0 | 0 | 0 | 0 | 0 | 0 | 0 | 0 | 0 | 0 | 8659 | - | 0 | 0 | - | 0 | 0 | - | 0 | 0 | - | 8659 | - | 0 | 0 | - | 0 | 0 | - | 0 | 0 | -
8660 | 0 | 0 | 0 | 0 | 0 | 0 | 0 | 0 | 0 | 0 | 8660 | 0 | 0 | 0 | 0 | 0 | 0 | 0 | 0 | 0 | 0 | 8660 | - | 0 | 0 | - | 0 | 0 | - | 0 | 0 | - | 8660 | - | 0 | 0 | - | 0 | 0 | - | 0 | 0 | -
8661 | 0 | 0 | 0 | 0 | 0 | 0 | 0 | 0 | 0 | 0 | 8661 | 0 | 0 | 0 | 0 | 0 | 0 | 0 | 0 | 0 | 0 | 8661 | - | 0 | 0 | - | 0 | 0 | - | 0 | 0 | - | 8661 | - | 0 | 0 | - | 0 | 0 | - | 0 | 0 | -
8662 | 0 | 0 | 0 | 0 | 0 | 0 | 0 | 0 | 0 | 0 | 8662 | 0 | 0 | 0 | 0 | 0 | 0 | 0 | 0 | 0 | 0 | 8662 | - | 0 | 0 | - | 0 | 0 | - | 0 | 0 | - | 8662 | - | 0 | 0 | - | 0 | 0 | - | 0 | 0 | -
8663 | 0 | 0 | 0 | 0 | 0 | 0 | 0 | 0 | 0 | 0 | 8663 | 0 | 0 | 0 | 0 | 0 | 0 | 0 | 0 | 0 | 0 | 8663 | - | 0 | 0 | - | 0 | 0 | - | 0 | 0 | - | 8663 | - | 0 | 0 | - | 0 | 0 | - | 0 | 0 | -
8664 | 0 | 0 | 0 | 0 | 0 | 0 | 0 | 0 | 0 | 0 | 8664 | 0 | 0 | 0 | 0 | 0 | 0 | 0 | 0 | 0 | 0 | 8664 | - | 0 | 0 | - | 0 | 0 | - | 0 | 0 | - | 8664 | - | 0 | 0 | - | 0 | 0 | - | 0 | 0 | -
8665 | 0 | 0 | 0 | 0 | 0 | 0 | 0 | 0 | 0 | 0 | 8665 | 0 | 0 | 0 | 0 | 0 | 0 | 0 | 0 | 0 | 0 | 8665 | - | 0 | 0 | - | 0 | 0 | - | 0 | 0 | - | 8665 | - | 0 | 0 | - | 0 | 0 | - | 0 | 0 | -
8666 | 0 | 0 | 0 | 0 | 0 | 0 | 0 | 0 | 0 | 0 | 8666 | 0 | 0 | 0 | 0 | 0 | 0 | 0 | 0 | 0 | 0 | 8666 | - | 0 | 0 | - | 0 | 0 | - | 0 | 0 | - | 8666 | - | 0 | 0 | - | 0 | 0 | - | 0 | 0 | -
8667 | 0 | 0 | 0 | 0 | 0 | 0 | 0 | 0 | 0 | 0 | 8667 | 0 | 0 | 0 | 0 | 0 | 0 | 0 | 0 | 0 | 0 | 8667 | - | 61.5745 | 61.5745 | - | 0 | 0 | - | 0 | 0 | - | 8667 | - | 0 | 0 | - | 0 | 0 | - | 0 | 0 | -
8668 | 0 | 0 | 0 | 0 | 0 | 0 | 0 | 0 | 0 | 0 | 8668 | 0 | 0 | 0 | 0 | 0 | 0 | 0 | 0 | 0 | 0 | 8668 | - | 0 | 0 | - | 0 | 0 | - | 0 | 0 | - | 8668 | - | 0 | 0 | - | 0 | 0 | - | 0 | 0 | -
8669 | 0 | 0 | 0 | 0 | 0 | 0 | 0 | 0 | 0 | 0 | 8669 | 0 | 0 | 0 | 0 | 0 | 0 | 0 | 0 | 0 | 0 | 8669 | - | 0 | 0 | - | 0 | 0 | - | 0 | 0 | - | 8669 | - | 0 | 0 | - | 0 | 0 | - | 0 | 0 | -
8670 | 0 | 0 | 0 | 0 | 0 | 0 | 0 | 0 | 0 | 0 | 8670 | 0 | 0 | 0 | 0 | 0 | 0 | 0 | 0 | 0 | 0 | 8670 | - | 0 | 0 | - | 0 | 0 | - | 0 | 0 | - | 8670 | - | 49.8753 | 49.8753 | - | 0 | 0 | - | 0 | 0 | -
8671 | 0 | 0 | 0 | 0 | 0 | 0 | 0 | 0 | 0 | 0 | 8671 | 0 | 0 | 0 | 0 | 0 | 0 | 0 | 0 | 0 | 0 | 8671 | - | 0 | 0 | - | 0 | 0 | - | 0 | 0 | - | 8671 | - | 0 | 0 | - | 0 | 0 | - | 0 | 0 | -
8672 | 0 | 0 | 0 | 0 | 0 | 0 | 0 | 0 | 0 | 0 | 8672 | 0 | 0 | 0 | 0 | 0 | 0 | 0 | 0 | 0 | 0 | 8672 | - | 0 | 0 | - | 0 | 0 | - | 0 | 0 | - | 8672 | - | 0 | 0 | - | 0 | 0 | - | 0 | 0 | -
8673 | 0 | 0 | 0 | 0 | 0 | 0 | 0 | 0 | 0 | 0 | 8673 | 0 | 0 | 0 | 0 | 0 | 0 | 0 | 0 | 0 | 0 | 8673 | - | 0 | 0 | - | 0 | 0 | - | 0 | 0 | - | 8673 | - | 0 | 0 | - | 0 | 0 | - | 0 | 0 | -
8674 | 0 | 0 | 0 | 0 | 0 | 0 | 0 | 0 | 0 | 0 | 8674 | 0 | 0 | 0 | 0 | 0 | 0 | 0 | 0 | 0 | 0 | 8674 | - | 0 | 0 | - | 0 | 0 | - | 0 | 500 | - | 8674 | - | 0 | 0 | - | 0 | 0 | - | 0 | 0 | -
8675 | 0 | 0 | 0 | 0 | 0 | 0 | 0 | 0 | 0 | 0 | 8675 | 0 | 0 | 0 | 0 | 0 | 0 | 0 | 0 | 0 | 0 | 8675 | - | 0 | 0 | - | 0 | 0 | - | 500 | 500 | - | 8675 | - | 0 | 0 | - | 0 | 0 | - | 0 | 0 | -
8676 | 0 | 0 | 0 | 0 | 0 | 0 | 0 | 0 | 0 | 0 | 8676 | 0 | 0 | 0 | 0 | 0 | 0 | 0 | 0 | 0 | 0 | 8676 | - | 0 | 0 | - | 0 | 0 | - | 500 | 500 | - | 8676 | - | 0 | 0 | - | 0 | 0 | - | 0 | 0 | -
8677 | 0 | 0 | 0 | 0 | 0 | 0 | 0 | 0 | 0 | 0 | 8677 | 0 | 0 | 0 | 0 | 0 | 0 | 0 | 0 | 0 | 0 | 8677 | - | 0 | 0 | - | 0 | 0 | - | 500 | 500 | - | 8677 | - | 0 | 0 | - | 0 | 0 | - | 0 | 0 | -
8678 | 0 | 0 | 0 | 0 | 0 | 0 | 0 | 0 | 0 | 0 | 8678 | 0 | 0 | 0 | 0 | 0 | 0 | 0 | 0 | 0 | 0 | 8678 | - | 0 | 0 | - | 166.6667 | 166.6667 | - | 500 | 0 | - | 8678 | - | 0 | 0 | - | 0 | 0 | - | 0 | 0 | -
8679 | 0 | 0 | 0 | 0 | 0 | 0 | 0 | 0 | 0 | 0 | 8679 | 0 | 0 | 0 | 0 | 0 | 0 | 0 | 0 | 0 | 0 | 8679 | - | 0 | 282.9134 | - | 500 | 500 | - | 166.6667 | 0 | - | 8679 | - | 0 | 0 | - | 0 | 0 | - | 0 | 0 | -
8680 | 0 | 0 | 0 | 0 | 0 | 0 | 0 | 0 | 0 | 0 | 8680 | 0 | 0 | 0 | 0 | 0 | 0 | 0 | 0 | 0 | 0 | 8680 | - | 500 | 409.0296 | - | 500 | 500 | - | 500 | 0 | - | 8680 | - | 0 | 0 | - | 0 | 0 | - | 0 | 0 | -
8681 | 0 | 0 | 0 | 0 | 0 | 0 | 0 | 0 | 0 | 0 | 8681 | 0 | 0 | 0 | 0 | 0 | 0 | 0 | 0 | 0 | 0 | 8681 | - | 500 | 474.7237 | - | 500 | 500 | - | 500 | 500 | - | 8681 | - | 0 | 0 | - | 0 | 0 | - | 0 | 0 | -
8682 | 0 | 0 | 0 | 940.4677 | 0 | 233.1 | 0 | 0 | 0 | 0 | 8682 | 0 | 0 | 0 | 0 | 0 | 0 | 0 | 0 | 0 | 0 | 8682 | - | 500 | 500 | - | 500 | 500 | - | 0 | 500 | - | 8682 | - | 0 | 0 | - | 0 | 0 | - | 0 | 0 | -
8683 | 0 | 0 | 0 | 0 | 0 | 146.1487 | 0 | 0 | 0 | 0 | 8683 | 0 | 0 | 0 | 0 | 0 | 0 | 0 | 0 | 0 | 0 | 8683 | - | 500 | 500 | - | 500 | 500 | - | 500 | 500 | - | 8683 | - | 0 | 0 | - | 0 | 0 | - | 0 | 0 | -
8684 | 0 | 0 | 0 | 0 | 0 | 0 | 0 | 0 | 0 | 0 | 8684 | 0 | 0 | 0 | 0 | 0 | 0 | 0 | 0 | 0 | 0 | 8684 | - | 481.4507 | 500 | - | 500 | 500 | - | 0 | 500 | - | 8684 | - | 0 | 0 | - | 0 | 0 | - | 0 | 0 | -
8685 | 107.01 | 210.0323 | 0 | 0 | 0 | 0 | 0 | 0 | 0 | 107.01 | 8685 | 0 | 0 | 0 | 0 | 0 | 0 | 0 | 0 | 0 | 107.01 | 8685 | - | 500 | 500 | - | 500 | 500 | - | 500 | 500 | - | 8685 | - | 0 | 0 | - | 0 | 0 | - | 0 | 0 | -
8686 | 240.3173 | 586.4296 | 0 | 0 | 626.9784 | 0 | 0 | 0 | 0 | 240.3173 | 8686 | 0 | 0 | 0 | 0 | 0 | 0 | 0 | 0 | 0 | 240.3173 | 8686 | - | 500 | 500 | - | 500 | 500 | - | 0 | 500 | - | 8686 | - | 0 | 0 | - | 0 | 0 | - | 0 | 0 | -
8687 | 889.1597 | 447.6249 | 146.1487 | 1500 | 1000 | 0 | 0 | 0 | 0 | 889.1597 | 8687 | 0 | 0 | 0 | 0 | 0 | 0 | 0 | 0 | 0 | 889.1597 | 8687 | - | 500 | 500 | - | 500 | 500 | - | 500 | 500 | - | 8687 | - | 0 | 0 | - | 0 | 0 | - | 0 | 0 | -
8688 | 670.9174 | 287.4337 | 233.1 | 0 | 0 | 0 | 0 | 0 | 0 | 670.9174 | 8688 | 0 | 0 | 0 | 0 | 0 | 0 | 0 | 0 | 0 | 670.9174 | 8688 | - | 483.4837 | 500 | - | 500 | 500 | - | 500 | 500 | - | 8688 | - | 0 | 0 | - | 0 | 0 | - | 0 | 0 | -
8689 | 533.0632 | 95.4579 | 0 | 0 | 0 | 0 | 0 | 0 | 233.1 | 533.0632 | 8689 | 0 | 0 | 0 | 0 | 0 | 0 | 0 | 0 | 0 | 533.0632 | 8689 | - | 500 | 500 | - | 500 | 500 | - | 500 | 500 | - | 8689 | - | 0 | 0 | - | 0 | 0 | - | 0 | 0 | -
8690 | 0 | 0 | 0 | 0 | 0 | 0 | 0 | 0 | 0 | 0 | 8690 | 0 | 0 | 0 | 0 | 0 | 0 | 0 | 0 | 0 | 0 | 8690 | - | 499.3298 | 500 | - | 500 | 500 | - | 500 | 166.6667 | - | 8690 | - | 0 | 0 | - | 0 | 0 | - | 0 | 0 | -
8691 | 0 | 0 | 0 | 0 | 0 | 0 | 0 | 0 | 0 | 0 | 8691 | 0 | 0 | 0 | 0 | 0 | 0 | 0 | 0 | 0 | 0 | 8691 | - | 500 | 500 | - | 500 | 500 | - | 500 | 0 | - | 8691 | - | 0 | 0 | - | 0 | 0 | - | 0 | 0 | -
8692 | 0 | 0 | 0 | 0 | 0 | 0 | 0 | 0 | 0 | 0 | 8692 | 0 | 0 | 0 | 0 | 0 | 0 | 0 | 0 | 0 | 0 | 8692 | - | 477.0709 | 500 | - | 0 | 0 | - | 0 | 0 | - | 8692 | - | 0 | 0 | - | 0 | 0 | - | 0 | 0 | -
8693 | 0 | 0 | 0 | 0 | 0 | 0 | 0 | 0 | 146.1487 | 0 | 8693 | 0 | 0 | 0 | 0 | 0 | 0 | 0 | 0 | 0 | 0 | 8693 | - | 225.3315 | 0 | - | 0 | 0 | - | 0 | 0 | - | 8693 | - | 0 | 0 | - | 0 | 0 | - | 0 | 0 | -
8694 | 0 | 0 | 0 | 0 | 0 | 0 | 227.5166 | 0 | 0 | 0 | 8694 | 0 | 0 | 0 | 0 | 0 | 0 | 0 | 0 | 0 | 0 | 8694 | - | 0 | 0 | - | 0 | 0 | - | 0 | 0 | - | 8694 | - | 0 | 0 | - | 0 | 0 | - | 0 | 0 | -
8695 | 0 | 0 | 0 | 0 | 0 | 0 | 111.2941 | 122.5806 | 0 | 0 | 8695 | 0 | 0 | 0 | 0 | 0 | 0 | 0 | 0 | 0 | 0 | 8695 | - | 0 | 0 | - | 0 | 0 | - | 0 | 0 | - | 8695 | - | 0 | 0 | - | 0 | 0 | - | 0 | 0 | -
8696 | 0 | 0 | 0 | 0 | 0 | 0 | 831.2254 | 306.1112 | 0 | 0 | 8696 | 0 | 0 | 0 | 0 | 0 | 0 | 0 | 0 | 0 | 0 | 8696 | - | 0 | 0 | - | 0 | 0 | - | 0 | 0 | - | 8696 | - | 0 | 0 | - | 0 | 0 | - | 0 | 0 | -
8697 | 0 | 0 | 0 | 0 | 0 | 0 | 693.2718 | 693.2718 | 0 | 0 | 8697 | 0 | 0 | 0 | 0 | 0 | 0 | 0 | 0 | 0 | 0 | 8697 | - | 0 | 0 | - | 0 | 0 | - | 0 | 0 | - | 8697 | - | 0 | 0 | - | 0 | 0 | - | 0 | 0 | -
8698 | 0 | 0 | 0 | 0 | 0 | 0 | 577.1598 | 472.8181 | 0 | 0 | 8698 | 0 | 0 | 0 | 0 | 0 | 0 | 0 | 0 | 0 | 0 | 8698 | - | 0 | 0 | - | 0 | 0 | - | 0 | 0 | - | 8698 | - | 0 | 0 | - | 0 | 0 | - | 0 | 0 | -
8699 | 0 | 0 | 0 | 0 | 0 | 0 | 0 | 32.1967 | 0 | 0 | 8699 | 0 | 0 | 0 | 0 | 0 | 0 | 0 | 0 | 0 | 0 | 8699 | - | 0 | 0 | - | 0 | 0 | - | 0 | 0 | - | 8699 | - | 0 | 0 | - | 0 | 0 | - | 0 | 0 | -
8700 | 0 | 0 | 0 | 0 | 0 | 0 | 0 | 0 | 0 | 0 | 8700 | 0 | 0 | 0 | 0 | 0 | 0 | 0 | 0 | 0 | 0 | 8700 | - | 0 | 0 | - | 0 | 0 | - | 0 | 0 | - | 8700 | - | 0 | 0 | - | 0 | 0 | - | 0 | 0 | -
8701 | 0 | 0 | 0 | 0 | 0 | 0 | 0 | 0 | 0 | 0 | 8701 | 0 | 0 | 0 | 0 | 0 | 0 | 0 | 0 | 0 | 0 | 8701 | - | 0 | 0 | - | 0 | 0 | - | 0 | 0 | - | 8701 | - | 0 | 0 | - | 0 | 84.7539 | - | 0 | 0 | -
8702 | 0 | 0 | 0 | 0 | 0 | 0 | 0 | 0 | 0 | 0 | 8702 | 0 | 0 | 0 | 0 | 0 | 0 | 0 | 0 | 0 | 0 | 8702 | - | 0 | 0 | - | 0 | 0 | - | 0 | 0 | - | 8702 | - | 234.295 | 234.295 | - | 241.2199 | 256.3927 | - | 500 | 500 | -
8703 | 0 | 0 | 0 | 0 | 0 | 0 | 0 | 0 | 0 | 0 | 8703 | 292.1852 | 0 | 233.1 | 657.4787 | 157.4787 | 157.4787 | 0 | 0 | 0 | 0 | 8703 | - | 0 | 0 | - | 0 | 0 | - | 0 | 0 | - | 8703 | - | 500 | 500 | - | 500 | 500 | - | 500 | 500 | -
8704 | 0 | 0 | 0 | 0 | 0 | 0 | 0 | 0 | 0 | 0 | 8704 | 597.8675 | 729.5455 | 89.2614 | 711.8179 | 652.5665 | 164.8827 | 915.8645 | 542.6669 | 233.1 | 0 | 8704 | - | 0 | 0 | - | 0 | 0 | - | 0 | 0 | - | 8704 | - | 500 | 500 | - | 500 | 500 | - | 500 | 500 | -
8705 | 0 | 0 | 0 | 0 | 0 | 0 | 0 | 0 | 0 | 0 | 8705 | 413.2843 | 548.1706 | 0 | 326.7958 | 572.8865 | 0 | 704.3567 | 577.5162 | 89.2614 | 0 | 8705 | - | 0 | 0 | - | 0 | 0 | - | 0 | 0 | - | 8705 | - | 500 | 500 | - | 500 | 500 | - | 500 | 500 | -
8706 | 0 | 0 | 0 | 0 | 0 | 0 | 0 | 0 | 0 | 0 | 8706 | 239.369 | 105.2156 | 0 | 222.8921 | 0 | 0 | 454.1764 | 262.7486 | 0 | 0 | 8706 | - | 0 | 0 | - | 0 | 0 | - | 0 | 0 | - | 8706 | - | 500 | 500 | - | 500 | 500 | - | 500 | 500 | -
8707 | 0 | 0 | 0 | 0 | 0 | 0 | 0 | 0 | 0 | 0 | 8707 | 156.2161 | 0 | 0 | 99.2111 | 0 | 0 | 0 | 0 | 0 | 0 | 8707 | - | 0 | 0 | - | 0 | 0 | - | 0 | 0 | - | 8707 | - | 392.3506 | 392.3506 | - | 500 | 500 | - | 500 | 500 | -
8708 | 0 | 0 | 0 | 0 | 0 | 0 | 0 | 0 | 0 | 0 | 8708 | 180.7476 | 0 | 0 | 56.2019 | 0 | 0 | 0 | 0 | 0 | 0 | 8708 | - | 0 | 0 | - | 0 | 0 | - | 0 | 0 | - | 8708 | - | 500 | 500 | - | 500 | 500 | - | 500 | 500 | -
8709 | 0 | 0 | 0 | 0 | 0 | 0 | 0 | 0 | 0 | 0 | 8709 | 194.728 | 0 | 0 | 0 | 0 | 0 | 0 | 0 | 0 | 0 | 8709 | - | 0 | 0 | - | 0 | 0 | - | 0 | 0 | - | 8709 | - | 500 | 500 | - | 500 | 500 | - | 122.0825 | 461.5974 | -
8710 | 0 | 0 | 0 | 0 | 0 | 0 | 0 | 0 | 0 | 0 | 8710 | 0 | 0 | 0 | 0 | 0 | 0 | 0 | 0 | 0 | 0 | 8710 | - | 0 | 0 | - | 0 | 0 | - | 0 | 0 | - | 8710 | - | 322.1465 | 413.3681 | - | 0 | 0 | - | 207.6198 | 207.6198 | -
8711 | 0 | 0 | 0 | 0 | 0 | 0 | 0 | 0 | 0 | 0 | 8711 | 0 | 0 | 0 | 0 | 0 | 0 | 0 | 0 | 0 | 0 | 8711 | - | 0 | 0 | - | 0 | 0 | - | 0 | 0 | - | 8711 | - | 300.9156 | 300.9156 | - | 500 | 1.6792 | - | 0 | 0 | -
8712 | 0 | 0 | 0 | 0 | 0 | 0 | 0 | 0 | 0 | 0 | 8712 | 0 | 0 | 0 | 0 | 0 | 0 | 0 | 0 | 0 | 0 | 8712 | - | 0 | 0 | - | 0 | 0 | - | 0 | 0 | - | 8712 | - | 325.736 | 325.736 | - | 0 | 251.4028 | - | 0 | 0 | -
8713 | 0 | 0 | 0 | 0 | 0 | 0 | 0 | 0 | 0 | 0 | 8713 | 0 | 0 | 0 | 0 | 0 | 0 | 0 | 0 | 0 | 0 | 8713 | - | 0 | 0 | - | 0 | 0 | - | 0 | 0 | - | 8713 | - | 0 | 0 | - | 0 | 0 | - | 286.6355 | 0 | -
8714 | 0 | 0 | 0 | 0 | 0 | 0 | 0 | 0 | 0 | 0 | 8714 | 0 | 0 | 0 | 0 | 0 | 0 | 0 | 0 | 0 | 0 | 8714 | - | 0 | 0 | - | 0 | 0 | - | 0 | 0 | - | 8714 | - | 0 | 0 | - | 158.7801 | 0 | - | 0 | 58.2836 | -
8715 | 0 | 0 | 0 | 0 | 0 | 0 | 0 | 0 | 0 | 0 | 8715 | 0 | 0 | 0 | 0 | 0 | 0 | 0 | 0 | 0 | 0 | 8715 | - | 0 | 0 | - | 0 | 0 | - | 0 | 0 | - | 8715 | - | 0 | 0 | - | 0 | 0 | - | 0 | 0 | -
8716 | 0 | 0 | 0 | 0 | 0 | 0 | 0 | 0 | 0 | 0 | 8716 | 0 | 0 | 0 | 0 | 0 | 0 | 0 | 0 | 0 | 0 | 8716 | - | 0 | 0 | - | 0 | 0 | - | 0 | 0 | - | 8716 | - | 0 | 0 | - | 500 | 500 | - | 411.9591 | 413.5442 | -
8717 | 0 | 0 | 0 | 0 | 0 | 0 | 0 | 0 | 0 | 0 | 8717 | 0 | 0 | 0 | 0 | 0 | 0 | 0 | 0 | 0 | 0 | 8717 | - | 0 | 0 | - | 0 | 0 | - | 0 | 0 | - | 8717 | - | 0 | 0 | - | 0 | 0 | - | 281.647 | 360.2623 | -
8718 | 0 | 0 | 0 | 0 | 0 | 0 | 0 | 0 | 0 | 0 | 8718 | 0 | 0 | 0 | 0 | 0 | 0 | 0 | 0 | 0 | 0 | 8718 | - | 0 | 0 | - | 0 | 0 | - | 0 | 0 | - | 8718 | - | 367.8738 | 367.8738 | - | 500 | 0 | - | 398.6927 | 398.6927 | -
8719 | 0 | 0 | 0 | 0 | 0 | 0 | 0 | 0 | 0 | 0 | 8719 | 0 | 0 | 0 | 0 | 0 | 0 | 0 | 0 | 0 | 0 | 8719 | - | 0 | 0 | - | 0 | 0 | - | 0 | 0 | - | 8719 | - | 456.6825 | 365.4609 | - | 0 | 500 | - | 191.3635 | 0 | -
8720 | 0 | 0 | 0 | 0 | 0 | 0 | 0 | 0 | 0 | 0 | 8720 | 0 | 0 | 0 | 0 | 0 | 0 | 0 | 0 | 0 | 0 | 8720 | - | 0 | 0 | - | 0 | 0 | - | 0 | 0 | - | 8720 | - | 0 | 0 | - | 0 | 305.7713 | - | 0 | 0 | -
8721 | 0 | 0 | 0 | 0 | 0 | 0 | 0 | 0 | 0 | 0 | 8721 | 0 | 0 | 0 | 0 | 0 | 0 | 0 | 0 | 0 | 0 | 8721 | - | 0 | 0 | - | 0 | 0 | - | 0 | 0 | - | 8721 | - | 0 | 0 | - | 0 | 0 | - | 0 | 0 | -
8722 | 0 | 0 | 0 | 0 | 0 | 0 | 0 | 0 | 0 | 0 | 8722 | 0 | 0 | 0 | 0 | 0 | 0 | 0 | 0 | 0 | 0 | 8722 | - | 0 | 0 | - | 0 | 0 | - | 0 | 0 | - | 8722 | - | 0 | 0 | - | 0 | 0 | - | 0 | 0 | -
8723 | 0 | 0 | 0 | 0 | 0 | 0 | 0 | 0 | 0 | 0 | 8723 | 0 | 0 | 0 | 0 | 0 | 0 | 0 | 0 | 0 | 0 | 8723 | - | 0 | 0 | - | 0 | 0 | - | 0 | 0 | - | 8723 | - | 0 | 0 | - | 0 | 0 | - | 0 | 0 | -
8724 | 0 | 0 | 0 | 0 | 0 | 0 | 0 | 0 | 0 | 0 | 8724 | 0 | 0 | 0 | 0 | 0 | 0 | 0 | 0 | 0 | 0 | 8724 | - | 0 | 0 | - | 0 | 0 | - | 0 | 0 | - | 8724 | - | 0 | 0 | - | 0 | 0 | - | 0 | 0 | -
8725 | 0 | 0 | 0 | 0 | 0 | 0 | 0 | 0 | 0 | 0 | 8725 | 0 | 0 | 0 | 0 | 0 | 0 | 0 | 0 | 0 | 0 | 8725 | - | 0 | 0 | - | 0 | 0 | - | 500 | 500 | - | 8725 | - | 0 | 0 | - | 0 | 0 | - | 0 | 0 | -
8726 | 0 | 0 | 0 | 0 | 0 | 0 | 0 | 0 | 0 | 0 | 8726 | 0 | 0 | 0 | 0 | 0 | 0 | 0 | 0 | 0 | 0 | 8726 | - | 0 | 0 | - | 0 | 0 | - | 500 | 500 | - | 8726 | - | 0 | 0 | - | 0 | 0 | - | 0 | 0 | -
8727 | 0 | 0 | 0 | 0 | 0 | 0 | 0 | 0 | 0 | 0 | 8727 | 0 | 0 | 0 | 0 | 0 | 0 | 0 | 0 | 0 | 0 | 8727 | - | 0 | 0 | - | 0 | 0 | - | 500 | 500 | - | 8727 | - | 0 | 0 | - | 0 | 0 | - | 0 | 0 | -
8728 | 5.4941 | 0 | 0 | 173.723 | 0 | 0 | 0 | 0 | 0 | 5.4941 | 8728 | 0 | 0 | 0 | 0 | 0 | 0 | 0 | 0 | 0 | 5.4941 | 8728 | - | 5.4941 | 5.4941 | - | 173.723 | 173.723 | - | 500 | 0 | - | 8728 | - | 0 | 0 | - | 0 | 0 | - | 0 | 0 | -
8729 | 273.9566 | 0 | 0 | 480.5093 | 0 | 0 | 0 | 0 | 233.1 | 273.9566 | 8729 | 0 | 0 | 0 | 0 | 0 | 0 | 0 | 0 | 0 | 273.9566 | 8729 | - | 0 | 0 | - | 480.5093 | 480.5093 | - | 0 | 500 | - | 8729 | - | 0 | 0 | - | 0 | 0 | - | 0 | 0 | -
8730 | 538.0433 | 0 | 0 | 23.3404 | 267.2738 | 0 | 0 | 0 | 0 | 538.0433 | 8730 | 0 | 0 | 0 | 0 | 0 | 0 | 0 | 0 | 0 | 538.0433 | 8730 | - | 500 | 500 | - | 500 | 500 | - | 166.6667 | 166.6667 | - | 8730 | - | 0 | 0 | - | 0 | 0 | - | 0 | 0 | -
8731 | 0 | 340.4143 | 0 | 0 | 48.7646 | 0 | 0 | 0 | 0 | 0 | 8731 | 0 | 0 | 0 | 0 | 0 | 0 | 0 | 0 | 0 | 0 | 8731 | - | 0 | 0 | - | 294.3094 | 294.3094 | - | 500 | 500 | - | 8731 | - | 0 | 0 | - | 0 | 0 | - | 0 | 0 | -
8732 | 0 | 0 | 0 | 0 | 0 | 0 | 0 | 0 | 0 | 0 | 8732 | 0 | 0 | 0 | 0 | 0 | 0 | 0 | 0 | 0 | 0 | 8732 | - | 0 | 0 | - | 0 | 0 | - | 0 | 500 | - | 8732 | - | 0 | 0 | - | 0 | 0 | - | 0 | 0 | -
8733 | 0 | 0 | 0 | 0 | 0 | 0 | 0 | 0 | 0 | 0 | 8733 | 0 | 0 | 0 | 0 | 0 | 0 | 0 | 0 | 0 | 0 | 8733 | - | 0 | 0 | - | 0 | 0 | - | 0 | 0 | - | 8733 | - | 0 | 0 | - | 0 | 0 | - | 0 | 0 | -
8734 | 0 | 0 | 0 | 0 | 0 | 0 | 0 | 0 | 0 | 0 | 8734 | 0 | 0 | 0 | 0 | 0 | 0 | 0 | 0 | 0 | 0 | 8734 | - | 180.0663 | 0 | - | 0 | 0 | - | 0 | 500 | - | 8734 | - | 0 | 0 | - | 0 | 0 | - | 0 | 0 | -
8735 | 296.6005 | 397.4469 | 189.6243 | 0 | 0 | 0 | 0 | 0 | 0 | 296.6005 | 8735 | 0 | 0 | 0 | 0 | 0 | 0 | 0 | 0 | 0 | 296.6005 | 8735 | - | 99.0011 | 500 | - | 0 | 0 | - | 500 | 500 | - | 8735 | - | 0 | 0 | - | 0 | 0 | - | 0 | 0 | -
8736 | 267.6068 | 75.6281 | 0 | 0 | 0 | 0 | 1487.8835 | 0 | 0 | 267.6068 | 8736 | 0 | 0 | 0 | 0 | 0 | 0 | 0 | 0 | 0 | 267.6068 | 8736 | - | 500 | 500 | - | 0 | 0 | - | 500 | 500 | - | 8736 | - | 0 | 0 | - | 0 | 0 | - | 0 | 0 | -
8737 | 123.3456 | 0 | 0 | 779.9988 | 279.9988 | 86.9174 | 952.5841 | 1000 | 0 | 123.3456 | 8737 | 0 | 0 | 0 | 0 | 0 | 0 | 0 | 0 | 0 | 123.3456 | 8737 | - | 500 | 123.3456 | - | 500 | 500 | - | 500 | 500 | - | 8737 | - | 0 | 0 | - | 0 | 0 | - | 0 | 0 | -
8738 | 0 | 0 | 0 | 439.6992 | 102.7069 | 102.7069 | 0 | 626.9784 | 0 | 0 | 8738 | 0 | 0 | 0 | 0 | 0 | 0 | 0 | 0 | 0 | 0 | 8738 | - | 259.608 | 259.608 | - | 500 | 500 | - | 500 | 500 | - | 8738 | - | 0 | 0 | - | 0 | 0 | - | 0 | 0 | -
8739 | 0 | 0 | 0 | 355.9204 | 0 | 0 | 0 | 0 | 0 | 0 | 8739 | 0 | 0 | 0 | 0 | 0 | 0 | 0 | 0 | 0 | 0 | 8739 | - | 0 | 80.5367 | - | 355.9204 | 355.9204 | - | 500 | 500 | - | 8739 | - | 0 | 0 | - | 0 | 0 | - | 0 | 0 | -
8740 | 0 | 0 | 0 | 0 | 0 | 0 | 0 | 0 | 0 | 0 | 8740 | 0 | 0 | 0 | 0 | 0 | 0 | 0 | 0 | 0 | 0 | 8740 | - | 0 | 0 | - | 28.8713 | 28.8713 | - | 500 | 500 | - | 8740 | - | 0 | 0 | - | 0 | 0 | - | 0 | 0 | -
8741 | 0 | 0 | 0 | 0 | 0 | 0 | 0 | 0 | 0 | 0 | 8741 | 0 | 0 | 0 | 0 | 0 | 0 | 0 | 0 | 0 | 0 | 8741 | - | 0 | 0 | - | 0 | 0 | - | 500 | 0 | - | 8741 | - | 0 | 0 | - | 0 | 0 | - | 0 | 0 | -
8742 | 0 | 0 | 0 | 0 | 0 | 0 | 0 | 0 | 146.1487 | 0 | 8742 | 0 | 0 | 0 | 0 | 0 | 0 | 0 | 0 | 0 | 0 | 8742 | - | 0 | 0 | - | 0 | 0 | - | 500 | 0 | - | 8742 | - | 0 | 0 | - | 0 | 0 | - | 0 | 0 | -
8743 | 0 | 0 | 0 | 0 | 0 | 0 | 0 | 0 | 0 | 0 | 8743 | 93.1863 | 0 | 0 | 0 | 0 | 0 | 0 | 0 | 0 | 0 | 8743 | - | 0 | 0 | - | 0 | 0 | - | 0 | 0 | - | 8743 | - | 93.1863 | 93.1863 | - | 0 | 0 | - | 52.5416 | 52.5416 | -
8744 | 0 | 0 | 0 | 0 | 0 | 0 | 0 | 0 | 0 | 0 | 8744 | 281.0818 | 0 | 0 | 0 | 0 | 0 | 0 | 0 | 0 | 0 | 8744 | - | 0 | 0 | - | 0 | 0 | - | 0 | 0 | - | 8744 | - | 281.0818 | 281.0818 | - | 0 | 0 | - | 404.9753 | 404.9753 | -
8745 | 0 | 0 | 0 | 0 | 0 | 0 | 0 | 0 | 0 | 0 | 8745 | 98.188 | 0 | 0 | 0 | 0 | 0 | 0 | 0 | 0 | 0 | 8745 | - | 0 | 0 | - | 0 | 0 | - | 0 | 0 | - | 8745 | - | 98.188 | 98.188 | - | 0 | 0 | - | 500 | 500 | -
8746 | 0 | 0 | 0 | 0 | 0 | 0 | 0 | 0 | 0 | 0 | 8746 | 0 | 0 | 0 | 0 | 0 | 0 | 0 | 0 | 0 | 0 | 8746 | - | 0 | 0 | - | 0 | 0 | - | 0 | 0 | - | 8746 | - | 0 | 0 | - | 0 | 0 | - | 500 | 500 | -
8747 | 0 | 0 | 0 | 0 | 0 | 0 | 0 | 0 | 0 | 0 | 8747 | 0 | 0 | 0 | 0 | 0 | 0 | 0 | 0 | 0 | 0 | 8747 | - | 0 | 0 | - | 0 | 0 | - | 0 | 0 | - | 8747 | - | 0 | 0 | - | 0 | 0 | - | 500 | 500 | -
8748 | 0 | 0 | 0 | 0 | 0 | 0 | 0 | 0 | 0 | 0 | 8748 | 0 | 0 | 0 | 0 | 0 | 0 | 0 | 0 | 0 | 0 | 8748 | - | 0 | 0 | - | 0 | 0 | - | 0 | 0 | - | 8748 | - | 0 | 0 | - | 0 | 0 | - | 500 | 500 | -
8749 | 0 | 0 | 0 | 0 | 0 | 0 | 0 | 0 | 0 | 0 | 8749 | 0 | 0 | 0 | 0 | 0 | 0 | 215.1551 | 96.5393 | 89.2614 | 0 | 8749 | - | 0 | 0 | - | 0 | 0 | - | 0 | 0 | - | 8749 | - | 0 | 0 | - | 0 | 0 | - | 500 | 500 | -
8750 | 0 | 0 | 0 | 0 | 0 | 0 | 0 | 0 | 0 | 0 | 8750 | 364.1789 | 0 | 0 | 0 | 0 | 0 | 1500 | 1000 | 233.1 | 0 | 8750 | - | 0 | 0 | - | 0 | 0 | - | 0 | 0 | - | 8750 | - | 364.1789 | 364.1789 | - | 0 | 0 | - | 500 | 500 | -
8751 | 0 | 0 | 0 | 0 | 0 | 0 | 0 | 0 | 0 | 0 | 8751 | 59.5959 | 0 | 0 | 0 | 0 | 0 | 359.2424 | 286.3924 | 0 | 0 | 8751 | - | 0 | 0 | - | 0 | 0 | - | 0 | 0 | - | 8751 | - | 59.5959 | 59.5959 | - | 0 | 0 | - | 500 | 500 | -
8752 | 0 | 0 | 0 | 0 | 0 | 0 | 0 | 0 | 0 | 0 | 8752 | 0 | 0 | 0 | 720.6882 | 0 | 0 | 0 | 0 | 0 | 0 | 8752 | - | 0 | 0 | - | 0 | 0 | - | 0 | 0 | - | 8752 | - | 0 | 0 | - | 0 | 0 | - | 500 | 500 | -
8753 | 0 | 0 | 0 | 0 | 0 | 0 | 0 | 0 | 0 | 0 | 8753 | 0 | 0 | 0 | 157.3254 | 0 | 0 | 0 | 0 | 0 | 0 | 8753 | - | 0 | 0 | - | 0 | 0 | - | 0 | 0 | - | 8753 | - | 0 | 0 | - | 0 | 0 | - | 267.4831 | 267.4831 | -
8754 | 0 | 0 | 0 | 0 | 0 | 0 | 0 | 0 | 0 | 0 | 8754 | 0 | 0 | 0 | 0 | 0 | 0 | 0 | 0 | 0 | 0 | 8754 | - | 0 | 0 | - | 0 | 0 | - | 0 | 0 | - | 8754 | - | 0 | 0 | - | 0 | 0 | - | 0 | 0 | -
8755 | 0 | 0 | 0 | 0 | 0 | 0 | 0 | 0 | 0 | 0 | 8755 | 0 | 0 | 0 | 0 | 0 | 0 | 0 | 0 | 0 | 0 | 8755 | - | 500 | 500 | - | 0 | 0 | - | 0 | 0 | - | 8755 | - | 0 | 0 | - | 0 | 0 | - | 0 | 0 | -
8756 | 0 | 0 | 0 | 0 | 0 | 0 | 0 | 0 | 0 | 0 | 8756 | 0 | 0 | 0 | 0 | 0 | 0 | 0 | 0 | 0 | 0 | 8756 | - | 454.1224 | 249.3997 | - | 0 | 0 | - | 500 | 500 | - | 8756 | - | 0 | 0 | - | 0 | 0 | - | 0 | 0 | -
8757 | 426.3049 | 0 | 0 | 0 | 0 | 0 | 0 | 0 | 0 | 426.3049 | 8757 | 0 | 0 | 0 | 0 | 0 | 0 | 0 | 0 | 0 | 426.3049 | 8757 | - | 98.228 | 221.4071 | - | 0 | 0 | - | 500 | 500 | - | 8757 | - | 0 | 0 | - | 0 | 0 | - | 0 | 0 | -
8758 | 0 | 0 | 0 | 0 | 0 | 0 | 0 | 0 | 0 | 0 | 8758 | 0 | 0 | 0 | 0 | 0 | 0 | 0 | 0 | 0 | 0 | 8758 | - | 500 | 500 | - | 0 | 0 | - | 500 | 500 | - | 8758 | - | 0 | 0 | - | 0 | 0 | - | 0 | 0 | -
8759 | 0 | 0 | 0 | 0 | 0 | 0 | 0 | 0 | 0 | 0 | 8759 | 0 | 0 | 0 | 0 | 0 | 0 | 0 | 0 | 0 | 0 | 8759 | - | 500 | 500 | - | 0 | 0 | - | 500 | 500 | - | 8759 | - | 0 | 0 | - | 0 | 0 | - | 0 | 0 | -
8760 | 343.2711 | 0 | 0 | 0 | 114.7451 | 0 | 1220.2338 | 813.4892 | 189.6243 | 343.2711 | 8760 | 0 | 0 | 0 | 0 | 0 | 0 | 0 | 0 | 0 | 343.2711 | 8760 | - | 343.2711 | 500 | - | 500 | 500 | - | 500 | 500 | - | 8760 | - | 0 | 0 | - | 0 | 0 | - | 0 | 0 | -

## P1- Neighbour countries
Neighbour Countries - Main Results
Select Scenario
SC1 - 2030
Electricty price |  |  |  | Production and Consumption
AVERAGE PRICES |  |  |  | PRODUCTION | [15 empty] | CONSUMPTION
2030 |  |  |  | Scenario |  | SC1 - 2030 | SC1 - 2030 | SC1 - 2030 | SC1 - 2030 | SC1 - 2030 | SC1 - 2030 | SC1 - 2030 | SC1 - 2030 | SC1 - 2030 | SC1 - 2030 | SC1 - 2030 | SC1 - 2030 | SC1 - 2030 |  | Scenario | 0 | 0 | 0
Scenario | Scenario 1 | Scenario 2 | Scenario 3 | Generation |  | Coal | Oil | Natural Gas | Peat | Nuclear | Solar | Wind Onshore | Wind Offshore | Hydro | Biomass / Biogas | Other Renewables | PHS | BESS |  | Demand | Classic demand | Other demand (PtX, BESS, PHS, etc) | Total Demand
Units | EUR/MWh | EUR/MWh | EUR/MWh | Area |  | TWh | TWh | TWh | TWh | TWh | TWh | TWh | TWh | TWh | TWh | TWh | TWh | TWh |  | Unit | TWh | TWh | TWh
FI | 36.8476 | 36.8736 | 36.8674 | FI |  | 0 | 0.0036 | 0.9047 | 0.038 | 32.1107 | 13.413 | 74.0109 | 3.775 | 14.4476 | 3.7739 | 0 | 0 | 0.0013 |  | FI | 111.032 | 13.4033 | 124.4353
LT | 55.8834 | 55.8587 | 55.87 | LT |  | 0 | 0 | 1.6024 | 0 | 0 | 5.0958 | 10.6065 | 6.3435 | 0.3282 | 0.4192 | 0 | 1.2309 | 0.036 |  | LT | 17.1991 | 1.5621 | 18.7612
LV | 57.7891 | 57.8427 | 57.8096 | LV |  | 0 | 0 | 0.1833 | 0 | 0 | 0.2609 | 0.4419 | 2.3525 | 2.6252 | 0.1933 | 0 | 0 | 0 |  | LV | 8.6887 | 0 | 8.6887
PL | 68.2428 | 68.2533 | 68.2452 | PL |  | 11.1745 | 0 | 27.2172 | 0 | 0 | 29.3063 | 29.849 | 45.6412 | 1.6981 | 8.5287 | 0 | 1.6926 | 0 |  | PL | 188.8983 | 2.0896 | 190.9879
SE | 54.1076 | 54.1225 | 54.1193 | SE |  | 0 | 0.3245 | 0.4302 | 0.0797 | 59.8264 | 6.8332 | 49.1694 | 2.283 | 68.5094 | 3.0962 | 0 | 0 | 0.1078 |  | SE | 152.408 | 72.8577 | 225.2657
2035 |  |  |  | SELECTED: | SC1 - 2030
Scenario | Scenario 1 | Scenario 2 | Scenario 3
Units | EUR/MWh | EUR/MWh | EUR/MWh | Area | Scenario | Biogas | Brown coal | Coal | Fuel oil | Gas oil | Geothermal | Natural gas | Nuclear | Peat | Solar Thermal | Straw | Tidal | Waste | Wood chips | Wood pellets | PHS production | BESS production | Wind onshore | Wind offshore | Solar PV | Run-of-river | Reservoir Hydro | Total generation | Net export | Classic demand | Other demand (PtX, BESS, PHS, etc)
FI | 26.8398 | 26.8267 | 26.838 |  | Unit | TWh | TWh | TWh | TWh | TWh | TWh | TWh | TWh | TWh | TWh | TWh | TWh | TWh | TWh | TWh | TWh | TWh | TWh | TWh | TWh | TWh | TWh | TWh | TWh | TWh | TWh
LT | 41.1001 | 40.685 | 40.8254 | FI | SC1 - 2030 | 0 | 0 | 0 | 0.003 | 0.0006 | 0 | 0.9047 | 32.1107 | 0.038 | 0 | 0 | 0 | 0.3504 | 3.4235 | 0 | 0 | 0.0013 | 74.0109 | 3.775 | 13.413 | 14.4476 | 0 | 142.4785 | 18.0433 | 111.032 | 13.4033
LV | 42.2905 | 41.8886 | 42.0107 | LT | SC1 - 2030 | 0 | 0 | 0 | 0 | 0 | 0 | 1.6024 | 0 | 0 | 0 | 0 | 0 | 0.3679 | 0.0513 | 0 | 1.2309 | 0.036 | 10.6065 | 6.3435 | 5.0958 | 0.3282 | 0 | 25.6626 | 6.9014 | 17.1991 | 1.5621
PL | 72.3593 | 72.3625 | 72.3592 | LV | SC1 - 2030 | 0 | 0 | 0 | 0 | 0 | 0 | 0.1833 | 0 | 0 | 0 | 0 | 0 | 0 | 0.1933 | 0 | 0 | 0 | 0.4419 | 2.3525 | 0.2609 | 2.6252 | 0 | 6.0571 | -2.6315 | 8.6887 | 0
SE | 44.9 | 44.9353 | 44.939 | PL | SC1 - 2030 | 0 | 0.4245 | 10.75 | 0 | 0 | 0 | 27.2172 | 0 | 0 | 0 | 0 | 0 | 0.4728 | 8.0559 | 0 | 1.6926 | 0 | 29.849 | 45.6412 | 29.3063 | 1.6981 | 0 | 155.1075 | -35.8805 | 188.8983 | 2.0896
|  |  |  | SE | SC1 - 2030 | 0 | 0 | 0 | 0.3245 | 0 | 0 | 0.4302 | 59.8264 | 0.0797 | 0 | 0 | 0 | 1.7168 | 1.3794 | 0 | 0 | 0.1078 | 49.1694 | 2.283 | 6.8332 | 0 | 68.5094 | 190.6598 | -34.6059 | 152.408 | 72.8577
2040
Scenario | Scenario 1 | Scenario 2 | Scenario 3
Units | EUR/MWh | EUR/MWh | EUR/MWh | SC1 - 2030
FI | 18.194 | 18.1656 | 18.1879
LT | 29.7483 | 29.1232 | 29.3286 | Area | Scenario | Biogas | Brown coal | Coal | Fuel oil | Gas oil | Geothermal | Natural gas | Nuclear | Peat | Solar Thermal | Straw | Tidal | Waste | Wood chips | Wood pellets | PHS production | BESS production | Wind onshore | Wind offshore | Solar PV | Run-of-river | Reservoir Hydro | Total generation | Net export | Classic demand | Other demand (PtX, BESS, PHS, etc)
LV | 30.6674 | 30.0465 | 30.2532 | FI | SC1 - 2030 | 0 | 0 | 0 | 3 | 0.6 | 0 | 904.7 | 32110.7 | 38 | 0 | 0 | 0 | 350.4 | 3423.5 | 0 | 0 | 1.3 | 74010.9 | 3775 | 13413 | 14447.6 | 0 | 142478.5 | 18043.3 | 111032 | 13403.3
PL | 63.1006 | 63.0917 | 63.0917 | LT | SC1 - 2030 | 0 | 0 | 0 | 0 | 0 | 0 | 1602.4 | 0 | 0 | 0 | 0 | 0 | 367.9 | 51.3 | 0 | 1230.9 | 36 | 10606.5 | 6343.5 | 5095.8 | 328.2 | 0 | 25662.6 | 6901.4 | 17199.1 | 1562.1
SE | 36.4373 | 36.4259 | 36.4319 | LV | SC1 - 2030 | 0 | 0 | 0 | 0 | 0 | 0 | 183.3 | 0 | 0 | 0 | 0 | 0 | 0 | 193.3 | 0 | 0 | 0 | 441.9 | 2352.5 | 260.9 | 2625.2 | 0 | 6057.1 | -2631.5 | 8688.7 | 0
|  |  |  | PL | SC1 - 2030 | 0 | 424.5 | 10750 | 0 | 0 | 0 | 27217.2 | 0 | 0 | 0 | 0 | 0 | 472.8 | 8055.9 | 0 | 1692.6 | 0 | 29849 | 45641.2 | 29306.3 | 1698.1 | 0 | 155107.5 | -35880.5 | 188898.3 | 2089.6
|  |  |  | SE | SC1 - 2030 | 0 | 0 | 0 | 324.5 | 0 | 0 | 430.2 | 59826.4 | 79.7 | 0 | 0 | 0 | 1716.8 | 1379.4 | 0 | 0 | 107.8 | 49169.4 | 2283 | 6833.2 | 0 | 68509.4 | 190659.8 | -34605.9 | 152408 | 72857.7
SC1 - 2035
|  |  |  | Area | Scenario | Biogas | Brown coal | Coal | Fuel oil | Gas oil | Geothermal | Natural gas | Nuclear | Peat | Solar Thermal | Straw | Tidal | Waste | Wood chips | Wood pellets | PHS production | BESS production | Wind onshore | Wind offshore | Solar PV | Run-of-river | Reservoir Hydro | Total generation | Net export | Classic demand | Other demands (PtX, BESS, PHS, etc)
|  |  |  | FI | SC1 - 2035 | 0 | 0 | 0 | 0 | 0 | 0 | 377.6 | 26841.5 | 2.2 | 0 | 0 | 0 | 350.4 | 2233.9 | 0 | 0 | 1.2 | 101586.2 | 11136.1 | 20119.5 | 14447.6 | 0 | 177096.3 | 26758.3 | 118990.1 | 31347.9
|  |  |  | LT | SC1 - 2035 | 0 | 0 | 0 | 0 | 0 | 0 | 604.8 | 0 | 0 | 0 | 0 | 0 | 324.3 | 28.4 | 0 | 1085 | 30.5 | 11271.3 | 12786.4 | 5404.6 | 328.5 | 0 | 31863.8 | 10796.1 | 18311.7 | 2756
|  |  |  | LV | SC1 - 2035 | 0 | 0 | 0 | 0 | 0 | 0 | 21.1 | 0 | 0 | 0 | 0 | 0 | 0 | 106.1 | 0 | 0 | 0 | 568.3 | 3549.4 | 393.8 | 2625.7 | 0 | 7264.4 | -2235.1 | 8688.7 | 810.8
|  |  |  | PL | SC1 - 2035 | 0 | 110.4 | 6769 | 0 | 0 | 0 | 26247.9 | 9682.6 | 0 | 0 | 0 | 0 | 464 | 7753.5 | 0 | 1823.1 | 0 | 30540.2 | 47647.2 | 32241.1 | 1697.7 | 0 | 164976.6 | -43410.9 | 206136.8 | 2250.7
|  |  |  | SE | SC1 - 2035 | 0 | 0 | 0 | 103.7 | 0 | 0 | 140.5 | 59883.6 | 25.1 | 0 | 0 | 0 | 1496.1 | 1063 | 0 | 0 | 0.7 | 55775.1 | 25257.2 | 10251.3 | 0 | 66983.9 | 220980.1 | -48235.7 | 162476.1 | 106739.9
SC1 - 2040
|  |  |  | Area | Scenario | Biogas | Brown coal | Coal | Fuel oil | Gas oil | Geothermal | Natural gas | Nuclear | Peat | Solar Thermal | Straw | Tidal | Waste | Wood chips | Wood pellets | PHS production | BESS production | Wind onshore | Wind offshore | Solar PV | Run-of-river | Reservoir Hydro | Total generation | Net export | Classic demand | Other demands (PtX, BESS, PHS, etc)
|  |  |  | FI | SC1 - 2040 | 0 | 0 | 0 | 0 | 0 | 0 | 188.4 | 19775.1 | 1.1 | 0 | 0 | 0 | 350.4 | 1345.3 | 0 | 0 | 3.5 | 113460.3 | 18494.4 | 26826 | 14447.6 | 0 | 194892.2 | 26764.1 | 126948.2 | 41179.8
|  |  |  | LT | SC1 - 2040 | 0 | 0 | 0 | 0 | 0 | 0 | 334.4 | 0 | 0 | 0 | 0 | 0 | 210.1 | 18.9 | 0 | 936 | 35 | 9730.6 | 18831.6 | 5708.6 | 327.9 | 0 | 36133.1 | 13885.5 | 19424.2 | 2823.3
|  |  |  | LV | SC1 - 2040 | 0 | 0 | 0 | 0 | 0 | 0 | 25.3 | 0 | 0 | 0 | 0 | 0 | 0 | 70.3 | 0 | 0 | 0 | 595.4 | 4718.2 | 526.7 | 2625.7 | 0 | 8561.6 | -1137.7 | 8688.7 | 1010.6
|  |  |  | PL | SC1 - 2040 | 0 | 0 | 0 | 0 | 0 | 0 | 12.4 | 0 | 0 | 0 | 0 | 0 | 0 | 0 | 0 | 4667.5 | 0 | 26531.6 | 14837.3 | 48472.9 | 5861.4 | 265.1 | 100648.3 | 5884 | 59822 | 34942.2
|  |  |  | SE | SC1 - 2040 | 0 | 0 | 0 | 0 | 0 | 0 | 564.1 | 0 | 0 | 0 | 0 | 0 | 111.8 | 0.5 | 0 | 0 | 0 | 9454.6 | 46558.7 | 17133.9 | 676.3 | 0 | 74500 | 32765.2 | 30609.3 | 11125.5
SC2 - 2030
|  |  |  | Area | Scenario | Biogas | Brown coal | Coal | Fuel oil | Gas oil | Geothermal | Natural gas | Nuclear | Peat | Solar Thermal | Straw | Tidal | Waste | Wood chips | Wood pellets | PHS production | BESS production | Wind onshore | Wind offshore | Solar PV | Run-of-river | Reservoir Hydro | Total generation | Net export | Classic demand | Other demands (PtX, BESS, PHS, etc)
|  |  |  | FI | SC2 - 2030 | 0 | 0 | 0 | 3 | 0.6 | 0 | 896.4 | 32232.4 | 37.8 | 0 | 0 | 0 | 350.4 | 3416.5 | 0 | 0 | 1.2 | 74049.4 | 3775 | 13413 | 14447.6 | 0 | 142623.3 | 18309.9 | 111032 | 13281.4
|  |  |  | LT | SC2 - 2030 | 0 | 0 | 0 | 0 | 0 | 0 | 1577.8 | 0 | 0 | 0 | 0 | 0 | 367.9 | 50.6 | 0 | 1193.8 | 35.5 | 10648.5 | 6342.5 | 5096.1 | 328.2 | 0 | 25640.9 | 6926.2 | 17199.1 | 1515.6
|  |  |  | LV | SC2 - 2030 | 0 | 0 | 0 | 0 | 0 | 0 | 173.8 | 0 | 0 | 0 | 0 | 0 | 0 | 192.1 | 0 | 0 | 0 | 441.8 | 2351.7 | 260.9 | 2625.2 | 0 | 6045.5 | -2643.2 | 8688.7 | 0
|  |  |  | PL | SC2 - 2030 | 0 | 423.6 | 10746.8 | 0 | 0 | 0 | 27167.1 | 0 | 0 | 0 | 0 | 0 | 472.8 | 8053.2 | 0 | 1691.5 | 0 | 29855.7 | 45635.1 | 29305.9 | 1698.1 | 0 | 155049.8 | -35936.8 | 188898.3 | 2088.3
|  |  |  | SE | SC2 - 2030 | 0 | 0 | 0 | 324.5 | 0 | 0 | 429.6 | 59826.4 | 79.7 | 0 | 0 | 0 | 1716.8 | 1378.8 | 0 | 0 | 107.8 | 49166.2 | 2282.8 | 6832.9 | 0 | 68516.2 | 190661.6 | -34578.6 | 152408 | 72832.2
SC2 - 2035
|  |  |  | Area | Scenario | Biogas | Brown coal | Coal | Fuel oil | Gas oil | Geothermal | Natural gas | Nuclear | Peat | Solar Thermal | Straw | Tidal | Waste | Wood chips | Wood pellets | PHS production | BESS production | Wind onshore | Wind offshore | Solar PV | Run-of-river | Reservoir Hydro | Total generation | Net export | Classic demand | Other demands (PtX, BESS, PHS, etc)
|  |  |  | FI | SC2 - 2035 | 0 | 0 | 0 | 0 | 0 | 0 | 372.5 | 26864.4 | 2.2 | 0 | 0 | 0 | 350.4 | 2217 | 0 | 0 | 1.2 | 101704 | 11136.1 | 20119.5 | 14447.6 | 0 | 177214.9 | 26942 | 118990.1 | 31282.8
|  |  |  | LT | SC2 - 2035 | 0 | 0 | 0 | 0 | 0 | 0 | 575.8 | 0 | 0 | 0 | 0 | 0 | 325.2 | 27.6 | 0 | 988.3 | 28.6 | 11307.2 | 12782.5 | 5404.6 | 328.5 | 0 | 31768.5 | 10823.2 | 18311.7 | 2633.6
|  |  |  | LV | SC2 - 2035 | 0 | 0 | 0 | 0 | 0 | 0 | 18.1 | 0 | 0 | 0 | 0 | 0 | 0 | 100.3 | 0 | 0 | 0 | 564.8 | 3550.4 | 393.8 | 2625.7 | 0 | 7253.2 | -2247.5 | 8688.7 | 812
|  |  |  | PL | SC2 - 2035 | 0 | 110.4 | 6768 | 0 | 0 | 0 | 26226.9 | 9686.2 | 0 | 0 | 0 | 0 | 464 | 7753.6 | 0 | 1823.1 | 0 | 30540.3 | 47648.1 | 32241.1 | 1697.7 | 0 | 164959.4 | -43428.1 | 206136.8 | 2250.7
|  |  |  | SE | SC2 - 2035 | 0 | 0 | 0 | 103.7 | 0 | 0 | 137.3 | 59884.9 | 25.1 | 0 | 0 | 0 | 1494.6 | 1058.2 | 0 | 0 | 0.7 | 55770.9 | 25259.9 | 10251.3 | 0 | 66976.1 | 220962.6 | -48243.2 | 162476.1 | 106729.9
SC2 - 2040
|  |  |  | Area | Scenario | Biogas | Brown coal | Coal | Fuel oil | Gas oil | Geothermal | Natural gas | Nuclear | Peat | Solar Thermal | Straw | Tidal | Waste | Wood chips | Wood pellets | PHS production | BESS production | Wind onshore | Wind offshore | Solar PV | Run-of-river | Reservoir Hydro | Total generation | Net export | Classic demand | Other demands (PtX, BESS, PHS, etc)
|  |  |  | FI | SC2 - 2040 | 0 | 0 | 0 | 0 | 0 | 0 | 182.4 | 19757.9 | 1.1 | 0 | 0 | 0 | 350.4 | 1337.5 | 0 | 0 | 3.5 | 113629.1 | 18494 | 26826 | 14447.6 | 0 | 195029.6 | 26960.5 | 126948.2 | 41120.9
|  |  |  | LT | SC2 - 2040 | 0 | 0 | 0 | 0 | 0 | 0 | 313.5 | 0 | 0 | 0 | 0 | 0 | 211.3 | 18 | 0 | 873.9 | 34.5 | 9862.2 | 18862.4 | 5708.6 | 327.8 | 0 | 36212.3 | 14036.4 | 19424.2 | 2751.6
|  |  |  | LV | SC2 - 2040 | 0 | 0 | 0 | 0 | 0 | 0 | 20.9 | 0 | 0 | 0 | 0 | 0 | 0 | 64.6 | 0 | 0 | 0 | 593.1 | 4719.5 | 526.7 | 2625.7 | 0 | 8550.6 | -1151.1 | 8688.7 | 1013
|  |  |  | PL | SC2 - 2040 | 0 | 0 | 0 | 0 | 0 | 0 | 12.4 | 0 | 0 | 0 | 0 | 0 | 0 | 0 | 0 | 4667.5 | 0 | 26545.7 | 14836.8 | 48366.6 | 5862.8 | 265.1 | 100556.8 | 5791.3 | 59822 | 34943.5
|  |  |  | SE | SC2 - 2040 | 0 | 0 | 0 | 0 | 0 | 0 | 563.8 | 0 | 0 | 0 | 0 | 0 | 111.8 | 0.5 | 0 | 0 | 0 | 9463.6 | 46534.6 | 17170.5 | 676.3 | 0 | 74521.1 | 32786.4 | 30609.3 | 11125.4
SC3 - 2030
|  |  |  | Area | Scenario | Biogas | Brown coal | Coal | Fuel oil | Gas oil | Geothermal | Natural gas | Nuclear | Peat | Solar Thermal | Straw | Tidal | Waste | Wood chips | Wood pellets | PHS production | BESS production | Wind onshore | Wind offshore | Solar PV | Run-of-river | Reservoir Hydro | Total generation | Net export | Classic demand | Other demands (PtX, BESS, PHS, etc)
|  |  |  | FI | SC3 - 2030 | 0 | 0 | 0 | 3 | 0.6 | 0 | 899.3 | 32185.2 | 37.8 | 0 | 0 | 0 | 350.4 | 3421.8 | 0 | 0 | 1.3 | 74048.9 | 3775 | 13413 | 14447.6 | 0 | 142583.7 | 18241.5 | 111032 | 13310.2
|  |  |  | LT | SC3 - 2030 | 0 | 0 | 0 | 0 | 0 | 0 | 1580.3 | 0 | 0 | 0 | 0 | 0 | 367.9 | 50.8 | 0 | 1200.4 | 36.1 | 10635 | 6341.2 | 5096 | 328.2 | 0 | 25635.8 | 6912.3 | 17199.1 | 1524.4
|  |  |  | LV | SC3 - 2030 | 0 | 0 | 0 | 0 | 0 | 0 | 176.2 | 0 | 0 | 0 | 0 | 0 | 0 | 192.5 | 0 | 0 | 0 | 437.6 | 2351.3 | 260.9 | 2625.2 | 0 | 6043.7 | -2645 | 8688.7 | 0
|  |  |  | PL | SC3 - 2030 | 0 | 423.6 | 10746.6 | 0 | 0 | 0 | 27182.4 | 0 | 0 | 0 | 0 | 0 | 472.7 | 8053.9 | 0 | 1691.9 | 0 | 29855.6 | 45639.3 | 29305.9 | 1698.1 | 0 | 155070 | -35917.2 | 188898.3 | 2088.8
|  |  |  | SE | SC3 - 2030 | 0 | 0 | 0 | 324.5 | 0 | 0 | 430 | 59826.4 | 79.7 | 0 | 0 | 0 | 1716.8 | 1379.1 | 0 | 0 | 107.8 | 49164.6 | 2282.9 | 6832.9 | 0 | 68517.4 | 190662.2 | -34580.2 | 152408 | 72834.3
SC3 - 2035
|  |  |  | Area | Scenario | Biogas | Brown coal | Coal | Fuel oil | Gas oil | Geothermal | Natural gas | Nuclear | Peat | Solar Thermal | Straw | Tidal | Waste | Wood chips | Wood pellets | PHS production | BESS production | Wind onshore | Wind offshore | Solar PV | Run-of-river | Reservoir Hydro | Total generation | Net export | Classic demand | Other demands (PtX, BESS, PHS, etc)
|  |  |  | FI | SC3 - 2035 | 0 | 0 | 0 | 0 | 0 | 0 | 373.5 | 26849.9 | 2.2 | 0 | 0 | 0 | 350.4 | 2225.1 | 0 | 0 | 1.2 | 101672.2 | 11136.1 | 20119.5 | 14447.6 | 0 | 177177.7 | 26878.3 | 118990.1 | 31309.3
|  |  |  | LT | SC3 - 2035 | 0 | 0 | 0 | 0 | 0 | 0 | 582.8 | 0 | 0 | 0 | 0 | 0 | 324.9 | 27.9 | 0 | 1018.2 | 30.7 | 11324.7 | 12782 | 5404.6 | 328.5 | 0 | 31824.5 | 10840.8 | 18311.7 | 2672.1
|  |  |  | LV | SC3 - 2035 | 0 | 0 | 0 | 0 | 0 | 0 | 20 | 0 | 0 | 0 | 0 | 0 | 0 | 102.5 | 0 | 0 | 0 | 565.8 | 3548.9 | 393.8 | 2625.7 | 0 | 7256.7 | -2242.8 | 8688.7 | 810.8
|  |  |  | PL | SC3 - 2035 | 0 | 110.4 | 6768.2 | 0 | 0 | 0 | 26230.4 | 9681.1 | 0 | 0 | 0 | 0 | 464 | 7753.1 | 0 | 1823.3 | 0 | 30536.2 | 47646 | 32241.1 | 1697.7 | 0 | 164951.3 | -43436.4 | 206136.8 | 2251
|  |  |  | SE | SC3 - 2035 | 0 | 0 | 0 | 103.7 | 0 | 0 | 138.4 | 59884.5 | 25.1 | 0 | 0 | 0 | 1495 | 1058.9 | 0 | 0 | 0.7 | 55767 | 25260.4 | 10251.3 | 0 | 66980.9 | 220965.8 | -48233.3 | 162476.1 | 106723.1
SC3 - 2040
|  |  |  | Area | Scenario | Biogas | Brown coal | Coal | Fuel oil | Gas oil | Geothermal | Natural gas | Nuclear | Peat | Solar Thermal | Straw | Tidal | Waste | Wood chips | Wood pellets | PHS production | BESS production | Wind onshore | Wind offshore | Solar PV | Run-of-river | Reservoir Hydro | Total generation | Net export | Classic demand | Other demands (PtX, BESS, PHS, etc)
|  |  |  | FI | SC3 - 2040 | 0 | 0 | 0 | 0 | 0 | 0 | 185.5 | 19767.3 | 1.1 | 0 | 0 | 0 | 350.4 | 1341.6 | 0 | 0 | 3.6 | 113516.3 | 18493.9 | 26826 | 14447.6 | 0 | 194933.3 | 26839.3 | 126948.2 | 41145.8
|  |  |  | LT | SC3 - 2040 | 0 | 0 | 0 | 0 | 0 | 0 | 322.5 | 0 | 0 | 0 | 0 | 0 | 211.1 | 18.4 | 0 | 893.2 | 36.2 | 9920.9 | 18853.7 | 5708.5 | 327.8 | 0 | 36292.3 | 14090.7 | 19424.2 | 2777.4
|  |  |  | LV | SC3 - 2040 | 0 | 0 | 0 | 0 | 0 | 0 | 23.4 | 0 | 0 | 0 | 0 | 0 | 0 | 66.3 | 0 | 0 | 0 | 572.5 | 4720.9 | 526.7 | 2625.7 | 0 | 8535.3 | -1165.9 | 8688.7 | 1012.5
|  |  |  | PL | SC3 - 2040 | 0 | 0 | 0 | 0 | 0 | 0 | 12.4 | 0 | 0 | 0 | 0 | 0 | 0 | 0 | 0 | 4667.5 | 0 | 26545.4 | 14836.8 | 48367.8 | 5862.8 | 265.1 | 100557.8 | 5794.6 | 59822 | 34941.2
|  |  |  | SE | SC3 - 2040 | 0 | 0 | 0 | 0 | 0 | 0 | 563.9 | 0 | 0 | 0 | 0 | 0 | 111.8 | 0.5 | 0 | 0 | 0 | 9459.3 | 46530.2 | 17170.4 | 676.3 | 0 | 74512.5 | 32777.8 | 30609.3 | 11125.4

## P2 - Estonia
Estonia
Select Scenario:
Scenario 1
<110 kV | Scenario 1 | Scenario 1 | Scenario 1
Year | 2025 | 2030 | 2035
Unit | EUR/MWh | EUR/MWh | EUR/MWh | Source
Weighted Average Electricity price1 | 91.5062 | 49.8838 | 38.2665 | Ramboll's analysis for this study
Network charge TSO | 12.57 | 12.19 | 11.83 | https://elering.ee/hinnakiri-ja-tuuptingimused
Network charge DSO (low voltage over 63 A) | 34.9 | 41.45 | 49.23 | https://elektrilevi.ee/en/hinnakirjad/vorguteenuste-hinnakiri
Renewable energy fee | 8.4 | 9.06 | 9.77 | https://elering.ee/taastuvenergia-tasu
Excise duties | 1.45 | 1.68 | 1.95 | https://elektrilevi.ee/en/hinnakirjad/vorguteenuste-hinnakiri
Taxes | 31.716 | 30.7758 | 29.8636 | https://ec.europa.eu/eurostat/databrowser/view/nrg_pc_205_c__custom_16126174/default/table?lang=en
Total | 180.5422 | 145.0396 | 140.9101
110 kV - 330kV | Scenario 1 | Scenario 1 | Scenario 1
Year | 2025 | 2030 | 2035
Unit | EUR/MWh | EUR/MWh | EUR/MWh | Source
Weighted Average Electricity price1 | 91.5062 | 49.8838 | 38.2665 | Ramboll's analysis for this study
Network charge TSO | 11.6 | 11.23 | 10.89 | https://elering.ee/hinnakiri-ja-tuuptingimused
Renewable energy fee | 8.4 | 9.06 | 9.77 | https://elering.ee/taastuvenergia-tasu
Excise duties | 1.03 | 1.19 | 1.38 | https://taxfoundation.org/data/all/eu/excise-duties-electricity-europe-2024/
Taxes | 33 | 32.0222 | 31.073 | https://ec.europa.eu/eurostat/databrowser/view/nrg_pc_205_c__custom_16126174/default/table?lang=en
Total | 145.5362 | 103.386 | 91.3795
330 kV | Scenario 1 | Scenario 1 | Scenario 1
Year | 2025 | 2030 | 2035
Unit | EUR/MWh | EUR/MWh | EUR/MWh | Source
Weighted Average Electricity price1 | 91.5062 | 49.8838 | 38.2665 | Ramboll's analysis for this study
Network charge TSO | 6.62 | 6.42 | 6.23 | https://elering.ee/hinnakiri-ja-tuuptingimused
Renewable energy fee | 8.4 | 9.06 | 9.77 | https://elering.ee/taastuvenergia-tasu
Excise duties | 1.03 | 1.19 | 1.38 | https://taxfoundation.org/data/all/eu/excise-duties-electricity-europe-2024/
Taxes | 15.3 | 14.85 | 14.52 | https://ec.europa.eu/eurostat/databrowser/view/nrg_pc_205_c__custom_16126174/default/table?lang=en
Total | 122.8562 | 81.4038 | 70.1665
|  | R² Value | Description
Average R² for the three voltage values | Network charge TSO | 0.65 | TSO tariffs have historically followed a trend of a slight decrease in the network charges, it is assumed that this trend will be mantained.
| Network charge DSO | - | There is a perspective that subsidies will be reduced over the next 10-15 years, leading to an increase in netweork charges of 3.5%. This increase is what was considered for DSO network charges evolution.
| Renewable energy fee | 0.51 | Historical trends in renewable energy fees are folowed, from 2017 to 2024, wher a decrease in these fees has been found.
| Excise duties | - | No historical prices. We assume an increase of 3% per. year due to inflations. No R² value available here.
| Taxes | 0.87 | Taxes associated with energy costs have shown a slight decreasing trend since 2017. This downward trajectory has been incorporated into the model's projections to ensure alignment with historical patterns.
Summary of EE electricty price results (from Part I)
Scenario | Period | Average Electricity Market Price (€/MWh) | Weighted Average Electricity Price (€/MWh)
Scenario 1 | 2030 | 50.3773 | 49.8838
Scenario 1 | 2035 | 38.9037 | 38.2665
Scenario 1 | 2040 | 26.9984 | 26.4508
Scenario 2 | 2030 | 48.8687 | 48.8482
Scenario 2 | 2035 | 38.0648 | 37.6881
Scenario 2 | 2040 | 25.986 | 25.6624
Scenario 3 | 2030 | 49.5756 | 49.3507
Scenario 3 | 2035 | 38.3517 | 37.9018
Scenario 3 | 2040 | 26.3644 | 25.9746
Notes & Assumptions:
1 the electricity price is purely based on the average wholesale price. It does not consider non-disclosed long-term contracts or industry reductions potentially received by the state in the future. Since 2025 was not included in the Part 1 analysis, the 2024 electricty price is used for 2025.
Voltage levels: For network charges, Elering and the Estonian DSO present them according to voltage levels. For the network charges from the TSO the low voltage is below 110kV, the medium voltage is 110kV, and the high voltage is 330kV.
For other values, we use a representative dataset published by Eurostat that is based on industrial energy consumption (measured in MWh). It is assumed that large consumers, benefiting from lower tariffs, are connected at high voltage levels; medium consumers, with medium tariffs, are connected at medium voltage levels; and small consumers, facing higher tariffs, are connected at low voltage levels.
Forecast assumptions:
Network charges TSO: TSO tariffs have historically followed a trend of a slight decrease in the network charge and we assume this to continue moving forward.
Network charges DSO: There is a perspective that subsidies will be reduced over the next 10-15 years. This will lead to an increase in network charges per year of 3.5%. (based on: https://public-docs.elektrilevi.ee/2/11/jaotusvorgu_arengukava_aastani_2035_ddf1a76dad.pdf) We follow this trend published by the DSO and include increasing tariffs for future years for the consumers connected with the DSO.
Renewable energy fees: We assume the historic trend of the renewable fees. It is importat to mention that renewable energy fees can also be presented as a specific type of tax in different data sources.
Excise duties: We assume an increase of 3% per. year due to inflations. The excise duties are relevant for all voltage levels and for business-use and non-business-use.
Taxes: Includes Value Added Tax (VAT), capacity taxes, environmental taxes, other taxes. For the high voltage taxes (consumption over 150.000 MWh), there is a tax exemption. It is assumes that the taxes will decrease slightly which follows the historic development. It is important to mention that the evolution of taxes will mainly depend on political decisions and the approach to implement targets to reach affordable electricity prices.
R² value: The reason for low R² values could be big fluctuations in historic values. For this exercise it is decided to have a steady curve for the projections for the comming years. Some of the models that were developed to predict network charges, taxes, and renewable fees present relatively modest R² values. This is primarily due to the fact that the modelling approach relied heavily on historical trend analysis. Specifically, we studied historical values from the 2017–2024 period and identified different trend patterns across various time segments within that range. The projections were then generated by extrapolating these trends into the future. However, we intentionally constrained the projections to avoid unrealistic or excessively high values. As a result, the models prioritize conservative and credible forecasts over purely statistical fit, which naturally impacts the R² values.

## P2 - Sweden
Sweden
Select Scenario:
Scenario 1
Low voltage | Scenario 1 | Scenario 1 | Scenario 1
Year | 2025 | 2030 | 2035
Unit | EUR/MWh | EUR/MWh | EUR/MWh | Source
Electricity price1 | 40.851 | 54.1076 | 44.9 | Ramboll's analysis for this study
Network charge TSO | 11 | 11 | 12 | https://www.svk.se/siteassets/aktorsportalen/anslut-till-transmissionsnatet/transmissionsnatstariff/aktuella-prislistor/prislista-transmissionsnatet-2025.pdf https://www.svk.se/siteassets/aktorsportalen/anslut-till-transmissionsnatet/transmissionsnatstariff/aktuella-prislistor/prislista-transmissionsnatet-2025.pdf
Network charge DSO | 11.22 | 11.48 | 11.67 | https://ec.europa.eu/eurostat/databrowser/view/nrg_pc_205_c__custom_16126257/default/table?lang=en
Renewable energy fee | 2.6 | 2.4 | 2.2 | https://ec.europa.eu/eurostat/databrowser/view/nrg_pc_205_c__custom_16126257/default/table?lang=e Ramboll's analysis for this study
Excise duties | 0.54 | 0.62 | 0.72 | https://taxfoundation.org/data/all/eu/excise-duties-electricity-europe-2024/ Ramboll's analysis for this study
Taxes | 18.8 | 20.5 | 21.7 | https://ec.europa.eu/eurostat/databrowser/view/nrg_pc_205_c__custom_16126257/default/table?lang=en Ramboll's analysis for this study
Total | 85.011 | 100.1076 | 93.19
Medium voltage | Scenario 1 | Scenario 1 | Scenario 1
Year | 2025 | 2030 | 2035
Unit | EUR/MWh | EUR/MWh | EUR/MWh | Source
Electricity price1 | 40.851 | 54.1076 | 44.9 | Ramboll's analysis for this study
Network charge TSO | 11.2183 | 11.4834 | 11.6667 | https://www.svk.se/siteassets/aktorsportalen/anslut-till-transmissionsnatet/transmissionsnatstariff/aktuella-prislistor/prislista-transmissionsnatet-2025.pdf https://www.svk.se/siteassets/aktorsportalen/anslut-till-transmissionsnatet/transmissionsnatstariff/aktuella-prislistor/prislista-transmissionsnatet-2025.pdf
Network charge DSO | 9.54 | 10.29 | 10.81 | https://ec.europa.eu/eurostat/databrowser/view/nrg_pc_205_c__custom_16126257/default/table?lang=en
Renewable energy fee | 2.6817 | 2.4166 | 2.2333 | https://ec.europa.eu/eurostat/databrowser/view/nrg_pc_205_c__custom_16126257/default/table?lang=e Ramboll's analysis for this study
Excise duties | 0.5356 | 0.62091 | 0.7198 | https://taxfoundation.org/data/all/eu/excise-duties-electricity-europe-2024/ Ramboll's analysis for this study
Taxes | 18.3481 | 20.2479 | 21.5611 | https://ec.europa.eu/eurostat/databrowser/view/nrg_pc_205_c__custom_16126257/default/table?lang=en Ramboll's analysis for this study
Total | 83.1747 | 99.1664 | 91.8909
High voltage | Scenario 1 | Scenario 1 | Scenario 1
Year | 2025 | 2030 | 2035
Unit | EUR/MWh | EUR/MWh | EUR/MWh | Source
Electricity price1 | 40.851 | 54.1076 | 44.9 | Ramboll's analysis for this study
Network charge TSO | 3.98 | 5.1112 | 5.3556 | https://www.svk.se/siteassets/aktorsportalen/anslut-till-transmissionsnatet/transmissionsnatstariff/aktuella-prislistor/prislista-transmissionsnatet-2025.pdf https://www.svk.se/siteassets/aktorsportalen/anslut-till-transmissionsnatet/transmissionsnatstariff/aktuella-prislistor/prislista-transmissionsnatet-2025.pdf
Renewable energy fee | 2.6817 | 2.4166 | 2.2333 | https://ec.europa.eu/eurostat/databrowser/view/nrg_pc_205_c__custom_16126257/default/table?lang=e Ramboll's analysis for this study
Excise duties | 0.5356 | 0.62091 | 0.7198 | https://taxfoundation.org/data/all/eu/excise-duties-electricity-europe-2024/ Ramboll's analysis for this study
Taxes | 18.7467 | 20.8675 | 22.3333 | https://ec.europa.eu/eurostat/databrowser/view/nrg_pc_205_c__custom_16126257/default/table?lang=en Ramboll's analysis for this study
Total | 66.7949 | 83.1238 | 75.542
|  | R² Value | Description
Average R² for the three voltage values | Network charge TSO | 0.9 | Evolution of TSO tariffs have had an increasing trend through the years, it is expected to follow the same behavior in the incoming years.
| Network charge DSO | 0.82 | Network charges follow the hitorical trend, where a slight increase throuhgh the years is anticipated.
| Renewable energy fee | 0.45 | The trend follows a logarithmic behavior, showing an increase through the years, but very limited, with values not varying much between one and another. One of the reasons for this is the considerable renewable power capacity in the country.
| Excise duties | - | No historical prices. We assume an increase of 3% per. year due to inflations. No R² value available here.
| Taxes | 0.7 | Taxes related to electricity costs tend to increase through the years. A logarithmic curve was elaborated based on the historical data, showing an increasetrend and stabilising in the late years.
Summary of SE electricty price results (from Part I)
Scenario | Period | Weighted Average Electricity Price (€/MWh)
Scenario 1 | 2030 | 54.1076
Scenario 1 | 2035 | 44.9
Scenario 1 | 2040 | 36.4373
Scenario 2 | 2030 | 54.1225
Scenario 2 | 2035 | 44.9353
Scenario 2 | 2040 | 36.4259
Scenario 3 | 2030 | 54.1193
Scenario 3 | 2035 | 44.939
Scenario 3 | 2040 | 36.4319
Notes & Assumptions:
1 the electricity price is purely based on the average wholesale price. It does not consider non-disclosed long-term contracts or industry reductions potentially received by the state in the future. Since 2025 was not included in the Part 1 analysis, the 2024 electricty price is used for 2025.
Voltage levels: We used a representative dataset based on industrial energy consumption (measured in MWh) published by Eurostat. It is assumed that large consumers, benefiting from lower tariffs, are connected at high voltage levels; medium consumers, with medium tariffs, are connected at medium voltage levels; and small consumers, facing higher tariffs, are connected at low voltage levels.
Forecast assumptions:
Network charges TSO: The network cost will continue to develop according to historic trends for the next ten years due to expansions and slight modifications during the energy transition.
Network charges DSO: The network charges for the distribution grid will follow historic trends of a slight increase.
Excise duties: We assume an increase of 3% per. year due to inflations. The excise duties are relevant for all voltage levels and for business-use and non-business-use.
Renewable energy fees: We assume the historic trend of lower subsidies and increased competitiveness of renewables to continue leading to a steady decrease in the fees. It is importat to mention that renewable energy fees can also be presented as a specific type of tax in different data sources.
Taxes: Includes Value Added Tax (VAT), capacity taxes, environmental taxes, other taxes, again, accompanied by an upward trend in tax levels. The historical trend of taxes showed a gradual increase until 2022, followed by a decline; however, forecasts indicate that from 2024 onwards, total charges are rising. It is important to mention that the evolution of taxes will mainly depend on political decisions and the approach to implement targets to reach affordable electricity prices.
R² value: The reason for low R² values could be big fluctuations in historic values. For this exercise it is decided to have a steady curve for the projections for the comming years. Some of the models that were developed to predict network charges, taxes, and renewable fees present relatively modest R² values. This is primarily due to the fact that the modelling approach relied heavily on historical trend analysis. Specifically, we studied historical values from the 2017–2024 period and identified different trend patterns across various time segments within that range. The projections were then generated by extrapolating these trends into the future. However, we intentionally constrained the projections to avoid unrealistic or excessively high values. As a result, the models prioritize conservative and credible forecasts over purely statistical fit, which naturally impacts the R² values.

## P2 - Latvia
Latvia
Select Scenario:
Scenario 1
Low voltage | Scenario 1 | Scenario 1 | Scenario 1
Year | 2025 | 2030 | 2035
Unit | EUR/MWh | EUR/MWh | EUR/MWh | Source
Weighted Average Electricity price1 | 91.9402 | 57.7891 | 42.2905 | Ramboll's analysis for this study
Network charge TSO | 4.39 | 3.58 | 2.92 | https://www.vestnesis.lv/op/2023/232.DA9
Network charge DSO | 8.6249 | 4.6484 | 1.9 | https://ec.europa.eu/eurostat/databrowser/view/nrg_pc_205_c__custom_16126174/default/table?lang=en
Renewable energy fee | 3.8305 | 1.9152 | 0 | https://ec.europa.eu/eurostat/databrowser/view/nrg_pc_205_c__custom_16126174/default/table?lang=en
Excise duties | 1.0403 | 1.206 | 1.399 | https://taxfoundation.org/data/all/eu/excise-duties-electricity-europe-2024/
Taxes | 31.96 | 35.66 | 38.23 | https://ec.europa.eu/eurostat/databrowser/view/nrg_pc_205_c__custom_16126174/default/table?lang=en
Total | 141.7859 | 104.7987 | 86.7395
Medium voltage | Scenario 1 | Scenario 1 | Scenario 1
Year | 2025 | 2030 | 2035
Unit | EUR/MWh | EUR/MWh | EUR/MWh | Source
Weighted Average Electricity price1 | 91.9402 | 57.7891 | 42.2905 | Ramboll's analysis for this study
Network charge TSO | 3.48 | 2.84 | 2.32 | https://www.vestnesis.lv/op/2023/232.DA9
Network charge DSO | 5.9111 | 4.1437 | 2.9222 | https://ec.europa.eu/eurostat/databrowser/view/nrg_pc_205_c__custom_16126174/default/table?lang=en
Renewable energy fee | 3.8305 | 1.9152 | 0 | https://ec.europa.eu/eurostat/databrowser/view/nrg_pc_205_c__custom_16126174/default/table?lang=en
Excise duties | 1.0403 | 1.206 | 1.399 | https://taxfoundation.org/data/all/eu/excise-duties-electricity-europe-2024/
Taxes | 31.53 | 35.86 | 38.85 | https://ec.europa.eu/eurostat/databrowser/view/nrg_pc_205_c__custom_16126174/default/table?lang=en
Total | 137.7321 | 103.754 | 87.7817
High voltage | Scenario 1 | Scenario 1 | Scenario 1
Year | 2025 | 2030 | 2035
Unit | EUR/MWh | EUR/MWh | EUR/MWh | Source
Weighted Average Electricity price1 | 91.9402 | 57.7891 | 42.2905 | Ramboll's analysis for this study
Network charge TSO | 2.91 | 2.37 | 1.94 | https://www.vestnesis.lv/op/2023/232.DA9
Renewable energy fee | 0 | 0 | 0 | https://ec.europa.eu/eurostat/databrowser/view/nrg_pc_205_c__custom_16126174/default/table?lang=en
Excise duties | 1.0403 | 1.206 | 1.399 | https://taxfoundation.org/data/all/eu/excise-duties-electricity-europe-2024/
Taxes | 0 | 0 | 0 | https://ec.europa.eu/eurostat/databrowser/view/nrg_pc_205_c__custom_16126174/default/table?lang=en
Total | 95.8905 | 61.3651 | 45.6295
|  | R² Value | Description
Average R² for the three voltage values | Network charge TSO | - | The historical decrease in networkcharges between 2022 and 2024 was -4%, which is what was used for the forcast of network charges. Based on a revised inflation forecast for the next tariff period, as well as the allocation of additional revenues from interstate transmission capacity auctions to reduce electricity transmission system service tariffs. No R² value attached here.
| Network charge DSO | 0.7791 | For the network charges of the distribution grid it is assumed that the charges will decreas slightly which follows the historic development.
| Renewable energy fee | 0.9045 | We assume the historic trend of lower subsidies and increased competitiveness of renewables to continue leading to a steady decrease in the fees and its dissapearance in 2035.
| Excise duties | - | No historical prices. We assume an increase of 3% per. year due to inflations. No R² value available here.
| Taxes | 0.34955 | It is assumes that the taxes will increase slightly which follows the historic development.
Summary of LV electricty price results (from Part I)
Scenario | Period | Weighted Average Electricity Price (€/MWh)
Scenario 1 | 2030 | 57.7891
Scenario 1 | 2035 | 42.2905
Scenario 1 | 2040 | 30.6674
Scenario 2 | 2030 | 57.8427
Scenario 2 | 2035 | 41.8886
Scenario 2 | 2040 | 30.0465
Scenario 3 | 2030 | 57.8096
Scenario 3 | 2035 | 42.0107
Scenario 3 | 2040 | 30.2532
Notes & Assumptions:
1 the electricity price is purely based on the average wholesale price. It does not consider non-disclosed long-term contracts or industry reductions potentially received by the state in the future. Since 2025 was not included in the Part 1 analysis, the 2024 electricty price is used for 2025.
Forecast assumptions:
Network charges TSO: revised inflation forecast for the next tariff period, as well as the allocation of additional revenues from interstate transmission capacity auctions to reduce electricity transmission system service tariffs.
Low voltage in the TSO system are users whose electrical installations are located on the 06-20 kV side of the 110/6-20 kV transformer. The medium voltage in the TSO system are users whos electrical installations are within the owership boundry of 110 kV buses. The high voltage in the TSO system are users whos electrical instalaltions are within the ownership boundry of 110 kV lines.
Network charges DSO: For the network charges of the distribution grid it is assumed that the charges will decreas slightly which follows th historic development.
Renewable energy fees: For the high voltage consumers (consumption over 150.000 MWh), there is a renewable energy fee exemption. We assume the historic trend of lower subsidies and increased competitiveness of renewables to continue leading to a steady decrease in the fees and its dissapearance in 2035. It is importat to mention that renewable energy fees can also be presented as a specific type of tax in different data sources.
Excise duties: We assume an increase of 3% per. year due to inflations. The excise duties are relevant for all voltage levels and for business-use and non-business-use.
Taxes: Includes Value Added Tax (VAT), capacity taxes, environmental taxes, other taxes. For the high voltage taxes (consumption over 150.000 MWh), there is a tax exemption. It is assumes that the taxes will decrease slightly which follows the historic development. It is important to mention that the evolution of taxes will mainly depend on political decisions and the approach to implement targets to reach affordable electricity prices.
R² value: The reason for low R² values could be big fluctuations in historic values. For this exercise it is decided to have a steady curve for the projections for the comming years. Some of the models that were developed to predict network charges, taxes, and renewable fees present relatively modest R² values. This is primarily due to the fact that the modelling approach relied heavily on historical trend analysis. Specifically, we studied historical values from the 2017–2024 period and identified different trend patterns across various time segments within that range. The projections were then generated by extrapolating these trends into the future. However, we intentionally constrained the projections to avoid unrealistic or excessively high values. As a result, the models prioritize conservative and credible forecasts over purely statistical fit, which naturally impacts the R² values.

## P2 - Lithuania
Lithuania
Select Scenario:
Scenario 1
Low voltage | Scenario 1 | Scenario 1 | Scenario 1
Year | 2025 | 2030 | 2035
Unit | EUR/MWh | EUR/MWh | EUR/MWh | Source
Weighted Average Electricity price1 | 92.6294 | 55.8834 | 41.1001 | Ramboll's analysis for this study
Network charge TSO | 7.18 | 7.32 | 7.42 | https://www.vert.lt/en/Pages/price-ceilings-of-electricity-transportation-services-and-public-energy-price-ceilings.aspx
Network charge DSO | 21.6 | 22.83 | 23.74 | https://www.vert.lt/en/Pages/price-ceilings-of-electricity-transportation-services-and-public-energy-price-ceilings.aspx
Renewable energy fee2 | 0 | 0 | 0 | https://ec.europa.eu/eurostat/databrowser/view/nrg_pc_205_c__custom_16126174/default/table?lang=en
Excise duties | 0.5356 | 0.6209 | 0.7198 | https://taxfoundation.org/data/all/eu/excise-duties-electricity-europe-2024/
Taxes | 35.31 | 40.26 | 43.68 | https://ec.europa.eu/eurostat/databrowser/view/nrg_pc_205_c__custom_16126174/default/table?lang=en
Total | 157.255 | 126.9143 | 116.6599
Medium voltage | Scenario 1 | Scenario 1 | Scenario 1
Year | 2025 | 2030 | 2035
Unit | EUR/MWh | EUR/MWh | EUR/MWh | Source
Weighted Average Electricity price1 | 92.6294 | 55.8834 | 41.1001 | Ramboll's analysis for this study
Network charge TSO | 7.18 | 7.32 | 7.42 | https://www.vert.lt/en/Pages/price-ceilings-of-electricity-transportation-services-and-public-energy-price-ceilings.aspx
Network charge DSO | 8.65 | 8.17 | 7.82 | https://www.vert.lt/en/Pages/price-ceilings-of-electricity-transportation-services-and-public-energy-price-ceilings.aspx
Renewable energy fee2 | 0 | 0 | 0 | https://ec.europa.eu/eurostat/databrowser/view/nrg_pc_205_c__custom_16126174/default/table?lang=en
Excise duties | 0.5356 | 0.6209 | 0.7198 | https://taxfoundation.org/data/all/eu/excise-duties-electricity-europe-2024/
Taxes | 31.28 | 35.03 | 37.63 | https://ec.europa.eu/eurostat/databrowser/view/nrg_pc_205_c__custom_16126174/default/table?lang=en
Total | 140.275 | 107.0243 | 94.6899
High voltage | Scenario 1 | Scenario 1 | Scenario 1
Year | 2025 | 2030 | 2035
Unit | EUR/MWh | EUR/MWh | EUR/MWh | Source
Weighted Average Electricity price1 | 92.6294 | 55.8834 | 41.1001 | Ramboll's analysis for this study
Network charge TSO | 7.18 | 7.32 | 7.42 | https://www.vert.lt/en/Pages/price-ceilings-of-electricity-transportation-services-and-public-energy-price-ceilings.aspx
Renewable energy fee | 3.839 | 3.927 | 3.988 | https://ec.europa.eu/eurostat/databrowser/view/nrg_pc_205_c__custom_16126174/default/table?lang=en
Excise duties | 0.5356 | 0.6209 | 0.7198 | https://taxfoundation.org/data/all/eu/excise-duties-electricity-europe-2024/
Taxes | 22.67 | 27.97 | 31.63 | https://ec.europa.eu/eurostat/databrowser/view/nrg_pc_205_c__custom_16126174/default/table?lang=en
Total | 126.854 | 95.7213 | 84.8579
|  | R² Value | Description
Average R² for the three voltage values | Network charge TSO | 0.4339 | Follows a historical trend. The low R² is because of fluctuations in the historical data from year to year.
| Network charge DSO | 0.4339 | Follows a historical trend. The low R² is because of fluctuations in the historical data from year to year.
| Renewable energy fee | 0.0008 | Follows historic trend of lower subsidies. The fee only changes slightly in the forcast.
| Excise duties | - | No historical prices. We assume an increase of 3% per. year due to inflations. No R² value available here.
| Taxes | 0.2991 | It is assumes that the taxes will increase slightly which follows the historic development.
Summary of LT electricty price results (from Part I)
Scenario | Period | Weighted Average Electricity Price (€/MWh)
Scenario 1 | 2030 | 55.8834
Scenario 1 | 2035 | 41.1001
Scenario 1 | 2040 | 29.7483
Scenario 2 | 2030 | 55.8587
Scenario 2 | 2035 | 40.685
Scenario 2 | 2040 | 29.1232
Scenario 3 | 2030 | 55.87
Scenario 3 | 2035 | 40.8254
Scenario 3 | 2040 | 29.3286
Notes & Assumptions:
1 the electricity price is purely based on the average wholesale price. It does not consider non-disclosed long-term contracts or industry reductions potentially received by the state in the future. Since 2025 was not included in the Part 1 analysis, the 2024 electricty price is used for 2025.
2 renewable energy fees are not found on business bills today with consumption less than 150GWh. There have been reductions displayed in Eurostat which may indicate support policies during a crisis. We assume this not to continue.
Forecast assumptions:
Network charges TSO: Follows the historic trend. The transmission charges are for high voltage networks.
Network charges DSO: Follows the historic trend. Distribution charges are both for medium and low voltage networks.
Renewable energy fees: For high voltage, we assume the historic trend of lower subsidies .
Excise duties: We assume an increase of 3% per. year due to inflations. The excise duties are relevant for all voltage levels and for business-use
Taxes: Includes Value Added Tax (VAT), capacity taxes, environmental taxes, other taxes. It is assumes that the taxes will increase slightly which follows the historic development. It is important to mention that the evolution of taxes will mainly depend on political decisions and the approach to implement targets to reach affordable electricity prices. There may apply tax exemptions in the case of using renewable energy.
R² value: The reason for low R² values could be big fluctuations in historic values. For this exercise it is decided to have a steady curve for the projections for the comming years. Some of the models that were developed to predict network charges, taxes, and renewable fees present relatively modest R² values. This is primarily due to the fact that the modelling approach relied heavily on historical trend analysis. Specifically, we studied historical values from the 2017–2024 period and identified different trend patterns across various time segments within that range. The projections were then generated by extrapolating these trends into the future. However, we intentionally constrained the projections to avoid unrealistic or excessively high values. As a result, the models prioritize conservative and credible forecasts over purely statistical fit, which naturally impacts the R² values.

## P2 - Finland
Finland
Select Scenario:
Scenario 1
Low voltage | Scenario 1 | Scenario 1 | Scenario 1
Year | 2025 | 2030 | 2035
Unit | EUR/MWh | EUR/MWh | EUR/MWh | Source
Weighted Average Electricity price1 | 50.0325 | 36.8476 | 26.8398 | Ramboll's analysis for this study
Network charge TSO | 3.4173 | 5.004 | 7.3273 | https://www.fingrid.fi/en/grid/grid-connection-agreement-phases/main-grid-contract-and-service-fees/#service-fees
Network charge DSO | 9.8349 | 10.8597 | 11.99 | https://www.helensahkoverkko.fi/globalassets/hinnastot-ja-sopimusehdot/hsv---enkku/electricity-distribution-tariffs-1.9.2024.pdf og https://www.helensahkoverkko.fi/globalassets/hinnastot-ja-sopimusehdot/hsv---enkku/electricity-distribution-tariffs_en2.pdf
Renewable energy fee | 0 | 0 | 0
Excise duties | 0.6489 | 0.75335 | 0.87207 | https://taxfoundation.org/data/all/eu/excise-duties-electricity-europe-2024/
Taxes | 21.6 | 21.92 | 22.07 | https://ec.europa.eu/eurostat/databrowser/view/nrg_pc_205_c__custom_16254739/default/table?lang=en
Total | 85.5336 | 75.3847 | 69.0991
Medium voltage | Scenario 1 | Scenario 1 | Scenario 1
Year | 2025 | 2030 | 2035
Unit | EUR/MWh | EUR/MWh | EUR/MWh | Source
Weighted Average Electricity price1 | 50.0325 | 36.8476 | 26.8398 | Ramboll's analysis for this study
Network charge TSO | 3.4173 | 5.004 | 7.3273 | https://www.fingrid.fi/en/grid/grid-connection-agreement-phases/main-grid-contract-and-service-fees/#service-fees
Network charge DSO | 7.2612 | 8.4177 | 9.7585 | https://www.helensahkoverkko.fi/globalassets/hinnastot-ja-sopimusehdot/hsv---enkku/electricity-distribution-tariffs-1.9.2024.pdf og https://www.helensahkoverkko.fi/globalassets/hinnastot-ja-sopimusehdot/hsv---enkku/electricity-distribution-tariffs_en2.pdf
Renewable energy fee | 0 | 0 | 0
Excise duties | 0.6489 | 0.75335 | 0.87207 | https://taxfoundation.org/data/all/eu/excise-duties-electricity-europe-2024/
Taxes | 22.07 | 22.4 | 22.7 | https://ec.europa.eu/eurostat/databrowser/view/nrg_pc_205_c__custom_16254739/default/table?lang=en
Total | 83.4299 | 73.4227 | 67.4976
High voltage | Scenario 1 | Scenario 1 | Scenario 1
Year | 2025 | 2030 | 2035
Unit | EUR/MWh | EUR/MWh | EUR/MWh | Source
Weighted Average Electricity price1 | 50.0325 | 36.8476 | 26.8398 | Ramboll's analysis for this study
Network charge TSO | 3.4173 | 5.004 | 7.3273 | https://www.fingrid.fi/en/grid/grid-connection-agreement-phases/main-grid-contract-and-service-fees/#service-fees
Renewable energy fee | 0 | 0 | 0
Excise duties | 0.6489 | 0.75335 | 0.87207 | https://taxfoundation.org/data/all/eu/excise-duties-electricity-europe-2024/
Taxes | 0 | 0 | 0 | https://ec.europa.eu/eurostat/databrowser/view/nrg_pc_205_c__custom_16254739/default/table?lang=en
Total | 54.0987 | 42.605 | 35.0391
|  | R² Value | Description
Average R² for the three voltage values | Network charge TSO | - | Only prices for 2024 and 2025 were found, with an increase in network charge of 7.9% between the two years. 7.9% was used to forcast the network charges. No R² value available here.
| Network charge DSO | - | There has not been a development in the distribution network charges for low and medium voltages between 2021 and 2024 (which are the data available). It is assumed an increase of 3 % per. year due to inflations. No R² value available here.
| Renewable energy fee | - | There is no renewable energy fee in Finland.
| Excise duties | - | No historical prices. We assume an increase of 3% per. year due to inflations. No R² value available here.
| Taxes | 0.0134 | It is assumes that the taxes will be primarily constant, which follows the historic development. The low R² is because of fluctuations in the historical data from year to year.
Summary of FI electricty price results (from Part I)
Scenario | Period | Weighted Average Electricity Price (€/MWh)
Scenario 1 | 2030 | 36.8476
Scenario 1 | 2035 | 26.8398
Scenario 1 | 2040 | 18.194
Scenario 2 | 2030 | 36.8736
Scenario 2 | 2035 | 26.8267
Scenario 2 | 2040 | 18.1656
Scenario 3 | 2030 | 36.8674
Scenario 3 | 2035 | 26.838
Scenario 3 | 2040 | 18.1879
Notes & Assumptions:
1 the electricity price is purely based on the average wholesale price. It does not consider non-disclosed long-term contracts or industry reductions potentially received by the state in the future. Since 2025 was not included in the Part 1 analysis, the 2024 electricty price is used for 2025.
Forecast assumptions:
Network charges TSO: The network charge is paid for the transmission of the electric energy beyond the connection point located between the customer and Fingrid. The increase of network charge of 7.9 % is used, as this is the historic increase betwen year 2024 and 2025.
Network charges DSO: There has not been a development in the distribution network charges for low and medium voltages. It is assumed an increase of 3 % per. year due to inflations.
Renewable energy fees: There is no renewable energy fee in Finland. It is importat to mention that renewable energy fees can also be presented as a specific type of tax in different data sources.
Excise duties: We assume an increase of 3 % per. year due to inflations. The excise duties are relevant for all voltage levels for business-use.
Taxes: Includes Value Added Tax (VAT), capacity taxes, environmental taxes, other taxes. For the high voltage taxes (consumption over 150.000 MWh), there is a tax exemption. Data can be found for the years 2021 and 2022, but it is assumed this is because of the energy crisis, and does not represent the general value. It is assumes that the taxes will be primarily constant, which follows the historic development. It is important to mention that the evolution of taxes will mainly depend on political decisions and the approach to implement targets to reach affordable electricity prices.
R² value: The reason for low R² values could be big fluctuations in historic values. For this exercise it is decided to have a steady curve for the projections for the comming years. Some of the models that were developed to predict network charges, taxes, and renewable fees present relatively modest R² values. This is primarily due to the fact that the modelling approach relied heavily on historical trend analysis. Specifically, we studied historical values from the 2017–2024 period and identified different trend patterns across various time segments within that range. The projections were then generated by extrapolating these trends into the future. However, we intentionally constrained the projections to avoid unrealistic or excessively high values. As a result, the models prioritize conservative and credible forecasts over purely statistical fit, which naturally impacts the R² values.

## P2 - Poland
Poland
Select Scenario:
Scenario 1
Low Voltage | Scenario 1 | Scenario 1 | Scenario 1
Year | 2025 | 2030 | 2035
Unit | EUR/MWh | EUR/MWh | EUR/MWh | Source
Weighted Average Electricity price1 | 99.2137 | 68.2428 | 72.3593 | Ramboll's analysis for this study
Network charge DSO | 25.2237 | 27.5065 | 29.2777 | https://pgedystrybucja.pl/strefa-klienta/oferta/uslugi-taryfowe
Renewable energy fee | 6.9381 | 7.2473 | 7.4611 | https://ec.europa.eu/eurostat/databrowser/view/nrg_pc_205_c__custom_16126174/default/table?lang=en
Excise duties | 1.1124 | 1.2896 | 1.495 | https://taxfoundation.org/data/all/eu/excise-duties-electricity-europe-2024/
Taxes | 48.492 | 52.9545 | 56.0388 | https://ec.europa.eu/eurostat/databrowser/view/nrg_pc_205_c__custom_16126174/default/table?lang=en
Total | 180.9798 | 157.2407 | 166.632
Medium Voltage | Scenario 1 | Scenario 1 | Scenario 1
Year | 2025 | 2030 | 2035
Unit | EUR/MWh | EUR/MWh | EUR/MWh | Source
Weighted Average Electricity price1 | 99.2137 | 68.2428 | 72.3593 | Ramboll's analysis for this study
Network charge DSO | 23.0791 | 24.0343 | 25.8666 | https://pgedystrybucja.pl/strefa-klienta/oferta/uslugi-taryfowe
Renewable energy fee | 6.0211 | 5.8444 | 5.7222 | https://ec.europa.eu/eurostat/databrowser/view/nrg_pc_205_c__custom_16126174/default/table?lang=en
Excise duties | 1.1124 | 1.2896 | 1.495 | https://taxfoundation.org/data/all/eu/excise-duties-electricity-europe-2024/
Taxes | 49.1273 | 54.3409 | 57.9444 | https://ec.europa.eu/eurostat/databrowser/view/nrg_pc_205_c__custom_16126174/default/table?lang=en
Total | 178.5535 | 153.7519 | 163.3876
High Voltage | Scenario 1 | Scenario 1 | Scenario 1
Year | 2025 | 2030 | 2035
Unit | EUR/MWh | EUR/MWh | EUR/MWh | Source
Weighted Average Electricity price1 | 99.2137 | 68.2428 | 72.3593 | Ramboll's analysis for this study
Network charge TSO | 16.1067 | 20.2675 | 21.7333 | https://pgedystrybucja.pl/strefa-klienta/oferta/uslugi-taryfowe
Renewable energy fee | 5.8606 | 5.7722 | 5.7111 | https://ec.europa.eu/eurostat/databrowser/view/nrg_pc_205_c__custom_16126174/default/table?lang=en
Excise duties | 1.1124 | 1.2896 | 1.495 | https://taxfoundation.org/data/all/eu/excise-duties-electricity-europe-2024/
Taxes | 50.0259 | 55.4604 | 59.2166 | https://ec.europa.eu/eurostat/databrowser/view/nrg_pc_205_c__custom_16126174/default/table?lang=en
Total | 172.3192 | 151.0324 | 160.5153
|  | R² Value | Description
Average R² for the three voltage values | Network charge TSO | 0.65 | Historically, network charges in Poland have had a varying trend, but this changed in 2020 when these charges began to increase year by year. Network charges projections consider these 5 years (2020-2025) as the base years, and a logarithmic trendline to avoid projections to reach unrealistic values in late years where more uncertainity is present.
| Network charge DSO | 0.64 | Historically, network charges in Poland have had a varying trend, but this changed in 2020 when these charges began to increase year by year. Network charges projections consider these 5 years (2020-2025) as the base years, and a logarithmic trendline to avoid projections to reach unrealistic values in late years where more uncertainity is present.
| Renewable energy fee | 0.2 | The model forecasts future fee levels in Poland using historical data from 2017 to 2024, during which values consistently remained between 0.5 and 0.6. This stability informs the projections, which follow a logarithmic trend suggesting a slight increase while maintaining consistency with the historical range.
| Excise duties | - | No historical prices. We assume an increase of 3% per. year due to inflations. No R² value available here.
| Taxes | 0.75 | Electricity taxes in Poland rose significantly after 2020 mainly due to the EU's carbon pricing under the Emissions Trading System, which increased costs for coal-dependent power. The historical data shows a steady upward trend in fees from 2017 to 2020, followed by a significant increase after 2020. However, projections beyond 2024 do not anticipate changes of similar magnitude and instead follow the more gradual increasing pattern established between 2017 and 2020.
Summary of PL electricty price results (from Part I)
Scenario | Period | Weighted Average Electricity Price (€/MWh)
Scenario 1 | 2030 | 68.2428
Scenario 1 | 2035 | 72.3593
Scenario 1 | 2040 | 63.1006
Scenario 2 | 2030 | 68.2533
Scenario 2 | 2035 | 72.3625
Scenario 2 | 2040 | 63.0917
Scenario 3 | 2030 | 68.2452
Scenario 3 | 2035 | 72.3592
Scenario 3 | 2040 | 63.0917
Notes & Assumptions:
1 the electricity price is purely based on the average wholesale price. It does not consider non-disclosed long-term contracts or industry reductions potentially received by the state in the future. Since 2025 was not included in the Part 1 analysis, the 2024 electricty price is used for 2025.
Voltage levels: For network charges, values of both PGE Dystrybucja (presented according to voltage levels)and other valuesfrom the dataset published by Eurostat that is based on industrial energy consumption (measured in MWh). It is assumed that large consumers, benefiting from lower tariffs, are connected at high voltage levels; medium consumers, with medium tariffs, are connected at medium voltage levels; and small consumers, facing higher tariffs, are connected at low voltage levels.
Forecast assumptions:
Network charges TSO and DSO: Tariffs follow a trend based on historic values, where tariffs were decreasing throughout the years. Since 2022, they started to show an increasing trend which is assumed to remain until further.
Renewable energy fees: We assume that the historical trend of renewable fees, which has exhibited both upward and downward fluctuations over the past decade, will result in a slight increase in projections over the analysis period. It is importat to mention that renewable energy fees can also be presented as a specific type of tax in different data sources.
Excise duties: We assume an increase of 3% per. year due to inflations. The excise duties are relevant for all voltage levels and for business-use and non-business-use.
Taxes: Includes Value Added Tax (VAT), capacity taxes, environmental taxes, other taxes. It is important to mention that the evolution of taxes will mainly depend on political decisions and the approach to implement targets to reach affordable electricity prices.
R² value: The reason for low R² values could be big fluctuations in historic values. For this exercise it is decided to have a steady curve for the projections for the comming years. Some of the models that were developed to predict network charges, taxes, and renewable fees present relatively modest R² values. This is primarily due to the fact that the modelling approach relied heavily on historical trend analysis. Specifically, we studied historical values from the 2017–2024 period and identified different trend patterns across various time segments within that range. The projections were then generated by extrapolating these trends into the future. However, we intentionally constrained the projections to avoid unrealistic or excessively high values. As a result, the models prioritize conservative and credible forecasts over purely statistical fit, which naturally impacts the R² values.